## Input Page
Guideline Version Date: August 30, 2019
RPS Class I 225 CMR 14.00
Solar Carve-Out II
Guideline
Calculation of Annual Compliance Obligations
(Page 1 - Calculation Inputs)
|  | Solar PV Capacity Factor | 13.08% | 1145.808 | MWh/year per MW
Market Sector SREC Factors
|  | Market Sector A | 1
0.8
0.7
0.65
|  | Market Sector B | 0.9
0.7
0.6
0.55
|  | Market Sector C | 0.8
0.65
0.55
0.5
|  | Managed Growth | 0.7
0.55
0.5
0.45
|  | SREC Term Limit, quarters | 40
|  | Percent of Annual Generation in Quarter (based on NREL data table to right) |  |  | NREL Insolation Data, Worcester, kWh/m2/day (Non-Tracking, Tilt = Latitude)
|  | Q1 | 0.23006 |  | Jan | 3.4 | 0.23006 | Quarterly Contribu-tion to Annual Total
|  | Q2 | 0.28942 |  | Feb | 4.2
|  | Q3 | 0.29314 |  | Mar | 4.8
|  | Q4 | 0.18738 |  | Apr | 5 | 0.28942
[5 empty] | May | 5.2
[5 empty] | Jun | 5.4
[5 empty] | Jul | 5.5 | 0.29314
[5 empty] | Aug | 5.3
[5 empty] | Sep | 5
[5 empty] | Oct | 4.3 | 0.18738
[5 empty] | Nov | 3
[5 empty] | Dec | 2.8
[5 empty] | Annual | 4.5 | 1

## Minimum Standards
RPS Class I 225 CMR 14.00
Solar Carve-Out II
Guideline
Calculation of Preliminary Annual Compliance Obligations and Minimum Standards
(Page 2 - Minimum Standard by Contract Execution Date)
Contract Execution Date | 2020 Compliance Obligation (MWh) | Total Retail Load Obligation from 2 Years Prior (MWh) | 2020 Minimum Standard (%)
Before 4/25/2014 | 0 | 46448304 | 0%
On or after 4/25/2014 and before 5/8/2016 | 1023737.4621 |  | 2.204%
On or after 5/8/2016 | 1765527 |  | 3.801%
Note: Details behind the calculations used to determine these Compliance Obligations and Minimum Standards can be found in the other worksheets in this workbook

## Compliance Obligation
RPS Class I 225 CMR 14.00 | [5 empty] | Data Code | Black | Set Values by Regulation
Solar Carve-Out II | [6 empty] | Red | Values input by DOER over time as provided by regulation
Guideline | [6 empty] | Blue | Calculated Values by formulas in spreadsheet
Calculation of Annual Compliance Obligations and Minimum Standards
(Page 3 - Compliance Obligation Calculation Spreadsheet)
Note: This worksheet calculates the official 2019 Compliance Obligation and Minimum Standard and includes all SREC II eligible capacity. This Compliance Obligation and Minimum Standard applies to all retail electricity load served under contracts executed on or after 5/8/16.
| Year |  | 2013 | 2014 | 2014 | 2014 | 2014 | 2015 | 2015 | 2015 | 2015 | 2016 | 2016 | 2016 | 2016 | 2017 | 2017 | 2017 | 2017 | 2018 | 2018 | 2018 | 2018 | 2019 | 2019 | 2019 | 2019 | 2020 | 2020 | 2020 | 2020 | 2021 | 2021 | 2021 | 2021 | 2022 | 2022 | 2022 | 2022 | 2023 | 2023 | 2023 | 2023 | 2024 | 2024 | 2024 | 2024 | 2025 | 2025 | 2025 | 2025 | 2026 | 2026 | 2026 | 2026 | 2027 | 2027 | 2027 | 2027
| Quarter |  | Q4 | Q1 | Q2 | Q3 | Q4 | Q1 | Q2 | Q3 | Q4 | Q1 | Q2 | Q3 | Q4 | Q1 | Q2 | Q3 | Q4 | Q1 | Q2 | Q3 | Q4 | Q1 | Q2 | Q3 | Q4 | Q1 | Q2 | Q3 | Q4 | Q1 | Q2 | Q3 | Q4 | Q1 | Q2 | Q3 | Q4 | Q1 | Q2 | Q3 | Q4 | Q1 | Q2 | Q3 | Q4 | Q1 | Q2 | Q3 | Q4 | Q1 | Q2 | Q3 | Q4 | Q1 | Q2 | Q3 | Q4
| Program Quarter |  |  | 1 | 2 | 3 | 4 | 5 | 6 | 7 | 8 | 9 | 10 | 11 | 12 | 13 | 14 | 15 | 16 | 17 | 18 | 19 | 20 | 21 | 22 | 23 | 24 | 25 | 26 | 27 | 28 | 29 | 30 | 31 | 32 | 33 | 34 | 35 | 36 | 37 | 38 | 39 | 40 | 41 | 42 | 43 | 44 | 45 | 46 | 47 | 48 | 49 | 50 | 51 | 52 | 53 | 54 | 55 | 56
Compliance Obligation Terms 225 CMR 14.07(3)(e)1-5
Installed Capacity 225 CMR 14.07(3)(e)1 |  |  |  | Q1 1: Data to be entered by DOER on a Quarterly Basis during the subsequent quarter
| QUARTERLY Installed Capacities (MW) |  |  | 5.8023 | 8.2155 | 17.3926 | 23.5652 | 64.0521 | 68.0482 | 71.6028 | 61.6538 | 126.5163 | 102.798 | 74.327 | 90.34 | 175.3908 | 152.1678 | 128.4721 | 146.8154 | 139.2314 | 79 | 77 | 80 | 23 | 14 | 0 | 0 | 0 | 0 | 0 | 0 | 0 | 0 | 0 | 0 | 0 | 0 | 0 | 0 | 0 | 0 | 0 | 0 | 0 | 0 | 0 | 0 | 0 | 0 | 0 | 0 | 0 | 0 | 0 | 0 | 0 | 0 | 0 | 0
| Market Sector | SREC Factor
| Market Sector A | 1 |  | Q1 1: 0.49926; Q2 2: 6.3875; Q3 3: 11.8388; Q4 4: 20.341; Q1 5: 30.1805; Q2 6: 43.2115; Q3 7: 41.5157; Q4 8: 45.6727; Q1 9: 64.1915; Q2 10: 65.6423; Q3 11: 59.5303; Q4 12: 57.5545; Q1 13: 82.9341; Q2 14: 39.7489; Q3 15: 56.5126; Q4 16: 57.1309; Q1 17: 49; Q2 18: 7; Q3 19: 8; Q4 20: 5; Q1 21: 0; Q2 22: 0
|  | 0.8 |  | Q1 1: 0; Q2 2: 0; Q3 3: 0; Q4 4: 0; Q1 5: 0; Q2 6: 0; Q3 7: 0; Q4 8: 0; Q1 9: 0; Q2 10: 0; Q3 11: 0; Q4 12: 0; Q1 13: 14.3864; Q2 14: 19.4708; Q3 15: 22.3593; Q4 16: 27.7236; Q1 17: 46; Q2 18: 33; Q3 19: 29; Q4 20: 21; Q1 21: 1; Q2 22: 0
|  | 0.7 |  | Q1 1: 0; Q2 2: 0; Q3 3: 0; Q4 4: 0; Q1 5: 0; Q2 6: 0; Q3 7: 0; Q4 8: 0; Q1 9: 0; Q2 10: 0; Q3 11: 0; Q4 12: 0; Q1 13: 0; Q2 14: 0.5985; Q3 15: 0; Q4 16: 0.09412; Q1 17: 7; Q2 18: 14; Q3 19: 5; Q4 20: 11; Q1 21: 4; Q2 22: 6
|  | 0.65 |  | Q1 1: 0; Q2 2: 0; Q3 3: 0; Q4 4: 0; Q1 5: 0; Q2 6: 0; Q3 7: 0; Q4 8: 0; Q1 9: 0; Q2 10: 0; Q3 11: 0; Q4 12: 0; Q1 13: 0; Q2 14: 0; Q3 15: 0; Q4 16: 0; Q1 17: 0; Q2 18: 1; Q3 19: 7; Q4 20: 11; Q1 21: 14; Q2 22: 6
| Market Sector B | 0.9 |  | Q1 1: 5.303; Q2 2: 1.828; Q3 3: 4.8877; Q4 4: 3.1248; Q1 5: 17.0361; Q2 6: 15.6119; Q3 7: 8.4838; Q4 8: 10.7796; Q1 9: 15.9877; Q2 10: 14.7732; Q3 11: 7.7708; Q4 12: 18.2347; Q1 13: 31.488; Q2 14: 32.8652; Q3 15: 15.1713; Q4 16: 2.7911; Q1 17: 12.8029; Q2 18: 1; Q3 19: 5; Q4 20: 0; Q1 21: 1; Q2 22: 0
|  | 0.7 |  | Q1 1: 0; Q2 2: 0; Q3 3: 0; Q4 4: 0; Q1 5: 0; Q2 6: 0; Q3 7: 0; Q4 8: 0; Q1 9: 0; Q2 10: 0; Q3 11: 0; Q4 12: 0; Q1 13: 0.23814; Q2 14: 4.1118; Q3 15: 7.4028; Q4 16: 8.1153; Q1 17: 1.5678; Q2 18: 1; Q3 19: 1; Q4 20: 1; Q1 21: 0; Q2 22: 0
|  | 0.6 |  | Q1 1: 0; Q2 2: 0; Q3 3: 0; Q4 4: 0; Q1 5: 0; Q2 6: 0; Q3 7: 0; Q4 8: 0; Q1 9: 0; Q2 10: 0; Q3 11: 0; Q4 12: 0; Q1 13: 0.0765; Q2 14: 0.29866; Q3 15: 0.81917; Q4 16: 9.3486; Q1 17: 12.1563; Q2 18: 10; Q3 19: 6; Q4 20: 9; Q1 21: 1; Q2 22: 0
|  | 0.55 |  | Q1 1: 0; Q2 2: 0; Q3 3: 0; Q4 4: 0; Q1 5: 0; Q2 6: 0; Q3 7: 0; Q4 8: 0; Q1 9: 0; Q2 10: 0; Q3 11: 0; Q4 12: 0; Q1 13: 0; Q2 14: 0; Q3 15: 0; Q4 16: 0; Q1 17: 0; Q2 18: 1; Q3 19: 5; Q4 20: 8; Q1 21: 1; Q2 22: 2
| Market Sector C | 0.8 |  | Q1 1: 0; Q2 2: 0; Q3 3: 0.66612; Q4 4: 0.099408; Q1 5: 7.8867; Q2 6: 0.4984; Q3 7: 4.3432; Q4 8: 5.2014; Q1 9: 19.9; Q2 10: 10.8848; Q3 11: 5.044; Q4 12: 9.2882; Q1 13: 43.0117; Q2 14: 47.3554; Q3 15: 18.7271; Q4 16: 25.2744; Q1 17: 7; Q2 18: 2; Q3 19: 1; Q4 20: 1; Q1 21: 1; Q2 22: 0
|  | 0.65 |  | Q1 1: 0; Q2 2: 0; Q3 3: 0; Q4 4: 0; Q1 5: 0; Q2 6: 0; Q3 7: 0; Q4 8: 0; Q1 9: 0; Q2 10: 0; Q3 11: 0; Q4 12: 0; Q1 13: 0; Q2 14: 0; Q3 15: 5.058; Q4 16: 7.9538; Q1 17: 1.7102; Q2 18: 0; Q3 19: 4; Q4 20: 0; Q1 21: 0; Q2 22: 0
|  | 0.55 |  | Q1 1: 0; Q2 2: 0; Q3 3: 0; Q4 4: 0; Q1 5: 0; Q2 6: 0; Q3 7: 0; Q4 8: 0; Q1 9: 0; Q2 10: 0; Q3 11: 0; Q4 12: 0; Q1 13: 0; Q2 14: 0; Q3 15: 2.4219; Q4 16: 1.1293; Q1 17: 0; Q2 18: 6; Q3 19: 5; Q4 20: 7; Q1 21: 0; Q2 22: 0
|  | 0.5 |  | Q1 1: 0; Q2 2: 0; Q3 3: 0; Q4 4: 0; Q1 5: 0; Q2 6: 0; Q3 7: 0; Q4 8: 0; Q1 9: 0; Q2 10: 0; Q3 11: 0; Q4 12: 0; Q1 13: 0; Q2 14: 0; Q3 15: 0; Q4 16: 0; Q1 17: 0; Q2 18: 0; Q3 19: 1; Q4 20: 0; Q1 21: 0; Q2 22: 0
| Managed Growth | 0.7 |  | Q1 1: 0; Q2 2: 0; Q3 3: 0; Q4 4: 0; Q1 5: 8.9488; Q2 6: 8.7264; Q3 7: 17.2601; Q4 8: 0; Q1 9: 26.4371; Q2 10: 11.4977; Q3 11: 1.9819; Q4 12: 5.2626; Q1 13: 3.256; Q2 14: 7.7186; Q3 15: 0; Q4 16: 7.2543; Q1 17: 1.9942; Q2 18: 3; Q3 19: 0; Q4 20: 0; Q1 21: 0; Q2 22: 0
|  | 0.55 |  | Q1 1: 0; Q2 2: 0; Q3 3: 0; Q4 4: 0; Q1 5: 0; Q2 6: 0; Q3 7: 0; Q4 8: 0; Q1 9: 0; Q2 10: 0; Q3 11: 0; Q4 12: 0; Q1 13: 0; Q2 14: 0; Q3 15: 0; Q4 16: 0; Q1 17: 0; Q2 18: 0; Q3 19: 0; Q4 20: 0; Q1 21: 0; Q2 22: 0
|  | 0.5 |  | Q1 1: 0; Q2 2: 0; Q3 3: 0; Q4 4: 0; Q1 5: 0; Q2 6: 0; Q3 7: 0; Q4 8: 0; Q1 9: 0; Q2 10: 0; Q3 11: 0; Q4 12: 0; Q1 13: 0; Q2 14: 0; Q3 15: 0; Q4 16: 0; Q1 17: 0; Q2 18: 0; Q3 19: 0; Q4 20: 6; Q1 21: 0; Q2 22: 0
|  | 0.45 |  | Q1 1: 0; Q2 2: 0; Q3 3: 0; Q4 4: 0; Q1 5: 0; Q2 6: 0; Q3 7: 0; Q4 8: 0; Q1 9: 0; Q2 10: 0; Q3 11: 0; Q4 12: 0; Q1 13: 0; Q2 14: 0; Q3 15: 0; Q4 16: 0; Q1 17: 0; Q2 18: 0; Q3 19: 0; Q4 20: 0; Q1 21: 0; Q2 22: 0
| CUMULATIVE Installed Capacities (MW) |  |  | 5.8023 | 14.0178 | 31.4105 | 54.9756 | 119.0277 | 187.076 | 258.6787 | 320.3325 | 446.8488 | 549.6468 | 623.9738 | 714.3138 | 889.7047 | 1041.8725 | 1170.3446 | 1317.16 | 1456.3914 | 1535.3914 | 1612.3914 | 1692.3914 | 1715.3914 | 1729.3914 | 1729.3914 | 1729.3914 | 1729.3914 | 1729.3914 | 1729.3914 | 1729.3914 | 1729.3914 | 1729.3914 | 1729.3914 | 1729.3914 | 1729.3914 | 1729.3914 | 1729.3914 | 1729.3914 | 1729.3914 | 1729.3914 | 1729.3914 | 1729.3914 | #VALUE! | #VALUE! | #VALUE! | #VALUE! | #VALUE! | #VALUE! | #VALUE! | #VALUE! | #VALUE! | #VALUE! | #VALUE! | #VALUE! | #VALUE! | #VALUE! | #VALUE! | #VALUE!
| Market Sector | SREC Factor
| Market Sector A | 1 |  | 0.49926 | 6.8868 | 18.7256 | 39.0665 | 69.2471 | 112.4586 | 153.9743 | 199.647 | 263.8385 | 329.4808 | 389.0111 | 446.5656 | 529.4997 | 569.2486 | 625.7612 | 682.892 | 731.892 | 738.892 | 746.892 | 751.892 | 751.892 | 751.892 | 751.892 | 751.892 | 751.892 | 751.892 | 751.892 | 751.892 | 751.892 | 751.892 | 751.892 | 751.892 | 751.892 | 751.892 | 751.892 | 751.892 | 751.892 | 751.892 | 751.892 | 751.892 | 746.589 | 744.761 | 739.8733 | 736.7485 | 719.7124 | 704.1004 | 695.6166 | 684.8369 | 668.8493 | 654.0761 | 646.3052 | 628.0705 | 596.5825 | 563.7173 | 548.546 | 545.7549 | 12
|  | 0.8 |  | 0 | 0 | 0 | 0 | 0 | 0 | 0 | 0 | 0 | 0 | 0 | 0 | 14.3864 | 33.8572 | 56.2165 | 83.9401 | 129.9401 | 162.9401 | 191.9401 | 212.9401 | 213.9401 | 213.9401 | 213.9401 | 213.9401 | 213.9401 | 213.9401 | 213.9401 | 213.9401 | 213.9401 | 213.9401 | 213.9401 | 213.9401 | 213.9401 | 213.9401 | 213.9401 | 213.9401 | 213.9401 | 213.9401 | 213.9401 | 213.9401 | #VALUE! | #VALUE! | #VALUE! | #VALUE! | #VALUE! | #VALUE! | #VALUE! | #VALUE! | #VALUE! | #VALUE! | #VALUE! | #VALUE! | #VALUE! | #VALUE! | #VALUE! | #VALUE!
|  | 0.7 |  | 0 | 0 | 0 | 0 | 0 | 0 | 0 | 0 | 0 | 0 | 0 | 0 | 0 | 0.5985 | 0.5985 | 0.69262 | 7.6926 | 21.6926 | 26.6926 | 37.6926 | 41.6926 | 47.6926 | 47.6926 | 47.6926 | 47.6926 | 47.6926 | 47.6926 | 47.6926 | 47.6926 | 47.6926 | 47.6926 | 47.6926 | 47.6926 | 47.6926 | 47.6926 | 47.6926 | 47.6926 | 47.6926 | 47.6926 | 47.6926 | #VALUE! | #VALUE! | #VALUE! | #VALUE! | #VALUE! | #VALUE! | #VALUE! | #VALUE! | #VALUE! | #VALUE! | #VALUE! | #VALUE! | #VALUE! | #VALUE! | #VALUE! | #VALUE!
|  | 0.65 |  | 0 | 0 | 0 | 0 | 0 | 0 | 0 | 0 | 0 | 0 | 0 | 0 | 0 | 0 | 0 | 0 | 0 | 1 | 8 | 19 | 33 | 39 | 39 | 39 | 39 | 39 | 39 | 39 | 39 | 39 | 39 | 39 | 39 | 39 | 39 | 39 | 39 | 39 | 39 | 39 | #VALUE! | #VALUE! | #VALUE! | #VALUE! | #VALUE! | #VALUE! | #VALUE! | #VALUE! | #VALUE! | #VALUE! | #VALUE! | #VALUE! | #VALUE! | #VALUE! | #VALUE! | #VALUE!
| Market Sector B | 0.9 |  | 5.303 | 7.131 | 12.0188 | 15.1435 | 32.1797 | 47.7916 | 56.2754 | 67.0551 | 83.0427 | 97.816 | 105.5868 | 123.8215 | 155.3095 | 188.1747 | 203.346 | 206.1371 | 218.94 | 219.94 | 224.94 | 224.94 | 225.94 | 225.94 | 225.94 | 225.94 | 225.94 | 225.94 | 225.94 | 225.94 | 225.94 | 225.94 | 225.94 | 225.94 | 225.94 | 225.94 | 225.94 | 225.94 | 225.94 | 225.94 | 225.94 | 225.94 | 225.94 | 225.94 | 225.94 | 225.94 | 225.94 | 225.94 | 225.94 | 225.94 | 225.94 | 225.94 | 225.94 | 225.94 | 225.7018 | 221.59 | 214.1872 | 206.0719 | 13
|  | 0.7 |  | 0 | 0 | 0 | 0 | 0 | 0 | 0 | 0 | 0 | 0 | 0 | 0 | 0.23814 | 4.3499 | 11.7527 | 19.868 | 21.4359 | 22.4359 | 23.4359 | 24.4359 | 24.4359 | 24.4359 | 24.4359 | 24.4359 | 24.4359 | 24.4359 | 24.4359 | 24.4359 | 24.4359 | 24.4359 | 24.4359 | 24.4359 | 24.4359 | 24.4359 | 24.4359 | 24.4359 | 24.4359 | 24.4359 | 24.4359 | 24.4359 | #VALUE! | #VALUE! | #VALUE! | #VALUE! | #VALUE! | #VALUE! | #VALUE! | #VALUE! | #VALUE! | #VALUE! | #VALUE! | #VALUE! | #VALUE! | #VALUE! | #VALUE! | #VALUE!
|  | 0.6 |  | 0 | 0 | 0 | 0 | 0 | 0 | 0 | 0 | 0 | 0 | 0 | 0 | 0.0765 | 0.37516 | 1.1943 | 10.5429 | 22.6992 | 32.6992 | 38.6992 | 47.6992 | 48.6992 | 48.6992 | 48.6992 | 48.6992 | 48.6992 | 48.6992 | 48.6992 | 48.6992 | 48.6992 | 48.6992 | 48.6992 | 48.6992 | 48.6992 | 48.6992 | 48.6992 | 48.6992 | 48.6992 | 48.6992 | 48.6992 | 48.6992 | #VALUE! | #VALUE! | #VALUE! | #VALUE! | #VALUE! | #VALUE! | #VALUE! | #VALUE! | #VALUE! | #VALUE! | #VALUE! | #VALUE! | #VALUE! | #VALUE! | #VALUE! | #VALUE!
|  | 0.55 |  | 0 | 0 | 0 | 0 | 0 | 0 | 0 | 0 | 0 | 0 | 0 | 0 | 0 | 0 | 0 | 0 | 0 | 1 | 6 | 14 | 15 | 17 | 17 | 17 | 17 | 17 | 17 | 17 | 17 | 17 | 17 | 17 | 17 | 17 | 17 | 17 | 17 | 17 | 17 | 17 | #VALUE! | #VALUE! | #VALUE! | #VALUE! | #VALUE! | #VALUE! | #VALUE! | #VALUE! | #VALUE! | #VALUE! | #VALUE! | #VALUE! | #VALUE! | #VALUE! | #VALUE! | #VALUE!
| Market Sector C | 0.8 |  | 0 | 0 | 0.66612 | 0.76553 | 8.6522 | 9.1506 | 13.4938 | 18.6951 | 38.5951 | 49.4799 | 54.5239 | 63.8121 | 106.8238 | 154.1792 | 172.9064 | 198.1808 | 205.1808 | 207.1808 | 208.1808 | 209.1808 | 210.1808 | 210.1808 | 210.1808 | 210.1808 | 210.1808 | 210.1808 | 210.1808 | 210.1808 | 210.1808 | 210.1808 | 210.1808 | 210.1808 | 210.1808 | 210.1808 | 210.1808 | 210.1808 | 210.1808 | 210.1808 | 210.1808 | 210.1808 | 210.1808 | 210.1808 | 210.1808 | 210.1808 | 210.1808 | 210.1808 | 210.1808 | 210.1808 | 210.1808 | 210.1808 | 210.1808 | 210.1808 | 210.1043 | 209.8056 | 208.9864 | 199.6379 | 14
|  | 0.65 |  | 0 | 0 | 0 | 0 | 0 | 0 | 0 | 0 | 0 | 0 | 0 | 0 | 0 | 0 | 5.058 | 13.0118 | 14.722 | 14.722 | 18.722 | 18.722 | 18.722 | 18.722 | 18.722 | 18.722 | 18.722 | 18.722 | 18.722 | 18.722 | 18.722 | 18.722 | 18.722 | 18.722 | 18.722 | 18.722 | 18.722 | 18.722 | 18.722 | 18.722 | 18.722 | 18.722 | #VALUE! | #VALUE! | #VALUE! | #VALUE! | #VALUE! | #VALUE! | #VALUE! | #VALUE! | #VALUE! | #VALUE! | #VALUE! | #VALUE! | #VALUE! | #VALUE! | #VALUE! | #VALUE!
|  | 0.55 |  | 0 | 0 | 0 | 0 | 0 | 0 | 0 | 0 | 0 | 0 | 0 | 0 | 0 | 0 | 2.4219 | 3.5512 | 3.5512 | 9.5512 | 14.5512 | 21.5512 | 21.5512 | 21.5512 | 21.5512 | 21.5512 | 21.5512 | 21.5512 | 21.5512 | 21.5512 | 21.5512 | 21.5512 | 21.5512 | 21.5512 | 21.5512 | 21.5512 | 21.5512 | 21.5512 | 21.5512 | 21.5512 | 21.5512 | 21.5512 | #VALUE! | #VALUE! | #VALUE! | #VALUE! | #VALUE! | #VALUE! | #VALUE! | #VALUE! | #VALUE! | #VALUE! | #VALUE! | #VALUE! | #VALUE! | #VALUE! | #VALUE! | #VALUE!
|  | 0.5 |  | 0 | 0 | 0 | 0 | 0 | 0 | 0 | 0 | 0 | 0 | 0 | 0 | 0 | 0 | 0 | 0 | 0 | 0 | 1 | 1 | 1 | 1 | 1 | 1 | 1 | 1 | 1 | 1 | 1 | 1 | 1 | 1 | 1 | 1 | 1 | 1 | 1 | 1 | 1 | 1 | #VALUE! | #VALUE! | #VALUE! | #VALUE! | #VALUE! | #VALUE! | #VALUE! | #VALUE! | #VALUE! | #VALUE! | #VALUE! | #VALUE! | #VALUE! | #VALUE! | #VALUE! | #VALUE!
| Managed Growth | 0.7 |  | 0 | 0 | 0 | 0 | 8.9488 | 17.6752 | 34.9353 | 34.9353 | 61.3724 | 72.8701 | 74.852 | 80.1146 | 83.3706 | 91.0892 | 91.0892 | 98.3435 | 100.3378 | 103.3378 | 103.3378 | 103.3378 | 103.3378 | 103.3378 | 103.3378 | 103.3378 | 103.3378 | 103.3378 | 103.3378 | 103.3378 | 103.3378 | 103.3378 | 103.3378 | 103.3378 | 103.3378 | 103.3378 | 103.3378 | 103.3378 | 103.3378 | 103.3378 | 103.3378 | 103.3378 | 103.3378 | 103.3378 | 103.3378 | 103.3378 | 103.3378 | 103.3378 | 103.3378 | 103.3378 | 103.3378 | 103.3378 | 103.3378 | 103.3378 | 103.3378 | 103.3378 | 103.3378 | 103.3378 | 15
|  | 0.55 |  | 0 | 0 | 0 | 0 | 0 | 0 | 0 | 0 | 0 | 0 | 0 | 0 | 0 | 0 | 0 | 0 | 0 | 0 | 0 | 0 | 0 | 0 | 0 | 0 | 0 | 0 | 0 | 0 | 0 | 0 | 0 | 0 | 0 | 0 | 0 | 0 | 0 | 0 | 0 | 0 | #VALUE! | #VALUE! | #VALUE! | #VALUE! | #VALUE! | #VALUE! | #VALUE! | #VALUE! | #VALUE! | #VALUE! | #VALUE! | #VALUE! | #VALUE! | #VALUE! | #VALUE! | #VALUE!
|  | 0.5 |  | 0 | 0 | 0 | 0 | 0 | 0 | 0 | 0 | 0 | 0 | 0 | 0 | 0 | 0 | 0 | 0 | 0 | 0 | 0 | 6 | 6 | 6 | 6 | 6 | 6 | 6 | 6 | 6 | 6 | 6 | 6 | 6 | 6 | 6 | 6 | 6 | 6 | 6 | 6 | 6 | #VALUE! | #VALUE! | #VALUE! | #VALUE! | #VALUE! | #VALUE! | #VALUE! | #VALUE! | #VALUE! | #VALUE! | #VALUE! | #VALUE! | #VALUE! | #VALUE! | #VALUE! | #VALUE!
|  | 0.45 |  | 0 | 0 | 0 | 0 | 0 | 0 | 0 | 0 | 0 | 0 | 0 | 0 | 0 | 0 | 0 | 0 | 0 | 0 | 0 | 0 | 0 | 0 | 0 | 0 | 0 | 0 | 0 | 0 | 0 | 0 | 0 | 0 | 0 | 0 | 0 | 0 | 0 | 0 | 0 | 0 | #VALUE! | #VALUE! | #VALUE! | #VALUE! | #VALUE! | #VALUE! | #VALUE! | #VALUE! | #VALUE! | #VALUE! | #VALUE! | #VALUE! | #VALUE! | #VALUE! | #VALUE! | #VALUE!
Qualified but not Installed SREC-II Supply 225 CMR 14.07(3)(e)2 |  |  |  | Q1 1: New data to be entered by DOER before August 30 of each CY after 2014 in determining Compliance Obligation for the next CY
| QUARTERLY Qualified but not Installed Capacities (MW) | [24 empty] | 20.5 | 8.5 | 0 | 0 | 0 | 0 | 0 | 0 | 0 | 0 | 0 | 0 | 0 | 0 | 0 | 0 | 0 | 0 | 0 | 0 | 0 | 0 | 0 | 0 | 0 | 0 | 0 | 0 | 0 | 0 | 0 | 0 | 0 | 0
| Market Sector | SREC Factor
| Market Sector A | 1 | bar: Q1 1 to Q4 24
|  | 0.8 |  | Q3 23: 0; Q4 24: 0
|  | 0.7 |  | Q3 23: 1; Q4 24: 0
|  | 0.65 |  | Q3 23: 9; Q4 24: 5
| Market Sector B | 0.9 |  | Q3 23: 1; Q4 24: 0
|  | 0.7 |  | Q3 23: 0; Q4 24: 0
|  | 0.6 |  | Q3 23: 1; Q4 24: 0
|  | 0.55 |  | Q3 23: 3; Q4 24: 0
| Market Sector C | 0.8 |  | Q3 23: 0; Q4 24: 0
|  | 0.65 |  | Q3 23: 0; Q4 24: 0
|  | 0.55 |  | Q3 23: 0; Q4 24: 0
|  | 0.5 |  | Q3 23: 0.5; Q4 24: 0.5
| Managed Growth | 0.7 |  | Q3 23: 0; Q4 24: 0
|  | 0.55 |  | Q3 23: 0; Q4 24: 0
|  | 0.5 |  | Q3 23: 4; Q4 24: 2
|  | 0.45 |  | Q3 23: 0; Q4 24: 0
| CUMULATIVE Qualified but not Installed Capacities (MW) | [24 empty] | 20.5 | 29 | 29 | 29 | 29 | 29 | 29 | 29 | 29 | 29 | 29 | 29 | 29 | 29 | 29 | 29 | 29 | 29 | 29 | 29 | 29 | 29 | 29 | 29 | 29 | 29 | 29 | 29 | 29 | 29 | 29 | 29 | 29 | 29
| Market Sector | SREC Factor
| Market Sector A | 1 | [23 empty] | 1 | 2 | 2 | 2 | 2 | 2 | 2 | 2 | 2 | 2 | 2 | 2 | 2 | 2 | 2 | 2 | 2 | 2 | 2 | 2 | 2 | 2 | 2 | 2 | 2 | 2 | 2 | 2 | 2 | 2 | 2 | 2 | 2 | 2
|  | 0.8 | [23 empty] | 0 | 0 | 0 | 0 | 0 | 0 | 0 | 0 | 0 | 0 | 0 | 0 | 0 | 0 | 0 | 0 | 0 | 0 | 0 | 0 | 0 | 0 | 0 | 0 | 0 | 0 | 0 | 0 | 0 | 0 | 0 | 0 | 0 | 0
0.7 | bar: Q1 1 to Q4 56
|  | 0.65 | [23 empty] | 9 | 14 | 14 | 14 | 14 | 14 | 14 | 14 | 14 | 14 | 14 | 14 | 14 | 14 | 14 | 14 | 14 | 14 | 14 | 14 | 14 | 14 | 14 | 14 | 14 | 14 | 14 | 14 | 14 | 14 | 14 | 14 | 14 | 14
| Market Sector B | 0.9 | bar: Q1 1 to Q4 56
|  | 0.7 | [23 empty] | 0 | 0 | 0 | 0 | 0 | 0 | 0 | 0 | 0 | 0 | 0 | 0 | 0 | 0 | 0 | 0 | 0 | 0 | 0 | 0 | 0 | 0 | 0 | 0 | 0 | 0 | 0 | 0 | 0 | 0 | 0 | 0 | 0 | 0
0.6 | bar: Q1 1 to Q4 56
|  | 0.55 | [23 empty] | 3 | 3 | 3 | 3 | 3 | 3 | 3 | 3 | 3 | 3 | 3 | 3 | 3 | 3 | 3 | 3 | 3 | 3 | 3 | 3 | 3 | 3 | 3 | 3 | 3 | 3 | 3 | 3 | 3 | 3 | 3 | 3 | 3 | 3
| Market Sector C | 0.8 | [23 empty] | 0 | 0 | 0 | 0 | 0 | 0 | 0 | 0 | 0 | 0 | 0 | 0 | 0 | 0 | 0 | 0 | 0 | 0 | 0 | 0 | 0 | 0 | 0 | 0 | 0 | 0 | 0 | 0 | 0 | 0 | 0 | 0 | 0 | 0
|  | 0.65 | [23 empty] | 0 | 0 | 0 | 0 | 0 | 0 | 0 | 0 | 0 | 0 | 0 | 0 | 0 | 0 | 0 | 0 | 0 | 0 | 0 | 0 | 0 | 0 | 0 | 0 | 0 | 0 | 0 | 0 | 0 | 0 | 0 | 0 | 0 | 0
|  | 0.55 | [23 empty] | 0 | 0 | 0 | 0 | 0 | 0 | 0 | 0 | 0 | 0 | 0 | 0 | 0 | 0 | 0 | 0 | 0 | 0 | 0 | 0 | 0 | 0 | 0 | 0 | 0 | 0 | 0 | 0 | 0 | 0 | 0 | 0 | 0 | 0
|  | 0.5 | [23 empty] | 0.5 | 1 | 1 | 1 | 1 | 1 | 1 | 1 | 1 | 1 | 1 | 1 | 1 | 1 | 1 | 1 | 1 | 1 | 1 | 1 | 1 | 1 | 1 | 1 | 1 | 1 | 1 | 1 | 1 | 1 | 1 | 1 | 1 | 1
| Managed Growth | 0.7 | [23 empty] | 0 | 0 | 0 | 0 | 0 | 0 | 0 | 0 | 0 | 0 | 0 | 0 | 0 | 0 | 0 | 0 | 0 | 0 | 0 | 0 | 0 | 0 | 0 | 0 | 0 | 0 | 0 | 0 | 0 | 0 | 0 | 0 | 0 | 0
|  | 0.55 | [23 empty] | 0 | 0 | 0 | 0 | 0 | 0 | 0 | 0 | 0 | 0 | 0 | 0 | 0 | 0 | 0 | 0 | 0 | 0 | 0 | 0 | 0 | 0 | 0 | 0 | 0 | 0 | 0 | 0 | 0 | 0 | 0 | 0 | 0 | 0
|  | 0.5 | [23 empty] | 4 | 6 | 6 | 6 | 6 | 6 | 6 | 6 | 6 | 6 | 6 | 6 | 6 | 6 | 6 | 6 | 6 | 6 | 6 | 6 | 6 | 6 | 6 | 6 | 6 | 6 | 6 | 6 | 6 | 6 | 6 | 6 | 6 | 6
|  | 0.45 | [23 empty] | 0 | 0 | 0 | 0 | 0 | 0 | 0 | 0 | 0 | 0 | 0 | 0 | 0 | 0 | 0 | 0 | 0 | 0 | 0 | 0 | 0 | 0 | 0 | 0 | 0 | 0 | 0 | 0 | 0 | 0 | 0 | 0 | 0 | 0
Projected New Supply 225 CMR 14.07(3)(e)3 |  |  |  | Q1 1: New data to be entered by DOER before August 30 of each CY after 2014 in determining Compliance Obligation for the next CY
QUARTERLY Projected New Capacities (MW)
| Market Sector | SREC Factor
| Market Sector A | 1
0.8
0.7
0.65
| Market Sector B | 0.9
0.7
0.6
0.55
| Market Sector C | 0.8
0.65
0.55
0.5
| Managed Growth | 0.7
0.55
0.5
0.45
CUMULATIVE Projected New Capacities (MW)
| Market Sector | SREC Factor
| Market Sector A | 1
0.8
0.7
0.65
| Market Sector B | 0.9
0.7
0.6
0.55
| Market Sector C | 0.8
0.65
0.55
0.5
| Managed Growth | 0.7
0.55
0.5
0.45
Rollover Volumes 225 CMR 14.07(3)(e)4 |  |  |  | Q1 1: Data to be entered by DOER before August 30 of each CY in determining Compliance Obligation for the next CY
Rollover Volumes (MWh)
| Reminted, Unsettled Auction Attributes from CY-3 |  |  | Q1 9: N/A; Q1 13: 0; Q1 17: 45856; Q1 21: 0; Q1 25: 0
| Reminted, Unsettled Auction Attributes from CY-2 |  |  | Q1 9: 0; Q1 13: 67046; Q1 17: 243377; Q1 21: 12071; Q1 25: 4626
| Banked Volume from CY-2 |  |  | Q1 9: 41; Q1 13: 3007; Q1 17: 9992; Q1 21: 27384; Q1 25: 18623
Third Round Auction Volume Doubling 225 CMR 14.07(3)(e)5 |  |  |  | Q1 1: Data to be entered by DOER before August 30 of each CY in determining Compliance Obligation for the next CY
| Auction Volume from CY-2, if 3rd Round (MWh) |  |  | Q1 9: 0; Q1 13: 0; Q1 17: 0; Q1 21: 0; Q1 25: 0
CUMULATIVE Accounting of SREC Supply from Installed, Qualified but not Installed, and Projected New Supply
Cumulative Capacities by Market Sector (MW)
| Market Sector | SREC Factor |  | 5.8023 | 14.0178 | 31.4105 | 54.9756 | 119.0277 | 187.076 | 258.6787 | 320.3325 | 446.8488 | 549.6468 | 623.9738 | 714.3138 | 889.7047 | 1041.8725 | 1170.3446 | 1317.16 | 1456.3914 | 1535.3914 | 1612.3914 | 1692.3914 | 1715.3914 | 1729.3914 | 1749.8914 | 1758.3914 | 1758.3914 | 1758.3914 | 1758.3914 | 1758.3914 | 1758.3914 | 1758.3914 | 1758.3914 | 1758.3914 | 1758.3914 | 1758.3914 | 1758.3914 | 1758.3914 | 1758.3914 | 1758.3914 | 1758.3914 | 1758.3914 | #VALUE! | #VALUE! | #VALUE! | #VALUE! | #VALUE! | #VALUE! | #VALUE! | #VALUE! | #VALUE! | #VALUE! | #VALUE! | #VALUE! | #VALUE! | #VALUE! | #VALUE! | #VALUE!
| Market Sector A | 1 |  | 0.49926 | 6.8868 | 18.7256 | 39.0665 | 69.2471 | 112.4586 | 153.9743 | 199.647 | 263.8385 | 329.4808 | 389.0111 | 446.5656 | 529.4997 | 569.2486 | 625.7612 | 682.892 | 731.892 | 738.892 | 746.892 | 751.892 | 751.892 | 751.892 | 752.892 | 753.892 | 753.892 | 753.892 | 753.892 | 753.892 | 753.892 | 753.892 | 753.892 | 753.892 | 753.892 | 753.892 | 753.892 | 753.892 | 753.892 | 753.892 | 753.892 | 753.892 | 748.589 | 746.761 | 741.8733 | 738.7485 | 721.7124 | 706.1004 | 697.6166 | 686.8369 | 670.8493 | 656.0761 | 648.3052 | 630.0705 | 598.5825 | 565.7173 | 550.546 | 547.7549
|  | 0.8 |  | 0 | 0 | 0 | 0 | 0 | 0 | 0 | 0 | 0 | 0 | 0 | 0 | 14.3864 | 33.8572 | 56.2165 | 83.9401 | 129.9401 | 162.9401 | 191.9401 | 212.9401 | 213.9401 | 213.9401 | 213.9401 | 213.9401 | 213.9401 | 213.9401 | 213.9401 | 213.9401 | 213.9401 | 213.9401 | 213.9401 | 213.9401 | 213.9401 | 213.9401 | 213.9401 | 213.9401 | 213.9401 | 213.9401 | 213.9401 | 213.9401 | #VALUE! | #VALUE! | #VALUE! | #VALUE! | #VALUE! | #VALUE! | #VALUE! | #VALUE! | #VALUE! | #VALUE! | #VALUE! | #VALUE! | #VALUE! | #VALUE! | #VALUE! | #VALUE!
|  | 0.7 |  | 0 | 0 | 0 | 0 | 0 | 0 | 0 | 0 | 0 | 0 | 0 | 0 | 0 | 0.5985 | 0.5985 | 0.69262 | 7.6926 | 21.6926 | 26.6926 | 37.6926 | 41.6926 | 47.6926 | 48.6926 | 48.6926 | 48.6926 | 48.6926 | 48.6926 | 48.6926 | 48.6926 | 48.6926 | 48.6926 | 48.6926 | 48.6926 | 48.6926 | 48.6926 | 48.6926 | 48.6926 | 48.6926 | 48.6926 | 48.6926 | #VALUE! | #VALUE! | #VALUE! | #VALUE! | #VALUE! | #VALUE! | #VALUE! | #VALUE! | #VALUE! | #VALUE! | #VALUE! | #VALUE! | #VALUE! | #VALUE! | #VALUE! | #VALUE!
|  | 0.65 |  | 0 | 0 | 0 | 0 | 0 | 0 | 0 | 0 | 0 | 0 | 0 | 0 | 0 | 0 | 0 | 0 | 0 | 1 | 8 | 19 | 33 | 39 | 48 | 53 | 53 | 53 | 53 | 53 | 53 | 53 | 53 | 53 | 53 | 53 | 53 | 53 | 53 | 53 | 53 | 53 | #VALUE! | #VALUE! | #VALUE! | #VALUE! | #VALUE! | #VALUE! | #VALUE! | #VALUE! | #VALUE! | #VALUE! | #VALUE! | #VALUE! | #VALUE! | #VALUE! | #VALUE! | #VALUE!
| Market Sector B | 0.9 |  | 5.303 | 7.131 | 12.0188 | 15.1435 | 32.1797 | 47.7916 | 56.2754 | 67.0551 | 83.0427 | 97.816 | 105.5868 | 123.8215 | 155.3095 | 188.1747 | 203.346 | 206.1371 | 218.94 | 219.94 | 224.94 | 224.94 | 225.94 | 225.94 | 226.94 | 226.94 | 226.94 | 226.94 | 226.94 | 226.94 | 226.94 | 226.94 | 226.94 | 226.94 | 226.94 | 226.94 | 226.94 | 226.94 | 226.94 | 226.94 | 226.94 | 226.94 | 226.94 | 226.94 | 226.94 | 226.94 | 226.94 | 226.94 | 226.94 | 226.94 | 226.94 | 226.94 | 226.94 | 226.94 | 226.7018 | 222.59 | 215.1872 | 207.0719
|  | 0.7 |  | 0 | 0 | 0 | 0 | 0 | 0 | 0 | 0 | 0 | 0 | 0 | 0 | 0.23814 | 4.3499 | 11.7527 | 19.868 | 21.4359 | 22.4359 | 23.4359 | 24.4359 | 24.4359 | 24.4359 | 24.4359 | 24.4359 | 24.4359 | 24.4359 | 24.4359 | 24.4359 | 24.4359 | 24.4359 | 24.4359 | 24.4359 | 24.4359 | 24.4359 | 24.4359 | 24.4359 | 24.4359 | 24.4359 | 24.4359 | 24.4359 | #VALUE! | #VALUE! | #VALUE! | #VALUE! | #VALUE! | #VALUE! | #VALUE! | #VALUE! | #VALUE! | #VALUE! | #VALUE! | #VALUE! | #VALUE! | #VALUE! | #VALUE! | #VALUE!
|  | 0.6 |  | 0 | 0 | 0 | 0 | 0 | 0 | 0 | 0 | 0 | 0 | 0 | 0 | 0.0765 | 0.37516 | 1.1943 | 10.5429 | 22.6992 | 32.6992 | 38.6992 | 47.6992 | 48.6992 | 48.6992 | 49.6992 | 49.6992 | 49.6992 | 49.6992 | 49.6992 | 49.6992 | 49.6992 | 49.6992 | 49.6992 | 49.6992 | 49.6992 | 49.6992 | 49.6992 | 49.6992 | 49.6992 | 49.6992 | 49.6992 | 49.6992 | #VALUE! | #VALUE! | #VALUE! | #VALUE! | #VALUE! | #VALUE! | #VALUE! | #VALUE! | #VALUE! | #VALUE! | #VALUE! | #VALUE! | #VALUE! | #VALUE! | #VALUE! | #VALUE!
|  | 0.55 |  | 0 | 0 | 0 | 0 | 0 | 0 | 0 | 0 | 0 | 0 | 0 | 0 | 0 | 0 | 0 | 0 | 0 | 1 | 6 | 14 | 15 | 17 | 20 | 20 | 20 | 20 | 20 | 20 | 20 | 20 | 20 | 20 | 20 | 20 | 20 | 20 | 20 | 20 | 20 | 20 | #VALUE! | #VALUE! | #VALUE! | #VALUE! | #VALUE! | #VALUE! | #VALUE! | #VALUE! | #VALUE! | #VALUE! | #VALUE! | #VALUE! | #VALUE! | #VALUE! | #VALUE! | #VALUE!
| Market Sector C | 0.8 |  | 0 | 0 | 0.66612 | 0.76553 | 8.6522 | 9.1506 | 13.4938 | 18.6951 | 38.5951 | 49.4799 | 54.5239 | 63.8121 | 106.8238 | 154.1792 | 172.9064 | 198.1808 | 205.1808 | 207.1808 | 208.1808 | 209.1808 | 210.1808 | 210.1808 | 210.1808 | 210.1808 | 210.1808 | 210.1808 | 210.1808 | 210.1808 | 210.1808 | 210.1808 | 210.1808 | 210.1808 | 210.1808 | 210.1808 | 210.1808 | 210.1808 | 210.1808 | 210.1808 | 210.1808 | 210.1808 | 210.1808 | 210.1808 | 210.1808 | 210.1808 | 210.1808 | 210.1808 | 210.1808 | 210.1808 | 210.1808 | 210.1808 | 210.1808 | 210.1808 | 210.1043 | 209.8056 | 208.9864 | 199.6379
|  | 0.65 |  | 0 | 0 | 0 | 0 | 0 | 0 | 0 | 0 | 0 | 0 | 0 | 0 | 0 | 0 | 5.058 | 13.0118 | 14.722 | 14.722 | 18.722 | 18.722 | 18.722 | 18.722 | 18.722 | 18.722 | 18.722 | 18.722 | 18.722 | 18.722 | 18.722 | 18.722 | 18.722 | 18.722 | 18.722 | 18.722 | 18.722 | 18.722 | 18.722 | 18.722 | 18.722 | 18.722 | #VALUE! | #VALUE! | #VALUE! | #VALUE! | #VALUE! | #VALUE! | #VALUE! | #VALUE! | #VALUE! | #VALUE! | #VALUE! | #VALUE! | #VALUE! | #VALUE! | #VALUE! | #VALUE!
|  | 0.55 |  | 0 | 0 | 0 | 0 | 0 | 0 | 0 | 0 | 0 | 0 | 0 | 0 | 0 | 0 | 2.4219 | 3.5512 | 3.5512 | 9.5512 | 14.5512 | 21.5512 | 21.5512 | 21.5512 | 21.5512 | 21.5512 | 21.5512 | 21.5512 | 21.5512 | 21.5512 | 21.5512 | 21.5512 | 21.5512 | 21.5512 | 21.5512 | 21.5512 | 21.5512 | 21.5512 | 21.5512 | 21.5512 | 21.5512 | 21.5512 | #VALUE! | #VALUE! | #VALUE! | #VALUE! | #VALUE! | #VALUE! | #VALUE! | #VALUE! | #VALUE! | #VALUE! | #VALUE! | #VALUE! | #VALUE! | #VALUE! | #VALUE! | #VALUE!
|  | 0.5 |  | 0 | 0 | 0 | 0 | 0 | 0 | 0 | 0 | 0 | 0 | 0 | 0 | 0 | 0 | 0 | 0 | 0 | 0 | 1 | 1 | 1 | 1 | 1.5 | 2 | 2 | 2 | 2 | 2 | 2 | 2 | 2 | 2 | 2 | 2 | 2 | 2 | 2 | 2 | 2 | 2 | #VALUE! | #VALUE! | #VALUE! | #VALUE! | #VALUE! | #VALUE! | #VALUE! | #VALUE! | #VALUE! | #VALUE! | #VALUE! | #VALUE! | #VALUE! | #VALUE! | #VALUE! | #VALUE!
| Managed Growth | 0.7 |  | 0 | 0 | 0 | 0 | 8.9488 | 17.6752 | 34.9353 | 34.9353 | 61.3724 | 72.8701 | 74.852 | 80.1146 | 83.3706 | 91.0892 | 91.0892 | 98.3435 | 100.3378 | 103.3378 | 103.3378 | 103.3378 | 103.3378 | 103.3378 | 103.3378 | 103.3378 | 103.3378 | 103.3378 | 103.3378 | 103.3378 | 103.3378 | 103.3378 | 103.3378 | 103.3378 | 103.3378 | 103.3378 | 103.3378 | 103.3378 | 103.3378 | 103.3378 | 103.3378 | 103.3378 | 103.3378 | 103.3378 | 103.3378 | 103.3378 | 103.3378 | 103.3378 | 103.3378 | 103.3378 | 103.3378 | 103.3378 | 103.3378 | 103.3378 | 103.3378 | 103.3378 | 103.3378 | 103.3378
|  | 0.55 |  | 0 | 0 | 0 | 0 | 0 | 0 | 0 | 0 | 0 | 0 | 0 | 0 | 0 | 0 | 0 | 0 | 0 | 0 | 0 | 0 | 0 | 0 | 0 | 0 | 0 | 0 | 0 | 0 | 0 | 0 | 0 | 0 | 0 | 0 | 0 | 0 | 0 | 0 | 0 | 0 | #VALUE! | #VALUE! | #VALUE! | #VALUE! | #VALUE! | #VALUE! | #VALUE! | #VALUE! | #VALUE! | #VALUE! | #VALUE! | #VALUE! | #VALUE! | #VALUE! | #VALUE! | #VALUE!
|  | 0.5 |  | 0 | 0 | 0 | 0 | 0 | 0 | 0 | 0 | 0 | 0 | 0 | 0 | 0 | 0 | 0 | 0 | 0 | 0 | 0 | 6 | 6 | 6 | 10 | 12 | 12 | 12 | 12 | 12 | 12 | 12 | 12 | 12 | 12 | 12 | 12 | 12 | 12 | 12 | 12 | 12 | #VALUE! | #VALUE! | #VALUE! | #VALUE! | #VALUE! | #VALUE! | #VALUE! | #VALUE! | #VALUE! | #VALUE! | #VALUE! | #VALUE! | #VALUE! | #VALUE! | #VALUE! | #VALUE!
|  | 0.45 |  | 0 | 0 | 0 | 0 | 0 | 0 | 0 | 0 | 0 | 0 | 0 | 0 | 0 | 0 | 0 | 0 | 0 | 0 | 0 | 0 | 0 | 0 | 0 | 0 | 0 | 0 | 0 | 0 | 0 | 0 | 0 | 0 | 0 | 0 | 0 | 0 | 0 | 0 | 0 | 0 | #VALUE! | #VALUE! | #VALUE! | #VALUE! | #VALUE! | #VALUE! | #VALUE! | #VALUE! | #VALUE! | #VALUE! | #VALUE! | #VALUE! | #VALUE! | #VALUE! | #VALUE! | #VALUE!
SREC Generation (Projected) in the Quarter (MWh)
| Market Sector | SREC Factor |  | 718 | 2365 | 6872 | 5953 | 16594 | 51130 | 73660 | 51450 | 82496 | 168106 | 189512 | 116383 | 147854 | 303796 | 359000 | 203627 | 219100 | 464360 | 466856 | 237370 | TBD | TBD | TBD | TBD | TBD | TBD | TBD | TBD | TBD | TBD | TBD | TBD | TBD | TBD | TBD | TBD | TBD | TBD | TBD | TBD | TBD | TBD | TBD | TBD | TBD | TBD | TBD | TBD | TBD | TBD | TBD | TBD | TBD | TBD | TBD | TBD
| Market Sector A | 1
0.8
0.7
0.65
| Market Sector B | 0.9
0.7
0.6
0.55
| Market Sector C | 0.8
0.65
0.55
0.5
| Managed Growth | 0.7
0.55
0.5
0.45
Compliance Obligation Calculation (MWh) |  |  |  | Q1 1: 2014; Q1 5: 2015; Q1 9: 2016; Q1 13: 2017; Q1 17: 2018; Q1 21: 2019; Q1 25: 2020; Q1 29: 2021; Q1 33: 2022; Q1 37: 2023; Q1 41: 2024; Q1 45: 2025; Q1 49: 2026; Q1 53: 2027
| SRECs Generation from Installed, Qualified and Projected Supply |  |  | Q1 25: 1742278; Q1 29: 0; Q1 33: 0; Q1 37: 0; Q1 41: 0; Q1 45: 0; Q1 49: 0; Q1 53: 0
| Rollover Volume |  |  | Q1 25: 23249; Q1 29: 0; Q1 33: 0; Q1 37: 0; Q1 41: 0; Q1 45: 0; Q1 49: 0; Q1 53: 0
| Third Round Auction Volume Doubling |  |  | Q1 25: 0; Q1 29: 0; Q1 33: 0; Q1 37: 0; Q1 41: 0; Q1 45: 0; Q1 49: 0; Q1 53: 0
Compliance Obligation 225 CMR 14.07(3)(c-e) |  |  |  | Q1 9: 377877; Q1 13: 1374406; Q1 17: 1906578; Q1 21: 1789639; Q1 25: 1765527; Q1 29: 0; Q1 33: 0; Q1 37: 0; Q1 41: 0; Q1 45: 0; Q1 49: 0; Q1 53: 0
| Compliance Obligations Set in Regulation 225 CMR 14.07(3)(c and d) |  |  | Q1 1: 41278; Q1 5: 161958; Q1 21: Compliance Obligations are not final until August 30th of the Preceding Year
| Retail Electric Load from Two Years Prior (MWh) |  |  | Q1 1: 48992429; Q1 5: 49252581; Q1 9: 48129291; Q1 13: 48009723; Q1 17: 46864431; Q1 21: 45722855; Q1 25: 46448304; Q1 29: TBD; Q1 33: TBD; Q1 37: TBD; Q1 41: TBD; Q1 45: TBD; Q1 49: TBD; Q1 53: TBD
| Minimum Standard Percentage |  |  | Q1 1: 0.08425%; Q1 5: 0.3288%; Q1 9: 0.7851%; Q1 13: 2.863%; Q1 17: 4.068%; Q1 21: 3.914%; Q1 25: 3.801%; Q1 29: TBD; Q1 33: TBD; Q1 37: TBD; Q1 41: TBD; Q1 45: TBD; Q1 49: TBD; Q1 53: TBD
NOTE: The Compliance Obligation calculated hereby is not strictly the demand for SREC-IIs in the CY. The calculated Compliance Obligation is divided by the retail load in CY-2 [in 225 CMR 14.07(3)(a)] to set the CY Minimum Standard (% of retail load). The actual SREC-II demand is then equal to the actual settled retail load in CY times the Minimum Standard.

## Baseline (Pre 5-9-16 Contracts)
RPS Class I 225 CMR 14.00
Solar Carve-Out II
Guideline
Calculation of Annual Compliance Obligations and Minimum Standards
(Page 4 - Pre-5/9/16 Compliance Obligation Calculation Spreadsheet)
Note: This worksheet calculates the 2020 Compliance Obligation and Minimum Standard as if the SREC II Program Cap had never been lifted on 4/8/16. It is therefore assumed that no more than 947.7 MW of capacity would have been installed and that all of it would have been operational before 1/1/18. The allocation to Market Sectors is based on the percent of capacity qualified in each sector as of 4/8/16. This Compliance Obligation and Minimum Standard applies to all retail electricity load served under contracts executed after 4/25/14 and on or before 5/8/16.
| Market Sector | % Share of Qualified Capacity | MW at Original SREC II Cap | SREC Factor | Capacity Factor | Hrs/Year | Expected MWh
| Market Sector A | 54.58% | 517.2547 | 1 | 13.08% | 8760 | 592674.5275
| Market Sector B | 20.2% | 191.4354 | 0.9 | 13.08% | 8760 | 197413.3915
| Market Sector C | 17.22% | 163.1939 | 0.8 | 13.08% | 8760 | 149591.1376
| Managed Growth | 8% | 75.816 | 0.7 | 13.08% | 8760 | 60809.4055
[6 empty] | Total Generation | 1000488.4621
[6 empty] | Auction Volume (CY-3) | 0
[6 empty] | Auction Volume (CY-2) | 4626
[6 empty] | Banked Volume | 18623
[6 empty] | Total Obligation | 1023737.4621

## 2019 SREC II Supply Analysis
Application ID | Nameplate Capacity (kW) | SREC Factor | RPS Effective Date * | Year End Date | Days Operating in 2019 | Total Expected Eligible Output (MWh) | Total SRECs | Carry Forward to 2020
5315 | 3.44 | 1 | 2018-12-31 | 2019-12-31 | 365 | 3.9416 | 3 | 0.94158
2280 | 9 | 1 | 2018-12-31 | 2019-12-31 | 365 | 10.3123 | 10 | 0.31227
65 | 9 | 1 | 2018-12-31 | 2019-12-31 | 365 | 10.3123 | 10 | 0.31227
2068 | 2.5 | 1 | 2018-12-31 | 2019-12-31 | 365 | 2.8645 | 2 | 0.86452
59061 | 3.51 | 1 | 2018-12-31 | 2019-12-31 | 365 | 4.0218 | 4 | 0.021786
854 | 2 | 1 | 2018-12-31 | 2019-12-31 | 365 | 2.2916 | 2 | 0.29162
1919 | 8.25 | 1 | 2018-12-31 | 2019-12-31 | 365 | 9.4529 | 9 | 0.45292
592 | 5.25 | 1 | 2018-12-31 | 2019-12-31 | 365 | 6.0155 | 6 | 0.015492
653 | 5.5 | 1 | 2018-12-31 | 2019-12-31 | 365 | 6.3019 | 6 | 0.30194
616 | 4.5 | 1 | 2018-12-31 | 2019-12-31 | 365 | 5.1561 | 5 | 0.15614
172 | 7 | 1 | 2018-12-31 | 2019-12-31 | 365 | 8.0207 | 8 | 0.020656
791 | 6.5 | 1 | 2018-12-31 | 2019-12-31 | 365 | 7.4478 | 7 | 0.44775
638 | 3.5 | 1 | 2018-12-31 | 2019-12-31 | 365 | 4.0103 | 4 | 0.010328
586 | 6.25 | 1 | 2018-12-31 | 2019-12-31 | 365 | 7.1613 | 7 | 0.1613
10185 | 4.75 | 1 | 2018-12-31 | 2019-12-31 | 365 | 5.4426 | 5 | 0.44259
645 | 10.25 | 1 | 2018-12-31 | 2019-12-31 | 365 | 11.7445 | 11 | 0.74453
3074 | 4 | 1 | 2018-12-31 | 2019-12-31 | 365 | 4.5832 | 4 | 0.58323
731 | 3.5 | 1 | 2018-12-31 | 2019-12-31 | 365 | 4.0103 | 4 | 0.010328
668 | 4.75 | 1 | 2018-12-31 | 2019-12-31 | 365 | 5.4426 | 5 | 0.44259
171 | 3 | 1 | 2018-12-31 | 2019-12-31 | 365 | 3.4374 | 3 | 0.43742
19990 | 5 | 1 | 2018-12-31 | 2019-12-31 | 365 | 5.729 | 5 | 0.72904
175 | 7 | 1 | 2018-12-31 | 2019-12-31 | 365 | 8.0207 | 8 | 0.020656
986 | 11.75 | 1 | 2018-12-31 | 2019-12-31 | 365 | 13.4632 | 13 | 0.46324
655 | 10.75 | 1 | 2018-12-31 | 2019-12-31 | 365 | 12.3174 | 12 | 0.31744
676 | 2.12 | 1 | 2018-12-31 | 2019-12-31 | 365 | 2.4291 | 2 | 0.42911
409 | 8.25 | 1 | 2018-12-31 | 2019-12-31 | 365 | 9.4529 | 9 | 0.45292
702 | 4.165 | 1 | 2018-12-31 | 2019-12-31 | 365 | 4.7723 | 4 | 0.77229
584 | 9.5 | 1 | 2018-12-31 | 2019-12-31 | 365 | 10.8852 | 10 | 0.88518
657 | 6.5 | 1 | 2018-12-31 | 2019-12-31 | 365 | 7.4478 | 7 | 0.44775
1822 | 4.25 | 1 | 2018-12-31 | 2019-12-31 | 365 | 4.8697 | 4 | 0.86968
168 | 11.5 | 1 | 2018-12-31 | 2019-12-31 | 365 | 13.1768 | 13 | 0.17679
1321 | 2.25 | 1 | 2018-12-31 | 2019-12-31 | 365 | 2.5781 | 2 | 0.57807
5464 | 5 | 1 | 2018-12-31 | 2019-12-31 | 365 | 5.729 | 5 | 0.72904
987 | 5.25 | 1 | 2018-12-31 | 2019-12-31 | 365 | 6.0155 | 6 | 0.015492
623 | 8.48 | 1 | 2018-12-31 | 2019-12-31 | 365 | 9.7165 | 9 | 0.71645
2409 | 7.25 | 1 | 2018-12-31 | 2019-12-31 | 365 | 8.3071 | 8 | 0.30711
978 | 6 | 1 | 2018-12-31 | 2019-12-31 | 365 | 6.8748 | 6 | 0.87485
333 | 3.675 | 1 | 2018-12-31 | 2019-12-31 | 365 | 4.2108 | 4 | 0.21084
754 | 3.5 | 1 | 2018-12-31 | 2019-12-31 | 365 | 4.0103 | 4 | 0.010328
876 | 5 | 1 | 2018-12-31 | 2019-12-31 | 365 | 5.729 | 5 | 0.72904
570 | 3.75 | 1 | 2018-12-31 | 2019-12-31 | 365 | 4.2968 | 4 | 0.29678
669 | 2 | 1 | 2018-12-31 | 2019-12-31 | 365 | 2.2916 | 2 | 0.29162
170 | 12 | 1 | 2018-12-31 | 2019-12-31 | 365 | 13.7497 | 13 | 0.7497
2174 | 5.5 | 1 | 2018-12-31 | 2019-12-31 | 365 | 6.3019 | 6 | 0.30194
3200 | 2.5 | 1 | 2018-12-31 | 2019-12-31 | 365 | 2.8645 | 2 | 0.86452
714 | 7.5 | 1 | 2018-12-31 | 2019-12-31 | 365 | 8.5936 | 8 | 0.59356
612 | 2.25 | 1 | 2018-12-31 | 2019-12-31 | 365 | 2.5781 | 2 | 0.57807
617 | 3.75 | 1 | 2018-12-31 | 2019-12-31 | 365 | 4.2968 | 4 | 0.29678
749 | 6 | 1 | 2018-12-31 | 2019-12-31 | 365 | 6.8748 | 6 | 0.87485
1174 | 3.25 | 1 | 2018-12-31 | 2019-12-31 | 365 | 3.7239 | 3 | 0.72388
624 | 7 | 1 | 2018-12-31 | 2019-12-31 | 365 | 8.0207 | 8 | 0.020656
167 | 4.5 | 1 | 2018-12-31 | 2019-12-31 | 365 | 5.1561 | 5 | 0.15614
597 | 4 | 1 | 2018-12-31 | 2019-12-31 | 365 | 4.5832 | 4 | 0.58323
581 | 6.75 | 1 | 2018-12-31 | 2019-12-31 | 365 | 7.7342 | 7 | 0.7342
614 | 4 | 1 | 2018-12-31 | 2019-12-31 | 365 | 4.5832 | 4 | 0.58323
440 | 6.5 | 1 | 2018-12-31 | 2019-12-31 | 365 | 7.4478 | 7 | 0.44775
454 | 5.25 | 1 | 2018-12-31 | 2019-12-31 | 365 | 6.0155 | 6 | 0.015492
145 | 12.5 | 1 | 2018-12-31 | 2019-12-31 | 365 | 14.3226 | 14 | 0.3226
439 | 8.75 | 1 | 2018-12-31 | 2019-12-31 | 365 | 10.0258 | 10 | 0.02582
628 | 4.75 | 1 | 2018-12-31 | 2019-12-31 | 365 | 5.4426 | 5 | 0.44259
582 | 2.75 | 1 | 2018-12-31 | 2019-12-31 | 365 | 3.151 | 3 | 0.15097
460 | 4.75 | 1 | 2018-12-31 | 2019-12-31 | 365 | 5.4426 | 5 | 0.44259
703 | 6.25 | 1 | 2018-12-31 | 2019-12-31 | 365 | 7.1613 | 7 | 0.1613
710 | 4.5 | 1 | 2018-12-31 | 2019-12-31 | 365 | 5.1561 | 5 | 0.15614
589 | 5 | 1 | 2018-12-31 | 2019-12-31 | 365 | 5.729 | 5 | 0.72904
772 | 5.75 | 1 | 2018-12-31 | 2019-12-31 | 365 | 6.5884 | 6 | 0.5884
650 | 6 | 1 | 2018-12-31 | 2019-12-31 | 365 | 6.8748 | 6 | 0.87485
2995 | 8 | 1 | 2018-12-31 | 2019-12-31 | 365 | 9.1665 | 9 | 0.16646
819 | 10.25 | 1 | 2018-12-31 | 2019-12-31 | 365 | 11.7445 | 11 | 0.74453
662 | 3.5 | 1 | 2018-12-31 | 2019-12-31 | 365 | 4.0103 | 4 | 0.010328
770 | 8 | 1 | 2018-12-31 | 2019-12-31 | 365 | 9.1665 | 9 | 0.16646
3229 | 3 | 1 | 2018-12-31 | 2019-12-31 | 365 | 3.4374 | 3 | 0.43742
14016 | 6.75 | 1 | 2018-12-31 | 2019-12-31 | 365 | 7.7342 | 7 | 0.7342
831 | 6.5 | 1 | 2018-12-31 | 2019-12-31 | 365 | 7.4478 | 7 | 0.44775
734 | 6.75 | 1 | 2018-12-31 | 2019-12-31 | 365 | 7.7342 | 7 | 0.7342
755 | 7.75 | 1 | 2018-12-31 | 2019-12-31 | 365 | 8.88 | 8 | 0.88001
10183 | 4 | 1 | 2018-12-31 | 2019-12-31 | 365 | 4.5832 | 4 | 0.58323
2754 | 4.5 | 1 | 2018-12-31 | 2019-12-31 | 365 | 5.1561 | 5 | 0.15614
4003 | 4.75 | 1 | 2018-12-31 | 2019-12-31 | 365 | 5.4426 | 5 | 0.44259
2117 | 9.25 | 1 | 2018-12-31 | 2019-12-31 | 365 | 10.5987 | 10 | 0.59872
647 | 10.5 | 1 | 2018-12-31 | 2019-12-31 | 365 | 12.031 | 12 | 0.030984
3136 | 3.5 | 1 | 2018-12-31 | 2019-12-31 | 365 | 4.0103 | 4 | 0.010328
932 | 5.5 | 1 | 2018-12-31 | 2019-12-31 | 365 | 6.3019 | 6 | 0.30194
3028 | 4 | 1 | 2018-12-31 | 2019-12-31 | 365 | 4.5832 | 4 | 0.58323
4299 | 7.75 | 1 | 2018-12-31 | 2019-12-31 | 365 | 8.88 | 8 | 0.88001
939 | 8.25 | 1 | 2018-12-31 | 2019-12-31 | 365 | 9.4529 | 9 | 0.45292
2130 | 12 | 1 | 2018-12-31 | 2019-12-31 | 365 | 13.7497 | 13 | 0.7497
2416 | 8 | 1 | 2018-12-31 | 2019-12-31 | 365 | 9.1665 | 9 | 0.16646
2014 | 5 | 1 | 2018-12-31 | 2019-12-31 | 365 | 5.729 | 5 | 0.72904
2276 | 3.75 | 1 | 2018-12-31 | 2019-12-31 | 365 | 4.2968 | 4 | 0.29678
607 | 5.5 | 1 | 2018-12-31 | 2019-12-31 | 365 | 6.3019 | 6 | 0.30194
773 | 3.75 | 1 | 2018-12-31 | 2019-12-31 | 365 | 4.2968 | 4 | 0.29678
3201 | 4.25 | 1 | 2018-12-31 | 2019-12-31 | 365 | 4.8697 | 4 | 0.86968
632 | 11.25 | 1 | 2018-12-31 | 2019-12-31 | 365 | 12.8903 | 12 | 0.89034
4263 | 8 | 1 | 2018-12-31 | 2019-12-31 | 365 | 9.1665 | 9 | 0.16646
2013 | 4.25 | 1 | 2018-12-31 | 2019-12-31 | 365 | 4.8697 | 4 | 0.86968
1083 | 3.25 | 1 | 2018-12-31 | 2019-12-31 | 365 | 3.7239 | 3 | 0.72388
712 | 3.75 | 1 | 2018-12-31 | 2019-12-31 | 365 | 4.2968 | 4 | 0.29678
2715 | 5.5 | 1 | 2018-12-31 | 2019-12-31 | 365 | 6.3019 | 6 | 0.30194
2451 | 7.75 | 1 | 2018-12-31 | 2019-12-31 | 365 | 8.88 | 8 | 0.88001
1016 | 3.75 | 1 | 2018-12-31 | 2019-12-31 | 365 | 4.2968 | 4 | 0.29678
629 | 11 | 1 | 2018-12-31 | 2019-12-31 | 365 | 12.6039 | 12 | 0.60389
12319 | 4.5 | 1 | 2018-12-31 | 2019-12-31 | 365 | 5.1561 | 5 | 0.15614
10903 | 5 | 1 | 2018-12-31 | 2019-12-31 | 365 | 5.729 | 5 | 0.72904
2988 | 14.25 | 1 | 2018-12-31 | 2019-12-31 | 365 | 16.3278 | 16 | 0.32776
639 | 2.5 | 1 | 2018-12-31 | 2019-12-31 | 365 | 2.8645 | 2 | 0.86452
2954 | 2.75 | 1 | 2018-12-31 | 2019-12-31 | 365 | 3.151 | 3 | 0.15097
1051 | 8 | 1 | 2018-12-31 | 2019-12-31 | 365 | 9.1665 | 9 | 0.16646
2275 | 5.5 | 1 | 2018-12-31 | 2019-12-31 | 365 | 6.3019 | 6 | 0.30194
673 | 3 | 1 | 2018-12-31 | 2019-12-31 | 365 | 3.4374 | 3 | 0.43742
723 | 4 | 1 | 2018-12-31 | 2019-12-31 | 365 | 4.5832 | 4 | 0.58323
568 | 3.75 | 1 | 2018-12-31 | 2019-12-31 | 365 | 4.2968 | 4 | 0.29678
608 | 6.25 | 1 | 2018-12-31 | 2019-12-31 | 365 | 7.1613 | 7 | 0.1613
689 | 2.5 | 1 | 2018-12-31 | 2019-12-31 | 365 | 2.8645 | 2 | 0.86452
611 | 4.5 | 1 | 2018-12-31 | 2019-12-31 | 365 | 5.1561 | 5 | 0.15614
604 | 12.5 | 1 | 2018-12-31 | 2019-12-31 | 365 | 14.3226 | 14 | 0.3226
569 | 6.095 | 1 | 2018-12-31 | 2019-12-31 | 365 | 6.9837 | 6 | 0.9837
613 | 4.5 | 1 | 2018-12-31 | 2019-12-31 | 365 | 5.1561 | 5 | 0.15614
595 | 4.75 | 1 | 2018-12-31 | 2019-12-31 | 365 | 5.4426 | 5 | 0.44259
625 | 4.75 | 1 | 2018-12-31 | 2019-12-31 | 365 | 5.4426 | 5 | 0.44259
615 | 2.12 | 1 | 2018-12-31 | 2019-12-31 | 365 | 2.4291 | 2 | 0.42911
2392 | 5.25 | 1 | 2018-12-31 | 2019-12-31 | 365 | 6.0155 | 6 | 0.015492
4583 | 7.5 | 1 | 2018-12-31 | 2019-12-31 | 365 | 8.5936 | 8 | 0.59356
760 | 3.185 | 1 | 2018-12-31 | 2019-12-31 | 365 | 3.6494 | 3 | 0.6494
663 | 4.5 | 1 | 2018-12-31 | 2019-12-31 | 365 | 5.1561 | 5 | 0.15614
2123 | 4.505 | 1 | 2018-12-31 | 2019-12-31 | 365 | 5.1619 | 5 | 0.16187
1680 | 5.5 | 1 | 2018-12-31 | 2019-12-31 | 365 | 6.3019 | 6 | 0.30194
680 | 8 | 1 | 2018-12-31 | 2019-12-31 | 365 | 9.1665 | 9 | 0.16646
4627 | 5.83 | 1 | 2018-12-31 | 2019-12-31 | 365 | 6.6801 | 6 | 0.68006
2952 | 3.75 | 1 | 2018-12-31 | 2019-12-31 | 365 | 4.2968 | 4 | 0.29678
2331 | 5.25 | 1 | 2018-12-31 | 2019-12-31 | 365 | 6.0155 | 6 | 0.015492
20143 | 5 | 1 | 2018-12-31 | 2019-12-31 | 365 | 5.729 | 5 | 0.72904
747 | 4 | 1 | 2018-12-31 | 2019-12-31 | 365 | 4.5832 | 4 | 0.58323
1929 | 6 | 1 | 2018-12-31 | 2019-12-31 | 365 | 6.8748 | 6 | 0.87485
3090 | 3.5 | 1 | 2018-12-31 | 2019-12-31 | 365 | 4.0103 | 4 | 0.010328
1999 | 5.5 | 1 | 2018-12-31 | 2019-12-31 | 365 | 6.3019 | 6 | 0.30194
698 | 6 | 1 | 2018-12-31 | 2019-12-31 | 365 | 6.8748 | 6 | 0.87485
971 | 6.25 | 1 | 2018-12-31 | 2019-12-31 | 365 | 7.1613 | 7 | 0.1613
1618 | 6.25 | 1 | 2018-12-31 | 2019-12-31 | 365 | 7.1613 | 7 | 0.1613
733 | 5.25 | 1 | 2018-12-31 | 2019-12-31 | 365 | 6.0155 | 6 | 0.015492
642 | 7.25 | 1 | 2018-12-31 | 2019-12-31 | 365 | 8.3071 | 8 | 0.30711
764 | 3.75 | 1 | 2018-12-31 | 2019-12-31 | 365 | 4.2968 | 4 | 0.29678
763 | 3.25 | 1 | 2018-12-31 | 2019-12-31 | 365 | 3.7239 | 3 | 0.72388
622 | 4.75 | 1 | 2018-12-31 | 2019-12-31 | 365 | 5.4426 | 5 | 0.44259
1847 | 5 | 1 | 2018-12-31 | 2019-12-31 | 365 | 5.729 | 5 | 0.72904
588 | 2.5 | 1 | 2018-12-31 | 2019-12-31 | 365 | 2.8645 | 2 | 0.86452
606 | 4.75 | 1 | 2018-12-31 | 2019-12-31 | 365 | 5.4426 | 5 | 0.44259
1549 | 4.75 | 1 | 2018-12-31 | 2019-12-31 | 365 | 5.4426 | 5 | 0.44259
1637 | 5 | 1 | 2018-12-31 | 2019-12-31 | 365 | 5.729 | 5 | 0.72904
3123 | 7.5 | 1 | 2018-12-31 | 2019-12-31 | 365 | 8.5936 | 8 | 0.59356
691 | 3.75 | 1 | 2018-12-31 | 2019-12-31 | 365 | 4.2968 | 4 | 0.29678
957 | 4 | 1 | 2018-12-31 | 2019-12-31 | 365 | 4.5832 | 4 | 0.58323
1140 | 2.25 | 1 | 2018-12-31 | 2019-12-31 | 365 | 2.5781 | 2 | 0.57807
4049 | 4.75 | 1 | 2018-12-31 | 2019-12-31 | 365 | 5.4426 | 5 | 0.44259
699 | 11 | 1 | 2018-12-31 | 2019-12-31 | 365 | 12.6039 | 12 | 0.60389
4084 | 2.5 | 1 | 2018-12-31 | 2019-12-31 | 365 | 2.8645 | 2 | 0.86452
700 | 5.25 | 1 | 2018-12-31 | 2019-12-31 | 365 | 6.0155 | 6 | 0.015492
3031 | 4.25 | 1 | 2018-12-31 | 2019-12-31 | 365 | 4.8697 | 4 | 0.86968
693 | 4.5 | 1 | 2018-12-31 | 2019-12-31 | 365 | 5.1561 | 5 | 0.15614
4590 | 4.25 | 1 | 2018-12-31 | 2019-12-31 | 365 | 4.8697 | 4 | 0.86968
1115 | 11.25 | 1 | 2018-12-31 | 2019-12-31 | 365 | 12.8903 | 12 | 0.89034
765 | 7 | 1 | 2018-12-31 | 2019-12-31 | 365 | 8.0207 | 8 | 0.020656
1379 | 9 | 1 | 2018-12-31 | 2019-12-31 | 365 | 10.3123 | 10 | 0.31227
651 | 5.25 | 1 | 2018-12-31 | 2019-12-31 | 365 | 6.0155 | 6 | 0.015492
1118 | 11 | 1 | 2018-12-31 | 2019-12-31 | 365 | 12.6039 | 12 | 0.60389
988 | 3.5 | 1 | 2018-12-31 | 2019-12-31 | 365 | 4.0103 | 4 | 0.010328
8423 | 9.25 | 1 | 2018-12-31 | 2019-12-31 | 365 | 10.5987 | 10 | 0.59872
8924 | 3.5 | 1 | 2018-12-31 | 2019-12-31 | 365 | 4.0103 | 4 | 0.010328
7854 | 5.5 | 1 | 2018-12-31 | 2019-12-31 | 365 | 6.3019 | 6 | 0.30194
1746 | 6.25 | 1 | 2018-12-31 | 2019-12-31 | 365 | 7.1613 | 7 | 0.1613
1724 | 6 | 1 | 2018-12-31 | 2019-12-31 | 365 | 6.8748 | 6 | 0.87485
856 | 5.5 | 1 | 2018-12-31 | 2019-12-31 | 365 | 6.3019 | 6 | 0.30194
2033 | 7.5 | 1 | 2018-12-31 | 2019-12-31 | 365 | 8.5936 | 8 | 0.59356
3095 | 6.75 | 1 | 2018-12-31 | 2019-12-31 | 365 | 7.7342 | 7 | 0.7342
1616 | 5.25 | 1 | 2018-12-31 | 2019-12-31 | 365 | 6.0155 | 6 | 0.015492
2393 | 5.25 | 1 | 2018-12-31 | 2019-12-31 | 365 | 6.0155 | 6 | 0.015492
2645 | 14 | 1 | 2018-12-31 | 2019-12-31 | 365 | 16.0413 | 16 | 0.041312
1852 | 2.25 | 1 | 2018-12-31 | 2019-12-31 | 365 | 2.5781 | 2 | 0.57807
2389 | 6.5 | 1 | 2018-12-31 | 2019-12-31 | 365 | 7.4478 | 7 | 0.44775
4054 | 5.25 | 1 | 2018-12-31 | 2019-12-31 | 365 | 6.0155 | 6 | 0.015492
1514 | 7.5 | 1 | 2018-12-31 | 2019-12-31 | 365 | 8.5936 | 8 | 0.59356
1322 | 5.75 | 1 | 2018-12-31 | 2019-12-31 | 365 | 6.5884 | 6 | 0.5884
2372 | 5 | 1 | 2018-12-31 | 2019-12-31 | 365 | 5.729 | 5 | 0.72904
2145 | 3 | 1 | 2018-12-31 | 2019-12-31 | 365 | 3.4374 | 3 | 0.43742
2281 | 8.5 | 1 | 2018-12-31 | 2019-12-31 | 365 | 9.7394 | 9 | 0.73937
3666 | 3.5 | 1 | 2018-12-31 | 2019-12-31 | 365 | 4.0103 | 4 | 0.010328
3792 | 2 | 1 | 2018-12-31 | 2019-12-31 | 365 | 2.2916 | 2 | 0.29162
7257 | 3.25 | 1 | 2018-12-31 | 2019-12-31 | 365 | 3.7239 | 3 | 0.72388
3915 | 3.06 | 1 | 2018-12-31 | 2019-12-31 | 365 | 3.5062 | 3 | 0.50617
2248 | 7 | 1 | 2018-12-31 | 2019-12-31 | 365 | 8.0207 | 8 | 0.020656
3447 | 5 | 1 | 2018-12-31 | 2019-12-31 | 365 | 5.729 | 5 | 0.72904
3042 | 3 | 1 | 2018-12-31 | 2019-12-31 | 365 | 3.4374 | 3 | 0.43742
1304 | 5.25 | 1 | 2018-12-31 | 2019-12-31 | 365 | 6.0155 | 6 | 0.015492
853 | 4.5 | 1 | 2018-12-31 | 2019-12-31 | 365 | 5.1561 | 5 | 0.15614
3393 | 8 | 1 | 2018-12-31 | 2019-12-31 | 365 | 9.1665 | 9 | 0.16646
2134 | 5.5 | 1 | 2018-12-31 | 2019-12-31 | 365 | 6.3019 | 6 | 0.30194
2397 | 5.75 | 1 | 2018-12-31 | 2019-12-31 | 365 | 6.5884 | 6 | 0.5884
2401 | 3 | 1 | 2018-12-31 | 2019-12-31 | 365 | 3.4374 | 3 | 0.43742
1754 | 5.25 | 1 | 2018-12-31 | 2019-12-31 | 365 | 6.0155 | 6 | 0.015492
12176 | 2 | 1 | 2018-12-31 | 2019-12-31 | 365 | 2.2916 | 2 | 0.29162
2796 | 7.25 | 1 | 2018-12-31 | 2019-12-31 | 365 | 8.3071 | 8 | 0.30711
2987 | 10 | 1 | 2018-12-31 | 2019-12-31 | 365 | 11.4581 | 11 | 0.45808
1747 | 6.25 | 1 | 2018-12-31 | 2019-12-31 | 365 | 7.1613 | 7 | 0.1613
5935 | 3.25 | 1 | 2018-12-31 | 2019-12-31 | 365 | 3.7239 | 3 | 0.72388
2245 | 7.75 | 1 | 2018-12-31 | 2019-12-31 | 365 | 8.88 | 8 | 0.88001
10303 | 6 | 1 | 2018-12-31 | 2019-12-31 | 365 | 6.8748 | 6 | 0.87485
2489 | 3.5 | 1 | 2018-12-31 | 2019-12-31 | 365 | 4.0103 | 4 | 0.010328
2910 | 5.25 | 1 | 2018-12-31 | 2019-12-31 | 365 | 6.0155 | 6 | 0.015492
3606 | 4.25 | 1 | 2018-12-31 | 2019-12-31 | 365 | 4.8697 | 4 | 0.86968
859 | 2 | 1 | 2018-12-31 | 2019-12-31 | 365 | 2.2916 | 2 | 0.29162
10463 | 4.5 | 1 | 2018-12-31 | 2019-12-31 | 365 | 5.1561 | 5 | 0.15614
2555 | 6.25 | 1 | 2018-12-31 | 2019-12-31 | 365 | 7.1613 | 7 | 0.1613
2710 | 9.5 | 1 | 2018-12-31 | 2019-12-31 | 365 | 10.8852 | 10 | 0.88518
2118 | 6.5 | 1 | 2018-12-31 | 2019-12-31 | 365 | 7.4478 | 7 | 0.44775
2985 | 3.75 | 1 | 2018-12-31 | 2019-12-31 | 365 | 4.2968 | 4 | 0.29678
4952 | 7.5 | 1 | 2018-12-31 | 2019-12-31 | 365 | 8.5936 | 8 | 0.59356
4455 | 5.5 | 1 | 2018-12-31 | 2019-12-31 | 365 | 6.3019 | 6 | 0.30194
1084 | 6.5 | 1 | 2018-12-31 | 2019-12-31 | 365 | 7.4478 | 7 | 0.44775
2330 | 7.95 | 1 | 2018-12-31 | 2019-12-31 | 365 | 9.1092 | 9 | 0.10917
2136 | 2.75 | 1 | 2018-12-31 | 2019-12-31 | 365 | 3.151 | 3 | 0.15097
1243 | 5 | 1 | 2018-12-31 | 2019-12-31 | 365 | 5.729 | 5 | 0.72904
2057 | 6.25 | 1 | 2018-12-31 | 2019-12-31 | 365 | 7.1613 | 7 | 0.1613
2180 | 7.5 | 1 | 2018-12-31 | 2019-12-31 | 365 | 8.5936 | 8 | 0.59356
4348 | 6.5 | 1 | 2018-12-31 | 2019-12-31 | 365 | 7.4478 | 7 | 0.44775
857 | 9.25 | 1 | 2018-12-31 | 2019-12-31 | 365 | 10.5987 | 10 | 0.59872
4907 | 6 | 1 | 2018-12-31 | 2019-12-31 | 365 | 6.8748 | 6 | 0.87485
2009 | 7.75 | 1 | 2018-12-31 | 2019-12-31 | 365 | 8.88 | 8 | 0.88001
858 | 6.5 | 1 | 2018-12-31 | 2019-12-31 | 365 | 7.4478 | 7 | 0.44775
2277 | 6.75 | 1 | 2018-12-31 | 2019-12-31 | 365 | 7.7342 | 7 | 0.7342
1824 | 3.445 | 1 | 2018-12-31 | 2019-12-31 | 365 | 3.9473 | 3 | 0.94731
2399 | 9.5 | 1 | 2018-12-31 | 2019-12-31 | 365 | 10.8852 | 10 | 0.88518
934 | 7 | 1 | 2018-12-31 | 2019-12-31 | 365 | 8.0207 | 8 | 0.020656
855 | 6.25 | 1 | 2018-12-31 | 2019-12-31 | 365 | 7.1613 | 7 | 0.1613
6176 | 5 | 1 | 2018-12-31 | 2019-12-31 | 365 | 5.729 | 5 | 0.72904
1063 | 3.25 | 1 | 2018-12-31 | 2019-12-31 | 365 | 3.7239 | 3 | 0.72388
1100 | 4 | 1 | 2018-12-31 | 2019-12-31 | 365 | 4.5832 | 4 | 0.58323
2656 | 7.84 | 1 | 2018-12-31 | 2019-12-31 | 365 | 8.9831 | 8 | 0.98313
2614 | 4.75 | 1 | 2018-12-31 | 2019-12-31 | 365 | 5.4426 | 5 | 0.44259
1303 | 9.25 | 1 | 2018-12-31 | 2019-12-31 | 365 | 10.5987 | 10 | 0.59872
4056 | 3.25 | 1 | 2018-12-31 | 2019-12-31 | 365 | 3.7239 | 3 | 0.72388
2182 | 8.25 | 1 | 2018-12-31 | 2019-12-31 | 365 | 9.4529 | 9 | 0.45292
4898 | 6.25 | 1 | 2018-12-31 | 2019-12-31 | 365 | 7.1613 | 7 | 0.1613
4556 | 5 | 1 | 2018-12-31 | 2019-12-31 | 365 | 5.729 | 5 | 0.72904
4265 | 7.75 | 1 | 2018-12-31 | 2019-12-31 | 365 | 8.88 | 8 | 0.88001
2271 | 2.5 | 1 | 2018-12-31 | 2019-12-31 | 365 | 2.8645 | 2 | 0.86452
1071 | 5.75 | 1 | 2018-12-31 | 2019-12-31 | 365 | 6.5884 | 6 | 0.5884
7585 | 4.845 | 1 | 2018-12-31 | 2019-12-31 | 365 | 5.5514 | 5 | 0.55144
4052 | 4 | 1 | 2018-12-31 | 2019-12-31 | 365 | 4.5832 | 4 | 0.58323
3137 | 2.75 | 1 | 2018-12-31 | 2019-12-31 | 365 | 3.151 | 3 | 0.15097
2143 | 7 | 1 | 2018-12-31 | 2019-12-31 | 365 | 8.0207 | 8 | 0.020656
6724 | 3.18 | 1 | 2018-12-31 | 2019-12-31 | 365 | 3.6437 | 3 | 0.64367
4354 | 6 | 1 | 2018-12-31 | 2019-12-31 | 365 | 6.8748 | 6 | 0.87485
2797 | 9.75 | 1 | 2018-12-31 | 2019-12-31 | 365 | 11.1716 | 11 | 0.17163
2551 | 2.5 | 1 | 2018-12-31 | 2019-12-31 | 365 | 2.8645 | 2 | 0.86452
2058 | 7 | 1 | 2018-12-31 | 2019-12-31 | 365 | 8.0207 | 8 | 0.020656
4584 | 4.5 | 1 | 2018-12-31 | 2019-12-31 | 365 | 5.1561 | 5 | 0.15614
2388 | 5.25 | 1 | 2018-12-31 | 2019-12-31 | 365 | 6.0155 | 6 | 0.015492
2634 | 6.25 | 1 | 2018-12-31 | 2019-12-31 | 365 | 7.1613 | 7 | 0.1613
2620 | 5 | 1 | 2018-12-31 | 2019-12-31 | 365 | 5.729 | 5 | 0.72904
952 | 6.5 | 1 | 2018-12-31 | 2019-12-31 | 365 | 7.4478 | 7 | 0.44775
1120 | 6.75 | 1 | 2018-12-31 | 2019-12-31 | 365 | 7.7342 | 7 | 0.7342
2543 | 5.75 | 1 | 2018-12-31 | 2019-12-31 | 365 | 6.5884 | 6 | 0.5884
1552 | 2.5 | 1 | 2018-12-31 | 2019-12-31 | 365 | 2.8645 | 2 | 0.86452
1751 | 4.25 | 1 | 2018-12-31 | 2019-12-31 | 365 | 4.8697 | 4 | 0.86968
2553 | 6 | 1 | 2018-12-31 | 2019-12-31 | 365 | 6.8748 | 6 | 0.87485
2094 | 7 | 1 | 2018-12-31 | 2019-12-31 | 365 | 8.0207 | 8 | 0.020656
2293 | 6.75 | 1 | 2018-12-31 | 2019-12-31 | 365 | 7.7342 | 7 | 0.7342
2550 | 8.25 | 1 | 2018-12-31 | 2019-12-31 | 365 | 9.4529 | 9 | 0.45292
980 | 9.75 | 1 | 2018-12-31 | 2019-12-31 | 365 | 11.1716 | 11 | 0.17163
4154 | 4 | 1 | 2018-12-31 | 2019-12-31 | 365 | 4.5832 | 4 | 0.58323
5450 | 10 | 1 | 2018-12-31 | 2019-12-31 | 365 | 11.4581 | 11 | 0.45808
2370 | 5.25 | 1 | 2018-12-31 | 2019-12-31 | 365 | 6.0155 | 6 | 0.015492
3616 | 9.25 | 1 | 2018-12-31 | 2019-12-31 | 365 | 10.5987 | 10 | 0.59872
2179 | 4.5 | 1 | 2018-12-31 | 2019-12-31 | 365 | 5.1561 | 5 | 0.15614
1305 | 2.5 | 1 | 2018-12-31 | 2019-12-31 | 365 | 2.8645 | 2 | 0.86452
17075 | 4.75 | 1 | 2018-12-31 | 2019-12-31 | 365 | 5.4426 | 5 | 0.44259
989 | 6.25 | 1 | 2018-12-31 | 2019-12-31 | 365 | 7.1613 | 7 | 0.1613
1318 | 4.5 | 1 | 2018-12-31 | 2019-12-31 | 365 | 5.1561 | 5 | 0.15614
1617 | 4 | 1 | 2018-12-31 | 2019-12-31 | 365 | 4.5832 | 4 | 0.58323
860 | 2.5 | 1 | 2018-12-31 | 2019-12-31 | 365 | 2.8645 | 2 | 0.86452
936 | 2.25 | 1 | 2018-12-31 | 2019-12-31 | 365 | 2.5781 | 2 | 0.57807
2368 | 5.5 | 1 | 2018-12-31 | 2019-12-31 | 365 | 6.3019 | 6 | 0.30194
1501 | 6 | 1 | 2018-12-31 | 2019-12-31 | 365 | 6.8748 | 6 | 0.87485
1458 | 6.25 | 1 | 2018-12-31 | 2019-12-31 | 365 | 7.1613 | 7 | 0.1613
1320 | 6.625 | 1 | 2018-12-31 | 2019-12-31 | 365 | 7.591 | 7 | 0.59098
2285 | 5.25 | 1 | 2018-12-31 | 2019-12-31 | 365 | 6.0155 | 6 | 0.015492
1018 | 5.75 | 1 | 2018-12-31 | 2019-12-31 | 365 | 6.5884 | 6 | 0.5884
4048 | 2.5 | 1 | 2018-12-31 | 2019-12-31 | 365 | 2.8645 | 2 | 0.86452
2812 | 2 | 1 | 2018-12-31 | 2019-12-31 | 365 | 2.2916 | 2 | 0.29162
981 | 9.5 | 1 | 2018-12-31 | 2019-12-31 | 365 | 10.8852 | 10 | 0.88518
2840 | 4.5 | 1 | 2018-12-31 | 2019-12-31 | 365 | 5.1561 | 5 | 0.15614
861 | 11.25 | 1 | 2018-12-31 | 2019-12-31 | 365 | 12.8903 | 12 | 0.89034
872 | 4 | 1 | 2018-12-31 | 2019-12-31 | 365 | 4.5832 | 4 | 0.58323
2196 | 5.25 | 1 | 2018-12-31 | 2019-12-31 | 365 | 6.0155 | 6 | 0.015492
940 | 7 | 1 | 2018-12-31 | 2019-12-31 | 365 | 8.0207 | 8 | 0.020656
2132 | 5.75 | 1 | 2018-12-31 | 2019-12-31 | 365 | 6.5884 | 6 | 0.5884
982 | 6.75 | 1 | 2018-12-31 | 2019-12-31 | 365 | 7.7342 | 7 | 0.7342
2149 | 3.75 | 1 | 2018-12-31 | 2019-12-31 | 365 | 4.2968 | 4 | 0.29678
1365 | 5 | 1 | 2018-12-31 | 2019-12-31 | 365 | 5.729 | 5 | 0.72904
1307 | 7 | 1 | 2018-12-31 | 2019-12-31 | 365 | 8.0207 | 8 | 0.020656
1496 | 4 | 1 | 2018-12-31 | 2019-12-31 | 365 | 4.5832 | 4 | 0.58323
2314 | 4.25 | 1 | 2018-12-31 | 2019-12-31 | 365 | 4.8697 | 4 | 0.86968
946 | 4.75 | 1 | 2018-12-31 | 2019-12-31 | 365 | 5.4426 | 5 | 0.44259
2767 | 3.25 | 1 | 2018-12-31 | 2019-12-31 | 365 | 3.7239 | 3 | 0.72388
914 | 6.25 | 1 | 2018-12-31 | 2019-12-31 | 365 | 7.1613 | 7 | 0.1613
1409 | 4.25 | 1 | 2018-12-31 | 2019-12-31 | 365 | 4.8697 | 4 | 0.86968
1494 | 3.5 | 1 | 2018-12-31 | 2019-12-31 | 365 | 4.0103 | 4 | 0.010328
3392 | 8 | 1 | 2018-12-31 | 2019-12-31 | 365 | 9.1665 | 9 | 0.16646
1104 | 5.25 | 1 | 2018-12-31 | 2019-12-31 | 365 | 6.0155 | 6 | 0.015492
7859 | 11 | 1 | 2018-12-31 | 2019-12-31 | 365 | 12.6039 | 12 | 0.60389
6146 | 6.5 | 1 | 2018-12-31 | 2019-12-31 | 365 | 7.4478 | 7 | 0.44775
6520 | 3.25 | 1 | 2018-12-31 | 2019-12-31 | 365 | 3.7239 | 3 | 0.72388
1373 | 4.25 | 1 | 2018-12-31 | 2019-12-31 | 365 | 4.8697 | 4 | 0.86968
2315 | 5.5 | 1 | 2018-12-31 | 2019-12-31 | 365 | 6.3019 | 6 | 0.30194
54 | 323.4 | 0.9 | 2018-12-31 | 2019-12-31 | 365 | 333.4989 | 333 | 0.49888
5415 | 3.5 | 1 | 2018-12-31 | 2019-12-31 | 365 | 4.0103 | 4 | 0.010328
3398 | 6.5 | 1 | 2018-12-31 | 2019-12-31 | 365 | 7.4478 | 7 | 0.44775
3277 | 4.5 | 1 | 2018-12-31 | 2019-12-31 | 365 | 5.1561 | 5 | 0.15614
5416 | 2.75 | 1 | 2018-12-31 | 2019-12-31 | 365 | 3.151 | 3 | 0.15097
2994 | 4.25 | 1 | 2018-12-31 | 2019-12-31 | 365 | 4.8697 | 4 | 0.86968
5744 | 6.75 | 1 | 2018-12-31 | 2019-12-31 | 365 | 7.7342 | 7 | 0.7342
2113 | 6.75 | 1 | 2018-12-31 | 2019-12-31 | 365 | 7.7342 | 7 | 0.7342
2699 | 5 | 1 | 2018-12-31 | 2019-12-31 | 365 | 5.729 | 5 | 0.72904
4543 | 3.75 | 1 | 2018-12-31 | 2019-12-31 | 365 | 4.2968 | 4 | 0.29678
3297 | 3.75 | 1 | 2018-12-31 | 2019-12-31 | 365 | 4.2968 | 4 | 0.29678
1319 | 2.5 | 1 | 2018-12-31 | 2019-12-31 | 365 | 2.8645 | 2 | 0.86452
2184 | 8 | 1 | 2018-12-31 | 2019-12-31 | 365 | 9.1665 | 9 | 0.16646
2557 | 7.65 | 1 | 2018-12-31 | 2019-12-31 | 365 | 8.7654 | 8 | 0.76543
1308 | 4 | 1 | 2018-12-31 | 2019-12-31 | 365 | 4.5832 | 4 | 0.58323
3663 | 5 | 1 | 2018-12-31 | 2019-12-31 | 365 | 5.729 | 5 | 0.72904
2413 | 3.5 | 1 | 2018-12-31 | 2019-12-31 | 365 | 4.0103 | 4 | 0.010328
147 | 5 | 1 | 2018-12-31 | 2019-12-31 | 365 | 5.729 | 5 | 0.72904
148 | 2.5 | 1 | 2018-12-31 | 2019-12-31 | 365 | 2.8645 | 2 | 0.86452
149 | 5.75 | 1 | 2018-12-31 | 2019-12-31 | 365 | 6.5884 | 6 | 0.5884
161 | 4.5 | 1 | 2018-12-31 | 2019-12-31 | 365 | 5.1561 | 5 | 0.15614
150 | 16.75 | 1 | 2018-12-31 | 2019-12-31 | 365 | 19.1923 | 19 | 0.19228
481 | 6.5 | 1 | 2018-12-31 | 2019-12-31 | 365 | 7.4478 | 7 | 0.44775
480 | 9.01 | 1 | 2018-12-31 | 2019-12-31 | 365 | 10.3237 | 10 | 0.32373
479 | 6.5 | 1 | 2018-12-31 | 2019-12-31 | 365 | 7.4478 | 7 | 0.44775
478 | 9.5 | 1 | 2018-12-31 | 2019-12-31 | 365 | 10.8852 | 10 | 0.88518
477 | 4 | 1 | 2018-12-31 | 2019-12-31 | 365 | 4.5832 | 4 | 0.58323
476 | 4.5 | 1 | 2018-12-31 | 2019-12-31 | 365 | 5.1561 | 5 | 0.15614
475 | 11.75 | 1 | 2018-12-31 | 2019-12-31 | 365 | 13.4632 | 13 | 0.46324
474 | 4.25 | 1 | 2018-12-31 | 2019-12-31 | 365 | 4.8697 | 4 | 0.86968
473 | 9 | 1 | 2018-12-31 | 2019-12-31 | 365 | 10.3123 | 10 | 0.31227
472 | 3.71 | 1 | 2018-12-31 | 2019-12-31 | 365 | 4.2509 | 4 | 0.25095
471 | 7 | 1 | 2018-12-31 | 2019-12-31 | 365 | 8.0207 | 8 | 0.020656
469 | 6.75 | 1 | 2018-12-31 | 2019-12-31 | 365 | 7.7342 | 7 | 0.7342
468 | 5.75 | 1 | 2018-12-31 | 2019-12-31 | 365 | 6.5884 | 6 | 0.5884
467 | 7.5 | 1 | 2018-12-31 | 2019-12-31 | 365 | 8.5936 | 8 | 0.59356
462 | 4.25 | 1 | 2018-12-31 | 2019-12-31 | 365 | 4.8697 | 4 | 0.86968
453 | 6 | 1 | 2018-12-31 | 2019-12-31 | 365 | 6.8748 | 6 | 0.87485
452 | 5.5 | 1 | 2018-12-31 | 2019-12-31 | 365 | 6.3019 | 6 | 0.30194
450 | 8.75 | 1 | 2018-12-31 | 2019-12-31 | 365 | 10.0258 | 10 | 0.02582
451 | 4 | 1 | 2018-12-31 | 2019-12-31 | 365 | 4.5832 | 4 | 0.58323
449 | 10.5 | 1 | 2018-12-31 | 2019-12-31 | 365 | 12.031 | 12 | 0.030984
448 | 4.5 | 1 | 2018-12-31 | 2019-12-31 | 365 | 5.1561 | 5 | 0.15614
447 | 5.75 | 1 | 2018-12-31 | 2019-12-31 | 365 | 6.5884 | 6 | 0.5884
444 | 5 | 1 | 2018-12-31 | 2019-12-31 | 365 | 5.729 | 5 | 0.72904
443 | 7.25 | 1 | 2018-12-31 | 2019-12-31 | 365 | 8.3071 | 8 | 0.30711
442 | 7.25 | 1 | 2018-12-31 | 2019-12-31 | 365 | 8.3071 | 8 | 0.30711
406 | 12.985 | 1 | 2018-12-31 | 2019-12-31 | 365 | 14.8783 | 14 | 0.87832
438 | 2.5 | 1 | 2018-12-31 | 2019-12-31 | 365 | 2.8645 | 2 | 0.86452
441 | 2.5 | 1 | 2018-12-31 | 2019-12-31 | 365 | 2.8645 | 2 | 0.86452
501 | 4.5 | 1 | 2018-12-31 | 2019-12-31 | 365 | 5.1561 | 5 | 0.15614
503 | 6.75 | 1 | 2018-12-31 | 2019-12-31 | 365 | 7.7342 | 7 | 0.7342
504 | 14.25 | 1 | 2018-12-31 | 2019-12-31 | 365 | 16.3278 | 16 | 0.32776
505 | 3.5 | 1 | 2018-12-31 | 2019-12-31 | 365 | 4.0103 | 4 | 0.010328
506 | 5.25 | 1 | 2018-12-31 | 2019-12-31 | 365 | 6.0155 | 6 | 0.015492
507 | 5.5 | 1 | 2018-12-31 | 2019-12-31 | 365 | 6.3019 | 6 | 0.30194
508 | 7 | 1 | 2018-12-31 | 2019-12-31 | 365 | 8.0207 | 8 | 0.020656
509 | 5 | 1 | 2018-12-31 | 2019-12-31 | 365 | 5.729 | 5 | 0.72904
510 | 7 | 1 | 2018-12-31 | 2019-12-31 | 365 | 8.0207 | 8 | 0.020656
511 | 9.5 | 1 | 2018-12-31 | 2019-12-31 | 365 | 10.8852 | 10 | 0.88518
512 | 7 | 1 | 2018-12-31 | 2019-12-31 | 365 | 8.0207 | 8 | 0.020656
513 | 5.83 | 1 | 2018-12-31 | 2019-12-31 | 365 | 6.6801 | 6 | 0.68006
515 | 6.25 | 1 | 2018-12-31 | 2019-12-31 | 365 | 7.1613 | 7 | 0.1613
516 | 11.5 | 1 | 2018-12-31 | 2019-12-31 | 365 | 13.1768 | 13 | 0.17679
535 | 3.75 | 1 | 2018-12-31 | 2019-12-31 | 365 | 4.2968 | 4 | 0.29678
537 | 10.25 | 1 | 2018-12-31 | 2019-12-31 | 365 | 11.7445 | 11 | 0.74453
538 | 3.75 | 1 | 2018-12-31 | 2019-12-31 | 365 | 4.2968 | 4 | 0.29678
539 | 6.5 | 1 | 2018-12-31 | 2019-12-31 | 365 | 7.4478 | 7 | 0.44775
540 | 7 | 1 | 2018-12-31 | 2019-12-31 | 365 | 8.0207 | 8 | 0.020656
541 | 13 | 1 | 2018-12-31 | 2019-12-31 | 365 | 14.8955 | 14 | 0.8955
542 | 11.13 | 1 | 2018-12-31 | 2019-12-31 | 365 | 12.7528 | 12 | 0.75284
543 | 5.75 | 1 | 2018-12-31 | 2019-12-31 | 365 | 6.5884 | 6 | 0.5884
544 | 5.75 | 1 | 2018-12-31 | 2019-12-31 | 365 | 6.5884 | 6 | 0.5884
3450 | 3.315 | 1 | 2018-12-31 | 2019-12-31 | 365 | 3.7984 | 3 | 0.79835
3155 | 7.14 | 1 | 2018-12-31 | 2019-12-31 | 365 | 8.1811 | 8 | 0.18107
3852 | 3 | 1 | 2018-12-31 | 2019-12-31 | 365 | 3.4374 | 3 | 0.43742
6656 | 3.06 | 1 | 2018-12-31 | 2019-12-31 | 365 | 3.5062 | 3 | 0.50617
3935 | 3.57 | 1 | 2018-12-31 | 2019-12-31 | 365 | 4.0905 | 4 | 0.090535
1850 | 5.25 | 1 | 2018-12-31 | 2019-12-31 | 365 | 6.0155 | 6 | 0.015492
3122 | 7 | 1 | 2018-12-31 | 2019-12-31 | 365 | 8.0207 | 8 | 0.020656
20789 | 9 | 1 | 2018-12-31 | 2019-12-31 | 365 | 10.3123 | 10 | 0.31227
9767 | 6.25 | 1 | 2018-12-31 | 2019-12-31 | 365 | 7.1613 | 7 | 0.1613
5938 | 10.25 | 1 | 2018-12-31 | 2019-12-31 | 365 | 11.7445 | 11 | 0.74453
2571 | 5.75 | 1 | 2018-12-31 | 2019-12-31 | 365 | 6.5884 | 6 | 0.5884
3655 | 13.26 | 1 | 2018-12-31 | 2019-12-31 | 365 | 15.1934 | 15 | 0.19341
19226 | 6 | 1 | 2018-12-31 | 2019-12-31 | 365 | 6.8748 | 6 | 0.87485
2294 | 10.75 | 1 | 2018-12-31 | 2019-12-31 | 365 | 12.3174 | 12 | 0.31744
1504 | 4 | 1 | 2018-12-31 | 2019-12-31 | 365 | 4.5832 | 4 | 0.58323
1459 | 4.75 | 1 | 2018-12-31 | 2019-12-31 | 365 | 5.4426 | 5 | 0.44259
12080 | 6.76 | 1 | 2018-12-31 | 2019-12-31 | 365 | 7.7457 | 7 | 0.74566
2548 | 5.75 | 1 | 2018-12-31 | 2019-12-31 | 365 | 6.5884 | 6 | 0.5884
3662 | 2.5 | 1 | 2018-12-31 | 2019-12-31 | 365 | 2.8645 | 2 | 0.86452
2152 | 4.75 | 1 | 2018-12-31 | 2019-12-31 | 365 | 5.4426 | 5 | 0.44259
1555 | 6.25 | 1 | 2018-12-31 | 2019-12-31 | 365 | 7.1613 | 7 | 0.1613
4007 | 5 | 1 | 2018-12-31 | 2019-12-31 | 365 | 5.729 | 5 | 0.72904
2844 | 2 | 1 | 2018-12-31 | 2019-12-31 | 365 | 2.2916 | 2 | 0.29162
2119 | 4.845 | 1 | 2018-12-31 | 2019-12-31 | 365 | 5.5514 | 5 | 0.55144
2122 | 8 | 1 | 2018-12-31 | 2019-12-31 | 365 | 9.1665 | 9 | 0.16646
6756 | 10 | 1 | 2018-12-31 | 2019-12-31 | 365 | 11.4581 | 11 | 0.45808
2326 | 6 | 1 | 2018-12-31 | 2019-12-31 | 365 | 6.8748 | 6 | 0.87485
3217 | 5.355 | 1 | 2018-12-31 | 2019-12-31 | 365 | 6.1358 | 6 | 0.1358
3077 | 4.08 | 1 | 2018-12-31 | 2019-12-31 | 365 | 4.6749 | 4 | 0.6749
2554 | 7.14 | 1 | 2018-12-31 | 2019-12-31 | 365 | 8.1811 | 8 | 0.18107
2948 | 9.69 | 1 | 2018-12-31 | 2019-12-31 | 365 | 11.1029 | 11 | 0.10288
3043 | 5 | 1 | 2018-12-31 | 2019-12-31 | 365 | 5.729 | 5 | 0.72904
146 | 4.9 | 1 | 2018-12-31 | 2019-12-31 | 365 | 5.6145 | 5 | 0.61446
605 | 5 | 1 | 2018-12-31 | 2019-12-31 | 365 | 5.729 | 5 | 0.72904
169 | 6.5 | 1 | 2018-12-31 | 2019-12-31 | 365 | 7.4478 | 7 | 0.44775
626 | 6.25 | 1 | 2018-12-31 | 2019-12-31 | 365 | 7.1613 | 7 | 0.1613
627 | 3.25 | 1 | 2018-12-31 | 2019-12-31 | 365 | 3.7239 | 3 | 0.72388
630 | 6.5 | 1 | 2018-12-31 | 2019-12-31 | 365 | 7.4478 | 7 | 0.44775
631 | 12.25 | 1 | 2018-12-31 | 2019-12-31 | 365 | 14.0361 | 14 | 0.036148
633 | 7.84 | 1 | 2018-12-31 | 2019-12-31 | 365 | 8.9831 | 8 | 0.98313
634 | 3.25 | 1 | 2018-12-31 | 2019-12-31 | 365 | 3.7239 | 3 | 0.72388
635 | 6 | 1 | 2018-12-31 | 2019-12-31 | 365 | 6.8748 | 6 | 0.87485
545 | 2.5 | 1 | 2018-12-31 | 2019-12-31 | 365 | 2.8645 | 2 | 0.86452
636 | 15.75 | 1 | 2018-12-31 | 2019-12-31 | 365 | 18.0465 | 18 | 0.046476
640 | 7 | 1 | 2018-12-31 | 2019-12-31 | 365 | 8.0207 | 8 | 0.020656
641 | 5.75 | 1 | 2018-12-31 | 2019-12-31 | 365 | 6.5884 | 6 | 0.5884
643 | 9 | 1 | 2018-12-31 | 2019-12-31 | 365 | 10.3123 | 10 | 0.31227
644 | 4.25 | 1 | 2018-12-31 | 2019-12-31 | 365 | 4.8697 | 4 | 0.86968
648 | 8 | 1 | 2018-12-31 | 2019-12-31 | 365 | 9.1665 | 9 | 0.16646
649 | 7.75 | 1 | 2018-12-31 | 2019-12-31 | 365 | 8.88 | 8 | 0.88001
654 | 5.25 | 1 | 2018-12-31 | 2019-12-31 | 365 | 6.0155 | 6 | 0.015492
658 | 6.75 | 1 | 2018-12-31 | 2019-12-31 | 365 | 7.7342 | 7 | 0.7342
659 | 15.75 | 1 | 2018-12-31 | 2019-12-31 | 365 | 18.0465 | 18 | 0.046476
660 | 9.8 | 1 | 2018-12-31 | 2019-12-31 | 365 | 11.2289 | 11 | 0.22892
661 | 9 | 1 | 2018-12-31 | 2019-12-31 | 365 | 10.3123 | 10 | 0.31227
664 | 5.75 | 1 | 2018-12-31 | 2019-12-31 | 365 | 6.5884 | 6 | 0.5884
670 | 9 | 1 | 2018-12-31 | 2019-12-31 | 365 | 10.3123 | 10 | 0.31227
671 | 10 | 1 | 2018-12-31 | 2019-12-31 | 365 | 11.4581 | 11 | 0.45808
682 | 5.25 | 1 | 2018-12-31 | 2019-12-31 | 365 | 6.0155 | 6 | 0.015492
692 | 6.75 | 1 | 2018-12-31 | 2019-12-31 | 365 | 7.7342 | 7 | 0.7342
694 | 12.5 | 1 | 2018-12-31 | 2019-12-31 | 365 | 14.3226 | 14 | 0.3226
701 | 4.75 | 1 | 2018-12-31 | 2019-12-31 | 365 | 5.4426 | 5 | 0.44259
716 | 4.5 | 1 | 2018-12-31 | 2019-12-31 | 365 | 5.1561 | 5 | 0.15614
717 | 6.5 | 1 | 2018-12-31 | 2019-12-31 | 365 | 7.4478 | 7 | 0.44775
719 | 9.5 | 1 | 2018-12-31 | 2019-12-31 | 365 | 10.8852 | 10 | 0.88518
720 | 3 | 1 | 2018-12-31 | 2019-12-31 | 365 | 3.4374 | 3 | 0.43742
725 | 9 | 1 | 2018-12-31 | 2019-12-31 | 365 | 10.3123 | 10 | 0.31227
726 | 6 | 1 | 2018-12-31 | 2019-12-31 | 365 | 6.8748 | 6 | 0.87485
728 | 6.125 | 1 | 2018-12-31 | 2019-12-31 | 365 | 7.0181 | 7 | 0.018074
729 | 11.75 | 1 | 2018-12-31 | 2019-12-31 | 365 | 13.4632 | 13 | 0.46324
730 | 3.5 | 1 | 2018-12-31 | 2019-12-31 | 365 | 4.0103 | 4 | 0.010328
732 | 11.75 | 1 | 2018-12-31 | 2019-12-31 | 365 | 13.4632 | 13 | 0.46324
748 | 8 | 1 | 2018-12-31 | 2019-12-31 | 365 | 9.1665 | 9 | 0.16646
762 | 6 | 1 | 2018-12-31 | 2019-12-31 | 365 | 6.8748 | 6 | 0.87485
769 | 2.75 | 1 | 2018-12-31 | 2019-12-31 | 365 | 3.151 | 3 | 0.15097
775 | 5 | 1 | 2018-12-31 | 2019-12-31 | 365 | 5.729 | 5 | 0.72904
776 | 9.75 | 1 | 2018-12-31 | 2019-12-31 | 365 | 11.1716 | 11 | 0.17163
777 | 7.5 | 1 | 2018-12-31 | 2019-12-31 | 365 | 8.5936 | 8 | 0.59356
781 | 7.5 | 1 | 2018-12-31 | 2019-12-31 | 365 | 8.5936 | 8 | 0.59356
782 | 8.5 | 1 | 2018-12-31 | 2019-12-31 | 365 | 9.7394 | 9 | 0.73937
784 | 2.5 | 1 | 2018-12-31 | 2019-12-31 | 365 | 2.8645 | 2 | 0.86452
785 | 6.75 | 1 | 2018-12-31 | 2019-12-31 | 365 | 7.7342 | 7 | 0.7342
786 | 9 | 1 | 2018-12-31 | 2019-12-31 | 365 | 10.3123 | 10 | 0.31227
787 | 8.5 | 1 | 2018-12-31 | 2019-12-31 | 365 | 9.7394 | 9 | 0.73937
788 | 4.75 | 1 | 2018-12-31 | 2019-12-31 | 365 | 5.4426 | 5 | 0.44259
790 | 4.5 | 1 | 2018-12-31 | 2019-12-31 | 365 | 5.1561 | 5 | 0.15614
517 | 7.25 | 1 | 2018-12-31 | 2019-12-31 | 365 | 8.3071 | 8 | 0.30711
502 | 5.25 | 1 | 2018-12-31 | 2019-12-31 | 365 | 6.0155 | 6 | 0.015492
514 | 5.5 | 1 | 2018-12-31 | 2019-12-31 | 365 | 6.3019 | 6 | 0.30194
620 | 4.5 | 1 | 2018-12-31 | 2019-12-31 | 365 | 5.1561 | 5 | 0.15614
801 | 13 | 1 | 2018-12-31 | 2019-12-31 | 365 | 14.8955 | 14 | 0.8955
121 | 5 | 1 | 2018-12-31 | 2019-12-31 | 365 | 5.729 | 5 | 0.72904
123 | 5 | 1 | 2018-12-31 | 2019-12-31 | 365 | 5.729 | 5 | 0.72904
821 | 8.75 | 1 | 2018-12-31 | 2019-12-31 | 365 | 10.0258 | 10 | 0.02582
823 | 2.695 | 1 | 2018-12-31 | 2019-12-31 | 365 | 3.088 | 3 | 0.087953
824 | 4 | 1 | 2018-12-31 | 2019-12-31 | 365 | 4.5832 | 4 | 0.58323
825 | 5.75 | 1 | 2018-12-31 | 2019-12-31 | 365 | 6.5884 | 6 | 0.5884
141 | 6.615 | 1 | 2018-12-31 | 2019-12-31 | 365 | 7.5795 | 7 | 0.57952
834 | 6.75 | 1 | 2018-12-31 | 2019-12-31 | 365 | 7.7342 | 7 | 0.7342
841 | 10 | 1 | 2018-12-31 | 2019-12-31 | 365 | 11.4581 | 11 | 0.45808
842 | 9.5 | 1 | 2018-12-31 | 2019-12-31 | 365 | 10.8852 | 10 | 0.88518
843 | 16 | 1 | 2018-12-31 | 2019-12-31 | 365 | 18.3329 | 18 | 0.33293
852 | 5.5 | 1 | 2018-12-31 | 2019-12-31 | 365 | 6.3019 | 6 | 0.30194
873 | 11.5 | 1 | 2018-12-31 | 2019-12-31 | 365 | 13.1768 | 13 | 0.17679
774 | 3.5 | 1 | 2018-12-31 | 2019-12-31 | 365 | 4.0103 | 4 | 0.010328
779 | 3.5 | 1 | 2018-12-31 | 2019-12-31 | 365 | 4.0103 | 4 | 0.010328
675 | 3 | 1 | 2018-12-31 | 2019-12-31 | 365 | 3.4374 | 3 | 0.43742
518 | 4.5 | 1 | 2018-12-31 | 2019-12-31 | 365 | 5.1561 | 5 | 0.15614
652 | 6.5 | 1 | 2018-12-31 | 2019-12-31 | 365 | 7.4478 | 7 | 0.44775
621 | 6.25 | 1 | 2018-12-31 | 2019-12-31 | 365 | 7.1613 | 7 | 0.1613
778 | 2.695 | 1 | 2018-12-31 | 2019-12-31 | 365 | 3.088 | 3 | 0.087953
1924 | 5.75 | 1 | 2018-12-31 | 2019-12-31 | 365 | 6.5884 | 6 | 0.5884
735 | 12 | 1 | 2018-12-31 | 2019-12-31 | 365 | 13.7497 | 13 | 0.7497
3015 | 8 | 1 | 2018-12-31 | 2019-12-31 | 365 | 9.1665 | 9 | 0.16646
3021 | 3 | 1 | 2018-12-31 | 2019-12-31 | 365 | 3.4374 | 3 | 0.43742
2297 | 5.25 | 1 | 2018-12-31 | 2019-12-31 | 365 | 6.0155 | 6 | 0.015492
2559 | 6.5 | 1 | 2018-12-31 | 2019-12-31 | 365 | 7.4478 | 7 | 0.44775
2417 | 8.25 | 1 | 2018-12-31 | 2019-12-31 | 365 | 9.4529 | 9 | 0.45292
3125 | 2 | 1 | 2018-12-31 | 2019-12-31 | 365 | 2.2916 | 2 | 0.29162
5192 | 4.08 | 1 | 2018-12-31 | 2019-12-31 | 365 | 4.6749 | 4 | 0.6749
2921 | 4.335 | 1 | 2018-12-31 | 2019-12-31 | 365 | 4.9671 | 4 | 0.96708
2272 | 5 | 1 | 2018-12-31 | 2019-12-31 | 365 | 5.729 | 5 | 0.72904
5772 | 14.535 | 1 | 2018-12-31 | 2019-12-31 | 365 | 16.6543 | 16 | 0.65432
4058 | 7.395 | 1 | 2018-12-31 | 2019-12-31 | 365 | 8.4733 | 8 | 0.47325
4055 | 5.25 | 1 | 2018-12-31 | 2019-12-31 | 365 | 6.0155 | 6 | 0.015492
2418 | 3.57 | 1 | 2018-12-31 | 2019-12-31 | 365 | 4.0905 | 4 | 0.090535
2702 | 5 | 1 | 2018-12-31 | 2019-12-31 | 365 | 5.729 | 5 | 0.72904
2369 | 3 | 1 | 2018-12-31 | 2019-12-31 | 365 | 3.4374 | 3 | 0.43742
5043 | 3.75 | 1 | 2018-12-31 | 2019-12-31 | 365 | 4.2968 | 4 | 0.29678
2547 | 4.75 | 1 | 2018-12-31 | 2019-12-31 | 365 | 5.4426 | 5 | 0.44259
2930 | 4.25 | 1 | 2018-12-31 | 2019-12-31 | 365 | 4.8697 | 4 | 0.86968
3133 | 12.24 | 1 | 2018-12-31 | 2019-12-31 | 365 | 14.0247 | 14 | 0.02469
4773 | 2.5 | 1 | 2018-12-31 | 2019-12-31 | 365 | 2.8645 | 2 | 0.86452
2919 | 9.18 | 1 | 2018-12-31 | 2019-12-31 | 365 | 10.5185 | 10 | 0.51852
2274 | 4.75 | 1 | 2018-12-31 | 2019-12-31 | 365 | 5.4426 | 5 | 0.44259
4050 | 5.25 | 1 | 2018-12-31 | 2019-12-31 | 365 | 6.0155 | 6 | 0.015492
2343 | 8 | 1 | 2018-12-31 | 2019-12-31 | 365 | 9.1665 | 9 | 0.16646
3701 | 5.25 | 1 | 2018-12-31 | 2019-12-31 | 365 | 6.0155 | 6 | 0.015492
3658 | 4.845 | 1 | 2018-12-31 | 2019-12-31 | 365 | 5.5514 | 5 | 0.55144
2613 | 5.61 | 1 | 2018-12-31 | 2019-12-31 | 365 | 6.428 | 6 | 0.42798
3574 | 4.25 | 1 | 2018-12-31 | 2019-12-31 | 365 | 4.8697 | 4 | 0.86968
2296 | 3.06 | 1 | 2018-12-31 | 2019-12-31 | 365 | 3.5062 | 3 | 0.50617
2406 | 4 | 1 | 2018-12-31 | 2019-12-31 | 365 | 4.5832 | 4 | 0.58323
2461 | 2.295 | 1 | 2018-12-31 | 2019-12-31 | 365 | 2.6296 | 2 | 0.62963
11131 | 6.25 | 1 | 2018-12-31 | 2019-12-31 | 365 | 7.1613 | 7 | 0.1613
3228 | 10.25 | 1 | 2018-12-31 | 2019-12-31 | 365 | 11.7445 | 11 | 0.74453
2328 | 7 | 1 | 2018-12-31 | 2019-12-31 | 365 | 8.0207 | 8 | 0.020656
2799 | 5.5 | 1 | 2018-12-31 | 2019-12-31 | 365 | 6.3019 | 6 | 0.30194
2390 | 10 | 1 | 2018-12-31 | 2019-12-31 | 365 | 11.4581 | 11 | 0.45808
2463 | 7.5 | 1 | 2018-12-31 | 2019-12-31 | 365 | 8.5936 | 8 | 0.59356
2226 | 4.75 | 1 | 2018-12-31 | 2019-12-31 | 365 | 5.4426 | 5 | 0.44259
2283 | 3.75 | 1 | 2018-12-31 | 2019-12-31 | 365 | 4.2968 | 4 | 0.29678
2408 | 2.5 | 1 | 2018-12-31 | 2019-12-31 | 365 | 2.8645 | 2 | 0.86452
3712 | 3.75 | 1 | 2018-12-31 | 2019-12-31 | 365 | 4.2968 | 4 | 0.29678
4053 | 3.315 | 1 | 2018-12-31 | 2019-12-31 | 365 | 3.7984 | 3 | 0.79835
2677 | 5.1 | 1 | 2018-12-31 | 2019-12-31 | 365 | 5.8436 | 5 | 0.84362
2225 | 4.25 | 1 | 2018-12-31 | 2019-12-31 | 365 | 4.8697 | 4 | 0.86968
14036 | 5 | 1 | 2018-12-31 | 2019-12-31 | 365 | 5.729 | 5 | 0.72904
11893 | 4.25 | 1 | 2018-12-31 | 2019-12-31 | 365 | 4.8697 | 4 | 0.86968
5543 | 3 | 1 | 2018-12-31 | 2019-12-31 | 365 | 3.4374 | 3 | 0.43742
53844 | 3.75 | 1 | 2018-12-31 | 2019-12-31 | 365 | 4.2968 | 4 | 0.29678
2456 | 7.5 | 1 | 2018-12-31 | 2019-12-31 | 365 | 8.5936 | 8 | 0.59356
8028 | 4.845 | 1 | 2018-12-31 | 2019-12-31 | 365 | 5.5514 | 5 | 0.55144
3129 | 7.14 | 1 | 2018-12-31 | 2019-12-31 | 365 | 8.1811 | 8 | 0.18107
3510 | 5.5 | 1 | 2018-12-31 | 2019-12-31 | 365 | 6.3019 | 6 | 0.30194
5419 | 7.14 | 1 | 2018-12-31 | 2019-12-31 | 365 | 8.1811 | 8 | 0.18107
4891 | 3.5 | 1 | 2018-12-31 | 2019-12-31 | 365 | 4.0103 | 4 | 0.010328
3278 | 9.18 | 1 | 2018-12-31 | 2019-12-31 | 365 | 10.5185 | 10 | 0.51852
3656 | 3.06 | 1 | 2018-12-31 | 2019-12-31 | 365 | 3.5062 | 3 | 0.50617
2227 | 4 | 1 | 2018-12-31 | 2019-12-31 | 365 | 4.5832 | 4 | 0.58323
5087 | 4.5 | 1 | 2018-12-31 | 2019-12-31 | 365 | 5.1561 | 5 | 0.15614
3969 | 5.25 | 1 | 2018-12-31 | 2019-12-31 | 365 | 6.0155 | 6 | 0.015492
9463 | 7.5 | 1 | 2018-12-31 | 2019-12-31 | 365 | 8.5936 | 8 | 0.59356
3515 | 3.5 | 1 | 2018-12-31 | 2019-12-31 | 365 | 4.0103 | 4 | 0.010328
3502 | 4.59 | 1 | 2018-12-31 | 2019-12-31 | 365 | 5.2593 | 5 | 0.25926
2711 | 3.825 | 1 | 2018-12-31 | 2019-12-31 | 365 | 4.3827 | 4 | 0.38272
3567 | 4.75 | 1 | 2018-12-31 | 2019-12-31 | 365 | 5.4426 | 5 | 0.44259
3967 | 5.5 | 1 | 2018-12-31 | 2019-12-31 | 365 | 6.3019 | 6 | 0.30194
4897 | 7.5 | 1 | 2018-12-31 | 2019-12-31 | 365 | 8.5936 | 8 | 0.59356
3767 | 8 | 1 | 2018-12-31 | 2019-12-31 | 365 | 9.1665 | 9 | 0.16646
2748 | 7.395 | 1 | 2018-12-31 | 2019-12-31 | 365 | 8.4733 | 8 | 0.47325
2720 | 5.1 | 1 | 2018-12-31 | 2019-12-31 | 365 | 5.8436 | 5 | 0.84362
2712 | 5.5 | 1 | 2018-12-31 | 2019-12-31 | 365 | 6.3019 | 6 | 0.30194
5850 | 8 | 1 | 2018-12-31 | 2019-12-31 | 365 | 9.1665 | 9 | 0.16646
3727 | 4.08 | 1 | 2018-12-31 | 2019-12-31 | 365 | 4.6749 | 4 | 0.6749
3049 | 8.67 | 1 | 2018-12-31 | 2019-12-31 | 365 | 9.9342 | 9 | 0.93416
2744 | 2.25 | 1 | 2018-12-31 | 2019-12-31 | 365 | 2.5781 | 2 | 0.57807
5388 | 6.63 | 1 | 2018-12-31 | 2019-12-31 | 365 | 7.5967 | 7 | 0.59671
8040 | 5.75 | 1 | 2018-12-31 | 2019-12-31 | 365 | 6.5884 | 6 | 0.5884
2762 | 2.295 | 1 | 2018-12-31 | 2019-12-31 | 365 | 2.6296 | 2 | 0.62963
3955 | 5.75 | 1 | 2018-12-31 | 2019-12-31 | 365 | 6.5884 | 6 | 0.5884
3667 | 6.25 | 1 | 2018-12-31 | 2019-12-31 | 365 | 7.1613 | 7 | 0.1613
3091 | 6.5 | 1 | 2018-12-31 | 2019-12-31 | 365 | 7.4478 | 7 | 0.44775
2935 | 4.335 | 1 | 2018-12-31 | 2019-12-31 | 365 | 4.9671 | 4 | 0.96708
4148 | 4 | 1 | 2018-12-31 | 2019-12-31 | 365 | 4.5832 | 4 | 0.58323
4059 | 3.825 | 1 | 2018-12-31 | 2019-12-31 | 365 | 4.3827 | 4 | 0.38272
3086 | 4.08 | 1 | 2018-12-31 | 2019-12-31 | 365 | 4.6749 | 4 | 0.6749
4535 | 5.865 | 1 | 2018-12-31 | 2019-12-31 | 365 | 6.7202 | 6 | 0.72016
5975 | 5.61 | 1 | 2018-12-31 | 2019-12-31 | 365 | 6.428 | 6 | 0.42798
2746 | 2.25 | 1 | 2018-12-31 | 2019-12-31 | 365 | 2.5781 | 2 | 0.57807
2745 | 8 | 1 | 2018-12-31 | 2019-12-31 | 365 | 9.1665 | 9 | 0.16646
2714 | 2.5 | 1 | 2018-12-31 | 2019-12-31 | 365 | 2.8645 | 2 | 0.86452
3076 | 7 | 1 | 2018-12-31 | 2019-12-31 | 365 | 8.0207 | 8 | 0.020656
2763 | 2.55 | 1 | 2018-12-31 | 2019-12-31 | 365 | 2.9218 | 2 | 0.92181
4799 | 4.08 | 1 | 2018-12-31 | 2019-12-31 | 365 | 4.6749 | 4 | 0.6749
2743 | 10.25 | 1 | 2018-12-31 | 2019-12-31 | 365 | 11.7445 | 11 | 0.74453
3651 | 8.16 | 1 | 2018-12-31 | 2019-12-31 | 365 | 9.3498 | 9 | 0.34979
3777 | 4.59 | 1 | 2018-12-31 | 2019-12-31 | 365 | 5.2593 | 5 | 0.25926
15374 | 4.59 | 1 | 2018-12-31 | 2019-12-31 | 365 | 5.2593 | 5 | 0.25926
3083 | 3.315 | 1 | 2018-12-31 | 2019-12-31 | 365 | 3.7984 | 3 | 0.79835
2780 | 7.65 | 1 | 2018-12-31 | 2019-12-31 | 365 | 8.7654 | 8 | 0.76543
3085 | 3.825 | 1 | 2018-12-31 | 2019-12-31 | 365 | 4.3827 | 4 | 0.38272
2753 | 4.845 | 1 | 2018-12-31 | 2019-12-31 | 365 | 5.5514 | 5 | 0.55144
2747 | 5.355 | 1 | 2018-12-31 | 2019-12-31 | 365 | 6.1358 | 6 | 0.1358
3607 | 3.75 | 1 | 2018-12-31 | 2019-12-31 | 365 | 4.2968 | 4 | 0.29678
3735 | 4.59 | 1 | 2018-12-31 | 2019-12-31 | 365 | 5.2593 | 5 | 0.25926
3264 | 10.965 | 1 | 2018-12-31 | 2019-12-31 | 365 | 12.5638 | 12 | 0.56378
15377 | 8.5 | 1 | 2018-12-31 | 2019-12-31 | 365 | 9.7394 | 9 | 0.73937
4551 | 4.08 | 1 | 2018-12-31 | 2019-12-31 | 365 | 4.6749 | 4 | 0.6749
4490 | 3.06 | 1 | 2018-12-31 | 2019-12-31 | 365 | 3.5062 | 3 | 0.50617
3374 | 6.12 | 1 | 2018-12-31 | 2019-12-31 | 365 | 7.0123 | 7 | 0.012345
6092 | 6.12 | 1 | 2018-12-31 | 2019-12-31 | 365 | 7.0123 | 7 | 0.012345
7583 | 3.06 | 1 | 2018-12-31 | 2019-12-31 | 365 | 3.5062 | 3 | 0.50617
12552 | 9.18 | 1 | 2018-12-31 | 2019-12-31 | 365 | 10.5185 | 10 | 0.51852
9787 | 4.5 | 1 | 2018-12-31 | 2019-12-31 | 365 | 5.1561 | 5 | 0.15614
10701 | 4.59 | 1 | 2018-12-31 | 2019-12-31 | 365 | 5.2593 | 5 | 0.25926
3286 | 5.1 | 1 | 2018-12-31 | 2019-12-31 | 365 | 5.8436 | 5 | 0.84362
2750 | 5.25 | 1 | 2018-12-31 | 2019-12-31 | 365 | 6.0155 | 6 | 0.015492
3568 | 5 | 1 | 2018-12-31 | 2019-12-31 | 365 | 5.729 | 5 | 0.72904
2749 | 3.25 | 1 | 2018-12-31 | 2019-12-31 | 365 | 3.7239 | 3 | 0.72388
2717 | 9.75 | 1 | 2018-12-31 | 2019-12-31 | 365 | 11.1716 | 11 | 0.17163
5378 | 3 | 1 | 2018-12-31 | 2019-12-31 | 365 | 3.4374 | 3 | 0.43742
5818 | 7.905 | 1 | 2018-12-31 | 2019-12-31 | 365 | 9.0576 | 9 | 0.057612
2877 | 10.25 | 1 | 2018-12-31 | 2019-12-31 | 365 | 11.7445 | 11 | 0.74453
926 | 5.25 | 1 | 2018-12-31 | 2019-12-31 | 365 | 6.0155 | 6 | 0.015492
925 | 2.25 | 1 | 2018-12-31 | 2019-12-31 | 365 | 2.5781 | 2 | 0.57807
924 | 5 | 1 | 2018-12-31 | 2019-12-31 | 365 | 5.729 | 5 | 0.72904
913 | 9 | 1 | 2018-12-31 | 2019-12-31 | 365 | 10.3123 | 10 | 0.31227
918 | 5.5 | 1 | 2018-12-31 | 2019-12-31 | 365 | 6.3019 | 6 | 0.30194
919 | 11.5 | 1 | 2018-12-31 | 2019-12-31 | 365 | 13.1768 | 13 | 0.17679
917 | 6 | 1 | 2018-12-31 | 2019-12-31 | 365 | 6.8748 | 6 | 0.87485
977 | 11 | 1 | 2018-12-31 | 2019-12-31 | 365 | 12.6039 | 12 | 0.60389
974 | 6.25 | 1 | 2018-12-31 | 2019-12-31 | 365 | 7.1613 | 7 | 0.1613
973 | 8 | 1 | 2018-12-31 | 2019-12-31 | 365 | 9.1665 | 9 | 0.16646
972 | 7.5 | 1 | 2018-12-31 | 2019-12-31 | 365 | 8.5936 | 8 | 0.59356
970 | 11.25 | 1 | 2018-12-31 | 2019-12-31 | 365 | 12.8903 | 12 | 0.89034
968 | 5.5 | 1 | 2018-12-31 | 2019-12-31 | 365 | 6.3019 | 6 | 0.30194
967 | 5.75 | 1 | 2018-12-31 | 2019-12-31 | 365 | 6.5884 | 6 | 0.5884
966 | 5.5 | 1 | 2018-12-31 | 2019-12-31 | 365 | 6.3019 | 6 | 0.30194
956 | 10.5 | 1 | 2018-12-31 | 2019-12-31 | 365 | 12.031 | 12 | 0.030984
955 | 6.5 | 1 | 2018-12-31 | 2019-12-31 | 365 | 7.4478 | 7 | 0.44775
954 | 3 | 1 | 2018-12-31 | 2019-12-31 | 365 | 3.4374 | 3 | 0.43742
953 | 2 | 1 | 2018-12-31 | 2019-12-31 | 365 | 2.2916 | 2 | 0.29162
951 | 11.75 | 1 | 2018-12-31 | 2019-12-31 | 365 | 13.4632 | 13 | 0.46324
949 | 8.5 | 1 | 2018-12-31 | 2019-12-31 | 365 | 9.7394 | 9 | 0.73937
948 | 4.5 | 1 | 2018-12-31 | 2019-12-31 | 365 | 5.1561 | 5 | 0.15614
947 | 7.75 | 1 | 2018-12-31 | 2019-12-31 | 365 | 8.88 | 8 | 0.88001
943 | 5.75 | 1 | 2018-12-31 | 2019-12-31 | 365 | 6.5884 | 6 | 0.5884
938 | 9 | 1 | 2018-12-31 | 2019-12-31 | 365 | 10.3123 | 10 | 0.31227
937 | 4.25 | 1 | 2018-12-31 | 2019-12-31 | 365 | 4.8697 | 4 | 0.86968
935 | 12.5 | 1 | 2018-12-31 | 2019-12-31 | 365 | 14.3226 | 14 | 0.3226
933 | 4 | 1 | 2018-12-31 | 2019-12-31 | 365 | 4.5832 | 4 | 0.58323
928 | 6.25 | 1 | 2018-12-31 | 2019-12-31 | 365 | 7.1613 | 7 | 0.1613
983 | 7.5 | 1 | 2018-12-31 | 2019-12-31 | 365 | 8.5936 | 8 | 0.59356
979 | 2.5 | 1 | 2018-12-31 | 2019-12-31 | 365 | 2.8645 | 2 | 0.86452
1015 | 2 | 1 | 2018-12-31 | 2019-12-31 | 365 | 2.2916 | 2 | 0.29162
958 | 8.75 | 1 | 2018-12-31 | 2019-12-31 | 365 | 10.0258 | 10 | 0.02582
994 | 7.5 | 1 | 2018-12-31 | 2019-12-31 | 365 | 8.5936 | 8 | 0.59356
992 | 4.25 | 1 | 2018-12-31 | 2019-12-31 | 365 | 4.8697 | 4 | 0.86968
991 | 5.25 | 1 | 2018-12-31 | 2019-12-31 | 365 | 6.0155 | 6 | 0.015492
990 | 5.75 | 1 | 2018-12-31 | 2019-12-31 | 365 | 6.5884 | 6 | 0.5884
985 | 6.5 | 1 | 2018-12-31 | 2019-12-31 | 365 | 7.4478 | 7 | 0.44775
1074 | 4 | 1 | 2018-12-31 | 2019-12-31 | 365 | 4.5832 | 4 | 0.58323
1073 | 7 | 1 | 2018-12-31 | 2019-12-31 | 365 | 8.0207 | 8 | 0.020656
1072 | 5.5 | 1 | 2018-12-31 | 2019-12-31 | 365 | 6.3019 | 6 | 0.30194
1069 | 5 | 1 | 2018-12-31 | 2019-12-31 | 365 | 5.729 | 5 | 0.72904
1070 | 7 | 1 | 2018-12-31 | 2019-12-31 | 365 | 8.0207 | 8 | 0.020656
1068 | 8.5 | 1 | 2018-12-31 | 2019-12-31 | 365 | 9.7394 | 9 | 0.73937
1067 | 2.75 | 1 | 2018-12-31 | 2019-12-31 | 365 | 3.151 | 3 | 0.15097
1066 | 4 | 1 | 2018-12-31 | 2019-12-31 | 365 | 4.5832 | 4 | 0.58323
1065 | 5 | 1 | 2018-12-31 | 2019-12-31 | 365 | 5.729 | 5 | 0.72904
1050 | 6.75 | 1 | 2018-12-31 | 2019-12-31 | 365 | 7.7342 | 7 | 0.7342
1046 | 8 | 1 | 2018-12-31 | 2019-12-31 | 365 | 9.1665 | 9 | 0.16646
1048 | 3.5 | 1 | 2018-12-31 | 2019-12-31 | 365 | 4.0103 | 4 | 0.010328
1045 | 11 | 1 | 2018-12-31 | 2019-12-31 | 365 | 12.6039 | 12 | 0.60389
1044 | 5 | 1 | 2018-12-31 | 2019-12-31 | 365 | 5.729 | 5 | 0.72904
1043 | 6.5 | 1 | 2018-12-31 | 2019-12-31 | 365 | 7.4478 | 7 | 0.44775
941 | 5.75 | 1 | 2018-12-31 | 2019-12-31 | 365 | 6.5884 | 6 | 0.5884
1107 | 10.5 | 1 | 2018-12-31 | 2019-12-31 | 365 | 12.031 | 12 | 0.030984
1106 | 13.5 | 1 | 2018-12-31 | 2019-12-31 | 365 | 15.4684 | 15 | 0.46841
1105 | 18.5 | 1 | 2018-12-31 | 2019-12-31 | 365 | 21.1974 | 21 | 0.19745
1103 | 11.5 | 1 | 2018-12-31 | 2019-12-31 | 365 | 13.1768 | 13 | 0.17679
1102 | 5.5 | 1 | 2018-12-31 | 2019-12-31 | 365 | 6.3019 | 6 | 0.30194
1087 | 9.5 | 1 | 2018-12-31 | 2019-12-31 | 365 | 10.8852 | 10 | 0.88518
1137 | 9.75 | 1 | 2018-12-31 | 2019-12-31 | 365 | 11.1716 | 11 | 0.17163
1136 | 5.5 | 1 | 2018-12-31 | 2019-12-31 | 365 | 6.3019 | 6 | 0.30194
1135 | 10.5 | 1 | 2018-12-31 | 2019-12-31 | 365 | 12.031 | 12 | 0.030984
1134 | 9.25 | 1 | 2018-12-31 | 2019-12-31 | 365 | 10.5987 | 10 | 0.59872
1133 | 3.75 | 1 | 2018-12-31 | 2019-12-31 | 365 | 4.2968 | 4 | 0.29678
1132 | 8 | 1 | 2018-12-31 | 2019-12-31 | 365 | 9.1665 | 9 | 0.16646
1122 | 4.25 | 1 | 2018-12-31 | 2019-12-31 | 365 | 4.8697 | 4 | 0.86968
1117 | 7.75 | 1 | 2018-12-31 | 2019-12-31 | 365 | 8.88 | 8 | 0.88001
1114 | 5.25 | 1 | 2018-12-31 | 2019-12-31 | 365 | 6.0155 | 6 | 0.015492
1154 | 14 | 1 | 2018-12-31 | 2019-12-31 | 365 | 16.0413 | 16 | 0.041312
1153 | 11 | 1 | 2018-12-31 | 2019-12-31 | 365 | 12.6039 | 12 | 0.60389
1152 | 3.75 | 1 | 2018-12-31 | 2019-12-31 | 365 | 4.2968 | 4 | 0.29678
1161 | 9 | 1 | 2018-12-31 | 2019-12-31 | 365 | 10.3123 | 10 | 0.31227
1159 | 4 | 1 | 2018-12-31 | 2019-12-31 | 365 | 4.5832 | 4 | 0.58323
1158 | 6.25 | 1 | 2018-12-31 | 2019-12-31 | 365 | 7.1613 | 7 | 0.1613
1157 | 7.25 | 1 | 2018-12-31 | 2019-12-31 | 365 | 8.3071 | 8 | 0.30711
1163 | 5.5 | 1 | 2018-12-31 | 2019-12-31 | 365 | 6.3019 | 6 | 0.30194
984 | 10 | 1 | 2018-12-31 | 2019-12-31 | 365 | 11.4581 | 11 | 0.45808
783 | 3.75 | 1 | 2018-12-31 | 2019-12-31 | 365 | 4.2968 | 4 | 0.29678
1244 | 5.5 | 1 | 2018-12-31 | 2019-12-31 | 365 | 6.3019 | 6 | 0.30194
1190 | 24 | 1 | 2018-12-31 | 2019-12-31 | 365 | 27.4994 | 27 | 0.49939
1188 | 4.25 | 1 | 2018-12-31 | 2019-12-31 | 365 | 4.8697 | 4 | 0.86968
1187 | 5.25 | 1 | 2018-12-31 | 2019-12-31 | 365 | 6.0155 | 6 | 0.015492
1185 | 6.5 | 1 | 2018-12-31 | 2019-12-31 | 365 | 7.4478 | 7 | 0.44775
1175 | 4 | 1 | 2018-12-31 | 2019-12-31 | 365 | 4.5832 | 4 | 0.58323
3119 | 4.845 | 1 | 2018-12-31 | 2019-12-31 | 365 | 5.5514 | 5 | 0.55144
2829 | 11.25 | 1 | 2018-12-31 | 2019-12-31 | 365 | 12.8903 | 12 | 0.89034
2937 | 7.25 | 1 | 2018-12-31 | 2019-12-31 | 365 | 8.3071 | 8 | 0.30711
3723 | 8.67 | 1 | 2018-12-31 | 2019-12-31 | 365 | 9.9342 | 9 | 0.93416
3037 | 8.25 | 1 | 2018-12-31 | 2019-12-31 | 365 | 9.4529 | 9 | 0.45292
2828 | 5.25 | 1 | 2018-12-31 | 2019-12-31 | 365 | 6.0155 | 6 | 0.015492
5314 | 4.335 | 1 | 2018-12-31 | 2019-12-31 | 365 | 4.9671 | 4 | 0.96708
3660 | 7.25 | 1 | 2018-12-31 | 2019-12-31 | 365 | 8.3071 | 8 | 0.30711
3303 | 7.14 | 1 | 2018-12-31 | 2019-12-31 | 365 | 8.1811 | 8 | 0.18107
4993 | 6.75 | 1 | 2018-12-31 | 2019-12-31 | 365 | 7.7342 | 7 | 0.7342
4990 | 7.395 | 1 | 2018-12-31 | 2019-12-31 | 365 | 8.4733 | 8 | 0.47325
9333 | 7.14 | 1 | 2018-12-31 | 2019-12-31 | 365 | 8.1811 | 8 | 0.18107
12431 | 7.65 | 1 | 2018-12-31 | 2019-12-31 | 365 | 8.7654 | 8 | 0.76543
4297 | 3 | 1 | 2018-12-31 | 2019-12-31 | 365 | 3.4374 | 3 | 0.43742
3285 | 15 | 1 | 2018-12-31 | 2019-12-31 | 365 | 17.1871 | 17 | 0.18712
3020 | 7.395 | 1 | 2018-12-31 | 2019-12-31 | 365 | 8.4733 | 8 | 0.47325
3621 | 6.63 | 1 | 2018-12-31 | 2019-12-31 | 365 | 7.5967 | 7 | 0.59671
5193 | 9.945 | 1 | 2018-12-31 | 2019-12-31 | 365 | 11.3951 | 11 | 0.39506
3772 | 6.5 | 1 | 2018-12-31 | 2019-12-31 | 365 | 7.4478 | 7 | 0.44775
3032 | 3 | 1 | 2018-12-31 | 2019-12-31 | 365 | 3.4374 | 3 | 0.43742
12657 | 5.25 | 1 | 2018-12-31 | 2019-12-31 | 365 | 6.0155 | 6 | 0.015492
6793 | 2 | 1 | 2018-12-31 | 2019-12-31 | 365 | 2.2916 | 2 | 0.29162
2832 | 6.885 | 1 | 2018-12-31 | 2019-12-31 | 365 | 7.8889 | 7 | 0.88889
11186 | 4.75 | 1 | 2018-12-31 | 2019-12-31 | 365 | 5.4426 | 5 | 0.44259
3570 | 4 | 1 | 2018-12-31 | 2019-12-31 | 365 | 4.5832 | 4 | 0.58323
10232 | 2 | 1 | 2018-12-31 | 2019-12-31 | 365 | 2.2916 | 2 | 0.29162
1377 | 3 | 1 | 2018-12-31 | 2019-12-31 | 365 | 3.4374 | 3 | 0.43742
1375 | 8.48 | 1 | 2018-12-31 | 2019-12-31 | 365 | 9.7165 | 9 | 0.71645
1368 | 6 | 1 | 2018-12-31 | 2019-12-31 | 365 | 6.8748 | 6 | 0.87485
1369 | 7.75 | 1 | 2018-12-31 | 2019-12-31 | 365 | 8.88 | 8 | 0.88001
1366 | 11.75 | 1 | 2018-12-31 | 2019-12-31 | 365 | 13.4632 | 13 | 0.46324
1363 | 6.25 | 1 | 2018-12-31 | 2019-12-31 | 365 | 7.1613 | 7 | 0.1613
1242 | 6.615 | 1 | 2018-12-31 | 2019-12-31 | 365 | 7.5795 | 7 | 0.57952
1356 | 2 | 1 | 2018-12-31 | 2019-12-31 | 365 | 2.2916 | 2 | 0.29162
1357 | 10.5 | 1 | 2018-12-31 | 2019-12-31 | 365 | 12.031 | 12 | 0.030984
1355 | 8 | 1 | 2018-12-31 | 2019-12-31 | 365 | 9.1665 | 9 | 0.16646
1329 | 9 | 1 | 2018-12-31 | 2019-12-31 | 365 | 10.3123 | 10 | 0.31227
1328 | 7.25 | 1 | 2018-12-31 | 2019-12-31 | 365 | 8.3071 | 8 | 0.30711
1327 | 6 | 1 | 2018-12-31 | 2019-12-31 | 365 | 6.8748 | 6 | 0.87485
969 | 6.5 | 1 | 2018-12-31 | 2019-12-31 | 365 | 7.4478 | 7 | 0.44775
1309 | 4.25 | 1 | 2018-12-31 | 2019-12-31 | 365 | 4.8697 | 4 | 0.86968
1495 | 8 | 1 | 2018-12-31 | 2019-12-31 | 365 | 9.1665 | 9 | 0.16646
1469 | 14 | 1 | 2018-12-31 | 2019-12-31 | 365 | 16.0413 | 16 | 0.041312
1468 | 7.95 | 1 | 2018-12-31 | 2019-12-31 | 365 | 9.1092 | 9 | 0.10917
1465 | 7.75 | 1 | 2018-12-31 | 2019-12-31 | 365 | 8.88 | 8 | 0.88001
1463 | 5.75 | 1 | 2018-12-31 | 2019-12-31 | 365 | 6.5884 | 6 | 0.5884
1462 | 5 | 1 | 2018-12-31 | 2019-12-31 | 365 | 5.729 | 5 | 0.72904
1461 | 4.5 | 1 | 2018-12-31 | 2019-12-31 | 365 | 5.1561 | 5 | 0.15614
1460 | 5 | 1 | 2018-12-31 | 2019-12-31 | 365 | 5.729 | 5 | 0.72904
1406 | 4.5 | 1 | 2018-12-31 | 2019-12-31 | 365 | 5.1561 | 5 | 0.15614
1404 | 5.25 | 1 | 2018-12-31 | 2019-12-31 | 365 | 6.0155 | 6 | 0.015492
1505 | 3.18 | 1 | 2018-12-31 | 2019-12-31 | 365 | 3.6437 | 3 | 0.64367
1503 | 4 | 1 | 2018-12-31 | 2019-12-31 | 365 | 4.5832 | 4 | 0.58323
1502 | 4.25 | 1 | 2018-12-31 | 2019-12-31 | 365 | 4.8697 | 4 | 0.86968
1515 | 4.5 | 1 | 2018-12-31 | 2019-12-31 | 365 | 5.1561 | 5 | 0.15614
1408 | 9 | 1 | 2018-12-31 | 2019-12-31 | 365 | 10.3123 | 10 | 0.31227
1556 | 6.63 | 1 | 2018-12-31 | 2019-12-31 | 365 | 7.5967 | 7 | 0.59671
1554 | 18 | 1 | 2018-12-31 | 2019-12-31 | 365 | 20.6245 | 20 | 0.62454
1553 | 7.25 | 1 | 2018-12-31 | 2019-12-31 | 365 | 8.3071 | 8 | 0.30711
1636 | 15.5 | 1 | 2018-12-31 | 2019-12-31 | 365 | 17.76 | 17 | 0.76002
1619 | 5 | 1 | 2018-12-31 | 2019-12-31 | 365 | 5.729 | 5 | 0.72904
1615 | 4.75 | 1 | 2018-12-31 | 2019-12-31 | 365 | 5.4426 | 5 | 0.44259
1613 | 11.75 | 1 | 2018-12-31 | 2019-12-31 | 365 | 13.4632 | 13 | 0.46324
1407 | 3.5 | 1 | 2018-12-31 | 2019-12-31 | 365 | 4.0103 | 4 | 0.010328
1690 | 5.75 | 1 | 2018-12-31 | 2019-12-31 | 365 | 6.5884 | 6 | 0.5884
1651 | 5 | 1 | 2018-12-31 | 2019-12-31 | 365 | 5.729 | 5 | 0.72904
1652 | 6.75 | 1 | 2018-12-31 | 2019-12-31 | 365 | 7.7342 | 7 | 0.7342
1653 | 6 | 1 | 2018-12-31 | 2019-12-31 | 365 | 6.8748 | 6 | 0.87485
1678 | 17 | 1 | 2018-12-31 | 2019-12-31 | 365 | 19.4787 | 19 | 0.47874
1679 | 6.75 | 1 | 2018-12-31 | 2019-12-31 | 365 | 7.7342 | 7 | 0.7342
1729 | 4 | 1 | 2018-12-31 | 2019-12-31 | 365 | 4.5832 | 4 | 0.58323
1728 | 4.25 | 1 | 2018-12-31 | 2019-12-31 | 365 | 4.8697 | 4 | 0.86968
1758 | 7.75 | 1 | 2018-12-31 | 2019-12-31 | 365 | 8.88 | 8 | 0.88001
1753 | 3 | 1 | 2018-12-31 | 2019-12-31 | 365 | 3.4374 | 3 | 0.43742
1748 | 11.25 | 1 | 2018-12-31 | 2019-12-31 | 365 | 12.8903 | 12 | 0.89034
1884 | 8 | 1 | 2018-12-31 | 2019-12-31 | 365 | 9.1665 | 9 | 0.16646
1882 | 5.75 | 1 | 2018-12-31 | 2019-12-31 | 365 | 6.5884 | 6 | 0.5884
1851 | 14.25 | 1 | 2018-12-31 | 2019-12-31 | 365 | 16.3278 | 16 | 0.32776
1849 | 7.905 | 1 | 2018-12-31 | 2019-12-31 | 365 | 9.0576 | 9 | 0.057612
1848 | 5 | 1 | 2018-12-31 | 2019-12-31 | 365 | 5.729 | 5 | 0.72904
1846 | 7 | 1 | 2018-12-31 | 2019-12-31 | 365 | 8.0207 | 8 | 0.020656
1845 | 5.75 | 1 | 2018-12-31 | 2019-12-31 | 365 | 6.5884 | 6 | 0.5884
1823 | 3 | 1 | 2018-12-31 | 2019-12-31 | 365 | 3.4374 | 3 | 0.43742
1798 | 3.5 | 1 | 2018-12-31 | 2019-12-31 | 365 | 4.0103 | 4 | 0.010328
1797 | 6.25 | 1 | 2018-12-31 | 2019-12-31 | 365 | 7.1613 | 7 | 0.1613
1938 | 4.25 | 1 | 2018-12-31 | 2019-12-31 | 365 | 4.8697 | 4 | 0.86968
1937 | 4.25 | 1 | 2018-12-31 | 2019-12-31 | 365 | 4.8697 | 4 | 0.86968
1935 | 9.75 | 1 | 2018-12-31 | 2019-12-31 | 365 | 11.1716 | 11 | 0.17163
1934 | 7 | 1 | 2018-12-31 | 2019-12-31 | 365 | 8.0207 | 8 | 0.020656
1932 | 4.5 | 1 | 2018-12-31 | 2019-12-31 | 365 | 5.1561 | 5 | 0.15614
1901 | 7.25 | 1 | 2018-12-31 | 2019-12-31 | 365 | 8.3071 | 8 | 0.30711
1900 | 8.75 | 1 | 2018-12-31 | 2019-12-31 | 365 | 10.0258 | 10 | 0.02582
2002 | 7 | 1 | 2018-12-31 | 2019-12-31 | 365 | 8.0207 | 8 | 0.020656
2000 | 6.25 | 1 | 2018-12-31 | 2019-12-31 | 365 | 7.1613 | 7 | 0.1613
2001 | 9.5 | 1 | 2018-12-31 | 2019-12-31 | 365 | 10.8852 | 10 | 0.88518
1998 | 3 | 1 | 2018-12-31 | 2019-12-31 | 365 | 3.4374 | 3 | 0.43742
2010 | 10.25 | 1 | 2018-12-31 | 2019-12-31 | 365 | 11.7445 | 11 | 0.74453
2061 | 7.5 | 1 | 2018-12-31 | 2019-12-31 | 365 | 8.5936 | 8 | 0.59356
2060 | 5 | 1 | 2018-12-31 | 2019-12-31 | 365 | 5.729 | 5 | 0.72904
2059 | 6.625 | 1 | 2018-12-31 | 2019-12-31 | 365 | 7.591 | 7 | 0.59098
2056 | 7.25 | 1 | 2018-12-31 | 2019-12-31 | 365 | 8.3071 | 8 | 0.30711
2051 | 7.42 | 1 | 2018-12-31 | 2019-12-31 | 365 | 8.5019 | 8 | 0.5019
2047 | 17 | 1 | 2018-12-31 | 2019-12-31 | 365 | 19.4787 | 19 | 0.47874
2032 | 7.5 | 1 | 2018-12-31 | 2019-12-31 | 365 | 8.5936 | 8 | 0.59356
2031 | 10.25 | 1 | 2018-12-31 | 2019-12-31 | 365 | 11.7445 | 11 | 0.74453
2097 | 4.5 | 1 | 2018-12-31 | 2019-12-31 | 365 | 5.1561 | 5 | 0.15614
2096 | 8 | 1 | 2018-12-31 | 2019-12-31 | 365 | 9.1665 | 9 | 0.16646
2095 | 7.14 | 1 | 2018-12-31 | 2019-12-31 | 365 | 8.1811 | 8 | 0.18107
2093 | 7.5 | 1 | 2018-12-31 | 2019-12-31 | 365 | 8.5936 | 8 | 0.59356
2092 | 11 | 1 | 2018-12-31 | 2019-12-31 | 365 | 12.6039 | 12 | 0.60389
2067 | 8.75 | 1 | 2018-12-31 | 2019-12-31 | 365 | 10.0258 | 10 | 0.02582
2121 | 7.75 | 1 | 2018-12-31 | 2019-12-31 | 365 | 8.88 | 8 | 0.88001
2120 | 7 | 1 | 2018-12-31 | 2019-12-31 | 365 | 8.0207 | 8 | 0.020656
2116 | 7.5 | 1 | 2018-12-31 | 2019-12-31 | 365 | 8.5936 | 8 | 0.59356
2115 | 10.5 | 1 | 2018-12-31 | 2019-12-31 | 365 | 12.031 | 12 | 0.030984
2114 | 9.5 | 1 | 2018-12-31 | 2019-12-31 | 365 | 10.8852 | 10 | 0.88518
2112 | 10.2 | 1 | 2018-12-31 | 2019-12-31 | 365 | 11.6872 | 11 | 0.68724
2111 | 10.75 | 1 | 2018-12-31 | 2019-12-31 | 365 | 12.3174 | 12 | 0.31744
2098 | 11.395 | 1 | 2018-12-31 | 2019-12-31 | 365 | 13.0565 | 13 | 0.056482
2153 | 4 | 1 | 2018-12-31 | 2019-12-31 | 365 | 4.5832 | 4 | 0.58323
2154 | 4 | 1 | 2018-12-31 | 2019-12-31 | 365 | 4.5832 | 4 | 0.58323
2151 | 8.925 | 1 | 2018-12-31 | 2019-12-31 | 365 | 10.2263 | 10 | 0.22634
2150 | 7.65 | 1 | 2018-12-31 | 2019-12-31 | 365 | 8.7654 | 8 | 0.76543
2148 | 12.495 | 1 | 2018-12-31 | 2019-12-31 | 365 | 14.3169 | 14 | 0.31687
2146 | 8.75 | 1 | 2018-12-31 | 2019-12-31 | 365 | 10.0258 | 10 | 0.02582
2147 | 11.73 | 1 | 2018-12-31 | 2019-12-31 | 365 | 13.4403 | 13 | 0.44033
2144 | 4.5 | 1 | 2018-12-31 | 2019-12-31 | 365 | 5.1561 | 5 | 0.15614
2142 | 8.925 | 1 | 2018-12-31 | 2019-12-31 | 365 | 10.2263 | 10 | 0.22634
2140 | 2.5 | 1 | 2018-12-31 | 2019-12-31 | 365 | 2.8645 | 2 | 0.86452
2141 | 4 | 1 | 2018-12-31 | 2019-12-31 | 365 | 4.5832 | 4 | 0.58323
2138 | 9 | 1 | 2018-12-31 | 2019-12-31 | 365 | 10.3123 | 10 | 0.31227
2139 | 7.75 | 1 | 2018-12-31 | 2019-12-31 | 365 | 8.88 | 8 | 0.88001
2137 | 10 | 1 | 2018-12-31 | 2019-12-31 | 365 | 11.4581 | 11 | 0.45808
2133 | 9.25 | 1 | 2018-12-31 | 2019-12-31 | 365 | 10.5987 | 10 | 0.59872
2131 | 10 | 1 | 2018-12-31 | 2019-12-31 | 365 | 11.4581 | 11 | 0.45808
2128 | 4.505 | 1 | 2018-12-31 | 2019-12-31 | 365 | 5.1619 | 5 | 0.16187
2129 | 5.25 | 1 | 2018-12-31 | 2019-12-31 | 365 | 6.0155 | 6 | 0.015492
2127 | 10.75 | 1 | 2018-12-31 | 2019-12-31 | 365 | 12.3174 | 12 | 0.31744
2126 | 9.25 | 1 | 2018-12-31 | 2019-12-31 | 365 | 10.5987 | 10 | 0.59872
2124 | 6 | 1 | 2018-12-31 | 2019-12-31 | 365 | 6.8748 | 6 | 0.87485
2125 | 5.75 | 1 | 2018-12-31 | 2019-12-31 | 365 | 6.5884 | 6 | 0.5884
2273 | 3.5 | 1 | 2018-12-31 | 2019-12-31 | 365 | 4.0103 | 4 | 0.010328
2270 | 10.965 | 1 | 2018-12-31 | 2019-12-31 | 365 | 12.5638 | 12 | 0.56378
2268 | 10.75 | 1 | 2018-12-31 | 2019-12-31 | 365 | 12.3174 | 12 | 0.31744
2269 | 11.5 | 1 | 2018-12-31 | 2019-12-31 | 365 | 13.1768 | 13 | 0.17679
1420 | 6.75 | 1 | 2018-12-31 | 2019-12-31 | 365 | 7.7342 | 7 | 0.7342
2247 | 6.12 | 1 | 2018-12-31 | 2019-12-31 | 365 | 7.0123 | 7 | 0.012345
2244 | 10 | 1 | 2018-12-31 | 2019-12-31 | 365 | 11.4581 | 11 | 0.45808
2243 | 5.75 | 1 | 2018-12-31 | 2019-12-31 | 365 | 6.5884 | 6 | 0.5884
2241 | 2.75 | 1 | 2018-12-31 | 2019-12-31 | 365 | 3.151 | 3 | 0.15097
2240 | 5.355 | 1 | 2018-12-31 | 2019-12-31 | 365 | 6.1358 | 6 | 0.1358
2238 | 8.75 | 1 | 2018-12-31 | 2019-12-31 | 365 | 10.0258 | 10 | 0.02582
2239 | 9 | 1 | 2018-12-31 | 2019-12-31 | 365 | 10.3123 | 10 | 0.31227
2235 | 6.5 | 1 | 2018-12-31 | 2019-12-31 | 365 | 7.4478 | 7 | 0.44775
2236 | 18.615 | 1 | 2018-12-31 | 2019-12-31 | 365 | 21.3292 | 21 | 0.32922
2234 | 5.5 | 1 | 2018-12-31 | 2019-12-31 | 365 | 6.3019 | 6 | 0.30194
2232 | 7 | 1 | 2018-12-31 | 2019-12-31 | 365 | 8.0207 | 8 | 0.020656
2233 | 6.12 | 1 | 2018-12-31 | 2019-12-31 | 365 | 7.0123 | 7 | 0.012345
2228 | 4.5 | 1 | 2018-12-31 | 2019-12-31 | 365 | 5.1561 | 5 | 0.15614
2194 | 5 | 1 | 2018-12-31 | 2019-12-31 | 365 | 5.729 | 5 | 0.72904
2195 | 14.25 | 1 | 2018-12-31 | 2019-12-31 | 365 | 16.3278 | 16 | 0.32776
2192 | 5.25 | 1 | 2018-12-31 | 2019-12-31 | 365 | 6.0155 | 6 | 0.015492
2191 | 7.75 | 1 | 2018-12-31 | 2019-12-31 | 365 | 8.88 | 8 | 0.88001
2193 | 5.1 | 1 | 2018-12-31 | 2019-12-31 | 365 | 5.8436 | 5 | 0.84362
2190 | 6.75 | 1 | 2018-12-31 | 2019-12-31 | 365 | 7.7342 | 7 | 0.7342
2189 | 7.75 | 1 | 2018-12-31 | 2019-12-31 | 365 | 8.88 | 8 | 0.88001
2183 | 10.25 | 1 | 2018-12-31 | 2019-12-31 | 365 | 11.7445 | 11 | 0.74453
2178 | 10.335 | 1 | 2018-12-31 | 2019-12-31 | 365 | 11.8419 | 11 | 0.84193
2176 | 7 | 1 | 2018-12-31 | 2019-12-31 | 365 | 8.0207 | 8 | 0.020656
2177 | 9 | 1 | 2018-12-31 | 2019-12-31 | 365 | 10.3123 | 10 | 0.31227
2175 | 10.75 | 1 | 2018-12-31 | 2019-12-31 | 365 | 12.3174 | 12 | 0.31744
4690 | 3.06 | 1 | 2018-12-31 | 2019-12-31 | 365 | 3.5062 | 3 | 0.50617
3595 | 5.1 | 1 | 2018-12-31 | 2019-12-31 | 365 | 5.8436 | 5 | 0.84362
6155 | 4.335 | 1 | 2018-12-31 | 2019-12-31 | 365 | 4.9671 | 4 | 0.96708
10593 | 5.61 | 1 | 2018-12-31 | 2019-12-31 | 365 | 6.428 | 6 | 0.42798
3711 | 8.75 | 1 | 2018-12-31 | 2019-12-31 | 365 | 10.0258 | 10 | 0.02582
3597 | 2.55 | 1 | 2018-12-31 | 2019-12-31 | 365 | 2.9218 | 2 | 0.92181
3854 | 4.845 | 1 | 2018-12-31 | 2019-12-31 | 365 | 5.5514 | 5 | 0.55144
4587 | 3.57 | 1 | 2018-12-31 | 2019-12-31 | 365 | 4.0905 | 4 | 0.090535
3625 | 4.5 | 1 | 2018-12-31 | 2019-12-31 | 365 | 5.1561 | 5 | 0.15614
4735 | 10.2 | 1 | 2018-12-31 | 2019-12-31 | 365 | 11.6872 | 11 | 0.68724
3878 | 5.355 | 1 | 2018-12-31 | 2019-12-31 | 365 | 6.1358 | 6 | 0.1358
3731 | 4.59 | 1 | 2018-12-31 | 2019-12-31 | 365 | 5.2593 | 5 | 0.25926
4901 | 6.63 | 1 | 2018-12-31 | 2019-12-31 | 365 | 7.5967 | 7 | 0.59671
4397 | 5.1 | 1 | 2018-12-31 | 2019-12-31 | 365 | 5.8436 | 5 | 0.84362
4267 | 5.1 | 1 | 2018-12-31 | 2019-12-31 | 365 | 5.8436 | 5 | 0.84362
5769 | 9.69 | 1 | 2018-12-31 | 2019-12-31 | 365 | 11.1029 | 11 | 0.10288
3769 | 12.495 | 1 | 2018-12-31 | 2019-12-31 | 365 | 14.3169 | 14 | 0.31687
3598 | 2.55 | 1 | 2018-12-31 | 2019-12-31 | 365 | 2.9218 | 2 | 0.92181
3583 | 4.08 | 1 | 2018-12-31 | 2019-12-31 | 365 | 4.6749 | 4 | 0.6749
4047 | 4.335 | 1 | 2018-12-31 | 2019-12-31 | 365 | 4.9671 | 4 | 0.96708
4644 | 6.375 | 1 | 2018-12-31 | 2019-12-31 | 365 | 7.3045 | 7 | 0.30453
15397 | 2.5 | 1 | 2018-12-31 | 2019-12-31 | 365 | 2.8645 | 2 | 0.86452
5972 | 5.1 | 1 | 2018-12-31 | 2019-12-31 | 365 | 5.8436 | 5 | 0.84362
5149 | 5.75 | 1 | 2018-12-31 | 2019-12-31 | 365 | 6.5884 | 6 | 0.5884
5863 | 4.59 | 1 | 2018-12-31 | 2019-12-31 | 365 | 5.2593 | 5 | 0.25926
4485 | 7.395 | 1 | 2018-12-31 | 2019-12-31 | 365 | 8.4733 | 8 | 0.47325
3584 | 7.14 | 1 | 2018-12-31 | 2019-12-31 | 365 | 8.1811 | 8 | 0.18107
4385 | 5 | 1 | 2018-12-31 | 2019-12-31 | 365 | 5.729 | 5 | 0.72904
3593 | 7.75 | 1 | 2018-12-31 | 2019-12-31 | 365 | 8.88 | 8 | 0.88001
3966 | 4.59 | 1 | 2018-12-31 | 2019-12-31 | 365 | 5.2593 | 5 | 0.25926
4264 | 2.75 | 1 | 2018-12-31 | 2019-12-31 | 365 | 3.151 | 3 | 0.15097
3630 | 6.375 | 1 | 2018-12-31 | 2019-12-31 | 365 | 7.3045 | 7 | 0.30453
8818 | 6.25 | 1 | 2018-12-31 | 2019-12-31 | 365 | 7.1613 | 7 | 0.1613
4119 | 4.59 | 1 | 2018-12-31 | 2019-12-31 | 365 | 5.2593 | 5 | 0.25926
3657 | 10 | 1 | 2018-12-31 | 2019-12-31 | 365 | 11.4581 | 11 | 0.45808
8256 | 7 | 1 | 2018-12-31 | 2019-12-31 | 365 | 8.0207 | 8 | 0.020656
3586 | 6 | 1 | 2018-12-31 | 2019-12-31 | 365 | 6.8748 | 6 | 0.87485
3585 | 2 | 1 | 2018-12-31 | 2019-12-31 | 365 | 2.2916 | 2 | 0.29162
5794 | 4.845 | 1 | 2018-12-31 | 2019-12-31 | 365 | 5.5514 | 5 | 0.55144
4928 | 6.12 | 1 | 2018-12-31 | 2019-12-31 | 365 | 7.0123 | 7 | 0.012345
3702 | 9.945 | 1 | 2018-12-31 | 2019-12-31 | 365 | 11.3951 | 11 | 0.39506
2341 | 11.22 | 1 | 2018-12-31 | 2019-12-31 | 365 | 12.856 | 12 | 0.85597
2342 | 6.12 | 1 | 2018-12-31 | 2019-12-31 | 365 | 7.0123 | 7 | 0.012345
2339 | 7.75 | 1 | 2018-12-31 | 2019-12-31 | 365 | 8.88 | 8 | 0.88001
2337 | 7 | 1 | 2018-12-31 | 2019-12-31 | 365 | 8.0207 | 8 | 0.020656
2338 | 10.5 | 1 | 2018-12-31 | 2019-12-31 | 365 | 12.031 | 12 | 0.030984
2329 | 4.5 | 1 | 2018-12-31 | 2019-12-31 | 365 | 5.1561 | 5 | 0.15614
2327 | 10.75 | 1 | 2018-12-31 | 2019-12-31 | 365 | 12.3174 | 12 | 0.31744
2324 | 6.25 | 1 | 2018-12-31 | 2019-12-31 | 365 | 7.1613 | 7 | 0.1613
2325 | 7.5 | 1 | 2018-12-31 | 2019-12-31 | 365 | 8.5936 | 8 | 0.59356
2322 | 5 | 1 | 2018-12-31 | 2019-12-31 | 365 | 5.729 | 5 | 0.72904
2323 | 3.5 | 1 | 2018-12-31 | 2019-12-31 | 365 | 4.0103 | 4 | 0.010328
2321 | 7.25 | 1 | 2018-12-31 | 2019-12-31 | 365 | 8.3071 | 8 | 0.30711
2319 | 5.75 | 1 | 2018-12-31 | 2019-12-31 | 365 | 6.5884 | 6 | 0.5884
2320 | 5.5 | 1 | 2018-12-31 | 2019-12-31 | 365 | 6.3019 | 6 | 0.30194
2318 | 7.25 | 1 | 2018-12-31 | 2019-12-31 | 365 | 8.3071 | 8 | 0.30711
2316 | 7.75 | 1 | 2018-12-31 | 2019-12-31 | 365 | 8.88 | 8 | 0.88001
2317 | 4 | 1 | 2018-12-31 | 2019-12-31 | 365 | 4.5832 | 4 | 0.58323
2295 | 10.75 | 1 | 2018-12-31 | 2019-12-31 | 365 | 12.3174 | 12 | 0.31744
2292 | 7 | 1 | 2018-12-31 | 2019-12-31 | 365 | 8.0207 | 8 | 0.020656
2290 | 7.75 | 1 | 2018-12-31 | 2019-12-31 | 365 | 8.88 | 8 | 0.88001
2288 | 7.14 | 1 | 2018-12-31 | 2019-12-31 | 365 | 8.1811 | 8 | 0.18107
2282 | 6 | 1 | 2018-12-31 | 2019-12-31 | 365 | 6.8748 | 6 | 0.87485
2394 | 8.5 | 1 | 2018-12-31 | 2019-12-31 | 365 | 9.7394 | 9 | 0.73937
2395 | 16 | 1 | 2018-12-31 | 2019-12-31 | 365 | 18.3329 | 18 | 0.33293
2391 | 11.5 | 1 | 2018-12-31 | 2019-12-31 | 365 | 13.1768 | 13 | 0.17679
2387 | 13.75 | 1 | 2018-12-31 | 2019-12-31 | 365 | 15.7549 | 15 | 0.75486
2386 | 8.75 | 1 | 2018-12-31 | 2019-12-31 | 365 | 10.0258 | 10 | 0.02582
2384 | 8.5 | 1 | 2018-12-31 | 2019-12-31 | 365 | 9.7394 | 9 | 0.73937
2383 | 4.25 | 1 | 2018-12-31 | 2019-12-31 | 365 | 4.8697 | 4 | 0.86968
2373 | 2.55 | 1 | 2018-12-31 | 2019-12-31 | 365 | 2.9218 | 2 | 0.92181
2371 | 3.5 | 1 | 2018-12-31 | 2019-12-31 | 365 | 4.0103 | 4 | 0.010328
2367 | 4.75 | 1 | 2018-12-31 | 2019-12-31 | 365 | 5.4426 | 5 | 0.44259
2364 | 12.75 | 1 | 2018-12-31 | 2019-12-31 | 365 | 14.6091 | 14 | 0.60905
2363 | 6 | 1 | 2018-12-31 | 2019-12-31 | 365 | 6.8748 | 6 | 0.87485
2362 | 9.75 | 1 | 2018-12-31 | 2019-12-31 | 365 | 11.1716 | 11 | 0.17163
2494 | 5.25 | 1 | 2018-12-31 | 2019-12-31 | 365 | 6.0155 | 6 | 0.015492
2490 | 6 | 1 | 2018-12-31 | 2019-12-31 | 365 | 6.8748 | 6 | 0.87485
2493 | 3 | 1 | 2018-12-31 | 2019-12-31 | 365 | 3.4374 | 3 | 0.43742
2465 | 7.905 | 1 | 2018-12-31 | 2019-12-31 | 365 | 9.0576 | 9 | 0.057612
2464 | 6.12 | 1 | 2018-12-31 | 2019-12-31 | 365 | 7.0123 | 7 | 0.012345
2462 | 10.2 | 1 | 2018-12-31 | 2019-12-31 | 365 | 11.6872 | 11 | 0.68724
2460 | 7.905 | 1 | 2018-12-31 | 2019-12-31 | 365 | 9.0576 | 9 | 0.057612
2458 | 6.63 | 1 | 2018-12-31 | 2019-12-31 | 365 | 7.5967 | 7 | 0.59671
2459 | 9.69 | 1 | 2018-12-31 | 2019-12-31 | 365 | 11.1029 | 11 | 0.10288
2457 | 11.5 | 1 | 2018-12-31 | 2019-12-31 | 365 | 13.1768 | 13 | 0.17679
2455 | 9.5 | 1 | 2018-12-31 | 2019-12-31 | 365 | 10.8852 | 10 | 0.88518
2454 | 9.25 | 1 | 2018-12-31 | 2019-12-31 | 365 | 10.5987 | 10 | 0.59872
2452 | 5.25 | 1 | 2018-12-31 | 2019-12-31 | 365 | 6.0155 | 6 | 0.015492
2453 | 6 | 1 | 2018-12-31 | 2019-12-31 | 365 | 6.8748 | 6 | 0.87485
2422 | 3 | 1 | 2018-12-31 | 2019-12-31 | 365 | 3.4374 | 3 | 0.43742
2421 | 10 | 1 | 2018-12-31 | 2019-12-31 | 365 | 11.4581 | 11 | 0.45808
2419 | 8.5 | 1 | 2018-12-31 | 2019-12-31 | 365 | 9.7394 | 9 | 0.73937
2420 | 11.22 | 1 | 2018-12-31 | 2019-12-31 | 365 | 12.856 | 12 | 0.85597
2415 | 10.71 | 1 | 2018-12-31 | 2019-12-31 | 365 | 12.2716 | 12 | 0.2716
2414 | 7.25 | 1 | 2018-12-31 | 2019-12-31 | 365 | 8.3071 | 8 | 0.30711
2412 | 9 | 1 | 2018-12-31 | 2019-12-31 | 365 | 10.3123 | 10 | 0.31227
2411 | 9.75 | 1 | 2018-12-31 | 2019-12-31 | 365 | 11.1716 | 11 | 0.17163
2410 | 4.75 | 1 | 2018-12-31 | 2019-12-31 | 365 | 5.4426 | 5 | 0.44259
2405 | 11.475 | 1 | 2018-12-31 | 2019-12-31 | 365 | 13.1481 | 13 | 0.14815
2404 | 8.5 | 1 | 2018-12-31 | 2019-12-31 | 365 | 9.7394 | 9 | 0.73937
2403 | 10.75 | 1 | 2018-12-31 | 2019-12-31 | 365 | 12.3174 | 12 | 0.31744
2402 | 6.12 | 1 | 2018-12-31 | 2019-12-31 | 365 | 7.0123 | 7 | 0.012345
2400 | 4.59 | 1 | 2018-12-31 | 2019-12-31 | 365 | 5.2593 | 5 | 0.25926
2498 | 5.1 | 1 | 2018-12-31 | 2019-12-31 | 365 | 5.8436 | 5 | 0.84362
2497 | 6.75 | 1 | 2018-12-31 | 2019-12-31 | 365 | 7.7342 | 7 | 0.7342
2582 | 7.905 | 1 | 2018-12-31 | 2019-12-31 | 365 | 9.0576 | 9 | 0.057612
2581 | 5.25 | 1 | 2018-12-31 | 2019-12-31 | 365 | 6.0155 | 6 | 0.015492
2580 | 4.25 | 1 | 2018-12-31 | 2019-12-31 | 365 | 4.8697 | 4 | 0.86968
2579 | 10.25 | 1 | 2018-12-31 | 2019-12-31 | 365 | 11.7445 | 11 | 0.74453
2578 | 13.26 | 1 | 2018-12-31 | 2019-12-31 | 365 | 15.1934 | 15 | 0.19341
2577 | 9.69 | 1 | 2018-12-31 | 2019-12-31 | 365 | 11.1029 | 11 | 0.10288
2576 | 8.415 | 1 | 2018-12-31 | 2019-12-31 | 365 | 9.642 | 9 | 0.64197
2575 | 11.75 | 1 | 2018-12-31 | 2019-12-31 | 365 | 13.4632 | 13 | 0.46324
2574 | 10 | 1 | 2018-12-31 | 2019-12-31 | 365 | 11.4581 | 11 | 0.45808
2573 | 6.5 | 1 | 2018-12-31 | 2019-12-31 | 365 | 7.4478 | 7 | 0.44775
2572 | 8 | 1 | 2018-12-31 | 2019-12-31 | 365 | 9.1665 | 9 | 0.16646
2570 | 8.75 | 1 | 2018-12-31 | 2019-12-31 | 365 | 10.0258 | 10 | 0.02582
2569 | 7.75 | 1 | 2018-12-31 | 2019-12-31 | 365 | 8.88 | 8 | 0.88001
2568 | 6.12 | 1 | 2018-12-31 | 2019-12-31 | 365 | 7.0123 | 7 | 0.012345
2567 | 7.14 | 1 | 2018-12-31 | 2019-12-31 | 365 | 8.1811 | 8 | 0.18107
2566 | 13.26 | 1 | 2018-12-31 | 2019-12-31 | 365 | 15.1934 | 15 | 0.19341
2565 | 5.25 | 1 | 2018-12-31 | 2019-12-31 | 365 | 6.0155 | 6 | 0.015492
2564 | 5.25 | 1 | 2018-12-31 | 2019-12-31 | 365 | 6.0155 | 6 | 0.015492
2563 | 5.25 | 1 | 2018-12-31 | 2019-12-31 | 365 | 6.0155 | 6 | 0.015492
2562 | 7 | 1 | 2018-12-31 | 2019-12-31 | 365 | 8.0207 | 8 | 0.020656
2561 | 6.885 | 1 | 2018-12-31 | 2019-12-31 | 365 | 7.8889 | 7 | 0.88889
2560 | 8.25 | 1 | 2018-12-31 | 2019-12-31 | 365 | 9.4529 | 9 | 0.45292
2558 | 7.5 | 1 | 2018-12-31 | 2019-12-31 | 365 | 8.5936 | 8 | 0.59356
2556 | 5.25 | 1 | 2018-12-31 | 2019-12-31 | 365 | 6.0155 | 6 | 0.015492
2552 | 6.75 | 1 | 2018-12-31 | 2019-12-31 | 365 | 7.7342 | 7 | 0.7342
2549 | 10.5 | 1 | 2018-12-31 | 2019-12-31 | 365 | 12.031 | 12 | 0.030984
2546 | 8.25 | 1 | 2018-12-31 | 2019-12-31 | 365 | 9.4529 | 9 | 0.45292
2544 | 17.75 | 1 | 2018-12-31 | 2019-12-31 | 365 | 20.3381 | 20 | 0.33809
2542 | 3.5 | 1 | 2018-12-31 | 2019-12-31 | 365 | 4.0103 | 4 | 0.010328
2541 | 8 | 1 | 2018-12-31 | 2019-12-31 | 365 | 9.1665 | 9 | 0.16646
2633 | 9.75 | 1 | 2018-12-31 | 2019-12-31 | 365 | 11.1716 | 11 | 0.17163
2632 | 5.75 | 1 | 2018-12-31 | 2019-12-31 | 365 | 6.5884 | 6 | 0.5884
2619 | 9.5 | 1 | 2018-12-31 | 2019-12-31 | 365 | 10.8852 | 10 | 0.88518
2618 | 3.975 | 1 | 2018-12-31 | 2019-12-31 | 365 | 4.5546 | 4 | 0.55459
2612 | 4.08 | 1 | 2018-12-31 | 2019-12-31 | 365 | 4.6749 | 4 | 0.6749
2611 | 5.1 | 1 | 2018-12-31 | 2019-12-31 | 365 | 5.8436 | 5 | 0.84362
2609 | 2.805 | 1 | 2018-12-31 | 2019-12-31 | 365 | 3.214 | 3 | 0.21399
2610 | 6.885 | 1 | 2018-12-31 | 2019-12-31 | 365 | 7.8889 | 7 | 0.88889
2608 | 13 | 1 | 2018-12-31 | 2019-12-31 | 365 | 14.8955 | 14 | 0.8955
2607 | 4.5 | 1 | 2018-12-31 | 2019-12-31 | 365 | 5.1561 | 5 | 0.15614
2606 | 12.25 | 1 | 2018-12-31 | 2019-12-31 | 365 | 14.0361 | 14 | 0.036148
2604 | 4.5 | 1 | 2018-12-31 | 2019-12-31 | 365 | 5.1561 | 5 | 0.15614
2605 | 7 | 1 | 2018-12-31 | 2019-12-31 | 365 | 8.0207 | 8 | 0.020656
2603 | 10 | 1 | 2018-12-31 | 2019-12-31 | 365 | 11.4581 | 11 | 0.45808
2684 | 4.5 | 1 | 2018-12-31 | 2019-12-31 | 365 | 5.1561 | 5 | 0.15614
2682 | 4 | 1 | 2018-12-31 | 2019-12-31 | 365 | 4.5832 | 4 | 0.58323
2676 | 7.25 | 1 | 2018-12-31 | 2019-12-31 | 365 | 8.3071 | 8 | 0.30711
2675 | 6.37 | 1 | 2018-12-31 | 2019-12-31 | 365 | 7.2988 | 7 | 0.2988
2658 | 6.12 | 1 | 2018-12-31 | 2019-12-31 | 365 | 7.0123 | 7 | 0.012345
2657 | 11.25 | 1 | 2018-12-31 | 2019-12-31 | 365 | 12.8903 | 12 | 0.89034
2650 | 4.08 | 1 | 2018-12-31 | 2019-12-31 | 365 | 4.6749 | 4 | 0.6749
2646 | 8 | 1 | 2018-12-31 | 2019-12-31 | 365 | 9.1665 | 9 | 0.16646
2755 | 7.5 | 1 | 2018-12-31 | 2019-12-31 | 365 | 8.5936 | 8 | 0.59356
2752 | 11.25 | 1 | 2018-12-31 | 2019-12-31 | 365 | 12.8903 | 12 | 0.89034
2751 | 12.25 | 1 | 2018-12-31 | 2019-12-31 | 365 | 14.0361 | 14 | 0.036148
922 | 6.5 | 1 | 2018-12-31 | 2019-12-31 | 365 | 7.4478 | 7 | 0.44775
2723 | 2.04 | 1 | 2018-12-31 | 2019-12-31 | 365 | 2.3374 | 2 | 0.33745
2722 | 7.75 | 1 | 2018-12-31 | 2019-12-31 | 365 | 8.88 | 8 | 0.88001
2721 | 3.825 | 1 | 2018-12-31 | 2019-12-31 | 365 | 4.3827 | 4 | 0.38272
2719 | 4.25 | 1 | 2018-12-31 | 2019-12-31 | 365 | 4.8697 | 4 | 0.86968
2716 | 5.25 | 1 | 2018-12-31 | 2019-12-31 | 365 | 6.0155 | 6 | 0.015492
2708 | 7.75 | 1 | 2018-12-31 | 2019-12-31 | 365 | 8.88 | 8 | 0.88001
2703 | 8.75 | 1 | 2018-12-31 | 2019-12-31 | 365 | 10.0258 | 10 | 0.02582
2701 | 12.75 | 1 | 2018-12-31 | 2019-12-31 | 365 | 14.6091 | 14 | 0.60905
2700 | 9.75 | 1 | 2018-12-31 | 2019-12-31 | 365 | 11.1716 | 11 | 0.17163
2698 | 5.25 | 1 | 2018-12-31 | 2019-12-31 | 365 | 6.0155 | 6 | 0.015492
2875 | 4.335 | 1 | 2018-12-31 | 2019-12-31 | 365 | 4.9671 | 4 | 0.96708
2838 | 8.415 | 1 | 2018-12-31 | 2019-12-31 | 365 | 9.642 | 9 | 0.64197
2837 | 4.59 | 1 | 2018-12-31 | 2019-12-31 | 365 | 5.2593 | 5 | 0.25926
2836 | 5.865 | 1 | 2018-12-31 | 2019-12-31 | 365 | 6.7202 | 6 | 0.72016
2834 | 11.985 | 1 | 2018-12-31 | 2019-12-31 | 365 | 13.7325 | 13 | 0.73251
2833 | 7.905 | 1 | 2018-12-31 | 2019-12-31 | 365 | 9.0576 | 9 | 0.057612
2830 | 14 | 1 | 2018-12-31 | 2019-12-31 | 365 | 16.0413 | 16 | 0.041312
930 | 7.75 | 1 | 2018-12-31 | 2019-12-31 | 365 | 8.88 | 8 | 0.88001
2806 | 10.25 | 1 | 2018-12-31 | 2019-12-31 | 365 | 11.7445 | 11 | 0.74453
2805 | 5.355 | 1 | 2018-12-31 | 2019-12-31 | 365 | 6.1358 | 6 | 0.1358
2804 | 7.905 | 1 | 2018-12-31 | 2019-12-31 | 365 | 9.0576 | 9 | 0.057612
2803 | 9.945 | 1 | 2018-12-31 | 2019-12-31 | 365 | 11.3951 | 11 | 0.39506
2802 | 3.75 | 1 | 2018-12-31 | 2019-12-31 | 365 | 4.2968 | 4 | 0.29678
2801 | 9 | 1 | 2018-12-31 | 2019-12-31 | 365 | 10.3123 | 10 | 0.31227
2800 | 7.75 | 1 | 2018-12-31 | 2019-12-31 | 365 | 8.88 | 8 | 0.88001
2798 | 3.5 | 1 | 2018-12-31 | 2019-12-31 | 365 | 4.0103 | 4 | 0.010328
2795 | 2.5 | 1 | 2018-12-31 | 2019-12-31 | 365 | 2.8645 | 2 | 0.86452
2794 | 5.5 | 1 | 2018-12-31 | 2019-12-31 | 365 | 6.3019 | 6 | 0.30194
2779 | 3.315 | 1 | 2018-12-31 | 2019-12-31 | 365 | 3.7984 | 3 | 0.79835
2775 | 6.375 | 1 | 2018-12-31 | 2019-12-31 | 365 | 7.3045 | 7 | 0.30453
2774 | 8.75 | 1 | 2018-12-31 | 2019-12-31 | 365 | 10.0258 | 10 | 0.02582
2773 | 9.5 | 1 | 2018-12-31 | 2019-12-31 | 365 | 10.8852 | 10 | 0.88518
2765 | 7.14 | 1 | 2018-12-31 | 2019-12-31 | 365 | 8.1811 | 8 | 0.18107
2764 | 8.67 | 1 | 2018-12-31 | 2019-12-31 | 365 | 9.9342 | 9 | 0.93416
2761 | 4.5 | 1 | 2018-12-31 | 2019-12-31 | 365 | 5.1561 | 5 | 0.15614
2928 | 4.845 | 1 | 2018-12-31 | 2019-12-31 | 365 | 5.5514 | 5 | 0.55144
2929 | 5.1 | 1 | 2018-12-31 | 2019-12-31 | 365 | 5.8436 | 5 | 0.84362
2926 | 6.5 | 1 | 2018-12-31 | 2019-12-31 | 365 | 7.4478 | 7 | 0.44775
2925 | 7.14 | 1 | 2018-12-31 | 2019-12-31 | 365 | 8.1811 | 8 | 0.18107
2923 | 6.12 | 1 | 2018-12-31 | 2019-12-31 | 365 | 7.0123 | 7 | 0.012345
2922 | 6.12 | 1 | 2018-12-31 | 2019-12-31 | 365 | 7.0123 | 7 | 0.012345
2924 | 5.865 | 1 | 2018-12-31 | 2019-12-31 | 365 | 6.7202 | 6 | 0.72016
2920 | 8.67 | 1 | 2018-12-31 | 2019-12-31 | 365 | 9.9342 | 9 | 0.93416
2918 | 6.63 | 1 | 2018-12-31 | 2019-12-31 | 365 | 7.5967 | 7 | 0.59671
2915 | 8.67 | 1 | 2018-12-31 | 2019-12-31 | 365 | 9.9342 | 9 | 0.93416
2916 | 3 | 1 | 2018-12-31 | 2019-12-31 | 365 | 3.4374 | 3 | 0.43742
2914 | 5 | 1 | 2018-12-31 | 2019-12-31 | 365 | 5.729 | 5 | 0.72904
2913 | 8.75 | 1 | 2018-12-31 | 2019-12-31 | 365 | 10.0258 | 10 | 0.02582
2911 | 6.12 | 1 | 2018-12-31 | 2019-12-31 | 365 | 7.0123 | 7 | 0.012345
2912 | 4.59 | 1 | 2018-12-31 | 2019-12-31 | 365 | 5.2593 | 5 | 0.25926
2909 | 4 | 1 | 2018-12-31 | 2019-12-31 | 365 | 4.5832 | 4 | 0.58323
2181 | 8 | 1 | 2018-12-31 | 2019-12-31 | 365 | 9.1665 | 9 | 0.16646
2647 | 5.25 | 1 | 2018-12-31 | 2019-12-31 | 365 | 6.0155 | 6 | 0.015492
2499 | 10 | 1 | 2018-12-31 | 2019-12-31 | 365 | 11.4581 | 11 | 0.45808
2882 | 6.12 | 1 | 2018-12-31 | 2019-12-31 | 365 | 7.0123 | 7 | 0.012345
2881 | 10.455 | 1 | 2018-12-31 | 2019-12-31 | 365 | 11.9794 | 11 | 0.97942
2879 | 4.845 | 1 | 2018-12-31 | 2019-12-31 | 365 | 5.5514 | 5 | 0.55144
2880 | 8 | 1 | 2018-12-31 | 2019-12-31 | 365 | 9.1665 | 9 | 0.16646
2878 | 13.77 | 1 | 2018-12-31 | 2019-12-31 | 365 | 15.7778 | 15 | 0.77778
2876 | 6.5 | 1 | 2018-12-31 | 2019-12-31 | 365 | 7.4478 | 7 | 0.44775
2946 | 4.5 | 1 | 2018-12-31 | 2019-12-31 | 365 | 5.1561 | 5 | 0.15614
2943 | 14.79 | 1 | 2018-12-31 | 2019-12-31 | 365 | 16.9465 | 16 | 0.9465
2938 | 6.5 | 1 | 2018-12-31 | 2019-12-31 | 365 | 7.4478 | 7 | 0.44775
2936 | 2.805 | 1 | 2018-12-31 | 2019-12-31 | 365 | 3.214 | 3 | 0.21399
2982 | 10 | 1 | 2018-12-31 | 2019-12-31 | 365 | 11.4581 | 11 | 0.45808
2980 | 10.71 | 1 | 2018-12-31 | 2019-12-31 | 365 | 12.2716 | 12 | 0.2716
3097 | 7.75 | 1 | 2018-12-31 | 2019-12-31 | 365 | 8.88 | 8 | 0.88001
2984 | 7.14 | 1 | 2018-12-31 | 2019-12-31 | 365 | 8.1811 | 8 | 0.18107
2718 | 4.5 | 1 | 2018-12-31 | 2019-12-31 | 365 | 5.1561 | 5 | 0.15614
1551 | 7.75 | 1 | 2018-12-31 | 2019-12-31 | 365 | 8.88 | 8 | 0.88001
2011 | 25.25 | 0.9 | 2018-12-31 | 2019-12-31 | 365 | 26.0385 | 26 | 0.038487
17284 | 12.495 | 1 | 2018-12-31 | 2019-12-31 | 365 | 14.3169 | 14 | 0.31687
4695 | 2.75 | 1 | 2018-12-31 | 2019-12-31 | 365 | 3.151 | 3 | 0.15097
8922 | 7.5 | 1 | 2018-12-31 | 2019-12-31 | 365 | 8.5936 | 8 | 0.59356
4757 | 6.12 | 1 | 2018-12-31 | 2019-12-31 | 365 | 7.0123 | 7 | 0.012345
4765 | 7.14 | 1 | 2018-12-31 | 2019-12-31 | 365 | 8.1811 | 8 | 0.18107
4768 | 6.63 | 1 | 2018-12-31 | 2019-12-31 | 365 | 7.5967 | 7 | 0.59671
5105 | 9.18 | 1 | 2018-12-31 | 2019-12-31 | 365 | 10.5185 | 10 | 0.51852
5781 | 4.59 | 1 | 2018-12-31 | 2019-12-31 | 365 | 5.2593 | 5 | 0.25926
4763 | 5.1 | 1 | 2018-12-31 | 2019-12-31 | 365 | 5.8436 | 5 | 0.84362
10418 | 3.06 | 1 | 2018-12-31 | 2019-12-31 | 365 | 3.5062 | 3 | 0.50617
5666 | 5.355 | 1 | 2018-12-31 | 2019-12-31 | 365 | 6.1358 | 6 | 0.1358
5883 | 8.415 | 1 | 2018-12-31 | 2019-12-31 | 365 | 9.642 | 9 | 0.64197
5976 | 3.315 | 1 | 2018-12-31 | 2019-12-31 | 365 | 3.7984 | 3 | 0.79835
5650 | 4.08 | 1 | 2018-12-31 | 2019-12-31 | 365 | 4.6749 | 4 | 0.6749
13147 | 7.685 | 1 | 2018-12-31 | 2019-12-31 | 365 | 8.8055 | 8 | 0.80553
5310 | 9.18 | 1 | 2018-12-31 | 2019-12-31 | 365 | 10.5185 | 10 | 0.51852
4762 | 9.945 | 1 | 2018-12-31 | 2019-12-31 | 365 | 11.3951 | 11 | 0.39506
4769 | 6.12 | 1 | 2018-12-31 | 2019-12-31 | 365 | 7.0123 | 7 | 0.012345
4770 | 5.1 | 1 | 2018-12-31 | 2019-12-31 | 365 | 5.8436 | 5 | 0.84362
12937 | 4.59 | 1 | 2018-12-31 | 2019-12-31 | 365 | 5.2593 | 5 | 0.25926
5602 | 6.12 | 1 | 2018-12-31 | 2019-12-31 | 365 | 7.0123 | 7 | 0.012345
4745 | 4.5 | 1 | 2018-12-31 | 2019-12-31 | 365 | 5.1561 | 5 | 0.15614
4759 | 10.2 | 1 | 2018-12-31 | 2019-12-31 | 365 | 11.6872 | 11 | 0.68724
5317 | 9.945 | 1 | 2018-12-31 | 2019-12-31 | 365 | 11.3951 | 11 | 0.39506
4976 | 4.59 | 1 | 2018-12-31 | 2019-12-31 | 365 | 5.2593 | 5 | 0.25926
5466 | 6.375 | 1 | 2018-12-31 | 2019-12-31 | 365 | 7.3045 | 7 | 0.30453
4755 | 3.825 | 1 | 2018-12-31 | 2019-12-31 | 365 | 4.3827 | 4 | 0.38272
4766 | 2.04 | 1 | 2018-12-31 | 2019-12-31 | 365 | 2.3374 | 2 | 0.33745
9387 | 6.63 | 1 | 2018-12-31 | 2019-12-31 | 365 | 7.5967 | 7 | 0.59671
4760 | 6.885 | 1 | 2018-12-31 | 2019-12-31 | 365 | 7.8889 | 7 | 0.88889
4758 | 9.18 | 1 | 2018-12-31 | 2019-12-31 | 365 | 10.5185 | 10 | 0.51852
5838 | 5.865 | 1 | 2018-12-31 | 2019-12-31 | 365 | 6.7202 | 6 | 0.72016
5936 | 3.06 | 1 | 2018-12-31 | 2019-12-31 | 365 | 3.5062 | 3 | 0.50617
5022 | 3.315 | 1 | 2018-12-31 | 2019-12-31 | 365 | 3.7984 | 3 | 0.79835
4771 | 5.1 | 1 | 2018-12-31 | 2019-12-31 | 365 | 5.8436 | 5 | 0.84362
4756 | 7.65 | 1 | 2018-12-31 | 2019-12-31 | 365 | 8.7654 | 8 | 0.76543
4983 | 8.415 | 1 | 2018-12-31 | 2019-12-31 | 365 | 9.642 | 9 | 0.64197
5025 | 2.25 | 1 | 2018-12-31 | 2019-12-31 | 365 | 2.5781 | 2 | 0.57807
4985 | 5 | 1 | 2018-12-31 | 2019-12-31 | 365 | 5.729 | 5 | 0.72904
5821 | 6.885 | 1 | 2018-12-31 | 2019-12-31 | 365 | 7.8889 | 7 | 0.88889
4767 | 5.1 | 1 | 2018-12-31 | 2019-12-31 | 365 | 5.8436 | 5 | 0.84362
4798 | 3 | 1 | 2018-12-31 | 2019-12-31 | 365 | 3.4374 | 3 | 0.43742
4744 | 3.315 | 1 | 2018-12-31 | 2019-12-31 | 365 | 3.7984 | 3 | 0.79835
5497 | 7.75 | 1 | 2018-12-31 | 2019-12-31 | 365 | 8.88 | 8 | 0.88001
4772 | 4.845 | 1 | 2018-12-31 | 2019-12-31 | 365 | 5.5514 | 5 | 0.55144
6304 | 7 | 1 | 2018-12-31 | 2019-12-31 | 365 | 8.0207 | 8 | 0.020656
4761 | 8.925 | 1 | 2018-12-31 | 2019-12-31 | 365 | 10.2263 | 10 | 0.22634
5951 | 5.355 | 1 | 2018-12-31 | 2019-12-31 | 365 | 6.1358 | 6 | 0.1358
13807 | 4 | 1 | 2018-12-31 | 2019-12-31 | 365 | 4.5832 | 4 | 0.58323
5533 | 3.57 | 1 | 2018-12-31 | 2019-12-31 | 365 | 4.0905 | 4 | 0.090535
53847 | 4.59 | 1 | 2018-12-31 | 2019-12-31 | 365 | 5.2593 | 5 | 0.25926
7549 | 11.475 | 1 | 2018-12-31 | 2019-12-31 | 365 | 13.1481 | 13 | 0.14815
5538 | 2.55 | 1 | 2018-12-31 | 2019-12-31 | 365 | 2.9218 | 2 | 0.92181
5201 | 2.55 | 1 | 2018-12-31 | 2019-12-31 | 365 | 2.9218 | 2 | 0.92181
4899 | 7 | 1 | 2018-12-31 | 2019-12-31 | 365 | 8.0207 | 8 | 0.020656
4742 | 5.865 | 1 | 2018-12-31 | 2019-12-31 | 365 | 6.7202 | 6 | 0.72016
5098 | 7.5 | 1 | 2018-12-31 | 2019-12-31 | 365 | 8.5936 | 8 | 0.59356
5576 | 7.65 | 1 | 2018-12-31 | 2019-12-31 | 365 | 8.7654 | 8 | 0.76543
4741 | 6.885 | 1 | 2018-12-31 | 2019-12-31 | 365 | 7.8889 | 7 | 0.88889
4740 | 10.71 | 1 | 2018-12-31 | 2019-12-31 | 365 | 12.2716 | 12 | 0.2716
4764 | 10.965 | 1 | 2018-12-31 | 2019-12-31 | 365 | 12.5638 | 12 | 0.56378
3700 | 4.5 | 1 | 2018-12-31 | 2019-12-31 | 365 | 5.1561 | 5 | 0.15614
2776 | 8 | 1 | 2018-12-31 | 2019-12-31 | 365 | 9.1665 | 9 | 0.16646
5264 | 5.1 | 1 | 2018-12-31 | 2019-12-31 | 365 | 5.8436 | 5 | 0.84362
12117 | 7.65 | 1 | 2018-12-31 | 2019-12-31 | 365 | 8.7654 | 8 | 0.76543
5269 | 6.885 | 1 | 2018-12-31 | 2019-12-31 | 365 | 7.8889 | 7 | 0.88889
12119 | 7.65 | 1 | 2018-12-31 | 2019-12-31 | 365 | 8.7654 | 8 | 0.76543
8230 | 5.865 | 1 | 2018-12-31 | 2019-12-31 | 365 | 6.7202 | 6 | 0.72016
5249 | 7.905 | 1 | 2018-12-31 | 2019-12-31 | 365 | 9.0576 | 9 | 0.057612
5199 | 6.63 | 1 | 2018-12-31 | 2019-12-31 | 365 | 7.5967 | 7 | 0.59671
8263 | 5.61 | 1 | 2018-12-31 | 2019-12-31 | 365 | 6.428 | 6 | 0.42798
8552 | 9.945 | 1 | 2018-12-31 | 2019-12-31 | 365 | 11.3951 | 11 | 0.39506
11087 | 6.12 | 1 | 2018-12-31 | 2019-12-31 | 365 | 7.0123 | 7 | 0.012345
5329 | 3.57 | 1 | 2018-12-31 | 2019-12-31 | 365 | 4.0905 | 4 | 0.090535
6737 | 4.335 | 1 | 2018-12-31 | 2019-12-31 | 365 | 4.9671 | 4 | 0.96708
15314 | 5.355 | 1 | 2018-12-31 | 2019-12-31 | 365 | 6.1358 | 6 | 0.1358
5244 | 10.5 | 1 | 2018-12-31 | 2019-12-31 | 365 | 12.031 | 12 | 0.030984
5236 | 7.5 | 1 | 2018-12-31 | 2019-12-31 | 365 | 8.5936 | 8 | 0.59356
12447 | 6.25 | 1 | 2018-12-31 | 2019-12-31 | 365 | 7.1613 | 7 | 0.1613
5233 | 5.1 | 1 | 2018-12-31 | 2019-12-31 | 365 | 5.8436 | 5 | 0.84362
6061 | 8.67 | 1 | 2018-12-31 | 2019-12-31 | 365 | 9.9342 | 9 | 0.93416
5238 | 3 | 1 | 2018-12-31 | 2019-12-31 | 365 | 3.4374 | 3 | 0.43742
5539 | 11.475 | 1 | 2018-12-31 | 2019-12-31 | 365 | 13.1481 | 13 | 0.14815
5239 | 8.16 | 1 | 2018-12-31 | 2019-12-31 | 365 | 9.3498 | 9 | 0.34979
5226 | 6.375 | 1 | 2018-12-31 | 2019-12-31 | 365 | 7.3045 | 7 | 0.30453
10709 | 3.315 | 1 | 2018-12-31 | 2019-12-31 | 365 | 3.7984 | 3 | 0.79835
5234 | 4 | 1 | 2018-12-31 | 2019-12-31 | 365 | 4.5832 | 4 | 0.58323
5259 | 6.12 | 1 | 2018-12-31 | 2019-12-31 | 365 | 7.0123 | 7 | 0.012345
5251 | 2.04 | 1 | 2018-12-31 | 2019-12-31 | 365 | 2.3374 | 2 | 0.33745
5858 | 3.06 | 1 | 2018-12-31 | 2019-12-31 | 365 | 3.5062 | 3 | 0.50617
5229 | 6.12 | 1 | 2018-12-31 | 2019-12-31 | 365 | 7.0123 | 7 | 0.012345
5600 | 4.845 | 1 | 2018-12-31 | 2019-12-31 | 365 | 5.5514 | 5 | 0.55144
6292 | 4 | 1 | 2018-12-31 | 2019-12-31 | 365 | 4.5832 | 4 | 0.58323
6666 | 8.16 | 1 | 2018-12-31 | 2019-12-31 | 365 | 9.3498 | 9 | 0.34979
5268 | 5.1 | 1 | 2018-12-31 | 2019-12-31 | 365 | 5.8436 | 5 | 0.84362
5256 | 4.08 | 1 | 2018-12-31 | 2019-12-31 | 365 | 4.6749 | 4 | 0.6749
5247 | 4.335 | 1 | 2018-12-31 | 2019-12-31 | 365 | 4.9671 | 4 | 0.96708
5603 | 4.335 | 1 | 2018-12-31 | 2019-12-31 | 365 | 4.9671 | 4 | 0.96708
20372 | 4.77 | 1 | 2018-12-31 | 2019-12-31 | 365 | 5.4655 | 5 | 0.4655
11785 | 6.63 | 1 | 2018-12-31 | 2019-12-31 | 365 | 7.5967 | 7 | 0.59671
5969 | 4.5 | 1 | 2018-12-31 | 2019-12-31 | 365 | 5.1561 | 5 | 0.15614
6175 | 4.59 | 1 | 2018-12-31 | 2019-12-31 | 365 | 5.2593 | 5 | 0.25926
5331 | 10.2 | 1 | 2018-12-31 | 2019-12-31 | 365 | 11.6872 | 11 | 0.68724
5260 | 4.08 | 1 | 2018-12-31 | 2019-12-31 | 365 | 4.6749 | 4 | 0.6749
5601 | 7.65 | 1 | 2018-12-31 | 2019-12-31 | 365 | 8.7654 | 8 | 0.76543
6658 | 3.825 | 1 | 2018-12-31 | 2019-12-31 | 365 | 4.3827 | 4 | 0.38272
5220 | 4.08 | 1 | 2018-12-31 | 2019-12-31 | 365 | 4.6749 | 4 | 0.6749
5447 | 7.395 | 1 | 2018-12-31 | 2019-12-31 | 365 | 8.4733 | 8 | 0.47325
5252 | 6.63 | 1 | 2018-12-31 | 2019-12-31 | 365 | 7.5967 | 7 | 0.59671
11428 | 7.905 | 1 | 2018-12-31 | 2019-12-31 | 365 | 9.0576 | 9 | 0.057612
12922 | 3.06 | 1 | 2018-12-31 | 2019-12-31 | 365 | 3.5062 | 3 | 0.50617
62163 | 4.845 | 1 | 2018-12-31 | 2019-12-31 | 365 | 5.5514 | 5 | 0.55144
5325 | 6.12 | 1 | 2018-12-31 | 2019-12-31 | 365 | 7.0123 | 7 | 0.012345
9390 | 3.06 | 1 | 2018-12-31 | 2019-12-31 | 365 | 3.5062 | 3 | 0.50617
10769 | 3.75 | 1 | 2018-12-31 | 2019-12-31 | 365 | 4.2968 | 4 | 0.29678
5875 | 4.59 | 1 | 2018-12-31 | 2019-12-31 | 365 | 5.2593 | 5 | 0.25926
69314 | 3.825 | 1 | 2018-12-31 | 2019-12-31 | 365 | 4.3827 | 4 | 0.38272
7028 | 8.415 | 1 | 2018-12-31 | 2019-12-31 | 365 | 9.642 | 9 | 0.64197
6342 | 5.865 | 1 | 2018-12-31 | 2019-12-31 | 365 | 6.7202 | 6 | 0.72016
12661 | 2.55 | 1 | 2018-12-31 | 2019-12-31 | 365 | 2.9218 | 2 | 0.92181
9985 | 6.63 | 1 | 2018-12-31 | 2019-12-31 | 365 | 7.5967 | 7 | 0.59671
9213 | 3.5 | 1 | 2018-12-31 | 2019-12-31 | 365 | 4.0103 | 4 | 0.010328
8246 | 7.14 | 1 | 2018-12-31 | 2019-12-31 | 365 | 8.1811 | 8 | 0.18107
6215 | 3.06 | 1 | 2018-12-31 | 2019-12-31 | 365 | 3.5062 | 3 | 0.50617
5194 | 7.65 | 1 | 2018-12-31 | 2019-12-31 | 365 | 8.7654 | 8 | 0.76543
5946 | 3.825 | 1 | 2018-12-31 | 2019-12-31 | 365 | 4.3827 | 4 | 0.38272
12499 | 6.24 | 1 | 2018-12-31 | 2019-12-31 | 365 | 7.1498 | 7 | 0.14984
5431 | 6 | 1 | 2018-12-31 | 2019-12-31 | 365 | 6.8748 | 6 | 0.87485
6277 | 4.75 | 1 | 2018-12-31 | 2019-12-31 | 365 | 5.4426 | 5 | 0.44259
5870 | 5.355 | 1 | 2018-12-31 | 2019-12-31 | 365 | 6.1358 | 6 | 0.1358
10847 | 6.12 | 1 | 2018-12-31 | 2019-12-31 | 365 | 7.0123 | 7 | 0.012345
5255 | 3.75 | 1 | 2018-12-31 | 2019-12-31 | 365 | 4.2968 | 4 | 0.29678
5966 | 3.57 | 1 | 2018-12-31 | 2019-12-31 | 365 | 4.0905 | 4 | 0.090535
5263 | 8.925 | 1 | 2018-12-31 | 2019-12-31 | 365 | 10.2263 | 10 | 0.22634
5246 | 11 | 1 | 2018-12-31 | 2019-12-31 | 365 | 12.6039 | 12 | 0.60389
5175 | 4.08 | 1 | 2018-12-31 | 2019-12-31 | 365 | 4.6749 | 4 | 0.6749
5316 | 6.375 | 1 | 2018-12-31 | 2019-12-31 | 365 | 7.3045 | 7 | 0.30453
6727 | 7.14 | 1 | 2018-12-31 | 2019-12-31 | 365 | 8.1811 | 8 | 0.18107
5257 | 4.59 | 1 | 2018-12-31 | 2019-12-31 | 365 | 5.2593 | 5 | 0.25926
11757 | 3.825 | 1 | 2018-12-31 | 2019-12-31 | 365 | 4.3827 | 4 | 0.38272
5217 | 7.395 | 1 | 2018-12-31 | 2019-12-31 | 365 | 8.4733 | 8 | 0.47325
5430 | 6.12 | 1 | 2018-12-31 | 2019-12-31 | 365 | 7.0123 | 7 | 0.012345
5971 | 3.57 | 1 | 2018-12-31 | 2019-12-31 | 365 | 4.0905 | 4 | 0.090535
9153 | 2.04 | 1 | 2018-12-31 | 2019-12-31 | 365 | 2.3374 | 2 | 0.33745
53319 | 9.1 | 1 | 2018-12-31 | 2019-12-31 | 365 | 10.4269 | 10 | 0.42685
12442 | 6.885 | 1 | 2018-12-31 | 2019-12-31 | 365 | 7.8889 | 7 | 0.88889
5261 | 7.14 | 1 | 2018-12-31 | 2019-12-31 | 365 | 8.1811 | 8 | 0.18107
10734 | 2.04 | 1 | 2018-12-31 | 2019-12-31 | 365 | 2.3374 | 2 | 0.33745
5245 | 5 | 1 | 2018-12-31 | 2019-12-31 | 365 | 5.729 | 5 | 0.72904
11215 | 14.535 | 1 | 2018-12-31 | 2019-12-31 | 365 | 16.6543 | 16 | 0.65432
5771 | 7.65 | 1 | 2018-12-31 | 2019-12-31 | 365 | 8.7654 | 8 | 0.76543
6053 | 4.335 | 1 | 2018-12-31 | 2019-12-31 | 365 | 4.9671 | 4 | 0.96708
6524 | 9.25 | 1 | 2018-12-31 | 2019-12-31 | 365 | 10.5987 | 10 | 0.59872
5334 | 5.865 | 1 | 2018-12-31 | 2019-12-31 | 365 | 6.7202 | 6 | 0.72016
6346 | 4.335 | 1 | 2018-12-31 | 2019-12-31 | 365 | 4.9671 | 4 | 0.96708
6039 | 9.18 | 1 | 2018-12-31 | 2019-12-31 | 365 | 10.5185 | 10 | 0.51852
10621 | 8.415 | 1 | 2018-12-31 | 2019-12-31 | 365 | 9.642 | 9 | 0.64197
5942 | 7.14 | 1 | 2018-12-31 | 2019-12-31 | 365 | 8.1811 | 8 | 0.18107
5974 | 7.905 | 1 | 2018-12-31 | 2019-12-31 | 365 | 9.0576 | 9 | 0.057612
5569 | 7.14 | 1 | 2018-12-31 | 2019-12-31 | 365 | 8.1811 | 8 | 0.18107
5424 | 5.355 | 1 | 2018-12-31 | 2019-12-31 | 365 | 6.1358 | 6 | 0.1358
5867 | 6.12 | 1 | 2018-12-31 | 2019-12-31 | 365 | 7.0123 | 7 | 0.012345
9194 | 4.335 | 1 | 2018-12-31 | 2019-12-31 | 365 | 4.9671 | 4 | 0.96708
5258 | 2.805 | 1 | 2018-12-31 | 2019-12-31 | 365 | 3.214 | 3 | 0.21399
6027 | 7.5 | 1 | 2018-12-31 | 2019-12-31 | 365 | 8.5936 | 8 | 0.59356
6045 | 5.865 | 1 | 2018-12-31 | 2019-12-31 | 365 | 6.7202 | 6 | 0.72016
59007 | 3.57 | 1 | 2018-12-31 | 2019-12-31 | 365 | 4.0905 | 4 | 0.090535
5267 | 10.455 | 1 | 2018-12-31 | 2019-12-31 | 365 | 11.9794 | 11 | 0.97942
5479 | 5.355 | 1 | 2018-12-31 | 2019-12-31 | 365 | 6.1358 | 6 | 0.1358
12935 | 6.25 | 1 | 2018-12-31 | 2019-12-31 | 365 | 7.1613 | 7 | 0.1613
5250 | 4.335 | 1 | 2018-12-31 | 2019-12-31 | 365 | 4.9671 | 4 | 0.96708
6042 | 7.395 | 1 | 2018-12-31 | 2019-12-31 | 365 | 8.4733 | 8 | 0.47325
5253 | 3.315 | 1 | 2018-12-31 | 2019-12-31 | 365 | 3.7984 | 3 | 0.79835
17098 | 3.57 | 1 | 2018-12-31 | 2019-12-31 | 365 | 4.0905 | 4 | 0.090535
17186 | 4.08 | 1 | 2018-12-31 | 2019-12-31 | 365 | 4.6749 | 4 | 0.6749
13964 | 3.5 | 1 | 2018-12-31 | 2019-12-31 | 365 | 4.0103 | 4 | 0.010328
11080 | 3.315 | 1 | 2018-12-31 | 2019-12-31 | 365 | 3.7984 | 3 | 0.79835
11244 | 5.61 | 1 | 2018-12-31 | 2019-12-31 | 365 | 6.428 | 6 | 0.42798
9987 | 2.295 | 1 | 2018-12-31 | 2019-12-31 | 365 | 2.6296 | 2 | 0.62963
5228 | 6.63 | 1 | 2018-12-31 | 2019-12-31 | 365 | 7.5967 | 7 | 0.59671
11124 | 8.925 | 1 | 2018-12-31 | 2019-12-31 | 365 | 10.2263 | 10 | 0.22634
10796 | 4.94 | 1 | 2018-12-31 | 2019-12-31 | 365 | 5.6603 | 5 | 0.66029
5770 | 3.57 | 1 | 2018-12-31 | 2019-12-31 | 365 | 4.0905 | 4 | 0.090535
11224 | 3.315 | 1 | 2018-12-31 | 2019-12-31 | 365 | 3.7984 | 3 | 0.79835
6141 | 2.295 | 1 | 2018-12-31 | 2019-12-31 | 365 | 2.6296 | 2 | 0.62963
10128 | 2.805 | 1 | 2018-12-31 | 2019-12-31 | 365 | 3.214 | 3 | 0.21399
6035 | 9.435 | 1 | 2018-12-31 | 2019-12-31 | 365 | 10.8107 | 10 | 0.8107
11318 | 8.67 | 1 | 2018-12-31 | 2019-12-31 | 365 | 9.9342 | 9 | 0.93416
11242 | 7.395 | 1 | 2018-12-31 | 2019-12-31 | 365 | 8.4733 | 8 | 0.47325
5327 | 2.25 | 1 | 2018-12-31 | 2019-12-31 | 365 | 2.5781 | 2 | 0.57807
5363 | 3.825 | 1 | 2018-12-31 | 2019-12-31 | 365 | 4.3827 | 4 | 0.38272
8764 | 7.25 | 1 | 2018-12-31 | 2019-12-31 | 365 | 8.3071 | 8 | 0.30711
10227 | 7.395 | 1 | 2018-12-31 | 2019-12-31 | 365 | 8.4733 | 8 | 0.47325
5248 | 8.67 | 1 | 2018-12-31 | 2019-12-31 | 365 | 9.9342 | 9 | 0.93416
8669 | 3.5 | 1 | 2018-12-31 | 2019-12-31 | 365 | 4.0103 | 4 | 0.010328
6160 | 7.65 | 1 | 2018-12-31 | 2019-12-31 | 365 | 8.7654 | 8 | 0.76543
8111 | 2.04 | 1 | 2018-12-31 | 2019-12-31 | 365 | 2.3374 | 2 | 0.33745
9265 | 4.845 | 1 | 2018-12-31 | 2019-12-31 | 365 | 5.5514 | 5 | 0.55144
53855 | 3.25 | 1 | 2018-12-31 | 2019-12-31 | 365 | 3.7239 | 3 | 0.72388
5795 | 5.61 | 1 | 2018-12-31 | 2019-12-31 | 365 | 6.428 | 6 | 0.42798
11803 | 4.335 | 1 | 2018-12-31 | 2019-12-31 | 365 | 4.9671 | 4 | 0.96708
13733 | 4.845 | 1 | 2018-12-31 | 2019-12-31 | 365 | 5.5514 | 5 | 0.55144
20109 | 8.16 | 1 | 2018-12-31 | 2019-12-31 | 365 | 9.3498 | 9 | 0.34979
12635 | 6.63 | 1 | 2018-12-31 | 2019-12-31 | 365 | 7.5967 | 7 | 0.59671
5215 | 10.2 | 1 | 2018-12-31 | 2019-12-31 | 365 | 11.6872 | 11 | 0.68724
6769 | 7.395 | 1 | 2018-12-31 | 2019-12-31 | 365 | 8.4733 | 8 | 0.47325
6650 | 4.08 | 1 | 2018-12-31 | 2019-12-31 | 365 | 4.6749 | 4 | 0.6749
6036 | 6.12 | 1 | 2018-12-31 | 2019-12-31 | 365 | 7.0123 | 7 | 0.012345
5998 | 4.59 | 1 | 2018-12-31 | 2019-12-31 | 365 | 5.2593 | 5 | 0.25926
5800 | 7.14 | 1 | 2018-12-31 | 2019-12-31 | 365 | 8.1811 | 8 | 0.18107
15042 | 3.06 | 1 | 2018-12-31 | 2019-12-31 | 365 | 3.5062 | 3 | 0.50617
18739 | 4.77 | 1 | 2018-12-31 | 2019-12-31 | 365 | 5.4655 | 5 | 0.4655
5198 | 4.59 | 1 | 2018-12-31 | 2019-12-31 | 365 | 5.2593 | 5 | 0.25926
6309 | 5.1 | 1 | 2018-12-31 | 2019-12-31 | 365 | 5.8436 | 5 | 0.84362
6535 | 5.865 | 1 | 2018-12-31 | 2019-12-31 | 365 | 6.7202 | 6 | 0.72016
10972 | 6.375 | 1 | 2018-12-31 | 2019-12-31 | 365 | 7.3045 | 7 | 0.30453
7722 | 7.14 | 1 | 2018-12-31 | 2019-12-31 | 365 | 8.1811 | 8 | 0.18107
3391 | 4.08 | 1 | 2018-12-31 | 2019-12-31 | 365 | 4.6749 | 4 | 0.6749
11787 | 7.14 | 1 | 2018-12-31 | 2019-12-31 | 365 | 8.1811 | 8 | 0.18107
11338 | 4.42 | 1 | 2018-12-31 | 2019-12-31 | 365 | 5.0645 | 5 | 0.064471
5704 | 8.67 | 1 | 2018-12-31 | 2019-12-31 | 365 | 9.9342 | 9 | 0.93416
5716 | 6.63 | 1 | 2018-12-31 | 2019-12-31 | 365 | 7.5967 | 7 | 0.59671
11808 | 7.65 | 1 | 2018-12-31 | 2019-12-31 | 365 | 8.7654 | 8 | 0.76543
53853 | 7.02 | 1 | 2018-12-31 | 2019-12-31 | 365 | 8.0436 | 8 | 0.043572
10551 | 5.72 | 1 | 2018-12-31 | 2019-12-31 | 365 | 6.554 | 6 | 0.55402
9622 | 7.65 | 1 | 2018-12-31 | 2019-12-31 | 365 | 8.7654 | 8 | 0.76543
7641 | 10.965 | 1 | 2018-12-31 | 2019-12-31 | 365 | 12.5638 | 12 | 0.56378
6276 | 4.335 | 1 | 2018-12-31 | 2019-12-31 | 365 | 4.9671 | 4 | 0.96708
5740 | 6.375 | 1 | 2018-12-31 | 2019-12-31 | 365 | 7.3045 | 7 | 0.30453
7337 | 6.12 | 1 | 2018-12-31 | 2019-12-31 | 365 | 7.0123 | 7 | 0.012345
5830 | 2.805 | 1 | 2018-12-31 | 2019-12-31 | 365 | 3.214 | 3 | 0.21399
10742 | 3.315 | 1 | 2018-12-31 | 2019-12-31 | 365 | 3.7984 | 3 | 0.79835
11009 | 5.1 | 1 | 2018-12-31 | 2019-12-31 | 365 | 5.8436 | 5 | 0.84362
12045 | 6.63 | 1 | 2018-12-31 | 2019-12-31 | 365 | 7.5967 | 7 | 0.59671
5798 | 10.455 | 1 | 2018-12-31 | 2019-12-31 | 365 | 11.9794 | 11 | 0.97942
10525 | 7.14 | 1 | 2018-12-31 | 2019-12-31 | 365 | 8.1811 | 8 | 0.18107
5765 | 6.12 | 1 | 2018-12-31 | 2019-12-31 | 365 | 7.0123 | 7 | 0.012345
6497 | 2.55 | 1 | 2018-12-31 | 2019-12-31 | 365 | 2.9218 | 2 | 0.92181
53867 | 6.375 | 1 | 2018-12-31 | 2019-12-31 | 365 | 7.3045 | 7 | 0.30453
5644 | 5.75 | 1 | 2018-12-31 | 2019-12-31 | 365 | 6.5884 | 6 | 0.5884
5642 | 2.25 | 1 | 2018-12-31 | 2019-12-31 | 365 | 2.5781 | 2 | 0.57807
10428 | 5.1 | 1 | 2018-12-31 | 2019-12-31 | 365 | 5.8436 | 5 | 0.84362
5970 | 10.2 | 1 | 2018-12-31 | 2019-12-31 | 365 | 11.6872 | 11 | 0.68724
6029 | 2.04 | 1 | 2018-12-31 | 2019-12-31 | 365 | 2.3374 | 2 | 0.33745
14042 | 4.59 | 1 | 2018-12-31 | 2019-12-31 | 365 | 5.2593 | 5 | 0.25926
5842 | 6.63 | 1 | 2018-12-31 | 2019-12-31 | 365 | 7.5967 | 7 | 0.59671
59074 | 9 | 1 | 2018-12-31 | 2019-12-31 | 365 | 10.3123 | 10 | 0.31227
6046 | 6.12 | 1 | 2018-12-31 | 2019-12-31 | 365 | 7.0123 | 7 | 0.012345
6077 | 6.12 | 1 | 2018-12-31 | 2019-12-31 | 365 | 7.0123 | 7 | 0.012345
10800 | 3.9 | 1 | 2018-12-31 | 2019-12-31 | 365 | 4.4687 | 4 | 0.46865
8816 | 6.63 | 1 | 2018-12-31 | 2019-12-31 | 365 | 7.5967 | 7 | 0.59671
8401 | 6.885 | 1 | 2018-12-31 | 2019-12-31 | 365 | 7.8889 | 7 | 0.88889
12303 | 11.475 | 1 | 2018-12-31 | 2019-12-31 | 365 | 13.1481 | 13 | 0.14815
5924 | 3.825 | 1 | 2018-12-31 | 2019-12-31 | 365 | 4.3827 | 4 | 0.38272
5645 | 3 | 1 | 2018-12-31 | 2019-12-31 | 365 | 3.4374 | 3 | 0.43742
12460 | 5.1 | 1 | 2018-12-31 | 2019-12-31 | 365 | 5.8436 | 5 | 0.84362
20748 | 5 | 1 | 2018-12-31 | 2019-12-31 | 365 | 5.729 | 5 | 0.72904
5887 | 6.375 | 1 | 2018-12-31 | 2019-12-31 | 365 | 7.3045 | 7 | 0.30453
5904 | 7.14 | 1 | 2018-12-31 | 2019-12-31 | 365 | 8.1811 | 8 | 0.18107
18343 | 9.435 | 1 | 2018-12-31 | 2019-12-31 | 365 | 10.8107 | 10 | 0.8107
5646 | 5.1 | 1 | 2018-12-31 | 2019-12-31 | 365 | 5.8436 | 5 | 0.84362
5717 | 5.355 | 1 | 2018-12-31 | 2019-12-31 | 365 | 6.1358 | 6 | 0.1358
9455 | 10.455 | 1 | 2018-12-31 | 2019-12-31 | 365 | 11.9794 | 11 | 0.97942
9085 | 5.1 | 1 | 2018-12-31 | 2019-12-31 | 365 | 5.8436 | 5 | 0.84362
10657 | 8.67 | 1 | 2018-12-31 | 2019-12-31 | 365 | 9.9342 | 9 | 0.93416
5719 | 5.3 | 1 | 2018-12-31 | 2019-12-31 | 365 | 6.0728 | 6 | 0.072782
10322 | 5.2 | 1 | 2018-12-31 | 2019-12-31 | 365 | 5.9582 | 5 | 0.9582
10892 | 8.415 | 1 | 2018-12-31 | 2019-12-31 | 365 | 9.642 | 9 | 0.64197
10651 | 9.1 | 1 | 2018-12-31 | 2019-12-31 | 365 | 10.4269 | 10 | 0.42685
7550 | 4.845 | 1 | 2018-12-31 | 2019-12-31 | 365 | 5.5514 | 5 | 0.55144
9790 | 9.435 | 1 | 2018-12-31 | 2019-12-31 | 365 | 10.8107 | 10 | 0.8107
13266 | 3.57 | 1 | 2018-12-31 | 2019-12-31 | 365 | 4.0905 | 4 | 0.090535
10982 | 7.28 | 1 | 2018-12-31 | 2019-12-31 | 365 | 8.3415 | 8 | 0.34148
5833 | 6.12 | 1 | 2018-12-31 | 2019-12-31 | 365 | 7.0123 | 7 | 0.012345
17188 | 4.68 | 1 | 2018-12-31 | 2019-12-31 | 365 | 5.3624 | 5 | 0.36238
7146 | 11.475 | 1 | 2018-12-31 | 2019-12-31 | 365 | 13.1481 | 13 | 0.14815
6302 | 3.57 | 1 | 2018-12-31 | 2019-12-31 | 365 | 4.0905 | 4 | 0.090535
5718 | 4.335 | 1 | 2018-12-31 | 2019-12-31 | 365 | 4.9671 | 4 | 0.96708
6400 | 5.1 | 1 | 2018-12-31 | 2019-12-31 | 365 | 5.8436 | 5 | 0.84362
6510 | 4.59 | 1 | 2018-12-31 | 2019-12-31 | 365 | 5.2593 | 5 | 0.25926
15224 | 4.77 | 1 | 2018-12-31 | 2019-12-31 | 365 | 5.4655 | 5 | 0.4655
5649 | 5.25 | 1 | 2018-12-31 | 2019-12-31 | 365 | 6.0155 | 6 | 0.015492
8185 | 8.925 | 1 | 2018-12-31 | 2019-12-31 | 365 | 10.2263 | 10 | 0.22634
5959 | 7.14 | 1 | 2018-12-31 | 2019-12-31 | 365 | 8.1811 | 8 | 0.18107
8129 | 4.59 | 1 | 2018-12-31 | 2019-12-31 | 365 | 5.2593 | 5 | 0.25926
5648 | 6.12 | 1 | 2018-12-31 | 2019-12-31 | 365 | 7.0123 | 7 | 0.012345
5647 | 5 | 1 | 2018-12-31 | 2019-12-31 | 365 | 5.729 | 5 | 0.72904
11700 | 4.86 | 1 | 2018-12-31 | 2019-12-31 | 365 | 5.5686 | 5 | 0.56863
5782 | 4.845 | 1 | 2018-12-31 | 2019-12-31 | 365 | 5.5514 | 5 | 0.55144
5641 | 5.1 | 1 | 2018-12-31 | 2019-12-31 | 365 | 5.8436 | 5 | 0.84362
6067 | 4.845 | 1 | 2018-12-31 | 2019-12-31 | 365 | 5.5514 | 5 | 0.55144
9757 | 4.08 | 1 | 2018-12-31 | 2019-12-31 | 365 | 4.6749 | 4 | 0.6749
6021 | 4.59 | 1 | 2018-12-31 | 2019-12-31 | 365 | 5.2593 | 5 | 0.25926
7557 | 9.435 | 1 | 2018-12-31 | 2019-12-31 | 365 | 10.8107 | 10 | 0.8107
11129 | 6.75 | 1 | 2018-12-31 | 2019-12-31 | 365 | 7.7342 | 7 | 0.7342
5643 | 4.5 | 1 | 2018-12-31 | 2019-12-31 | 365 | 5.1561 | 5 | 0.15614
6316 | 5.865 | 1 | 2018-12-31 | 2019-12-31 | 365 | 6.7202 | 6 | 0.72016
5715 | 8.5 | 1 | 2018-12-31 | 2019-12-31 | 365 | 9.7394 | 9 | 0.73937
10152 | 5.61 | 1 | 2018-12-31 | 2019-12-31 | 365 | 6.428 | 6 | 0.42798
5814 | 6.63 | 1 | 2018-12-31 | 2019-12-31 | 365 | 7.5967 | 7 | 0.59671
7558 | 7.14 | 1 | 2018-12-31 | 2019-12-31 | 365 | 8.1811 | 8 | 0.18107
5727 | 7.905 | 1 | 2018-12-31 | 2019-12-31 | 365 | 9.0576 | 9 | 0.057612
12050 | 7.65 | 1 | 2018-12-31 | 2019-12-31 | 365 | 8.7654 | 8 | 0.76543
6918 | 5.1 | 1 | 2018-12-31 | 2019-12-31 | 365 | 5.8436 | 5 | 0.84362
11721 | 3 | 1 | 2018-12-31 | 2019-12-31 | 365 | 3.4374 | 3 | 0.43742
11170 | 6.12 | 1 | 2018-12-31 | 2019-12-31 | 365 | 7.0123 | 7 | 0.012345
9106 | 6.12 | 1 | 2018-12-31 | 2019-12-31 | 365 | 7.0123 | 7 | 0.012345
8285 | 5.355 | 1 | 2018-12-31 | 2019-12-31 | 365 | 6.1358 | 6 | 0.1358
17379 | 4.08 | 1 | 2018-12-31 | 2019-12-31 | 365 | 4.6749 | 4 | 0.6749
7291 | 2.805 | 1 | 2018-12-31 | 2019-12-31 | 365 | 3.214 | 3 | 0.21399
6939 | 2.04 | 1 | 2018-12-31 | 2019-12-31 | 365 | 2.3374 | 2 | 0.33745
7030 | 9.18 | 1 | 2018-12-31 | 2019-12-31 | 365 | 10.5185 | 10 | 0.51852
20375 | 2.04 | 1 | 2018-12-31 | 2019-12-31 | 365 | 2.3374 | 2 | 0.33745
7197 | 3.06 | 1 | 2018-12-31 | 2019-12-31 | 365 | 3.5062 | 3 | 0.50617
7654 | 3.825 | 1 | 2018-12-31 | 2019-12-31 | 365 | 4.3827 | 4 | 0.38272
9524 | 8.415 | 1 | 2018-12-31 | 2019-12-31 | 365 | 9.642 | 9 | 0.64197
8122 | 2.805 | 1 | 2018-12-31 | 2019-12-31 | 365 | 3.214 | 3 | 0.21399
14558 | 5.98 | 1 | 2018-12-31 | 2019-12-31 | 365 | 6.8519 | 6 | 0.85193
8277 | 3.57 | 1 | 2018-12-31 | 2019-12-31 | 365 | 4.0905 | 4 | 0.090535
6936 | 6.12 | 1 | 2018-12-31 | 2019-12-31 | 365 | 7.0123 | 7 | 0.012345
7164 | 4.75 | 1 | 2018-12-31 | 2019-12-31 | 365 | 5.4426 | 5 | 0.44259
11908 | 7.65 | 1 | 2018-12-31 | 2019-12-31 | 365 | 8.7654 | 8 | 0.76543
20278 | 4.335 | 1 | 2018-12-31 | 2019-12-31 | 365 | 4.9671 | 4 | 0.96708
7289 | 11.5 | 1 | 2018-12-31 | 2019-12-31 | 365 | 13.1768 | 13 | 0.17679
9628 | 11.5 | 1 | 2018-12-31 | 2019-12-31 | 365 | 13.1768 | 13 | 0.17679
8327 | 5.61 | 1 | 2018-12-31 | 2019-12-31 | 365 | 6.428 | 6 | 0.42798
10212 | 4.59 | 1 | 2018-12-31 | 2019-12-31 | 365 | 5.2593 | 5 | 0.25926
10623 | 2.55 | 1 | 2018-12-31 | 2019-12-31 | 365 | 2.9218 | 2 | 0.92181
8291 | 3.06 | 1 | 2018-12-31 | 2019-12-31 | 365 | 3.5062 | 3 | 0.50617
9870 | 6.12 | 1 | 2018-12-31 | 2019-12-31 | 365 | 7.0123 | 7 | 0.012345
7324 | 9.18 | 1 | 2018-12-31 | 2019-12-31 | 365 | 10.5185 | 10 | 0.51852
6924 | 8.925 | 1 | 2018-12-31 | 2019-12-31 | 365 | 10.2263 | 10 | 0.22634
11844 | 4.5 | 1 | 2018-12-31 | 2019-12-31 | 365 | 5.1561 | 5 | 0.15614
20617 | 9.1 | 1 | 2018-12-31 | 2019-12-31 | 365 | 10.4269 | 10 | 0.42685
7170 | 6.63 | 1 | 2018-12-31 | 2019-12-31 | 365 | 7.5967 | 7 | 0.59671
9941 | 5.2 | 1 | 2018-12-31 | 2019-12-31 | 365 | 5.9582 | 5 | 0.9582
8481 | 7.395 | 1 | 2018-12-31 | 2019-12-31 | 365 | 8.4733 | 8 | 0.47325
20304 | 14.79 | 1 | 2018-12-31 | 2019-12-31 | 365 | 16.9465 | 16 | 0.9465
7765 | 3.06 | 1 | 2018-12-31 | 2019-12-31 | 365 | 3.5062 | 3 | 0.50617
12668 | 3.9 | 1 | 2018-12-31 | 2019-12-31 | 365 | 4.4687 | 4 | 0.46865
11699 | 5.25 | 1 | 2018-12-31 | 2019-12-31 | 365 | 6.0155 | 6 | 0.015492
13972 | 5.25 | 1 | 2018-12-31 | 2019-12-31 | 365 | 6.0155 | 6 | 0.015492
17106 | 6.5 | 1 | 2018-12-31 | 2019-12-31 | 365 | 7.4478 | 7 | 0.44775
8240 | 3.315 | 1 | 2018-12-31 | 2019-12-31 | 365 | 3.7984 | 3 | 0.79835
11352 | 2.04 | 1 | 2018-12-31 | 2019-12-31 | 365 | 2.3374 | 2 | 0.33745
11120 | 4.08 | 1 | 2018-12-31 | 2019-12-31 | 365 | 4.6749 | 4 | 0.6749
13634 | 4.42 | 1 | 2018-12-31 | 2019-12-31 | 365 | 5.0645 | 5 | 0.064471
8646 | 8.925 | 1 | 2018-12-31 | 2019-12-31 | 365 | 10.2263 | 10 | 0.22634
16935 | 2.295 | 1 | 2018-12-31 | 2019-12-31 | 365 | 2.6296 | 2 | 0.62963
7200 | 5.61 | 1 | 2018-12-31 | 2019-12-31 | 365 | 6.428 | 6 | 0.42798
6971 | 7.65 | 1 | 2018-12-31 | 2019-12-31 | 365 | 8.7654 | 8 | 0.76543
7149 | 5.865 | 1 | 2018-12-31 | 2019-12-31 | 365 | 6.7202 | 6 | 0.72016
7159 | 8.16 | 1 | 2018-12-31 | 2019-12-31 | 365 | 9.3498 | 9 | 0.34979
7156 | 6.75 | 1 | 2018-12-31 | 2019-12-31 | 365 | 7.7342 | 7 | 0.7342
7152 | 9.75 | 1 | 2018-12-31 | 2019-12-31 | 365 | 11.1716 | 11 | 0.17163
19875 | 5.72 | 1 | 2018-12-31 | 2019-12-31 | 365 | 6.554 | 6 | 0.55402
9643 | 6.12 | 1 | 2018-12-31 | 2019-12-31 | 365 | 7.0123 | 7 | 0.012345
10694 | 9.36 | 1 | 2018-12-31 | 2019-12-31 | 365 | 10.7248 | 10 | 0.72476
6992 | 4.59 | 1 | 2018-12-31 | 2019-12-31 | 365 | 5.2593 | 5 | 0.25926
11183 | 4.335 | 1 | 2018-12-31 | 2019-12-31 | 365 | 4.9671 | 4 | 0.96708
8521 | 3.315 | 1 | 2018-12-31 | 2019-12-31 | 365 | 3.7984 | 3 | 0.79835
12688 | 6.885 | 1 | 2018-12-31 | 2019-12-31 | 365 | 7.8889 | 7 | 0.88889
11646 | 2.55 | 1 | 2018-12-31 | 2019-12-31 | 365 | 2.9218 | 2 | 0.92181
10237 | 8.16 | 1 | 2018-12-31 | 2019-12-31 | 365 | 9.3498 | 9 | 0.34979
7303 | 6.5 | 1 | 2018-12-31 | 2019-12-31 | 365 | 7.4478 | 7 | 0.44775
10253 | 5.865 | 1 | 2018-12-31 | 2019-12-31 | 365 | 6.7202 | 6 | 0.72016
7325 | 6.12 | 1 | 2018-12-31 | 2019-12-31 | 365 | 7.0123 | 7 | 0.012345
14852 | 7.54 | 1 | 2018-12-31 | 2019-12-31 | 365 | 8.6394 | 8 | 0.63939
7173 | 6.375 | 1 | 2018-12-31 | 2019-12-31 | 365 | 7.3045 | 7 | 0.30453
9711 | 3.57 | 1 | 2018-12-31 | 2019-12-31 | 365 | 4.0905 | 4 | 0.090535
7306 | 3.825 | 1 | 2018-12-31 | 2019-12-31 | 365 | 4.3827 | 4 | 0.38272
21372 | 5.72 | 1 | 2018-12-31 | 2019-12-31 | 365 | 6.554 | 6 | 0.55402
61488 | 14.79 | 1 | 2018-12-31 | 2019-12-31 | 365 | 16.9465 | 16 | 0.9465
14958 | 4.94 | 1 | 2018-12-31 | 2019-12-31 | 365 | 5.6603 | 5 | 0.66029
12967 | 8.32 | 1 | 2018-12-31 | 2019-12-31 | 365 | 9.5331 | 9 | 0.53312
7321 | 5.865 | 1 | 2018-12-31 | 2019-12-31 | 365 | 6.7202 | 6 | 0.72016
11812 | 6.12 | 1 | 2018-12-31 | 2019-12-31 | 365 | 7.0123 | 7 | 0.012345
7283 | 5.61 | 1 | 2018-12-31 | 2019-12-31 | 365 | 6.428 | 6 | 0.42798
58975 | 8.06 | 1 | 2018-12-31 | 2019-12-31 | 365 | 9.2352 | 9 | 0.23521
7161 | 4.845 | 1 | 2018-12-31 | 2019-12-31 | 365 | 5.5514 | 5 | 0.55144
7290 | 4.335 | 1 | 2018-12-31 | 2019-12-31 | 365 | 4.9671 | 4 | 0.96708
7277 | 4.335 | 1 | 2018-12-31 | 2019-12-31 | 365 | 4.9671 | 4 | 0.96708
7285 | 5.865 | 1 | 2018-12-31 | 2019-12-31 | 365 | 6.7202 | 6 | 0.72016
17390 | 3.825 | 1 | 2018-12-31 | 2019-12-31 | 365 | 4.3827 | 4 | 0.38272
15765 | 10.4 | 1 | 2018-12-31 | 2019-12-31 | 365 | 11.9164 | 11 | 0.9164
10832 | 6.375 | 1 | 2018-12-31 | 2019-12-31 | 365 | 7.3045 | 7 | 0.30453
9626 | 3.825 | 1 | 2018-12-31 | 2019-12-31 | 365 | 4.3827 | 4 | 0.38272
7193 | 5.61 | 1 | 2018-12-31 | 2019-12-31 | 365 | 6.428 | 6 | 0.42798
9638 | 4.59 | 1 | 2018-12-31 | 2019-12-31 | 365 | 5.2593 | 5 | 0.25926
10740 | 3.825 | 1 | 2018-12-31 | 2019-12-31 | 365 | 4.3827 | 4 | 0.38272
11119 | 2.55 | 1 | 2018-12-31 | 2019-12-31 | 365 | 2.9218 | 2 | 0.92181
7281 | 9.18 | 1 | 2018-12-31 | 2019-12-31 | 365 | 10.5185 | 10 | 0.51852
9596 | 8.16 | 1 | 2018-12-31 | 2019-12-31 | 365 | 9.3498 | 9 | 0.34979
12037 | 2.08 | 1 | 2018-12-31 | 2019-12-31 | 365 | 2.3833 | 2 | 0.38328
6933 | 7.395 | 1 | 2018-12-31 | 2019-12-31 | 365 | 8.4733 | 8 | 0.47325
7180 | 4.25 | 1 | 2018-12-31 | 2019-12-31 | 365 | 4.8697 | 4 | 0.86968
6929 | 6.885 | 1 | 2018-12-31 | 2019-12-31 | 365 | 7.8889 | 7 | 0.88889
7656 | 4.59 | 1 | 2018-12-31 | 2019-12-31 | 365 | 5.2593 | 5 | 0.25926
7310 | 8.925 | 1 | 2018-12-31 | 2019-12-31 | 365 | 10.2263 | 10 | 0.22634
12669 | 4.16 | 1 | 2018-12-31 | 2019-12-31 | 365 | 4.7666 | 4 | 0.76656
8981 | 5.1 | 1 | 2018-12-31 | 2019-12-31 | 365 | 5.8436 | 5 | 0.84362
10567 | 5.355 | 1 | 2018-12-31 | 2019-12-31 | 365 | 6.1358 | 6 | 0.1358
14669 | 5.98 | 1 | 2018-12-31 | 2019-12-31 | 365 | 6.8519 | 6 | 0.85193
6925 | 5.1 | 1 | 2018-12-31 | 2019-12-31 | 365 | 5.8436 | 5 | 0.84362
8130 | 7.905 | 1 | 2018-12-31 | 2019-12-31 | 365 | 9.0576 | 9 | 0.057612
7649 | 8.67 | 1 | 2018-12-31 | 2019-12-31 | 365 | 9.9342 | 9 | 0.93416
18340 | 3.57 | 1 | 2018-12-31 | 2019-12-31 | 365 | 4.0905 | 4 | 0.090535
8491 | 5.355 | 1 | 2018-12-31 | 2019-12-31 | 365 | 6.1358 | 6 | 0.1358
7311 | 6.63 | 1 | 2018-12-31 | 2019-12-31 | 365 | 7.5967 | 7 | 0.59671
10767 | 6.885 | 1 | 2018-12-31 | 2019-12-31 | 365 | 7.8889 | 7 | 0.88889
12923 | 2.04 | 1 | 2018-12-31 | 2019-12-31 | 365 | 2.3374 | 2 | 0.33745
59049 | 5.72 | 1 | 2018-12-31 | 2019-12-31 | 365 | 6.554 | 6 | 0.55402
11585 | 3.57 | 1 | 2018-12-31 | 2019-12-31 | 365 | 4.0905 | 4 | 0.090535
6921 | 4.59 | 1 | 2018-12-31 | 2019-12-31 | 365 | 5.2593 | 5 | 0.25926
10528 | 7.14 | 1 | 2018-12-31 | 2019-12-31 | 365 | 8.1811 | 8 | 0.18107
7171 | 2.55 | 1 | 2018-12-31 | 2019-12-31 | 365 | 2.9218 | 2 | 0.92181
11393 | 4.94 | 1 | 2018-12-31 | 2019-12-31 | 365 | 5.6603 | 5 | 0.66029
67858 | 2.295 | 1 | 2018-12-31 | 2019-12-31 | 365 | 2.6296 | 2 | 0.62963
15068 | 4.335 | 1 | 2018-12-31 | 2019-12-31 | 365 | 4.9671 | 4 | 0.96708
7201 | 5.61 | 1 | 2018-12-31 | 2019-12-31 | 365 | 6.428 | 6 | 0.42798
3079 | 3.75 | 1 | 2018-12-31 | 2019-12-31 | 365 | 4.2968 | 4 | 0.29678
3128 | 4 | 1 | 2018-12-31 | 2019-12-31 | 365 | 4.5832 | 4 | 0.58323
3130 | 7.395 | 1 | 2018-12-31 | 2019-12-31 | 365 | 8.4733 | 8 | 0.47325
3131 | 3.825 | 1 | 2018-12-31 | 2019-12-31 | 365 | 4.3827 | 4 | 0.38272
3132 | 4.845 | 1 | 2018-12-31 | 2019-12-31 | 365 | 5.5514 | 5 | 0.55144
2931 | 15.5 | 1 | 2018-12-31 | 2019-12-31 | 365 | 17.76 | 17 | 0.76002
3134 | 2.04 | 1 | 2018-12-31 | 2019-12-31 | 365 | 2.3374 | 2 | 0.33745
2932 | 7.5 | 1 | 2018-12-31 | 2019-12-31 | 365 | 8.5936 | 8 | 0.59356
2933 | 4 | 1 | 2018-12-31 | 2019-12-31 | 365 | 4.5832 | 4 | 0.58323
2934 | 2.04 | 1 | 2018-12-31 | 2019-12-31 | 365 | 2.3374 | 2 | 0.33745
3135 | 10.71 | 1 | 2018-12-31 | 2019-12-31 | 365 | 12.2716 | 12 | 0.2716
2981 | 6.63 | 1 | 2018-12-31 | 2019-12-31 | 365 | 7.5967 | 7 | 0.59671
2983 | 4.25 | 1 | 2018-12-31 | 2019-12-31 | 365 | 4.8697 | 4 | 0.86968
3138 | 6.5 | 1 | 2018-12-31 | 2019-12-31 | 365 | 7.4478 | 7 | 0.44775
2991 | 9.945 | 1 | 2018-12-31 | 2019-12-31 | 365 | 11.3951 | 11 | 0.39506
2992 | 14.535 | 1 | 2018-12-31 | 2019-12-31 | 365 | 16.6543 | 16 | 0.65432
2993 | 11.985 | 1 | 2018-12-31 | 2019-12-31 | 365 | 13.7325 | 13 | 0.73251
3012 | 3.25 | 1 | 2018-12-31 | 2019-12-31 | 365 | 3.7239 | 3 | 0.72388
3013 | 6.885 | 1 | 2018-12-31 | 2019-12-31 | 365 | 7.8889 | 7 | 0.88889
3014 | 9 | 1 | 2018-12-31 | 2019-12-31 | 365 | 10.3123 | 10 | 0.31227
3016 | 5 | 1 | 2018-12-31 | 2019-12-31 | 365 | 5.729 | 5 | 0.72904
3017 | 4.335 | 1 | 2018-12-31 | 2019-12-31 | 365 | 4.9671 | 4 | 0.96708
3018 | 7.905 | 1 | 2018-12-31 | 2019-12-31 | 365 | 9.0576 | 9 | 0.057612
3019 | 9.5 | 1 | 2018-12-31 | 2019-12-31 | 365 | 10.8852 | 10 | 0.88518
3029 | 5.355 | 1 | 2018-12-31 | 2019-12-31 | 365 | 6.1358 | 6 | 0.1358
3030 | 9 | 1 | 2018-12-31 | 2019-12-31 | 365 | 10.3123 | 10 | 0.31227
3033 | 6 | 1 | 2018-12-31 | 2019-12-31 | 365 | 6.8748 | 6 | 0.87485
3034 | 3.825 | 1 | 2018-12-31 | 2019-12-31 | 365 | 4.3827 | 4 | 0.38272
3035 | 4.845 | 1 | 2018-12-31 | 2019-12-31 | 365 | 5.5514 | 5 | 0.55144
3036 | 6.12 | 1 | 2018-12-31 | 2019-12-31 | 365 | 7.0123 | 7 | 0.012345
3038 | 7.905 | 1 | 2018-12-31 | 2019-12-31 | 365 | 9.0576 | 9 | 0.057612
3040 | 6.5 | 1 | 2018-12-31 | 2019-12-31 | 365 | 7.4478 | 7 | 0.44775
3041 | 5.5 | 1 | 2018-12-31 | 2019-12-31 | 365 | 6.3019 | 6 | 0.30194
3044 | 3.06 | 1 | 2018-12-31 | 2019-12-31 | 365 | 3.5062 | 3 | 0.50617
3045 | 5.61 | 1 | 2018-12-31 | 2019-12-31 | 365 | 6.428 | 6 | 0.42798
3139 | 3.75 | 1 | 2018-12-31 | 2019-12-31 | 365 | 4.2968 | 4 | 0.29678
3141 | 5 | 1 | 2018-12-31 | 2019-12-31 | 365 | 5.729 | 5 | 0.72904
3144 | 3.315 | 1 | 2018-12-31 | 2019-12-31 | 365 | 3.7984 | 3 | 0.79835
3145 | 17.75 | 1 | 2018-12-31 | 2019-12-31 | 365 | 20.3381 | 20 | 0.33809
3080 | 5.25 | 1 | 2018-12-31 | 2019-12-31 | 365 | 6.0155 | 6 | 0.015492
3081 | 9.25 | 1 | 2018-12-31 | 2019-12-31 | 365 | 10.5987 | 10 | 0.59872
3082 | 6 | 1 | 2018-12-31 | 2019-12-31 | 365 | 6.8748 | 6 | 0.87485
3084 | 6.75 | 1 | 2018-12-31 | 2019-12-31 | 365 | 7.7342 | 7 | 0.7342
3087 | 8.75 | 1 | 2018-12-31 | 2019-12-31 | 365 | 10.0258 | 10 | 0.02582
3088 | 10.25 | 1 | 2018-12-31 | 2019-12-31 | 365 | 11.7445 | 11 | 0.74453
3147 | 4 | 1 | 2018-12-31 | 2019-12-31 | 365 | 4.5832 | 4 | 0.58323
3149 | 3.825 | 1 | 2018-12-31 | 2019-12-31 | 365 | 4.3827 | 4 | 0.38272
3404 | 4.75 | 1 | 2018-12-31 | 2019-12-31 | 365 | 5.4426 | 5 | 0.44259
3406 | 7.75 | 1 | 2018-12-31 | 2019-12-31 | 365 | 8.88 | 8 | 0.88001
3416 | 2.75 | 1 | 2018-12-31 | 2019-12-31 | 365 | 3.151 | 3 | 0.15097
3417 | 5.865 | 1 | 2018-12-31 | 2019-12-31 | 365 | 6.7202 | 6 | 0.72016
3448 | 7.395 | 1 | 2018-12-31 | 2019-12-31 | 365 | 8.4733 | 8 | 0.47325
3449 | 6.5 | 1 | 2018-12-31 | 2019-12-31 | 365 | 7.4478 | 7 | 0.44775
3661 | 24 | 1 | 2018-12-31 | 2019-12-31 | 365 | 27.4994 | 27 | 0.49939
3046 | 8.925 | 1 | 2018-12-31 | 2019-12-31 | 365 | 10.2263 | 10 | 0.22634
3047 | 11.73 | 1 | 2018-12-31 | 2019-12-31 | 365 | 13.4403 | 13 | 0.44033
3048 | 9.75 | 1 | 2018-12-31 | 2019-12-31 | 365 | 11.1716 | 11 | 0.17163
3050 | 12.24 | 1 | 2018-12-31 | 2019-12-31 | 365 | 14.0247 | 14 | 0.02469
3051 | 5.75 | 1 | 2018-12-31 | 2019-12-31 | 365 | 6.5884 | 6 | 0.5884
3078 | 3.57 | 1 | 2018-12-31 | 2019-12-31 | 365 | 4.0905 | 4 | 0.090535
3092 | 6.63 | 1 | 2018-12-31 | 2019-12-31 | 365 | 7.5967 | 7 | 0.59671
3094 | 9.75 | 1 | 2018-12-31 | 2019-12-31 | 365 | 11.1716 | 11 | 0.17163
3096 | 12 | 1 | 2018-12-31 | 2019-12-31 | 365 | 13.7497 | 13 | 0.7497
3121 | 14 | 1 | 2018-12-31 | 2019-12-31 | 365 | 16.0413 | 16 | 0.041312
3124 | 8.75 | 1 | 2018-12-31 | 2019-12-31 | 365 | 10.0258 | 10 | 0.02582
3126 | 4.5 | 1 | 2018-12-31 | 2019-12-31 | 365 | 5.1561 | 5 | 0.15614
3127 | 6.12 | 1 | 2018-12-31 | 2019-12-31 | 365 | 7.0123 | 7 | 0.012345
3151 | 5 | 1 | 2018-12-31 | 2019-12-31 | 365 | 5.729 | 5 | 0.72904
3153 | 4.25 | 1 | 2018-12-31 | 2019-12-31 | 365 | 4.8697 | 4 | 0.86968
3154 | 3.57 | 1 | 2018-12-31 | 2019-12-31 | 365 | 4.0905 | 4 | 0.090535
3216 | 6 | 1 | 2018-12-31 | 2019-12-31 | 365 | 6.8748 | 6 | 0.87485
3218 | 4.08 | 1 | 2018-12-31 | 2019-12-31 | 365 | 4.6749 | 4 | 0.6749
3225 | 8.5 | 1 | 2018-12-31 | 2019-12-31 | 365 | 9.7394 | 9 | 0.73937
3226 | 8.415 | 1 | 2018-12-31 | 2019-12-31 | 365 | 9.642 | 9 | 0.64197
3227 | 12 | 1 | 2018-12-31 | 2019-12-31 | 365 | 13.7497 | 13 | 0.7497
3230 | 2.805 | 1 | 2018-12-31 | 2019-12-31 | 365 | 3.214 | 3 | 0.21399
3252 | 15.75 | 1 | 2018-12-31 | 2019-12-31 | 365 | 18.0465 | 18 | 0.046476
3261 | 4.25 | 1 | 2018-12-31 | 2019-12-31 | 365 | 4.8697 | 4 | 0.86968
3262 | 12.25 | 1 | 2018-12-31 | 2019-12-31 | 365 | 14.0361 | 14 | 0.036148
3263 | 6.25 | 1 | 2018-12-31 | 2019-12-31 | 365 | 7.1613 | 7 | 0.1613
3273 | 12 | 1 | 2018-12-31 | 2019-12-31 | 365 | 13.7497 | 13 | 0.7497
3274 | 4.5 | 1 | 2018-12-31 | 2019-12-31 | 365 | 5.1561 | 5 | 0.15614
3275 | 3.57 | 1 | 2018-12-31 | 2019-12-31 | 365 | 4.0905 | 4 | 0.090535
3276 | 6.375 | 1 | 2018-12-31 | 2019-12-31 | 365 | 7.3045 | 7 | 0.30453
3280 | 6.375 | 1 | 2018-12-31 | 2019-12-31 | 365 | 7.3045 | 7 | 0.30453
3282 | 8 | 1 | 2018-12-31 | 2019-12-31 | 365 | 9.1665 | 9 | 0.16646
3283 | 14 | 1 | 2018-12-31 | 2019-12-31 | 365 | 16.0413 | 16 | 0.041312
3287 | 10.2 | 1 | 2018-12-31 | 2019-12-31 | 365 | 11.6872 | 11 | 0.68724
3296 | 8 | 1 | 2018-12-31 | 2019-12-31 | 365 | 9.1665 | 9 | 0.16646
3298 | 5.61 | 1 | 2018-12-31 | 2019-12-31 | 365 | 6.428 | 6 | 0.42798
3299 | 9.5 | 1 | 2018-12-31 | 2019-12-31 | 365 | 10.8852 | 10 | 0.88518
3300 | 5.25 | 1 | 2018-12-31 | 2019-12-31 | 365 | 6.0155 | 6 | 0.015492
3301 | 8.16 | 1 | 2018-12-31 | 2019-12-31 | 365 | 9.3498 | 9 | 0.34979
3304 | 12 | 1 | 2018-12-31 | 2019-12-31 | 365 | 13.7497 | 13 | 0.7497
3305 | 5.865 | 1 | 2018-12-31 | 2019-12-31 | 365 | 6.7202 | 6 | 0.72016
3306 | 23.25 | 1 | 2018-12-31 | 2019-12-31 | 365 | 26.64 | 26 | 0.64004
3307 | 10.455 | 1 | 2018-12-31 | 2019-12-31 | 365 | 11.9794 | 11 | 0.97942
3319 | 10 | 1 | 2018-12-31 | 2019-12-31 | 365 | 11.4581 | 11 | 0.45808
3321 | 5.355 | 1 | 2018-12-31 | 2019-12-31 | 365 | 6.1358 | 6 | 0.1358
3322 | 10.455 | 1 | 2018-12-31 | 2019-12-31 | 365 | 11.9794 | 11 | 0.97942
3355 | 6 | 1 | 2018-12-31 | 2019-12-31 | 365 | 6.8748 | 6 | 0.87485
3356 | 7 | 1 | 2018-12-31 | 2019-12-31 | 365 | 8.0207 | 8 | 0.020656
3358 | 5.355 | 1 | 2018-12-31 | 2019-12-31 | 365 | 6.1358 | 6 | 0.1358
3359 | 2.805 | 1 | 2018-12-31 | 2019-12-31 | 365 | 3.214 | 3 | 0.21399
3360 | 3.57 | 1 | 2018-12-31 | 2019-12-31 | 365 | 4.0905 | 4 | 0.090535
3361 | 5.355 | 1 | 2018-12-31 | 2019-12-31 | 365 | 6.1358 | 6 | 0.1358
3363 | 3.06 | 1 | 2018-12-31 | 2019-12-31 | 365 | 3.5062 | 3 | 0.50617
3365 | 7.65 | 1 | 2018-12-31 | 2019-12-31 | 365 | 8.7654 | 8 | 0.76543
3367 | 6.375 | 1 | 2018-12-31 | 2019-12-31 | 365 | 7.3045 | 7 | 0.30453
3373 | 9.5 | 1 | 2018-12-31 | 2019-12-31 | 365 | 10.8852 | 10 | 0.88518
3394 | 7.5 | 1 | 2018-12-31 | 2019-12-31 | 365 | 8.5936 | 8 | 0.59356
3395 | 3.315 | 1 | 2018-12-31 | 2019-12-31 | 365 | 3.7984 | 3 | 0.79835
3396 | 11.5 | 1 | 2018-12-31 | 2019-12-31 | 365 | 13.1768 | 13 | 0.17679
3397 | 3.825 | 1 | 2018-12-31 | 2019-12-31 | 365 | 4.3827 | 4 | 0.38272
3403 | 8 | 1 | 2018-12-31 | 2019-12-31 | 365 | 9.1665 | 9 | 0.16646
3499 | 4.5 | 1 | 2018-12-31 | 2019-12-31 | 365 | 5.1561 | 5 | 0.15614
3506 | 6.375 | 1 | 2018-12-31 | 2019-12-31 | 365 | 7.3045 | 7 | 0.30453
3507 | 5.61 | 1 | 2018-12-31 | 2019-12-31 | 365 | 6.428 | 6 | 0.42798
3509 | 4 | 1 | 2018-12-31 | 2019-12-31 | 365 | 4.5832 | 4 | 0.58323
3508 | 6.75 | 1 | 2018-12-31 | 2019-12-31 | 365 | 7.7342 | 7 | 0.7342
3511 | 6.63 | 1 | 2018-12-31 | 2019-12-31 | 365 | 7.5967 | 7 | 0.59671
3512 | 6.12 | 1 | 2018-12-31 | 2019-12-31 | 365 | 7.0123 | 7 | 0.012345
3513 | 3.315 | 1 | 2018-12-31 | 2019-12-31 | 365 | 3.7984 | 3 | 0.79835
3514 | 9.18 | 1 | 2018-12-31 | 2019-12-31 | 365 | 10.5185 | 10 | 0.51852
3569 | 4.335 | 1 | 2018-12-31 | 2019-12-31 | 365 | 4.9671 | 4 | 0.96708
3571 | 5.75 | 1 | 2018-12-31 | 2019-12-31 | 365 | 6.5884 | 6 | 0.5884
3572 | 5.1 | 1 | 2018-12-31 | 2019-12-31 | 365 | 5.8436 | 5 | 0.84362
3575 | 6.12 | 1 | 2018-12-31 | 2019-12-31 | 365 | 7.0123 | 7 | 0.012345
3576 | 4.59 | 1 | 2018-12-31 | 2019-12-31 | 365 | 5.2593 | 5 | 0.25926
3605 | 6.36 | 1 | 2018-12-31 | 2019-12-31 | 365 | 7.2873 | 7 | 0.28734
3608 | 4.25 | 1 | 2018-12-31 | 2019-12-31 | 365 | 4.8697 | 4 | 0.86968
3609 | 7.5 | 1 | 2018-12-31 | 2019-12-31 | 365 | 8.5936 | 8 | 0.59356
3611 | 6.75 | 1 | 2018-12-31 | 2019-12-31 | 365 | 7.7342 | 7 | 0.7342
3614 | 4.75 | 1 | 2018-12-31 | 2019-12-31 | 365 | 5.4426 | 5 | 0.44259
3612 | 10.71 | 1 | 2018-12-31 | 2019-12-31 | 365 | 12.2716 | 12 | 0.2716
3615 | 6.12 | 1 | 2018-12-31 | 2019-12-31 | 365 | 7.0123 | 7 | 0.012345
3617 | 12.25 | 1 | 2018-12-31 | 2019-12-31 | 365 | 14.0361 | 14 | 0.036148
3619 | 7.155 | 1 | 2018-12-31 | 2019-12-31 | 365 | 8.1983 | 8 | 0.19826
3623 | 5.61 | 1 | 2018-12-31 | 2019-12-31 | 365 | 6.428 | 6 | 0.42798
3624 | 5.1 | 1 | 2018-12-31 | 2019-12-31 | 365 | 5.8436 | 5 | 0.84362
3627 | 2.5 | 1 | 2018-12-31 | 2019-12-31 | 365 | 2.8645 | 2 | 0.86452
3629 | 11 | 1 | 2018-12-31 | 2019-12-31 | 365 | 12.6039 | 12 | 0.60389
3631 | 9.69 | 1 | 2018-12-31 | 2019-12-31 | 365 | 11.1029 | 11 | 0.10288
3632 | 6.12 | 1 | 2018-12-31 | 2019-12-31 | 365 | 7.0123 | 7 | 0.012345
3633 | 7.905 | 1 | 2018-12-31 | 2019-12-31 | 365 | 9.0576 | 9 | 0.057612
3634 | 8.415 | 1 | 2018-12-31 | 2019-12-31 | 365 | 9.642 | 9 | 0.64197
3636 | 8.67 | 1 | 2018-12-31 | 2019-12-31 | 365 | 9.9342 | 9 | 0.93416
3638 | 8.16 | 1 | 2018-12-31 | 2019-12-31 | 365 | 9.3498 | 9 | 0.34979
3639 | 5.5 | 1 | 2018-12-31 | 2019-12-31 | 365 | 6.3019 | 6 | 0.30194
3652 | 11.22 | 1 | 2018-12-31 | 2019-12-31 | 365 | 12.856 | 12 | 0.85597
3653 | 7.14 | 1 | 2018-12-31 | 2019-12-31 | 365 | 8.1811 | 8 | 0.18107
3654 | 8 | 1 | 2018-12-31 | 2019-12-31 | 365 | 9.1665 | 9 | 0.16646
3659 | 10 | 1 | 2018-12-31 | 2019-12-31 | 365 | 11.4581 | 11 | 0.45808
3664 | 6.25 | 1 | 2018-12-31 | 2019-12-31 | 365 | 7.1613 | 7 | 0.1613
3665 | 5.5 | 1 | 2018-12-31 | 2019-12-31 | 365 | 6.3019 | 6 | 0.30194
3668 | 6.885 | 1 | 2018-12-31 | 2019-12-31 | 365 | 7.8889 | 7 | 0.88889
3683 | 9.5 | 1 | 2018-12-31 | 2019-12-31 | 365 | 10.8852 | 10 | 0.88518
3684 | 8 | 1 | 2018-12-31 | 2019-12-31 | 365 | 9.1665 | 9 | 0.16646
3686 | 9.435 | 1 | 2018-12-31 | 2019-12-31 | 365 | 10.8107 | 10 | 0.8107
3692 | 5.25 | 1 | 2018-12-31 | 2019-12-31 | 365 | 6.0155 | 6 | 0.015492
3706 | 10.2 | 1 | 2018-12-31 | 2019-12-31 | 365 | 11.6872 | 11 | 0.68724
3707 | 9.18 | 1 | 2018-12-31 | 2019-12-31 | 365 | 10.5185 | 10 | 0.51852
3708 | 5.1 | 1 | 2018-12-31 | 2019-12-31 | 365 | 5.8436 | 5 | 0.84362
3709 | 8.415 | 1 | 2018-12-31 | 2019-12-31 | 365 | 9.642 | 9 | 0.64197
3713 | 4.59 | 1 | 2018-12-31 | 2019-12-31 | 365 | 5.2593 | 5 | 0.25926
3714 | 4.845 | 1 | 2018-12-31 | 2019-12-31 | 365 | 5.5514 | 5 | 0.55144
3715 | 7.75 | 1 | 2018-12-31 | 2019-12-31 | 365 | 8.88 | 8 | 0.88001
3725 | 10.07 | 1 | 2018-12-31 | 2019-12-31 | 365 | 11.5383 | 11 | 0.53829
3730 | 3.06 | 1 | 2018-12-31 | 2019-12-31 | 365 | 3.5062 | 3 | 0.50617
3732 | 4.25 | 1 | 2018-12-31 | 2019-12-31 | 365 | 4.8697 | 4 | 0.86968
3733 | 19.125 | 1 | 2018-12-31 | 2019-12-31 | 365 | 21.9136 | 21 | 0.91358
3734 | 7.395 | 1 | 2018-12-31 | 2019-12-31 | 365 | 8.4733 | 8 | 0.47325
3765 | 9.69 | 1 | 2018-12-31 | 2019-12-31 | 365 | 11.1029 | 11 | 0.10288
3766 | 7.75 | 1 | 2018-12-31 | 2019-12-31 | 365 | 8.88 | 8 | 0.88001
3768 | 11.985 | 1 | 2018-12-31 | 2019-12-31 | 365 | 13.7325 | 13 | 0.73251
3770 | 9.5 | 1 | 2018-12-31 | 2019-12-31 | 365 | 10.8852 | 10 | 0.88518
3771 | 11.73 | 1 | 2018-12-31 | 2019-12-31 | 365 | 13.4403 | 13 | 0.44033
3773 | 9.945 | 1 | 2018-12-31 | 2019-12-31 | 365 | 11.3951 | 11 | 0.39506
3971 | 12.495 | 1 | 2018-12-31 | 2019-12-31 | 365 | 14.3169 | 14 | 0.31687
3993 | 7 | 1 | 2018-12-31 | 2019-12-31 | 365 | 8.0207 | 8 | 0.020656
3981 | 7.14 | 1 | 2018-12-31 | 2019-12-31 | 365 | 8.1811 | 8 | 0.18107
3994 | 8.415 | 1 | 2018-12-31 | 2019-12-31 | 365 | 9.642 | 9 | 0.64197
3996 | 12.75 | 1 | 2018-12-31 | 2019-12-31 | 365 | 14.6091 | 14 | 0.60905
3997 | 6.12 | 1 | 2018-12-31 | 2019-12-31 | 365 | 7.0123 | 7 | 0.012345
3998 | 5 | 1 | 2018-12-31 | 2019-12-31 | 365 | 5.729 | 5 | 0.72904
4000 | 6.12 | 1 | 2018-12-31 | 2019-12-31 | 365 | 7.0123 | 7 | 0.012345
4001 | 6.375 | 1 | 2018-12-31 | 2019-12-31 | 365 | 7.3045 | 7 | 0.30453
4004 | 15.81 | 1 | 2018-12-31 | 2019-12-31 | 365 | 18.1152 | 18 | 0.11522
4005 | 5.1 | 1 | 2018-12-31 | 2019-12-31 | 365 | 5.8436 | 5 | 0.84362
4008 | 6.63 | 1 | 2018-12-31 | 2019-12-31 | 365 | 7.5967 | 7 | 0.59671
4009 | 16.065 | 1 | 2018-12-31 | 2019-12-31 | 365 | 18.4074 | 18 | 0.40741
4012 | 13.005 | 1 | 2018-12-31 | 2019-12-31 | 365 | 14.9012 | 14 | 0.90123
4060 | 7.5 | 1 | 2018-12-31 | 2019-12-31 | 365 | 8.5936 | 8 | 0.59356
4061 | 5.1 | 1 | 2018-12-31 | 2019-12-31 | 365 | 5.8436 | 5 | 0.84362
4062 | 20.25 | 1 | 2018-12-31 | 2019-12-31 | 365 | 23.2026 | 23 | 0.20261
4063 | 7.14 | 1 | 2018-12-31 | 2019-12-31 | 365 | 8.1811 | 8 | 0.18107
4066 | 7.42 | 1 | 2018-12-31 | 2019-12-31 | 365 | 8.5019 | 8 | 0.5019
4064 | 4.59 | 1 | 2018-12-31 | 2019-12-31 | 365 | 5.2593 | 5 | 0.25926
4067 | 5.1 | 1 | 2018-12-31 | 2019-12-31 | 365 | 5.8436 | 5 | 0.84362
4070 | 9.18 | 1 | 2018-12-31 | 2019-12-31 | 365 | 10.5185 | 10 | 0.51852
4073 | 7.395 | 1 | 2018-12-31 | 2019-12-31 | 365 | 8.4733 | 8 | 0.47325
4074 | 16.5 | 1 | 2018-12-31 | 2019-12-31 | 365 | 18.9058 | 18 | 0.90583
4080 | 2.55 | 1 | 2018-12-31 | 2019-12-31 | 365 | 2.9218 | 2 | 0.92181
8714 | 5.61 | 1 | 2018-12-31 | 2019-12-31 | 365 | 6.428 | 6 | 0.42798
10788 | 9.36 | 1 | 2018-12-31 | 2019-12-31 | 365 | 10.7248 | 10 | 0.72476
12412 | 4.335 | 1 | 2018-12-31 | 2019-12-31 | 365 | 4.9671 | 4 | 0.96708
12538 | 7.8 | 1 | 2018-12-31 | 2019-12-31 | 365 | 8.9373 | 8 | 0.9373
13705 | 5.2 | 1 | 2018-12-31 | 2019-12-31 | 365 | 5.9582 | 5 | 0.9582
19963 | 7.65 | 1 | 2018-12-31 | 2019-12-31 | 365 | 8.7654 | 8 | 0.76543
9479 | 2.25 | 1 | 2018-12-31 | 2019-12-31 | 365 | 2.5781 | 2 | 0.57807
8741 | 8.67 | 1 | 2018-12-31 | 2019-12-31 | 365 | 9.9342 | 9 | 0.93416
8730 | 8.16 | 1 | 2018-12-31 | 2019-12-31 | 365 | 9.3498 | 9 | 0.34979
8747 | 9.18 | 1 | 2018-12-31 | 2019-12-31 | 365 | 10.5185 | 10 | 0.51852
12004 | 9.36 | 1 | 2018-12-31 | 2019-12-31 | 365 | 10.7248 | 10 | 0.72476
8744 | 6.12 | 1 | 2018-12-31 | 2019-12-31 | 365 | 7.0123 | 7 | 0.012345
9597 | 5.61 | 1 | 2018-12-31 | 2019-12-31 | 365 | 6.428 | 6 | 0.42798
9475 | 5.355 | 1 | 2018-12-31 | 2019-12-31 | 365 | 6.1358 | 6 | 0.1358
12110 | 5.865 | 1 | 2018-12-31 | 2019-12-31 | 365 | 6.7202 | 6 | 0.72016
53837 | 8.32 | 1 | 2018-12-31 | 2019-12-31 | 365 | 9.5331 | 9 | 0.53312
9476 | 6.885 | 1 | 2018-12-31 | 2019-12-31 | 365 | 7.8889 | 7 | 0.88889
8733 | 5.355 | 1 | 2018-12-31 | 2019-12-31 | 365 | 6.1358 | 6 | 0.1358
8718 | 4.08 | 1 | 2018-12-31 | 2019-12-31 | 365 | 4.6749 | 4 | 0.6749
17102 | 3.64 | 1 | 2018-12-31 | 2019-12-31 | 365 | 4.1707 | 4 | 0.17074
9378 | 10.2 | 1 | 2018-12-31 | 2019-12-31 | 365 | 11.6872 | 11 | 0.68724
11112 | 5.1 | 1 | 2018-12-31 | 2019-12-31 | 365 | 5.8436 | 5 | 0.84362
8720 | 3.57 | 1 | 2018-12-31 | 2019-12-31 | 365 | 4.0905 | 4 | 0.090535
58956 | 5.355 | 1 | 2018-12-31 | 2019-12-31 | 365 | 6.1358 | 6 | 0.1358
12850 | 2.08 | 1 | 2018-12-31 | 2019-12-31 | 365 | 2.3833 | 2 | 0.38328
9076 | 6.63 | 1 | 2018-12-31 | 2019-12-31 | 365 | 7.5967 | 7 | 0.59671
8719 | 6.12 | 1 | 2018-12-31 | 2019-12-31 | 365 | 7.0123 | 7 | 0.012345
10845 | 2.295 | 1 | 2018-12-31 | 2019-12-31 | 365 | 2.6296 | 2 | 0.62963
8725 | 7.905 | 1 | 2018-12-31 | 2019-12-31 | 365 | 9.0576 | 9 | 0.057612
17522 | 4.75 | 1 | 2018-12-31 | 2019-12-31 | 365 | 5.4426 | 5 | 0.44259
10743 | 3.315 | 1 | 2018-12-31 | 2019-12-31 | 365 | 3.7984 | 3 | 0.79835
15312 | 7.14 | 1 | 2018-12-31 | 2019-12-31 | 365 | 8.1811 | 8 | 0.18107
10618 | 3.06 | 1 | 2018-12-31 | 2019-12-31 | 365 | 3.5062 | 3 | 0.50617
8753 | 9 | 1 | 2018-12-31 | 2019-12-31 | 365 | 10.3123 | 10 | 0.31227
9053 | 6 | 1 | 2018-12-31 | 2019-12-31 | 365 | 6.8748 | 6 | 0.87485
8724 | 7.14 | 1 | 2018-12-31 | 2019-12-31 | 365 | 8.1811 | 8 | 0.18107
23117 | 2.55 | 1 | 2018-12-31 | 2019-12-31 | 365 | 2.9218 | 2 | 0.92181
12550 | 4.845 | 1 | 2018-12-31 | 2019-12-31 | 365 | 5.5514 | 5 | 0.55144
62161 | 6.885 | 1 | 2018-12-31 | 2019-12-31 | 365 | 7.8889 | 7 | 0.88889
11026 | 5 | 1 | 2018-12-31 | 2019-12-31 | 365 | 5.729 | 5 | 0.72904
8716 | 2.75 | 1 | 2018-12-31 | 2019-12-31 | 365 | 3.151 | 3 | 0.15097
8723 | 3.57 | 1 | 2018-12-31 | 2019-12-31 | 365 | 4.0905 | 4 | 0.090535
13509 | 6.12 | 1 | 2018-12-31 | 2019-12-31 | 365 | 7.0123 | 7 | 0.012345
8729 | 5.865 | 1 | 2018-12-31 | 2019-12-31 | 365 | 6.7202 | 6 | 0.72016
15306 | 11.22 | 1 | 2018-12-31 | 2019-12-31 | 365 | 12.856 | 12 | 0.85597
14797 | 3.5 | 1 | 2018-12-31 | 2019-12-31 | 365 | 4.0103 | 4 | 0.010328
8728 | 3.57 | 1 | 2018-12-31 | 2019-12-31 | 365 | 4.0905 | 4 | 0.090535
18561 | 11.44 | 1 | 2018-12-31 | 2019-12-31 | 365 | 13.108 | 13 | 0.10804
13510 | 3.9 | 1 | 2018-12-31 | 2019-12-31 | 365 | 4.4687 | 4 | 0.46865
8804 | 5.61 | 1 | 2018-12-31 | 2019-12-31 | 365 | 6.428 | 6 | 0.42798
9049 | 8.67 | 1 | 2018-12-31 | 2019-12-31 | 365 | 9.9342 | 9 | 0.93416
9270 | 3.57 | 1 | 2018-12-31 | 2019-12-31 | 365 | 4.0905 | 4 | 0.090535
8800 | 8.415 | 1 | 2018-12-31 | 2019-12-31 | 365 | 9.642 | 9 | 0.64197
8734 | 3.06 | 1 | 2018-12-31 | 2019-12-31 | 365 | 3.5062 | 3 | 0.50617
9079 | 5.865 | 1 | 2018-12-31 | 2019-12-31 | 365 | 6.7202 | 6 | 0.72016
13624 | 8.58 | 1 | 2018-12-31 | 2019-12-31 | 365 | 9.831 | 9 | 0.83103
4081 | 4.59 | 1 | 2018-12-31 | 2019-12-31 | 365 | 5.2593 | 5 | 0.25926
4082 | 5.865 | 1 | 2018-12-31 | 2019-12-31 | 365 | 6.7202 | 6 | 0.72016
4103 | 6.885 | 1 | 2018-12-31 | 2019-12-31 | 365 | 7.8889 | 7 | 0.88889
4112 | 2.04 | 1 | 2018-12-31 | 2019-12-31 | 365 | 2.3374 | 2 | 0.33745
4113 | 15 | 1 | 2018-12-31 | 2019-12-31 | 365 | 17.1871 | 17 | 0.18712
4117 | 3.5 | 1 | 2018-12-31 | 2019-12-31 | 365 | 4.0103 | 4 | 0.010328
4120 | 10.75 | 1 | 2018-12-31 | 2019-12-31 | 365 | 12.3174 | 12 | 0.31744
3784 | 5.865 | 1 | 2018-12-31 | 2019-12-31 | 365 | 6.7202 | 6 | 0.72016
3895 | 8.67 | 1 | 2018-12-31 | 2019-12-31 | 365 | 9.9342 | 9 | 0.93416
3899 | 8.48 | 1 | 2018-12-31 | 2019-12-31 | 365 | 9.7165 | 9 | 0.71645
3911 | 8.67 | 1 | 2018-12-31 | 2019-12-31 | 365 | 9.9342 | 9 | 0.93416
3900 | 8 | 1 | 2018-12-31 | 2019-12-31 | 365 | 9.1665 | 9 | 0.16646
3912 | 7.14 | 1 | 2018-12-31 | 2019-12-31 | 365 | 8.1811 | 8 | 0.18107
3913 | 6.5 | 1 | 2018-12-31 | 2019-12-31 | 365 | 7.4478 | 7 | 0.44775
3928 | 4.59 | 1 | 2018-12-31 | 2019-12-31 | 365 | 5.2593 | 5 | 0.25926
3932 | 4.845 | 1 | 2018-12-31 | 2019-12-31 | 365 | 5.5514 | 5 | 0.55144
3933 | 5.61 | 1 | 2018-12-31 | 2019-12-31 | 365 | 6.428 | 6 | 0.42798
3942 | 4.5 | 1 | 2018-12-31 | 2019-12-31 | 365 | 5.1561 | 5 | 0.15614
3945 | 5.865 | 1 | 2018-12-31 | 2019-12-31 | 365 | 6.7202 | 6 | 0.72016
3953 | 2 | 1 | 2018-12-31 | 2019-12-31 | 365 | 2.2916 | 2 | 0.29162
3957 | 4.08 | 1 | 2018-12-31 | 2019-12-31 | 365 | 4.6749 | 4 | 0.6749
3960 | 4.335 | 1 | 2018-12-31 | 2019-12-31 | 365 | 4.9671 | 4 | 0.96708
3962 | 9.69 | 1 | 2018-12-31 | 2019-12-31 | 365 | 11.1029 | 11 | 0.10288
3964 | 8.925 | 1 | 2018-12-31 | 2019-12-31 | 365 | 10.2263 | 10 | 0.22634
4331 | 3 | 1 | 2018-12-31 | 2019-12-31 | 365 | 3.4374 | 3 | 0.43742
3774 | 7.14 | 1 | 2018-12-31 | 2019-12-31 | 365 | 8.1811 | 8 | 0.18107
3775 | 9.75 | 1 | 2018-12-31 | 2019-12-31 | 365 | 11.1716 | 11 | 0.17163
3776 | 5 | 1 | 2018-12-31 | 2019-12-31 | 365 | 5.729 | 5 | 0.72904
3786 | 9.18 | 1 | 2018-12-31 | 2019-12-31 | 365 | 10.5185 | 10 | 0.51852
3791 | 3.06 | 1 | 2018-12-31 | 2019-12-31 | 365 | 3.5062 | 3 | 0.50617
3794 | 9.945 | 1 | 2018-12-31 | 2019-12-31 | 365 | 11.3951 | 11 | 0.39506
3798 | 9.25 | 1 | 2018-12-31 | 2019-12-31 | 365 | 10.5987 | 10 | 0.59872
3812 | 4.335 | 1 | 2018-12-31 | 2019-12-31 | 365 | 4.9671 | 4 | 0.96708
3799 | 3.825 | 1 | 2018-12-31 | 2019-12-31 | 365 | 4.3827 | 4 | 0.38272
3819 | 7.5 | 1 | 2018-12-31 | 2019-12-31 | 365 | 8.5936 | 8 | 0.59356
3820 | 5.355 | 1 | 2018-12-31 | 2019-12-31 | 365 | 6.1358 | 6 | 0.1358
3824 | 6.25 | 1 | 2018-12-31 | 2019-12-31 | 365 | 7.1613 | 7 | 0.1613
3827 | 7.5 | 1 | 2018-12-31 | 2019-12-31 | 365 | 8.5936 | 8 | 0.59356
3829 | 7.25 | 1 | 2018-12-31 | 2019-12-31 | 365 | 8.3071 | 8 | 0.30711
3830 | 4.08 | 1 | 2018-12-31 | 2019-12-31 | 365 | 4.6749 | 4 | 0.6749
4122 | 3.06 | 1 | 2018-12-31 | 2019-12-31 | 365 | 3.5062 | 3 | 0.50617
4123 | 7.65 | 1 | 2018-12-31 | 2019-12-31 | 365 | 8.7654 | 8 | 0.76543
4140 | 5 | 1 | 2018-12-31 | 2019-12-31 | 365 | 5.729 | 5 | 0.72904
4141 | 6.75 | 1 | 2018-12-31 | 2019-12-31 | 365 | 7.7342 | 7 | 0.7342
3855 | 4.25 | 1 | 2018-12-31 | 2019-12-31 | 365 | 4.8697 | 4 | 0.86968
4142 | 7.42 | 1 | 2018-12-31 | 2019-12-31 | 365 | 8.5019 | 8 | 0.5019
4143 | 3.5 | 1 | 2018-12-31 | 2019-12-31 | 365 | 4.0103 | 4 | 0.010328
3879 | 8.925 | 1 | 2018-12-31 | 2019-12-31 | 365 | 10.2263 | 10 | 0.22634
4144 | 5.5 | 1 | 2018-12-31 | 2019-12-31 | 365 | 6.3019 | 6 | 0.30194
4145 | 7.75 | 1 | 2018-12-31 | 2019-12-31 | 365 | 8.88 | 8 | 0.88001
4146 | 9.75 | 1 | 2018-12-31 | 2019-12-31 | 365 | 11.1716 | 11 | 0.17163
3881 | 8.67 | 1 | 2018-12-31 | 2019-12-31 | 365 | 9.9342 | 9 | 0.93416
4147 | 8.925 | 1 | 2018-12-31 | 2019-12-31 | 365 | 10.2263 | 10 | 0.22634
3894 | 6.12 | 1 | 2018-12-31 | 2019-12-31 | 365 | 7.0123 | 7 | 0.012345
4150 | 6.12 | 1 | 2018-12-31 | 2019-12-31 | 365 | 7.0123 | 7 | 0.012345
4157 | 6.12 | 1 | 2018-12-31 | 2019-12-31 | 365 | 7.0123 | 7 | 0.012345
4158 | 9.18 | 1 | 2018-12-31 | 2019-12-31 | 365 | 10.5185 | 10 | 0.51852
4161 | 2.5 | 1 | 2018-12-31 | 2019-12-31 | 365 | 2.8645 | 2 | 0.86452
4164 | 5.61 | 1 | 2018-12-31 | 2019-12-31 | 365 | 6.428 | 6 | 0.42798
3883 | 9.25 | 1 | 2018-12-31 | 2019-12-31 | 365 | 10.5987 | 10 | 0.59872
4230 | 9.435 | 1 | 2018-12-31 | 2019-12-31 | 365 | 10.8107 | 10 | 0.8107
4233 | 10.455 | 1 | 2018-12-31 | 2019-12-31 | 365 | 11.9794 | 11 | 0.97942
4242 | 3.825 | 1 | 2018-12-31 | 2019-12-31 | 365 | 4.3827 | 4 | 0.38272
4243 | 7.14 | 1 | 2018-12-31 | 2019-12-31 | 365 | 8.1811 | 8 | 0.18107
4244 | 5.865 | 1 | 2018-12-31 | 2019-12-31 | 365 | 6.7202 | 6 | 0.72016
4245 | 23.5 | 1 | 2018-12-31 | 2019-12-31 | 365 | 26.9265 | 26 | 0.92649
4246 | 8.16 | 1 | 2018-12-31 | 2019-12-31 | 365 | 9.3498 | 9 | 0.34979
4258 | 6.885 | 1 | 2018-12-31 | 2019-12-31 | 365 | 7.8889 | 7 | 0.88889
4259 | 10.2 | 1 | 2018-12-31 | 2019-12-31 | 365 | 11.6872 | 11 | 0.68724
4260 | 2.55 | 1 | 2018-12-31 | 2019-12-31 | 365 | 2.9218 | 2 | 0.92181
4261 | 7.14 | 1 | 2018-12-31 | 2019-12-31 | 365 | 8.1811 | 8 | 0.18107
4262 | 6.12 | 1 | 2018-12-31 | 2019-12-31 | 365 | 7.0123 | 7 | 0.012345
4266 | 10.2 | 1 | 2018-12-31 | 2019-12-31 | 365 | 11.6872 | 11 | 0.68724
4268 | 5.865 | 1 | 2018-12-31 | 2019-12-31 | 365 | 6.7202 | 6 | 0.72016
4270 | 6.885 | 1 | 2018-12-31 | 2019-12-31 | 365 | 7.8889 | 7 | 0.88889
4271 | 4.335 | 1 | 2018-12-31 | 2019-12-31 | 365 | 4.9671 | 4 | 0.96708
4272 | 9.18 | 1 | 2018-12-31 | 2019-12-31 | 365 | 10.5185 | 10 | 0.51852
4274 | 7.25 | 1 | 2018-12-31 | 2019-12-31 | 365 | 8.3071 | 8 | 0.30711
4285 | 3.06 | 1 | 2018-12-31 | 2019-12-31 | 365 | 3.5062 | 3 | 0.50617
4278 | 7.14 | 1 | 2018-12-31 | 2019-12-31 | 365 | 8.1811 | 8 | 0.18107
4292 | 6.12 | 1 | 2018-12-31 | 2019-12-31 | 365 | 7.0123 | 7 | 0.012345
4298 | 3.57 | 1 | 2018-12-31 | 2019-12-31 | 365 | 4.0905 | 4 | 0.090535
4314 | 7 | 1 | 2018-12-31 | 2019-12-31 | 365 | 8.0207 | 8 | 0.020656
4316 | 7.14 | 1 | 2018-12-31 | 2019-12-31 | 365 | 8.1811 | 8 | 0.18107
4317 | 4.75 | 1 | 2018-12-31 | 2019-12-31 | 365 | 5.4426 | 5 | 0.44259
4321 | 7.75 | 1 | 2018-12-31 | 2019-12-31 | 365 | 8.88 | 8 | 0.88001
4323 | 4.845 | 1 | 2018-12-31 | 2019-12-31 | 365 | 5.5514 | 5 | 0.55144
4324 | 5.1 | 1 | 2018-12-31 | 2019-12-31 | 365 | 5.8436 | 5 | 0.84362
4325 | 7.905 | 1 | 2018-12-31 | 2019-12-31 | 365 | 9.0576 | 9 | 0.057612
4326 | 6.375 | 1 | 2018-12-31 | 2019-12-31 | 365 | 7.3045 | 7 | 0.30453
4327 | 5 | 1 | 2018-12-31 | 2019-12-31 | 365 | 5.729 | 5 | 0.72904
4328 | 8.925 | 1 | 2018-12-31 | 2019-12-31 | 365 | 10.2263 | 10 | 0.22634
4330 | 5.865 | 1 | 2018-12-31 | 2019-12-31 | 365 | 6.7202 | 6 | 0.72016
12479 | 7.65 | 1 | 2018-12-31 | 2019-12-31 | 365 | 8.7654 | 8 | 0.76543
9671 | 8.925 | 1 | 2018-12-31 | 2019-12-31 | 365 | 10.2263 | 10 | 0.22634
9481 | 8.16 | 1 | 2018-12-31 | 2019-12-31 | 365 | 9.3498 | 9 | 0.34979
11910 | 8.32 | 1 | 2018-12-31 | 2019-12-31 | 365 | 9.5331 | 9 | 0.53312
9525 | 4.845 | 1 | 2018-12-31 | 2019-12-31 | 365 | 5.5514 | 5 | 0.55144
60197 | 7.28 | 1 | 2018-12-31 | 2019-12-31 | 365 | 8.3415 | 8 | 0.34148
11759 | 8.91 | 1 | 2018-12-31 | 2019-12-31 | 365 | 10.2091 | 10 | 0.20915
9477 | 5.1 | 1 | 2018-12-31 | 2019-12-31 | 365 | 5.8436 | 5 | 0.84362
10840 | 5.1 | 1 | 2018-12-31 | 2019-12-31 | 365 | 5.8436 | 5 | 0.84362
9521 | 7.65 | 1 | 2018-12-31 | 2019-12-31 | 365 | 8.7654 | 8 | 0.76543
10589 | 6.375 | 1 | 2018-12-31 | 2019-12-31 | 365 | 7.3045 | 7 | 0.30453
4332 | 4.75 | 1 | 2018-12-31 | 2019-12-31 | 365 | 5.4426 | 5 | 0.44259
4336 | 7 | 1 | 2018-12-31 | 2019-12-31 | 365 | 8.0207 | 8 | 0.020656
4338 | 6.12 | 1 | 2018-12-31 | 2019-12-31 | 365 | 7.0123 | 7 | 0.012345
4339 | 2.04 | 1 | 2018-12-31 | 2019-12-31 | 365 | 2.3374 | 2 | 0.33745
4342 | 3.315 | 1 | 2018-12-31 | 2019-12-31 | 365 | 3.7984 | 3 | 0.79835
4343 | 11.5 | 1 | 2018-12-31 | 2019-12-31 | 365 | 13.1768 | 13 | 0.17679
4337 | 10.75 | 1 | 2018-12-31 | 2019-12-31 | 365 | 12.3174 | 12 | 0.31744
4344 | 6 | 1 | 2018-12-31 | 2019-12-31 | 365 | 6.8748 | 6 | 0.87485
4345 | 9.25 | 1 | 2018-12-31 | 2019-12-31 | 365 | 10.5987 | 10 | 0.59872
4346 | 15 | 1 | 2018-12-31 | 2019-12-31 | 365 | 17.1871 | 17 | 0.18712
4347 | 10.71 | 1 | 2018-12-31 | 2019-12-31 | 365 | 12.2716 | 12 | 0.2716
4349 | 6.12 | 1 | 2018-12-31 | 2019-12-31 | 365 | 7.0123 | 7 | 0.012345
4370 | 4 | 1 | 2018-12-31 | 2019-12-31 | 365 | 4.5832 | 4 | 0.58323
4350 | 4.59 | 1 | 2018-12-31 | 2019-12-31 | 365 | 5.2593 | 5 | 0.25926
4351 | 4.5 | 1 | 2018-12-31 | 2019-12-31 | 365 | 5.1561 | 5 | 0.15614
4352 | 9.25 | 1 | 2018-12-31 | 2019-12-31 | 365 | 10.5987 | 10 | 0.59872
4355 | 6.63 | 1 | 2018-12-31 | 2019-12-31 | 365 | 7.5967 | 7 | 0.59671
4356 | 5.1 | 1 | 2018-12-31 | 2019-12-31 | 365 | 5.8436 | 5 | 0.84362
4357 | 4.08 | 1 | 2018-12-31 | 2019-12-31 | 365 | 4.6749 | 4 | 0.6749
4359 | 7.25 | 1 | 2018-12-31 | 2019-12-31 | 365 | 8.3071 | 8 | 0.30711
4588 | 4.845 | 1 | 2018-12-31 | 2019-12-31 | 365 | 5.5514 | 5 | 0.55144
4589 | 4.59 | 1 | 2018-12-31 | 2019-12-31 | 365 | 5.2593 | 5 | 0.25926
4618 | 11.5 | 1 | 2018-12-31 | 2019-12-31 | 365 | 13.1768 | 13 | 0.17679
4619 | 4.41 | 1 | 2018-12-31 | 2019-12-31 | 365 | 5.053 | 5 | 0.053013
4620 | 3.75 | 1 | 2018-12-31 | 2019-12-31 | 365 | 4.2968 | 4 | 0.29678
4621 | 7.65 | 1 | 2018-12-31 | 2019-12-31 | 365 | 8.7654 | 8 | 0.76543
4624 | 3.57 | 1 | 2018-12-31 | 2019-12-31 | 365 | 4.0905 | 4 | 0.090535
4421 | 6.63 | 1 | 2018-12-31 | 2019-12-31 | 365 | 7.5967 | 7 | 0.59671
4422 | 8.67 | 1 | 2018-12-31 | 2019-12-31 | 365 | 9.9342 | 9 | 0.93416
4423 | 3.315 | 1 | 2018-12-31 | 2019-12-31 | 365 | 3.7984 | 3 | 0.79835
4424 | 4.845 | 1 | 2018-12-31 | 2019-12-31 | 365 | 5.5514 | 5 | 0.55144
4425 | 2.75 | 1 | 2018-12-31 | 2019-12-31 | 365 | 3.151 | 3 | 0.15097
4453 | 7.395 | 1 | 2018-12-31 | 2019-12-31 | 365 | 8.4733 | 8 | 0.47325
4454 | 9.435 | 1 | 2018-12-31 | 2019-12-31 | 365 | 10.8107 | 10 | 0.8107
4474 | 11.475 | 1 | 2018-12-31 | 2019-12-31 | 365 | 13.1481 | 13 | 0.14815
4475 | 5.355 | 1 | 2018-12-31 | 2019-12-31 | 365 | 6.1358 | 6 | 0.1358
4476 | 6.885 | 1 | 2018-12-31 | 2019-12-31 | 365 | 7.8889 | 7 | 0.88889
4477 | 2.04 | 1 | 2018-12-31 | 2019-12-31 | 365 | 2.3374 | 2 | 0.33745
4481 | 2.55 | 1 | 2018-12-31 | 2019-12-31 | 365 | 2.9218 | 2 | 0.92181
4489 | 7.14 | 1 | 2018-12-31 | 2019-12-31 | 365 | 8.1811 | 8 | 0.18107
4493 | 6.63 | 1 | 2018-12-31 | 2019-12-31 | 365 | 7.5967 | 7 | 0.59671
4497 | 11.25 | 1 | 2018-12-31 | 2019-12-31 | 365 | 12.8903 | 12 | 0.89034
4498 | 11.73 | 1 | 2018-12-31 | 2019-12-31 | 365 | 13.4403 | 13 | 0.44033
4499 | 4.845 | 1 | 2018-12-31 | 2019-12-31 | 365 | 5.5514 | 5 | 0.55144
4500 | 11.985 | 1 | 2018-12-31 | 2019-12-31 | 365 | 13.7325 | 13 | 0.73251
4501 | 9 | 1 | 2018-12-31 | 2019-12-31 | 365 | 10.3123 | 10 | 0.31227
4502 | 6.25 | 1 | 2018-12-31 | 2019-12-31 | 365 | 7.1613 | 7 | 0.1613
4503 | 6.63 | 1 | 2018-12-31 | 2019-12-31 | 365 | 7.5967 | 7 | 0.59671
4504 | 5.1 | 1 | 2018-12-31 | 2019-12-31 | 365 | 5.8436 | 5 | 0.84362
4522 | 6.885 | 1 | 2018-12-31 | 2019-12-31 | 365 | 7.8889 | 7 | 0.88889
4523 | 6.12 | 1 | 2018-12-31 | 2019-12-31 | 365 | 7.0123 | 7 | 0.012345
4524 | 4.845 | 1 | 2018-12-31 | 2019-12-31 | 365 | 5.5514 | 5 | 0.55144
4536 | 7.75 | 1 | 2018-12-31 | 2019-12-31 | 365 | 8.88 | 8 | 0.88001
4537 | 10.455 | 1 | 2018-12-31 | 2019-12-31 | 365 | 11.9794 | 11 | 0.97942
4538 | 7.395 | 1 | 2018-12-31 | 2019-12-31 | 365 | 8.4733 | 8 | 0.47325
4539 | 8.415 | 1 | 2018-12-31 | 2019-12-31 | 365 | 9.642 | 9 | 0.64197
4540 | 5.25 | 1 | 2018-12-31 | 2019-12-31 | 365 | 6.0155 | 6 | 0.015492
4541 | 8 | 1 | 2018-12-31 | 2019-12-31 | 365 | 9.1665 | 9 | 0.16646
4545 | 9.69 | 1 | 2018-12-31 | 2019-12-31 | 365 | 11.1029 | 11 | 0.10288
4546 | 6.885 | 1 | 2018-12-31 | 2019-12-31 | 365 | 7.8889 | 7 | 0.88889
4547 | 7.905 | 1 | 2018-12-31 | 2019-12-31 | 365 | 9.0576 | 9 | 0.057612
4549 | 7.75 | 1 | 2018-12-31 | 2019-12-31 | 365 | 8.88 | 8 | 0.88001
4555 | 4.845 | 1 | 2018-12-31 | 2019-12-31 | 365 | 5.5514 | 5 | 0.55144
4559 | 5.355 | 1 | 2018-12-31 | 2019-12-31 | 365 | 6.1358 | 6 | 0.1358
4560 | 6.5 | 1 | 2018-12-31 | 2019-12-31 | 365 | 7.4478 | 7 | 0.44775
4561 | 9.18 | 1 | 2018-12-31 | 2019-12-31 | 365 | 10.5185 | 10 | 0.51852
4774 | 5.355 | 1 | 2018-12-31 | 2019-12-31 | 365 | 6.1358 | 6 | 0.1358
4626 | 8.5 | 1 | 2018-12-31 | 2019-12-31 | 365 | 9.7394 | 9 | 0.73937
4628 | 4.5 | 1 | 2018-12-31 | 2019-12-31 | 365 | 5.1561 | 5 | 0.15614
4629 | 6.63 | 1 | 2018-12-31 | 2019-12-31 | 365 | 7.5967 | 7 | 0.59671
4632 | 2.55 | 1 | 2018-12-31 | 2019-12-31 | 365 | 2.9218 | 2 | 0.92181
4630 | 9.945 | 1 | 2018-12-31 | 2019-12-31 | 365 | 11.3951 | 11 | 0.39506
4633 | 6.12 | 1 | 2018-12-31 | 2019-12-31 | 365 | 7.0123 | 7 | 0.012345
4641 | 7 | 1 | 2018-12-31 | 2019-12-31 | 365 | 8.0207 | 8 | 0.020656
4642 | 9.18 | 1 | 2018-12-31 | 2019-12-31 | 365 | 10.5185 | 10 | 0.51852
4643 | 4.845 | 1 | 2018-12-31 | 2019-12-31 | 365 | 5.5514 | 5 | 0.55144
4691 | 4.335 | 1 | 2018-12-31 | 2019-12-31 | 365 | 4.9671 | 4 | 0.96708
4693 | 10.2 | 1 | 2018-12-31 | 2019-12-31 | 365 | 11.6872 | 11 | 0.68724
4694 | 3.825 | 1 | 2018-12-31 | 2019-12-31 | 365 | 4.3827 | 4 | 0.38272
3399 | 5 | 1 | 2018-12-31 | 2019-12-31 | 365 | 5.729 | 5 | 0.72904
4696 | 5.25 | 1 | 2018-12-31 | 2019-12-31 | 365 | 6.0155 | 6 | 0.015492
4697 | 7.905 | 1 | 2018-12-31 | 2019-12-31 | 365 | 9.0576 | 9 | 0.057612
4727 | 2 | 1 | 2018-12-31 | 2019-12-31 | 365 | 2.2916 | 2 | 0.29162
4734 | 7.395 | 1 | 2018-12-31 | 2019-12-31 | 365 | 8.4733 | 8 | 0.47325
4738 | 4.845 | 1 | 2018-12-31 | 2019-12-31 | 365 | 5.5514 | 5 | 0.55144
4739 | 3.315 | 1 | 2018-12-31 | 2019-12-31 | 365 | 3.7984 | 3 | 0.79835
4775 | 10.75 | 1 | 2018-12-31 | 2019-12-31 | 365 | 12.3174 | 12 | 0.31744
4776 | 9.25 | 1 | 2018-12-31 | 2019-12-31 | 365 | 10.5987 | 10 | 0.59872
4800 | 8 | 1 | 2018-12-31 | 2019-12-31 | 365 | 9.1665 | 9 | 0.16646
4801 | 3.75 | 1 | 2018-12-31 | 2019-12-31 | 365 | 4.2968 | 4 | 0.29678
4816 | 4.59 | 1 | 2018-12-31 | 2019-12-31 | 365 | 5.2593 | 5 | 0.25926
4818 | 4.59 | 1 | 2018-12-31 | 2019-12-31 | 365 | 5.2593 | 5 | 0.25926
4819 | 3.06 | 1 | 2018-12-31 | 2019-12-31 | 365 | 3.5062 | 3 | 0.50617
4820 | 5.865 | 1 | 2018-12-31 | 2019-12-31 | 365 | 6.7202 | 6 | 0.72016
4821 | 4 | 1 | 2018-12-31 | 2019-12-31 | 365 | 4.5832 | 4 | 0.58323
4834 | 14 | 1 | 2018-12-31 | 2019-12-31 | 365 | 16.0413 | 16 | 0.041312
4835 | 5.61 | 1 | 2018-12-31 | 2019-12-31 | 365 | 6.428 | 6 | 0.42798
4836 | 6.25 | 1 | 2018-12-31 | 2019-12-31 | 365 | 7.1613 | 7 | 0.1613
4319 | 5.1 | 1 | 2018-12-31 | 2019-12-31 | 365 | 5.8436 | 5 | 0.84362
4320 | 5.5 | 1 | 2018-12-31 | 2019-12-31 | 365 | 6.3019 | 6 | 0.30194
3729 | 7.14 | 1 | 2018-12-31 | 2019-12-31 | 365 | 8.1811 | 8 | 0.18107
4977 | 3.06 | 1 | 2018-12-31 | 2019-12-31 | 365 | 3.5062 | 3 | 0.50617
4979 | 6.885 | 1 | 2018-12-31 | 2019-12-31 | 365 | 7.8889 | 7 | 0.88889
4980 | 7.65 | 1 | 2018-12-31 | 2019-12-31 | 365 | 8.7654 | 8 | 0.76543
4984 | 5.61 | 1 | 2018-12-31 | 2019-12-31 | 365 | 6.428 | 6 | 0.42798
4986 | 6.36 | 1 | 2018-12-31 | 2019-12-31 | 365 | 7.2873 | 7 | 0.28734
4987 | 4.08 | 1 | 2018-12-31 | 2019-12-31 | 365 | 4.6749 | 4 | 0.6749
4988 | 6.63 | 1 | 2018-12-31 | 2019-12-31 | 365 | 7.5967 | 7 | 0.59671
4991 | 3.57 | 1 | 2018-12-31 | 2019-12-31 | 365 | 4.0905 | 4 | 0.090535
4992 | 6 | 1 | 2018-12-31 | 2019-12-31 | 365 | 6.8748 | 6 | 0.87485
4994 | 6.375 | 1 | 2018-12-31 | 2019-12-31 | 365 | 7.3045 | 7 | 0.30453
4996 | 9.69 | 1 | 2018-12-31 | 2019-12-31 | 365 | 11.1029 | 11 | 0.10288
4997 | 9.69 | 1 | 2018-12-31 | 2019-12-31 | 365 | 11.1029 | 11 | 0.10288
4998 | 8.16 | 1 | 2018-12-31 | 2019-12-31 | 365 | 9.3498 | 9 | 0.34979
5144 | 7.5 | 1 | 2018-12-31 | 2019-12-31 | 365 | 8.5936 | 8 | 0.59356
5106 | 9.945 | 1 | 2018-12-31 | 2019-12-31 | 365 | 11.3951 | 11 | 0.39506
5145 | 5.1 | 1 | 2018-12-31 | 2019-12-31 | 365 | 5.8436 | 5 | 0.84362
5148 | 9.69 | 1 | 2018-12-31 | 2019-12-31 | 365 | 11.1029 | 11 | 0.10288
5151 | 7.65 | 1 | 2018-12-31 | 2019-12-31 | 365 | 8.7654 | 8 | 0.76543
5152 | 7.14 | 1 | 2018-12-31 | 2019-12-31 | 365 | 8.1811 | 8 | 0.18107
5155 | 5.1 | 1 | 2018-12-31 | 2019-12-31 | 365 | 5.8436 | 5 | 0.84362
5153 | 9.435 | 1 | 2018-12-31 | 2019-12-31 | 365 | 10.8107 | 10 | 0.8107
5156 | 7.14 | 1 | 2018-12-31 | 2019-12-31 | 365 | 8.1811 | 8 | 0.18107
5159 | 5 | 1 | 2018-12-31 | 2019-12-31 | 365 | 5.729 | 5 | 0.72904
5160 | 3.75 | 1 | 2018-12-31 | 2019-12-31 | 365 | 4.2968 | 4 | 0.29678
5161 | 9.945 | 1 | 2018-12-31 | 2019-12-31 | 365 | 11.3951 | 11 | 0.39506
5162 | 3.06 | 1 | 2018-12-31 | 2019-12-31 | 365 | 3.5062 | 3 | 0.50617
5163 | 6.12 | 1 | 2018-12-31 | 2019-12-31 | 365 | 7.0123 | 7 | 0.012345
5164 | 7.395 | 1 | 2018-12-31 | 2019-12-31 | 365 | 8.4733 | 8 | 0.47325
5165 | 8.67 | 1 | 2018-12-31 | 2019-12-31 | 365 | 9.9342 | 9 | 0.93416
5166 | 9.69 | 1 | 2018-12-31 | 2019-12-31 | 365 | 11.1029 | 11 | 0.10288
5167 | 4.59 | 1 | 2018-12-31 | 2019-12-31 | 365 | 5.2593 | 5 | 0.25926
4892 | 7.5 | 1 | 2018-12-31 | 2019-12-31 | 365 | 8.5936 | 8 | 0.59356
4893 | 4.845 | 1 | 2018-12-31 | 2019-12-31 | 365 | 5.5514 | 5 | 0.55144
4894 | 4.845 | 1 | 2018-12-31 | 2019-12-31 | 365 | 5.5514 | 5 | 0.55144
4895 | 7.395 | 1 | 2018-12-31 | 2019-12-31 | 365 | 8.4733 | 8 | 0.47325
4896 | 7.395 | 1 | 2018-12-31 | 2019-12-31 | 365 | 8.4733 | 8 | 0.47325
4900 | 3.06 | 1 | 2018-12-31 | 2019-12-31 | 365 | 3.5062 | 3 | 0.50617
4902 | 4.335 | 1 | 2018-12-31 | 2019-12-31 | 365 | 4.9671 | 4 | 0.96708
4903 | 6.75 | 1 | 2018-12-31 | 2019-12-31 | 365 | 7.7342 | 7 | 0.7342
4904 | 8.25 | 1 | 2018-12-31 | 2019-12-31 | 365 | 9.4529 | 9 | 0.45292
4905 | 6.12 | 1 | 2018-12-31 | 2019-12-31 | 365 | 7.0123 | 7 | 0.012345
4906 | 7.5 | 1 | 2018-12-31 | 2019-12-31 | 365 | 8.5936 | 8 | 0.59356
4908 | 10.455 | 1 | 2018-12-31 | 2019-12-31 | 365 | 11.9794 | 11 | 0.97942
4910 | 6.12 | 1 | 2018-12-31 | 2019-12-31 | 365 | 7.0123 | 7 | 0.012345
4925 | 5.1 | 1 | 2018-12-31 | 2019-12-31 | 365 | 5.8436 | 5 | 0.84362
4926 | 5.1 | 1 | 2018-12-31 | 2019-12-31 | 365 | 5.8436 | 5 | 0.84362
4927 | 6.12 | 1 | 2018-12-31 | 2019-12-31 | 365 | 7.0123 | 7 | 0.012345
4945 | 7 | 1 | 2018-12-31 | 2019-12-31 | 365 | 8.0207 | 8 | 0.020656
4946 | 4.25 | 1 | 2018-12-31 | 2019-12-31 | 365 | 4.8697 | 4 | 0.86968
4947 | 7.65 | 1 | 2018-12-31 | 2019-12-31 | 365 | 8.7654 | 8 | 0.76543
4948 | 5.355 | 1 | 2018-12-31 | 2019-12-31 | 365 | 6.1358 | 6 | 0.1358
4949 | 10 | 1 | 2018-12-31 | 2019-12-31 | 365 | 11.4581 | 11 | 0.45808
4951 | 9.435 | 1 | 2018-12-31 | 2019-12-31 | 365 | 10.8107 | 10 | 0.8107
4953 | 7.14 | 1 | 2018-12-31 | 2019-12-31 | 365 | 8.1811 | 8 | 0.18107
4954 | 11.985 | 1 | 2018-12-31 | 2019-12-31 | 365 | 13.7325 | 13 | 0.73251
4966 | 9 | 1 | 2018-12-31 | 2019-12-31 | 365 | 10.3123 | 10 | 0.31227
4967 | 14 | 1 | 2018-12-31 | 2019-12-31 | 365 | 16.0413 | 16 | 0.041312
4969 | 15.5 | 1 | 2018-12-31 | 2019-12-31 | 365 | 17.76 | 17 | 0.76002
4972 | 9.18 | 1 | 2018-12-31 | 2019-12-31 | 365 | 10.5185 | 10 | 0.51852
4544 | 4.335 | 1 | 2018-12-31 | 2019-12-31 | 365 | 4.9671 | 4 | 0.96708
5023 | 7.395 | 1 | 2018-12-31 | 2019-12-31 | 365 | 8.4733 | 8 | 0.47325
5026 | 10.455 | 1 | 2018-12-31 | 2019-12-31 | 365 | 11.9794 | 11 | 0.97942
5027 | 6 | 1 | 2018-12-31 | 2019-12-31 | 365 | 6.8748 | 6 | 0.87485
5028 | 9.435 | 1 | 2018-12-31 | 2019-12-31 | 365 | 10.8107 | 10 | 0.8107
5029 | 4.845 | 1 | 2018-12-31 | 2019-12-31 | 365 | 5.5514 | 5 | 0.55144
5033 | 5.1 | 1 | 2018-12-31 | 2019-12-31 | 365 | 5.8436 | 5 | 0.84362
5031 | 5.1 | 1 | 2018-12-31 | 2019-12-31 | 365 | 5.8436 | 5 | 0.84362
5042 | 4 | 1 | 2018-12-31 | 2019-12-31 | 365 | 4.5832 | 4 | 0.58323
5045 | 5.865 | 1 | 2018-12-31 | 2019-12-31 | 365 | 6.7202 | 6 | 0.72016
5047 | 5.355 | 1 | 2018-12-31 | 2019-12-31 | 365 | 6.1358 | 6 | 0.1358
5051 | 8.16 | 1 | 2018-12-31 | 2019-12-31 | 365 | 9.3498 | 9 | 0.34979
5052 | 9.275 | 1 | 2018-12-31 | 2019-12-31 | 365 | 10.6274 | 10 | 0.62737
5169 | 13.77 | 1 | 2018-12-31 | 2019-12-31 | 365 | 15.7778 | 15 | 0.77778
5170 | 6.63 | 1 | 2018-12-31 | 2019-12-31 | 365 | 7.5967 | 7 | 0.59671
5174 | 9.69 | 1 | 2018-12-31 | 2019-12-31 | 365 | 11.1029 | 11 | 0.10288
5177 | 5.1 | 1 | 2018-12-31 | 2019-12-31 | 365 | 5.8436 | 5 | 0.84362
5183 | 2.295 | 1 | 2018-12-31 | 2019-12-31 | 365 | 2.6296 | 2 | 0.62963
5184 | 8.16 | 1 | 2018-12-31 | 2019-12-31 | 365 | 9.3498 | 9 | 0.34979
4974 | 8.67 | 1 | 2018-12-31 | 2019-12-31 | 365 | 9.9342 | 9 | 0.93416
5185 | 8.16 | 1 | 2018-12-31 | 2019-12-31 | 365 | 9.3498 | 9 | 0.34979
5186 | 3.825 | 1 | 2018-12-31 | 2019-12-31 | 365 | 4.3827 | 4 | 0.38272
5189 | 4.08 | 1 | 2018-12-31 | 2019-12-31 | 365 | 4.6749 | 4 | 0.6749
5190 | 4 | 1 | 2018-12-31 | 2019-12-31 | 365 | 4.5832 | 4 | 0.58323
5054 | 6.885 | 1 | 2018-12-31 | 2019-12-31 | 365 | 7.8889 | 7 | 0.88889
5055 | 8.67 | 1 | 2018-12-31 | 2019-12-31 | 365 | 9.9342 | 9 | 0.93416
5056 | 7.905 | 1 | 2018-12-31 | 2019-12-31 | 365 | 9.0576 | 9 | 0.057612
5057 | 13.26 | 1 | 2018-12-31 | 2019-12-31 | 365 | 15.1934 | 15 | 0.19341
5075 | 9.18 | 1 | 2018-12-31 | 2019-12-31 | 365 | 10.5185 | 10 | 0.51852
5078 | 2.295 | 1 | 2018-12-31 | 2019-12-31 | 365 | 2.6296 | 2 | 0.62963
5079 | 8.415 | 1 | 2018-12-31 | 2019-12-31 | 365 | 9.642 | 9 | 0.64197
5080 | 3.57 | 1 | 2018-12-31 | 2019-12-31 | 365 | 4.0905 | 4 | 0.090535
5081 | 4.08 | 1 | 2018-12-31 | 2019-12-31 | 365 | 4.6749 | 4 | 0.6749
5084 | 9.18 | 1 | 2018-12-31 | 2019-12-31 | 365 | 10.5185 | 10 | 0.51852
5085 | 9.69 | 1 | 2018-12-31 | 2019-12-31 | 365 | 11.1029 | 11 | 0.10288
5088 | 6.375 | 1 | 2018-12-31 | 2019-12-31 | 365 | 7.3045 | 7 | 0.30453
5090 | 7.14 | 1 | 2018-12-31 | 2019-12-31 | 365 | 8.1811 | 8 | 0.18107
5091 | 6.375 | 1 | 2018-12-31 | 2019-12-31 | 365 | 7.3045 | 7 | 0.30453
5092 | 5.1 | 1 | 2018-12-31 | 2019-12-31 | 365 | 5.8436 | 5 | 0.84362
5093 | 8 | 1 | 2018-12-31 | 2019-12-31 | 365 | 9.1665 | 9 | 0.16646
5096 | 3 | 1 | 2018-12-31 | 2019-12-31 | 365 | 3.4374 | 3 | 0.43742
5097 | 6.375 | 1 | 2018-12-31 | 2019-12-31 | 365 | 7.3045 | 7 | 0.30453
5100 | 10.75 | 1 | 2018-12-31 | 2019-12-31 | 365 | 12.3174 | 12 | 0.31744
5102 | 7.65 | 1 | 2018-12-31 | 2019-12-31 | 365 | 8.7654 | 8 | 0.76543
5103 | 3.825 | 1 | 2018-12-31 | 2019-12-31 | 365 | 4.3827 | 4 | 0.38272
5104 | 5.61 | 1 | 2018-12-31 | 2019-12-31 | 365 | 6.428 | 6 | 0.42798
5191 | 3.5 | 1 | 2018-12-31 | 2019-12-31 | 365 | 4.0103 | 4 | 0.010328
5195 | 10.2 | 1 | 2018-12-31 | 2019-12-31 | 365 | 11.6872 | 11 | 0.68724
5197 | 8.5 | 1 | 2018-12-31 | 2019-12-31 | 365 | 9.7394 | 9 | 0.73937
5216 | 10.455 | 1 | 2018-12-31 | 2019-12-31 | 365 | 11.9794 | 11 | 0.97942
5326 | 5.1 | 1 | 2018-12-31 | 2019-12-31 | 365 | 5.8436 | 5 | 0.84362
5321 | 4.845 | 1 | 2018-12-31 | 2019-12-31 | 365 | 5.5514 | 5 | 0.55144
5219 | 4 | 1 | 2018-12-31 | 2019-12-31 | 365 | 4.5832 | 4 | 0.58323
5324 | 5.1 | 1 | 2018-12-31 | 2019-12-31 | 365 | 5.8436 | 5 | 0.84362
5319 | 5.75 | 1 | 2018-12-31 | 2019-12-31 | 365 | 6.5884 | 6 | 0.5884
5323 | 8.925 | 1 | 2018-12-31 | 2019-12-31 | 365 | 10.2263 | 10 | 0.22634
5335 | 6.12 | 1 | 2018-12-31 | 2019-12-31 | 365 | 7.0123 | 7 | 0.012345
5330 | 2.295 | 1 | 2018-12-31 | 2019-12-31 | 365 | 2.6296 | 2 | 0.62963
3302 | 11.73 | 1 | 2018-12-31 | 2019-12-31 | 365 | 13.4403 | 13 | 0.44033
5320 | 4.335 | 1 | 2018-12-31 | 2019-12-31 | 365 | 4.9671 | 4 | 0.96708
5420 | 8.16 | 1 | 2018-12-31 | 2019-12-31 | 365 | 9.3498 | 9 | 0.34979
5445 | 8.16 | 1 | 2018-12-31 | 2019-12-31 | 365 | 9.3498 | 9 | 0.34979
5451 | 5 | 1 | 2018-12-31 | 2019-12-31 | 365 | 5.729 | 5 | 0.72904
5465 | 10.71 | 1 | 2018-12-31 | 2019-12-31 | 365 | 12.2716 | 12 | 0.2716
5536 | 6.75 | 1 | 2018-12-31 | 2019-12-31 | 365 | 7.7342 | 7 | 0.7342
5540 | 9.435 | 1 | 2018-12-31 | 2019-12-31 | 365 | 10.8107 | 10 | 0.8107
5541 | 8 | 1 | 2018-12-31 | 2019-12-31 | 365 | 9.1665 | 9 | 0.16646
5542 | 9.18 | 1 | 2018-12-31 | 2019-12-31 | 365 | 10.5185 | 10 | 0.51852
5311 | 7.25 | 1 | 2018-12-31 | 2019-12-31 | 365 | 8.3071 | 8 | 0.30711
3710 | 8.415 | 1 | 2018-12-31 | 2019-12-31 | 365 | 9.642 | 9 | 0.64197
5459 | 2.04 | 1 | 2018-12-31 | 2019-12-31 | 365 | 2.3374 | 2 | 0.33745
5458 | 7.395 | 1 | 2018-12-31 | 2019-12-31 | 365 | 8.4733 | 8 | 0.47325
5449 | 4.25 | 1 | 2018-12-31 | 2019-12-31 | 365 | 4.8697 | 4 | 0.86968
5318 | 5.1 | 1 | 2018-12-31 | 2019-12-31 | 365 | 5.8436 | 5 | 0.84362
5457 | 8.16 | 1 | 2018-12-31 | 2019-12-31 | 365 | 9.3498 | 9 | 0.34979
5426 | 4.08 | 1 | 2018-12-31 | 2019-12-31 | 365 | 4.6749 | 4 | 0.6749
5453 | 4.59 | 1 | 2018-12-31 | 2019-12-31 | 365 | 5.2593 | 5 | 0.25926
5427 | 3.06 | 1 | 2018-12-31 | 2019-12-31 | 365 | 3.5062 | 3 | 0.50617
5150 | 4.335 | 1 | 2018-12-31 | 2019-12-31 | 365 | 4.9671 | 4 | 0.96708
5442 | 6.63 | 1 | 2018-12-31 | 2019-12-31 | 365 | 7.5967 | 7 | 0.59671
5422 | 8.16 | 1 | 2018-12-31 | 2019-12-31 | 365 | 9.3498 | 9 | 0.34979
5176 | 5.61 | 1 | 2018-12-31 | 2019-12-31 | 365 | 6.428 | 6 | 0.42798
5202 | 8.415 | 1 | 2018-12-31 | 2019-12-31 | 365 | 9.642 | 9 | 0.64197
5212 | 6.375 | 1 | 2018-12-31 | 2019-12-31 | 365 | 7.3045 | 7 | 0.30453
5417 | 7.25 | 1 | 2018-12-31 | 2019-12-31 | 365 | 8.3071 | 8 | 0.30711
5210 | 3.06 | 1 | 2018-12-31 | 2019-12-31 | 365 | 3.5062 | 3 | 0.50617
5425 | 7.14 | 1 | 2018-12-31 | 2019-12-31 | 365 | 8.1811 | 8 | 0.18107
5205 | 7.905 | 1 | 2018-12-31 | 2019-12-31 | 365 | 9.0576 | 9 | 0.057612
5211 | 4.59 | 1 | 2018-12-31 | 2019-12-31 | 365 | 5.2593 | 5 | 0.25926
5418 | 6.12 | 1 | 2018-12-31 | 2019-12-31 | 365 | 7.0123 | 7 | 0.012345
5213 | 8.925 | 1 | 2018-12-31 | 2019-12-31 | 365 | 10.2263 | 10 | 0.22634
5218 | 7.395 | 1 | 2018-12-31 | 2019-12-31 | 365 | 8.4733 | 8 | 0.47325
5214 | 9 | 1 | 2018-12-31 | 2019-12-31 | 365 | 10.3123 | 10 | 0.31227
10708 | 7.65 | 1 | 2018-12-31 | 2019-12-31 | 365 | 8.7654 | 8 | 0.76543
12125 | 2.55 | 1 | 2018-12-31 | 2019-12-31 | 365 | 2.9218 | 2 | 0.92181
10739 | 8.25 | 1 | 2018-12-31 | 2019-12-31 | 365 | 9.4529 | 9 | 0.45292
10730 | 3.825 | 1 | 2018-12-31 | 2019-12-31 | 365 | 4.3827 | 4 | 0.38272
10693 | 3.315 | 1 | 2018-12-31 | 2019-12-31 | 365 | 3.7984 | 3 | 0.79835
21271 | 4.08 | 1 | 2018-12-31 | 2019-12-31 | 365 | 4.6749 | 4 | 0.6749
10711 | 6.12 | 1 | 2018-12-31 | 2019-12-31 | 365 | 7.0123 | 7 | 0.012345
10737 | 8.75 | 1 | 2018-12-31 | 2019-12-31 | 365 | 10.0258 | 10 | 0.02582
10741 | 8.67 | 1 | 2018-12-31 | 2019-12-31 | 365 | 9.9342 | 9 | 0.93416
10684 | 6.75 | 1 | 2018-12-31 | 2019-12-31 | 365 | 7.7342 | 7 | 0.7342
12925 | 11.44 | 1 | 2018-12-31 | 2019-12-31 | 365 | 13.108 | 13 | 0.10804
10691 | 4.08 | 1 | 2018-12-31 | 2019-12-31 | 365 | 4.6749 | 4 | 0.6749
10736 | 5.1 | 1 | 2018-12-31 | 2019-12-31 | 365 | 5.8436 | 5 | 0.84362
10692 | 2.295 | 1 | 2018-12-31 | 2019-12-31 | 365 | 2.6296 | 2 | 0.62963
11325 | 5.865 | 1 | 2018-12-31 | 2019-12-31 | 365 | 6.7202 | 6 | 0.72016
10916 | 5.2 | 1 | 2018-12-31 | 2019-12-31 | 365 | 5.9582 | 5 | 0.9582
10695 | 5.865 | 1 | 2018-12-31 | 2019-12-31 | 365 | 6.7202 | 6 | 0.72016
10697 | 3.06 | 1 | 2018-12-31 | 2019-12-31 | 365 | 3.5062 | 3 | 0.50617
10689 | 5.83 | 1 | 2018-12-31 | 2019-12-31 | 365 | 6.6801 | 6 | 0.68006
5597 | 11.985 | 1 | 2018-12-31 | 2019-12-31 | 365 | 13.7325 | 13 | 0.73251
5562 | 3.75 | 1 | 2018-12-31 | 2019-12-31 | 365 | 4.2968 | 4 | 0.29678
5590 | 2 | 1 | 2018-12-31 | 2019-12-31 | 365 | 2.2916 | 2 | 0.29162
5653 | 11.515 | 1 | 2018-12-31 | 2019-12-31 | 365 | 13.194 | 13 | 0.19398
5654 | 3.43 | 1 | 2018-12-31 | 2019-12-31 | 365 | 3.9301 | 3 | 0.93012
5655 | 3.675 | 1 | 2018-12-31 | 2019-12-31 | 365 | 4.2108 | 4 | 0.21084
5664 | 3.75 | 1 | 2018-12-31 | 2019-12-31 | 365 | 4.2968 | 4 | 0.29678
5713 | 3.185 | 1 | 2018-12-31 | 2019-12-31 | 365 | 3.6494 | 3 | 0.6494
5756 | 9.25 | 1 | 2018-12-31 | 2019-12-31 | 365 | 10.5987 | 10 | 0.59872
5768 | 5 | 1 | 2018-12-31 | 2019-12-31 | 365 | 5.729 | 5 | 0.72904
5783 | 10.2 | 1 | 2018-12-31 | 2019-12-31 | 365 | 11.6872 | 11 | 0.68724
5785 | 8.925 | 1 | 2018-12-31 | 2019-12-31 | 365 | 10.2263 | 10 | 0.22634
5774 | 9.69 | 1 | 2018-12-31 | 2019-12-31 | 365 | 11.1029 | 11 | 0.10288
6016 | 3.315 | 1 | 2018-12-31 | 2019-12-31 | 365 | 3.7984 | 3 | 0.79835
6334 | 3.825 | 1 | 2018-12-31 | 2019-12-31 | 365 | 4.3827 | 4 | 0.38272
5345 | 9.18 | 1 | 2018-12-31 | 2019-12-31 | 365 | 10.5185 | 10 | 0.51852
5776 | 5.865 | 1 | 2018-12-31 | 2019-12-31 | 365 | 6.7202 | 6 | 0.72016
11017 | 8.16 | 1 | 2018-12-31 | 2019-12-31 | 365 | 9.3498 | 9 | 0.34979
11015 | 2.55 | 1 | 2018-12-31 | 2019-12-31 | 365 | 2.9218 | 2 | 0.92181
6932 | 10.75 | 1 | 2018-12-31 | 2019-12-31 | 365 | 12.3174 | 12 | 0.31744
5224 | 5.75 | 1 | 2018-12-31 | 2019-12-31 | 365 | 6.5884 | 6 | 0.5884
8564 | 6.885 | 1 | 2018-12-31 | 2019-12-31 | 365 | 7.8889 | 7 | 0.88889
8763 | 2.295 | 1 | 2018-12-31 | 2019-12-31 | 365 | 2.6296 | 2 | 0.62963
5750 | 7 | 1 | 2018-12-31 | 2019-12-31 | 365 | 8.0207 | 8 | 0.020656
5761 | 3.06 | 1 | 2018-12-31 | 2019-12-31 | 365 | 3.5062 | 3 | 0.50617
7628 | 5.61 | 1 | 2018-12-31 | 2019-12-31 | 365 | 6.428 | 6 | 0.42798
5444 | 7.905 | 1 | 2018-12-31 | 2019-12-31 | 365 | 9.0576 | 9 | 0.057612
5443 | 9.69 | 1 | 2018-12-31 | 2019-12-31 | 365 | 11.1029 | 11 | 0.10288
5433 | 10.71 | 1 | 2018-12-31 | 2019-12-31 | 365 | 12.2716 | 12 | 0.2716
5421 | 7.14 | 1 | 2018-12-31 | 2019-12-31 | 365 | 8.1811 | 8 | 0.18107
5101 | 6.63 | 1 | 2018-12-31 | 2019-12-31 | 365 | 7.5967 | 7 | 0.59671
5456 | 5.865 | 1 | 2018-12-31 | 2019-12-31 | 365 | 6.7202 | 6 | 0.72016
5455 | 3.825 | 1 | 2018-12-31 | 2019-12-31 | 365 | 4.3827 | 4 | 0.38272
5454 | 3.57 | 1 | 2018-12-31 | 2019-12-31 | 365 | 4.0905 | 4 | 0.090535
5452 | 3.06 | 1 | 2018-12-31 | 2019-12-31 | 365 | 3.5062 | 3 | 0.50617
5448 | 5.5 | 1 | 2018-12-31 | 2019-12-31 | 365 | 6.3019 | 6 | 0.30194
5446 | 10.965 | 1 | 2018-12-31 | 2019-12-31 | 365 | 12.5638 | 12 | 0.56378
4068 | 6.63 | 1 | 2018-12-31 | 2019-12-31 | 365 | 7.5967 | 7 | 0.59671
11518 | 4.845 | 1 | 2018-12-31 | 2019-12-31 | 365 | 5.5514 | 5 | 0.55144
5901 | 9.18 | 1 | 2018-12-31 | 2019-12-31 | 365 | 10.5185 | 10 | 0.51852
5494 | 2.04 | 1 | 2018-12-31 | 2019-12-31 | 365 | 2.3374 | 2 | 0.33745
5385 | 7.905 | 1 | 2018-12-31 | 2019-12-31 | 365 | 9.0576 | 9 | 0.057612
5380 | 6.375 | 1 | 2018-12-31 | 2019-12-31 | 365 | 7.3045 | 7 | 0.30453
5362 | 9.945 | 1 | 2018-12-31 | 2019-12-31 | 365 | 11.3951 | 11 | 0.39506
5364 | 4.25 | 1 | 2018-12-31 | 2019-12-31 | 365 | 4.8697 | 4 | 0.86968
5341 | 10.2 | 1 | 2018-12-31 | 2019-12-31 | 365 | 11.6872 | 11 | 0.68724
5389 | 4.59 | 1 | 2018-12-31 | 2019-12-31 | 365 | 5.2593 | 5 | 0.25926
5367 | 10.71 | 1 | 2018-12-31 | 2019-12-31 | 365 | 12.2716 | 12 | 0.2716
5524 | 10.71 | 1 | 2018-12-31 | 2019-12-31 | 365 | 12.2716 | 12 | 0.2716
5366 | 10.2 | 1 | 2018-12-31 | 2019-12-31 | 365 | 11.6872 | 11 | 0.68724
5780 | 5.1 | 1 | 2018-12-31 | 2019-12-31 | 365 | 5.8436 | 5 | 0.84362
5778 | 4.335 | 1 | 2018-12-31 | 2019-12-31 | 365 | 4.9671 | 4 | 0.96708
5786 | 6.63 | 1 | 2018-12-31 | 2019-12-31 | 365 | 7.5967 | 7 | 0.59671
5789 | 6 | 1 | 2018-12-31 | 2019-12-31 | 365 | 6.8748 | 6 | 0.87485
5790 | 8.16 | 1 | 2018-12-31 | 2019-12-31 | 365 | 9.3498 | 9 | 0.34979
5566 | 8.16 | 1 | 2018-12-31 | 2019-12-31 | 365 | 9.3498 | 9 | 0.34979
5635 | 5.75 | 1 | 2018-12-31 | 2019-12-31 | 365 | 6.5884 | 6 | 0.5884
5791 | 6.75 | 1 | 2018-12-31 | 2019-12-31 | 365 | 7.7342 | 7 | 0.7342
5638 | 4.5 | 1 | 2018-12-31 | 2019-12-31 | 365 | 5.1561 | 5 | 0.15614
5792 | 8.16 | 1 | 2018-12-31 | 2019-12-31 | 365 | 9.3498 | 9 | 0.34979
5640 | 6.63 | 1 | 2018-12-31 | 2019-12-31 | 365 | 7.5967 | 7 | 0.59671
5793 | 4.335 | 1 | 2018-12-31 | 2019-12-31 | 365 | 4.9671 | 4 | 0.96708
5567 | 9.5 | 1 | 2018-12-31 | 2019-12-31 | 365 | 10.8852 | 10 | 0.88518
5574 | 14.79 | 1 | 2018-12-31 | 2019-12-31 | 365 | 16.9465 | 16 | 0.9465
5796 | 2.75 | 1 | 2018-12-31 | 2019-12-31 | 365 | 3.151 | 3 | 0.15097
5598 | 3.06 | 1 | 2018-12-31 | 2019-12-31 | 365 | 3.5062 | 3 | 0.50617
5599 | 6.12 | 1 | 2018-12-31 | 2019-12-31 | 365 | 7.0123 | 7 | 0.012345
5605 | 6.12 | 1 | 2018-12-31 | 2019-12-31 | 365 | 7.0123 | 7 | 0.012345
5799 | 6.63 | 1 | 2018-12-31 | 2019-12-31 | 365 | 7.5967 | 7 | 0.59671
5606 | 7.65 | 1 | 2018-12-31 | 2019-12-31 | 365 | 8.7654 | 8 | 0.76543
5652 | 9.69 | 1 | 2018-12-31 | 2019-12-31 | 365 | 11.1029 | 11 | 0.10288
5801 | 2.295 | 1 | 2018-12-31 | 2019-12-31 | 365 | 2.6296 | 2 | 0.62963
5668 | 6.12 | 1 | 2018-12-31 | 2019-12-31 | 365 | 7.0123 | 7 | 0.012345
5669 | 5.355 | 1 | 2018-12-31 | 2019-12-31 | 365 | 6.1358 | 6 | 0.1358
5671 | 6.885 | 1 | 2018-12-31 | 2019-12-31 | 365 | 7.8889 | 7 | 0.88889
5802 | 6.12 | 1 | 2018-12-31 | 2019-12-31 | 365 | 7.0123 | 7 | 0.012345
5681 | 8.925 | 1 | 2018-12-31 | 2019-12-31 | 365 | 10.2263 | 10 | 0.22634
5804 | 7.395 | 1 | 2018-12-31 | 2019-12-31 | 365 | 8.4733 | 8 | 0.47325
5806 | 4.08 | 1 | 2018-12-31 | 2019-12-31 | 365 | 4.6749 | 4 | 0.6749
5810 | 5.355 | 1 | 2018-12-31 | 2019-12-31 | 365 | 6.1358 | 6 | 0.1358
5811 | 6.63 | 1 | 2018-12-31 | 2019-12-31 | 365 | 7.5967 | 7 | 0.59671
5816 | 4.335 | 1 | 2018-12-31 | 2019-12-31 | 365 | 4.9671 | 4 | 0.96708
5815 | 7.65 | 1 | 2018-12-31 | 2019-12-31 | 365 | 8.7654 | 8 | 0.76543
5683 | 8.415 | 1 | 2018-12-31 | 2019-12-31 | 365 | 9.642 | 9 | 0.64197
5684 | 6.375 | 1 | 2018-12-31 | 2019-12-31 | 365 | 7.3045 | 7 | 0.30453
5899 | 8.67 | 1 | 2018-12-31 | 2019-12-31 | 365 | 9.9342 | 9 | 0.93416
5907 | 4.335 | 1 | 2018-12-31 | 2019-12-31 | 365 | 4.9671 | 4 | 0.96708
5730 | 4.845 | 1 | 2018-12-31 | 2019-12-31 | 365 | 5.5514 | 5 | 0.55144
5910 | 10.455 | 1 | 2018-12-31 | 2019-12-31 | 365 | 11.9794 | 11 | 0.97942
5732 | 9.945 | 1 | 2018-12-31 | 2019-12-31 | 365 | 11.3951 | 11 | 0.39506
5735 | 10.455 | 1 | 2018-12-31 | 2019-12-31 | 365 | 11.9794 | 11 | 0.97942
5737 | 8.67 | 1 | 2018-12-31 | 2019-12-31 | 365 | 9.9342 | 9 | 0.93416
5743 | 5.1 | 1 | 2018-12-31 | 2019-12-31 | 365 | 5.8436 | 5 | 0.84362
5911 | 7.14 | 1 | 2018-12-31 | 2019-12-31 | 365 | 8.1811 | 8 | 0.18107
5745 | 2.295 | 1 | 2018-12-31 | 2019-12-31 | 365 | 2.6296 | 2 | 0.62963
5749 | 7.14 | 1 | 2018-12-31 | 2019-12-31 | 365 | 8.1811 | 8 | 0.18107
5751 | 2.55 | 1 | 2018-12-31 | 2019-12-31 | 365 | 2.9218 | 2 | 0.92181
5912 | 8.25 | 1 | 2018-12-31 | 2019-12-31 | 365 | 9.4529 | 9 | 0.45292
5753 | 2.25 | 1 | 2018-12-31 | 2019-12-31 | 365 | 2.5781 | 2 | 0.57807
5915 | 5.61 | 1 | 2018-12-31 | 2019-12-31 | 365 | 6.428 | 6 | 0.42798
5755 | 6.36 | 1 | 2018-12-31 | 2019-12-31 | 365 | 7.2873 | 7 | 0.28734
5757 | 10.25 | 1 | 2018-12-31 | 2019-12-31 | 365 | 11.7445 | 11 | 0.74453
5925 | 7.395 | 1 | 2018-12-31 | 2019-12-31 | 365 | 8.4733 | 8 | 0.47325
5758 | 5.355 | 1 | 2018-12-31 | 2019-12-31 | 365 | 6.1358 | 6 | 0.1358
5759 | 4.59 | 1 | 2018-12-31 | 2019-12-31 | 365 | 5.2593 | 5 | 0.25926
5927 | 10.455 | 1 | 2018-12-31 | 2019-12-31 | 365 | 11.9794 | 11 | 0.97942
5760 | 8.925 | 1 | 2018-12-31 | 2019-12-31 | 365 | 10.2263 | 10 | 0.22634
5762 | 6.375 | 1 | 2018-12-31 | 2019-12-31 | 365 | 7.3045 | 7 | 0.30453
5932 | 9.18 | 1 | 2018-12-31 | 2019-12-31 | 365 | 10.5185 | 10 | 0.51852
5572 | 7.395 | 1 | 2018-12-31 | 2019-12-31 | 365 | 8.4733 | 8 | 0.47325
5775 | 6.885 | 1 | 2018-12-31 | 2019-12-31 | 365 | 7.8889 | 7 | 0.88889
5777 | 5.355 | 1 | 2018-12-31 | 2019-12-31 | 365 | 6.1358 | 6 | 0.1358
5779 | 5.1 | 1 | 2018-12-31 | 2019-12-31 | 365 | 5.8436 | 5 | 0.84362
5724 | 9.69 | 1 | 2018-12-31 | 2019-12-31 | 365 | 11.1029 | 11 | 0.10288
5855 | 5.25 | 1 | 2018-12-31 | 2019-12-31 | 365 | 6.0155 | 6 | 0.015492
5934 | 3.06 | 1 | 2018-12-31 | 2019-12-31 | 365 | 3.5062 | 3 | 0.50617
5939 | 7.14 | 1 | 2018-12-31 | 2019-12-31 | 365 | 8.1811 | 8 | 0.18107
5945 | 12.24 | 1 | 2018-12-31 | 2019-12-31 | 365 | 14.0247 | 14 | 0.02469
5949 | 2.805 | 1 | 2018-12-31 | 2019-12-31 | 365 | 3.214 | 3 | 0.21399
5881 | 7.14 | 1 | 2018-12-31 | 2019-12-31 | 365 | 8.1811 | 8 | 0.18107
5955 | 8.67 | 1 | 2018-12-31 | 2019-12-31 | 365 | 9.9342 | 9 | 0.93416
5968 | 7.395 | 1 | 2018-12-31 | 2019-12-31 | 365 | 8.4733 | 8 | 0.47325
6167 | 8.925 | 1 | 2018-12-31 | 2019-12-31 | 365 | 10.2263 | 10 | 0.22634
6179 | 7.14 | 1 | 2018-12-31 | 2019-12-31 | 365 | 8.1811 | 8 | 0.18107
6180 | 6.885 | 1 | 2018-12-31 | 2019-12-31 | 365 | 7.8889 | 7 | 0.88889
6184 | 3.825 | 1 | 2018-12-31 | 2019-12-31 | 365 | 4.3827 | 4 | 0.38272
6186 | 14.025 | 1 | 2018-12-31 | 2019-12-31 | 365 | 16.07 | 16 | 0.069957
5993 | 13.515 | 1 | 2018-12-31 | 2019-12-31 | 365 | 15.4856 | 15 | 0.4856
6194 | 5.865 | 1 | 2018-12-31 | 2019-12-31 | 365 | 6.7202 | 6 | 0.72016
6195 | 8.67 | 1 | 2018-12-31 | 2019-12-31 | 365 | 9.9342 | 9 | 0.93416
6208 | 6.75 | 1 | 2018-12-31 | 2019-12-31 | 365 | 7.7342 | 7 | 0.7342
6209 | 8.415 | 1 | 2018-12-31 | 2019-12-31 | 365 | 9.642 | 9 | 0.64197
6210 | 10.71 | 1 | 2018-12-31 | 2019-12-31 | 365 | 12.2716 | 12 | 0.2716
6212 | 5.61 | 1 | 2018-12-31 | 2019-12-31 | 365 | 6.428 | 6 | 0.42798
6221 | 11.475 | 1 | 2018-12-31 | 2019-12-31 | 365 | 13.1481 | 13 | 0.14815
6239 | 3.825 | 1 | 2018-12-31 | 2019-12-31 | 365 | 4.3827 | 4 | 0.38272
6268 | 10.965 | 1 | 2018-12-31 | 2019-12-31 | 365 | 12.5638 | 12 | 0.56378
5819 | 4.335 | 1 | 2018-12-31 | 2019-12-31 | 365 | 4.9671 | 4 | 0.96708
5822 | 4.08 | 1 | 2018-12-31 | 2019-12-31 | 365 | 4.6749 | 4 | 0.6749
6271 | 7.14 | 1 | 2018-12-31 | 2019-12-31 | 365 | 8.1811 | 8 | 0.18107
5823 | 3 | 1 | 2018-12-31 | 2019-12-31 | 365 | 3.4374 | 3 | 0.43742
6272 | 3.57 | 1 | 2018-12-31 | 2019-12-31 | 365 | 4.0905 | 4 | 0.090535
5824 | 3.315 | 1 | 2018-12-31 | 2019-12-31 | 365 | 3.7984 | 3 | 0.79835
6274 | 6.885 | 1 | 2018-12-31 | 2019-12-31 | 365 | 7.8889 | 7 | 0.88889
5827 | 6.375 | 1 | 2018-12-31 | 2019-12-31 | 365 | 7.3045 | 7 | 0.30453
6273 | 12.75 | 1 | 2018-12-31 | 2019-12-31 | 365 | 14.6091 | 14 | 0.60905
5826 | 4.845 | 1 | 2018-12-31 | 2019-12-31 | 365 | 5.5514 | 5 | 0.55144
5834 | 4.59 | 1 | 2018-12-31 | 2019-12-31 | 365 | 5.2593 | 5 | 0.25926
5809 | 4.08 | 1 | 2018-12-31 | 2019-12-31 | 365 | 4.6749 | 4 | 0.6749
5836 | 8.16 | 1 | 2018-12-31 | 2019-12-31 | 365 | 9.3498 | 9 | 0.34979
5835 | 6.63 | 1 | 2018-12-31 | 2019-12-31 | 365 | 7.5967 | 7 | 0.59671
5837 | 6.12 | 1 | 2018-12-31 | 2019-12-31 | 365 | 7.0123 | 7 | 0.012345
5839 | 6 | 1 | 2018-12-31 | 2019-12-31 | 365 | 6.8748 | 6 | 0.87485
5840 | 10.455 | 1 | 2018-12-31 | 2019-12-31 | 365 | 11.9794 | 11 | 0.97942
5847 | 5.1 | 1 | 2018-12-31 | 2019-12-31 | 365 | 5.8436 | 5 | 0.84362
5845 | 6 | 1 | 2018-12-31 | 2019-12-31 | 365 | 6.8748 | 6 | 0.87485
5849 | 4.335 | 1 | 2018-12-31 | 2019-12-31 | 365 | 4.9671 | 4 | 0.96708
5852 | 9.18 | 1 | 2018-12-31 | 2019-12-31 | 365 | 10.5185 | 10 | 0.51852
5853 | 4.59 | 1 | 2018-12-31 | 2019-12-31 | 365 | 5.2593 | 5 | 0.25926
5854 | 4.59 | 1 | 2018-12-31 | 2019-12-31 | 365 | 5.2593 | 5 | 0.25926
6278 | 8.925 | 1 | 2018-12-31 | 2019-12-31 | 365 | 10.2263 | 10 | 0.22634
6280 | 10.455 | 1 | 2018-12-31 | 2019-12-31 | 365 | 11.9794 | 11 | 0.97942
5856 | 7.5 | 1 | 2018-12-31 | 2019-12-31 | 365 | 8.5936 | 8 | 0.59356
5857 | 4.75 | 1 | 2018-12-31 | 2019-12-31 | 365 | 5.4426 | 5 | 0.44259
6285 | 4.08 | 1 | 2018-12-31 | 2019-12-31 | 365 | 4.6749 | 4 | 0.6749
6225 | 11.73 | 1 | 2018-12-31 | 2019-12-31 | 365 | 13.4403 | 13 | 0.44033
6657 | 9.69 | 1 | 2018-12-31 | 2019-12-31 | 365 | 11.1029 | 11 | 0.10288
6664 | 8.925 | 1 | 2018-12-31 | 2019-12-31 | 365 | 10.2263 | 10 | 0.22634
6531 | 6 | 1 | 2018-12-31 | 2019-12-31 | 365 | 6.8748 | 6 | 0.87485
6706 | 7.395 | 1 | 2018-12-31 | 2019-12-31 | 365 | 8.4733 | 8 | 0.47325
6707 | 5.865 | 1 | 2018-12-31 | 2019-12-31 | 365 | 6.7202 | 6 | 0.72016
6708 | 8.67 | 1 | 2018-12-31 | 2019-12-31 | 365 | 9.9342 | 9 | 0.93416
6709 | 4.845 | 1 | 2018-12-31 | 2019-12-31 | 365 | 5.5514 | 5 | 0.55144
6710 | 9.18 | 1 | 2018-12-31 | 2019-12-31 | 365 | 10.5185 | 10 | 0.51852
6718 | 8.67 | 1 | 2018-12-31 | 2019-12-31 | 365 | 9.9342 | 9 | 0.93416
6719 | 6.885 | 1 | 2018-12-31 | 2019-12-31 | 365 | 7.8889 | 7 | 0.88889
6096 | 4.59 | 1 | 2018-12-31 | 2019-12-31 | 365 | 5.2593 | 5 | 0.25926
6757 | 7.395 | 1 | 2018-12-31 | 2019-12-31 | 365 | 8.4733 | 8 | 0.47325
6758 | 4.25 | 1 | 2018-12-31 | 2019-12-31 | 365 | 4.8697 | 4 | 0.86968
6760 | 9.18 | 1 | 2018-12-31 | 2019-12-31 | 365 | 10.5185 | 10 | 0.51852
6762 | 5.355 | 1 | 2018-12-31 | 2019-12-31 | 365 | 6.1358 | 6 | 0.1358
6764 | 7.395 | 1 | 2018-12-31 | 2019-12-31 | 365 | 8.4733 | 8 | 0.47325
6763 | 4.335 | 1 | 2018-12-31 | 2019-12-31 | 365 | 4.9671 | 4 | 0.96708
6766 | 5.25 | 1 | 2018-12-31 | 2019-12-31 | 365 | 6.0155 | 6 | 0.015492
6770 | 13.26 | 1 | 2018-12-31 | 2019-12-31 | 365 | 15.1934 | 15 | 0.19341
7554 | 13.515 | 1 | 2018-12-31 | 2019-12-31 | 365 | 15.4856 | 15 | 0.4856
7564 | 3.57 | 1 | 2018-12-31 | 2019-12-31 | 365 | 4.0905 | 4 | 0.090535
7568 | 6.625 | 1 | 2018-12-31 | 2019-12-31 | 365 | 7.591 | 7 | 0.59098
7573 | 5.355 | 1 | 2018-12-31 | 2019-12-31 | 365 | 6.1358 | 6 | 0.1358
7613 | 7.65 | 1 | 2018-12-31 | 2019-12-31 | 365 | 8.7654 | 8 | 0.76543
7631 | 6.12 | 1 | 2018-12-31 | 2019-12-31 | 365 | 7.0123 | 7 | 0.012345
8007 | 5.1 | 1 | 2018-12-31 | 2019-12-31 | 365 | 5.8436 | 5 | 0.84362
8025 | 9.18 | 1 | 2018-12-31 | 2019-12-31 | 365 | 10.5185 | 10 | 0.51852
8049 | 10.2 | 1 | 2018-12-31 | 2019-12-31 | 365 | 11.6872 | 11 | 0.68724
8052 | 5.5 | 1 | 2018-12-31 | 2019-12-31 | 365 | 6.3019 | 6 | 0.30194
8053 | 5.61 | 1 | 2018-12-31 | 2019-12-31 | 365 | 6.428 | 6 | 0.42798
5860 | 8.16 | 1 | 2018-12-31 | 2019-12-31 | 365 | 9.3498 | 9 | 0.34979
8058 | 4.845 | 1 | 2018-12-31 | 2019-12-31 | 365 | 5.5514 | 5 | 0.55144
5861 | 8.25 | 1 | 2018-12-31 | 2019-12-31 | 365 | 9.4529 | 9 | 0.45292
8110 | 12.495 | 1 | 2018-12-31 | 2019-12-31 | 365 | 14.3169 | 14 | 0.31687
5864 | 3.06 | 1 | 2018-12-31 | 2019-12-31 | 365 | 3.5062 | 3 | 0.50617
8117 | 4.08 | 1 | 2018-12-31 | 2019-12-31 | 365 | 4.6749 | 4 | 0.6749
5865 | 7.65 | 1 | 2018-12-31 | 2019-12-31 | 365 | 8.7654 | 8 | 0.76543
5868 | 10.455 | 1 | 2018-12-31 | 2019-12-31 | 365 | 11.9794 | 11 | 0.97942
5873 | 3.57 | 1 | 2018-12-31 | 2019-12-31 | 365 | 4.0905 | 4 | 0.090535
5874 | 6.63 | 1 | 2018-12-31 | 2019-12-31 | 365 | 7.5967 | 7 | 0.59671
5878 | 9.18 | 1 | 2018-12-31 | 2019-12-31 | 365 | 10.5185 | 10 | 0.51852
5879 | 7.65 | 1 | 2018-12-31 | 2019-12-31 | 365 | 8.7654 | 8 | 0.76543
5882 | 6.12 | 1 | 2018-12-31 | 2019-12-31 | 365 | 7.0123 | 7 | 0.012345
5886 | 6.75 | 1 | 2018-12-31 | 2019-12-31 | 365 | 7.7342 | 7 | 0.7342
5885 | 5.1 | 1 | 2018-12-31 | 2019-12-31 | 365 | 5.8436 | 5 | 0.84362
5890 | 7.14 | 1 | 2018-12-31 | 2019-12-31 | 365 | 8.1811 | 8 | 0.18107
5894 | 10.965 | 1 | 2018-12-31 | 2019-12-31 | 365 | 12.5638 | 12 | 0.56378
8482 | 7.65 | 1 | 2018-12-31 | 2019-12-31 | 365 | 8.7654 | 8 | 0.76543
5889 | 3.57 | 1 | 2018-12-31 | 2019-12-31 | 365 | 4.0905 | 4 | 0.090535
5897 | 7.14 | 1 | 2018-12-31 | 2019-12-31 | 365 | 8.1811 | 8 | 0.18107
5893 | 8.415 | 1 | 2018-12-31 | 2019-12-31 | 365 | 9.642 | 9 | 0.64197
5980 | 5.355 | 1 | 2018-12-31 | 2019-12-31 | 365 | 6.1358 | 6 | 0.1358
5982 | 4.845 | 1 | 2018-12-31 | 2019-12-31 | 365 | 5.5514 | 5 | 0.55144
5984 | 6.12 | 1 | 2018-12-31 | 2019-12-31 | 365 | 7.0123 | 7 | 0.012345
5985 | 3.825 | 1 | 2018-12-31 | 2019-12-31 | 365 | 4.3827 | 4 | 0.38272
5991 | 8.925 | 1 | 2018-12-31 | 2019-12-31 | 365 | 10.2263 | 10 | 0.22634
5995 | 2.205 | 1 | 2018-12-31 | 2019-12-31 | 365 | 2.5265 | 2 | 0.52651
6002 | 5.865 | 1 | 2018-12-31 | 2019-12-31 | 365 | 6.7202 | 6 | 0.72016
6000 | 6.375 | 1 | 2018-12-31 | 2019-12-31 | 365 | 7.3045 | 7 | 0.30453
6013 | 3.825 | 1 | 2018-12-31 | 2019-12-31 | 365 | 4.3827 | 4 | 0.38272
6005 | 3.825 | 1 | 2018-12-31 | 2019-12-31 | 365 | 4.3827 | 4 | 0.38272
6006 | 9.69 | 1 | 2018-12-31 | 2019-12-31 | 365 | 11.1029 | 11 | 0.10288
6011 | 7.5 | 1 | 2018-12-31 | 2019-12-31 | 365 | 8.5936 | 8 | 0.59356
8519 | 5.61 | 1 | 2018-12-31 | 2019-12-31 | 365 | 6.428 | 6 | 0.42798
6647 | 5.355 | 1 | 2018-12-31 | 2019-12-31 | 365 | 6.1358 | 6 | 0.1358
8527 | 6.375 | 1 | 2018-12-31 | 2019-12-31 | 365 | 7.3045 | 7 | 0.30453
8532 | 4.59 | 1 | 2018-12-31 | 2019-12-31 | 365 | 5.2593 | 5 | 0.25926
8529 | 4.08 | 1 | 2018-12-31 | 2019-12-31 | 365 | 4.6749 | 4 | 0.6749
8534 | 9.69 | 1 | 2018-12-31 | 2019-12-31 | 365 | 11.1029 | 11 | 0.10288
8536 | 4.59 | 1 | 2018-12-31 | 2019-12-31 | 365 | 5.2593 | 5 | 0.25926
8539 | 13.005 | 1 | 2018-12-31 | 2019-12-31 | 365 | 14.9012 | 14 | 0.90123
7433 | 12.75 | 1 | 2018-12-31 | 2019-12-31 | 365 | 14.6091 | 14 | 0.60905
8543 | 10.71 | 1 | 2018-12-31 | 2019-12-31 | 365 | 12.2716 | 12 | 0.2716
6486 | 6.885 | 1 | 2018-12-31 | 2019-12-31 | 365 | 7.8889 | 7 | 0.88889
6408 | 5.865 | 1 | 2018-12-31 | 2019-12-31 | 365 | 6.7202 | 6 | 0.72016
8548 | 8.925 | 1 | 2018-12-31 | 2019-12-31 | 365 | 10.2263 | 10 | 0.22634
8557 | 8.925 | 1 | 2018-12-31 | 2019-12-31 | 365 | 10.2263 | 10 | 0.22634
8562 | 14.79 | 1 | 2018-12-31 | 2019-12-31 | 365 | 16.9465 | 16 | 0.9465
8563 | 6.12 | 1 | 2018-12-31 | 2019-12-31 | 365 | 7.0123 | 7 | 0.012345
8578 | 6.885 | 1 | 2018-12-31 | 2019-12-31 | 365 | 7.8889 | 7 | 0.88889
8582 | 10.965 | 1 | 2018-12-31 | 2019-12-31 | 365 | 12.5638 | 12 | 0.56378
8589 | 11.475 | 1 | 2018-12-31 | 2019-12-31 | 365 | 13.1481 | 13 | 0.14815
5940 | 9.69 | 1 | 2018-12-31 | 2019-12-31 | 365 | 11.1029 | 11 | 0.10288
8592 | 12.75 | 1 | 2018-12-31 | 2019-12-31 | 365 | 14.6091 | 14 | 0.60905
8778 | 8.16 | 1 | 2018-12-31 | 2019-12-31 | 365 | 9.3498 | 9 | 0.34979
8783 | 5.355 | 1 | 2018-12-31 | 2019-12-31 | 365 | 6.1358 | 6 | 0.1358
8784 | 8.415 | 1 | 2018-12-31 | 2019-12-31 | 365 | 9.642 | 9 | 0.64197
6037 | 5.355 | 1 | 2018-12-31 | 2019-12-31 | 365 | 6.1358 | 6 | 0.1358
6038 | 8.415 | 1 | 2018-12-31 | 2019-12-31 | 365 | 9.642 | 9 | 0.64197
8789 | 5.61 | 1 | 2018-12-31 | 2019-12-31 | 365 | 6.428 | 6 | 0.42798
6040 | 2.915 | 1 | 2018-12-31 | 2019-12-31 | 365 | 3.34 | 3 | 0.34003
8790 | 10.2 | 1 | 2018-12-31 | 2019-12-31 | 365 | 11.6872 | 11 | 0.68724
6041 | 8.16 | 1 | 2018-12-31 | 2019-12-31 | 365 | 9.3498 | 9 | 0.34979
8795 | 5.355 | 1 | 2018-12-31 | 2019-12-31 | 365 | 6.1358 | 6 | 0.1358
6043 | 4.59 | 1 | 2018-12-31 | 2019-12-31 | 365 | 5.2593 | 5 | 0.25926
8799 | 8.67 | 1 | 2018-12-31 | 2019-12-31 | 365 | 9.9342 | 9 | 0.93416
6044 | 9.18 | 1 | 2018-12-31 | 2019-12-31 | 365 | 10.5185 | 10 | 0.51852
8813 | 8.925 | 1 | 2018-12-31 | 2019-12-31 | 365 | 10.2263 | 10 | 0.22634
8838 | 3.315 | 1 | 2018-12-31 | 2019-12-31 | 365 | 3.7984 | 3 | 0.79835
6049 | 8.16 | 1 | 2018-12-31 | 2019-12-31 | 365 | 9.3498 | 9 | 0.34979
8841 | 3.06 | 1 | 2018-12-31 | 2019-12-31 | 365 | 3.5062 | 3 | 0.50617
6051 | 11.73 | 1 | 2018-12-31 | 2019-12-31 | 365 | 13.4403 | 13 | 0.44033
6057 | 4.335 | 1 | 2018-12-31 | 2019-12-31 | 365 | 4.9671 | 4 | 0.96708
8850 | 10.2 | 1 | 2018-12-31 | 2019-12-31 | 365 | 11.6872 | 11 | 0.68724
8967 | 12.24 | 1 | 2018-12-31 | 2019-12-31 | 365 | 14.0247 | 14 | 0.02469
6062 | 6.375 | 1 | 2018-12-31 | 2019-12-31 | 365 | 7.3045 | 7 | 0.30453
6064 | 5.75 | 1 | 2018-12-31 | 2019-12-31 | 365 | 6.5884 | 6 | 0.5884
8982 | 8.925 | 1 | 2018-12-31 | 2019-12-31 | 365 | 10.2263 | 10 | 0.22634
6065 | 6.5 | 1 | 2018-12-31 | 2019-12-31 | 365 | 7.4478 | 7 | 0.44775
6066 | 11.475 | 1 | 2018-12-31 | 2019-12-31 | 365 | 13.1481 | 13 | 0.14815
8986 | 4.845 | 1 | 2018-12-31 | 2019-12-31 | 365 | 5.5514 | 5 | 0.55144
6070 | 7.14 | 1 | 2018-12-31 | 2019-12-31 | 365 | 8.1811 | 8 | 0.18107
6071 | 9.435 | 1 | 2018-12-31 | 2019-12-31 | 365 | 10.8107 | 10 | 0.8107
8990 | 7.14 | 1 | 2018-12-31 | 2019-12-31 | 365 | 8.1811 | 8 | 0.18107
6072 | 10.71 | 1 | 2018-12-31 | 2019-12-31 | 365 | 12.2716 | 12 | 0.2716
6076 | 4.845 | 1 | 2018-12-31 | 2019-12-31 | 365 | 5.5514 | 5 | 0.55144
6080 | 4.59 | 1 | 2018-12-31 | 2019-12-31 | 365 | 5.2593 | 5 | 0.25926
6083 | 6 | 1 | 2018-12-31 | 2019-12-31 | 365 | 6.8748 | 6 | 0.87485
6084 | 15.81 | 1 | 2018-12-31 | 2019-12-31 | 365 | 18.1152 | 18 | 0.11522
8993 | 3.825 | 1 | 2018-12-31 | 2019-12-31 | 365 | 4.3827 | 4 | 0.38272
6087 | 8.67 | 1 | 2018-12-31 | 2019-12-31 | 365 | 9.9342 | 9 | 0.93416
6091 | 9.69 | 1 | 2018-12-31 | 2019-12-31 | 365 | 11.1029 | 11 | 0.10288
8995 | 7.395 | 1 | 2018-12-31 | 2019-12-31 | 365 | 8.4733 | 8 | 0.47325
6100 | 13.77 | 1 | 2018-12-31 | 2019-12-31 | 365 | 15.7778 | 15 | 0.77778
8996 | 6.12 | 1 | 2018-12-31 | 2019-12-31 | 365 | 7.0123 | 7 | 0.012345
6139 | 3.315 | 1 | 2018-12-31 | 2019-12-31 | 365 | 3.7984 | 3 | 0.79835
9000 | 10.2 | 1 | 2018-12-31 | 2019-12-31 | 365 | 11.6872 | 11 | 0.68724
5954 | 7.65 | 1 | 2018-12-31 | 2019-12-31 | 365 | 8.7654 | 8 | 0.76543
6152 | 8.16 | 1 | 2018-12-31 | 2019-12-31 | 365 | 9.3498 | 9 | 0.34979
6145 | 6.375 | 1 | 2018-12-31 | 2019-12-31 | 365 | 7.3045 | 7 | 0.30453
6156 | 12.24 | 1 | 2018-12-31 | 2019-12-31 | 365 | 14.0247 | 14 | 0.02469
6158 | 5.355 | 1 | 2018-12-31 | 2019-12-31 | 365 | 6.1358 | 6 | 0.1358
8998 | 8.67 | 1 | 2018-12-31 | 2019-12-31 | 365 | 9.9342 | 9 | 0.93416
9003 | 10.965 | 1 | 2018-12-31 | 2019-12-31 | 365 | 12.5638 | 12 | 0.56378
9007 | 9.18 | 1 | 2018-12-31 | 2019-12-31 | 365 | 10.5185 | 10 | 0.51852
9011 | 5.865 | 1 | 2018-12-31 | 2019-12-31 | 365 | 6.7202 | 6 | 0.72016
9016 | 9.18 | 1 | 2018-12-31 | 2019-12-31 | 365 | 10.5185 | 10 | 0.51852
9024 | 5.865 | 1 | 2018-12-31 | 2019-12-31 | 365 | 6.7202 | 6 | 0.72016
6033 | 10.71 | 1 | 2018-12-31 | 2019-12-31 | 365 | 12.2716 | 12 | 0.2716
9033 | 2.55 | 1 | 2018-12-31 | 2019-12-31 | 365 | 2.9218 | 2 | 0.92181
9030 | 6.25 | 1 | 2018-12-31 | 2019-12-31 | 365 | 7.1613 | 7 | 0.1613
9041 | 3.57 | 1 | 2018-12-31 | 2019-12-31 | 365 | 4.0905 | 4 | 0.090535
9043 | 6.12 | 1 | 2018-12-31 | 2019-12-31 | 365 | 7.0123 | 7 | 0.012345
9051 | 4.75 | 1 | 2018-12-31 | 2019-12-31 | 365 | 5.4426 | 5 | 0.44259
9060 | 10.4 | 1 | 2018-12-31 | 2019-12-31 | 365 | 11.9164 | 11 | 0.9164
9056 | 8.925 | 1 | 2018-12-31 | 2019-12-31 | 365 | 10.2263 | 10 | 0.22634
9063 | 4.08 | 1 | 2018-12-31 | 2019-12-31 | 365 | 4.6749 | 4 | 0.6749
9289 | 9.435 | 1 | 2018-12-31 | 2019-12-31 | 365 | 10.8107 | 10 | 0.8107
9296 | 7.14 | 1 | 2018-12-31 | 2019-12-31 | 365 | 8.1811 | 8 | 0.18107
9310 | 5.865 | 1 | 2018-12-31 | 2019-12-31 | 365 | 6.7202 | 6 | 0.72016
9444 | 5.1 | 1 | 2018-12-31 | 2019-12-31 | 365 | 5.8436 | 5 | 0.84362
9445 | 4.335 | 1 | 2018-12-31 | 2019-12-31 | 365 | 4.9671 | 4 | 0.96708
9448 | 6.12 | 1 | 2018-12-31 | 2019-12-31 | 365 | 7.0123 | 7 | 0.012345
9449 | 17.34 | 1 | 2018-12-31 | 2019-12-31 | 365 | 19.8683 | 19 | 0.86831
6289 | 6.63 | 1 | 2018-12-31 | 2019-12-31 | 365 | 7.5967 | 7 | 0.59671
6081 | 9.5 | 1 | 2018-12-31 | 2019-12-31 | 365 | 10.8852 | 10 | 0.88518
6078 | 5.355 | 1 | 2018-12-31 | 2019-12-31 | 365 | 6.1358 | 6 | 0.1358
6294 | 11.73 | 1 | 2018-12-31 | 2019-12-31 | 365 | 13.4403 | 13 | 0.44033
6295 | 6.885 | 1 | 2018-12-31 | 2019-12-31 | 365 | 7.8889 | 7 | 0.88889
5741 | 5.865 | 1 | 2018-12-31 | 2019-12-31 | 365 | 6.7202 | 6 | 0.72016
9504 | 13.26 | 1 | 2018-12-31 | 2019-12-31 | 365 | 15.1934 | 15 | 0.19341
9505 | 11.73 | 1 | 2018-12-31 | 2019-12-31 | 365 | 13.4403 | 13 | 0.44033
9528 | 7.14 | 1 | 2018-12-31 | 2019-12-31 | 365 | 8.1811 | 8 | 0.18107
9589 | 3.57 | 1 | 2018-12-31 | 2019-12-31 | 365 | 4.0905 | 4 | 0.090535
9585 | 4.16 | 1 | 2018-12-31 | 2019-12-31 | 365 | 4.7666 | 4 | 0.76656
9590 | 3.06 | 1 | 2018-12-31 | 2019-12-31 | 365 | 3.5062 | 3 | 0.50617
9591 | 9.435 | 1 | 2018-12-31 | 2019-12-31 | 365 | 10.8107 | 10 | 0.8107
9606 | 6.375 | 1 | 2018-12-31 | 2019-12-31 | 365 | 7.3045 | 7 | 0.30453
9607 | 3.06 | 1 | 2018-12-31 | 2019-12-31 | 365 | 3.5062 | 3 | 0.50617
9614 | 10.2 | 1 | 2018-12-31 | 2019-12-31 | 365 | 11.6872 | 11 | 0.68724
9617 | 4.59 | 1 | 2018-12-31 | 2019-12-31 | 365 | 5.2593 | 5 | 0.25926
9619 | 4.335 | 1 | 2018-12-31 | 2019-12-31 | 365 | 4.9671 | 4 | 0.96708
5807 | 8.16 | 1 | 2018-12-31 | 2019-12-31 | 365 | 9.3498 | 9 | 0.34979
5844 | 9.18 | 1 | 2018-12-31 | 2019-12-31 | 365 | 10.5185 | 10 | 0.51852
5825 | 7.14 | 1 | 2018-12-31 | 2019-12-31 | 365 | 8.1811 | 8 | 0.18107
5848 | 7.905 | 1 | 2018-12-31 | 2019-12-31 | 365 | 9.0576 | 9 | 0.057612
6094 | 10.71 | 1 | 2018-12-31 | 2019-12-31 | 365 | 12.2716 | 12 | 0.2716
5888 | 11.5 | 1 | 2018-12-31 | 2019-12-31 | 365 | 13.1768 | 13 | 0.17679
5808 | 7.65 | 1 | 2018-12-31 | 2019-12-31 | 365 | 8.7654 | 8 | 0.76543
6086 | 7.395 | 1 | 2018-12-31 | 2019-12-31 | 365 | 8.4733 | 8 | 0.47325
6095 | 11.22 | 1 | 2018-12-31 | 2019-12-31 | 365 | 12.856 | 12 | 0.85597
9768 | 3.825 | 1 | 2018-12-31 | 2019-12-31 | 365 | 4.3827 | 4 | 0.38272
9771 | 13.005 | 1 | 2018-12-31 | 2019-12-31 | 365 | 14.9012 | 14 | 0.90123
9775 | 3.06 | 1 | 2018-12-31 | 2019-12-31 | 365 | 3.5062 | 3 | 0.50617
9782 | 3.315 | 1 | 2018-12-31 | 2019-12-31 | 365 | 3.7984 | 3 | 0.79835
9788 | 8.16 | 1 | 2018-12-31 | 2019-12-31 | 365 | 9.3498 | 9 | 0.34979
6308 | 7.14 | 1 | 2018-12-31 | 2019-12-31 | 365 | 8.1811 | 8 | 0.18107
9857 | 6.12 | 1 | 2018-12-31 | 2019-12-31 | 365 | 7.0123 | 7 | 0.012345
6307 | 5.1 | 1 | 2018-12-31 | 2019-12-31 | 365 | 5.8436 | 5 | 0.84362
9858 | 5.865 | 1 | 2018-12-31 | 2019-12-31 | 365 | 6.7202 | 6 | 0.72016
6311 | 4.335 | 1 | 2018-12-31 | 2019-12-31 | 365 | 4.9671 | 4 | 0.96708
6333 | 8.415 | 1 | 2018-12-31 | 2019-12-31 | 365 | 9.642 | 9 | 0.64197
6089 | 3.57 | 1 | 2018-12-31 | 2019-12-31 | 365 | 4.0905 | 4 | 0.090535
6366 | 3 | 1 | 2018-12-31 | 2019-12-31 | 365 | 3.4374 | 3 | 0.43742
5944 | 14.28 | 1 | 2018-12-31 | 2019-12-31 | 365 | 16.3621 | 16 | 0.36214
6399 | 8.67 | 1 | 2018-12-31 | 2019-12-31 | 365 | 9.9342 | 9 | 0.93416
9869 | 5 | 1 | 2018-12-31 | 2019-12-31 | 365 | 5.729 | 5 | 0.72904
9901 | 13.005 | 1 | 2018-12-31 | 2019-12-31 | 365 | 14.9012 | 14 | 0.90123
9914 | 11.475 | 1 | 2018-12-31 | 2019-12-31 | 365 | 13.1481 | 13 | 0.14815
9915 | 6 | 1 | 2018-12-31 | 2019-12-31 | 365 | 6.8748 | 6 | 0.87485
9917 | 7.395 | 1 | 2018-12-31 | 2019-12-31 | 365 | 8.4733 | 8 | 0.47325
9918 | 4.59 | 1 | 2018-12-31 | 2019-12-31 | 365 | 5.2593 | 5 | 0.25926
9381 | 11.475 | 1 | 2018-12-31 | 2019-12-31 | 365 | 13.1481 | 13 | 0.14815
9922 | 10.965 | 1 | 2018-12-31 | 2019-12-31 | 365 | 12.5638 | 12 | 0.56378
9921 | 7.65 | 1 | 2018-12-31 | 2019-12-31 | 365 | 8.7654 | 8 | 0.76543
9951 | 10.455 | 1 | 2018-12-31 | 2019-12-31 | 365 | 11.9794 | 11 | 0.97942
8628 | 5 | 1 | 2018-12-31 | 2019-12-31 | 365 | 5.729 | 5 | 0.72904
8976 | 4.59 | 1 | 2018-12-31 | 2019-12-31 | 365 | 5.2593 | 5 | 0.25926
9201 | 12.495 | 1 | 2018-12-31 | 2019-12-31 | 365 | 14.3169 | 14 | 0.31687
9103 | 5.355 | 1 | 2018-12-31 | 2019-12-31 | 365 | 6.1358 | 6 | 0.1358
10050 | 13.77 | 1 | 2018-12-31 | 2019-12-31 | 365 | 15.7778 | 15 | 0.77778
10064 | 7.65 | 1 | 2018-12-31 | 2019-12-31 | 365 | 8.7654 | 8 | 0.76543
10069 | 11.985 | 1 | 2018-12-31 | 2019-12-31 | 365 | 13.7325 | 13 | 0.73251
10127 | 6.885 | 1 | 2018-12-31 | 2019-12-31 | 365 | 7.8889 | 7 | 0.88889
10131 | 6.885 | 1 | 2018-12-31 | 2019-12-31 | 365 | 7.8889 | 7 | 0.88889
10133 | 10.2 | 1 | 2018-12-31 | 2019-12-31 | 365 | 11.6872 | 11 | 0.68724
10136 | 4.25 | 1 | 2018-12-31 | 2019-12-31 | 365 | 4.8697 | 4 | 0.86968
10146 | 3.825 | 1 | 2018-12-31 | 2019-12-31 | 365 | 4.3827 | 4 | 0.38272
6405 | 7.14 | 1 | 2018-12-31 | 2019-12-31 | 365 | 8.1811 | 8 | 0.18107
6410 | 4.59 | 1 | 2018-12-31 | 2019-12-31 | 365 | 5.2593 | 5 | 0.25926
6411 | 5.355 | 1 | 2018-12-31 | 2019-12-31 | 365 | 6.1358 | 6 | 0.1358
10149 | 2.805 | 1 | 2018-12-31 | 2019-12-31 | 365 | 3.214 | 3 | 0.21399
10156 | 5.61 | 1 | 2018-12-31 | 2019-12-31 | 365 | 6.428 | 6 | 0.42798
6490 | 8.16 | 1 | 2018-12-31 | 2019-12-31 | 365 | 9.3498 | 9 | 0.34979
6495 | 9.18 | 1 | 2018-12-31 | 2019-12-31 | 365 | 10.5185 | 10 | 0.51852
6501 | 7.14 | 1 | 2018-12-31 | 2019-12-31 | 365 | 8.1811 | 8 | 0.18107
6503 | 6.25 | 1 | 2018-12-31 | 2019-12-31 | 365 | 7.1613 | 7 | 0.1613
6505 | 13.515 | 1 | 2018-12-31 | 2019-12-31 | 365 | 15.4856 | 15 | 0.4856
6511 | 5.61 | 1 | 2018-12-31 | 2019-12-31 | 365 | 6.428 | 6 | 0.42798
6512 | 4 | 1 | 2018-12-31 | 2019-12-31 | 365 | 4.5832 | 4 | 0.58323
6513 | 13.515 | 1 | 2018-12-31 | 2019-12-31 | 365 | 15.4856 | 15 | 0.4856
6516 | 5.355 | 1 | 2018-12-31 | 2019-12-31 | 365 | 6.1358 | 6 | 0.1358
6519 | 4.335 | 1 | 2018-12-31 | 2019-12-31 | 365 | 4.9671 | 4 | 0.96708
6522 | 7.25 | 1 | 2018-12-31 | 2019-12-31 | 365 | 8.3071 | 8 | 0.30711
6523 | 5.355 | 1 | 2018-12-31 | 2019-12-31 | 365 | 6.1358 | 6 | 0.1358
6340 | 5.865 | 1 | 2018-12-31 | 2019-12-31 | 365 | 6.7202 | 6 | 0.72016
6526 | 2.805 | 1 | 2018-12-31 | 2019-12-31 | 365 | 3.214 | 3 | 0.21399
6527 | 5.1 | 1 | 2018-12-31 | 2019-12-31 | 365 | 5.8436 | 5 | 0.84362
6413 | 3.315 | 1 | 2018-12-31 | 2019-12-31 | 365 | 3.7984 | 3 | 0.79835
6529 | 5.1 | 1 | 2018-12-31 | 2019-12-31 | 365 | 5.8436 | 5 | 0.84362
6530 | 9.18 | 1 | 2018-12-31 | 2019-12-31 | 365 | 10.5185 | 10 | 0.51852
5680 | 4.08 | 1 | 2018-12-31 | 2019-12-31 | 365 | 4.6749 | 4 | 0.6749
6532 | 7.905 | 1 | 2018-12-31 | 2019-12-31 | 365 | 9.0576 | 9 | 0.057612
6536 | 8.48 | 1 | 2018-12-31 | 2019-12-31 | 365 | 9.7165 | 9 | 0.71645
6537 | 4.335 | 1 | 2018-12-31 | 2019-12-31 | 365 | 4.9671 | 4 | 0.96708
6483 | 11.22 | 1 | 2018-12-31 | 2019-12-31 | 365 | 12.856 | 12 | 0.85597
6488 | 3.825 | 1 | 2018-12-31 | 2019-12-31 | 365 | 4.3827 | 4 | 0.38272
6350 | 6.12 | 1 | 2018-12-31 | 2019-12-31 | 365 | 7.0123 | 7 | 0.012345
6651 | 6.375 | 1 | 2018-12-31 | 2019-12-31 | 365 | 7.3045 | 7 | 0.30453
6653 | 10.71 | 1 | 2018-12-31 | 2019-12-31 | 365 | 12.2716 | 12 | 0.2716
6654 | 7.65 | 1 | 2018-12-31 | 2019-12-31 | 365 | 8.7654 | 8 | 0.76543
6655 | 5.1 | 1 | 2018-12-31 | 2019-12-31 | 365 | 5.8436 | 5 | 0.84362
6771 | 13.515 | 1 | 2018-12-31 | 2019-12-31 | 365 | 15.4856 | 15 | 0.4856
6775 | 12.495 | 1 | 2018-12-31 | 2019-12-31 | 365 | 14.3169 | 14 | 0.31687
6790 | 6.63 | 1 | 2018-12-31 | 2019-12-31 | 365 | 7.5967 | 7 | 0.59671
6791 | 3.57 | 1 | 2018-12-31 | 2019-12-31 | 365 | 4.0905 | 4 | 0.090535
6916 | 3.75 | 1 | 2018-12-31 | 2019-12-31 | 365 | 4.2968 | 4 | 0.29678
6938 | 8.16 | 1 | 2018-12-31 | 2019-12-31 | 365 | 9.3498 | 9 | 0.34979
6942 | 3.25 | 1 | 2018-12-31 | 2019-12-31 | 365 | 3.7239 | 3 | 0.72388
7003 | 10.455 | 1 | 2018-12-31 | 2019-12-31 | 365 | 11.9794 | 11 | 0.97942
7009 | 7.14 | 1 | 2018-12-31 | 2019-12-31 | 365 | 8.1811 | 8 | 0.18107
7013 | 7.65 | 1 | 2018-12-31 | 2019-12-31 | 365 | 8.7654 | 8 | 0.76543
7023 | 3.57 | 1 | 2018-12-31 | 2019-12-31 | 365 | 4.0905 | 4 | 0.090535
7024 | 5.61 | 1 | 2018-12-31 | 2019-12-31 | 365 | 6.428 | 6 | 0.42798
7026 | 7.65 | 1 | 2018-12-31 | 2019-12-31 | 365 | 8.7654 | 8 | 0.76543
7036 | 8.67 | 1 | 2018-12-31 | 2019-12-31 | 365 | 9.9342 | 9 | 0.93416
7094 | 6.885 | 1 | 2018-12-31 | 2019-12-31 | 365 | 7.8889 | 7 | 0.88889
7136 | 7.65 | 1 | 2018-12-31 | 2019-12-31 | 365 | 8.7654 | 8 | 0.76543
7138 | 10.2 | 1 | 2018-12-31 | 2019-12-31 | 365 | 11.6872 | 11 | 0.68724
7144 | 6.5 | 1 | 2018-12-31 | 2019-12-31 | 365 | 7.4478 | 7 | 0.44775
5386 | 6 | 1 | 2018-12-31 | 2019-12-31 | 365 | 6.8748 | 6 | 0.87485
6088 | 8.67 | 1 | 2018-12-31 | 2019-12-31 | 365 | 9.9342 | 9 | 0.93416
7126 | 15.3 | 1 | 2018-12-31 | 2019-12-31 | 365 | 17.5309 | 17 | 0.53086
5866 | 8.925 | 1 | 2018-12-31 | 2019-12-31 | 365 | 10.2263 | 10 | 0.22634
5877 | 11.22 | 1 | 2018-12-31 | 2019-12-31 | 365 | 12.856 | 12 | 0.85597
6191 | 13.77 | 1 | 2018-12-31 | 2019-12-31 | 365 | 15.7778 | 15 | 0.77778
6270 | 7.905 | 1 | 2018-12-31 | 2019-12-31 | 365 | 9.0576 | 9 | 0.057612
6665 | 14.025 | 1 | 2018-12-31 | 2019-12-31 | 365 | 16.07 | 16 | 0.069957
6720 | 14.79 | 1 | 2018-12-31 | 2019-12-31 | 365 | 16.9465 | 16 | 0.9465
6765 | 9.25 | 1 | 2018-12-31 | 2019-12-31 | 365 | 10.5987 | 10 | 0.59872
6768 | 9.69 | 1 | 2018-12-31 | 2019-12-31 | 365 | 11.1029 | 11 | 0.10288
8500 | 2.94 | 1 | 2018-12-31 | 2019-12-31 | 365 | 3.3687 | 3 | 0.36868
7274 | 6.63 | 1 | 2018-12-31 | 2019-12-31 | 365 | 7.5967 | 7 | 0.59671
7286 | 13.25 | 1 | 2018-12-31 | 2019-12-31 | 365 | 15.182 | 15 | 0.18196
7288 | 5.1 | 1 | 2018-12-31 | 2019-12-31 | 365 | 5.8436 | 5 | 0.84362
6406 | 6.12 | 1 | 2018-12-31 | 2019-12-31 | 365 | 7.0123 | 7 | 0.012345
6493 | 9.69 | 1 | 2018-12-31 | 2019-12-31 | 365 | 11.1029 | 11 | 0.10288
6735 | 5.355 | 1 | 2018-12-31 | 2019-12-31 | 365 | 6.1358 | 6 | 0.1358
7312 | 8.67 | 1 | 2018-12-31 | 2019-12-31 | 365 | 9.9342 | 9 | 0.93416
7315 | 7.395 | 1 | 2018-12-31 | 2019-12-31 | 365 | 8.4733 | 8 | 0.47325
7355 | 10.455 | 1 | 2018-12-31 | 2019-12-31 | 365 | 11.9794 | 11 | 0.97942
7387 | 13.005 | 1 | 2018-12-31 | 2019-12-31 | 365 | 14.9012 | 14 | 0.90123
7401 | 4.59 | 1 | 2018-12-31 | 2019-12-31 | 365 | 5.2593 | 5 | 0.25926
7409 | 12.495 | 1 | 2018-12-31 | 2019-12-31 | 365 | 14.3169 | 14 | 0.31687
7434 | 9.18 | 1 | 2018-12-31 | 2019-12-31 | 365 | 10.5185 | 10 | 0.51852
7467 | 6.63 | 1 | 2018-12-31 | 2019-12-31 | 365 | 7.5967 | 7 | 0.59671
7323 | 6.12 | 1 | 2018-12-31 | 2019-12-31 | 365 | 7.0123 | 7 | 0.012345
6663 | 6.885 | 1 | 2018-12-31 | 2019-12-31 | 365 | 7.8889 | 7 | 0.88889
5731 | 2.295 | 1 | 2018-12-31 | 2019-12-31 | 365 | 2.6296 | 2 | 0.62963
5573 | 10.5 | 1 | 2018-12-31 | 2019-12-31 | 365 | 12.031 | 12 | 0.030984
5568 | 17.34 | 1 | 2018-12-31 | 2019-12-31 | 365 | 19.8683 | 19 | 0.86831
9089 | 7.5 | 1 | 2018-12-31 | 2019-12-31 | 365 | 8.5936 | 8 | 0.59356
9208 | 3.57 | 1 | 2018-12-31 | 2019-12-31 | 365 | 4.0905 | 4 | 0.090535
8322 | 7.395 | 1 | 2018-12-31 | 2019-12-31 | 365 | 8.4733 | 8 | 0.47325
8485 | 13.005 | 1 | 2018-12-31 | 2019-12-31 | 365 | 14.9012 | 14 | 0.90123
8775 | 6.12 | 1 | 2018-12-31 | 2019-12-31 | 365 | 7.0123 | 7 | 0.012345
8781 | 4.75 | 1 | 2018-12-31 | 2019-12-31 | 365 | 5.4426 | 5 | 0.44259
7546 | 6.375 | 1 | 2018-12-31 | 2019-12-31 | 365 | 7.3045 | 7 | 0.30453
7637 | 8.415 | 1 | 2018-12-31 | 2019-12-31 | 365 | 9.642 | 9 | 0.64197
7556 | 6.63 | 1 | 2018-12-31 | 2019-12-31 | 365 | 7.5967 | 7 | 0.59671
7647 | 11.985 | 1 | 2018-12-31 | 2019-12-31 | 365 | 13.7325 | 13 | 0.73251
7651 | 11.22 | 1 | 2018-12-31 | 2019-12-31 | 365 | 12.856 | 12 | 0.85597
7736 | 4.08 | 1 | 2018-12-31 | 2019-12-31 | 365 | 4.6749 | 4 | 0.6749
7738 | 3.06 | 1 | 2018-12-31 | 2019-12-31 | 365 | 3.5062 | 3 | 0.50617
7430 | 5.61 | 1 | 2018-12-31 | 2019-12-31 | 365 | 6.428 | 6 | 0.42798
7741 | 7.395 | 1 | 2018-12-31 | 2019-12-31 | 365 | 8.4733 | 8 | 0.47325
7754 | 8.67 | 1 | 2018-12-31 | 2019-12-31 | 365 | 9.9342 | 9 | 0.93416
7759 | 11.475 | 1 | 2018-12-31 | 2019-12-31 | 365 | 13.1481 | 13 | 0.14815
7774 | 5.865 | 1 | 2018-12-31 | 2019-12-31 | 365 | 6.7202 | 6 | 0.72016
7780 | 10.71 | 1 | 2018-12-31 | 2019-12-31 | 365 | 12.2716 | 12 | 0.2716
7853 | 3 | 1 | 2018-12-31 | 2019-12-31 | 365 | 3.4374 | 3 | 0.43742
7856 | 3.57 | 1 | 2018-12-31 | 2019-12-31 | 365 | 4.0905 | 4 | 0.090535
7742 | 4.59 | 1 | 2018-12-31 | 2019-12-31 | 365 | 5.2593 | 5 | 0.25926
8125 | 10.455 | 1 | 2018-12-31 | 2019-12-31 | 365 | 11.9794 | 11 | 0.97942
8128 | 11.22 | 1 | 2018-12-31 | 2019-12-31 | 365 | 12.856 | 12 | 0.85597
8133 | 9.945 | 1 | 2018-12-31 | 2019-12-31 | 365 | 11.3951 | 11 | 0.39506
8134 | 7.395 | 1 | 2018-12-31 | 2019-12-31 | 365 | 8.4733 | 8 | 0.47325
8181 | 12.495 | 1 | 2018-12-31 | 2019-12-31 | 365 | 14.3169 | 14 | 0.31687
7140 | 19 | 1 | 2018-12-31 | 2019-12-31 | 365 | 21.7704 | 21 | 0.77035
8223 | 12.25 | 1 | 2018-12-31 | 2019-12-31 | 365 | 14.0361 | 14 | 0.036148
8228 | 11.475 | 1 | 2018-12-31 | 2019-12-31 | 365 | 13.1481 | 13 | 0.14815
8305 | 11.25 | 1 | 2018-12-31 | 2019-12-31 | 365 | 12.8903 | 12 | 0.89034
8312 | 6.63 | 1 | 2018-12-31 | 2019-12-31 | 365 | 7.5967 | 7 | 0.59671
8368 | 6.63 | 1 | 2018-12-31 | 2019-12-31 | 365 | 7.5967 | 7 | 0.59671
8400 | 6.885 | 1 | 2018-12-31 | 2019-12-31 | 365 | 7.8889 | 7 | 0.88889
8403 | 4.08 | 1 | 2018-12-31 | 2019-12-31 | 365 | 4.6749 | 4 | 0.6749
8415 | 4.59 | 1 | 2018-12-31 | 2019-12-31 | 365 | 5.2593 | 5 | 0.25926
8595 | 6.885 | 1 | 2018-12-31 | 2019-12-31 | 365 | 7.8889 | 7 | 0.88889
8601 | 8.16 | 1 | 2018-12-31 | 2019-12-31 | 365 | 9.3498 | 9 | 0.34979
8597 | 5.355 | 1 | 2018-12-31 | 2019-12-31 | 365 | 6.1358 | 6 | 0.1358
8623 | 10.2 | 1 | 2018-12-31 | 2019-12-31 | 365 | 11.6872 | 11 | 0.68724
8629 | 4.75 | 1 | 2018-12-31 | 2019-12-31 | 365 | 5.4426 | 5 | 0.44259
8634 | 4.59 | 1 | 2018-12-31 | 2019-12-31 | 365 | 5.2593 | 5 | 0.25926
8503 | 3.315 | 1 | 2018-12-31 | 2019-12-31 | 365 | 3.7984 | 3 | 0.79835
8670 | 9.945 | 1 | 2018-12-31 | 2019-12-31 | 365 | 11.3951 | 11 | 0.39506
8676 | 13.005 | 1 | 2018-12-31 | 2019-12-31 | 365 | 14.9012 | 14 | 0.90123
8684 | 4.59 | 1 | 2018-12-31 | 2019-12-31 | 365 | 5.2593 | 5 | 0.25926
8770 | 13.26 | 1 | 2018-12-31 | 2019-12-31 | 365 | 15.1934 | 15 | 0.19341
7431 | 4.845 | 1 | 2018-12-31 | 2019-12-31 | 365 | 5.5514 | 5 | 0.55144
8859 | 4.335 | 1 | 2018-12-31 | 2019-12-31 | 365 | 4.9671 | 4 | 0.96708
8861 | 7.65 | 1 | 2018-12-31 | 2019-12-31 | 365 | 8.7654 | 8 | 0.76543
8851 | 4.845 | 1 | 2018-12-31 | 2019-12-31 | 365 | 5.5514 | 5 | 0.55144
7559 | 9.435 | 1 | 2018-12-31 | 2019-12-31 | 365 | 10.8107 | 10 | 0.8107
8992 | 14.79 | 1 | 2018-12-31 | 2019-12-31 | 365 | 16.9465 | 16 | 0.9465
9046 | 11.475 | 1 | 2018-12-31 | 2019-12-31 | 365 | 13.1481 | 13 | 0.14815
9592 | 13.005 | 1 | 2018-12-31 | 2019-12-31 | 365 | 14.9012 | 14 | 0.90123
8920 | 12.75 | 1 | 2018-12-31 | 2019-12-31 | 365 | 14.6091 | 14 | 0.60905
6404 | 10.965 | 1 | 2018-12-31 | 2019-12-31 | 365 | 12.5638 | 12 | 0.56378
8948 | 5.865 | 1 | 2018-12-31 | 2019-12-31 | 365 | 6.7202 | 6 | 0.72016
8952 | 4.59 | 1 | 2018-12-31 | 2019-12-31 | 365 | 5.2593 | 5 | 0.25926
8957 | 6.5 | 1 | 2018-12-31 | 2019-12-31 | 365 | 7.4478 | 7 | 0.44775
8959 | 11.985 | 1 | 2018-12-31 | 2019-12-31 | 365 | 13.7325 | 13 | 0.73251
8963 | 4.25 | 1 | 2018-12-31 | 2019-12-31 | 365 | 4.8697 | 4 | 0.86968
8961 | 11.475 | 1 | 2018-12-31 | 2019-12-31 | 365 | 13.1481 | 13 | 0.14815
9335 | 5.61 | 1 | 2018-12-31 | 2019-12-31 | 365 | 6.428 | 6 | 0.42798
9367 | 8.16 | 1 | 2018-12-31 | 2019-12-31 | 365 | 9.3498 | 9 | 0.34979
9370 | 16.32 | 1 | 2018-12-31 | 2019-12-31 | 365 | 18.6996 | 18 | 0.69959
9377 | 6.12 | 1 | 2018-12-31 | 2019-12-31 | 365 | 7.0123 | 7 | 0.012345
9379 | 3.57 | 1 | 2018-12-31 | 2019-12-31 | 365 | 4.0905 | 4 | 0.090535
9618 | 3.06 | 1 | 2018-12-31 | 2019-12-31 | 365 | 3.5062 | 3 | 0.50617
9625 | 7.65 | 1 | 2018-12-31 | 2019-12-31 | 365 | 8.7654 | 8 | 0.76543
9632 | 4.335 | 1 | 2018-12-31 | 2019-12-31 | 365 | 4.9671 | 4 | 0.96708
9633 | 7.905 | 1 | 2018-12-31 | 2019-12-31 | 365 | 9.0576 | 9 | 0.057612
9679 | 4.335 | 1 | 2018-12-31 | 2019-12-31 | 365 | 4.9671 | 4 | 0.96708
9681 | 10.455 | 1 | 2018-12-31 | 2019-12-31 | 365 | 11.9794 | 11 | 0.97942
9689 | 4.335 | 1 | 2018-12-31 | 2019-12-31 | 365 | 4.9671 | 4 | 0.96708
9684 | 11.985 | 1 | 2018-12-31 | 2019-12-31 | 365 | 13.7325 | 13 | 0.73251
9696 | 6.885 | 1 | 2018-12-31 | 2019-12-31 | 365 | 7.8889 | 7 | 0.88889
9704 | 9.69 | 1 | 2018-12-31 | 2019-12-31 | 365 | 11.1029 | 11 | 0.10288
9750 | 5.61 | 1 | 2018-12-31 | 2019-12-31 | 365 | 6.428 | 6 | 0.42798
9755 | 6.12 | 1 | 2018-12-31 | 2019-12-31 | 365 | 7.0123 | 7 | 0.012345
9761 | 2.55 | 1 | 2018-12-31 | 2019-12-31 | 365 | 2.9218 | 2 | 0.92181
9763 | 10.965 | 1 | 2018-12-31 | 2019-12-31 | 365 | 12.5638 | 12 | 0.56378
9456 | 13.26 | 1 | 2018-12-31 | 2019-12-31 | 365 | 15.1934 | 15 | 0.19341
9459 | 5.865 | 1 | 2018-12-31 | 2019-12-31 | 365 | 6.7202 | 6 | 0.72016
9461 | 8.67 | 1 | 2018-12-31 | 2019-12-31 | 365 | 9.9342 | 9 | 0.93416
13963 | 3.5 | 1 | 2018-12-31 | 2019-12-31 | 365 | 4.0103 | 4 | 0.010328
13982 | 10.965 | 1 | 2018-12-31 | 2019-12-31 | 365 | 12.5638 | 12 | 0.56378
17201 | 9.945 | 1 | 2018-12-31 | 2019-12-31 | 365 | 11.3951 | 11 | 0.39506
13998 | 10.2 | 1 | 2018-12-31 | 2019-12-31 | 365 | 11.6872 | 11 | 0.68724
17219 | 7.65 | 1 | 2018-12-31 | 2019-12-31 | 365 | 8.7654 | 8 | 0.76543
14026 | 7.65 | 1 | 2018-12-31 | 2019-12-31 | 365 | 8.7654 | 8 | 0.76543
14028 | 9.435 | 1 | 2018-12-31 | 2019-12-31 | 365 | 10.8107 | 10 | 0.8107
14048 | 2.86 | 1 | 2018-12-31 | 2019-12-31 | 365 | 3.277 | 3 | 0.27701
17208 | 4.59 | 1 | 2018-12-31 | 2019-12-31 | 365 | 5.2593 | 5 | 0.25926
14116 | 2.55 | 1 | 2018-12-31 | 2019-12-31 | 365 | 2.9218 | 2 | 0.92181
18312 | 3 | 1 | 2018-12-31 | 2019-12-31 | 365 | 3.4374 | 3 | 0.43742
13974 | 2.55 | 1 | 2018-12-31 | 2019-12-31 | 365 | 2.9218 | 2 | 0.92181
14021 | 5.865 | 1 | 2018-12-31 | 2019-12-31 | 365 | 6.7202 | 6 | 0.72016
14047 | 6.375 | 1 | 2018-12-31 | 2019-12-31 | 365 | 7.3045 | 7 | 0.30453
14014 | 8.16 | 1 | 2018-12-31 | 2019-12-31 | 365 | 9.3498 | 9 | 0.34979
13987 | 2.55 | 1 | 2018-12-31 | 2019-12-31 | 365 | 2.9218 | 2 | 0.92181
17216 | 4.59 | 1 | 2018-12-31 | 2019-12-31 | 365 | 5.2593 | 5 | 0.25926
53872 | 4.5 | 1 | 2018-12-31 | 2019-12-31 | 365 | 5.1561 | 5 | 0.15614
15247 | 5.72 | 1 | 2018-12-31 | 2019-12-31 | 365 | 6.554 | 6 | 0.55402
13993 | 7.65 | 1 | 2018-12-31 | 2019-12-31 | 365 | 8.7654 | 8 | 0.76543
67330 | 9.1 | 1 | 2018-12-31 | 2019-12-31 | 365 | 10.4269 | 10 | 0.42685
15076 | 4.68 | 1 | 2018-12-31 | 2019-12-31 | 365 | 5.3624 | 5 | 0.36238
14049 | 3.06 | 1 | 2018-12-31 | 2019-12-31 | 365 | 3.5062 | 3 | 0.50617
14130 | 2.6 | 1 | 2018-12-31 | 2019-12-31 | 365 | 2.9791 | 2 | 0.9791
17222 | 5.98 | 1 | 2018-12-31 | 2019-12-31 | 365 | 6.8519 | 6 | 0.85193
20867 | 3.57 | 1 | 2018-12-31 | 2019-12-31 | 365 | 4.0905 | 4 | 0.090535
20240 | 11.44 | 1 | 2018-12-31 | 2019-12-31 | 365 | 13.108 | 13 | 0.10804
17191 | 3.06 | 1 | 2018-12-31 | 2019-12-31 | 365 | 3.5062 | 3 | 0.50617
14003 | 7.14 | 1 | 2018-12-31 | 2019-12-31 | 365 | 8.1811 | 8 | 0.18107
14008 | 5.355 | 1 | 2018-12-31 | 2019-12-31 | 365 | 6.1358 | 6 | 0.1358
14041 | 6.12 | 1 | 2018-12-31 | 2019-12-31 | 365 | 7.0123 | 7 | 0.012345
9979 | 5.865 | 1 | 2018-12-31 | 2019-12-31 | 365 | 6.7202 | 6 | 0.72016
9990 | 6.885 | 1 | 2018-12-31 | 2019-12-31 | 365 | 7.8889 | 7 | 0.88889
10038 | 4.59 | 1 | 2018-12-31 | 2019-12-31 | 365 | 5.2593 | 5 | 0.25926
9092 | 5.5 | 1 | 2018-12-31 | 2019-12-31 | 365 | 6.3019 | 6 | 0.30194
9088 | 5.1 | 1 | 2018-12-31 | 2019-12-31 | 365 | 5.8436 | 5 | 0.84362
9099 | 12.5 | 1 | 2018-12-31 | 2019-12-31 | 365 | 14.3226 | 14 | 0.3226
9093 | 3.06 | 1 | 2018-12-31 | 2019-12-31 | 365 | 3.5062 | 3 | 0.50617
9107 | 5.355 | 1 | 2018-12-31 | 2019-12-31 | 365 | 6.1358 | 6 | 0.1358
9111 | 9.69 | 1 | 2018-12-31 | 2019-12-31 | 365 | 11.1029 | 11 | 0.10288
9112 | 6.12 | 1 | 2018-12-31 | 2019-12-31 | 365 | 7.0123 | 7 | 0.012345
9114 | 5.61 | 1 | 2018-12-31 | 2019-12-31 | 365 | 6.428 | 6 | 0.42798
9115 | 11.73 | 1 | 2018-12-31 | 2019-12-31 | 365 | 13.4403 | 13 | 0.44033
9121 | 2.55 | 1 | 2018-12-31 | 2019-12-31 | 365 | 2.9218 | 2 | 0.92181
9122 | 13.26 | 1 | 2018-12-31 | 2019-12-31 | 365 | 15.1934 | 15 | 0.19341
9133 | 7.65 | 1 | 2018-12-31 | 2019-12-31 | 365 | 8.7654 | 8 | 0.76543
9129 | 7.905 | 1 | 2018-12-31 | 2019-12-31 | 365 | 9.0576 | 9 | 0.057612
9148 | 9.435 | 1 | 2018-12-31 | 2019-12-31 | 365 | 10.8107 | 10 | 0.8107
9136 | 6.885 | 1 | 2018-12-31 | 2019-12-31 | 365 | 7.8889 | 7 | 0.88889
9692 | 8.58 | 1 | 2018-12-31 | 2019-12-31 | 365 | 9.831 | 9 | 0.83103
9765 | 5.46 | 1 | 2018-12-31 | 2019-12-31 | 365 | 6.2561 | 6 | 0.25611
9773 | 10.92 | 1 | 2018-12-31 | 2019-12-31 | 365 | 12.5122 | 12 | 0.51222
9862 | 8.32 | 1 | 2018-12-31 | 2019-12-31 | 365 | 9.5331 | 9 | 0.53312
9593 | 8.32 | 1 | 2018-12-31 | 2019-12-31 | 365 | 9.5331 | 9 | 0.53312
9227 | 3.315 | 1 | 2018-12-31 | 2019-12-31 | 365 | 3.7984 | 3 | 0.79835
9229 | 6.63 | 1 | 2018-12-31 | 2019-12-31 | 365 | 7.5967 | 7 | 0.59671
9238 | 7.395 | 1 | 2018-12-31 | 2019-12-31 | 365 | 8.4733 | 8 | 0.47325
9240 | 9.18 | 1 | 2018-12-31 | 2019-12-31 | 365 | 10.5185 | 10 | 0.51852
9242 | 5.355 | 1 | 2018-12-31 | 2019-12-31 | 365 | 6.1358 | 6 | 0.1358
9253 | 7.395 | 1 | 2018-12-31 | 2019-12-31 | 365 | 8.4733 | 8 | 0.47325
2213 | 46.795 | 0.9 | 2018-12-31 | 2019-12-31 | 365 | 48.2563 | 48 | 0.25628
9258 | 3.825 | 1 | 2018-12-31 | 2019-12-31 | 365 | 4.3827 | 4 | 0.38272
9256 | 4.845 | 1 | 2018-12-31 | 2019-12-31 | 365 | 5.5514 | 5 | 0.55144
9260 | 2.805 | 1 | 2018-12-31 | 2019-12-31 | 365 | 3.214 | 3 | 0.21399
2215 | 71.4 | 0.9 | 2018-12-31 | 2019-12-31 | 365 | 73.6296 | 73 | 0.62962
2216 | 153.51 | 0.9 | 2018-12-31 | 2019-12-31 | 365 | 158.3037 | 158 | 0.30369
9261 | 6.12 | 1 | 2018-12-31 | 2019-12-31 | 365 | 7.0123 | 7 | 0.012345
9255 | 5.355 | 1 | 2018-12-31 | 2019-12-31 | 365 | 6.1358 | 6 | 0.1358
10130 | 4.16 | 1 | 2018-12-31 | 2019-12-31 | 365 | 4.7666 | 4 | 0.76656
9266 | 6.095 | 1 | 2018-12-31 | 2019-12-31 | 365 | 6.9837 | 6 | 0.9837
9267 | 6.12 | 1 | 2018-12-31 | 2019-12-31 | 365 | 7.0123 | 7 | 0.012345
9447 | 6.12 | 1 | 2018-12-31 | 2019-12-31 | 365 | 7.0123 | 7 | 0.012345
9615 | 4.335 | 1 | 2018-12-31 | 2019-12-31 | 365 | 4.9671 | 4 | 0.96708
9272 | 12.75 | 1 | 2018-12-31 | 2019-12-31 | 365 | 14.6091 | 14 | 0.60905
5943 | 5.1 | 1 | 2018-12-31 | 2019-12-31 | 365 | 5.8436 | 5 | 0.84362
5747 | 5.1 | 1 | 2018-12-31 | 2019-12-31 | 365 | 5.8436 | 5 | 0.84362
5742 | 4.25 | 1 | 2018-12-31 | 2019-12-31 | 365 | 4.8697 | 4 | 0.86968
9285 | 6.63 | 1 | 2018-12-31 | 2019-12-31 | 365 | 7.5967 | 7 | 0.59671
9954 | 13.78 | 1 | 2018-12-31 | 2019-12-31 | 365 | 15.7892 | 15 | 0.78923
9957 | 7.905 | 1 | 2018-12-31 | 2019-12-31 | 365 | 9.0576 | 9 | 0.057612
9226 | 11.7 | 1 | 2018-12-31 | 2019-12-31 | 365 | 13.406 | 13 | 0.40595
9960 | 10.2 | 1 | 2018-12-31 | 2019-12-31 | 365 | 11.6872 | 11 | 0.68724
10076 | 6.375 | 1 | 2018-12-31 | 2019-12-31 | 365 | 7.3045 | 7 | 0.30453
10082 | 8.16 | 1 | 2018-12-31 | 2019-12-31 | 365 | 9.3498 | 9 | 0.34979
9281 | 2.04 | 1 | 2018-12-31 | 2019-12-31 | 365 | 2.3374 | 2 | 0.33745
12304 | 7.65 | 1 | 2018-12-31 | 2019-12-31 | 365 | 8.7654 | 8 | 0.76543
10115 | 6.75 | 1 | 2018-12-31 | 2019-12-31 | 365 | 7.7342 | 7 | 0.7342
10112 | 7.905 | 1 | 2018-12-31 | 2019-12-31 | 365 | 9.0576 | 9 | 0.057612
9923 | 5.355 | 1 | 2018-12-31 | 2019-12-31 | 365 | 6.1358 | 6 | 0.1358
9924 | 11.475 | 1 | 2018-12-31 | 2019-12-31 | 365 | 13.1481 | 13 | 0.14815
10121 | 9.435 | 1 | 2018-12-31 | 2019-12-31 | 365 | 10.8107 | 10 | 0.8107
9473 | 5.1 | 1 | 2018-12-31 | 2019-12-31 | 365 | 5.8436 | 5 | 0.84362
10161 | 4.25 | 1 | 2018-12-31 | 2019-12-31 | 365 | 4.8697 | 4 | 0.86968
10166 | 2.55 | 1 | 2018-12-31 | 2019-12-31 | 365 | 2.9218 | 2 | 0.92181
10167 | 2.295 | 1 | 2018-12-31 | 2019-12-31 | 365 | 2.6296 | 2 | 0.62963
10226 | 11.475 | 1 | 2018-12-31 | 2019-12-31 | 365 | 13.1481 | 13 | 0.14815
10324 | 8.16 | 1 | 2018-12-31 | 2019-12-31 | 365 | 9.3498 | 9 | 0.34979
10231 | 7.395 | 1 | 2018-12-31 | 2019-12-31 | 365 | 8.4733 | 8 | 0.47325
10320 | 4.845 | 1 | 2018-12-31 | 2019-12-31 | 365 | 5.5514 | 5 | 0.55144
10239 | 9.1 | 1 | 2018-12-31 | 2019-12-31 | 365 | 10.4269 | 10 | 0.42685
10241 | 6.36 | 1 | 2018-12-31 | 2019-12-31 | 365 | 7.2873 | 7 | 0.28734
10317 | 4.94 | 1 | 2018-12-31 | 2019-12-31 | 365 | 5.6603 | 5 | 0.66029
10244 | 10.66 | 1 | 2018-12-31 | 2019-12-31 | 365 | 12.2143 | 12 | 0.21431
10245 | 10.66 | 1 | 2018-12-31 | 2019-12-31 | 365 | 12.2143 | 12 | 0.21431
10247 | 15.3 | 1 | 2018-12-31 | 2019-12-31 | 365 | 17.5309 | 17 | 0.53086
10248 | 17.595 | 1 | 2018-12-31 | 2019-12-31 | 365 | 20.1605 | 20 | 0.16049
10249 | 8.67 | 1 | 2018-12-31 | 2019-12-31 | 365 | 9.9342 | 9 | 0.93416
10174 | 6.76 | 1 | 2018-12-31 | 2019-12-31 | 365 | 7.7457 | 7 | 0.74566
10175 | 10.455 | 1 | 2018-12-31 | 2019-12-31 | 365 | 11.9794 | 11 | 0.97942
10177 | 6.885 | 1 | 2018-12-31 | 2019-12-31 | 365 | 7.8889 | 7 | 0.88889
10179 | 6.885 | 1 | 2018-12-31 | 2019-12-31 | 365 | 7.8889 | 7 | 0.88889
10180 | 5.61 | 1 | 2018-12-31 | 2019-12-31 | 365 | 6.428 | 6 | 0.42798
10181 | 6.375 | 1 | 2018-12-31 | 2019-12-31 | 365 | 7.3045 | 7 | 0.30453
7586 | 5 | 1 | 2018-12-31 | 2019-12-31 | 365 | 5.729 | 5 | 0.72904
7565 | 13.25 | 1 | 2018-12-31 | 2019-12-31 | 365 | 15.182 | 15 | 0.18196
7588 | 3.57 | 1 | 2018-12-31 | 2019-12-31 | 365 | 4.0905 | 4 | 0.090535
7589 | 10.2 | 1 | 2018-12-31 | 2019-12-31 | 365 | 11.6872 | 11 | 0.68724
10184 | 4.845 | 1 | 2018-12-31 | 2019-12-31 | 365 | 5.5514 | 5 | 0.55144
10334 | 6.24 | 1 | 2018-12-31 | 2019-12-31 | 365 | 7.1498 | 7 | 0.14984
10347 | 4.77 | 1 | 2018-12-31 | 2019-12-31 | 365 | 5.4655 | 5 | 0.4655
10349 | 4.335 | 1 | 2018-12-31 | 2019-12-31 | 365 | 4.9671 | 4 | 0.96708
10353 | 6.885 | 1 | 2018-12-31 | 2019-12-31 | 365 | 7.8889 | 7 | 0.88889
10662 | 2.75 | 1 | 2018-12-31 | 2019-12-31 | 365 | 3.151 | 3 | 0.15097
10661 | 8.415 | 1 | 2018-12-31 | 2019-12-31 | 365 | 9.642 | 9 | 0.64197
10668 | 6.24 | 1 | 2018-12-31 | 2019-12-31 | 365 | 7.1498 | 7 | 0.14984
10658 | 8.415 | 1 | 2018-12-31 | 2019-12-31 | 365 | 9.642 | 9 | 0.64197
10666 | 10.2 | 1 | 2018-12-31 | 2019-12-31 | 365 | 11.6872 | 11 | 0.68724
10664 | 9.36 | 1 | 2018-12-31 | 2019-12-31 | 365 | 10.7248 | 10 | 0.72476
10670 | 4.59 | 1 | 2018-12-31 | 2019-12-31 | 365 | 5.2593 | 5 | 0.25926
10671 | 11.73 | 1 | 2018-12-31 | 2019-12-31 | 365 | 13.4403 | 13 | 0.44033
10655 | 9.62 | 1 | 2018-12-31 | 2019-12-31 | 365 | 11.0227 | 11 | 0.022673
10620 | 4.845 | 1 | 2018-12-31 | 2019-12-31 | 365 | 5.5514 | 5 | 0.55144
6093 | 8.67 | 1 | 2018-12-31 | 2019-12-31 | 365 | 9.9342 | 9 | 0.93416
10214 | 2.805 | 1 | 2018-12-31 | 2019-12-31 | 365 | 3.214 | 3 | 0.21399
10638 | 6.24 | 1 | 2018-12-31 | 2019-12-31 | 365 | 7.1498 | 7 | 0.14984
10659 | 2.75 | 1 | 2018-12-31 | 2019-12-31 | 365 | 3.151 | 3 | 0.15097
10669 | 10.4 | 1 | 2018-12-31 | 2019-12-31 | 365 | 11.9164 | 11 | 0.9164
10327 | 4.845 | 1 | 2018-12-31 | 2019-12-31 | 365 | 5.5514 | 5 | 0.55144
10665 | 9.435 | 1 | 2018-12-31 | 2019-12-31 | 365 | 10.8107 | 10 | 0.8107
10660 | 8.925 | 1 | 2018-12-31 | 2019-12-31 | 365 | 10.2263 | 10 | 0.22634
10473 | 7.65 | 1 | 2018-12-31 | 2019-12-31 | 365 | 8.7654 | 8 | 0.76543
10476 | 6.885 | 1 | 2018-12-31 | 2019-12-31 | 365 | 7.8889 | 7 | 0.88889
10479 | 7.905 | 1 | 2018-12-31 | 2019-12-31 | 365 | 9.0576 | 9 | 0.057612
10250 | 3.06 | 1 | 2018-12-31 | 2019-12-31 | 365 | 3.5062 | 3 | 0.50617
10481 | 7.54 | 1 | 2018-12-31 | 2019-12-31 | 365 | 8.6394 | 8 | 0.63939
10251 | 7.65 | 1 | 2018-12-31 | 2019-12-31 | 365 | 8.7654 | 8 | 0.76543
10484 | 3.64 | 1 | 2018-12-31 | 2019-12-31 | 365 | 4.1707 | 4 | 0.17074
10486 | 8.32 | 1 | 2018-12-31 | 2019-12-31 | 365 | 9.5331 | 9 | 0.53312
10489 | 9.69 | 1 | 2018-12-31 | 2019-12-31 | 365 | 11.1029 | 11 | 0.10288
10495 | 3.06 | 1 | 2018-12-31 | 2019-12-31 | 365 | 3.5062 | 3 | 0.50617
10499 | 7.395 | 1 | 2018-12-31 | 2019-12-31 | 365 | 8.4733 | 8 | 0.47325
10155 | 6.12 | 1 | 2018-12-31 | 2019-12-31 | 365 | 7.0123 | 7 | 0.012345
10170 | 5.1 | 1 | 2018-12-31 | 2019-12-31 | 365 | 5.8436 | 5 | 0.84362
10585 | 3.12 | 1 | 2018-12-31 | 2019-12-31 | 365 | 3.5749 | 3 | 0.57492
10591 | 3.06 | 1 | 2018-12-31 | 2019-12-31 | 365 | 3.5062 | 3 | 0.50617
10596 | 10.4 | 1 | 2018-12-31 | 2019-12-31 | 365 | 11.9164 | 11 | 0.9164
10600 | 6.885 | 1 | 2018-12-31 | 2019-12-31 | 365 | 7.8889 | 7 | 0.88889
10601 | 3.64 | 1 | 2018-12-31 | 2019-12-31 | 365 | 4.1707 | 4 | 0.17074
10615 | 3.825 | 1 | 2018-12-31 | 2019-12-31 | 365 | 4.3827 | 4 | 0.38272
10258 | 5.1 | 1 | 2018-12-31 | 2019-12-31 | 365 | 5.8436 | 5 | 0.84362
10673 | 3.38 | 1 | 2018-12-31 | 2019-12-31 | 365 | 3.8728 | 3 | 0.87283
10702 | 6.12 | 1 | 2018-12-31 | 2019-12-31 | 365 | 7.0123 | 7 | 0.012345
10706 | 7.905 | 1 | 2018-12-31 | 2019-12-31 | 365 | 9.0576 | 9 | 0.057612
10713 | 3.825 | 1 | 2018-12-31 | 2019-12-31 | 365 | 4.3827 | 4 | 0.38272
10715 | 7.02 | 1 | 2018-12-31 | 2019-12-31 | 365 | 8.0436 | 8 | 0.043572
10716 | 5.98 | 1 | 2018-12-31 | 2019-12-31 | 365 | 6.8519 | 6 | 0.85193
10727 | 4.25 | 1 | 2018-12-31 | 2019-12-31 | 365 | 4.8697 | 4 | 0.86968
10488 | 11.44 | 1 | 2018-12-31 | 2019-12-31 | 365 | 13.108 | 13 | 0.10804
10678 | 8.32 | 1 | 2018-12-31 | 2019-12-31 | 365 | 9.5331 | 9 | 0.53312
10846 | 6.5 | 1 | 2018-12-31 | 2019-12-31 | 365 | 7.4478 | 7 | 0.44775
10849 | 10.2 | 1 | 2018-12-31 | 2019-12-31 | 365 | 11.6872 | 11 | 0.68724
10850 | 8.415 | 1 | 2018-12-31 | 2019-12-31 | 365 | 9.642 | 9 | 0.64197
10851 | 3.06 | 1 | 2018-12-31 | 2019-12-31 | 365 | 3.5062 | 3 | 0.50617
10853 | 5.61 | 1 | 2018-12-31 | 2019-12-31 | 365 | 6.428 | 6 | 0.42798
10858 | 9.69 | 1 | 2018-12-31 | 2019-12-31 | 365 | 11.1029 | 11 | 0.10288
10304 | 13 | 1 | 2018-12-31 | 2019-12-31 | 365 | 14.8955 | 14 | 0.8955
10866 | 4.845 | 1 | 2018-12-31 | 2019-12-31 | 365 | 5.5514 | 5 | 0.55144
10884 | 5.72 | 1 | 2018-12-31 | 2019-12-31 | 365 | 6.554 | 6 | 0.55402
10885 | 5.865 | 1 | 2018-12-31 | 2019-12-31 | 365 | 6.7202 | 6 | 0.72016
10887 | 6.885 | 1 | 2018-12-31 | 2019-12-31 | 365 | 7.8889 | 7 | 0.88889
11194 | 4.59 | 1 | 2018-12-31 | 2019-12-31 | 365 | 5.2593 | 5 | 0.25926
11193 | 3.315 | 1 | 2018-12-31 | 2019-12-31 | 365 | 3.7984 | 3 | 0.79835
11180 | 11.44 | 1 | 2018-12-31 | 2019-12-31 | 365 | 13.108 | 13 | 0.10804
11188 | 9.18 | 1 | 2018-12-31 | 2019-12-31 | 365 | 10.5185 | 10 | 0.51852
10901 | 3.38 | 1 | 2018-12-31 | 2019-12-31 | 365 | 3.8728 | 3 | 0.87283
11175 | 4.08 | 1 | 2018-12-31 | 2019-12-31 | 365 | 4.6749 | 4 | 0.6749
10384 | 4.08 | 1 | 2018-12-31 | 2019-12-31 | 365 | 4.6749 | 4 | 0.6749
10385 | 12.74 | 1 | 2018-12-31 | 2019-12-31 | 365 | 14.5976 | 14 | 0.59759
10388 | 3.38 | 1 | 2018-12-31 | 2019-12-31 | 365 | 3.8728 | 3 | 0.87283
6732 | 3.825 | 1 | 2018-12-31 | 2019-12-31 | 365 | 4.3827 | 4 | 0.38272
10906 | 8.84 | 1 | 2018-12-31 | 2019-12-31 | 365 | 10.1289 | 10 | 0.12894
10908 | 7.395 | 1 | 2018-12-31 | 2019-12-31 | 365 | 8.4733 | 8 | 0.47325
10910 | 9.88 | 1 | 2018-12-31 | 2019-12-31 | 365 | 11.3206 | 11 | 0.32058
10408 | 10.92 | 1 | 2018-12-31 | 2019-12-31 | 365 | 12.5122 | 12 | 0.51222
10911 | 3.12 | 1 | 2018-12-31 | 2019-12-31 | 365 | 3.5749 | 3 | 0.57492
10918 | 11.96 | 1 | 2018-12-31 | 2019-12-31 | 365 | 13.7039 | 13 | 0.70386
10420 | 4.505 | 1 | 2018-12-31 | 2019-12-31 | 365 | 5.1619 | 5 | 0.16187
10423 | 9.62 | 1 | 2018-12-31 | 2019-12-31 | 365 | 11.0227 | 11 | 0.022673
10426 | 4.08 | 1 | 2018-12-31 | 2019-12-31 | 365 | 4.6749 | 4 | 0.6749
8051 | 8.415 | 1 | 2018-12-31 | 2019-12-31 | 365 | 9.642 | 9 | 0.64197
10433 | 9.54 | 1 | 2018-12-31 | 2019-12-31 | 365 | 10.931 | 10 | 0.93101
10437 | 4.845 | 1 | 2018-12-31 | 2019-12-31 | 365 | 5.5514 | 5 | 0.55144
10465 | 6.12 | 1 | 2018-12-31 | 2019-12-31 | 365 | 7.0123 | 7 | 0.012345
10466 | 4.59 | 1 | 2018-12-31 | 2019-12-31 | 365 | 5.2593 | 5 | 0.25926
10468 | 3.06 | 1 | 2018-12-31 | 2019-12-31 | 365 | 3.5062 | 3 | 0.50617
10624 | 5.865 | 1 | 2018-12-31 | 2019-12-31 | 365 | 6.7202 | 6 | 0.72016
10344 | 10.2 | 1 | 2018-12-31 | 2019-12-31 | 365 | 11.6872 | 11 | 0.68724
10608 | 5.75 | 1 | 2018-12-31 | 2019-12-31 | 365 | 6.5884 | 6 | 0.5884
10643 | 5.61 | 1 | 2018-12-31 | 2019-12-31 | 365 | 6.428 | 6 | 0.42798
10640 | 7.14 | 1 | 2018-12-31 | 2019-12-31 | 365 | 8.1811 | 8 | 0.18107
10644 | 10.14 | 1 | 2018-12-31 | 2019-12-31 | 365 | 11.6185 | 11 | 0.61849
10635 | 9.88 | 1 | 2018-12-31 | 2019-12-31 | 365 | 11.3206 | 11 | 0.32058
10634 | 7.65 | 1 | 2018-12-31 | 2019-12-31 | 365 | 8.7654 | 8 | 0.76543
10647 | 7 | 1 | 2018-12-31 | 2019-12-31 | 365 | 8.0207 | 8 | 0.020656
10641 | 7.65 | 1 | 2018-12-31 | 2019-12-31 | 365 | 8.7654 | 8 | 0.76543
10639 | 7.54 | 1 | 2018-12-31 | 2019-12-31 | 365 | 8.6394 | 8 | 0.63939
10632 | 4.16 | 1 | 2018-12-31 | 2019-12-31 | 365 | 4.7666 | 4 | 0.76656
10628 | 5.1 | 1 | 2018-12-31 | 2019-12-31 | 365 | 5.8436 | 5 | 0.84362
10630 | 5.61 | 1 | 2018-12-31 | 2019-12-31 | 365 | 6.428 | 6 | 0.42798
10633 | 7.65 | 1 | 2018-12-31 | 2019-12-31 | 365 | 8.7654 | 8 | 0.76543
10631 | 4.845 | 1 | 2018-12-31 | 2019-12-31 | 365 | 5.5514 | 5 | 0.55144
10629 | 6.63 | 1 | 2018-12-31 | 2019-12-31 | 365 | 7.5967 | 7 | 0.59671
10625 | 11.475 | 1 | 2018-12-31 | 2019-12-31 | 365 | 13.1481 | 13 | 0.14815
10627 | 5.355 | 1 | 2018-12-31 | 2019-12-31 | 365 | 6.1358 | 6 | 0.1358
10653 | 9.435 | 1 | 2018-12-31 | 2019-12-31 | 365 | 10.8107 | 10 | 0.8107
10616 | 10.965 | 1 | 2018-12-31 | 2019-12-31 | 365 | 12.5638 | 12 | 0.56378
10672 | 2.805 | 1 | 2018-12-31 | 2019-12-31 | 365 | 3.214 | 3 | 0.21399
10663 | 6.76 | 1 | 2018-12-31 | 2019-12-31 | 365 | 7.7457 | 7 | 0.74566
10667 | 3.9 | 1 | 2018-12-31 | 2019-12-31 | 365 | 4.4687 | 4 | 0.46865
10497 | 3.825 | 1 | 2018-12-31 | 2019-12-31 | 365 | 4.3827 | 4 | 0.38272
10501 | 3.315 | 1 | 2018-12-31 | 2019-12-31 | 365 | 3.7984 | 3 | 0.79835
10504 | 4.335 | 1 | 2018-12-31 | 2019-12-31 | 365 | 4.9671 | 4 | 0.96708
10505 | 5.355 | 1 | 2018-12-31 | 2019-12-31 | 365 | 6.1358 | 6 | 0.1358
10508 | 8.16 | 1 | 2018-12-31 | 2019-12-31 | 365 | 9.3498 | 9 | 0.34979
10510 | 6.375 | 1 | 2018-12-31 | 2019-12-31 | 365 | 7.3045 | 7 | 0.30453
10512 | 10.965 | 1 | 2018-12-31 | 2019-12-31 | 365 | 12.5638 | 12 | 0.56378
10514 | 6.12 | 1 | 2018-12-31 | 2019-12-31 | 365 | 7.0123 | 7 | 0.012345
10519 | 8.58 | 1 | 2018-12-31 | 2019-12-31 | 365 | 9.831 | 9 | 0.83103
10531 | 4.59 | 1 | 2018-12-31 | 2019-12-31 | 365 | 5.2593 | 5 | 0.25926
10532 | 3.64 | 1 | 2018-12-31 | 2019-12-31 | 365 | 4.1707 | 4 | 0.17074
10533 | 3.9 | 1 | 2018-12-31 | 2019-12-31 | 365 | 4.4687 | 4 | 0.46865
11310 | 4.75 | 1 | 2018-12-31 | 2019-12-31 | 365 | 5.4426 | 5 | 0.44259
11364 | 2.5 | 1 | 2018-12-31 | 2019-12-31 | 365 | 2.8645 | 2 | 0.86452
11366 | 5.61 | 1 | 2018-12-31 | 2019-12-31 | 365 | 6.428 | 6 | 0.42798
11367 | 6.12 | 1 | 2018-12-31 | 2019-12-31 | 365 | 7.0123 | 7 | 0.012345
11382 | 6.63 | 1 | 2018-12-31 | 2019-12-31 | 365 | 7.5967 | 7 | 0.59671
11126 | 6.5 | 1 | 2018-12-31 | 2019-12-31 | 365 | 7.4478 | 7 | 0.44775
10732 | 7.28 | 1 | 2018-12-31 | 2019-12-31 | 365 | 8.3415 | 8 | 0.34148
10746 | 4.08 | 1 | 2018-12-31 | 2019-12-31 | 365 | 4.6749 | 4 | 0.6749
10496 | 4.59 | 1 | 2018-12-31 | 2019-12-31 | 365 | 5.2593 | 5 | 0.25926
10626 | 5.1 | 1 | 2018-12-31 | 2019-12-31 | 365 | 5.8436 | 5 | 0.84362
10554 | 5.2 | 1 | 2018-12-31 | 2019-12-31 | 365 | 5.9582 | 5 | 0.9582
10559 | 7.54 | 1 | 2018-12-31 | 2019-12-31 | 365 | 8.6394 | 8 | 0.63939
10562 | 2.805 | 1 | 2018-12-31 | 2019-12-31 | 365 | 3.214 | 3 | 0.21399
10569 | 8.16 | 1 | 2018-12-31 | 2019-12-31 | 365 | 9.3498 | 9 | 0.34979
10571 | 7.14 | 1 | 2018-12-31 | 2019-12-31 | 365 | 8.1811 | 8 | 0.18107
10362 | 5.355 | 1 | 2018-12-31 | 2019-12-31 | 365 | 6.1358 | 6 | 0.1358
10762 | 7.14 | 1 | 2018-12-31 | 2019-12-31 | 365 | 8.1811 | 8 | 0.18107
10764 | 4.16 | 1 | 2018-12-31 | 2019-12-31 | 365 | 4.7666 | 4 | 0.76656
10768 | 4.59 | 1 | 2018-12-31 | 2019-12-31 | 365 | 5.2593 | 5 | 0.25926
10787 | 6.24 | 1 | 2018-12-31 | 2019-12-31 | 365 | 7.1498 | 7 | 0.14984
10789 | 7.65 | 1 | 2018-12-31 | 2019-12-31 | 365 | 8.7654 | 8 | 0.76543
10793 | 6.24 | 1 | 2018-12-31 | 2019-12-31 | 365 | 7.1498 | 7 | 0.14984
10792 | 12.24 | 1 | 2018-12-31 | 2019-12-31 | 365 | 14.0247 | 14 | 0.02469
10808 | 5.1 | 1 | 2018-12-31 | 2019-12-31 | 365 | 5.8436 | 5 | 0.84362
10810 | 7.28 | 1 | 2018-12-31 | 2019-12-31 | 365 | 8.3415 | 8 | 0.34148
10811 | 15.81 | 1 | 2018-12-31 | 2019-12-31 | 365 | 18.1152 | 18 | 0.11522
10817 | 8.5 | 1 | 2018-12-31 | 2019-12-31 | 365 | 9.7394 | 9 | 0.73937
10820 | 4.94 | 1 | 2018-12-31 | 2019-12-31 | 365 | 5.6603 | 5 | 0.66029
10823 | 12 | 1 | 2018-12-31 | 2019-12-31 | 365 | 13.7497 | 13 | 0.7497
10822 | 8.16 | 1 | 2018-12-31 | 2019-12-31 | 365 | 9.3498 | 9 | 0.34979
10825 | 7 | 1 | 2018-12-31 | 2019-12-31 | 365 | 8.0207 | 8 | 0.020656
10828 | 12 | 1 | 2018-12-31 | 2019-12-31 | 365 | 13.7497 | 13 | 0.7497
10827 | 10.25 | 1 | 2018-12-31 | 2019-12-31 | 365 | 11.7445 | 11 | 0.74453
10830 | 5.61 | 1 | 2018-12-31 | 2019-12-31 | 365 | 6.428 | 6 | 0.42798
10834 | 4.16 | 1 | 2018-12-31 | 2019-12-31 | 365 | 4.7666 | 4 | 0.76656
10835 | 5.5 | 1 | 2018-12-31 | 2019-12-31 | 365 | 6.3019 | 6 | 0.30194
10836 | 9.18 | 1 | 2018-12-31 | 2019-12-31 | 365 | 10.5185 | 10 | 0.51852
10837 | 4.59 | 1 | 2018-12-31 | 2019-12-31 | 365 | 5.2593 | 5 | 0.25926
10838 | 8.925 | 1 | 2018-12-31 | 2019-12-31 | 365 | 10.2263 | 10 | 0.22634
10839 | 5.46 | 1 | 2018-12-31 | 2019-12-31 | 365 | 6.2561 | 6 | 0.25611
10841 | 5.1 | 1 | 2018-12-31 | 2019-12-31 | 365 | 5.8436 | 5 | 0.84362
10842 | 8.84 | 1 | 2018-12-31 | 2019-12-31 | 365 | 10.1289 | 10 | 0.12894
10843 | 16.575 | 1 | 2018-12-31 | 2019-12-31 | 365 | 18.9918 | 18 | 0.99177
10844 | 10.92 | 1 | 2018-12-31 | 2019-12-31 | 365 | 12.5122 | 12 | 0.51222
10979 | 11.22 | 1 | 2018-12-31 | 2019-12-31 | 365 | 12.856 | 12 | 0.85597
9286 | 7.395 | 1 | 2018-12-31 | 2019-12-31 | 365 | 8.4733 | 8 | 0.47325
10980 | 7.14 | 1 | 2018-12-31 | 2019-12-31 | 365 | 8.1811 | 8 | 0.18107
11030 | 11.475 | 1 | 2018-12-31 | 2019-12-31 | 365 | 13.1481 | 13 | 0.14815
11033 | 11.22 | 1 | 2018-12-31 | 2019-12-31 | 365 | 12.856 | 12 | 0.85597
17096 | 5.5 | 1 | 2018-12-31 | 2019-12-31 | 365 | 6.3019 | 6 | 0.30194
17142 | 5.1 | 1 | 2018-12-31 | 2019-12-31 | 365 | 5.8436 | 5 | 0.84362
20385 | 4.68 | 1 | 2018-12-31 | 2019-12-31 | 365 | 5.3624 | 5 | 0.36238
58980 | 2.16 | 1 | 2018-12-31 | 2019-12-31 | 365 | 2.4749 | 2 | 0.47495
16912 | 5.72 | 1 | 2018-12-31 | 2019-12-31 | 365 | 6.554 | 6 | 0.55402
20381 | 6.5 | 1 | 2018-12-31 | 2019-12-31 | 365 | 7.4478 | 7 | 0.44775
58873 | 6.12 | 1 | 2018-12-31 | 2019-12-31 | 365 | 7.0123 | 7 | 0.012345
58951 | 3.06 | 1 | 2018-12-31 | 2019-12-31 | 365 | 3.5062 | 3 | 0.50617
17227 | 4.94 | 1 | 2018-12-31 | 2019-12-31 | 365 | 5.6603 | 5 | 0.66029
20266 | 7.28 | 1 | 2018-12-31 | 2019-12-31 | 365 | 8.3415 | 8 | 0.34148
20265 | 3.12 | 1 | 2018-12-31 | 2019-12-31 | 365 | 3.5749 | 3 | 0.57492
53830 | 5.94 | 1 | 2018-12-31 | 2019-12-31 | 365 | 6.8061 | 6 | 0.8061
17116 | 3.825 | 1 | 2018-12-31 | 2019-12-31 | 365 | 4.3827 | 4 | 0.38272
21358 | 7.28 | 1 | 2018-12-31 | 2019-12-31 | 365 | 8.3415 | 8 | 0.34148
20361 | 9.69 | 1 | 2018-12-31 | 2019-12-31 | 365 | 11.1029 | 11 | 0.10288
17156 | 5.72 | 1 | 2018-12-31 | 2019-12-31 | 365 | 6.554 | 6 | 0.55402
17132 | 6.12 | 1 | 2018-12-31 | 2019-12-31 | 365 | 7.0123 | 7 | 0.012345
17146 | 2.295 | 1 | 2018-12-31 | 2019-12-31 | 365 | 2.6296 | 2 | 0.62963
17099 | 4.845 | 1 | 2018-12-31 | 2019-12-31 | 365 | 5.5514 | 5 | 0.55144
15150 | 8.84 | 1 | 2018-12-31 | 2019-12-31 | 365 | 10.1289 | 10 | 0.12894
17103 | 5.61 | 1 | 2018-12-31 | 2019-12-31 | 365 | 6.428 | 6 | 0.42798
17130 | 3.315 | 1 | 2018-12-31 | 2019-12-31 | 365 | 3.7984 | 3 | 0.79835
20386 | 8.84 | 1 | 2018-12-31 | 2019-12-31 | 365 | 10.1289 | 10 | 0.12894
15176 | 2.34 | 1 | 2018-12-31 | 2019-12-31 | 365 | 2.6812 | 2 | 0.68119
17221 | 2.6 | 1 | 2018-12-31 | 2019-12-31 | 365 | 2.9791 | 2 | 0.9791
17494 | 2.34 | 1 | 2018-12-31 | 2019-12-31 | 365 | 2.6812 | 2 | 0.68119
17157 | 6.12 | 1 | 2018-12-31 | 2019-12-31 | 365 | 7.0123 | 7 | 0.012345
17135 | 5.1 | 1 | 2018-12-31 | 2019-12-31 | 365 | 5.8436 | 5 | 0.84362
20325 | 6.63 | 1 | 2018-12-31 | 2019-12-31 | 365 | 7.5967 | 7 | 0.59671
17110 | 5.355 | 1 | 2018-12-31 | 2019-12-31 | 365 | 6.1358 | 6 | 0.1358
53852 | 3.9 | 1 | 2018-12-31 | 2019-12-31 | 365 | 4.4687 | 4 | 0.46865
15135 | 12.48 | 1 | 2018-12-31 | 2019-12-31 | 365 | 14.2997 | 14 | 0.29968
17112 | 11.22 | 1 | 2018-12-31 | 2019-12-31 | 365 | 12.856 | 12 | 0.85597
15259 | 5.2 | 1 | 2018-12-31 | 2019-12-31 | 365 | 5.9582 | 5 | 0.9582
17199 | 7.905 | 1 | 2018-12-31 | 2019-12-31 | 365 | 9.0576 | 9 | 0.057612
17151 | 3.9 | 1 | 2018-12-31 | 2019-12-31 | 365 | 4.4687 | 4 | 0.46865
20238 | 4.75 | 1 | 2018-12-31 | 2019-12-31 | 365 | 5.4426 | 5 | 0.44259
17126 | 5.1 | 1 | 2018-12-31 | 2019-12-31 | 365 | 5.8436 | 5 | 0.84362
59052 | 3.12 | 1 | 2018-12-31 | 2019-12-31 | 365 | 3.5749 | 3 | 0.57492
17158 | 11.985 | 1 | 2018-12-31 | 2019-12-31 | 365 | 13.7325 | 13 | 0.73251
17195 | 5.1 | 1 | 2018-12-31 | 2019-12-31 | 365 | 5.8436 | 5 | 0.84362
17121 | 9.18 | 1 | 2018-12-31 | 2019-12-31 | 365 | 10.5185 | 10 | 0.51852
15331 | 3.9 | 1 | 2018-12-31 | 2019-12-31 | 365 | 4.4687 | 4 | 0.46865
11034 | 6.375 | 1 | 2018-12-31 | 2019-12-31 | 365 | 7.3045 | 7 | 0.30453
11074 | 8.16 | 1 | 2018-12-31 | 2019-12-31 | 365 | 9.3498 | 9 | 0.34979
11081 | 4.59 | 1 | 2018-12-31 | 2019-12-31 | 365 | 5.2593 | 5 | 0.25926
11082 | 10.4 | 1 | 2018-12-31 | 2019-12-31 | 365 | 11.9164 | 11 | 0.9164
11084 | 5.61 | 1 | 2018-12-31 | 2019-12-31 | 365 | 6.428 | 6 | 0.42798
11086 | 3.57 | 1 | 2018-12-31 | 2019-12-31 | 365 | 4.0905 | 4 | 0.090535
11091 | 4.335 | 1 | 2018-12-31 | 2019-12-31 | 365 | 4.9671 | 4 | 0.96708
11111 | 8.925 | 1 | 2018-12-31 | 2019-12-31 | 365 | 10.2263 | 10 | 0.22634
11114 | 10.71 | 1 | 2018-12-31 | 2019-12-31 | 365 | 12.2716 | 12 | 0.2716
11122 | 3.06 | 1 | 2018-12-31 | 2019-12-31 | 365 | 3.5062 | 3 | 0.50617
11123 | 10.2 | 1 | 2018-12-31 | 2019-12-31 | 365 | 11.6872 | 11 | 0.68724
11127 | 5.865 | 1 | 2018-12-31 | 2019-12-31 | 365 | 6.7202 | 6 | 0.72016
11171 | 4.59 | 1 | 2018-12-31 | 2019-12-31 | 365 | 5.2593 | 5 | 0.25926
11218 | 3.9 | 1 | 2018-12-31 | 2019-12-31 | 365 | 4.4687 | 4 | 0.46865
11266 | 5.865 | 1 | 2018-12-31 | 2019-12-31 | 365 | 6.7202 | 6 | 0.72016
11304 | 3.06 | 1 | 2018-12-31 | 2019-12-31 | 365 | 3.5062 | 3 | 0.50617
11307 | 7.905 | 1 | 2018-12-31 | 2019-12-31 | 365 | 9.0576 | 9 | 0.057612
11305 | 4.59 | 1 | 2018-12-31 | 2019-12-31 | 365 | 5.2593 | 5 | 0.25926
10435 | 9 | 1 | 2018-12-31 | 2019-12-31 | 365 | 10.3123 | 10 | 0.31227
10454 | 3.9 | 1 | 2018-12-31 | 2019-12-31 | 365 | 4.4687 | 4 | 0.46865
10599 | 5.1 | 1 | 2018-12-31 | 2019-12-31 | 365 | 5.8436 | 5 | 0.84362
10656 | 3.12 | 1 | 2018-12-31 | 2019-12-31 | 365 | 3.5749 | 3 | 0.57492
10786 | 2.805 | 1 | 2018-12-31 | 2019-12-31 | 365 | 3.214 | 3 | 0.21399
10829 | 2.5 | 1 | 2018-12-31 | 2019-12-31 | 365 | 2.8645 | 2 | 0.86452
11455 | 9.435 | 1 | 2018-12-31 | 2019-12-31 | 365 | 10.8107 | 10 | 0.8107
11475 | 5.355 | 1 | 2018-12-31 | 2019-12-31 | 365 | 6.1358 | 6 | 0.1358
10080 | 15.3 | 1 | 2018-12-31 | 2019-12-31 | 365 | 17.5309 | 17 | 0.53086
12213 | 3.825 | 1 | 2018-12-31 | 2019-12-31 | 365 | 4.3827 | 4 | 0.38272
11522 | 3.06 | 1 | 2018-12-31 | 2019-12-31 | 365 | 3.5062 | 3 | 0.50617
11532 | 4.59 | 1 | 2018-12-31 | 2019-12-31 | 365 | 5.2593 | 5 | 0.25926
11560 | 9.18 | 1 | 2018-12-31 | 2019-12-31 | 365 | 10.5185 | 10 | 0.51852
11554 | 222.87 | 0.9 | 2018-12-31 | 2019-12-31 | 365 | 229.8296 | 229 | 0.82961
11603 | 6.375 | 1 | 2018-12-31 | 2019-12-31 | 365 | 7.3045 | 7 | 0.30453
11604 | 9.435 | 1 | 2018-12-31 | 2019-12-31 | 365 | 10.8107 | 10 | 0.8107
12172 | 7.395 | 1 | 2018-12-31 | 2019-12-31 | 365 | 8.4733 | 8 | 0.47325
11644 | 6.375 | 1 | 2018-12-31 | 2019-12-31 | 365 | 7.3045 | 7 | 0.30453
11647 | 6.12 | 1 | 2018-12-31 | 2019-12-31 | 365 | 7.0123 | 7 | 0.012345
11686 | 3.57 | 1 | 2018-12-31 | 2019-12-31 | 365 | 4.0905 | 4 | 0.090535
11687 | 3.57 | 1 | 2018-12-31 | 2019-12-31 | 365 | 4.0905 | 4 | 0.090535
11706 | 4.59 | 1 | 2018-12-31 | 2019-12-31 | 365 | 5.2593 | 5 | 0.25926
11711 | 4.845 | 1 | 2018-12-31 | 2019-12-31 | 365 | 5.5514 | 5 | 0.55144
11716 | 10.2 | 1 | 2018-12-31 | 2019-12-31 | 365 | 11.6872 | 11 | 0.68724
11819 | 3.06 | 1 | 2018-12-31 | 2019-12-31 | 365 | 3.5062 | 3 | 0.50617
11821 | 2.75 | 1 | 2018-12-31 | 2019-12-31 | 365 | 3.151 | 3 | 0.15097
11822 | 7.54 | 1 | 2018-12-31 | 2019-12-31 | 365 | 8.6394 | 8 | 0.63939
10904 | 12.5 | 1 | 2018-12-31 | 2019-12-31 | 365 | 14.3226 | 14 | 0.3226
12116 | 4.845 | 1 | 2018-12-31 | 2019-12-31 | 365 | 5.5514 | 5 | 0.55144
12530 | 5.61 | 1 | 2018-12-31 | 2019-12-31 | 365 | 6.428 | 6 | 0.42798
12553 | 5.25 | 1 | 2018-12-31 | 2019-12-31 | 365 | 6.0155 | 6 | 0.015492
12676 | 8.67 | 1 | 2018-12-31 | 2019-12-31 | 365 | 9.9342 | 9 | 0.93416
12680 | 13.315 | 1 | 2018-12-31 | 2019-12-31 | 365 | 15.2564 | 15 | 0.25643
10765 | 9.1 | 1 | 2018-12-31 | 2019-12-31 | 365 | 10.4269 | 10 | 0.42685
12863 | 6.375 | 1 | 2018-12-31 | 2019-12-31 | 365 | 7.3045 | 7 | 0.30453
12888 | 9.5 | 1 | 2018-12-31 | 2019-12-31 | 365 | 10.8852 | 10 | 0.88518
13582 | 8.415 | 1 | 2018-12-31 | 2019-12-31 | 365 | 9.642 | 9 | 0.64197
13583 | 7 | 1 | 2018-12-31 | 2019-12-31 | 365 | 8.0207 | 8 | 0.020656
10171 | 6.12 | 1 | 2018-12-31 | 2019-12-31 | 365 | 7.0123 | 7 | 0.012345
13633 | 7.65 | 1 | 2018-12-31 | 2019-12-31 | 365 | 8.7654 | 8 | 0.76543
13655 | 6.5 | 1 | 2018-12-31 | 2019-12-31 | 365 | 7.4478 | 7 | 0.44775
13763 | 10.71 | 1 | 2018-12-31 | 2019-12-31 | 365 | 12.2716 | 12 | 0.2716
13979 | 8.5 | 1 | 2018-12-31 | 2019-12-31 | 365 | 9.7394 | 9 | 0.73937
6347 | 4.59 | 1 | 2018-12-31 | 2019-12-31 | 365 | 5.2593 | 5 | 0.25926
14031 | 2.805 | 1 | 2018-12-31 | 2019-12-31 | 365 | 3.214 | 3 | 0.21399
14037 | 13.26 | 1 | 2018-12-31 | 2019-12-31 | 365 | 15.1934 | 15 | 0.19341
12133 | 11.73 | 1 | 2018-12-31 | 2019-12-31 | 365 | 13.4403 | 13 | 0.44033
14051 | 5.355 | 1 | 2018-12-31 | 2019-12-31 | 365 | 6.1358 | 6 | 0.1358
17236 | 3.75 | 1 | 2018-12-31 | 2019-12-31 | 365 | 4.2968 | 4 | 0.29678
20355 | 4.08 | 1 | 2018-12-31 | 2019-12-31 | 365 | 4.6749 | 4 | 0.6749
17205 | 9.88 | 1 | 2018-12-31 | 2019-12-31 | 365 | 11.3206 | 11 | 0.32058
17108 | 6.25 | 1 | 2018-12-31 | 2019-12-31 | 365 | 7.1613 | 7 | 0.1613
17590 | 2.86 | 1 | 2018-12-31 | 2019-12-31 | 365 | 3.277 | 3 | 0.27701
11842 | 2.7 | 1 | 2018-12-31 | 2019-12-31 | 365 | 3.0937 | 3 | 0.093682
11196 | 5.72 | 1 | 2018-12-31 | 2019-12-31 | 365 | 6.554 | 6 | 0.55402
11156 | 4.59 | 1 | 2018-12-31 | 2019-12-31 | 365 | 5.2593 | 5 | 0.25926
11181 | 7.02 | 1 | 2018-12-31 | 2019-12-31 | 365 | 8.0436 | 8 | 0.043572
11169 | 4.94 | 1 | 2018-12-31 | 2019-12-31 | 365 | 5.6603 | 5 | 0.66029
11152 | 10.92 | 1 | 2018-12-31 | 2019-12-31 | 365 | 12.5122 | 12 | 0.51222
11185 | 2.55 | 1 | 2018-12-31 | 2019-12-31 | 365 | 2.9218 | 2 | 0.92181
11154 | 5.2 | 1 | 2018-12-31 | 2019-12-31 | 365 | 5.9582 | 5 | 0.9582
11145 | 6.24 | 1 | 2018-12-31 | 2019-12-31 | 365 | 7.1498 | 7 | 0.14984
11234 | 5.2 | 1 | 2018-12-31 | 2019-12-31 | 365 | 5.9582 | 5 | 0.9582
11313 | 11.22 | 1 | 2018-12-31 | 2019-12-31 | 365 | 12.856 | 12 | 0.85597
11316 | 10.66 | 1 | 2018-12-31 | 2019-12-31 | 365 | 12.2143 | 12 | 0.21431
11311 | 11.96 | 1 | 2018-12-31 | 2019-12-31 | 365 | 13.7039 | 13 | 0.70386
11297 | 3.9 | 1 | 2018-12-31 | 2019-12-31 | 365 | 4.4687 | 4 | 0.46865
11243 | 7.54 | 1 | 2018-12-31 | 2019-12-31 | 365 | 8.6394 | 8 | 0.63939
11309 | 9.945 | 1 | 2018-12-31 | 2019-12-31 | 365 | 11.3951 | 11 | 0.39506
11321 | 4.845 | 1 | 2018-12-31 | 2019-12-31 | 365 | 5.5514 | 5 | 0.55144
11323 | 5.98 | 1 | 2018-12-31 | 2019-12-31 | 365 | 6.8519 | 6 | 0.85193
11261 | 5.46 | 1 | 2018-12-31 | 2019-12-31 | 365 | 6.2561 | 6 | 0.25611
11324 | 5.035 | 1 | 2018-12-31 | 2019-12-31 | 365 | 5.7691 | 5 | 0.76914
11391 | 2.04 | 1 | 2018-12-31 | 2019-12-31 | 365 | 2.3374 | 2 | 0.33745
11219 | 13.005 | 1 | 2018-12-31 | 2019-12-31 | 365 | 14.9012 | 14 | 0.90123
11217 | 5.865 | 1 | 2018-12-31 | 2019-12-31 | 365 | 6.7202 | 6 | 0.72016
11279 | 4.68 | 1 | 2018-12-31 | 2019-12-31 | 365 | 5.3624 | 5 | 0.36238
11195 | 4.08 | 1 | 2018-12-31 | 2019-12-31 | 365 | 4.6749 | 4 | 0.6749
11116 | 9.18 | 1 | 2018-12-31 | 2019-12-31 | 365 | 10.5185 | 10 | 0.51852
11097 | 13.005 | 1 | 2018-12-31 | 2019-12-31 | 365 | 14.9012 | 14 | 0.90123
11125 | 3.06 | 1 | 2018-12-31 | 2019-12-31 | 365 | 3.5062 | 3 | 0.50617
11078 | 8.16 | 1 | 2018-12-31 | 2019-12-31 | 365 | 9.3498 | 9 | 0.34979
11073 | 2.04 | 1 | 2018-12-31 | 2019-12-31 | 365 | 2.3374 | 2 | 0.33745
11216 | 6.5 | 1 | 2018-12-31 | 2019-12-31 | 365 | 7.4478 | 7 | 0.44775
10964 | 6.885 | 1 | 2018-12-31 | 2019-12-31 | 365 | 7.8889 | 7 | 0.88889
11028 | 5.355 | 1 | 2018-12-31 | 2019-12-31 | 365 | 6.1358 | 6 | 0.1358
10989 | 6.63 | 1 | 2018-12-31 | 2019-12-31 | 365 | 7.5967 | 7 | 0.59671
11072 | 7.54 | 1 | 2018-12-31 | 2019-12-31 | 365 | 8.6394 | 8 | 0.63939
11050 | 6.24 | 1 | 2018-12-31 | 2019-12-31 | 365 | 7.1498 | 7 | 0.14984
11046 | 6.24 | 1 | 2018-12-31 | 2019-12-31 | 365 | 7.1498 | 7 | 0.14984
11040 | 5.98 | 1 | 2018-12-31 | 2019-12-31 | 365 | 6.8519 | 6 | 0.85193
11047 | 7.28 | 1 | 2018-12-31 | 2019-12-31 | 365 | 8.3415 | 8 | 0.34148
11042 | 5.98 | 1 | 2018-12-31 | 2019-12-31 | 365 | 6.8519 | 6 | 0.85193
11093 | 3.57 | 1 | 2018-12-31 | 2019-12-31 | 365 | 4.0905 | 4 | 0.090535
11095 | 7.8 | 1 | 2018-12-31 | 2019-12-31 | 365 | 8.9373 | 8 | 0.9373
11230 | 8.84 | 1 | 2018-12-31 | 2019-12-31 | 365 | 10.1289 | 10 | 0.12894
11231 | 3.825 | 1 | 2018-12-31 | 2019-12-31 | 365 | 4.3827 | 4 | 0.38272
11277 | 7.54 | 1 | 2018-12-31 | 2019-12-31 | 365 | 8.6394 | 8 | 0.63939
11319 | 4.08 | 1 | 2018-12-31 | 2019-12-31 | 365 | 4.6749 | 4 | 0.6749
11326 | 6.12 | 1 | 2018-12-31 | 2019-12-31 | 365 | 7.0123 | 7 | 0.012345
11333 | 7.8 | 1 | 2018-12-31 | 2019-12-31 | 365 | 8.9373 | 8 | 0.9373
11365 | 8.32 | 1 | 2018-12-31 | 2019-12-31 | 365 | 9.5331 | 9 | 0.53312
11396 | 7.905 | 1 | 2018-12-31 | 2019-12-31 | 365 | 9.0576 | 9 | 0.057612
11368 | 6.12 | 1 | 2018-12-31 | 2019-12-31 | 365 | 7.0123 | 7 | 0.012345
11227 | 8.415 | 1 | 2018-12-31 | 2019-12-31 | 365 | 9.642 | 9 | 0.64197
11399 | 5 | 1 | 2018-12-31 | 2019-12-31 | 365 | 5.729 | 5 | 0.72904
11401 | 8.84 | 1 | 2018-12-31 | 2019-12-31 | 365 | 10.1289 | 10 | 0.12894
11402 | 10.4 | 1 | 2018-12-31 | 2019-12-31 | 365 | 11.9164 | 11 | 0.9164
11229 | 4.845 | 1 | 2018-12-31 | 2019-12-31 | 365 | 5.5514 | 5 | 0.55144
11403 | 4.59 | 1 | 2018-12-31 | 2019-12-31 | 365 | 5.2593 | 5 | 0.25926
11425 | 5.1 | 1 | 2018-12-31 | 2019-12-31 | 365 | 5.8436 | 5 | 0.84362
11426 | 9.62 | 1 | 2018-12-31 | 2019-12-31 | 365 | 11.0227 | 11 | 0.022673
11429 | 4.845 | 1 | 2018-12-31 | 2019-12-31 | 365 | 5.5514 | 5 | 0.55144
11225 | 8.16 | 1 | 2018-12-31 | 2019-12-31 | 365 | 9.3498 | 9 | 0.34979
11456 | 5.2 | 1 | 2018-12-31 | 2019-12-31 | 365 | 5.9582 | 5 | 0.9582
11457 | 6.375 | 1 | 2018-12-31 | 2019-12-31 | 365 | 7.3045 | 7 | 0.30453
11027 | 5.1 | 1 | 2018-12-31 | 2019-12-31 | 365 | 5.8436 | 5 | 0.84362
11460 | 8.415 | 1 | 2018-12-31 | 2019-12-31 | 365 | 9.642 | 9 | 0.64197
11362 | 5.1 | 1 | 2018-12-31 | 2019-12-31 | 365 | 5.8436 | 5 | 0.84362
11444 | 7.8 | 1 | 2018-12-31 | 2019-12-31 | 365 | 8.9373 | 8 | 0.9373
11011 | 15.3 | 1 | 2018-12-31 | 2019-12-31 | 365 | 17.5309 | 17 | 0.53086
11464 | 3.64 | 1 | 2018-12-31 | 2019-12-31 | 365 | 4.1707 | 4 | 0.17074
11466 | 4.59 | 1 | 2018-12-31 | 2019-12-31 | 365 | 5.2593 | 5 | 0.25926
11470 | 8.67 | 1 | 2018-12-31 | 2019-12-31 | 365 | 9.9342 | 9 | 0.93416
11476 | 7.54 | 1 | 2018-12-31 | 2019-12-31 | 365 | 8.6394 | 8 | 0.63939
10981 | 6.625 | 1 | 2018-12-31 | 2019-12-31 | 365 | 7.591 | 7 | 0.59098
11481 | 5.61 | 1 | 2018-12-31 | 2019-12-31 | 365 | 6.428 | 6 | 0.42798
10971 | 4.335 | 1 | 2018-12-31 | 2019-12-31 | 365 | 4.9671 | 4 | 0.96708
11389 | 13.515 | 1 | 2018-12-31 | 2019-12-31 | 365 | 15.4856 | 15 | 0.4856
11430 | 9.1 | 1 | 2018-12-31 | 2019-12-31 | 365 | 10.4269 | 10 | 0.42685
11433 | 9.88 | 1 | 2018-12-31 | 2019-12-31 | 365 | 11.3206 | 11 | 0.32058
11322 | 4.59 | 1 | 2018-12-31 | 2019-12-31 | 365 | 5.2593 | 5 | 0.25926
11493 | 13.25 | 1 | 2018-12-31 | 2019-12-31 | 365 | 15.182 | 15 | 0.18196
11494 | 6.375 | 1 | 2018-12-31 | 2019-12-31 | 365 | 7.3045 | 7 | 0.30453
11499 | 6.24 | 1 | 2018-12-31 | 2019-12-31 | 365 | 7.1498 | 7 | 0.14984
11314 | 8.67 | 1 | 2018-12-31 | 2019-12-31 | 365 | 9.9342 | 9 | 0.93416
11508 | 5.355 | 1 | 2018-12-31 | 2019-12-31 | 365 | 6.1358 | 6 | 0.1358
11519 | 4.335 | 1 | 2018-12-31 | 2019-12-31 | 365 | 4.9671 | 4 | 0.96708
11520 | 9.36 | 1 | 2018-12-31 | 2019-12-31 | 365 | 10.7248 | 10 | 0.72476
11524 | 2.6 | 1 | 2018-12-31 | 2019-12-31 | 365 | 2.9791 | 2 | 0.9791
11281 | 5.61 | 1 | 2018-12-31 | 2019-12-31 | 365 | 6.428 | 6 | 0.42798
11527 | 7.395 | 1 | 2018-12-31 | 2019-12-31 | 365 | 8.4733 | 8 | 0.47325
11427 | 5.865 | 1 | 2018-12-31 | 2019-12-31 | 365 | 6.7202 | 6 | 0.72016
11477 | 7.65 | 1 | 2018-12-31 | 2019-12-31 | 365 | 8.7654 | 8 | 0.76543
11473 | 5.1 | 1 | 2018-12-31 | 2019-12-31 | 365 | 5.8436 | 5 | 0.84362
11535 | 8.67 | 1 | 2018-12-31 | 2019-12-31 | 365 | 9.9342 | 9 | 0.93416
11502 | 5.61 | 1 | 2018-12-31 | 2019-12-31 | 365 | 6.428 | 6 | 0.42798
11511 | 3.825 | 1 | 2018-12-31 | 2019-12-31 | 365 | 4.3827 | 4 | 0.38272
11533 | 4.25 | 1 | 2018-12-31 | 2019-12-31 | 365 | 4.8697 | 4 | 0.86968
11531 | 5.355 | 1 | 2018-12-31 | 2019-12-31 | 365 | 6.1358 | 6 | 0.1358
11498 | 9.72 | 1 | 2018-12-31 | 2019-12-31 | 365 | 11.1373 | 11 | 0.13725
10924 | 3.825 | 1 | 2018-12-31 | 2019-12-31 | 365 | 4.3827 | 4 | 0.38272
11013 | 4.845 | 1 | 2018-12-31 | 2019-12-31 | 365 | 5.5514 | 5 | 0.55144
10927 | 7.395 | 1 | 2018-12-31 | 2019-12-31 | 365 | 8.4733 | 8 | 0.47325
10928 | 7.905 | 1 | 2018-12-31 | 2019-12-31 | 365 | 9.0576 | 9 | 0.057612
11076 | 6.63 | 1 | 2018-12-31 | 2019-12-31 | 365 | 7.5967 | 7 | 0.59671
11575 | 6.5 | 1 | 2018-12-31 | 2019-12-31 | 365 | 7.4478 | 7 | 0.44775
11577 | 9.18 | 1 | 2018-12-31 | 2019-12-31 | 365 | 10.5185 | 10 | 0.51852
11583 | 2.6 | 1 | 2018-12-31 | 2019-12-31 | 365 | 2.9791 | 2 | 0.9791
11606 | 8.67 | 1 | 2018-12-31 | 2019-12-31 | 365 | 9.9342 | 9 | 0.93416
11654 | 7.905 | 1 | 2018-12-31 | 2019-12-31 | 365 | 9.0576 | 9 | 0.057612
11665 | 9.945 | 1 | 2018-12-31 | 2019-12-31 | 365 | 11.3951 | 11 | 0.39506
11671 | 8.67 | 1 | 2018-12-31 | 2019-12-31 | 365 | 9.9342 | 9 | 0.93416
11692 | 7.25 | 1 | 2018-12-31 | 2019-12-31 | 365 | 8.3071 | 8 | 0.30711
11698 | 4.77 | 1 | 2018-12-31 | 2019-12-31 | 365 | 5.4655 | 5 | 0.4655
11701 | 10.2 | 1 | 2018-12-31 | 2019-12-31 | 365 | 11.6872 | 11 | 0.68724
11710 | 5.355 | 1 | 2018-12-31 | 2019-12-31 | 365 | 6.1358 | 6 | 0.1358
11718 | 16.065 | 1 | 2018-12-31 | 2019-12-31 | 365 | 18.4074 | 18 | 0.40741
11831 | 8.84 | 1 | 2018-12-31 | 2019-12-31 | 365 | 10.1289 | 10 | 0.12894
11832 | 5.2 | 1 | 2018-12-31 | 2019-12-31 | 365 | 5.9582 | 5 | 0.9582
11868 | 9.18 | 1 | 2018-12-31 | 2019-12-31 | 365 | 10.5185 | 10 | 0.51852
11872 | 4.94 | 1 | 2018-12-31 | 2019-12-31 | 365 | 5.6603 | 5 | 0.66029
11722 | 6.12 | 1 | 2018-12-31 | 2019-12-31 | 365 | 7.0123 | 7 | 0.012345
11723 | 8.16 | 1 | 2018-12-31 | 2019-12-31 | 365 | 9.3498 | 9 | 0.34979
11874 | 6.885 | 1 | 2018-12-31 | 2019-12-31 | 365 | 7.8889 | 7 | 0.88889
11725 | 2.805 | 1 | 2018-12-31 | 2019-12-31 | 365 | 3.214 | 3 | 0.21399
11883 | 4.16 | 1 | 2018-12-31 | 2019-12-31 | 365 | 4.7666 | 4 | 0.76656
11888 | 8.84 | 1 | 2018-12-31 | 2019-12-31 | 365 | 10.1289 | 10 | 0.12894
11892 | 6.5 | 1 | 2018-12-31 | 2019-12-31 | 365 | 7.4478 | 7 | 0.44775
11954 | 3.315 | 1 | 2018-12-31 | 2019-12-31 | 365 | 3.7984 | 3 | 0.79835
11754 | 7.65 | 1 | 2018-12-31 | 2019-12-31 | 365 | 8.7654 | 8 | 0.76543
11956 | 6.63 | 1 | 2018-12-31 | 2019-12-31 | 365 | 7.5967 | 7 | 0.59671
11847 | 7.8 | 1 | 2018-12-31 | 2019-12-31 | 365 | 8.9373 | 8 | 0.9373
12030 | 5.46 | 1 | 2018-12-31 | 2019-12-31 | 365 | 6.2561 | 6 | 0.25611
11724 | 10.965 | 1 | 2018-12-31 | 2019-12-31 | 365 | 12.5638 | 12 | 0.56378
12079 | 6.24 | 1 | 2018-12-31 | 2019-12-31 | 365 | 7.1498 | 7 | 0.14984
12082 | 7.8 | 1 | 2018-12-31 | 2019-12-31 | 365 | 8.9373 | 8 | 0.9373
12087 | 7.14 | 1 | 2018-12-31 | 2019-12-31 | 365 | 8.1811 | 8 | 0.18107
11773 | 7.905 | 1 | 2018-12-31 | 2019-12-31 | 365 | 9.0576 | 9 | 0.057612
12122 | 2.86 | 1 | 2018-12-31 | 2019-12-31 | 365 | 3.277 | 3 | 0.27701
12123 | 5.2 | 1 | 2018-12-31 | 2019-12-31 | 365 | 5.9582 | 5 | 0.9582
12127 | 2.04 | 1 | 2018-12-31 | 2019-12-31 | 365 | 2.3374 | 2 | 0.33745
12134 | 6.885 | 1 | 2018-12-31 | 2019-12-31 | 365 | 7.8889 | 7 | 0.88889
11784 | 5.865 | 1 | 2018-12-31 | 2019-12-31 | 365 | 6.7202 | 6 | 0.72016
12170 | 3.9 | 1 | 2018-12-31 | 2019-12-31 | 365 | 4.4687 | 4 | 0.46865
12173 | 9.69 | 1 | 2018-12-31 | 2019-12-31 | 365 | 11.1029 | 11 | 0.10288
12193 | 3.64 | 1 | 2018-12-31 | 2019-12-31 | 365 | 4.1707 | 4 | 0.17074
12209 | 5.2 | 1 | 2018-12-31 | 2019-12-31 | 365 | 5.9582 | 5 | 0.9582
11801 | 4.59 | 1 | 2018-12-31 | 2019-12-31 | 365 | 5.2593 | 5 | 0.25926
12212 | 5.72 | 1 | 2018-12-31 | 2019-12-31 | 365 | 6.554 | 6 | 0.55402
12305 | 7.8 | 1 | 2018-12-31 | 2019-12-31 | 365 | 8.9373 | 8 | 0.9373
11805 | 3.825 | 1 | 2018-12-31 | 2019-12-31 | 365 | 4.3827 | 4 | 0.38272
12307 | 8.84 | 1 | 2018-12-31 | 2019-12-31 | 365 | 10.1289 | 10 | 0.12894
12312 | 7.28 | 1 | 2018-12-31 | 2019-12-31 | 365 | 8.3415 | 8 | 0.34148
12321 | 7.42 | 1 | 2018-12-31 | 2019-12-31 | 365 | 8.5019 | 8 | 0.5019
12337 | 9.62 | 1 | 2018-12-31 | 2019-12-31 | 365 | 11.0227 | 11 | 0.022673
11815 | 4.59 | 1 | 2018-12-31 | 2019-12-31 | 365 | 5.2593 | 5 | 0.25926
11688 | 2.805 | 1 | 2018-12-31 | 2019-12-31 | 365 | 3.214 | 3 | 0.21399
12354 | 6.76 | 1 | 2018-12-31 | 2019-12-31 | 365 | 7.7457 | 7 | 0.74566
11820 | 5.5 | 1 | 2018-12-31 | 2019-12-31 | 365 | 6.3019 | 6 | 0.30194
11824 | 4.59 | 1 | 2018-12-31 | 2019-12-31 | 365 | 5.2593 | 5 | 0.25926
12359 | 7.14 | 1 | 2018-12-31 | 2019-12-31 | 365 | 8.1811 | 8 | 0.18107
12364 | 4.08 | 1 | 2018-12-31 | 2019-12-31 | 365 | 4.6749 | 4 | 0.6749
12367 | 5.46 | 1 | 2018-12-31 | 2019-12-31 | 365 | 6.2561 | 6 | 0.25611
11826 | 3.825 | 1 | 2018-12-31 | 2019-12-31 | 365 | 4.3827 | 4 | 0.38272
12368 | 7.8 | 1 | 2018-12-31 | 2019-12-31 | 365 | 8.9373 | 8 | 0.9373
12371 | 4.68 | 1 | 2018-12-31 | 2019-12-31 | 365 | 5.3624 | 5 | 0.36238
12376 | 4.59 | 1 | 2018-12-31 | 2019-12-31 | 365 | 5.2593 | 5 | 0.25926
12437 | 6.885 | 1 | 2018-12-31 | 2019-12-31 | 365 | 7.8889 | 7 | 0.88889
12438 | 5.1 | 1 | 2018-12-31 | 2019-12-31 | 365 | 5.8436 | 5 | 0.84362
12453 | 6.095 | 1 | 2018-12-31 | 2019-12-31 | 365 | 6.9837 | 6 | 0.9837
12458 | 12.74 | 1 | 2018-12-31 | 2019-12-31 | 365 | 14.5976 | 14 | 0.59759
12459 | 4.59 | 1 | 2018-12-31 | 2019-12-31 | 365 | 5.2593 | 5 | 0.25926
12477 | 10.455 | 1 | 2018-12-31 | 2019-12-31 | 365 | 11.9794 | 11 | 0.97942
12492 | 4.335 | 1 | 2018-12-31 | 2019-12-31 | 365 | 4.9671 | 4 | 0.96708
12504 | 6.12 | 1 | 2018-12-31 | 2019-12-31 | 365 | 7.0123 | 7 | 0.012345
12510 | 9.435 | 1 | 2018-12-31 | 2019-12-31 | 365 | 10.8107 | 10 | 0.8107
12520 | 7.02 | 1 | 2018-12-31 | 2019-12-31 | 365 | 8.0436 | 8 | 0.043572
12542 | 2.45 | 1 | 2018-12-31 | 2019-12-31 | 365 | 2.8072 | 2 | 0.80723
12547 | 4.59 | 1 | 2018-12-31 | 2019-12-31 | 365 | 5.2593 | 5 | 0.25926
12636 | 5.865 | 1 | 2018-12-31 | 2019-12-31 | 365 | 6.7202 | 6 | 0.72016
12642 | 14.79 | 1 | 2018-12-31 | 2019-12-31 | 365 | 16.9465 | 16 | 0.9465
12646 | 7.395 | 1 | 2018-12-31 | 2019-12-31 | 365 | 8.4733 | 8 | 0.47325
12649 | 5.355 | 1 | 2018-12-31 | 2019-12-31 | 365 | 6.1358 | 6 | 0.1358
12650 | 6.375 | 1 | 2018-12-31 | 2019-12-31 | 365 | 7.3045 | 7 | 0.30453
12651 | 5.75 | 1 | 2018-12-31 | 2019-12-31 | 365 | 6.5884 | 6 | 0.5884
12660 | 11.73 | 1 | 2018-12-31 | 2019-12-31 | 365 | 13.4403 | 13 | 0.44033
12665 | 5.1 | 1 | 2018-12-31 | 2019-12-31 | 365 | 5.8436 | 5 | 0.84362
12666 | 6 | 1 | 2018-12-31 | 2019-12-31 | 365 | 6.8748 | 6 | 0.87485
12667 | 7.8 | 1 | 2018-12-31 | 2019-12-31 | 365 | 8.9373 | 8 | 0.9373
12699 | 5.835 | 1 | 2018-12-31 | 2019-12-31 | 365 | 6.6858 | 6 | 0.68579
12704 | 10.965 | 1 | 2018-12-31 | 2019-12-31 | 365 | 12.5638 | 12 | 0.56378
12705 | 5.865 | 1 | 2018-12-31 | 2019-12-31 | 365 | 6.7202 | 6 | 0.72016
12706 | 5.1 | 1 | 2018-12-31 | 2019-12-31 | 365 | 5.8436 | 5 | 0.84362
12711 | 5.72 | 1 | 2018-12-31 | 2019-12-31 | 365 | 6.554 | 6 | 0.55402
12955 | 4.59 | 1 | 2018-12-31 | 2019-12-31 | 365 | 5.2593 | 5 | 0.25926
12961 | 2.75 | 1 | 2018-12-31 | 2019-12-31 | 365 | 3.151 | 3 | 0.15097
13035 | 5.355 | 1 | 2018-12-31 | 2019-12-31 | 365 | 6.1358 | 6 | 0.1358
13082 | 8.925 | 1 | 2018-12-31 | 2019-12-31 | 365 | 10.2263 | 10 | 0.22634
13085 | 7.905 | 1 | 2018-12-31 | 2019-12-31 | 365 | 9.0576 | 9 | 0.057612
13088 | 6.12 | 1 | 2018-12-31 | 2019-12-31 | 365 | 7.0123 | 7 | 0.012345
13089 | 9.18 | 1 | 2018-12-31 | 2019-12-31 | 365 | 10.5185 | 10 | 0.51852
13143 | 6 | 1 | 2018-12-31 | 2019-12-31 | 365 | 6.8748 | 6 | 0.87485
13172 | 12.75 | 1 | 2018-12-31 | 2019-12-31 | 365 | 14.6091 | 14 | 0.60905
13184 | 5.2 | 1 | 2018-12-31 | 2019-12-31 | 365 | 5.9582 | 5 | 0.9582
13187 | 2.6 | 1 | 2018-12-31 | 2019-12-31 | 365 | 2.9791 | 2 | 0.9791
13189 | 4.94 | 1 | 2018-12-31 | 2019-12-31 | 365 | 5.6603 | 5 | 0.66029
13197 | 5.4 | 1 | 2018-12-31 | 2019-12-31 | 365 | 6.1874 | 6 | 0.18736
13243 | 9.62 | 1 | 2018-12-31 | 2019-12-31 | 365 | 11.0227 | 11 | 0.022673
13244 | 6.5 | 1 | 2018-12-31 | 2019-12-31 | 365 | 7.4478 | 7 | 0.44775
13250 | 4.08 | 1 | 2018-12-31 | 2019-12-31 | 365 | 4.6749 | 4 | 0.6749
13256 | 16.83 | 1 | 2018-12-31 | 2019-12-31 | 365 | 19.2839 | 19 | 0.28395
13259 | 5.46 | 1 | 2018-12-31 | 2019-12-31 | 365 | 6.2561 | 6 | 0.25611
13263 | 4.59 | 1 | 2018-12-31 | 2019-12-31 | 365 | 5.2593 | 5 | 0.25926
13267 | 5.98 | 1 | 2018-12-31 | 2019-12-31 | 365 | 6.8519 | 6 | 0.85193
13268 | 5.865 | 1 | 2018-12-31 | 2019-12-31 | 365 | 6.7202 | 6 | 0.72016
13269 | 14.31 | 1 | 2018-12-31 | 2019-12-31 | 365 | 16.3965 | 16 | 0.39651
13390 | 7.65 | 1 | 2018-12-31 | 2019-12-31 | 365 | 8.7654 | 8 | 0.76543
13631 | 4.335 | 1 | 2018-12-31 | 2019-12-31 | 365 | 4.9671 | 4 | 0.96708
13635 | 3.75 | 1 | 2018-12-31 | 2019-12-31 | 365 | 4.2968 | 4 | 0.29678
13639 | 8.415 | 1 | 2018-12-31 | 2019-12-31 | 365 | 9.642 | 9 | 0.64197
13641 | 9.18 | 1 | 2018-12-31 | 2019-12-31 | 365 | 10.5185 | 10 | 0.51852
13642 | 8.84 | 1 | 2018-12-31 | 2019-12-31 | 365 | 10.1289 | 10 | 0.12894
13648 | 4.42 | 1 | 2018-12-31 | 2019-12-31 | 365 | 5.0645 | 5 | 0.064471
13654 | 3.06 | 1 | 2018-12-31 | 2019-12-31 | 365 | 3.5062 | 3 | 0.50617
13657 | 8.16 | 1 | 2018-12-31 | 2019-12-31 | 365 | 9.3498 | 9 | 0.34979
13663 | 6.63 | 1 | 2018-12-31 | 2019-12-31 | 365 | 7.5967 | 7 | 0.59671
13669 | 11.73 | 1 | 2018-12-31 | 2019-12-31 | 365 | 13.4403 | 13 | 0.44033
13693 | 9.36 | 1 | 2018-12-31 | 2019-12-31 | 365 | 10.7248 | 10 | 0.72476
13692 | 6.12 | 1 | 2018-12-31 | 2019-12-31 | 365 | 7.0123 | 7 | 0.012345
14376 | 4.16 | 1 | 2018-12-31 | 2019-12-31 | 365 | 4.7666 | 4 | 0.76656
12738 | 6.5 | 1 | 2018-12-31 | 2019-12-31 | 365 | 7.4478 | 7 | 0.44775
12742 | 3.12 | 1 | 2018-12-31 | 2019-12-31 | 365 | 3.5749 | 3 | 0.57492
12751 | 8.16 | 1 | 2018-12-31 | 2019-12-31 | 365 | 9.3498 | 9 | 0.34979
12753 | 6.63 | 1 | 2018-12-31 | 2019-12-31 | 365 | 7.5967 | 7 | 0.59671
12755 | 7.8 | 1 | 2018-12-31 | 2019-12-31 | 365 | 8.9373 | 8 | 0.9373
12758 | 3.12 | 1 | 2018-12-31 | 2019-12-31 | 365 | 3.5749 | 3 | 0.57492
12763 | 8.58 | 1 | 2018-12-31 | 2019-12-31 | 365 | 9.831 | 9 | 0.83103
12774 | 9.36 | 1 | 2018-12-31 | 2019-12-31 | 365 | 10.7248 | 10 | 0.72476
12776 | 5.2 | 1 | 2018-12-31 | 2019-12-31 | 365 | 5.9582 | 5 | 0.9582
12793 | 6.12 | 1 | 2018-12-31 | 2019-12-31 | 365 | 7.0123 | 7 | 0.012345
12794 | 5.1 | 1 | 2018-12-31 | 2019-12-31 | 365 | 5.8436 | 5 | 0.84362
12796 | 9.435 | 1 | 2018-12-31 | 2019-12-31 | 365 | 10.8107 | 10 | 0.8107
12824 | 8.415 | 1 | 2018-12-31 | 2019-12-31 | 365 | 9.642 | 9 | 0.64197
12826 | 7.8 | 1 | 2018-12-31 | 2019-12-31 | 365 | 8.9373 | 8 | 0.9373
13700 | 5.355 | 1 | 2018-12-31 | 2019-12-31 | 365 | 6.1358 | 6 | 0.1358
12831 | 7.65 | 1 | 2018-12-31 | 2019-12-31 | 365 | 8.7654 | 8 | 0.76543
12844 | 5.46 | 1 | 2018-12-31 | 2019-12-31 | 365 | 6.2561 | 6 | 0.25611
12847 | 5.355 | 1 | 2018-12-31 | 2019-12-31 | 365 | 6.1358 | 6 | 0.1358
12869 | 5.1 | 1 | 2018-12-31 | 2019-12-31 | 365 | 5.8436 | 5 | 0.84362
12883 | 5.355 | 1 | 2018-12-31 | 2019-12-31 | 365 | 6.1358 | 6 | 0.1358
12889 | 5.2 | 1 | 2018-12-31 | 2019-12-31 | 365 | 5.9582 | 5 | 0.9582
12891 | 4.16 | 1 | 2018-12-31 | 2019-12-31 | 365 | 4.7666 | 4 | 0.76656
12892 | 5.2 | 1 | 2018-12-31 | 2019-12-31 | 365 | 5.9582 | 5 | 0.9582
12895 | 8.84 | 1 | 2018-12-31 | 2019-12-31 | 365 | 10.1289 | 10 | 0.12894
12901 | 9.435 | 1 | 2018-12-31 | 2019-12-31 | 365 | 10.8107 | 10 | 0.8107
12903 | 9.18 | 1 | 2018-12-31 | 2019-12-31 | 365 | 10.5185 | 10 | 0.51852
12907 | 7.905 | 1 | 2018-12-31 | 2019-12-31 | 365 | 9.0576 | 9 | 0.057612
12910 | 4.68 | 1 | 2018-12-31 | 2019-12-31 | 365 | 5.3624 | 5 | 0.36238
12914 | 5.98 | 1 | 2018-12-31 | 2019-12-31 | 365 | 6.8519 | 6 | 0.85193
12915 | 9.36 | 1 | 2018-12-31 | 2019-12-31 | 365 | 10.7248 | 10 | 0.72476
12924 | 5.72 | 1 | 2018-12-31 | 2019-12-31 | 365 | 6.554 | 6 | 0.55402
12927 | 9.18 | 1 | 2018-12-31 | 2019-12-31 | 365 | 10.5185 | 10 | 0.51852
12940 | 4.68 | 1 | 2018-12-31 | 2019-12-31 | 365 | 5.3624 | 5 | 0.36238
12941 | 6.12 | 1 | 2018-12-31 | 2019-12-31 | 365 | 7.0123 | 7 | 0.012345
12943 | 9.88 | 1 | 2018-12-31 | 2019-12-31 | 365 | 11.3206 | 11 | 0.32058
12945 | 7.02 | 1 | 2018-12-31 | 2019-12-31 | 365 | 8.0436 | 8 | 0.043572
12948 | 5.1 | 1 | 2018-12-31 | 2019-12-31 | 365 | 5.8436 | 5 | 0.84362
12950 | 4.16 | 1 | 2018-12-31 | 2019-12-31 | 365 | 4.7666 | 4 | 0.76656
12952 | 8.32 | 1 | 2018-12-31 | 2019-12-31 | 365 | 9.5331 | 9 | 0.53312
13403 | 4.94 | 1 | 2018-12-31 | 2019-12-31 | 365 | 5.6603 | 5 | 0.66029
13405 | 2.295 | 1 | 2018-12-31 | 2019-12-31 | 365 | 2.6296 | 2 | 0.62963
13408 | 5.1 | 1 | 2018-12-31 | 2019-12-31 | 365 | 5.8436 | 5 | 0.84362
13413 | 8.32 | 1 | 2018-12-31 | 2019-12-31 | 365 | 9.5331 | 9 | 0.53312
13414 | 5.2 | 1 | 2018-12-31 | 2019-12-31 | 365 | 5.9582 | 5 | 0.9582
13491 | 4.94 | 1 | 2018-12-31 | 2019-12-31 | 365 | 5.6603 | 5 | 0.66029
13495 | 6.24 | 1 | 2018-12-31 | 2019-12-31 | 365 | 7.1498 | 7 | 0.14984
13497 | 9.62 | 1 | 2018-12-31 | 2019-12-31 | 365 | 11.0227 | 11 | 0.022673
13500 | 6.5 | 1 | 2018-12-31 | 2019-12-31 | 365 | 7.4478 | 7 | 0.44775
13507 | 8.32 | 1 | 2018-12-31 | 2019-12-31 | 365 | 9.5331 | 9 | 0.53312
13508 | 9.36 | 1 | 2018-12-31 | 2019-12-31 | 365 | 10.7248 | 10 | 0.72476
13511 | 2.55 | 1 | 2018-12-31 | 2019-12-31 | 365 | 2.9218 | 2 | 0.92181
13515 | 8.84 | 1 | 2018-12-31 | 2019-12-31 | 365 | 10.1289 | 10 | 0.12894
13517 | 4.94 | 1 | 2018-12-31 | 2019-12-31 | 365 | 5.6603 | 5 | 0.66029
13516 | 5.46 | 1 | 2018-12-31 | 2019-12-31 | 365 | 6.2561 | 6 | 0.25611
13519 | 8.5 | 1 | 2018-12-31 | 2019-12-31 | 365 | 9.7394 | 9 | 0.73937
13521 | 7.65 | 1 | 2018-12-31 | 2019-12-31 | 365 | 8.7654 | 8 | 0.76543
13523 | 3.64 | 1 | 2018-12-31 | 2019-12-31 | 365 | 4.1707 | 4 | 0.17074
13525 | 4.68 | 1 | 2018-12-31 | 2019-12-31 | 365 | 5.3624 | 5 | 0.36238
13527 | 6.24 | 1 | 2018-12-31 | 2019-12-31 | 365 | 7.1498 | 7 | 0.14984
13529 | 3.64 | 1 | 2018-12-31 | 2019-12-31 | 365 | 4.1707 | 4 | 0.17074
13530 | 5.46 | 1 | 2018-12-31 | 2019-12-31 | 365 | 6.2561 | 6 | 0.25611
13531 | 4.68 | 1 | 2018-12-31 | 2019-12-31 | 365 | 5.3624 | 5 | 0.36238
13532 | 11.985 | 1 | 2018-12-31 | 2019-12-31 | 365 | 13.7325 | 13 | 0.73251
13543 | 7.54 | 1 | 2018-12-31 | 2019-12-31 | 365 | 8.6394 | 8 | 0.63939
13545 | 7.8 | 1 | 2018-12-31 | 2019-12-31 | 365 | 8.9373 | 8 | 0.9373
13546 | 8.32 | 1 | 2018-12-31 | 2019-12-31 | 365 | 9.5331 | 9 | 0.53312
13548 | 5.98 | 1 | 2018-12-31 | 2019-12-31 | 365 | 6.8519 | 6 | 0.85193
13549 | 3.64 | 1 | 2018-12-31 | 2019-12-31 | 365 | 4.1707 | 4 | 0.17074
13551 | 6.24 | 1 | 2018-12-31 | 2019-12-31 | 365 | 7.1498 | 7 | 0.14984
13553 | 4.42 | 1 | 2018-12-31 | 2019-12-31 | 365 | 5.0645 | 5 | 0.064471
13554 | 9.1 | 1 | 2018-12-31 | 2019-12-31 | 365 | 10.4269 | 10 | 0.42685
13555 | 6.885 | 1 | 2018-12-31 | 2019-12-31 | 365 | 7.8889 | 7 | 0.88889
13556 | 7.02 | 1 | 2018-12-31 | 2019-12-31 | 365 | 8.0436 | 8 | 0.043572
13557 | 7.395 | 1 | 2018-12-31 | 2019-12-31 | 365 | 8.4733 | 8 | 0.47325
13558 | 6.375 | 1 | 2018-12-31 | 2019-12-31 | 365 | 7.3045 | 7 | 0.30453
13560 | 3.9 | 1 | 2018-12-31 | 2019-12-31 | 365 | 4.4687 | 4 | 0.46865
13561 | 7.02 | 1 | 2018-12-31 | 2019-12-31 | 365 | 8.0436 | 8 | 0.043572
13562 | 5.72 | 1 | 2018-12-31 | 2019-12-31 | 365 | 6.554 | 6 | 0.55402
13563 | 6.76 | 1 | 2018-12-31 | 2019-12-31 | 365 | 7.7457 | 7 | 0.74566
13568 | 9.69 | 1 | 2018-12-31 | 2019-12-31 | 365 | 11.1029 | 11 | 0.10288
13575 | 5.67 | 1 | 2018-12-31 | 2019-12-31 | 365 | 6.4967 | 6 | 0.49673
13580 | 5.72 | 1 | 2018-12-31 | 2019-12-31 | 365 | 6.554 | 6 | 0.55402
13581 | 8.16 | 1 | 2018-12-31 | 2019-12-31 | 365 | 9.3498 | 9 | 0.34979
13577 | 6.12 | 1 | 2018-12-31 | 2019-12-31 | 365 | 7.0123 | 7 | 0.012345
12104 | 4.68 | 1 | 2018-12-31 | 2019-12-31 | 365 | 5.3624 | 5 | 0.36238
12377 | 3.64 | 1 | 2018-12-31 | 2019-12-31 | 365 | 4.1707 | 4 | 0.17074
12380 | 6.12 | 1 | 2018-12-31 | 2019-12-31 | 365 | 7.0123 | 7 | 0.012345
12433 | 3.06 | 1 | 2018-12-31 | 2019-12-31 | 365 | 3.5062 | 3 | 0.50617
13707 | 2.295 | 1 | 2018-12-31 | 2019-12-31 | 365 | 2.6296 | 2 | 0.62963
13706 | 5.98 | 1 | 2018-12-31 | 2019-12-31 | 365 | 6.8519 | 6 | 0.85193
13702 | 8.32 | 1 | 2018-12-31 | 2019-12-31 | 365 | 9.5331 | 9 | 0.53312
13697 | 4.68 | 1 | 2018-12-31 | 2019-12-31 | 365 | 5.3624 | 5 | 0.36238
13695 | 8.415 | 1 | 2018-12-31 | 2019-12-31 | 365 | 9.642 | 9 | 0.64197
13694 | 7.54 | 1 | 2018-12-31 | 2019-12-31 | 365 | 8.6394 | 8 | 0.63939
13689 | 7.02 | 1 | 2018-12-31 | 2019-12-31 | 365 | 8.0436 | 8 | 0.043572
13685 | 5.46 | 1 | 2018-12-31 | 2019-12-31 | 365 | 6.2561 | 6 | 0.25611
13688 | 2.34 | 1 | 2018-12-31 | 2019-12-31 | 365 | 2.6812 | 2 | 0.68119
13681 | 13.78 | 1 | 2018-12-31 | 2019-12-31 | 365 | 15.7892 | 15 | 0.78923
13680 | 13.005 | 1 | 2018-12-31 | 2019-12-31 | 365 | 14.9012 | 14 | 0.90123
13678 | 11.96 | 1 | 2018-12-31 | 2019-12-31 | 365 | 13.7039 | 13 | 0.70386
13675 | 10.14 | 1 | 2018-12-31 | 2019-12-31 | 365 | 11.6185 | 11 | 0.61849
13679 | 14.82 | 1 | 2018-12-31 | 2019-12-31 | 365 | 16.9809 | 16 | 0.98087
13672 | 8.84 | 1 | 2018-12-31 | 2019-12-31 | 365 | 10.1289 | 10 | 0.12894
13673 | 5.2 | 1 | 2018-12-31 | 2019-12-31 | 365 | 5.9582 | 5 | 0.9582
13671 | 6.5 | 1 | 2018-12-31 | 2019-12-31 | 365 | 7.4478 | 7 | 0.44775
13662 | 10.92 | 1 | 2018-12-31 | 2019-12-31 | 365 | 12.5122 | 12 | 0.51222
13658 | 3.9 | 1 | 2018-12-31 | 2019-12-31 | 365 | 4.4687 | 4 | 0.46865
13651 | 3.57 | 1 | 2018-12-31 | 2019-12-31 | 365 | 4.0905 | 4 | 0.090535
13646 | 6.76 | 1 | 2018-12-31 | 2019-12-31 | 365 | 7.7457 | 7 | 0.74566
13638 | 7.28 | 1 | 2018-12-31 | 2019-12-31 | 365 | 8.3415 | 8 | 0.34148
13636 | 6.24 | 1 | 2018-12-31 | 2019-12-31 | 365 | 7.1498 | 7 | 0.14984
13630 | 10.14 | 1 | 2018-12-31 | 2019-12-31 | 365 | 11.6185 | 11 | 0.61849
13626 | 8.32 | 1 | 2018-12-31 | 2019-12-31 | 365 | 9.5331 | 9 | 0.53312
13399 | 7.8 | 1 | 2018-12-31 | 2019-12-31 | 365 | 8.9373 | 8 | 0.9373
13398 | 6.76 | 1 | 2018-12-31 | 2019-12-31 | 365 | 7.7457 | 7 | 0.74566
13394 | 6.24 | 1 | 2018-12-31 | 2019-12-31 | 365 | 7.1498 | 7 | 0.14984
13393 | 10.14 | 1 | 2018-12-31 | 2019-12-31 | 365 | 11.6185 | 11 | 0.61849
13391 | 9.88 | 1 | 2018-12-31 | 2019-12-31 | 365 | 11.3206 | 11 | 0.32058
13387 | 3.315 | 1 | 2018-12-31 | 2019-12-31 | 365 | 3.7984 | 3 | 0.79835
13383 | 8.32 | 1 | 2018-12-31 | 2019-12-31 | 365 | 9.5331 | 9 | 0.53312
13307 | 7.02 | 1 | 2018-12-31 | 2019-12-31 | 365 | 8.0436 | 8 | 0.043572
13306 | 4.94 | 1 | 2018-12-31 | 2019-12-31 | 365 | 5.6603 | 5 | 0.66029
13304 | 3.9 | 1 | 2018-12-31 | 2019-12-31 | 365 | 4.4687 | 4 | 0.46865
13302 | 4.42 | 1 | 2018-12-31 | 2019-12-31 | 365 | 5.0645 | 5 | 0.064471
13301 | 5.46 | 1 | 2018-12-31 | 2019-12-31 | 365 | 6.2561 | 6 | 0.25611
13300 | 3.06 | 1 | 2018-12-31 | 2019-12-31 | 365 | 3.5062 | 3 | 0.50617
13299 | 9.36 | 1 | 2018-12-31 | 2019-12-31 | 365 | 10.7248 | 10 | 0.72476
13297 | 8.32 | 1 | 2018-12-31 | 2019-12-31 | 365 | 9.5331 | 9 | 0.53312
13264 | 6.5 | 1 | 2018-12-31 | 2019-12-31 | 365 | 7.4478 | 7 | 0.44775
13262 | 12.455 | 1 | 2018-12-31 | 2019-12-31 | 365 | 14.271 | 14 | 0.27104
13260 | 4.16 | 1 | 2018-12-31 | 2019-12-31 | 365 | 4.7666 | 4 | 0.76656
13258 | 7.54 | 1 | 2018-12-31 | 2019-12-31 | 365 | 8.6394 | 8 | 0.63939
13257 | 5.72 | 1 | 2018-12-31 | 2019-12-31 | 365 | 6.554 | 6 | 0.55402
13253 | 9.62 | 1 | 2018-12-31 | 2019-12-31 | 365 | 11.0227 | 11 | 0.022673
13252 | 7.54 | 1 | 2018-12-31 | 2019-12-31 | 365 | 8.6394 | 8 | 0.63939
13251 | 9.62 | 1 | 2018-12-31 | 2019-12-31 | 365 | 11.0227 | 11 | 0.022673
13248 | 7.54 | 1 | 2018-12-31 | 2019-12-31 | 365 | 8.6394 | 8 | 0.63939
13247 | 4.68 | 1 | 2018-12-31 | 2019-12-31 | 365 | 5.3624 | 5 | 0.36238
13246 | 10.4 | 1 | 2018-12-31 | 2019-12-31 | 365 | 11.9164 | 11 | 0.9164
13198 | 6.24 | 1 | 2018-12-31 | 2019-12-31 | 365 | 7.1498 | 7 | 0.14984
13196 | 6.24 | 1 | 2018-12-31 | 2019-12-31 | 365 | 7.1498 | 7 | 0.14984
13195 | 3.38 | 1 | 2018-12-31 | 2019-12-31 | 365 | 3.8728 | 3 | 0.87283
13192 | 8.84 | 1 | 2018-12-31 | 2019-12-31 | 365 | 10.1289 | 10 | 0.12894
13190 | 5.2 | 1 | 2018-12-31 | 2019-12-31 | 365 | 5.9582 | 5 | 0.9582
13176 | 3.9 | 1 | 2018-12-31 | 2019-12-31 | 365 | 4.4687 | 4 | 0.46865
13175 | 9.945 | 1 | 2018-12-31 | 2019-12-31 | 365 | 11.3951 | 11 | 0.39506
13174 | 5.46 | 1 | 2018-12-31 | 2019-12-31 | 365 | 6.2561 | 6 | 0.25611
13173 | 10.92 | 1 | 2018-12-31 | 2019-12-31 | 365 | 12.5122 | 12 | 0.51222
13171 | 5.355 | 1 | 2018-12-31 | 2019-12-31 | 365 | 6.1358 | 6 | 0.1358
13170 | 8.32 | 1 | 2018-12-31 | 2019-12-31 | 365 | 9.5331 | 9 | 0.53312
13168 | 7.02 | 1 | 2018-12-31 | 2019-12-31 | 365 | 8.0436 | 8 | 0.043572
13169 | 6.5 | 1 | 2018-12-31 | 2019-12-31 | 365 | 7.4478 | 7 | 0.44775
13161 | 7.54 | 1 | 2018-12-31 | 2019-12-31 | 365 | 8.6394 | 8 | 0.63939
13152 | 13.52 | 1 | 2018-12-31 | 2019-12-31 | 365 | 15.4913 | 15 | 0.49132
13150 | 11.7 | 1 | 2018-12-31 | 2019-12-31 | 365 | 13.406 | 13 | 0.40595
13146 | 6.24 | 1 | 2018-12-31 | 2019-12-31 | 365 | 7.1498 | 7 | 0.14984
13144 | 8.84 | 1 | 2018-12-31 | 2019-12-31 | 365 | 10.1289 | 10 | 0.12894
13139 | 2.86 | 1 | 2018-12-31 | 2019-12-31 | 365 | 3.277 | 3 | 0.27701
13136 | 7.8 | 1 | 2018-12-31 | 2019-12-31 | 365 | 8.9373 | 8 | 0.9373
13129 | 4.94 | 1 | 2018-12-31 | 2019-12-31 | 365 | 5.6603 | 5 | 0.66029
13130 | 11.44 | 1 | 2018-12-31 | 2019-12-31 | 365 | 13.108 | 13 | 0.10804
13127 | 8.84 | 1 | 2018-12-31 | 2019-12-31 | 365 | 10.1289 | 10 | 0.12894
13125 | 4.16 | 1 | 2018-12-31 | 2019-12-31 | 365 | 4.7666 | 4 | 0.76656
13111 | 5.2 | 1 | 2018-12-31 | 2019-12-31 | 365 | 5.9582 | 5 | 0.9582
13109 | 2.805 | 1 | 2018-12-31 | 2019-12-31 | 365 | 3.214 | 3 | 0.21399
13104 | 6.24 | 1 | 2018-12-31 | 2019-12-31 | 365 | 7.1498 | 7 | 0.14984
13100 | 6.24 | 1 | 2018-12-31 | 2019-12-31 | 365 | 7.1498 | 7 | 0.14984
13099 | 5.98 | 1 | 2018-12-31 | 2019-12-31 | 365 | 6.8519 | 6 | 0.85193
13096 | 8.58 | 1 | 2018-12-31 | 2019-12-31 | 365 | 9.831 | 9 | 0.83103
13095 | 11.7 | 1 | 2018-12-31 | 2019-12-31 | 365 | 13.406 | 13 | 0.40595
13092 | 6.63 | 1 | 2018-12-31 | 2019-12-31 | 365 | 7.5967 | 7 | 0.59671
13087 | 3.825 | 1 | 2018-12-31 | 2019-12-31 | 365 | 4.3827 | 4 | 0.38272
13083 | 5.1 | 1 | 2018-12-31 | 2019-12-31 | 365 | 5.8436 | 5 | 0.84362
13080 | 5.46 | 1 | 2018-12-31 | 2019-12-31 | 365 | 6.2561 | 6 | 0.25611
13044 | 10.4 | 1 | 2018-12-31 | 2019-12-31 | 365 | 11.9164 | 11 | 0.9164
13043 | 5.2 | 1 | 2018-12-31 | 2019-12-31 | 365 | 5.9582 | 5 | 0.9582
13041 | 6.5 | 1 | 2018-12-31 | 2019-12-31 | 365 | 7.4478 | 7 | 0.44775
13040 | 10.92 | 1 | 2018-12-31 | 2019-12-31 | 365 | 12.5122 | 12 | 0.51222
13036 | 5.46 | 1 | 2018-12-31 | 2019-12-31 | 365 | 6.2561 | 6 | 0.25611
13034 | 3.06 | 1 | 2018-12-31 | 2019-12-31 | 365 | 3.5062 | 3 | 0.50617
13030 | 4.68 | 1 | 2018-12-31 | 2019-12-31 | 365 | 5.3624 | 5 | 0.36238
13009 | 11.475 | 1 | 2018-12-31 | 2019-12-31 | 365 | 13.1481 | 13 | 0.14815
13007 | 10.14 | 1 | 2018-12-31 | 2019-12-31 | 365 | 11.6185 | 11 | 0.61849
13004 | 11.475 | 1 | 2018-12-31 | 2019-12-31 | 365 | 13.1481 | 13 | 0.14815
13002 | 6.76 | 1 | 2018-12-31 | 2019-12-31 | 365 | 7.7457 | 7 | 0.74566
12981 | 10.4 | 1 | 2018-12-31 | 2019-12-31 | 365 | 11.9164 | 11 | 0.9164
12980 | 3.5 | 1 | 2018-12-31 | 2019-12-31 | 365 | 4.0103 | 4 | 0.010328
12958 | 5.98 | 1 | 2018-12-31 | 2019-12-31 | 365 | 6.8519 | 6 | 0.85193
12956 | 4.59 | 1 | 2018-12-31 | 2019-12-31 | 365 | 5.2593 | 5 | 0.25926
12733 | 10.14 | 1 | 2018-12-31 | 2019-12-31 | 365 | 11.6185 | 11 | 0.61849
12730 | 9.275 | 1 | 2018-12-31 | 2019-12-31 | 365 | 10.6274 | 10 | 0.62737
12714 | 7.8 | 1 | 2018-12-31 | 2019-12-31 | 365 | 8.9373 | 8 | 0.9373
12707 | 4.42 | 1 | 2018-12-31 | 2019-12-31 | 365 | 5.0645 | 5 | 0.064471
12700 | 7.28 | 1 | 2018-12-31 | 2019-12-31 | 365 | 8.3415 | 8 | 0.34148
12693 | 5.72 | 1 | 2018-12-31 | 2019-12-31 | 365 | 6.554 | 6 | 0.55402
12664 | 2.55 | 1 | 2018-12-31 | 2019-12-31 | 365 | 2.9218 | 2 | 0.92181
12658 | 8.84 | 1 | 2018-12-31 | 2019-12-31 | 365 | 10.1289 | 10 | 0.12894
12656 | 4.42 | 1 | 2018-12-31 | 2019-12-31 | 365 | 5.0645 | 5 | 0.064471
12655 | 15.045 | 1 | 2018-12-31 | 2019-12-31 | 365 | 17.2387 | 17 | 0.23868
12654 | 8.84 | 1 | 2018-12-31 | 2019-12-31 | 365 | 10.1289 | 10 | 0.12894
12652 | 3.5 | 1 | 2018-12-31 | 2019-12-31 | 365 | 4.0103 | 4 | 0.010328
12653 | 6.5 | 1 | 2018-12-31 | 2019-12-31 | 365 | 7.4478 | 7 | 0.44775
12648 | 3.825 | 1 | 2018-12-31 | 2019-12-31 | 365 | 4.3827 | 4 | 0.38272
12647 | 16.38 | 1 | 2018-12-31 | 2019-12-31 | 365 | 18.7683 | 18 | 0.76834
12644 | 9.36 | 1 | 2018-12-31 | 2019-12-31 | 365 | 10.7248 | 10 | 0.72476
12639 | 8.32 | 1 | 2018-12-31 | 2019-12-31 | 365 | 9.5331 | 9 | 0.53312
12638 | 7.28 | 1 | 2018-12-31 | 2019-12-31 | 365 | 8.3415 | 8 | 0.34148
12637 | 10.14 | 1 | 2018-12-31 | 2019-12-31 | 365 | 11.6185 | 11 | 0.61849
12566 | 3.06 | 1 | 2018-12-31 | 2019-12-31 | 365 | 3.5062 | 3 | 0.50617
12564 | 4.94 | 1 | 2018-12-31 | 2019-12-31 | 365 | 5.6603 | 5 | 0.66029
12562 | 6.24 | 1 | 2018-12-31 | 2019-12-31 | 365 | 7.1498 | 7 | 0.14984
12561 | 7.8 | 1 | 2018-12-31 | 2019-12-31 | 365 | 8.9373 | 8 | 0.9373
12557 | 4.77 | 1 | 2018-12-31 | 2019-12-31 | 365 | 5.4655 | 5 | 0.4655
12558 | 9.36 | 1 | 2018-12-31 | 2019-12-31 | 365 | 10.7248 | 10 | 0.72476
12556 | 5.2 | 1 | 2018-12-31 | 2019-12-31 | 365 | 5.9582 | 5 | 0.9582
12555 | 3.825 | 1 | 2018-12-31 | 2019-12-31 | 365 | 4.3827 | 4 | 0.38272
12548 | 13.26 | 1 | 2018-12-31 | 2019-12-31 | 365 | 15.1934 | 15 | 0.19341
12549 | 11.7 | 1 | 2018-12-31 | 2019-12-31 | 365 | 13.406 | 13 | 0.40595
12546 | 6.76 | 1 | 2018-12-31 | 2019-12-31 | 365 | 7.7457 | 7 | 0.74566
12545 | 9.62 | 1 | 2018-12-31 | 2019-12-31 | 365 | 11.0227 | 11 | 0.022673
12544 | 2.55 | 1 | 2018-12-31 | 2019-12-31 | 365 | 2.9218 | 2 | 0.92181
12541 | 2 | 1 | 2018-12-31 | 2019-12-31 | 365 | 2.2916 | 2 | 0.29162
12540 | 5.46 | 1 | 2018-12-31 | 2019-12-31 | 365 | 6.2561 | 6 | 0.25611
12509 | 10.14 | 1 | 2018-12-31 | 2019-12-31 | 365 | 11.6185 | 11 | 0.61849
12506 | 4.94 | 1 | 2018-12-31 | 2019-12-31 | 365 | 5.6603 | 5 | 0.66029
12502 | 7.8 | 1 | 2018-12-31 | 2019-12-31 | 365 | 8.9373 | 8 | 0.9373
12497 | 2.86 | 1 | 2018-12-31 | 2019-12-31 | 365 | 3.277 | 3 | 0.27701
12494 | 3.9 | 1 | 2018-12-31 | 2019-12-31 | 365 | 4.4687 | 4 | 0.46865
12490 | 7.28 | 1 | 2018-12-31 | 2019-12-31 | 365 | 8.3415 | 8 | 0.34148
12488 | 4.16 | 1 | 2018-12-31 | 2019-12-31 | 365 | 4.7666 | 4 | 0.76656
12487 | 3.38 | 1 | 2018-12-31 | 2019-12-31 | 365 | 3.8728 | 3 | 0.87283
12485 | 8.32 | 1 | 2018-12-31 | 2019-12-31 | 365 | 9.5331 | 9 | 0.53312
12482 | 7.14 | 1 | 2018-12-31 | 2019-12-31 | 365 | 8.1811 | 8 | 0.18107
12480 | 5.72 | 1 | 2018-12-31 | 2019-12-31 | 365 | 6.554 | 6 | 0.55402
12466 | 5.2 | 1 | 2018-12-31 | 2019-12-31 | 365 | 5.9582 | 5 | 0.9582
12451 | 7.28 | 1 | 2018-12-31 | 2019-12-31 | 365 | 8.3415 | 8 | 0.34148
12450 | 11.44 | 1 | 2018-12-31 | 2019-12-31 | 365 | 13.108 | 13 | 0.10804
12446 | 10.14 | 1 | 2018-12-31 | 2019-12-31 | 365 | 11.6185 | 11 | 0.61849
12445 | 6.24 | 1 | 2018-12-31 | 2019-12-31 | 365 | 7.1498 | 7 | 0.14984
12444 | 8.32 | 1 | 2018-12-31 | 2019-12-31 | 365 | 9.5331 | 9 | 0.53312
12443 | 6.375 | 1 | 2018-12-31 | 2019-12-31 | 365 | 7.3045 | 7 | 0.30453
12441 | 10.965 | 1 | 2018-12-31 | 2019-12-31 | 365 | 12.5638 | 12 | 0.56378
12440 | 9.62 | 1 | 2018-12-31 | 2019-12-31 | 365 | 11.0227 | 11 | 0.022673
12435 | 6.76 | 1 | 2018-12-31 | 2019-12-31 | 365 | 7.7457 | 7 | 0.74566
12434 | 4.42 | 1 | 2018-12-31 | 2019-12-31 | 365 | 5.0645 | 5 | 0.064471
12400 | 8.925 | 1 | 2018-12-31 | 2019-12-31 | 365 | 10.2263 | 10 | 0.22634
12396 | 3.825 | 1 | 2018-12-31 | 2019-12-31 | 365 | 4.3827 | 4 | 0.38272
12394 | 3.9 | 1 | 2018-12-31 | 2019-12-31 | 365 | 4.4687 | 4 | 0.46865
12392 | 10.4 | 1 | 2018-12-31 | 2019-12-31 | 365 | 11.9164 | 11 | 0.9164
12389 | 10.4 | 1 | 2018-12-31 | 2019-12-31 | 365 | 11.9164 | 11 | 0.9164
12383 | 5.2 | 1 | 2018-12-31 | 2019-12-31 | 365 | 5.9582 | 5 | 0.9582
12374 | 7.54 | 1 | 2018-12-31 | 2019-12-31 | 365 | 8.6394 | 8 | 0.63939
11829 | 7.28 | 1 | 2018-12-31 | 2019-12-31 | 365 | 8.3415 | 8 | 0.34148
11828 | 3 | 1 | 2018-12-31 | 2019-12-31 | 365 | 3.4374 | 3 | 0.43742
11827 | 11.44 | 1 | 2018-12-31 | 2019-12-31 | 365 | 13.108 | 13 | 0.10804
11825 | 5.2 | 1 | 2018-12-31 | 2019-12-31 | 365 | 5.9582 | 5 | 0.9582
11810 | 15.08 | 1 | 2018-12-31 | 2019-12-31 | 365 | 17.2788 | 17 | 0.27878
11813 | 2.55 | 1 | 2018-12-31 | 2019-12-31 | 365 | 2.9218 | 2 | 0.92181
11809 | 3.38 | 1 | 2018-12-31 | 2019-12-31 | 365 | 3.8728 | 3 | 0.87283
11807 | 5.46 | 1 | 2018-12-31 | 2019-12-31 | 365 | 6.2561 | 6 | 0.25611
11806 | 11.96 | 1 | 2018-12-31 | 2019-12-31 | 365 | 13.7039 | 13 | 0.70386
11804 | 7.54 | 1 | 2018-12-31 | 2019-12-31 | 365 | 8.6394 | 8 | 0.63939
11802 | 10.4 | 1 | 2018-12-31 | 2019-12-31 | 365 | 11.9164 | 11 | 0.9164
11790 | 2.805 | 1 | 2018-12-31 | 2019-12-31 | 365 | 3.214 | 3 | 0.21399
11788 | 11.96 | 1 | 2018-12-31 | 2019-12-31 | 365 | 13.7039 | 13 | 0.70386
11786 | 3.64 | 1 | 2018-12-31 | 2019-12-31 | 365 | 4.1707 | 4 | 0.17074
11780 | 4.335 | 1 | 2018-12-31 | 2019-12-31 | 365 | 4.9671 | 4 | 0.96708
11779 | 3.12 | 1 | 2018-12-31 | 2019-12-31 | 365 | 3.5749 | 3 | 0.57492
11778 | 8.32 | 1 | 2018-12-31 | 2019-12-31 | 365 | 9.5331 | 9 | 0.53312
11777 | 5.98 | 1 | 2018-12-31 | 2019-12-31 | 365 | 6.8519 | 6 | 0.85193
11775 | 6.76 | 1 | 2018-12-31 | 2019-12-31 | 365 | 7.7457 | 7 | 0.74566
11770 | 7.54 | 1 | 2018-12-31 | 2019-12-31 | 365 | 8.6394 | 8 | 0.63939
11761 | 10.14 | 1 | 2018-12-31 | 2019-12-31 | 365 | 11.6185 | 11 | 0.61849
11760 | 7.8 | 1 | 2018-12-31 | 2019-12-31 | 365 | 8.9373 | 8 | 0.9373
11758 | 5.46 | 1 | 2018-12-31 | 2019-12-31 | 365 | 6.2561 | 6 | 0.25611
11756 | 9.1 | 1 | 2018-12-31 | 2019-12-31 | 365 | 10.4269 | 10 | 0.42685
11739 | 13 | 1 | 2018-12-31 | 2019-12-31 | 365 | 14.8955 | 14 | 0.8955
11738 | 3.12 | 1 | 2018-12-31 | 2019-12-31 | 365 | 3.5749 | 3 | 0.57492
11737 | 4.42 | 1 | 2018-12-31 | 2019-12-31 | 365 | 5.0645 | 5 | 0.064471
11736 | 7.54 | 1 | 2018-12-31 | 2019-12-31 | 365 | 8.6394 | 8 | 0.63939
11720 | 10.14 | 1 | 2018-12-31 | 2019-12-31 | 365 | 11.6185 | 11 | 0.61849
11719 | 7.54 | 1 | 2018-12-31 | 2019-12-31 | 365 | 8.6394 | 8 | 0.63939
11717 | 6.5 | 1 | 2018-12-31 | 2019-12-31 | 365 | 7.4478 | 7 | 0.44775
11714 | 4.94 | 1 | 2018-12-31 | 2019-12-31 | 365 | 5.6603 | 5 | 0.66029
11712 | 5.72 | 1 | 2018-12-31 | 2019-12-31 | 365 | 6.554 | 6 | 0.55402
11708 | 8.32 | 1 | 2018-12-31 | 2019-12-31 | 365 | 9.5331 | 9 | 0.53312
11705 | 12.48 | 1 | 2018-12-31 | 2019-12-31 | 365 | 14.2997 | 14 | 0.29968
11704 | 5.865 | 1 | 2018-12-31 | 2019-12-31 | 365 | 6.7202 | 6 | 0.72016
11703 | 4.42 | 1 | 2018-12-31 | 2019-12-31 | 365 | 5.0645 | 5 | 0.064471
11702 | 5.98 | 1 | 2018-12-31 | 2019-12-31 | 365 | 6.8519 | 6 | 0.85193
11690 | 7.8 | 1 | 2018-12-31 | 2019-12-31 | 365 | 8.9373 | 8 | 0.9373
11683 | 2.04 | 1 | 2018-12-31 | 2019-12-31 | 365 | 2.3374 | 2 | 0.33745
11680 | 5.98 | 1 | 2018-12-31 | 2019-12-31 | 365 | 6.8519 | 6 | 0.85193
11685 | 8.06 | 1 | 2018-12-31 | 2019-12-31 | 365 | 9.2352 | 9 | 0.23521
11682 | 12.495 | 1 | 2018-12-31 | 2019-12-31 | 365 | 14.3169 | 14 | 0.31687
11679 | 7.395 | 1 | 2018-12-31 | 2019-12-31 | 365 | 8.4733 | 8 | 0.47325
11670 | 5.46 | 1 | 2018-12-31 | 2019-12-31 | 365 | 6.2561 | 6 | 0.25611
11669 | 6.12 | 1 | 2018-12-31 | 2019-12-31 | 365 | 7.0123 | 7 | 0.012345
11668 | 8.32 | 1 | 2018-12-31 | 2019-12-31 | 365 | 9.5331 | 9 | 0.53312
11667 | 3.64 | 1 | 2018-12-31 | 2019-12-31 | 365 | 4.1707 | 4 | 0.17074
11664 | 4.16 | 1 | 2018-12-31 | 2019-12-31 | 365 | 4.7666 | 4 | 0.76656
11643 | 8.58 | 1 | 2018-12-31 | 2019-12-31 | 365 | 9.831 | 9 | 0.83103
11663 | 11.44 | 1 | 2018-12-31 | 2019-12-31 | 365 | 13.108 | 13 | 0.10804
11660 | 12.22 | 1 | 2018-12-31 | 2019-12-31 | 365 | 14.0018 | 14 | 0.0017738
11659 | 10.14 | 1 | 2018-12-31 | 2019-12-31 | 365 | 11.6185 | 11 | 0.61849
11658 | 5.2 | 1 | 2018-12-31 | 2019-12-31 | 365 | 5.9582 | 5 | 0.9582
11657 | 5.355 | 1 | 2018-12-31 | 2019-12-31 | 365 | 6.1358 | 6 | 0.1358
11655 | 4.16 | 1 | 2018-12-31 | 2019-12-31 | 365 | 4.7666 | 4 | 0.76656
11652 | 2.805 | 1 | 2018-12-31 | 2019-12-31 | 365 | 3.214 | 3 | 0.21399
11651 | 5.72 | 1 | 2018-12-31 | 2019-12-31 | 365 | 6.554 | 6 | 0.55402
11641 | 4.16 | 1 | 2018-12-31 | 2019-12-31 | 365 | 4.7666 | 4 | 0.76656
11615 | 13.26 | 1 | 2018-12-31 | 2019-12-31 | 365 | 15.1934 | 15 | 0.19341
11605 | 5.72 | 1 | 2018-12-31 | 2019-12-31 | 365 | 6.554 | 6 | 0.55402
11584 | 8.58 | 1 | 2018-12-31 | 2019-12-31 | 365 | 9.831 | 9 | 0.83103
11581 | 3.9 | 1 | 2018-12-31 | 2019-12-31 | 365 | 4.4687 | 4 | 0.46865
11580 | 3.12 | 1 | 2018-12-31 | 2019-12-31 | 365 | 3.5749 | 3 | 0.57492
11579 | 2.08 | 1 | 2018-12-31 | 2019-12-31 | 365 | 2.3833 | 2 | 0.38328
11578 | 8.5 | 1 | 2018-12-31 | 2019-12-31 | 365 | 9.7394 | 9 | 0.73937
11576 | 7.8 | 1 | 2018-12-31 | 2019-12-31 | 365 | 8.9373 | 8 | 0.9373
11574 | 9.88 | 1 | 2018-12-31 | 2019-12-31 | 365 | 11.3206 | 11 | 0.32058
11572 | 5.98 | 1 | 2018-12-31 | 2019-12-31 | 365 | 6.8519 | 6 | 0.85193
11568 | 6.885 | 1 | 2018-12-31 | 2019-12-31 | 365 | 7.8889 | 7 | 0.88889
11567 | 6.5 | 1 | 2018-12-31 | 2019-12-31 | 365 | 7.4478 | 7 | 0.44775
11556 | 7.28 | 1 | 2018-12-31 | 2019-12-31 | 365 | 8.3415 | 8 | 0.34148
11552 | 4.16 | 1 | 2018-12-31 | 2019-12-31 | 365 | 4.7666 | 4 | 0.76656
11077 | 7.54 | 1 | 2018-12-31 | 2019-12-31 | 365 | 8.6394 | 8 | 0.63939
10966 | 9.88 | 1 | 2018-12-31 | 2019-12-31 | 365 | 11.3206 | 11 | 0.32058
10978 | 4.42 | 1 | 2018-12-31 | 2019-12-31 | 365 | 5.0645 | 5 | 0.064471
11054 | 4.68 | 1 | 2018-12-31 | 2019-12-31 | 365 | 5.3624 | 5 | 0.36238
11039 | 5.2 | 1 | 2018-12-31 | 2019-12-31 | 365 | 5.9582 | 5 | 0.9582
11035 | 9.36 | 1 | 2018-12-31 | 2019-12-31 | 365 | 10.7248 | 10 | 0.72476
11021 | 5.61 | 1 | 2018-12-31 | 2019-12-31 | 365 | 6.428 | 6 | 0.42798
11019 | 8.32 | 1 | 2018-12-31 | 2019-12-31 | 365 | 9.5331 | 9 | 0.53312
10922 | 6.24 | 1 | 2018-12-31 | 2019-12-31 | 365 | 7.1498 | 7 | 0.14984
10969 | 5.46 | 1 | 2018-12-31 | 2019-12-31 | 365 | 6.2561 | 6 | 0.25611
10983 | 7.14 | 1 | 2018-12-31 | 2019-12-31 | 365 | 8.1811 | 8 | 0.18107
10976 | 11.96 | 1 | 2018-12-31 | 2019-12-31 | 365 | 13.7039 | 13 | 0.70386
11298 | 3.12 | 1 | 2018-12-31 | 2019-12-31 | 365 | 3.5749 | 3 | 0.57492
11317 | 5.865 | 1 | 2018-12-31 | 2019-12-31 | 365 | 6.7202 | 6 | 0.72016
10977 | 6.5 | 1 | 2018-12-31 | 2019-12-31 | 365 | 7.4478 | 7 | 0.44775
10965 | 7.8 | 1 | 2018-12-31 | 2019-12-31 | 365 | 8.9373 | 8 | 0.9373
10968 | 5.72 | 1 | 2018-12-31 | 2019-12-31 | 365 | 6.554 | 6 | 0.55402
10974 | 4.68 | 1 | 2018-12-31 | 2019-12-31 | 365 | 5.3624 | 5 | 0.36238
11232 | 7.65 | 1 | 2018-12-31 | 2019-12-31 | 365 | 8.7654 | 8 | 0.76543
11043 | 5.98 | 1 | 2018-12-31 | 2019-12-31 | 365 | 6.8519 | 6 | 0.85193
13852 | 2.6 | 1 | 2018-12-31 | 2019-12-31 | 365 | 2.9791 | 2 | 0.9791
13851 | 3.64 | 1 | 2018-12-31 | 2019-12-31 | 365 | 4.1707 | 4 | 0.17074
13847 | 10.965 | 1 | 2018-12-31 | 2019-12-31 | 365 | 12.5638 | 12 | 0.56378
13846 | 8.84 | 1 | 2018-12-31 | 2019-12-31 | 365 | 10.1289 | 10 | 0.12894
13841 | 8.925 | 1 | 2018-12-31 | 2019-12-31 | 365 | 10.2263 | 10 | 0.22634
13837 | 7.14 | 1 | 2018-12-31 | 2019-12-31 | 365 | 8.1811 | 8 | 0.18107
13840 | 11.475 | 1 | 2018-12-31 | 2019-12-31 | 365 | 13.1481 | 13 | 0.14815
13835 | 3.75 | 1 | 2018-12-31 | 2019-12-31 | 365 | 4.2968 | 4 | 0.29678
13834 | 5.72 | 1 | 2018-12-31 | 2019-12-31 | 365 | 6.554 | 6 | 0.55402
13827 | 6.76 | 1 | 2018-12-31 | 2019-12-31 | 365 | 7.7457 | 7 | 0.74566
13824 | 3.57 | 1 | 2018-12-31 | 2019-12-31 | 365 | 4.0905 | 4 | 0.090535
13823 | 3.825 | 1 | 2018-12-31 | 2019-12-31 | 365 | 4.3827 | 4 | 0.38272
13821 | 13.06 | 1 | 2018-12-31 | 2019-12-31 | 365 | 14.9643 | 14 | 0.96425
13820 | 3.64 | 1 | 2018-12-31 | 2019-12-31 | 365 | 4.1707 | 4 | 0.17074
13814 | 6.375 | 1 | 2018-12-31 | 2019-12-31 | 365 | 7.3045 | 7 | 0.30453
13809 | 4.16 | 1 | 2018-12-31 | 2019-12-31 | 365 | 4.7666 | 4 | 0.76656
13803 | 6 | 1 | 2018-12-31 | 2019-12-31 | 365 | 6.8748 | 6 | 0.87485
13791 | 9.435 | 1 | 2018-12-31 | 2019-12-31 | 365 | 10.8107 | 10 | 0.8107
13785 | 5.2 | 1 | 2018-12-31 | 2019-12-31 | 365 | 5.9582 | 5 | 0.9582
13783 | 3.825 | 1 | 2018-12-31 | 2019-12-31 | 365 | 4.3827 | 4 | 0.38272
13780 | 3.825 | 1 | 2018-12-31 | 2019-12-31 | 365 | 4.3827 | 4 | 0.38272
13778 | 8.58 | 1 | 2018-12-31 | 2019-12-31 | 365 | 9.831 | 9 | 0.83103
13772 | 5.98 | 1 | 2018-12-31 | 2019-12-31 | 365 | 6.8519 | 6 | 0.85193
13771 | 9.435 | 1 | 2018-12-31 | 2019-12-31 | 365 | 10.8107 | 10 | 0.8107
13766 | 4.08 | 1 | 2018-12-31 | 2019-12-31 | 365 | 4.6749 | 4 | 0.6749
13757 | 8.84 | 1 | 2018-12-31 | 2019-12-31 | 365 | 10.1289 | 10 | 0.12894
13751 | 5.1 | 1 | 2018-12-31 | 2019-12-31 | 365 | 5.8436 | 5 | 0.84362
13755 | 3.9 | 1 | 2018-12-31 | 2019-12-31 | 365 | 4.4687 | 4 | 0.46865
13750 | 9.1 | 1 | 2018-12-31 | 2019-12-31 | 365 | 10.4269 | 10 | 0.42685
13749 | 13 | 1 | 2018-12-31 | 2019-12-31 | 365 | 14.8955 | 14 | 0.8955
13748 | 8.84 | 1 | 2018-12-31 | 2019-12-31 | 365 | 10.1289 | 10 | 0.12894
13747 | 7.14 | 1 | 2018-12-31 | 2019-12-31 | 365 | 8.1811 | 8 | 0.18107
13709 | 8.16 | 1 | 2018-12-31 | 2019-12-31 | 365 | 9.3498 | 9 | 0.34979
13902 | 6.76 | 1 | 2018-12-31 | 2019-12-31 | 365 | 7.7457 | 7 | 0.74566
13904 | 6.5 | 1 | 2018-12-31 | 2019-12-31 | 365 | 7.4478 | 7 | 0.44775
13867 | 5.61 | 1 | 2018-12-31 | 2019-12-31 | 365 | 6.428 | 6 | 0.42798
13873 | 5.46 | 1 | 2018-12-31 | 2019-12-31 | 365 | 6.2561 | 6 | 0.25611
13876 | 4.59 | 1 | 2018-12-31 | 2019-12-31 | 365 | 5.2593 | 5 | 0.25926
13870 | 4.16 | 1 | 2018-12-31 | 2019-12-31 | 365 | 4.7666 | 4 | 0.76656
13255 | 9.18 | 1 | 2018-12-31 | 2019-12-31 | 365 | 10.5185 | 10 | 0.51852
13178 | 6.375 | 1 | 2018-12-31 | 2019-12-31 | 365 | 7.3045 | 7 | 0.30453
13165 | 4.68 | 1 | 2018-12-31 | 2019-12-31 | 365 | 5.3624 | 5 | 0.36238
12767 | 8.06 | 1 | 2018-12-31 | 2019-12-31 | 365 | 9.2352 | 9 | 0.23521
12674 | 5.2 | 1 | 2018-12-31 | 2019-12-31 | 365 | 5.9582 | 5 | 0.9582
12346 | 6.63 | 1 | 2018-12-31 | 2019-12-31 | 365 | 7.5967 | 7 | 0.59671
12174 | 9.36 | 1 | 2018-12-31 | 2019-12-31 | 365 | 10.7248 | 10 | 0.72476
11689 | 10.2 | 1 | 2018-12-31 | 2019-12-31 | 365 | 11.6872 | 11 | 0.68724
11539 | 11.18 | 1 | 2018-12-31 | 2019-12-31 | 365 | 12.8101 | 12 | 0.81013
10973 | 11.73 | 1 | 2018-12-31 | 2019-12-31 | 365 | 13.4403 | 13 | 0.44033
10970 | 17.085 | 1 | 2018-12-31 | 2019-12-31 | 365 | 19.5761 | 19 | 0.57613
11085 | 10.455 | 1 | 2018-12-31 | 2019-12-31 | 365 | 11.9794 | 11 | 0.97942
13261 | 4.24 | 1 | 2018-12-31 | 2019-12-31 | 365 | 4.8582 | 4 | 0.85823
13032 | 2.5 | 1 | 2018-12-31 | 2019-12-31 | 365 | 2.8645 | 2 | 0.86452
12709 | 12.74 | 1 | 2018-12-31 | 2019-12-31 | 365 | 14.5976 | 14 | 0.59759
15280 | 6.25 | 1 | 2018-12-31 | 2019-12-31 | 365 | 7.1613 | 7 | 0.1613
12662 | 7.28 | 1 | 2018-12-31 | 2019-12-31 | 365 | 8.3415 | 8 | 0.34148
12449 | 7.14 | 1 | 2018-12-31 | 2019-12-31 | 365 | 8.1811 | 8 | 0.18107
12384 | 8.67 | 1 | 2018-12-31 | 2019-12-31 | 365 | 9.9342 | 9 | 0.93416
11838 | 4.335 | 1 | 2018-12-31 | 2019-12-31 | 365 | 4.9671 | 4 | 0.96708
11834 | 7.02 | 1 | 2018-12-31 | 2019-12-31 | 365 | 8.0436 | 8 | 0.043572
10893 | 3.9 | 1 | 2018-12-31 | 2019-12-31 | 365 | 4.4687 | 4 | 0.46865
11814 | 7.02 | 1 | 2018-12-31 | 2019-12-31 | 365 | 8.0436 | 8 | 0.043572
11666 | 8.58 | 1 | 2018-12-31 | 2019-12-31 | 365 | 9.831 | 9 | 0.83103
11569 | 14.025 | 1 | 2018-12-31 | 2019-12-31 | 365 | 16.07 | 16 | 0.069957
11501 | 7.905 | 1 | 2018-12-31 | 2019-12-31 | 365 | 9.0576 | 9 | 0.057612
11490 | 6.375 | 1 | 2018-12-31 | 2019-12-31 | 365 | 7.3045 | 7 | 0.30453
11221 | 4.5 | 1 | 2018-12-31 | 2019-12-31 | 365 | 5.1561 | 5 | 0.15614
11075 | 12.495 | 1 | 2018-12-31 | 2019-12-31 | 365 | 14.3169 | 14 | 0.31687
11041 | 9.18 | 1 | 2018-12-31 | 2019-12-31 | 365 | 10.5185 | 10 | 0.51852
11031 | 11.73 | 1 | 2018-12-31 | 2019-12-31 | 365 | 13.4403 | 13 | 0.44033
11036 | 14.28 | 1 | 2018-12-31 | 2019-12-31 | 365 | 16.3621 | 16 | 0.36214
12436 | 8.84 | 1 | 2018-12-31 | 2019-12-31 | 365 | 10.1289 | 10 | 0.12894
12641 | 6.24 | 1 | 2018-12-31 | 2019-12-31 | 365 | 7.1498 | 7 | 0.14984
11312 | 11.475 | 1 | 2018-12-31 | 2019-12-31 | 365 | 13.1481 | 13 | 0.14815
11045 | 11.7 | 1 | 2018-12-31 | 2019-12-31 | 365 | 13.406 | 13 | 0.40595
11528 | 5.98 | 1 | 2018-12-31 | 2019-12-31 | 365 | 6.8519 | 6 | 0.85193
11233 | 11.18 | 1 | 2018-12-31 | 2019-12-31 | 365 | 12.8101 | 12 | 0.81013
11247 | 11.73 | 1 | 2018-12-31 | 2019-12-31 | 365 | 13.4403 | 13 | 0.44033
11478 | 10.4 | 1 | 2018-12-31 | 2019-12-31 | 365 | 11.9164 | 11 | 0.9164
11089 | 11.7 | 1 | 2018-12-31 | 2019-12-31 | 365 | 13.406 | 13 | 0.40595
11336 | 15.3 | 1 | 2018-12-31 | 2019-12-31 | 365 | 17.5309 | 17 | 0.53086
10975 | 15.555 | 1 | 2018-12-31 | 2019-12-31 | 365 | 17.823 | 17 | 0.82304
11452 | 10.2 | 1 | 2018-12-31 | 2019-12-31 | 365 | 11.6872 | 11 | 0.68724
11461 | 16.065 | 1 | 2018-12-31 | 2019-12-31 | 365 | 18.4074 | 18 | 0.40741
11474 | 13.77 | 1 | 2018-12-31 | 2019-12-31 | 365 | 15.7778 | 15 | 0.77778
11491 | 10.92 | 1 | 2018-12-31 | 2019-12-31 | 365 | 12.5122 | 12 | 0.51222
11495 | 10.26 | 1 | 2018-12-31 | 2019-12-31 | 365 | 11.756 | 11 | 0.75599
11573 | 6.76 | 1 | 2018-12-31 | 2019-12-31 | 365 | 7.7457 | 7 | 0.74566
11557 | 15.555 | 1 | 2018-12-31 | 2019-12-31 | 365 | 17.823 | 17 | 0.82304
11873 | 11.985 | 1 | 2018-12-31 | 2019-12-31 | 365 | 13.7325 | 13 | 0.73251
11887 | 12.22 | 1 | 2018-12-31 | 2019-12-31 | 365 | 14.0018 | 14 | 0.0017738
11913 | 13.77 | 1 | 2018-12-31 | 2019-12-31 | 365 | 15.7778 | 15 | 0.77778
12031 | 13.78 | 1 | 2018-12-31 | 2019-12-31 | 365 | 15.7892 | 15 | 0.78923
12054 | 14.535 | 1 | 2018-12-31 | 2019-12-31 | 365 | 16.6543 | 16 | 0.65432
12076 | 11.73 | 1 | 2018-12-31 | 2019-12-31 | 365 | 13.4403 | 13 | 0.44033
12085 | 10.71 | 1 | 2018-12-31 | 2019-12-31 | 365 | 12.2716 | 12 | 0.2716
12192 | 11.22 | 1 | 2018-12-31 | 2019-12-31 | 365 | 12.856 | 12 | 0.85597
12341 | 7.02 | 1 | 2018-12-31 | 2019-12-31 | 365 | 8.0436 | 8 | 0.043572
12351 | 13.77 | 1 | 2018-12-31 | 2019-12-31 | 365 | 15.7778 | 15 | 0.77778
12356 | 14.82 | 1 | 2018-12-31 | 2019-12-31 | 365 | 16.9809 | 16 | 0.98087
12362 | 14.79 | 1 | 2018-12-31 | 2019-12-31 | 365 | 16.9465 | 16 | 0.9465
12518 | 3.64 | 1 | 2018-12-31 | 2019-12-31 | 365 | 4.1707 | 4 | 0.17074
12761 | 13.26 | 1 | 2018-12-31 | 2019-12-31 | 365 | 15.1934 | 15 | 0.19341
12764 | 11.44 | 1 | 2018-12-31 | 2019-12-31 | 365 | 13.108 | 13 | 0.10804
12789 | 13.52 | 1 | 2018-12-31 | 2019-12-31 | 365 | 15.4913 | 15 | 0.49132
12791 | 10.92 | 1 | 2018-12-31 | 2019-12-31 | 365 | 12.5122 | 12 | 0.51222
12792 | 10.2 | 1 | 2018-12-31 | 2019-12-31 | 365 | 11.6872 | 11 | 0.68724
12840 | 10.92 | 1 | 2018-12-31 | 2019-12-31 | 365 | 12.5122 | 12 | 0.51222
12852 | 10.92 | 1 | 2018-12-31 | 2019-12-31 | 365 | 12.5122 | 12 | 0.51222
12854 | 15.08 | 1 | 2018-12-31 | 2019-12-31 | 365 | 17.2788 | 17 | 0.27878
12887 | 13.77 | 1 | 2018-12-31 | 2019-12-31 | 365 | 15.7778 | 15 | 0.77778
12896 | 13.515 | 1 | 2018-12-31 | 2019-12-31 | 365 | 15.4856 | 15 | 0.4856
12942 | 10.66 | 1 | 2018-12-31 | 2019-12-31 | 365 | 12.2143 | 12 | 0.21431
13415 | 12.495 | 1 | 2018-12-31 | 2019-12-31 | 365 | 14.3169 | 14 | 0.31687
13493 | 10.14 | 1 | 2018-12-31 | 2019-12-31 | 365 | 11.6185 | 11 | 0.61849
13550 | 10.71 | 1 | 2018-12-31 | 2019-12-31 | 365 | 12.2716 | 12 | 0.2716
13559 | 13.52 | 1 | 2018-12-31 | 2019-12-31 | 365 | 15.4913 | 15 | 0.49132
13571 | 11.96 | 1 | 2018-12-31 | 2019-12-31 | 365 | 13.7039 | 13 | 0.70386
12712 | 2.86 | 1 | 2018-12-31 | 2019-12-31 | 365 | 3.277 | 3 | 0.27701
11816 | 4.94 | 1 | 2018-12-31 | 2019-12-31 | 365 | 5.6603 | 5 | 0.66029
11835 | 5.46 | 1 | 2018-12-31 | 2019-12-31 | 365 | 6.2561 | 6 | 0.25611
11038 | 10.71 | 1 | 2018-12-31 | 2019-12-31 | 365 | 12.2716 | 12 | 0.2716
11163 | 181.815 | 0.9 | 2018-12-31 | 2019-12-31 | 365 | 187.4926 | 187 | 0.49257
11167 | 178.5 | 0.9 | 2018-12-31 | 2019-12-31 | 365 | 184.0741 | 184 | 0.074055
9572 | 161.67 | 0.9 | 2018-12-31 | 2019-12-31 | 365 | 166.7185 | 166 | 0.7185
12682 | 3.06 | 1 | 2018-12-31 | 2019-12-31 | 365 | 3.5062 | 3 | 0.50617
12703 | 9.945 | 1 | 2018-12-31 | 2019-12-31 | 365 | 11.3951 | 11 | 0.39506
12349 | 16.32 | 1 | 2018-12-31 | 2019-12-31 | 365 | 18.6996 | 18 | 0.69959
12708 | 14.535 | 1 | 2018-12-31 | 2019-12-31 | 365 | 16.6543 | 16 | 0.65432
11090 | 13.005 | 1 | 2018-12-31 | 2019-12-31 | 365 | 14.9012 | 14 | 0.90123
13068 | 3.9 | 1 | 2018-12-31 | 2019-12-31 | 365 | 4.4687 | 4 | 0.46865
11735 | 3.57 | 1 | 2018-12-31 | 2019-12-31 | 365 | 4.0905 | 4 | 0.090535
13983 | 8.58 | 1 | 2018-12-31 | 2019-12-31 | 365 | 9.831 | 9 | 0.83103
14009 | 3.9 | 1 | 2018-12-31 | 2019-12-31 | 365 | 4.4687 | 4 | 0.46865
14025 | 6.63 | 1 | 2018-12-31 | 2019-12-31 | 365 | 7.5967 | 7 | 0.59671
14032 | 3.825 | 1 | 2018-12-31 | 2019-12-31 | 365 | 4.3827 | 4 | 0.38272
14143 | 6.375 | 1 | 2018-12-31 | 2019-12-31 | 365 | 7.3045 | 7 | 0.30453
14133 | 6.12 | 1 | 2018-12-31 | 2019-12-31 | 365 | 7.0123 | 7 | 0.012345
14149 | 7.54 | 1 | 2018-12-31 | 2019-12-31 | 365 | 8.6394 | 8 | 0.63939
14151 | 3.12 | 1 | 2018-12-31 | 2019-12-31 | 365 | 3.5749 | 3 | 0.57492
14154 | 2.34 | 1 | 2018-12-31 | 2019-12-31 | 365 | 2.6812 | 2 | 0.68119
14156 | 11.96 | 1 | 2018-12-31 | 2019-12-31 | 365 | 13.7039 | 13 | 0.70386
14160 | 8.67 | 1 | 2018-12-31 | 2019-12-31 | 365 | 9.9342 | 9 | 0.93416
14377 | 8.32 | 1 | 2018-12-31 | 2019-12-31 | 365 | 9.5331 | 9 | 0.53312
14163 | 5.2 | 1 | 2018-12-31 | 2019-12-31 | 365 | 5.9582 | 5 | 0.9582
14383 | 10.4 | 1 | 2018-12-31 | 2019-12-31 | 365 | 11.9164 | 11 | 0.9164
14386 | 6.5 | 1 | 2018-12-31 | 2019-12-31 | 365 | 7.4478 | 7 | 0.44775
14390 | 10.4 | 1 | 2018-12-31 | 2019-12-31 | 365 | 11.9164 | 11 | 0.9164
14394 | 3.9 | 1 | 2018-12-31 | 2019-12-31 | 365 | 4.4687 | 4 | 0.46865
14395 | 5.61 | 1 | 2018-12-31 | 2019-12-31 | 365 | 6.428 | 6 | 0.42798
14396 | 4.16 | 1 | 2018-12-31 | 2019-12-31 | 365 | 4.7666 | 4 | 0.76656
14474 | 14.56 | 1 | 2018-12-31 | 2019-12-31 | 365 | 16.683 | 16 | 0.68296
14483 | 6.24 | 1 | 2018-12-31 | 2019-12-31 | 365 | 7.1498 | 7 | 0.14984
14489 | 8.32 | 1 | 2018-12-31 | 2019-12-31 | 365 | 9.5331 | 9 | 0.53312
14505 | 5.98 | 1 | 2018-12-31 | 2019-12-31 | 365 | 6.8519 | 6 | 0.85193
14495 | 4.68 | 1 | 2018-12-31 | 2019-12-31 | 365 | 5.3624 | 5 | 0.36238
14508 | 4.42 | 1 | 2018-12-31 | 2019-12-31 | 365 | 5.0645 | 5 | 0.064471
14513 | 7.28 | 1 | 2018-12-31 | 2019-12-31 | 365 | 8.3415 | 8 | 0.34148
14517 | 9.36 | 1 | 2018-12-31 | 2019-12-31 | 365 | 10.7248 | 10 | 0.72476
14526 | 3.9 | 1 | 2018-12-31 | 2019-12-31 | 365 | 4.4687 | 4 | 0.46865
14527 | 8.32 | 1 | 2018-12-31 | 2019-12-31 | 365 | 9.5331 | 9 | 0.53312
14535 | 6.12 | 1 | 2018-12-31 | 2019-12-31 | 365 | 7.0123 | 7 | 0.012345
14530 | 6.76 | 1 | 2018-12-31 | 2019-12-31 | 365 | 7.7457 | 7 | 0.74566
14537 | 4.59 | 1 | 2018-12-31 | 2019-12-31 | 365 | 5.2593 | 5 | 0.25926
14539 | 3.12 | 1 | 2018-12-31 | 2019-12-31 | 365 | 3.5749 | 3 | 0.57492
14542 | 6.24 | 1 | 2018-12-31 | 2019-12-31 | 365 | 7.1498 | 7 | 0.14984
14540 | 10.965 | 1 | 2018-12-31 | 2019-12-31 | 365 | 12.5638 | 12 | 0.56378
14544 | 2.08 | 1 | 2018-12-31 | 2019-12-31 | 365 | 2.3833 | 2 | 0.38328
14541 | 8.925 | 1 | 2018-12-31 | 2019-12-31 | 365 | 10.2263 | 10 | 0.22634
14546 | 3.9 | 1 | 2018-12-31 | 2019-12-31 | 365 | 4.4687 | 4 | 0.46865
14566 | 4.59 | 1 | 2018-12-31 | 2019-12-31 | 365 | 5.2593 | 5 | 0.25926
14591 | 7.905 | 1 | 2018-12-31 | 2019-12-31 | 365 | 9.0576 | 9 | 0.057612
14589 | 3.675 | 1 | 2018-12-31 | 2019-12-31 | 365 | 4.2108 | 4 | 0.21084
14668 | 3.12 | 1 | 2018-12-31 | 2019-12-31 | 365 | 3.5749 | 3 | 0.57492
15054 | 8.84 | 1 | 2018-12-31 | 2019-12-31 | 365 | 10.1289 | 10 | 0.12894
14775 | 4.94 | 1 | 2018-12-31 | 2019-12-31 | 365 | 5.6603 | 5 | 0.66029
14778 | 5.72 | 1 | 2018-12-31 | 2019-12-31 | 365 | 6.554 | 6 | 0.55402
14779 | 7.54 | 1 | 2018-12-31 | 2019-12-31 | 365 | 8.6394 | 8 | 0.63939
14781 | 6.24 | 1 | 2018-12-31 | 2019-12-31 | 365 | 7.1498 | 7 | 0.14984
14785 | 5.865 | 1 | 2018-12-31 | 2019-12-31 | 365 | 6.7202 | 6 | 0.72016
14799 | 4.68 | 1 | 2018-12-31 | 2019-12-31 | 365 | 5.3624 | 5 | 0.36238
14800 | 5.46 | 1 | 2018-12-31 | 2019-12-31 | 365 | 6.2561 | 6 | 0.25611
14801 | 11.73 | 1 | 2018-12-31 | 2019-12-31 | 365 | 13.4403 | 13 | 0.44033
14802 | 5.72 | 1 | 2018-12-31 | 2019-12-31 | 365 | 6.554 | 6 | 0.55402
14803 | 4.42 | 1 | 2018-12-31 | 2019-12-31 | 365 | 5.0645 | 5 | 0.064471
14805 | 7.54 | 1 | 2018-12-31 | 2019-12-31 | 365 | 8.6394 | 8 | 0.63939
14807 | 6.12 | 1 | 2018-12-31 | 2019-12-31 | 365 | 7.0123 | 7 | 0.012345
14808 | 7.8 | 1 | 2018-12-31 | 2019-12-31 | 365 | 8.9373 | 8 | 0.9373
14809 | 5.98 | 1 | 2018-12-31 | 2019-12-31 | 365 | 6.8519 | 6 | 0.85193
14811 | 9.62 | 1 | 2018-12-31 | 2019-12-31 | 365 | 11.0227 | 11 | 0.022673
14831 | 5.1 | 1 | 2018-12-31 | 2019-12-31 | 365 | 5.8436 | 5 | 0.84362
14847 | 3.38 | 1 | 2018-12-31 | 2019-12-31 | 365 | 3.8728 | 3 | 0.87283
14867 | 12.22 | 1 | 2018-12-31 | 2019-12-31 | 365 | 14.0018 | 14 | 0.0017738
14874 | 12.22 | 1 | 2018-12-31 | 2019-12-31 | 365 | 14.0018 | 14 | 0.0017738
14877 | 3.12 | 1 | 2018-12-31 | 2019-12-31 | 365 | 3.5749 | 3 | 0.57492
14960 | 8.06 | 1 | 2018-12-31 | 2019-12-31 | 365 | 9.2352 | 9 | 0.23521
14962 | 25.245 | 0.9 | 2018-12-31 | 2019-12-31 | 365 | 26.0333 | 26 | 0.033331
14966 | 11.18 | 1 | 2018-12-31 | 2019-12-31 | 365 | 12.8101 | 12 | 0.81013
14972 | 12.74 | 1 | 2018-12-31 | 2019-12-31 | 365 | 14.5976 | 14 | 0.59759
14974 | 9.1 | 1 | 2018-12-31 | 2019-12-31 | 365 | 10.4269 | 10 | 0.42685
14991 | 7.02 | 1 | 2018-12-31 | 2019-12-31 | 365 | 8.0436 | 8 | 0.043572
15045 | 8.84 | 1 | 2018-12-31 | 2019-12-31 | 365 | 10.1289 | 10 | 0.12894
15049 | 13 | 1 | 2018-12-31 | 2019-12-31 | 365 | 14.8955 | 14 | 0.8955
15047 | 8.16 | 1 | 2018-12-31 | 2019-12-31 | 365 | 9.3498 | 9 | 0.34979
15051 | 7.8 | 1 | 2018-12-31 | 2019-12-31 | 365 | 8.9373 | 8 | 0.9373
15053 | 2.86 | 1 | 2018-12-31 | 2019-12-31 | 365 | 3.277 | 3 | 0.27701
15077 | 3.9 | 1 | 2018-12-31 | 2019-12-31 | 365 | 4.4687 | 4 | 0.46865
15083 | 8.32 | 1 | 2018-12-31 | 2019-12-31 | 365 | 9.5331 | 9 | 0.53312
15087 | 8.58 | 1 | 2018-12-31 | 2019-12-31 | 365 | 9.831 | 9 | 0.83103
15081 | 4.335 | 1 | 2018-12-31 | 2019-12-31 | 365 | 4.9671 | 4 | 0.96708
15090 | 6.12 | 1 | 2018-12-31 | 2019-12-31 | 365 | 7.0123 | 7 | 0.012345
15092 | 8.58 | 1 | 2018-12-31 | 2019-12-31 | 365 | 9.831 | 9 | 0.83103
15139 | 10.2 | 1 | 2018-12-31 | 2019-12-31 | 365 | 11.6872 | 11 | 0.68724
15141 | 11.73 | 1 | 2018-12-31 | 2019-12-31 | 365 | 13.4403 | 13 | 0.44033
15144 | 8.32 | 1 | 2018-12-31 | 2019-12-31 | 365 | 9.5331 | 9 | 0.53312
15147 | 6.63 | 1 | 2018-12-31 | 2019-12-31 | 365 | 7.5967 | 7 | 0.59671
15152 | 8.32 | 1 | 2018-12-31 | 2019-12-31 | 365 | 9.5331 | 9 | 0.53312
15154 | 14.3 | 1 | 2018-12-31 | 2019-12-31 | 365 | 16.3851 | 16 | 0.38505
15157 | 13 | 1 | 2018-12-31 | 2019-12-31 | 365 | 14.8955 | 14 | 0.8955
15155 | 4.94 | 1 | 2018-12-31 | 2019-12-31 | 365 | 5.6603 | 5 | 0.66029
15158 | 4.08 | 1 | 2018-12-31 | 2019-12-31 | 365 | 4.6749 | 4 | 0.6749
15159 | 3.06 | 1 | 2018-12-31 | 2019-12-31 | 365 | 3.5062 | 3 | 0.50617
15165 | 6.76 | 1 | 2018-12-31 | 2019-12-31 | 365 | 7.7457 | 7 | 0.74566
15166 | 11.44 | 1 | 2018-12-31 | 2019-12-31 | 365 | 13.108 | 13 | 0.10804
15168 | 10.66 | 1 | 2018-12-31 | 2019-12-31 | 365 | 12.2143 | 12 | 0.21431
15173 | 6.76 | 1 | 2018-12-31 | 2019-12-31 | 365 | 7.7457 | 7 | 0.74566
15177 | 8.67 | 1 | 2018-12-31 | 2019-12-31 | 365 | 9.9342 | 9 | 0.93416
15207 | 5.72 | 1 | 2018-12-31 | 2019-12-31 | 365 | 6.554 | 6 | 0.55402
15213 | 5.72 | 1 | 2018-12-31 | 2019-12-31 | 365 | 6.554 | 6 | 0.55402
15231 | 7.8 | 1 | 2018-12-31 | 2019-12-31 | 365 | 8.9373 | 8 | 0.9373
15233 | 13.26 | 1 | 2018-12-31 | 2019-12-31 | 365 | 15.1934 | 15 | 0.19341
15236 | 7.28 | 1 | 2018-12-31 | 2019-12-31 | 365 | 8.3415 | 8 | 0.34148
15240 | 5.46 | 1 | 2018-12-31 | 2019-12-31 | 365 | 6.2561 | 6 | 0.25611
15239 | 4.68 | 1 | 2018-12-31 | 2019-12-31 | 365 | 5.3624 | 5 | 0.36238
15244 | 6.375 | 1 | 2018-12-31 | 2019-12-31 | 365 | 7.3045 | 7 | 0.30453
15251 | 7.8 | 1 | 2018-12-31 | 2019-12-31 | 365 | 8.9373 | 8 | 0.9373
15253 | 5.2 | 1 | 2018-12-31 | 2019-12-31 | 365 | 5.9582 | 5 | 0.9582
15256 | 3.12 | 1 | 2018-12-31 | 2019-12-31 | 365 | 3.5749 | 3 | 0.57492
15263 | 9.62 | 1 | 2018-12-31 | 2019-12-31 | 365 | 11.0227 | 11 | 0.022673
15264 | 7.54 | 1 | 2018-12-31 | 2019-12-31 | 365 | 8.6394 | 8 | 0.63939
12659 | 6.24 | 1 | 2018-12-31 | 2019-12-31 | 365 | 7.1498 | 7 | 0.14984
15352 | 9.62 | 1 | 2018-12-31 | 2019-12-31 | 365 | 11.0227 | 11 | 0.022673
15360 | 7.28 | 1 | 2018-12-31 | 2019-12-31 | 365 | 8.3415 | 8 | 0.34148
15361 | 8.06 | 1 | 2018-12-31 | 2019-12-31 | 365 | 9.2352 | 9 | 0.23521
15372 | 8.58 | 1 | 2018-12-31 | 2019-12-31 | 365 | 9.831 | 9 | 0.83103
15376 | 4.845 | 1 | 2018-12-31 | 2019-12-31 | 365 | 5.5514 | 5 | 0.55144
15382 | 9.945 | 1 | 2018-12-31 | 2019-12-31 | 365 | 11.3951 | 11 | 0.39506
15384 | 6.24 | 1 | 2018-12-31 | 2019-12-31 | 365 | 7.1498 | 7 | 0.14984
15390 | 4.42 | 1 | 2018-12-31 | 2019-12-31 | 365 | 5.0645 | 5 | 0.064471
15392 | 6.76 | 1 | 2018-12-31 | 2019-12-31 | 365 | 7.7457 | 7 | 0.74566
15393 | 5.1 | 1 | 2018-12-31 | 2019-12-31 | 365 | 5.8436 | 5 | 0.84362
15395 | 9.36 | 1 | 2018-12-31 | 2019-12-31 | 365 | 10.7248 | 10 | 0.72476
15396 | 11.475 | 1 | 2018-12-31 | 2019-12-31 | 365 | 13.1481 | 13 | 0.14815
15399 | 6.76 | 1 | 2018-12-31 | 2019-12-31 | 365 | 7.7457 | 7 | 0.74566
15402 | 7.28 | 1 | 2018-12-31 | 2019-12-31 | 365 | 8.3415 | 8 | 0.34148
15405 | 5.46 | 1 | 2018-12-31 | 2019-12-31 | 365 | 6.2561 | 6 | 0.25611
15406 | 4.42 | 1 | 2018-12-31 | 2019-12-31 | 365 | 5.0645 | 5 | 0.064471
15415 | 11.18 | 1 | 2018-12-31 | 2019-12-31 | 365 | 12.8101 | 12 | 0.81013
15420 | 5.72 | 1 | 2018-12-31 | 2019-12-31 | 365 | 6.554 | 6 | 0.55402
15421 | 7.02 | 1 | 2018-12-31 | 2019-12-31 | 365 | 8.0436 | 8 | 0.043572
15419 | 7.8 | 1 | 2018-12-31 | 2019-12-31 | 365 | 8.9373 | 8 | 0.9373
15422 | 5.46 | 1 | 2018-12-31 | 2019-12-31 | 365 | 6.2561 | 6 | 0.25611
10929 | 10.66 | 1 | 2018-12-31 | 2019-12-31 | 365 | 12.2143 | 12 | 0.21431
11025 | 7.75 | 1 | 2018-12-31 | 2019-12-31 | 365 | 8.88 | 8 | 0.88001
13652 | 5.1 | 1 | 2018-12-31 | 2019-12-31 | 365 | 5.8436 | 5 | 0.84362
13660 | 8.06 | 1 | 2018-12-31 | 2019-12-31 | 365 | 9.2352 | 9 | 0.23521
12894 | 7.14 | 1 | 2018-12-31 | 2019-12-31 | 365 | 8.1811 | 8 | 0.18107
13659 | 4.335 | 1 | 2018-12-31 | 2019-12-31 | 365 | 4.9671 | 4 | 0.96708
13683 | 7.28 | 1 | 2018-12-31 | 2019-12-31 | 365 | 8.3415 | 8 | 0.34148
11839 | 10.14 | 1 | 2018-12-31 | 2019-12-31 | 365 | 11.6185 | 11 | 0.61849
11841 | 3.9 | 1 | 2018-12-31 | 2019-12-31 | 365 | 4.4687 | 4 | 0.46865
11840 | 9.36 | 1 | 2018-12-31 | 2019-12-31 | 365 | 10.7248 | 10 | 0.72476
11845 | 6.5 | 1 | 2018-12-31 | 2019-12-31 | 365 | 7.4478 | 7 | 0.44775
11846 | 8.06 | 1 | 2018-12-31 | 2019-12-31 | 365 | 9.2352 | 9 | 0.23521
11848 | 5.2 | 1 | 2018-12-31 | 2019-12-31 | 365 | 5.9582 | 5 | 0.9582
11875 | 8.84 | 1 | 2018-12-31 | 2019-12-31 | 365 | 10.1289 | 10 | 0.12894
11879 | 11.96 | 1 | 2018-12-31 | 2019-12-31 | 365 | 13.7039 | 13 | 0.70386
11889 | 4.42 | 1 | 2018-12-31 | 2019-12-31 | 365 | 5.0645 | 5 | 0.064471
11885 | 15.3 | 1 | 2018-12-31 | 2019-12-31 | 365 | 17.5309 | 17 | 0.53086
11895 | 11.22 | 1 | 2018-12-31 | 2019-12-31 | 365 | 12.856 | 12 | 0.85597
11896 | 9.18 | 1 | 2018-12-31 | 2019-12-31 | 365 | 10.5185 | 10 | 0.51852
11897 | 6.12 | 1 | 2018-12-31 | 2019-12-31 | 365 | 7.0123 | 7 | 0.012345
11950 | 4.845 | 1 | 2018-12-31 | 2019-12-31 | 365 | 5.5514 | 5 | 0.55144
11915 | 5.72 | 1 | 2018-12-31 | 2019-12-31 | 365 | 6.554 | 6 | 0.55402
11916 | 11.7 | 1 | 2018-12-31 | 2019-12-31 | 365 | 13.406 | 13 | 0.40595
11919 | 3.57 | 1 | 2018-12-31 | 2019-12-31 | 365 | 4.0905 | 4 | 0.090535
11921 | 4.42 | 1 | 2018-12-31 | 2019-12-31 | 365 | 5.0645 | 5 | 0.064471
11942 | 10.4 | 1 | 2018-12-31 | 2019-12-31 | 365 | 11.9164 | 11 | 0.9164
11922 | 2.34 | 1 | 2018-12-31 | 2019-12-31 | 365 | 2.6812 | 2 | 0.68119
11997 | 6.12 | 1 | 2018-12-31 | 2019-12-31 | 365 | 7.0123 | 7 | 0.012345
12007 | 6.76 | 1 | 2018-12-31 | 2019-12-31 | 365 | 7.7457 | 7 | 0.74566
12034 | 7.65 | 1 | 2018-12-31 | 2019-12-31 | 365 | 8.7654 | 8 | 0.76543
12041 | 5.98 | 1 | 2018-12-31 | 2019-12-31 | 365 | 6.8519 | 6 | 0.85193
12047 | 6.76 | 1 | 2018-12-31 | 2019-12-31 | 365 | 7.7457 | 7 | 0.74566
12058 | 15.555 | 1 | 2018-12-31 | 2019-12-31 | 365 | 17.823 | 17 | 0.82304
13825 | 8.06 | 1 | 2018-12-31 | 2019-12-31 | 365 | 9.2352 | 9 | 0.23521
13864 | 10.4 | 1 | 2018-12-31 | 2019-12-31 | 365 | 11.9164 | 11 | 0.9164
12898 | 14.04 | 1 | 2018-12-31 | 2019-12-31 | 365 | 16.0871 | 16 | 0.087144
15242 | 8.32 | 1 | 2018-12-31 | 2019-12-31 | 365 | 9.5331 | 9 | 0.53312
14671 | 15.045 | 1 | 2018-12-31 | 2019-12-31 | 365 | 17.2387 | 17 | 0.23868
14955 | 9.62 | 1 | 2018-12-31 | 2019-12-31 | 365 | 11.0227 | 11 | 0.022673
15221 | 7.14 | 1 | 2018-12-31 | 2019-12-31 | 365 | 8.1811 | 8 | 0.18107
14635 | 15.3 | 1 | 2018-12-31 | 2019-12-31 | 365 | 17.5309 | 17 | 0.53086
14647 | 4.68 | 1 | 2018-12-31 | 2019-12-31 | 365 | 5.3624 | 5 | 0.36238
14694 | 3.12 | 1 | 2018-12-31 | 2019-12-31 | 365 | 3.5749 | 3 | 0.57492
14770 | 2.6 | 1 | 2018-12-31 | 2019-12-31 | 365 | 2.9791 | 2 | 0.9791
14833 | 3.825 | 1 | 2018-12-31 | 2019-12-31 | 365 | 4.3827 | 4 | 0.38272
14857 | 3.38 | 1 | 2018-12-31 | 2019-12-31 | 365 | 3.8728 | 3 | 0.87283
15262 | 7.54 | 1 | 2018-12-31 | 2019-12-31 | 365 | 8.6394 | 8 | 0.63939
12063 | 5.865 | 1 | 2018-12-31 | 2019-12-31 | 365 | 6.7202 | 6 | 0.72016
15265 | 6.76 | 1 | 2018-12-31 | 2019-12-31 | 365 | 7.7457 | 7 | 0.74566
15418 | 8.84 | 1 | 2018-12-31 | 2019-12-31 | 365 | 10.1289 | 10 | 0.12894
15325 | 9.36 | 1 | 2018-12-31 | 2019-12-31 | 365 | 10.7248 | 10 | 0.72476
11191 | 7.65 | 1 | 2018-12-31 | 2019-12-31 | 365 | 8.7654 | 8 | 0.76543
11176 | 4.845 | 1 | 2018-12-31 | 2019-12-31 | 365 | 5.5514 | 5 | 0.55144
11153 | 9.88 | 1 | 2018-12-31 | 2019-12-31 | 365 | 11.3206 | 11 | 0.32058
15268 | 6.5 | 1 | 2018-12-31 | 2019-12-31 | 365 | 7.4478 | 7 | 0.44775
15269 | 10.965 | 1 | 2018-12-31 | 2019-12-31 | 365 | 12.5638 | 12 | 0.56378
15270 | 8.32 | 1 | 2018-12-31 | 2019-12-31 | 365 | 9.5331 | 9 | 0.53312
15272 | 4.68 | 1 | 2018-12-31 | 2019-12-31 | 365 | 5.3624 | 5 | 0.36238
15275 | 7.54 | 1 | 2018-12-31 | 2019-12-31 | 365 | 8.6394 | 8 | 0.63939
15279 | 9.62 | 1 | 2018-12-31 | 2019-12-31 | 365 | 11.0227 | 11 | 0.022673
15277 | 7.8 | 1 | 2018-12-31 | 2019-12-31 | 365 | 8.9373 | 8 | 0.9373
15282 | 7.02 | 1 | 2018-12-31 | 2019-12-31 | 365 | 8.0436 | 8 | 0.043572
15283 | 14.79 | 1 | 2018-12-31 | 2019-12-31 | 365 | 16.9465 | 16 | 0.9465
15286 | 5.2 | 1 | 2018-12-31 | 2019-12-31 | 365 | 5.9582 | 5 | 0.9582
15289 | 6.63 | 1 | 2018-12-31 | 2019-12-31 | 365 | 7.5967 | 7 | 0.59671
15301 | 5.2 | 1 | 2018-12-31 | 2019-12-31 | 365 | 5.9582 | 5 | 0.9582
15302 | 4.59 | 1 | 2018-12-31 | 2019-12-31 | 365 | 5.2593 | 5 | 0.25926
15303 | 4.335 | 1 | 2018-12-31 | 2019-12-31 | 365 | 4.9671 | 4 | 0.96708
15304 | 5.72 | 1 | 2018-12-31 | 2019-12-31 | 365 | 6.554 | 6 | 0.55402
15305 | 3.5 | 1 | 2018-12-31 | 2019-12-31 | 365 | 4.0103 | 4 | 0.010328
15307 | 7.395 | 1 | 2018-12-31 | 2019-12-31 | 365 | 8.4733 | 8 | 0.47325
15308 | 13.26 | 1 | 2018-12-31 | 2019-12-31 | 365 | 15.1934 | 15 | 0.19341
15310 | 2.805 | 1 | 2018-12-31 | 2019-12-31 | 365 | 3.214 | 3 | 0.21399
15311 | 3.12 | 1 | 2018-12-31 | 2019-12-31 | 365 | 3.5749 | 3 | 0.57492
15313 | 17 | 1 | 2018-12-31 | 2019-12-31 | 365 | 19.4787 | 19 | 0.47874
15317 | 5.72 | 1 | 2018-12-31 | 2019-12-31 | 365 | 6.554 | 6 | 0.55402
15318 | 10.2 | 1 | 2018-12-31 | 2019-12-31 | 365 | 11.6872 | 11 | 0.68724
15320 | 3.8 | 1 | 2018-12-31 | 2019-12-31 | 365 | 4.3541 | 4 | 0.35407
15321 | 3.38 | 1 | 2018-12-31 | 2019-12-31 | 365 | 3.8728 | 3 | 0.87283
15324 | 13.005 | 1 | 2018-12-31 | 2019-12-31 | 365 | 14.9012 | 14 | 0.90123
15327 | 3.06 | 1 | 2018-12-31 | 2019-12-31 | 365 | 3.5062 | 3 | 0.50617
15328 | 14.79 | 1 | 2018-12-31 | 2019-12-31 | 365 | 16.9465 | 16 | 0.9465
15333 | 9.1 | 1 | 2018-12-31 | 2019-12-31 | 365 | 10.4269 | 10 | 0.42685
15335 | 11.44 | 1 | 2018-12-31 | 2019-12-31 | 365 | 13.108 | 13 | 0.10804
15343 | 5.2 | 1 | 2018-12-31 | 2019-12-31 | 365 | 5.9582 | 5 | 0.9582
15349 | 8.415 | 1 | 2018-12-31 | 2019-12-31 | 365 | 9.642 | 9 | 0.64197
15351 | 5.61 | 1 | 2018-12-31 | 2019-12-31 | 365 | 6.428 | 6 | 0.42798
11900 | 4.9 | 1 | 2018-12-31 | 2019-12-31 | 365 | 5.6145 | 5 | 0.61446
11957 | 13 | 1 | 2018-12-31 | 2019-12-31 | 365 | 14.8955 | 14 | 0.8955
11963 | 7.905 | 1 | 2018-12-31 | 2019-12-31 | 365 | 9.0576 | 9 | 0.057612
11966 | 6.25 | 1 | 2018-12-31 | 2019-12-31 | 365 | 7.1613 | 7 | 0.1613
11946 | 9.18 | 1 | 2018-12-31 | 2019-12-31 | 365 | 10.5185 | 10 | 0.51852
11969 | 13.515 | 1 | 2018-12-31 | 2019-12-31 | 365 | 15.4856 | 15 | 0.4856
11972 | 7.28 | 1 | 2018-12-31 | 2019-12-31 | 365 | 8.3415 | 8 | 0.34148
11968 | 4.59 | 1 | 2018-12-31 | 2019-12-31 | 365 | 5.2593 | 5 | 0.25926
11973 | 4.16 | 1 | 2018-12-31 | 2019-12-31 | 365 | 4.7666 | 4 | 0.76656
11981 | 8.32 | 1 | 2018-12-31 | 2019-12-31 | 365 | 9.5331 | 9 | 0.53312
11985 | 3.9 | 1 | 2018-12-31 | 2019-12-31 | 365 | 4.4687 | 4 | 0.46865
11992 | 7.905 | 1 | 2018-12-31 | 2019-12-31 | 365 | 9.0576 | 9 | 0.057612
11995 | 6.76 | 1 | 2018-12-31 | 2019-12-31 | 365 | 7.7457 | 7 | 0.74566
12000 | 9.1 | 1 | 2018-12-31 | 2019-12-31 | 365 | 10.4269 | 10 | 0.42685
12003 | 4.24 | 1 | 2018-12-31 | 2019-12-31 | 365 | 4.8582 | 4 | 0.85823
12011 | 7.8 | 1 | 2018-12-31 | 2019-12-31 | 365 | 8.9373 | 8 | 0.9373
12068 | 12.75 | 1 | 2018-12-31 | 2019-12-31 | 365 | 14.6091 | 14 | 0.60905
12071 | 14.79 | 1 | 2018-12-31 | 2019-12-31 | 365 | 16.9465 | 16 | 0.9465
11878 | 11.475 | 1 | 2018-12-31 | 2019-12-31 | 365 | 13.1481 | 13 | 0.14815
11818 | 7.8 | 1 | 2018-12-31 | 2019-12-31 | 365 | 8.9373 | 8 | 0.9373
11880 | 9.69 | 1 | 2018-12-31 | 2019-12-31 | 365 | 11.1029 | 11 | 0.10288
11843 | 6.24 | 1 | 2018-12-31 | 2019-12-31 | 365 | 7.1498 | 7 | 0.14984
11881 | 8.84 | 1 | 2018-12-31 | 2019-12-31 | 365 | 10.1289 | 10 | 0.12894
11882 | 11.7 | 1 | 2018-12-31 | 2019-12-31 | 365 | 13.406 | 13 | 0.40595
11884 | 14.82 | 1 | 2018-12-31 | 2019-12-31 | 365 | 16.9809 | 16 | 0.98087
11902 | 7.28 | 1 | 2018-12-31 | 2019-12-31 | 365 | 8.3415 | 8 | 0.34148
11903 | 4.68 | 1 | 2018-12-31 | 2019-12-31 | 365 | 5.3624 | 5 | 0.36238
11904 | 3.38 | 1 | 2018-12-31 | 2019-12-31 | 365 | 3.8728 | 3 | 0.87283
15442 | 4.68 | 1 | 2018-12-31 | 2019-12-31 | 365 | 5.3624 | 5 | 0.36238
11909 | 6.76 | 1 | 2018-12-31 | 2019-12-31 | 365 | 7.7457 | 7 | 0.74566
15444 | 5.2 | 1 | 2018-12-31 | 2019-12-31 | 365 | 5.9582 | 5 | 0.9582
13574 | 5.72 | 1 | 2018-12-31 | 2019-12-31 | 365 | 6.554 | 6 | 0.55402
15447 | 3.9 | 1 | 2018-12-31 | 2019-12-31 | 365 | 4.4687 | 4 | 0.46865
11911 | 6.24 | 1 | 2018-12-31 | 2019-12-31 | 365 | 7.1498 | 7 | 0.14984
11914 | 6.76 | 1 | 2018-12-31 | 2019-12-31 | 365 | 7.7457 | 7 | 0.74566
15448 | 12.74 | 1 | 2018-12-31 | 2019-12-31 | 365 | 14.5976 | 14 | 0.59759
15450 | 5.46 | 1 | 2018-12-31 | 2019-12-31 | 365 | 6.2561 | 6 | 0.25611
15449 | 5.46 | 1 | 2018-12-31 | 2019-12-31 | 365 | 6.2561 | 6 | 0.25611
15454 | 5.61 | 1 | 2018-12-31 | 2019-12-31 | 365 | 6.428 | 6 | 0.42798
15456 | 10.92 | 1 | 2018-12-31 | 2019-12-31 | 365 | 12.5122 | 12 | 0.51222
15458 | 7.54 | 1 | 2018-12-31 | 2019-12-31 | 365 | 8.6394 | 8 | 0.63939
15462 | 6.12 | 1 | 2018-12-31 | 2019-12-31 | 365 | 7.0123 | 7 | 0.012345
15464 | 7.8 | 1 | 2018-12-31 | 2019-12-31 | 365 | 8.9373 | 8 | 0.9373
15469 | 10.4 | 1 | 2018-12-31 | 2019-12-31 | 365 | 11.9164 | 11 | 0.9164
15468 | 7.395 | 1 | 2018-12-31 | 2019-12-31 | 365 | 8.4733 | 8 | 0.47325
15467 | 6.76 | 1 | 2018-12-31 | 2019-12-31 | 365 | 7.7457 | 7 | 0.74566
15474 | 10.92 | 1 | 2018-12-31 | 2019-12-31 | 365 | 12.5122 | 12 | 0.51222
15475 | 4.42 | 1 | 2018-12-31 | 2019-12-31 | 365 | 5.0645 | 5 | 0.064471
15432 | 7.02 | 1 | 2018-12-31 | 2019-12-31 | 365 | 8.0436 | 8 | 0.043572
15433 | 7.8 | 1 | 2018-12-31 | 2019-12-31 | 365 | 8.9373 | 8 | 0.9373
15436 | 3.9 | 1 | 2018-12-31 | 2019-12-31 | 365 | 4.4687 | 4 | 0.46865
15441 | 7.28 | 1 | 2018-12-31 | 2019-12-31 | 365 | 8.3415 | 8 | 0.34148
15435 | 10.2 | 1 | 2018-12-31 | 2019-12-31 | 365 | 11.6872 | 11 | 0.68724
15438 | 4.16 | 1 | 2018-12-31 | 2019-12-31 | 365 | 4.7666 | 4 | 0.76656
15443 | 3.12 | 1 | 2018-12-31 | 2019-12-31 | 365 | 3.5749 | 3 | 0.57492
15451 | 2.86 | 1 | 2018-12-31 | 2019-12-31 | 365 | 3.277 | 3 | 0.27701
15455 | 5.355 | 1 | 2018-12-31 | 2019-12-31 | 365 | 6.1358 | 6 | 0.1358
15460 | 9.1 | 1 | 2018-12-31 | 2019-12-31 | 365 | 10.4269 | 10 | 0.42685
15480 | 8.58 | 1 | 2018-12-31 | 2019-12-31 | 365 | 9.831 | 9 | 0.83103
15471 | 4.845 | 1 | 2018-12-31 | 2019-12-31 | 365 | 5.5514 | 5 | 0.55144
15482 | 7.54 | 1 | 2018-12-31 | 2019-12-31 | 365 | 8.6394 | 8 | 0.63939
15485 | 3.38 | 1 | 2018-12-31 | 2019-12-31 | 365 | 3.8728 | 3 | 0.87283
15487 | 11.7 | 1 | 2018-12-31 | 2019-12-31 | 365 | 13.406 | 13 | 0.40595
15489 | 3.12 | 1 | 2018-12-31 | 2019-12-31 | 365 | 3.5749 | 3 | 0.57492
15492 | 5.98 | 1 | 2018-12-31 | 2019-12-31 | 365 | 6.8519 | 6 | 0.85193
15494 | 7.02 | 1 | 2018-12-31 | 2019-12-31 | 365 | 8.0436 | 8 | 0.043572
15498 | 5.98 | 1 | 2018-12-31 | 2019-12-31 | 365 | 6.8519 | 6 | 0.85193
15496 | 7.54 | 1 | 2018-12-31 | 2019-12-31 | 365 | 8.6394 | 8 | 0.63939
15500 | 7.54 | 1 | 2018-12-31 | 2019-12-31 | 365 | 8.6394 | 8 | 0.63939
15501 | 10.14 | 1 | 2018-12-31 | 2019-12-31 | 365 | 11.6185 | 11 | 0.61849
15502 | 5.61 | 1 | 2018-12-31 | 2019-12-31 | 365 | 6.428 | 6 | 0.42798
15503 | 4.335 | 1 | 2018-12-31 | 2019-12-31 | 365 | 4.9671 | 4 | 0.96708
15505 | 3.64 | 1 | 2018-12-31 | 2019-12-31 | 365 | 4.1707 | 4 | 0.17074
15508 | 7.14 | 1 | 2018-12-31 | 2019-12-31 | 365 | 8.1811 | 8 | 0.18107
15509 | 3.06 | 1 | 2018-12-31 | 2019-12-31 | 365 | 3.5062 | 3 | 0.50617
15511 | 2.86 | 1 | 2018-12-31 | 2019-12-31 | 365 | 3.277 | 3 | 0.27701
15512 | 2.86 | 1 | 2018-12-31 | 2019-12-31 | 365 | 3.277 | 3 | 0.27701
15514 | 4.68 | 1 | 2018-12-31 | 2019-12-31 | 365 | 5.3624 | 5 | 0.36238
15518 | 4.16 | 1 | 2018-12-31 | 2019-12-31 | 365 | 4.7666 | 4 | 0.76656
15520 | 7.54 | 1 | 2018-12-31 | 2019-12-31 | 365 | 8.6394 | 8 | 0.63939
15550 | 4.42 | 1 | 2018-12-31 | 2019-12-31 | 365 | 5.0645 | 5 | 0.064471
15554 | 2.915 | 1 | 2018-12-31 | 2019-12-31 | 365 | 3.34 | 3 | 0.34003
15557 | 6.885 | 1 | 2018-12-31 | 2019-12-31 | 365 | 7.8889 | 7 | 0.88889
15560 | 11.44 | 1 | 2018-12-31 | 2019-12-31 | 365 | 13.108 | 13 | 0.10804
15561 | 2.34 | 1 | 2018-12-31 | 2019-12-31 | 365 | 2.6812 | 2 | 0.68119
15564 | 9.88 | 1 | 2018-12-31 | 2019-12-31 | 365 | 11.3206 | 11 | 0.32058
15566 | 6.885 | 1 | 2018-12-31 | 2019-12-31 | 365 | 7.8889 | 7 | 0.88889
15568 | 13.005 | 1 | 2018-12-31 | 2019-12-31 | 365 | 14.9012 | 14 | 0.90123
15569 | 3.38 | 1 | 2018-12-31 | 2019-12-31 | 365 | 3.8728 | 3 | 0.87283
15571 | 4.94 | 1 | 2018-12-31 | 2019-12-31 | 365 | 5.6603 | 5 | 0.66029
15572 | 3.64 | 1 | 2018-12-31 | 2019-12-31 | 365 | 4.1707 | 4 | 0.17074
15573 | 5.98 | 1 | 2018-12-31 | 2019-12-31 | 365 | 6.8519 | 6 | 0.85193
15578 | 4.68 | 1 | 2018-12-31 | 2019-12-31 | 365 | 5.3624 | 5 | 0.36238
15585 | 7.65 | 1 | 2018-12-31 | 2019-12-31 | 365 | 8.7654 | 8 | 0.76543
15625 | 5.72 | 1 | 2018-12-31 | 2019-12-31 | 365 | 6.554 | 6 | 0.55402
15679 | 4.68 | 1 | 2018-12-31 | 2019-12-31 | 365 | 5.3624 | 5 | 0.36238
15738 | 14.82 | 1 | 2018-12-31 | 2019-12-31 | 365 | 16.9809 | 16 | 0.98087
15758 | 6.76 | 1 | 2018-12-31 | 2019-12-31 | 365 | 7.7457 | 7 | 0.74566
15626 | 5.46 | 1 | 2018-12-31 | 2019-12-31 | 365 | 6.2561 | 6 | 0.25611
15465 | 6.12 | 1 | 2018-12-31 | 2019-12-31 | 365 | 7.0123 | 7 | 0.012345
16008 | 6.5 | 1 | 2018-12-31 | 2019-12-31 | 365 | 7.4478 | 7 | 0.44775
12846 | 11.18 | 1 | 2018-12-31 | 2019-12-31 | 365 | 12.8101 | 12 | 0.81013
14623 | 12.74 | 1 | 2018-12-31 | 2019-12-31 | 365 | 14.5976 | 14 | 0.59759
16171 | 8.58 | 1 | 2018-12-31 | 2019-12-31 | 365 | 9.831 | 9 | 0.83103
16562 | 6.12 | 1 | 2018-12-31 | 2019-12-31 | 365 | 7.0123 | 7 | 0.012345
16746 | 8.32 | 1 | 2018-12-31 | 2019-12-31 | 365 | 9.5331 | 9 | 0.53312
11179 | 8.58 | 1 | 2018-12-31 | 2019-12-31 | 365 | 9.831 | 9 | 0.83103
15387 | 6.76 | 1 | 2018-12-31 | 2019-12-31 | 365 | 7.7457 | 7 | 0.74566
15319 | 8.58 | 1 | 2018-12-31 | 2019-12-31 | 365 | 9.831 | 9 | 0.83103
15326 | 9.18 | 1 | 2018-12-31 | 2019-12-31 | 365 | 10.5185 | 10 | 0.51852
15330 | 8.32 | 1 | 2018-12-31 | 2019-12-31 | 365 | 9.5331 | 9 | 0.53312
15332 | 9.62 | 1 | 2018-12-31 | 2019-12-31 | 365 | 11.0227 | 11 | 0.022673
15336 | 4.16 | 1 | 2018-12-31 | 2019-12-31 | 365 | 4.7666 | 4 | 0.76656
15428 | 4.94 | 1 | 2018-12-31 | 2019-12-31 | 365 | 5.6603 | 5 | 0.66029
14878 | 8.415 | 1 | 2018-12-31 | 2019-12-31 | 365 | 9.642 | 9 | 0.64197
15341 | 2.6 | 1 | 2018-12-31 | 2019-12-31 | 365 | 2.9791 | 2 | 0.9791
15430 | 8.06 | 1 | 2018-12-31 | 2019-12-31 | 365 | 9.2352 | 9 | 0.23521
11550 | 267.75 | 0.9 | 2018-12-31 | 2019-12-31 | 365 | 276.1111 | 276 | 0.11108
15163 | 14.25 | 1 | 2018-12-31 | 2019-12-31 | 365 | 16.3278 | 16 | 0.32776
15340 | 9.88 | 1 | 2018-12-31 | 2019-12-31 | 365 | 11.3206 | 11 | 0.32058
14602 | 7.02 | 1 | 2018-12-31 | 2019-12-31 | 365 | 8.0436 | 8 | 0.043572
15437 | 10.2 | 1 | 2018-12-31 | 2019-12-31 | 365 | 11.6872 | 11 | 0.68724
15267 | 10.66 | 1 | 2018-12-31 | 2019-12-31 | 365 | 12.2143 | 12 | 0.21431
15226 | 3.12 | 1 | 2018-12-31 | 2019-12-31 | 365 | 3.5749 | 3 | 0.57492
16904 | 6.76 | 1 | 2018-12-31 | 2019-12-31 | 365 | 7.7457 | 7 | 0.74566
17002 | 15.08 | 1 | 2018-12-31 | 2019-12-31 | 365 | 17.2788 | 17 | 0.27878
17026 | 2.6 | 1 | 2018-12-31 | 2019-12-31 | 365 | 2.9791 | 2 | 0.9791
17053 | 6.5 | 1 | 2018-12-31 | 2019-12-31 | 365 | 7.4478 | 7 | 0.44775
17063 | 5.2 | 1 | 2018-12-31 | 2019-12-31 | 365 | 5.9582 | 5 | 0.9582
17064 | 10.4 | 1 | 2018-12-31 | 2019-12-31 | 365 | 11.9164 | 11 | 0.9164
17094 | 7.5 | 1 | 2018-12-31 | 2019-12-31 | 365 | 8.5936 | 8 | 0.59356
17104 | 9.36 | 1 | 2018-12-31 | 2019-12-31 | 365 | 10.7248 | 10 | 0.72476
17107 | 5.5 | 1 | 2018-12-31 | 2019-12-31 | 365 | 6.3019 | 6 | 0.30194
17109 | 8.84 | 1 | 2018-12-31 | 2019-12-31 | 365 | 10.1289 | 10 | 0.12894
17111 | 2.805 | 1 | 2018-12-31 | 2019-12-31 | 365 | 3.214 | 3 | 0.21399
17115 | 6.24 | 1 | 2018-12-31 | 2019-12-31 | 365 | 7.1498 | 7 | 0.14984
17118 | 4.68 | 1 | 2018-12-31 | 2019-12-31 | 365 | 5.3624 | 5 | 0.36238
17120 | 3.12 | 1 | 2018-12-31 | 2019-12-31 | 365 | 3.5749 | 3 | 0.57492
17124 | 7.02 | 1 | 2018-12-31 | 2019-12-31 | 365 | 8.0436 | 8 | 0.043572
17133 | 2.86 | 1 | 2018-12-31 | 2019-12-31 | 365 | 3.277 | 3 | 0.27701
17131 | 2.86 | 1 | 2018-12-31 | 2019-12-31 | 365 | 3.277 | 3 | 0.27701
17134 | 4.845 | 1 | 2018-12-31 | 2019-12-31 | 365 | 5.5514 | 5 | 0.55144
17136 | 6.5 | 1 | 2018-12-31 | 2019-12-31 | 365 | 7.4478 | 7 | 0.44775
17139 | 12.75 | 1 | 2018-12-31 | 2019-12-31 | 365 | 14.6091 | 14 | 0.60905
17141 | 8.58 | 1 | 2018-12-31 | 2019-12-31 | 365 | 9.831 | 9 | 0.83103
17143 | 14.16 | 1 | 2018-12-31 | 2019-12-31 | 365 | 16.2246 | 16 | 0.22464
17144 | 7.28 | 1 | 2018-12-31 | 2019-12-31 | 365 | 8.3415 | 8 | 0.34148
17145 | 10.14 | 1 | 2018-12-31 | 2019-12-31 | 365 | 11.6185 | 11 | 0.61849
17147 | 3.9 | 1 | 2018-12-31 | 2019-12-31 | 365 | 4.4687 | 4 | 0.46865
17150 | 11.96 | 1 | 2018-12-31 | 2019-12-31 | 365 | 13.7039 | 13 | 0.70386
17152 | 4.42 | 1 | 2018-12-31 | 2019-12-31 | 365 | 5.0645 | 5 | 0.064471
17180 | 5.72 | 1 | 2018-12-31 | 2019-12-31 | 365 | 6.554 | 6 | 0.55402
17181 | 10.14 | 1 | 2018-12-31 | 2019-12-31 | 365 | 11.6185 | 11 | 0.61849
17182 | 5.98 | 1 | 2018-12-31 | 2019-12-31 | 365 | 6.8519 | 6 | 0.85193
17183 | 7.02 | 1 | 2018-12-31 | 2019-12-31 | 365 | 8.0436 | 8 | 0.043572
17184 | 5.1 | 1 | 2018-12-31 | 2019-12-31 | 365 | 5.8436 | 5 | 0.84362
17185 | 5.61 | 1 | 2018-12-31 | 2019-12-31 | 365 | 6.428 | 6 | 0.42798
17190 | 3.12 | 1 | 2018-12-31 | 2019-12-31 | 365 | 3.5749 | 3 | 0.57492
17194 | 6.24 | 1 | 2018-12-31 | 2019-12-31 | 365 | 7.1498 | 7 | 0.14984
17196 | 5.46 | 1 | 2018-12-31 | 2019-12-31 | 365 | 6.2561 | 6 | 0.25611
17198 | 13.78 | 1 | 2018-12-31 | 2019-12-31 | 365 | 15.7892 | 15 | 0.78923
17200 | 3.12 | 1 | 2018-12-31 | 2019-12-31 | 365 | 3.5749 | 3 | 0.57492
17202 | 6.24 | 1 | 2018-12-31 | 2019-12-31 | 365 | 7.1498 | 7 | 0.14984
17203 | 6.12 | 1 | 2018-12-31 | 2019-12-31 | 365 | 7.0123 | 7 | 0.012345
17204 | 6.63 | 1 | 2018-12-31 | 2019-12-31 | 365 | 7.5967 | 7 | 0.59671
17207 | 8.84 | 1 | 2018-12-31 | 2019-12-31 | 365 | 10.1289 | 10 | 0.12894
17209 | 4.16 | 1 | 2018-12-31 | 2019-12-31 | 365 | 4.7666 | 4 | 0.76656
17210 | 10.92 | 1 | 2018-12-31 | 2019-12-31 | 365 | 12.5122 | 12 | 0.51222
17212 | 5.2 | 1 | 2018-12-31 | 2019-12-31 | 365 | 5.9582 | 5 | 0.9582
17215 | 4.42 | 1 | 2018-12-31 | 2019-12-31 | 365 | 5.0645 | 5 | 0.064471
17220 | 6.63 | 1 | 2018-12-31 | 2019-12-31 | 365 | 7.5967 | 7 | 0.59671
17223 | 5.2 | 1 | 2018-12-31 | 2019-12-31 | 365 | 5.9582 | 5 | 0.9582
14382 | 2.295 | 1 | 2018-12-31 | 2019-12-31 | 365 | 2.6296 | 2 | 0.62963
17225 | 8.415 | 1 | 2018-12-31 | 2019-12-31 | 365 | 9.642 | 9 | 0.64197
14718 | 5 | 1 | 2018-12-31 | 2019-12-31 | 365 | 5.729 | 5 | 0.72904
17228 | 4.59 | 1 | 2018-12-31 | 2019-12-31 | 365 | 5.2593 | 5 | 0.25926
17229 | 4.68 | 1 | 2018-12-31 | 2019-12-31 | 365 | 5.3624 | 5 | 0.36238
14876 | 7.02 | 1 | 2018-12-31 | 2019-12-31 | 365 | 8.0436 | 8 | 0.043572
14868 | 8.67 | 1 | 2018-12-31 | 2019-12-31 | 365 | 9.9342 | 9 | 0.93416
17232 | 5.72 | 1 | 2018-12-31 | 2019-12-31 | 365 | 6.554 | 6 | 0.55402
17233 | 5.865 | 1 | 2018-12-31 | 2019-12-31 | 365 | 6.7202 | 6 | 0.72016
17234 | 6.24 | 1 | 2018-12-31 | 2019-12-31 | 365 | 7.1498 | 7 | 0.14984
17235 | 6.5 | 1 | 2018-12-31 | 2019-12-31 | 365 | 7.4478 | 7 | 0.44775
17237 | 6.76 | 1 | 2018-12-31 | 2019-12-31 | 365 | 7.7457 | 7 | 0.74566
17068 | 2.08 | 1 | 2018-12-31 | 2019-12-31 | 365 | 2.3833 | 2 | 0.38328
17154 | 9.88 | 1 | 2018-12-31 | 2019-12-31 | 365 | 11.3206 | 11 | 0.32058
13973 | 4.68 | 1 | 2018-12-31 | 2019-12-31 | 365 | 5.3624 | 5 | 0.36238
15271 | 6.24 | 1 | 2018-12-31 | 2019-12-31 | 365 | 7.1498 | 7 | 0.14984
15273 | 2.6 | 1 | 2018-12-31 | 2019-12-31 | 365 | 2.9791 | 2 | 0.9791
15229 | 6.76 | 1 | 2018-12-31 | 2019-12-31 | 365 | 7.7457 | 7 | 0.74566
15276 | 15.08 | 1 | 2018-12-31 | 2019-12-31 | 365 | 17.2788 | 17 | 0.27878
15245 | 14.56 | 1 | 2018-12-31 | 2019-12-31 | 365 | 16.683 | 16 | 0.68296
15249 | 5.355 | 1 | 2018-12-31 | 2019-12-31 | 365 | 6.1358 | 6 | 0.1358
15523 | 7.02 | 1 | 2018-12-31 | 2019-12-31 | 365 | 8.0436 | 8 | 0.043572
15453 | 5.72 | 1 | 2018-12-31 | 2019-12-31 | 365 | 6.554 | 6 | 0.55402
15472 | 5.72 | 1 | 2018-12-31 | 2019-12-31 | 365 | 6.554 | 6 | 0.55402
15445 | 2.86 | 1 | 2018-12-31 | 2019-12-31 | 365 | 3.277 | 3 | 0.27701
15439 | 6.24 | 1 | 2018-12-31 | 2019-12-31 | 365 | 7.1498 | 7 | 0.14984
15434 | 11.96 | 1 | 2018-12-31 | 2019-12-31 | 365 | 13.7039 | 13 | 0.70386
15551 | 9.1 | 1 | 2018-12-31 | 2019-12-31 | 365 | 10.4269 | 10 | 0.42685
17214 | 5.865 | 1 | 2018-12-31 | 2019-12-31 | 365 | 6.7202 | 6 | 0.72016
19040 | 12.74 | 1 | 2018-12-31 | 2019-12-31 | 365 | 14.5976 | 14 | 0.59759
15431 | 9.1 | 1 | 2018-12-31 | 2019-12-31 | 365 | 10.4269 | 10 | 0.42685
15504 | 3.9 | 1 | 2018-12-31 | 2019-12-31 | 365 | 4.4687 | 4 | 0.46865
17100 | 6.48 | 1 | 2018-12-31 | 2019-12-31 | 365 | 7.4248 | 7 | 0.42484
15446 | 8.84 | 1 | 2018-12-31 | 2019-12-31 | 365 | 10.1289 | 10 | 0.12894
14503 | 4.94 | 1 | 2018-12-31 | 2019-12-31 | 365 | 5.6603 | 5 | 0.66029
20042 | 5.98 | 1 | 2018-12-31 | 2019-12-31 | 365 | 6.8519 | 6 | 0.85193
20039 | 11.18 | 1 | 2018-12-31 | 2019-12-31 | 365 | 12.8101 | 12 | 0.81013
20046 | 4.42 | 1 | 2018-12-31 | 2019-12-31 | 365 | 5.0645 | 5 | 0.064471
14478 | 9.435 | 1 | 2018-12-31 | 2019-12-31 | 365 | 10.8107 | 10 | 0.8107
20048 | 3.64 | 1 | 2018-12-31 | 2019-12-31 | 365 | 4.1707 | 4 | 0.17074
19885 | 4.94 | 1 | 2018-12-31 | 2019-12-31 | 365 | 5.6603 | 5 | 0.66029
19879 | 7.02 | 1 | 2018-12-31 | 2019-12-31 | 365 | 8.0436 | 8 | 0.043572
20021 | 2.6 | 1 | 2018-12-31 | 2019-12-31 | 365 | 2.9791 | 2 | 0.9791
15380 | 6.375 | 1 | 2018-12-31 | 2019-12-31 | 365 | 7.3045 | 7 | 0.30453
15386 | 10.2 | 1 | 2018-12-31 | 2019-12-31 | 365 | 11.6872 | 11 | 0.68724
20036 | 4.68 | 1 | 2018-12-31 | 2019-12-31 | 365 | 5.3624 | 5 | 0.36238
20019 | 8.58 | 1 | 2018-12-31 | 2019-12-31 | 365 | 9.831 | 9 | 0.83103
13552 | 12.495 | 1 | 2018-12-31 | 2019-12-31 | 365 | 14.3169 | 14 | 0.31687
20006 | 7.395 | 1 | 2018-12-31 | 2019-12-31 | 365 | 8.4733 | 8 | 0.47325
19329 | 3.9 | 1 | 2018-12-31 | 2019-12-31 | 365 | 4.4687 | 4 | 0.46865
20013 | 13.26 | 1 | 2018-12-31 | 2019-12-31 | 365 | 15.1934 | 15 | 0.19341
19999 | 7.75 | 1 | 2018-12-31 | 2019-12-31 | 365 | 8.88 | 8 | 0.88001
19996 | 6.5 | 1 | 2018-12-31 | 2019-12-31 | 365 | 7.4478 | 7 | 0.44775
19986 | 5.98 | 1 | 2018-12-31 | 2019-12-31 | 365 | 6.8519 | 6 | 0.85193
19972 | 4.94 | 1 | 2018-12-31 | 2019-12-31 | 365 | 5.6603 | 5 | 0.66029
19967 | 4.68 | 1 | 2018-12-31 | 2019-12-31 | 365 | 5.3624 | 5 | 0.36238
20062 | 8.84 | 1 | 2018-12-31 | 2019-12-31 | 365 | 10.1289 | 10 | 0.12894
15217 | 4.08 | 1 | 2018-12-31 | 2019-12-31 | 365 | 4.6749 | 4 | 0.6749
20387 | 9.88 | 1 | 2018-12-31 | 2019-12-31 | 365 | 11.3206 | 11 | 0.32058
20390 | 7.8 | 1 | 2018-12-31 | 2019-12-31 | 365 | 8.9373 | 8 | 0.9373
20397 | 5.98 | 1 | 2018-12-31 | 2019-12-31 | 365 | 6.8519 | 6 | 0.85193
20411 | 6.76 | 1 | 2018-12-31 | 2019-12-31 | 365 | 7.7457 | 7 | 0.74566
20416 | 5.98 | 1 | 2018-12-31 | 2019-12-31 | 365 | 6.8519 | 6 | 0.85193
20412 | 4.68 | 1 | 2018-12-31 | 2019-12-31 | 365 | 5.3624 | 5 | 0.36238
16265 | 5.355 | 1 | 2018-12-31 | 2019-12-31 | 365 | 6.1358 | 6 | 0.1358
20418 | 6.12 | 1 | 2018-12-31 | 2019-12-31 | 365 | 7.0123 | 7 | 0.012345
20419 | 5.1 | 1 | 2018-12-31 | 2019-12-31 | 365 | 5.8436 | 5 | 0.84362
20068 | 6.885 | 1 | 2018-12-31 | 2019-12-31 | 365 | 7.8889 | 7 | 0.88889
20073 | 4.68 | 1 | 2018-12-31 | 2019-12-31 | 365 | 5.3624 | 5 | 0.36238
20420 | 5.355 | 1 | 2018-12-31 | 2019-12-31 | 365 | 6.1358 | 6 | 0.1358
20115 | 11.7 | 1 | 2018-12-31 | 2019-12-31 | 365 | 13.406 | 13 | 0.40595
20084 | 3.9 | 1 | 2018-12-31 | 2019-12-31 | 365 | 4.4687 | 4 | 0.46865
20100 | 15.08 | 1 | 2018-12-31 | 2019-12-31 | 365 | 17.2788 | 17 | 0.27878
20107 | 5.72 | 1 | 2018-12-31 | 2019-12-31 | 365 | 6.554 | 6 | 0.55402
20117 | 6.5 | 1 | 2018-12-31 | 2019-12-31 | 365 | 7.4478 | 7 | 0.44775
20125 | 7.28 | 1 | 2018-12-31 | 2019-12-31 | 365 | 8.3415 | 8 | 0.34148
20133 | 3.12 | 1 | 2018-12-31 | 2019-12-31 | 365 | 3.5749 | 3 | 0.57492
20138 | 4.68 | 1 | 2018-12-31 | 2019-12-31 | 365 | 5.3624 | 5 | 0.36238
20186 | 9.36 | 1 | 2018-12-31 | 2019-12-31 | 365 | 10.7248 | 10 | 0.72476
20199 | 9.62 | 1 | 2018-12-31 | 2019-12-31 | 365 | 11.0227 | 11 | 0.022673
20222 | 6.12 | 1 | 2018-12-31 | 2019-12-31 | 365 | 7.0123 | 7 | 0.012345
20231 | 3 | 1 | 2018-12-31 | 2019-12-31 | 365 | 3.4374 | 3 | 0.43742
20232 | 9.69 | 1 | 2018-12-31 | 2019-12-31 | 365 | 11.1029 | 11 | 0.10288
20421 | 2.55 | 1 | 2018-12-31 | 2019-12-31 | 365 | 2.9218 | 2 | 0.92181
20422 | 2.34 | 1 | 2018-12-31 | 2019-12-31 | 365 | 2.6812 | 2 | 0.68119
20270 | 5.2 | 1 | 2018-12-31 | 2019-12-31 | 365 | 5.9582 | 5 | 0.9582
20283 | 4.16 | 1 | 2018-12-31 | 2019-12-31 | 365 | 4.7666 | 4 | 0.76656
20285 | 3.315 | 1 | 2018-12-31 | 2019-12-31 | 365 | 3.7984 | 3 | 0.79835
20288 | 4.42 | 1 | 2018-12-31 | 2019-12-31 | 365 | 5.0645 | 5 | 0.064471
20293 | 5.46 | 1 | 2018-12-31 | 2019-12-31 | 365 | 6.2561 | 6 | 0.25611
20292 | 9.945 | 1 | 2018-12-31 | 2019-12-31 | 365 | 11.3951 | 11 | 0.39506
20320 | 6.63 | 1 | 2018-12-31 | 2019-12-31 | 365 | 7.5967 | 7 | 0.59671
20339 | 11.18 | 1 | 2018-12-31 | 2019-12-31 | 365 | 12.8101 | 12 | 0.81013
20328 | 3.83 | 1 | 2018-12-31 | 2019-12-31 | 365 | 4.3884 | 4 | 0.38844
17050 | 8.58 | 1 | 2018-12-31 | 2019-12-31 | 365 | 9.831 | 9 | 0.83103
20344 | 4.68 | 1 | 2018-12-31 | 2019-12-31 | 365 | 5.3624 | 5 | 0.36238
20350 | 5.98 | 1 | 2018-12-31 | 2019-12-31 | 365 | 6.8519 | 6 | 0.85193
20358 | 4.42 | 1 | 2018-12-31 | 2019-12-31 | 365 | 5.0645 | 5 | 0.064471
20351 | 8.16 | 1 | 2018-12-31 | 2019-12-31 | 365 | 9.3498 | 9 | 0.34979
20368 | 9.69 | 1 | 2018-12-31 | 2019-12-31 | 365 | 11.1029 | 11 | 0.10288
20383 | 8.06 | 1 | 2018-12-31 | 2019-12-31 | 365 | 9.2352 | 9 | 0.23521
17766 | 3.38 | 1 | 2018-12-31 | 2019-12-31 | 365 | 3.8728 | 3 | 0.87283
20083 | 5.2 | 1 | 2018-12-31 | 2019-12-31 | 365 | 5.9582 | 5 | 0.9582
15414 | 5.98 | 1 | 2018-12-31 | 2019-12-31 | 365 | 6.8519 | 6 | 0.85193
17125 | 7.54 | 1 | 2018-12-31 | 2019-12-31 | 365 | 8.6394 | 8 | 0.63939
17138 | 18.02 | 1 | 2018-12-31 | 2019-12-31 | 365 | 20.6475 | 20 | 0.64746
17218 | 5.72 | 1 | 2018-12-31 | 2019-12-31 | 365 | 6.554 | 6 | 0.55402
19979 | 2.08 | 1 | 2018-12-31 | 2019-12-31 | 365 | 2.3833 | 2 | 0.38328
8844 | 3.825 | 1 | 2018-12-31 | 2019-12-31 | 365 | 4.3827 | 4 | 0.38272
11184 | 9.88 | 1 | 2018-12-31 | 2019-12-31 | 365 | 11.3206 | 11 | 0.32058
15410 | 6.5 | 1 | 2018-12-31 | 2019-12-31 | 365 | 7.4478 | 7 | 0.44775
15510 | 5.72 | 1 | 2018-12-31 | 2019-12-31 | 365 | 6.554 | 6 | 0.55402
14834 | 8.32 | 1 | 2018-12-31 | 2019-12-31 | 365 | 9.5331 | 9 | 0.53312
15581 | 7.395 | 1 | 2018-12-31 | 2019-12-31 | 365 | 8.4733 | 8 | 0.47325
15214 | 5.98 | 1 | 2018-12-31 | 2019-12-31 | 365 | 6.8519 | 6 | 0.85193
15579 | 9.88 | 1 | 2018-12-31 | 2019-12-31 | 365 | 11.3206 | 11 | 0.32058
15507 | 5.98 | 1 | 2018-12-31 | 2019-12-31 | 365 | 6.8519 | 6 | 0.85193
15570 | 7.28 | 1 | 2018-12-31 | 2019-12-31 | 365 | 8.3415 | 8 | 0.34148
15576 | 9.69 | 1 | 2018-12-31 | 2019-12-31 | 365 | 11.1029 | 11 | 0.10288
14769 | 11.73 | 1 | 2018-12-31 | 2019-12-31 | 365 | 13.4403 | 13 | 0.44033
15346 | 5.2 | 1 | 2018-12-31 | 2019-12-31 | 365 | 5.9582 | 5 | 0.9582
15254 | 12.22 | 1 | 2018-12-31 | 2019-12-31 | 365 | 14.0018 | 14 | 0.0017738
15417 | 10.66 | 1 | 2018-12-31 | 2019-12-31 | 365 | 12.2143 | 12 | 0.21431
15350 | 6.885 | 1 | 2018-12-31 | 2019-12-31 | 365 | 7.8889 | 7 | 0.88889
15567 | 3.64 | 1 | 2018-12-31 | 2019-12-31 | 365 | 4.1707 | 4 | 0.17074
15383 | 3.64 | 1 | 2018-12-31 | 2019-12-31 | 365 | 4.1707 | 4 | 0.17074
15416 | 5.2 | 1 | 2018-12-31 | 2019-12-31 | 365 | 5.9582 | 5 | 0.9582
15412 | 8.32 | 1 | 2018-12-31 | 2019-12-31 | 365 | 9.5331 | 9 | 0.53312
15413 | 7.28 | 1 | 2018-12-31 | 2019-12-31 | 365 | 8.3415 | 8 | 0.34148
15440 | 2.6 | 1 | 2018-12-31 | 2019-12-31 | 365 | 2.9791 | 2 | 0.9791
15411 | 12.74 | 1 | 2018-12-31 | 2019-12-31 | 365 | 14.5976 | 14 | 0.59759
16216 | 5.72 | 1 | 2018-12-31 | 2019-12-31 | 365 | 6.554 | 6 | 0.55402
15592 | 5.355 | 1 | 2018-12-31 | 2019-12-31 | 365 | 6.1358 | 6 | 0.1358
14721 | 9.62 | 1 | 2018-12-31 | 2019-12-31 | 365 | 11.0227 | 11 | 0.022673
16173 | 3.06 | 1 | 2018-12-31 | 2019-12-31 | 365 | 3.5062 | 3 | 0.50617
14692 | 9.88 | 1 | 2018-12-31 | 2019-12-31 | 365 | 11.3206 | 11 | 0.32058
16224 | 5.61 | 1 | 2018-12-31 | 2019-12-31 | 365 | 6.428 | 6 | 0.42798
14686 | 5.2 | 1 | 2018-12-31 | 2019-12-31 | 365 | 5.9582 | 5 | 0.9582
15367 | 7.8 | 1 | 2018-12-31 | 2019-12-31 | 365 | 8.9373 | 8 | 0.9373
14666 | 7.54 | 1 | 2018-12-31 | 2019-12-31 | 365 | 8.6394 | 8 | 0.63939
20237 | 4.42 | 1 | 2018-12-31 | 2019-12-31 | 365 | 5.0645 | 5 | 0.064471
15563 | 5.98 | 1 | 2018-12-31 | 2019-12-31 | 365 | 6.8519 | 6 | 0.85193
16218 | 8.32 | 1 | 2018-12-31 | 2019-12-31 | 365 | 9.5331 | 9 | 0.53312
15208 | 6.24 | 1 | 2018-12-31 | 2019-12-31 | 365 | 7.1498 | 7 | 0.14984
15555 | 7.8 | 1 | 2018-12-31 | 2019-12-31 | 365 | 8.9373 | 8 | 0.9373
15552 | 9.1 | 1 | 2018-12-31 | 2019-12-31 | 365 | 10.4269 | 10 | 0.42685
15558 | 6.12 | 1 | 2018-12-31 | 2019-12-31 | 365 | 7.0123 | 7 | 0.012345
15365 | 6.5 | 1 | 2018-12-31 | 2019-12-31 | 365 | 7.4478 | 7 | 0.44775
15559 | 5.2 | 1 | 2018-12-31 | 2019-12-31 | 365 | 5.9582 | 5 | 0.9582
15565 | 5.46 | 1 | 2018-12-31 | 2019-12-31 | 365 | 6.2561 | 6 | 0.25611
14667 | 5.98 | 1 | 2018-12-31 | 2019-12-31 | 365 | 6.8519 | 6 | 0.85193
15404 | 8.58 | 1 | 2018-12-31 | 2019-12-31 | 365 | 9.831 | 9 | 0.83103
15403 | 7.8 | 1 | 2018-12-31 | 2019-12-31 | 365 | 8.9373 | 8 | 0.9373
14662 | 6.12 | 1 | 2018-12-31 | 2019-12-31 | 365 | 7.0123 | 7 | 0.012345
15398 | 13.26 | 1 | 2018-12-31 | 2019-12-31 | 365 | 15.1934 | 15 | 0.19341
14660 | 5.72 | 1 | 2018-12-31 | 2019-12-31 | 365 | 6.554 | 6 | 0.55402
14657 | 4.16 | 1 | 2018-12-31 | 2019-12-31 | 365 | 4.7666 | 4 | 0.76656
14655 | 9.62 | 1 | 2018-12-31 | 2019-12-31 | 365 | 11.0227 | 11 | 0.022673
14652 | 3.9 | 1 | 2018-12-31 | 2019-12-31 | 365 | 4.4687 | 4 | 0.46865
14642 | 3.9 | 1 | 2018-12-31 | 2019-12-31 | 365 | 4.4687 | 4 | 0.46865
14633 | 10.4 | 1 | 2018-12-31 | 2019-12-31 | 365 | 11.9164 | 11 | 0.9164
14618 | 14.82 | 1 | 2018-12-31 | 2019-12-31 | 365 | 16.9809 | 16 | 0.98087
14598 | 3.06 | 1 | 2018-12-31 | 2019-12-31 | 365 | 3.5062 | 3 | 0.50617
15241 | 9.88 | 1 | 2018-12-31 | 2019-12-31 | 365 | 11.3206 | 11 | 0.32058
15228 | 10.66 | 1 | 2018-12-31 | 2019-12-31 | 365 | 12.2143 | 12 | 0.21431
15219 | 7.8 | 1 | 2018-12-31 | 2019-12-31 | 365 | 8.9373 | 8 | 0.9373
14872 | 6.76 | 1 | 2018-12-31 | 2019-12-31 | 365 | 7.7457 | 7 | 0.74566
14869 | 2.295 | 1 | 2018-12-31 | 2019-12-31 | 365 | 2.6296 | 2 | 0.62963
14860 | 8.06 | 1 | 2018-12-31 | 2019-12-31 | 365 | 9.2352 | 9 | 0.23521
14854 | 7.905 | 1 | 2018-12-31 | 2019-12-31 | 365 | 9.0576 | 9 | 0.057612
14856 | 7.28 | 1 | 2018-12-31 | 2019-12-31 | 365 | 8.3415 | 8 | 0.34148
14851 | 6.5 | 1 | 2018-12-31 | 2019-12-31 | 365 | 7.4478 | 7 | 0.44775
14835 | 14.025 | 1 | 2018-12-31 | 2019-12-31 | 365 | 16.07 | 16 | 0.069957
14837 | 5.2 | 1 | 2018-12-31 | 2019-12-31 | 365 | 5.9582 | 5 | 0.9582
15278 | 8.84 | 1 | 2018-12-31 | 2019-12-31 | 365 | 10.1289 | 10 | 0.12894
15266 | 7.02 | 1 | 2018-12-31 | 2019-12-31 | 365 | 8.0436 | 8 | 0.043572
15258 | 7.8 | 1 | 2018-12-31 | 2019-12-31 | 365 | 8.9373 | 8 | 0.9373
15700 | 15.08 | 1 | 2018-12-31 | 2019-12-31 | 365 | 17.2788 | 17 | 0.27878
15587 | 2.34 | 1 | 2018-12-31 | 2019-12-31 | 365 | 2.6812 | 2 | 0.68119
15582 | 6.76 | 1 | 2018-12-31 | 2019-12-31 | 365 | 7.7457 | 7 | 0.74566
15401 | 7.65 | 1 | 2018-12-31 | 2019-12-31 | 365 | 8.7654 | 8 | 0.76543
15381 | 10.14 | 1 | 2018-12-31 | 2019-12-31 | 365 | 11.6185 | 11 | 0.61849
14782 | 5.2 | 1 | 2018-12-31 | 2019-12-31 | 365 | 5.9582 | 5 | 0.9582
14783 | 10.4 | 1 | 2018-12-31 | 2019-12-31 | 365 | 11.9164 | 11 | 0.9164
14784 | 3.57 | 1 | 2018-12-31 | 2019-12-31 | 365 | 4.0905 | 4 | 0.090535
14780 | 3.9 | 1 | 2018-12-31 | 2019-12-31 | 365 | 4.4687 | 4 | 0.46865
14776 | 11.44 | 1 | 2018-12-31 | 2019-12-31 | 365 | 13.108 | 13 | 0.10804
15385 | 4.68 | 1 | 2018-12-31 | 2019-12-31 | 365 | 5.3624 | 5 | 0.36238
20395 | 10.66 | 1 | 2018-12-31 | 2019-12-31 | 365 | 12.2143 | 12 | 0.21431
14777 | 7.28 | 1 | 2018-12-31 | 2019-12-31 | 365 | 8.3415 | 8 | 0.34148
15378 | 11.96 | 1 | 2018-12-31 | 2019-12-31 | 365 | 13.7039 | 13 | 0.70386
15373 | 8.16 | 1 | 2018-12-31 | 2019-12-31 | 365 | 9.3498 | 9 | 0.34979
15370 | 5.46 | 1 | 2018-12-31 | 2019-12-31 | 365 | 6.2561 | 6 | 0.25611
14773 | 4.42 | 1 | 2018-12-31 | 2019-12-31 | 365 | 5.0645 | 5 | 0.064471
15371 | 10.4 | 1 | 2018-12-31 | 2019-12-31 | 365 | 11.9164 | 11 | 0.9164
14774 | 10.4 | 1 | 2018-12-31 | 2019-12-31 | 365 | 11.9164 | 11 | 0.9164
15368 | 4.08 | 1 | 2018-12-31 | 2019-12-31 | 365 | 4.6749 | 4 | 0.6749
14772 | 10.66 | 1 | 2018-12-31 | 2019-12-31 | 365 | 12.2143 | 12 | 0.21431
15347 | 8.06 | 1 | 2018-12-31 | 2019-12-31 | 365 | 9.2352 | 9 | 0.23521
15345 | 8.32 | 1 | 2018-12-31 | 2019-12-31 | 365 | 9.5331 | 9 | 0.53312
15344 | 8.32 | 1 | 2018-12-31 | 2019-12-31 | 365 | 9.5331 | 9 | 0.53312
15342 | 5.865 | 1 | 2018-12-31 | 2019-12-31 | 365 | 6.7202 | 6 | 0.72016
15334 | 14.3 | 1 | 2018-12-31 | 2019-12-31 | 365 | 16.3851 | 16 | 0.38505
15337 | 4.42 | 1 | 2018-12-31 | 2019-12-31 | 365 | 5.0645 | 5 | 0.064471
15339 | 8.84 | 1 | 2018-12-31 | 2019-12-31 | 365 | 10.1289 | 10 | 0.12894
15179 | 8.06 | 1 | 2018-12-31 | 2019-12-31 | 365 | 9.2352 | 9 | 0.23521
15497 | 8.58 | 1 | 2018-12-31 | 2019-12-31 | 365 | 9.831 | 9 | 0.83103
14766 | 5.98 | 1 | 2018-12-31 | 2019-12-31 | 365 | 6.8519 | 6 | 0.85193
20365 | 15.08 | 1 | 2018-12-31 | 2019-12-31 | 365 | 17.2788 | 17 | 0.27878
15584 | 7.8 | 1 | 2018-12-31 | 2019-12-31 | 365 | 8.9373 | 8 | 0.9373
16711 | 9.36 | 1 | 2018-12-31 | 2019-12-31 | 365 | 10.7248 | 10 | 0.72476
16713 | 12.22 | 1 | 2018-12-31 | 2019-12-31 | 365 | 14.0018 | 14 | 0.0017738
16714 | 4.16 | 1 | 2018-12-31 | 2019-12-31 | 365 | 4.7666 | 4 | 0.76656
16716 | 8.16 | 1 | 2018-12-31 | 2019-12-31 | 365 | 9.3498 | 9 | 0.34979
16721 | 6.63 | 1 | 2018-12-31 | 2019-12-31 | 365 | 7.5967 | 7 | 0.59671
16723 | 10.14 | 1 | 2018-12-31 | 2019-12-31 | 365 | 11.6185 | 11 | 0.61849
16727 | 6.12 | 1 | 2018-12-31 | 2019-12-31 | 365 | 7.0123 | 7 | 0.012345
16729 | 12.48 | 1 | 2018-12-31 | 2019-12-31 | 365 | 14.2997 | 14 | 0.29968
16731 | 4.335 | 1 | 2018-12-31 | 2019-12-31 | 365 | 4.9671 | 4 | 0.96708
16916 | 8.67 | 1 | 2018-12-31 | 2019-12-31 | 365 | 9.9342 | 9 | 0.93416
16733 | 4.25 | 1 | 2018-12-31 | 2019-12-31 | 365 | 4.8697 | 4 | 0.86968
16735 | 7.54 | 1 | 2018-12-31 | 2019-12-31 | 365 | 8.6394 | 8 | 0.63939
16742 | 5.72 | 1 | 2018-12-31 | 2019-12-31 | 365 | 6.554 | 6 | 0.55402
16924 | 4.68 | 1 | 2018-12-31 | 2019-12-31 | 365 | 5.3624 | 5 | 0.36238
16953 | 8.58 | 1 | 2018-12-31 | 2019-12-31 | 365 | 9.831 | 9 | 0.83103
16747 | 5.355 | 1 | 2018-12-31 | 2019-12-31 | 365 | 6.1358 | 6 | 0.1358
16933 | 4.42 | 1 | 2018-12-31 | 2019-12-31 | 365 | 5.0645 | 5 | 0.064471
16934 | 9.18 | 1 | 2018-12-31 | 2019-12-31 | 365 | 10.5185 | 10 | 0.51852
16986 | 10.4 | 1 | 2018-12-31 | 2019-12-31 | 365 | 11.9164 | 11 | 0.9164
16936 | 9.62 | 1 | 2018-12-31 | 2019-12-31 | 365 | 11.0227 | 11 | 0.022673
16937 | 8.06 | 1 | 2018-12-31 | 2019-12-31 | 365 | 9.2352 | 9 | 0.23521
16938 | 5.1 | 1 | 2018-12-31 | 2019-12-31 | 365 | 5.8436 | 5 | 0.84362
16910 | 5.2 | 1 | 2018-12-31 | 2019-12-31 | 365 | 5.9582 | 5 | 0.9582
16922 | 9.945 | 1 | 2018-12-31 | 2019-12-31 | 365 | 11.3951 | 11 | 0.39506
16906 | 12.22 | 1 | 2018-12-31 | 2019-12-31 | 365 | 14.0018 | 14 | 0.0017738
16956 | 9.88 | 1 | 2018-12-31 | 2019-12-31 | 365 | 11.3206 | 11 | 0.32058
16917 | 7.905 | 1 | 2018-12-31 | 2019-12-31 | 365 | 9.0576 | 9 | 0.057612
16913 | 4.42 | 1 | 2018-12-31 | 2019-12-31 | 365 | 5.0645 | 5 | 0.064471
16965 | 12.75 | 1 | 2018-12-31 | 2019-12-31 | 365 | 14.6091 | 14 | 0.60905
16998 | 6.12 | 1 | 2018-12-31 | 2019-12-31 | 365 | 7.0123 | 7 | 0.012345
16954 | 5.46 | 1 | 2018-12-31 | 2019-12-31 | 365 | 6.2561 | 6 | 0.25611
16979 | 7.8 | 1 | 2018-12-31 | 2019-12-31 | 365 | 8.9373 | 8 | 0.9373
16959 | 8.32 | 1 | 2018-12-31 | 2019-12-31 | 365 | 9.5331 | 9 | 0.53312
16915 | 5.25 | 1 | 2018-12-31 | 2019-12-31 | 365 | 6.0155 | 6 | 0.015492
16927 | 8.84 | 1 | 2018-12-31 | 2019-12-31 | 365 | 10.1289 | 10 | 0.12894
16976 | 14.04 | 1 | 2018-12-31 | 2019-12-31 | 365 | 16.0871 | 16 | 0.087144
16970 | 9.945 | 1 | 2018-12-31 | 2019-12-31 | 365 | 11.3951 | 11 | 0.39506
16961 | 8.84 | 1 | 2018-12-31 | 2019-12-31 | 365 | 10.1289 | 10 | 0.12894
17019 | 4.68 | 1 | 2018-12-31 | 2019-12-31 | 365 | 5.3624 | 5 | 0.36238
16966 | 3.38 | 1 | 2018-12-31 | 2019-12-31 | 365 | 3.8728 | 3 | 0.87283
16989 | 11.44 | 1 | 2018-12-31 | 2019-12-31 | 365 | 13.108 | 13 | 0.10804
16919 | 7 | 1 | 2018-12-31 | 2019-12-31 | 365 | 8.0207 | 8 | 0.020656
16999 | 6.24 | 1 | 2018-12-31 | 2019-12-31 | 365 | 7.1498 | 7 | 0.14984
17007 | 4.94 | 1 | 2018-12-31 | 2019-12-31 | 365 | 5.6603 | 5 | 0.66029
17013 | 2.34 | 1 | 2018-12-31 | 2019-12-31 | 365 | 2.6812 | 2 | 0.68119
17015 | 6.885 | 1 | 2018-12-31 | 2019-12-31 | 365 | 7.8889 | 7 | 0.88889
17021 | 8.415 | 1 | 2018-12-31 | 2019-12-31 | 365 | 9.642 | 9 | 0.64197
17028 | 2.6 | 1 | 2018-12-31 | 2019-12-31 | 365 | 2.9791 | 2 | 0.9791
17051 | 4.68 | 1 | 2018-12-31 | 2019-12-31 | 365 | 5.3624 | 5 | 0.36238
19045 | 4.845 | 1 | 2018-12-31 | 2019-12-31 | 365 | 5.5514 | 5 | 0.55144
19042 | 10.965 | 1 | 2018-12-31 | 2019-12-31 | 365 | 12.5638 | 12 | 0.56378
19032 | 9.62 | 1 | 2018-12-31 | 2019-12-31 | 365 | 11.0227 | 11 | 0.022673
19030 | 7.02 | 1 | 2018-12-31 | 2019-12-31 | 365 | 8.0436 | 8 | 0.043572
19029 | 7.8 | 1 | 2018-12-31 | 2019-12-31 | 365 | 8.9373 | 8 | 0.9373
17553 | 6.24 | 1 | 2018-12-31 | 2019-12-31 | 365 | 7.1498 | 7 | 0.14984
17551 | 8.58 | 1 | 2018-12-31 | 2019-12-31 | 365 | 9.831 | 9 | 0.83103
17548 | 10.14 | 1 | 2018-12-31 | 2019-12-31 | 365 | 11.6185 | 11 | 0.61849
17546 | 3.64 | 1 | 2018-12-31 | 2019-12-31 | 365 | 4.1707 | 4 | 0.17074
16089 | 7.28 | 1 | 2018-12-31 | 2019-12-31 | 365 | 8.3415 | 8 | 0.34148
16092 | 10.4 | 1 | 2018-12-31 | 2019-12-31 | 365 | 11.9164 | 11 | 0.9164
15754 | 10.71 | 1 | 2018-12-31 | 2019-12-31 | 365 | 12.2716 | 12 | 0.2716
16108 | 5.1 | 1 | 2018-12-31 | 2019-12-31 | 365 | 5.8436 | 5 | 0.84362
16115 | 9.435 | 1 | 2018-12-31 | 2019-12-31 | 365 | 10.8107 | 10 | 0.8107
16126 | 4.94 | 1 | 2018-12-31 | 2019-12-31 | 365 | 5.6603 | 5 | 0.66029
16140 | 4.08 | 1 | 2018-12-31 | 2019-12-31 | 365 | 4.6749 | 4 | 0.6749
16147 | 4.42 | 1 | 2018-12-31 | 2019-12-31 | 365 | 5.0645 | 5 | 0.064471
16153 | 4.94 | 1 | 2018-12-31 | 2019-12-31 | 365 | 5.6603 | 5 | 0.66029
16163 | 8.16 | 1 | 2018-12-31 | 2019-12-31 | 365 | 9.3498 | 9 | 0.34979
16172 | 3.57 | 1 | 2018-12-31 | 2019-12-31 | 365 | 4.0905 | 4 | 0.090535
16175 | 7.8 | 1 | 2018-12-31 | 2019-12-31 | 365 | 8.9373 | 8 | 0.9373
16190 | 6.5 | 1 | 2018-12-31 | 2019-12-31 | 365 | 7.4478 | 7 | 0.44775
16187 | 4.16 | 1 | 2018-12-31 | 2019-12-31 | 365 | 4.7666 | 4 | 0.76656
16193 | 4.94 | 1 | 2018-12-31 | 2019-12-31 | 365 | 5.6603 | 5 | 0.66029
16196 | 12.74 | 1 | 2018-12-31 | 2019-12-31 | 365 | 14.5976 | 14 | 0.59759
16202 | 8.06 | 1 | 2018-12-31 | 2019-12-31 | 365 | 9.2352 | 9 | 0.23521
16204 | 6.63 | 1 | 2018-12-31 | 2019-12-31 | 365 | 7.5967 | 7 | 0.59671
16208 | 5.98 | 1 | 2018-12-31 | 2019-12-31 | 365 | 6.8519 | 6 | 0.85193
16210 | 5.2 | 1 | 2018-12-31 | 2019-12-31 | 365 | 5.9582 | 5 | 0.9582
16213 | 9.62 | 1 | 2018-12-31 | 2019-12-31 | 365 | 11.0227 | 11 | 0.022673
16220 | 2.295 | 1 | 2018-12-31 | 2019-12-31 | 365 | 2.6296 | 2 | 0.62963
16228 | 7.54 | 1 | 2018-12-31 | 2019-12-31 | 365 | 8.6394 | 8 | 0.63939
16257 | 4.16 | 1 | 2018-12-31 | 2019-12-31 | 365 | 4.7666 | 4 | 0.76656
16261 | 4.94 | 1 | 2018-12-31 | 2019-12-31 | 365 | 5.6603 | 5 | 0.66029
16266 | 5.72 | 1 | 2018-12-31 | 2019-12-31 | 365 | 6.554 | 6 | 0.55402
16268 | 4.94 | 1 | 2018-12-31 | 2019-12-31 | 365 | 5.6603 | 5 | 0.66029
16269 | 8.06 | 1 | 2018-12-31 | 2019-12-31 | 365 | 9.2352 | 9 | 0.23521
16314 | 7.28 | 1 | 2018-12-31 | 2019-12-31 | 365 | 8.3415 | 8 | 0.34148
16317 | 4.42 | 1 | 2018-12-31 | 2019-12-31 | 365 | 5.0645 | 5 | 0.064471
16321 | 8.32 | 1 | 2018-12-31 | 2019-12-31 | 365 | 9.5331 | 9 | 0.53312
16325 | 3.315 | 1 | 2018-12-31 | 2019-12-31 | 365 | 3.7984 | 3 | 0.79835
16329 | 12.22 | 1 | 2018-12-31 | 2019-12-31 | 365 | 14.0018 | 14 | 0.0017738
16335 | 4.335 | 1 | 2018-12-31 | 2019-12-31 | 365 | 4.9671 | 4 | 0.96708
16375 | 4.68 | 1 | 2018-12-31 | 2019-12-31 | 365 | 5.3624 | 5 | 0.36238
16385 | 6.5 | 1 | 2018-12-31 | 2019-12-31 | 365 | 7.4478 | 7 | 0.44775
16392 | 9.88 | 1 | 2018-12-31 | 2019-12-31 | 365 | 11.3206 | 11 | 0.32058
16388 | 10.4 | 1 | 2018-12-31 | 2019-12-31 | 365 | 11.9164 | 11 | 0.9164
16399 | 10.14 | 1 | 2018-12-31 | 2019-12-31 | 365 | 11.6185 | 11 | 0.61849
16401 | 5.72 | 1 | 2018-12-31 | 2019-12-31 | 365 | 6.554 | 6 | 0.55402
16413 | 9.36 | 1 | 2018-12-31 | 2019-12-31 | 365 | 10.7248 | 10 | 0.72476
16020 | 13.52 | 1 | 2018-12-31 | 2019-12-31 | 365 | 15.4913 | 15 | 0.49132
16688 | 8.58 | 1 | 2018-12-31 | 2019-12-31 | 365 | 9.831 | 9 | 0.83103
16717 | 4.59 | 1 | 2018-12-31 | 2019-12-31 | 365 | 5.2593 | 5 | 0.25926
16695 | 4 | 1 | 2018-12-31 | 2019-12-31 | 365 | 4.5832 | 4 | 0.58323
16701 | 7.28 | 1 | 2018-12-31 | 2019-12-31 | 365 | 8.3415 | 8 | 0.34148
16707 | 8.58 | 1 | 2018-12-31 | 2019-12-31 | 365 | 9.831 | 9 | 0.83103
16710 | 10.4 | 1 | 2018-12-31 | 2019-12-31 | 365 | 11.9164 | 11 | 0.9164
15599 | 12.24 | 1 | 2018-12-31 | 2019-12-31 | 365 | 14.0247 | 14 | 0.02469
15596 | 5.46 | 1 | 2018-12-31 | 2019-12-31 | 365 | 6.2561 | 6 | 0.25611
15577 | 7.02 | 1 | 2018-12-31 | 2019-12-31 | 365 | 8.0436 | 8 | 0.043572
15628 | 6.24 | 1 | 2018-12-31 | 2019-12-31 | 365 | 7.1498 | 7 | 0.14984
15589 | 6.5 | 1 | 2018-12-31 | 2019-12-31 | 365 | 7.4478 | 7 | 0.44775
15682 | 7.65 | 1 | 2018-12-31 | 2019-12-31 | 365 | 8.7654 | 8 | 0.76543
15684 | 5.61 | 1 | 2018-12-31 | 2019-12-31 | 365 | 6.428 | 6 | 0.42798
15839 | 5.72 | 1 | 2018-12-31 | 2019-12-31 | 365 | 6.554 | 6 | 0.55402
15744 | 9.36 | 1 | 2018-12-31 | 2019-12-31 | 365 | 10.7248 | 10 | 0.72476
15726 | 9.1 | 1 | 2018-12-31 | 2019-12-31 | 365 | 10.4269 | 10 | 0.42685
15722 | 3.315 | 1 | 2018-12-31 | 2019-12-31 | 365 | 3.7984 | 3 | 0.79835
15725 | 4.42 | 1 | 2018-12-31 | 2019-12-31 | 365 | 5.0645 | 5 | 0.064471
15735 | 10.14 | 1 | 2018-12-31 | 2019-12-31 | 365 | 11.6185 | 11 | 0.61849
15707 | 7.02 | 1 | 2018-12-31 | 2019-12-31 | 365 | 8.0436 | 8 | 0.043572
15714 | 7.8 | 1 | 2018-12-31 | 2019-12-31 | 365 | 8.9373 | 8 | 0.9373
15716 | 6.5 | 1 | 2018-12-31 | 2019-12-31 | 365 | 7.4478 | 7 | 0.44775
15719 | 4.845 | 1 | 2018-12-31 | 2019-12-31 | 365 | 5.5514 | 5 | 0.55144
15730 | 3.38 | 1 | 2018-12-31 | 2019-12-31 | 365 | 3.8728 | 3 | 0.87283
15731 | 7.8 | 1 | 2018-12-31 | 2019-12-31 | 365 | 8.9373 | 8 | 0.9373
17547 | 5.2 | 1 | 2018-12-31 | 2019-12-31 | 365 | 5.9582 | 5 | 0.9582
17545 | 7.02 | 1 | 2018-12-31 | 2019-12-31 | 365 | 8.0436 | 8 | 0.043572
15935 | 5.46 | 1 | 2018-12-31 | 2019-12-31 | 365 | 6.2561 | 6 | 0.25611
17536 | 5.2 | 1 | 2018-12-31 | 2019-12-31 | 365 | 5.9582 | 5 | 0.9582
17538 | 8.32 | 1 | 2018-12-31 | 2019-12-31 | 365 | 9.5331 | 9 | 0.53312
17534 | 4.16 | 1 | 2018-12-31 | 2019-12-31 | 365 | 4.7666 | 4 | 0.76656
17532 | 11.44 | 1 | 2018-12-31 | 2019-12-31 | 365 | 13.108 | 13 | 0.10804
17533 | 7.8 | 1 | 2018-12-31 | 2019-12-31 | 365 | 8.9373 | 8 | 0.9373
17530 | 7.54 | 1 | 2018-12-31 | 2019-12-31 | 365 | 8.6394 | 8 | 0.63939
17531 | 6.5 | 1 | 2018-12-31 | 2019-12-31 | 365 | 7.4478 | 7 | 0.44775
17525 | 6.86 | 1 | 2018-12-31 | 2019-12-31 | 365 | 7.8602 | 7 | 0.86024
17527 | 11.985 | 1 | 2018-12-31 | 2019-12-31 | 365 | 13.7325 | 13 | 0.73251
17524 | 4.94 | 1 | 2018-12-31 | 2019-12-31 | 365 | 5.6603 | 5 | 0.66029
17518 | 9.18 | 1 | 2018-12-31 | 2019-12-31 | 365 | 10.5185 | 10 | 0.51852
17520 | 10.71 | 1 | 2018-12-31 | 2019-12-31 | 365 | 12.2716 | 12 | 0.2716
17514 | 5.1 | 1 | 2018-12-31 | 2019-12-31 | 365 | 5.8436 | 5 | 0.84362
17510 | 6.63 | 1 | 2018-12-31 | 2019-12-31 | 365 | 7.5967 | 7 | 0.59671
17509 | 7.65 | 1 | 2018-12-31 | 2019-12-31 | 365 | 8.7654 | 8 | 0.76543
17507 | 6.885 | 1 | 2018-12-31 | 2019-12-31 | 365 | 7.8889 | 7 | 0.88889
17504 | 9.1 | 1 | 2018-12-31 | 2019-12-31 | 365 | 10.4269 | 10 | 0.42685
17505 | 7.02 | 1 | 2018-12-31 | 2019-12-31 | 365 | 8.0436 | 8 | 0.043572
17506 | 3.38 | 1 | 2018-12-31 | 2019-12-31 | 365 | 3.8728 | 3 | 0.87283
17501 | 9.36 | 1 | 2018-12-31 | 2019-12-31 | 365 | 10.7248 | 10 | 0.72476
12370 | 6.375 | 1 | 2018-12-31 | 2019-12-31 | 365 | 7.3045 | 7 | 0.30453
17503 | 5.46 | 1 | 2018-12-31 | 2019-12-31 | 365 | 6.2561 | 6 | 0.25611
17500 | 4.42 | 1 | 2018-12-31 | 2019-12-31 | 365 | 5.0645 | 5 | 0.064471
17497 | 8.06 | 1 | 2018-12-31 | 2019-12-31 | 365 | 9.2352 | 9 | 0.23521
17493 | 5.46 | 1 | 2018-12-31 | 2019-12-31 | 365 | 6.2561 | 6 | 0.25611
17488 | 8.06 | 1 | 2018-12-31 | 2019-12-31 | 365 | 9.2352 | 9 | 0.23521
17466 | 4.68 | 1 | 2018-12-31 | 2019-12-31 | 365 | 5.3624 | 5 | 0.36238
17483 | 5.98 | 1 | 2018-12-31 | 2019-12-31 | 365 | 6.8519 | 6 | 0.85193
17465 | 8.58 | 1 | 2018-12-31 | 2019-12-31 | 365 | 9.831 | 9 | 0.83103
17463 | 8.84 | 1 | 2018-12-31 | 2019-12-31 | 365 | 10.1289 | 10 | 0.12894
17460 | 4.42 | 1 | 2018-12-31 | 2019-12-31 | 365 | 5.0645 | 5 | 0.064471
15734 | 5.72 | 1 | 2018-12-31 | 2019-12-31 | 365 | 6.554 | 6 | 0.55402
15736 | 8.58 | 1 | 2018-12-31 | 2019-12-31 | 365 | 9.831 | 9 | 0.83103
17461 | 10.92 | 1 | 2018-12-31 | 2019-12-31 | 365 | 12.5122 | 12 | 0.51222
15740 | 5.72 | 1 | 2018-12-31 | 2019-12-31 | 365 | 6.554 | 6 | 0.55402
17464 | 6.76 | 1 | 2018-12-31 | 2019-12-31 | 365 | 7.7457 | 7 | 0.74566
17458 | 10.92 | 1 | 2018-12-31 | 2019-12-31 | 365 | 12.5122 | 12 | 0.51222
15604 | 6.63 | 1 | 2018-12-31 | 2019-12-31 | 365 | 7.5967 | 7 | 0.59671
17049 | 6.24 | 1 | 2018-12-31 | 2019-12-31 | 365 | 7.1498 | 7 | 0.14984
17459 | 5.98 | 1 | 2018-12-31 | 2019-12-31 | 365 | 6.8519 | 6 | 0.85193
17456 | 6.24 | 1 | 2018-12-31 | 2019-12-31 | 365 | 7.1498 | 7 | 0.14984
17453 | 8.06 | 1 | 2018-12-31 | 2019-12-31 | 365 | 9.2352 | 9 | 0.23521
17029 | 3.64 | 1 | 2018-12-31 | 2019-12-31 | 365 | 4.1707 | 4 | 0.17074
17454 | 9.1 | 1 | 2018-12-31 | 2019-12-31 | 365 | 10.4269 | 10 | 0.42685
17452 | 4.68 | 1 | 2018-12-31 | 2019-12-31 | 365 | 5.3624 | 5 | 0.36238
17446 | 7.28 | 1 | 2018-12-31 | 2019-12-31 | 365 | 8.3415 | 8 | 0.34148
17047 | 10.4 | 1 | 2018-12-31 | 2019-12-31 | 365 | 11.9164 | 11 | 0.9164
17449 | 7.28 | 1 | 2018-12-31 | 2019-12-31 | 365 | 8.3415 | 8 | 0.34148
17443 | 5.46 | 1 | 2018-12-31 | 2019-12-31 | 365 | 6.2561 | 6 | 0.25611
17041 | 6.375 | 1 | 2018-12-31 | 2019-12-31 | 365 | 7.3045 | 7 | 0.30453
15825 | 9.88 | 1 | 2018-12-31 | 2019-12-31 | 365 | 11.3206 | 11 | 0.32058
17040 | 10.4 | 1 | 2018-12-31 | 2019-12-31 | 365 | 11.9164 | 11 | 0.9164
15990 | 6.24 | 1 | 2018-12-31 | 2019-12-31 | 365 | 7.1498 | 7 | 0.14984
17240 | 9.99 | 1 | 2018-12-31 | 2019-12-31 | 365 | 11.4466 | 11 | 0.44662
17241 | 6.5 | 1 | 2018-12-31 | 2019-12-31 | 365 | 7.4478 | 7 | 0.44775
17039 | 2.295 | 1 | 2018-12-31 | 2019-12-31 | 365 | 2.6296 | 2 | 0.62963
17242 | 7.54 | 1 | 2018-12-31 | 2019-12-31 | 365 | 8.6394 | 8 | 0.63939
17246 | 10.5 | 1 | 2018-12-31 | 2019-12-31 | 365 | 12.031 | 12 | 0.030984
17035 | 5.72 | 1 | 2018-12-31 | 2019-12-31 | 365 | 6.554 | 6 | 0.55402
17038 | 13.26 | 1 | 2018-12-31 | 2019-12-31 | 365 | 15.1934 | 15 | 0.19341
17031 | 7.8 | 1 | 2018-12-31 | 2019-12-31 | 365 | 8.9373 | 8 | 0.9373
17036 | 5.98 | 1 | 2018-12-31 | 2019-12-31 | 365 | 6.8519 | 6 | 0.85193
17253 | 8.84 | 1 | 2018-12-31 | 2019-12-31 | 365 | 10.1289 | 10 | 0.12894
17248 | 5.72 | 1 | 2018-12-31 | 2019-12-31 | 365 | 6.554 | 6 | 0.55402
17034 | 6.24 | 1 | 2018-12-31 | 2019-12-31 | 365 | 7.1498 | 7 | 0.14984
17257 | 7.8 | 1 | 2018-12-31 | 2019-12-31 | 365 | 8.9373 | 8 | 0.9373
17259 | 8.415 | 1 | 2018-12-31 | 2019-12-31 | 365 | 9.642 | 9 | 0.64197
17260 | 5.98 | 1 | 2018-12-31 | 2019-12-31 | 365 | 6.8519 | 6 | 0.85193
17261 | 3.57 | 1 | 2018-12-31 | 2019-12-31 | 365 | 4.0905 | 4 | 0.090535
17262 | 10.14 | 1 | 2018-12-31 | 2019-12-31 | 365 | 11.6185 | 11 | 0.61849
17265 | 3.9 | 1 | 2018-12-31 | 2019-12-31 | 365 | 4.4687 | 4 | 0.46865
17244 | 5.2 | 1 | 2018-12-31 | 2019-12-31 | 365 | 5.9582 | 5 | 0.9582
17266 | 4.94 | 1 | 2018-12-31 | 2019-12-31 | 365 | 5.6603 | 5 | 0.66029
17268 | 8.58 | 1 | 2018-12-31 | 2019-12-31 | 365 | 9.831 | 9 | 0.83103
17030 | 6.63 | 1 | 2018-12-31 | 2019-12-31 | 365 | 7.5967 | 7 | 0.59671
17269 | 5.1 | 1 | 2018-12-31 | 2019-12-31 | 365 | 5.8436 | 5 | 0.84362
17270 | 4.94 | 1 | 2018-12-31 | 2019-12-31 | 365 | 5.6603 | 5 | 0.66029
17032 | 3.38 | 1 | 2018-12-31 | 2019-12-31 | 365 | 3.8728 | 3 | 0.87283
17033 | 7.28 | 1 | 2018-12-31 | 2019-12-31 | 365 | 8.3415 | 8 | 0.34148
17245 | 5.46 | 1 | 2018-12-31 | 2019-12-31 | 365 | 6.2561 | 6 | 0.25611
17042 | 11.44 | 1 | 2018-12-31 | 2019-12-31 | 365 | 13.108 | 13 | 0.10804
17273 | 3.06 | 1 | 2018-12-31 | 2019-12-31 | 365 | 3.5062 | 3 | 0.50617
17276 | 8.67 | 1 | 2018-12-31 | 2019-12-31 | 365 | 9.9342 | 9 | 0.93416
17095 | 6.12 | 1 | 2018-12-31 | 2019-12-31 | 365 | 7.0123 | 7 | 0.012345
17274 | 3.64 | 1 | 2018-12-31 | 2019-12-31 | 365 | 4.1707 | 4 | 0.17074
17277 | 11.475 | 1 | 2018-12-31 | 2019-12-31 | 365 | 13.1481 | 13 | 0.14815
17279 | 6.76 | 1 | 2018-12-31 | 2019-12-31 | 365 | 7.7457 | 7 | 0.74566
17281 | 5.72 | 1 | 2018-12-31 | 2019-12-31 | 365 | 6.554 | 6 | 0.55402
17243 | 3.64 | 1 | 2018-12-31 | 2019-12-31 | 365 | 4.1707 | 4 | 0.17074
17282 | 9.1 | 1 | 2018-12-31 | 2019-12-31 | 365 | 10.4269 | 10 | 0.42685
17048 | 8.58 | 1 | 2018-12-31 | 2019-12-31 | 365 | 9.831 | 9 | 0.83103
17285 | 10.2 | 1 | 2018-12-31 | 2019-12-31 | 365 | 11.6872 | 11 | 0.68724
17286 | 9.18 | 1 | 2018-12-31 | 2019-12-31 | 365 | 10.5185 | 10 | 0.51852
17289 | 6.5 | 1 | 2018-12-31 | 2019-12-31 | 365 | 7.4478 | 7 | 0.44775
17287 | 2.55 | 1 | 2018-12-31 | 2019-12-31 | 365 | 2.9218 | 2 | 0.92181
17297 | 6.12 | 1 | 2018-12-31 | 2019-12-31 | 365 | 7.0123 | 7 | 0.012345
17290 | 11.96 | 1 | 2018-12-31 | 2019-12-31 | 365 | 13.7039 | 13 | 0.70386
17057 | 3.12 | 1 | 2018-12-31 | 2019-12-31 | 365 | 3.5749 | 3 | 0.57492
17300 | 5.1 | 1 | 2018-12-31 | 2019-12-31 | 365 | 5.8436 | 5 | 0.84362
17059 | 10.92 | 1 | 2018-12-31 | 2019-12-31 | 365 | 12.5122 | 12 | 0.51222
17301 | 11.7 | 1 | 2018-12-31 | 2019-12-31 | 365 | 13.406 | 13 | 0.40595
17303 | 3.38 | 1 | 2018-12-31 | 2019-12-31 | 365 | 3.8728 | 3 | 0.87283
17307 | 12.74 | 1 | 2018-12-31 | 2019-12-31 | 365 | 14.5976 | 14 | 0.59759
17310 | 5.61 | 1 | 2018-12-31 | 2019-12-31 | 365 | 6.428 | 6 | 0.42798
17304 | 7.65 | 1 | 2018-12-31 | 2019-12-31 | 365 | 8.7654 | 8 | 0.76543
17312 | 8.415 | 1 | 2018-12-31 | 2019-12-31 | 365 | 9.642 | 9 | 0.64197
17326 | 3.57 | 1 | 2018-12-31 | 2019-12-31 | 365 | 4.0905 | 4 | 0.090535
17327 | 6.76 | 1 | 2018-12-31 | 2019-12-31 | 365 | 7.7457 | 7 | 0.74566
17061 | 6.24 | 1 | 2018-12-31 | 2019-12-31 | 365 | 7.1498 | 7 | 0.14984
17324 | 6.76 | 1 | 2018-12-31 | 2019-12-31 | 365 | 7.7457 | 7 | 0.74566
17334 | 2.86 | 1 | 2018-12-31 | 2019-12-31 | 365 | 3.277 | 3 | 0.27701
17071 | 6.375 | 1 | 2018-12-31 | 2019-12-31 | 365 | 7.3045 | 7 | 0.30453
17332 | 5.72 | 1 | 2018-12-31 | 2019-12-31 | 365 | 6.554 | 6 | 0.55402
17337 | 7.28 | 1 | 2018-12-31 | 2019-12-31 | 365 | 8.3415 | 8 | 0.34148
17338 | 3.64 | 1 | 2018-12-31 | 2019-12-31 | 365 | 4.1707 | 4 | 0.17074
17348 | 3.12 | 1 | 2018-12-31 | 2019-12-31 | 365 | 3.5749 | 3 | 0.57492
17342 | 6.24 | 1 | 2018-12-31 | 2019-12-31 | 365 | 7.1498 | 7 | 0.14984
17356 | 7.28 | 1 | 2018-12-31 | 2019-12-31 | 365 | 8.3415 | 8 | 0.34148
17360 | 11.73 | 1 | 2018-12-31 | 2019-12-31 | 365 | 13.4403 | 13 | 0.44033
17373 | 15.6 | 1 | 2018-12-31 | 2019-12-31 | 365 | 17.8746 | 17 | 0.8746
17364 | 5.46 | 1 | 2018-12-31 | 2019-12-31 | 365 | 6.2561 | 6 | 0.25611
17377 | 7.02 | 1 | 2018-12-31 | 2019-12-31 | 365 | 8.0436 | 8 | 0.043572
17380 | 9.1 | 1 | 2018-12-31 | 2019-12-31 | 365 | 10.4269 | 10 | 0.42685
17382 | 2.295 | 1 | 2018-12-31 | 2019-12-31 | 365 | 2.6296 | 2 | 0.62963
19121 | 5.72 | 1 | 2018-12-31 | 2019-12-31 | 365 | 6.554 | 6 | 0.55402
19114 | 10.66 | 1 | 2018-12-31 | 2019-12-31 | 365 | 12.2143 | 12 | 0.21431
19144 | 6.76 | 1 | 2018-12-31 | 2019-12-31 | 365 | 7.7457 | 7 | 0.74566
19141 | 6.5 | 1 | 2018-12-31 | 2019-12-31 | 365 | 7.4478 | 7 | 0.44775
19140 | 4.68 | 1 | 2018-12-31 | 2019-12-31 | 365 | 5.3624 | 5 | 0.36238
19113 | 6.76 | 1 | 2018-12-31 | 2019-12-31 | 365 | 7.7457 | 7 | 0.74566
19111 | 7.54 | 1 | 2018-12-31 | 2019-12-31 | 365 | 8.6394 | 8 | 0.63939
19075 | 5.72 | 1 | 2018-12-31 | 2019-12-31 | 365 | 6.554 | 6 | 0.55402
19130 | 10.14 | 1 | 2018-12-31 | 2019-12-31 | 365 | 11.6185 | 11 | 0.61849
19058 | 7.02 | 1 | 2018-12-31 | 2019-12-31 | 365 | 8.0436 | 8 | 0.043572
19124 | 3.64 | 1 | 2018-12-31 | 2019-12-31 | 365 | 4.1707 | 4 | 0.17074
19123 | 4.68 | 1 | 2018-12-31 | 2019-12-31 | 365 | 5.3624 | 5 | 0.36238
15893 | 9.36 | 1 | 2018-12-31 | 2019-12-31 | 365 | 10.7248 | 10 | 0.72476
15894 | 5.98 | 1 | 2018-12-31 | 2019-12-31 | 365 | 6.8519 | 6 | 0.85193
15901 | 10.4 | 1 | 2018-12-31 | 2019-12-31 | 365 | 11.9164 | 11 | 0.9164
15915 | 2.86 | 1 | 2018-12-31 | 2019-12-31 | 365 | 3.277 | 3 | 0.27701
15917 | 4.94 | 1 | 2018-12-31 | 2019-12-31 | 365 | 5.6603 | 5 | 0.66029
15916 | 11.18 | 1 | 2018-12-31 | 2019-12-31 | 365 | 12.8101 | 12 | 0.81013
15924 | 7.8 | 1 | 2018-12-31 | 2019-12-31 | 365 | 8.9373 | 8 | 0.9373
15980 | 7.395 | 1 | 2018-12-31 | 2019-12-31 | 365 | 8.4733 | 8 | 0.47325
15964 | 4.68 | 1 | 2018-12-31 | 2019-12-31 | 365 | 5.3624 | 5 | 0.36238
15969 | 8.32 | 1 | 2018-12-31 | 2019-12-31 | 365 | 9.5331 | 9 | 0.53312
15971 | 4.68 | 1 | 2018-12-31 | 2019-12-31 | 365 | 5.3624 | 5 | 0.36238
15983 | 3.06 | 1 | 2018-12-31 | 2019-12-31 | 365 | 3.5062 | 3 | 0.50617
15985 | 5.2 | 1 | 2018-12-31 | 2019-12-31 | 365 | 5.9582 | 5 | 0.9582
16017 | 7.02 | 1 | 2018-12-31 | 2019-12-31 | 365 | 8.0436 | 8 | 0.043572
16024 | 11.7 | 1 | 2018-12-31 | 2019-12-31 | 365 | 13.406 | 13 | 0.40595
15986 | 13.26 | 1 | 2018-12-31 | 2019-12-31 | 365 | 15.1934 | 15 | 0.19341
16025 | 8.58 | 1 | 2018-12-31 | 2019-12-31 | 365 | 9.831 | 9 | 0.83103
15989 | 7.54 | 1 | 2018-12-31 | 2019-12-31 | 365 | 8.6394 | 8 | 0.63939
15993 | 7.14 | 1 | 2018-12-31 | 2019-12-31 | 365 | 8.1811 | 8 | 0.18107
15706 | 8.32 | 1 | 2018-12-31 | 2019-12-31 | 365 | 9.5331 | 9 | 0.53312
15995 | 7.65 | 1 | 2018-12-31 | 2019-12-31 | 365 | 8.7654 | 8 | 0.76543
15999 | 9.1 | 1 | 2018-12-31 | 2019-12-31 | 365 | 10.4269 | 10 | 0.42685
15745 | 4.16 | 1 | 2018-12-31 | 2019-12-31 | 365 | 4.7666 | 4 | 0.76656
16004 | 5.46 | 1 | 2018-12-31 | 2019-12-31 | 365 | 6.2561 | 6 | 0.25611
15747 | 11.18 | 1 | 2018-12-31 | 2019-12-31 | 365 | 12.8101 | 12 | 0.81013
16012 | 9.62 | 1 | 2018-12-31 | 2019-12-31 | 365 | 11.0227 | 11 | 0.022673
16029 | 5.355 | 1 | 2018-12-31 | 2019-12-31 | 365 | 6.1358 | 6 | 0.1358
16032 | 13.26 | 1 | 2018-12-31 | 2019-12-31 | 365 | 15.1934 | 15 | 0.19341
15750 | 4.335 | 1 | 2018-12-31 | 2019-12-31 | 365 | 4.9671 | 4 | 0.96708
15751 | 6.12 | 1 | 2018-12-31 | 2019-12-31 | 365 | 7.0123 | 7 | 0.012345
15748 | 7.8 | 1 | 2018-12-31 | 2019-12-31 | 365 | 8.9373 | 8 | 0.9373
15756 | 5.46 | 1 | 2018-12-31 | 2019-12-31 | 365 | 6.2561 | 6 | 0.25611
15702 | 4.845 | 1 | 2018-12-31 | 2019-12-31 | 365 | 5.5514 | 5 | 0.55144
15704 | 7.8 | 1 | 2018-12-31 | 2019-12-31 | 365 | 8.9373 | 8 | 0.9373
15697 | 8.32 | 1 | 2018-12-31 | 2019-12-31 | 365 | 9.5331 | 9 | 0.53312
15687 | 5.2 | 1 | 2018-12-31 | 2019-12-31 | 365 | 5.9582 | 5 | 0.9582
15796 | 8.415 | 1 | 2018-12-31 | 2019-12-31 | 365 | 9.642 | 9 | 0.64197
16035 | 6.5 | 1 | 2018-12-31 | 2019-12-31 | 365 | 7.4478 | 7 | 0.44775
16033 | 8.32 | 1 | 2018-12-31 | 2019-12-31 | 365 | 9.5331 | 9 | 0.53312
16034 | 2.86 | 1 | 2018-12-31 | 2019-12-31 | 365 | 3.277 | 3 | 0.27701
16037 | 7.02 | 1 | 2018-12-31 | 2019-12-31 | 365 | 8.0436 | 8 | 0.043572
16038 | 5.2 | 1 | 2018-12-31 | 2019-12-31 | 365 | 5.9582 | 5 | 0.9582
16039 | 8.58 | 1 | 2018-12-31 | 2019-12-31 | 365 | 9.831 | 9 | 0.83103
16044 | 7.54 | 1 | 2018-12-31 | 2019-12-31 | 365 | 8.6394 | 8 | 0.63939
16049 | 8.32 | 1 | 2018-12-31 | 2019-12-31 | 365 | 9.5331 | 9 | 0.53312
15830 | 7.02 | 1 | 2018-12-31 | 2019-12-31 | 365 | 8.0436 | 8 | 0.043572
16053 | 3.9 | 1 | 2018-12-31 | 2019-12-31 | 365 | 4.4687 | 4 | 0.46865
15790 | 2.04 | 1 | 2018-12-31 | 2019-12-31 | 365 | 2.3374 | 2 | 0.33745
16059 | 9.88 | 1 | 2018-12-31 | 2019-12-31 | 365 | 11.3206 | 11 | 0.32058
15778 | 10.92 | 1 | 2018-12-31 | 2019-12-31 | 365 | 12.5122 | 12 | 0.51222
15868 | 4.59 | 1 | 2018-12-31 | 2019-12-31 | 365 | 5.2593 | 5 | 0.25926
15799 | 8.32 | 1 | 2018-12-31 | 2019-12-31 | 365 | 9.5331 | 9 | 0.53312
15895 | 5.46 | 1 | 2018-12-31 | 2019-12-31 | 365 | 6.2561 | 6 | 0.25611
15910 | 5.98 | 1 | 2018-12-31 | 2019-12-31 | 365 | 6.8519 | 6 | 0.85193
15695 | 9.36 | 1 | 2018-12-31 | 2019-12-31 | 365 | 10.7248 | 10 | 0.72476
15680 | 4.94 | 1 | 2018-12-31 | 2019-12-31 | 365 | 5.6603 | 5 | 0.66029
15814 | 6.76 | 1 | 2018-12-31 | 2019-12-31 | 365 | 7.7457 | 7 | 0.74566
15812 | 3.12 | 1 | 2018-12-31 | 2019-12-31 | 365 | 3.5749 | 3 | 0.57492
15939 | 2.86 | 1 | 2018-12-31 | 2019-12-31 | 365 | 3.277 | 3 | 0.27701
15944 | 5.98 | 1 | 2018-12-31 | 2019-12-31 | 365 | 6.8519 | 6 | 0.85193
15802 | 8.58 | 1 | 2018-12-31 | 2019-12-31 | 365 | 9.831 | 9 | 0.83103
15828 | 10.92 | 1 | 2018-12-31 | 2019-12-31 | 365 | 12.5122 | 12 | 0.51222
15689 | 3.38 | 1 | 2018-12-31 | 2019-12-31 | 365 | 3.8728 | 3 | 0.87283
15743 | 10.92 | 1 | 2018-12-31 | 2019-12-31 | 365 | 12.5122 | 12 | 0.51222
15961 | 5.2 | 1 | 2018-12-31 | 2019-12-31 | 365 | 5.9582 | 5 | 0.9582
15693 | 4.845 | 1 | 2018-12-31 | 2019-12-31 | 365 | 5.5514 | 5 | 0.55144
15938 | 6.12 | 1 | 2018-12-31 | 2019-12-31 | 365 | 7.0123 | 7 | 0.012345
15760 | 6.5 | 1 | 2018-12-31 | 2019-12-31 | 365 | 7.4478 | 7 | 0.44775
15892 | 9.18 | 1 | 2018-12-31 | 2019-12-31 | 365 | 10.5185 | 10 | 0.51852
15686 | 5.865 | 1 | 2018-12-31 | 2019-12-31 | 365 | 6.7202 | 6 | 0.72016
15692 | 5.46 | 1 | 2018-12-31 | 2019-12-31 | 365 | 6.2561 | 6 | 0.25611
15845 | 4.16 | 1 | 2018-12-31 | 2019-12-31 | 365 | 4.7666 | 4 | 0.76656
15742 | 5.2 | 1 | 2018-12-31 | 2019-12-31 | 365 | 5.9582 | 5 | 0.9582
15891 | 6.885 | 1 | 2018-12-31 | 2019-12-31 | 365 | 7.8889 | 7 | 0.88889
15884 | 9.1 | 1 | 2018-12-31 | 2019-12-31 | 365 | 10.4269 | 10 | 0.42685
17920 | 2.55 | 1 | 2018-12-31 | 2019-12-31 | 365 | 2.9218 | 2 | 0.92181
17916 | 3.64 | 1 | 2018-12-31 | 2019-12-31 | 365 | 4.1707 | 4 | 0.17074
17894 | 4.42 | 1 | 2018-12-31 | 2019-12-31 | 365 | 5.0645 | 5 | 0.064471
17886 | 2.86 | 1 | 2018-12-31 | 2019-12-31 | 365 | 3.277 | 3 | 0.27701
17888 | 6.5 | 1 | 2018-12-31 | 2019-12-31 | 365 | 7.4478 | 7 | 0.44775
17874 | 6.24 | 1 | 2018-12-31 | 2019-12-31 | 365 | 7.1498 | 7 | 0.14984
17878 | 5.2 | 1 | 2018-12-31 | 2019-12-31 | 365 | 5.9582 | 5 | 0.9582
17870 | 9.36 | 1 | 2018-12-31 | 2019-12-31 | 365 | 10.7248 | 10 | 0.72476
17873 | 2.34 | 1 | 2018-12-31 | 2019-12-31 | 365 | 2.6812 | 2 | 0.68119
17869 | 10.4 | 1 | 2018-12-31 | 2019-12-31 | 365 | 11.9164 | 11 | 0.9164
17861 | 4.16 | 1 | 2018-12-31 | 2019-12-31 | 365 | 4.7666 | 4 | 0.76656
17857 | 6.76 | 1 | 2018-12-31 | 2019-12-31 | 365 | 7.7457 | 7 | 0.74566
17858 | 3.38 | 1 | 2018-12-31 | 2019-12-31 | 365 | 3.8728 | 3 | 0.87283
17846 | 8.06 | 1 | 2018-12-31 | 2019-12-31 | 365 | 9.2352 | 9 | 0.23521
17852 | 6.76 | 1 | 2018-12-31 | 2019-12-31 | 365 | 7.7457 | 7 | 0.74566
17837 | 9.69 | 1 | 2018-12-31 | 2019-12-31 | 365 | 11.1029 | 11 | 0.10288
17839 | 6.76 | 1 | 2018-12-31 | 2019-12-31 | 365 | 7.7457 | 7 | 0.74566
17841 | 10.2 | 1 | 2018-12-31 | 2019-12-31 | 365 | 11.6872 | 11 | 0.68724
17821 | 5.2 | 1 | 2018-12-31 | 2019-12-31 | 365 | 5.9582 | 5 | 0.9582
17824 | 5.72 | 1 | 2018-12-31 | 2019-12-31 | 365 | 6.554 | 6 | 0.55402
17817 | 5.72 | 1 | 2018-12-31 | 2019-12-31 | 365 | 6.554 | 6 | 0.55402
17812 | 5.2 | 1 | 2018-12-31 | 2019-12-31 | 365 | 5.9582 | 5 | 0.9582
17815 | 5.46 | 1 | 2018-12-31 | 2019-12-31 | 365 | 6.2561 | 6 | 0.25611
17809 | 4.42 | 1 | 2018-12-31 | 2019-12-31 | 365 | 5.0645 | 5 | 0.064471
17803 | 7.02 | 1 | 2018-12-31 | 2019-12-31 | 365 | 8.0436 | 8 | 0.043572
17802 | 6.24 | 1 | 2018-12-31 | 2019-12-31 | 365 | 7.1498 | 7 | 0.14984
17780 | 5.2 | 1 | 2018-12-31 | 2019-12-31 | 365 | 5.9582 | 5 | 0.9582
17772 | 4.68 | 1 | 2018-12-31 | 2019-12-31 | 365 | 5.3624 | 5 | 0.36238
17774 | 8.06 | 1 | 2018-12-31 | 2019-12-31 | 365 | 9.2352 | 9 | 0.23521
17769 | 6.5 | 1 | 2018-12-31 | 2019-12-31 | 365 | 7.4478 | 7 | 0.44775
17764 | 4.59 | 1 | 2018-12-31 | 2019-12-31 | 365 | 5.2593 | 5 | 0.25926
17765 | 5.4 | 1 | 2018-12-31 | 2019-12-31 | 365 | 6.1874 | 6 | 0.18736
17762 | 2.6 | 1 | 2018-12-31 | 2019-12-31 | 365 | 2.9791 | 2 | 0.9791
17763 | 7.14 | 1 | 2018-12-31 | 2019-12-31 | 365 | 8.1811 | 8 | 0.18107
17758 | 7.02 | 1 | 2018-12-31 | 2019-12-31 | 365 | 8.0436 | 8 | 0.043572
17794 | 5.1 | 1 | 2018-12-31 | 2019-12-31 | 365 | 5.8436 | 5 | 0.84362
17795 | 8.925 | 1 | 2018-12-31 | 2019-12-31 | 365 | 10.2263 | 10 | 0.22634
17792 | 6.24 | 1 | 2018-12-31 | 2019-12-31 | 365 | 7.1498 | 7 | 0.14984
17793 | 6.5 | 1 | 2018-12-31 | 2019-12-31 | 365 | 7.4478 | 7 | 0.44775
17791 | 6.375 | 1 | 2018-12-31 | 2019-12-31 | 365 | 7.3045 | 7 | 0.30453
17787 | 9.36 | 1 | 2018-12-31 | 2019-12-31 | 365 | 10.7248 | 10 | 0.72476
17789 | 12.48 | 1 | 2018-12-31 | 2019-12-31 | 365 | 14.2997 | 14 | 0.29968
17850 | 2.6 | 1 | 2018-12-31 | 2019-12-31 | 365 | 2.9791 | 2 | 0.9791
18145 | 12.48 | 1 | 2018-12-31 | 2019-12-31 | 365 | 14.2997 | 14 | 0.29968
18409 | 9.18 | 1 | 2018-12-31 | 2019-12-31 | 365 | 10.5185 | 10 | 0.51852
18577 | 13.52 | 1 | 2018-12-31 | 2019-12-31 | 365 | 15.4913 | 15 | 0.49132
18572 | 5.98 | 1 | 2018-12-31 | 2019-12-31 | 365 | 6.8519 | 6 | 0.85193
20170 | 3.9 | 1 | 2018-12-31 | 2019-12-31 | 365 | 4.4687 | 4 | 0.46865
19605 | 6.5 | 1 | 2018-12-31 | 2019-12-31 | 365 | 7.4478 | 7 | 0.44775
19119 | 8.84 | 1 | 2018-12-31 | 2019-12-31 | 365 | 10.1289 | 10 | 0.12894
20145 | 8.06 | 1 | 2018-12-31 | 2019-12-31 | 365 | 9.2352 | 9 | 0.23521
15929 | 4.16 | 1 | 2018-12-31 | 2019-12-31 | 365 | 4.7666 | 4 | 0.76656
18104 | 7.395 | 1 | 2018-12-31 | 2019-12-31 | 365 | 8.4733 | 8 | 0.47325
18101 | 9.1 | 1 | 2018-12-31 | 2019-12-31 | 365 | 10.4269 | 10 | 0.42685
18100 | 4.94 | 1 | 2018-12-31 | 2019-12-31 | 365 | 5.6603 | 5 | 0.66029
18098 | 8.58 | 1 | 2018-12-31 | 2019-12-31 | 365 | 9.831 | 9 | 0.83103
18096 | 8.84 | 1 | 2018-12-31 | 2019-12-31 | 365 | 10.1289 | 10 | 0.12894
18093 | 5.2 | 1 | 2018-12-31 | 2019-12-31 | 365 | 5.9582 | 5 | 0.9582
18094 | 9.18 | 1 | 2018-12-31 | 2019-12-31 | 365 | 10.5185 | 10 | 0.51852
18091 | 5.2 | 1 | 2018-12-31 | 2019-12-31 | 365 | 5.9582 | 5 | 0.9582
18089 | 5.72 | 1 | 2018-12-31 | 2019-12-31 | 365 | 6.554 | 6 | 0.55402
18085 | 6.885 | 1 | 2018-12-31 | 2019-12-31 | 365 | 7.8889 | 7 | 0.88889
18087 | 8.16 | 1 | 2018-12-31 | 2019-12-31 | 365 | 9.3498 | 9 | 0.34979
18066 | 5.1 | 1 | 2018-12-31 | 2019-12-31 | 365 | 5.8436 | 5 | 0.84362
18064 | 9.72 | 1 | 2018-12-31 | 2019-12-31 | 365 | 11.1373 | 11 | 0.13725
18065 | 4.68 | 1 | 2018-12-31 | 2019-12-31 | 365 | 5.3624 | 5 | 0.36238
18063 | 4.42 | 1 | 2018-12-31 | 2019-12-31 | 365 | 5.0645 | 5 | 0.064471
18061 | 7.28 | 1 | 2018-12-31 | 2019-12-31 | 365 | 8.3415 | 8 | 0.34148
18062 | 9.1 | 1 | 2018-12-31 | 2019-12-31 | 365 | 10.4269 | 10 | 0.42685
18060 | 6.12 | 1 | 2018-12-31 | 2019-12-31 | 365 | 7.0123 | 7 | 0.012345
18055 | 4.08 | 1 | 2018-12-31 | 2019-12-31 | 365 | 4.6749 | 4 | 0.6749
18059 | 11.73 | 1 | 2018-12-31 | 2019-12-31 | 365 | 13.4403 | 13 | 0.44033
19022 | 3.06 | 1 | 2018-12-31 | 2019-12-31 | 365 | 3.5062 | 3 | 0.50617
18058 | 7.28 | 1 | 2018-12-31 | 2019-12-31 | 365 | 8.3415 | 8 | 0.34148
18054 | 9.36 | 1 | 2018-12-31 | 2019-12-31 | 365 | 10.7248 | 10 | 0.72476
19021 | 10.71 | 1 | 2018-12-31 | 2019-12-31 | 365 | 12.2716 | 12 | 0.2716
18050 | 4.68 | 1 | 2018-12-31 | 2019-12-31 | 365 | 5.3624 | 5 | 0.36238
18048 | 7.65 | 1 | 2018-12-31 | 2019-12-31 | 365 | 8.7654 | 8 | 0.76543
18044 | 3.9 | 1 | 2018-12-31 | 2019-12-31 | 365 | 4.4687 | 4 | 0.46865
18046 | 7.54 | 1 | 2018-12-31 | 2019-12-31 | 365 | 8.6394 | 8 | 0.63939
18040 | 7.02 | 1 | 2018-12-31 | 2019-12-31 | 365 | 8.0436 | 8 | 0.043572
18042 | 9.1 | 1 | 2018-12-31 | 2019-12-31 | 365 | 10.4269 | 10 | 0.42685
18038 | 11.96 | 1 | 2018-12-31 | 2019-12-31 | 365 | 13.7039 | 13 | 0.70386
18034 | 6.5 | 1 | 2018-12-31 | 2019-12-31 | 365 | 7.4478 | 7 | 0.44775
18036 | 10.66 | 1 | 2018-12-31 | 2019-12-31 | 365 | 12.2143 | 12 | 0.21431
18030 | 3.12 | 1 | 2018-12-31 | 2019-12-31 | 365 | 3.5749 | 3 | 0.57492
18028 | 4.94 | 1 | 2018-12-31 | 2019-12-31 | 365 | 5.6603 | 5 | 0.66029
18026 | 9.88 | 1 | 2018-12-31 | 2019-12-31 | 365 | 11.3206 | 11 | 0.32058
18018 | 9.36 | 1 | 2018-12-31 | 2019-12-31 | 365 | 10.7248 | 10 | 0.72476
18019 | 5.98 | 1 | 2018-12-31 | 2019-12-31 | 365 | 6.8519 | 6 | 0.85193
18014 | 6.24 | 1 | 2018-12-31 | 2019-12-31 | 365 | 7.1498 | 7 | 0.14984
18016 | 3.12 | 1 | 2018-12-31 | 2019-12-31 | 365 | 3.5749 | 3 | 0.57492
18011 | 7.54 | 1 | 2018-12-31 | 2019-12-31 | 365 | 8.6394 | 8 | 0.63939
18013 | 4.59 | 1 | 2018-12-31 | 2019-12-31 | 365 | 5.2593 | 5 | 0.25926
18007 | 4.42 | 1 | 2018-12-31 | 2019-12-31 | 365 | 5.0645 | 5 | 0.064471
18008 | 2.805 | 1 | 2018-12-31 | 2019-12-31 | 365 | 3.214 | 3 | 0.21399
18004 | 8.84 | 1 | 2018-12-31 | 2019-12-31 | 365 | 10.1289 | 10 | 0.12894
18002 | 4.94 | 1 | 2018-12-31 | 2019-12-31 | 365 | 5.6603 | 5 | 0.66029
18120 | 5.865 | 1 | 2018-12-31 | 2019-12-31 | 365 | 6.7202 | 6 | 0.72016
18118 | 4.335 | 1 | 2018-12-31 | 2019-12-31 | 365 | 4.9671 | 4 | 0.96708
18121 | 6.5 | 1 | 2018-12-31 | 2019-12-31 | 365 | 7.4478 | 7 | 0.44775
18119 | 3.12 | 1 | 2018-12-31 | 2019-12-31 | 365 | 3.5749 | 3 | 0.57492
18115 | 5.46 | 1 | 2018-12-31 | 2019-12-31 | 365 | 6.2561 | 6 | 0.25611
18116 | 7.28 | 1 | 2018-12-31 | 2019-12-31 | 365 | 8.3415 | 8 | 0.34148
18113 | 7.905 | 1 | 2018-12-31 | 2019-12-31 | 365 | 9.0576 | 9 | 0.057612
18114 | 6.375 | 1 | 2018-12-31 | 2019-12-31 | 365 | 7.3045 | 7 | 0.30453
18109 | 9.88 | 1 | 2018-12-31 | 2019-12-31 | 365 | 11.3206 | 11 | 0.32058
18111 | 8.84 | 1 | 2018-12-31 | 2019-12-31 | 365 | 10.1289 | 10 | 0.12894
18108 | 10.455 | 1 | 2018-12-31 | 2019-12-31 | 365 | 11.9794 | 11 | 0.97942
17401 | 9.62 | 1 | 2018-12-31 | 2019-12-31 | 365 | 11.0227 | 11 | 0.022673
17395 | 8.32 | 1 | 2018-12-31 | 2019-12-31 | 365 | 9.5331 | 9 | 0.53312
17403 | 10.14 | 1 | 2018-12-31 | 2019-12-31 | 365 | 11.6185 | 11 | 0.61849
17406 | 12.48 | 1 | 2018-12-31 | 2019-12-31 | 365 | 14.2997 | 14 | 0.29968
17407 | 6.76 | 1 | 2018-12-31 | 2019-12-31 | 365 | 7.7457 | 7 | 0.74566
17408 | 3.315 | 1 | 2018-12-31 | 2019-12-31 | 365 | 3.7984 | 3 | 0.79835
17412 | 12.74 | 1 | 2018-12-31 | 2019-12-31 | 365 | 14.5976 | 14 | 0.59759
17420 | 6.21 | 1 | 2018-12-31 | 2019-12-31 | 365 | 7.1155 | 7 | 0.11547
17418 | 7.28 | 1 | 2018-12-31 | 2019-12-31 | 365 | 8.3415 | 8 | 0.34148
17415 | 7.8 | 1 | 2018-12-31 | 2019-12-31 | 365 | 8.9373 | 8 | 0.9373
17424 | 8.58 | 1 | 2018-12-31 | 2019-12-31 | 365 | 9.831 | 9 | 0.83103
17426 | 9.1 | 1 | 2018-12-31 | 2019-12-31 | 365 | 10.4269 | 10 | 0.42685
17430 | 3.64 | 1 | 2018-12-31 | 2019-12-31 | 365 | 4.1707 | 4 | 0.17074
17431 | 8.84 | 1 | 2018-12-31 | 2019-12-31 | 365 | 10.1289 | 10 | 0.12894
17432 | 4.68 | 1 | 2018-12-31 | 2019-12-31 | 365 | 5.3624 | 5 | 0.36238
17435 | 8.32 | 1 | 2018-12-31 | 2019-12-31 | 365 | 9.5331 | 9 | 0.53312
17441 | 4.68 | 1 | 2018-12-31 | 2019-12-31 | 365 | 5.3624 | 5 | 0.36238
17438 | 6.12 | 1 | 2018-12-31 | 2019-12-31 | 365 | 7.0123 | 7 | 0.012345
17756 | 12.24 | 1 | 2018-12-31 | 2019-12-31 | 365 | 14.0247 | 14 | 0.02469
17753 | 10.2 | 1 | 2018-12-31 | 2019-12-31 | 365 | 11.6872 | 11 | 0.68724
17751 | 5.865 | 1 | 2018-12-31 | 2019-12-31 | 365 | 6.7202 | 6 | 0.72016
17742 | 8.06 | 1 | 2018-12-31 | 2019-12-31 | 365 | 9.2352 | 9 | 0.23521
17621 | 9.435 | 1 | 2018-12-31 | 2019-12-31 | 365 | 10.8107 | 10 | 0.8107
17738 | 6.24 | 1 | 2018-12-31 | 2019-12-31 | 365 | 7.1498 | 7 | 0.14984
17741 | 3.64 | 1 | 2018-12-31 | 2019-12-31 | 365 | 4.1707 | 4 | 0.17074
17734 | 9.1 | 1 | 2018-12-31 | 2019-12-31 | 365 | 10.4269 | 10 | 0.42685
17736 | 11.44 | 1 | 2018-12-31 | 2019-12-31 | 365 | 13.108 | 13 | 0.10804
17730 | 5.46 | 1 | 2018-12-31 | 2019-12-31 | 365 | 6.2561 | 6 | 0.25611
17733 | 10.14 | 1 | 2018-12-31 | 2019-12-31 | 365 | 11.6185 | 11 | 0.61849
17727 | 10.66 | 1 | 2018-12-31 | 2019-12-31 | 365 | 12.2143 | 12 | 0.21431
17781 | 4.68 | 1 | 2018-12-31 | 2019-12-31 | 365 | 5.3624 | 5 | 0.36238
17777 | 3.64 | 1 | 2018-12-31 | 2019-12-31 | 365 | 4.1707 | 4 | 0.17074
17251 | 8.84 | 1 | 2018-12-31 | 2019-12-31 | 365 | 10.1289 | 10 | 0.12894
18992 | 3.64 | 1 | 2018-12-31 | 2019-12-31 | 365 | 4.1707 | 4 | 0.17074
18988 | 6.76 | 1 | 2018-12-31 | 2019-12-31 | 365 | 7.7457 | 7 | 0.74566
18985 | 7.28 | 1 | 2018-12-31 | 2019-12-31 | 365 | 8.3415 | 8 | 0.34148
18987 | 6.885 | 1 | 2018-12-31 | 2019-12-31 | 365 | 7.8889 | 7 | 0.88889
18982 | 5.5 | 1 | 2018-12-31 | 2019-12-31 | 365 | 6.3019 | 6 | 0.30194
18989 | 3.9 | 1 | 2018-12-31 | 2019-12-31 | 365 | 4.4687 | 4 | 0.46865
18980 | 5.61 | 1 | 2018-12-31 | 2019-12-31 | 365 | 6.428 | 6 | 0.42798
18977 | 5 | 1 | 2018-12-31 | 2019-12-31 | 365 | 5.729 | 5 | 0.72904
20360 | 3.12 | 1 | 2018-12-31 | 2019-12-31 | 365 | 3.5749 | 3 | 0.57492
20333 | 7 | 1 | 2018-12-31 | 2019-12-31 | 365 | 8.0207 | 8 | 0.020656
20331 | 7.14 | 1 | 2018-12-31 | 2019-12-31 | 365 | 8.1811 | 8 | 0.18107
20334 | 4.845 | 1 | 2018-12-31 | 2019-12-31 | 365 | 5.5514 | 5 | 0.55144
20335 | 6.76 | 1 | 2018-12-31 | 2019-12-31 | 365 | 7.7457 | 7 | 0.74566
20340 | 3.9 | 1 | 2018-12-31 | 2019-12-31 | 365 | 4.4687 | 4 | 0.46865
20337 | 5.865 | 1 | 2018-12-31 | 2019-12-31 | 365 | 6.7202 | 6 | 0.72016
20341 | 10.4 | 1 | 2018-12-31 | 2019-12-31 | 365 | 11.9164 | 11 | 0.9164
18426 | 4.42 | 1 | 2018-12-31 | 2019-12-31 | 365 | 5.0645 | 5 | 0.064471
18414 | 4.08 | 1 | 2018-12-31 | 2019-12-31 | 365 | 4.6749 | 4 | 0.6749
18418 | 5.98 | 1 | 2018-12-31 | 2019-12-31 | 365 | 6.8519 | 6 | 0.85193
18411 | 7.8 | 1 | 2018-12-31 | 2019-12-31 | 365 | 8.9373 | 8 | 0.9373
18413 | 4.16 | 1 | 2018-12-31 | 2019-12-31 | 365 | 4.7666 | 4 | 0.76656
17516 | 5.46 | 1 | 2018-12-31 | 2019-12-31 | 365 | 6.2561 | 6 | 0.25611
18406 | 6.76 | 1 | 2018-12-31 | 2019-12-31 | 365 | 7.7457 | 7 | 0.74566
18410 | 6.24 | 1 | 2018-12-31 | 2019-12-31 | 365 | 7.1498 | 7 | 0.14984
18398 | 2.86 | 1 | 2018-12-31 | 2019-12-31 | 365 | 3.277 | 3 | 0.27701
18401 | 5.13 | 1 | 2018-12-31 | 2019-12-31 | 365 | 5.878 | 5 | 0.878
18405 | 4.68 | 1 | 2018-12-31 | 2019-12-31 | 365 | 5.3624 | 5 | 0.36238
18397 | 14.56 | 1 | 2018-12-31 | 2019-12-31 | 365 | 16.683 | 16 | 0.68296
18545 | 8.84 | 1 | 2018-12-31 | 2019-12-31 | 365 | 10.1289 | 10 | 0.12894
18580 | 7.28 | 1 | 2018-12-31 | 2019-12-31 | 365 | 8.3415 | 8 | 0.34148
18582 | 10.14 | 1 | 2018-12-31 | 2019-12-31 | 365 | 11.6185 | 11 | 0.61849
18542 | 7.28 | 1 | 2018-12-31 | 2019-12-31 | 365 | 8.3415 | 8 | 0.34148
18576 | 7.02 | 1 | 2018-12-31 | 2019-12-31 | 365 | 8.0436 | 8 | 0.043572
18568 | 19.5 | 1 | 2018-12-31 | 2019-12-31 | 365 | 22.3433 | 22 | 0.34326
18566 | 5.72 | 1 | 2018-12-31 | 2019-12-31 | 365 | 6.554 | 6 | 0.55402
18590 | 7.8 | 1 | 2018-12-31 | 2019-12-31 | 365 | 8.9373 | 8 | 0.9373
18603 | 12.48 | 1 | 2018-12-31 | 2019-12-31 | 365 | 14.2997 | 14 | 0.29968
18538 | 3.12 | 1 | 2018-12-31 | 2019-12-31 | 365 | 3.5749 | 3 | 0.57492
18604 | 3.12 | 1 | 2018-12-31 | 2019-12-31 | 365 | 3.5749 | 3 | 0.57492
18534 | 9.88 | 1 | 2018-12-31 | 2019-12-31 | 365 | 11.3206 | 11 | 0.32058
18532 | 5.355 | 1 | 2018-12-31 | 2019-12-31 | 365 | 6.1358 | 6 | 0.1358
20830 | 6.12 | 1 | 2018-12-31 | 2019-12-31 | 365 | 7.0123 | 7 | 0.012345
20828 | 5.98 | 1 | 2018-12-31 | 2019-12-31 | 365 | 6.8519 | 6 | 0.85193
20806 | 14.04 | 1 | 2018-12-31 | 2019-12-31 | 365 | 16.0871 | 16 | 0.087144
20807 | 5.72 | 1 | 2018-12-31 | 2019-12-31 | 365 | 6.554 | 6 | 0.55402
20810 | 4.94 | 1 | 2018-12-31 | 2019-12-31 | 365 | 5.6603 | 5 | 0.66029
20808 | 7.8 | 1 | 2018-12-31 | 2019-12-31 | 365 | 8.9373 | 8 | 0.9373
20799 | 5.2 | 1 | 2018-12-31 | 2019-12-31 | 365 | 5.9582 | 5 | 0.9582
20798 | 4.94 | 1 | 2018-12-31 | 2019-12-31 | 365 | 5.6603 | 5 | 0.66029
19370 | 8.32 | 1 | 2018-12-31 | 2019-12-31 | 365 | 9.5331 | 9 | 0.53312
19368 | 3.38 | 1 | 2018-12-31 | 2019-12-31 | 365 | 3.8728 | 3 | 0.87283
20797 | 9.36 | 1 | 2018-12-31 | 2019-12-31 | 365 | 10.7248 | 10 | 0.72476
19366 | 5.355 | 1 | 2018-12-31 | 2019-12-31 | 365 | 6.1358 | 6 | 0.1358
19361 | 7.54 | 1 | 2018-12-31 | 2019-12-31 | 365 | 8.6394 | 8 | 0.63939
19354 | 7.02 | 1 | 2018-12-31 | 2019-12-31 | 365 | 8.0436 | 8 | 0.043572
20796 | 4.24 | 1 | 2018-12-31 | 2019-12-31 | 365 | 4.8582 | 4 | 0.85823
20837 | 6.76 | 1 | 2018-12-31 | 2019-12-31 | 365 | 7.7457 | 7 | 0.74566
20838 | 4.77 | 1 | 2018-12-31 | 2019-12-31 | 365 | 5.4655 | 5 | 0.4655
19356 | 8.58 | 1 | 2018-12-31 | 2019-12-31 | 365 | 9.831 | 9 | 0.83103
19352 | 7.02 | 1 | 2018-12-31 | 2019-12-31 | 365 | 8.0436 | 8 | 0.043572
19351 | 5.72 | 1 | 2018-12-31 | 2019-12-31 | 365 | 6.554 | 6 | 0.55402
19350 | 11.96 | 1 | 2018-12-31 | 2019-12-31 | 365 | 13.7039 | 13 | 0.70386
19349 | 5.72 | 1 | 2018-12-31 | 2019-12-31 | 365 | 6.554 | 6 | 0.55402
19348 | 5.98 | 1 | 2018-12-31 | 2019-12-31 | 365 | 6.8519 | 6 | 0.85193
19346 | 8.84 | 1 | 2018-12-31 | 2019-12-31 | 365 | 10.1289 | 10 | 0.12894
19347 | 6.5 | 1 | 2018-12-31 | 2019-12-31 | 365 | 7.4478 | 7 | 0.44775
19343 | 5.3 | 1 | 2018-12-31 | 2019-12-31 | 365 | 6.0728 | 6 | 0.072782
19342 | 8.58 | 1 | 2018-12-31 | 2019-12-31 | 365 | 9.831 | 9 | 0.83103
19340 | 2.34 | 1 | 2018-12-31 | 2019-12-31 | 365 | 2.6812 | 2 | 0.68119
19338 | 9.62 | 1 | 2018-12-31 | 2019-12-31 | 365 | 11.0227 | 11 | 0.022673
19339 | 5.46 | 1 | 2018-12-31 | 2019-12-31 | 365 | 6.2561 | 6 | 0.25611
19336 | 11.96 | 1 | 2018-12-31 | 2019-12-31 | 365 | 13.7039 | 13 | 0.70386
19333 | 10.14 | 1 | 2018-12-31 | 2019-12-31 | 365 | 11.6185 | 11 | 0.61849
19332 | 8.32 | 1 | 2018-12-31 | 2019-12-31 | 365 | 9.5331 | 9 | 0.53312
19327 | 4.16 | 1 | 2018-12-31 | 2019-12-31 | 365 | 4.7666 | 4 | 0.76656
19323 | 8.84 | 1 | 2018-12-31 | 2019-12-31 | 365 | 10.1289 | 10 | 0.12894
19322 | 8.32 | 1 | 2018-12-31 | 2019-12-31 | 365 | 9.5331 | 9 | 0.53312
19317 | 5.72 | 1 | 2018-12-31 | 2019-12-31 | 365 | 6.554 | 6 | 0.55402
17595 | 9.62 | 1 | 2018-12-31 | 2019-12-31 | 365 | 11.0227 | 11 | 0.022673
19321 | 7.14 | 1 | 2018-12-31 | 2019-12-31 | 365 | 8.1811 | 8 | 0.18107
18504 | 2.34 | 1 | 2018-12-31 | 2019-12-31 | 365 | 2.6812 | 2 | 0.68119
18498 | 2.86 | 1 | 2018-12-31 | 2019-12-31 | 365 | 3.277 | 3 | 0.27701
18490 | 9.2 | 1 | 2018-12-31 | 2019-12-31 | 365 | 10.5414 | 10 | 0.54143
18496 | 5.72 | 1 | 2018-12-31 | 2019-12-31 | 365 | 6.554 | 6 | 0.55402
20795 | 2.34 | 1 | 2018-12-31 | 2019-12-31 | 365 | 2.6812 | 2 | 0.68119
18482 | 9.1 | 1 | 2018-12-31 | 2019-12-31 | 365 | 10.4269 | 10 | 0.42685
19315 | 4.94 | 1 | 2018-12-31 | 2019-12-31 | 365 | 5.6603 | 5 | 0.66029
18478 | 4.59 | 1 | 2018-12-31 | 2019-12-31 | 365 | 5.2593 | 5 | 0.25926
20791 | 5.98 | 1 | 2018-12-31 | 2019-12-31 | 365 | 6.8519 | 6 | 0.85193
18468 | 10.66 | 1 | 2018-12-31 | 2019-12-31 | 365 | 12.2143 | 12 | 0.21431
18461 | 3.12 | 1 | 2018-12-31 | 2019-12-31 | 365 | 3.5749 | 3 | 0.57492
18462 | 8.64 | 1 | 2018-12-31 | 2019-12-31 | 365 | 9.8998 | 9 | 0.89978
20793 | 7.395 | 1 | 2018-12-31 | 2019-12-31 | 365 | 8.4733 | 8 | 0.47325
18456 | 8.58 | 1 | 2018-12-31 | 2019-12-31 | 365 | 9.831 | 9 | 0.83103
18453 | 6.76 | 1 | 2018-12-31 | 2019-12-31 | 365 | 7.7457 | 7 | 0.74566
18448 | 11.96 | 1 | 2018-12-31 | 2019-12-31 | 365 | 13.7039 | 13 | 0.70386
20790 | 7.14 | 1 | 2018-12-31 | 2019-12-31 | 365 | 8.1811 | 8 | 0.18107
18450 | 10.14 | 1 | 2018-12-31 | 2019-12-31 | 365 | 11.6185 | 11 | 0.61849
19314 | 3.9 | 1 | 2018-12-31 | 2019-12-31 | 365 | 4.4687 | 4 | 0.46865
18446 | 3.9 | 1 | 2018-12-31 | 2019-12-31 | 365 | 4.4687 | 4 | 0.46865
20775 | 2.915 | 1 | 2018-12-31 | 2019-12-31 | 365 | 3.34 | 3 | 0.34003
18711 | 3.12 | 1 | 2018-12-31 | 2019-12-31 | 365 | 3.5749 | 3 | 0.57492
18717 | 4.42 | 1 | 2018-12-31 | 2019-12-31 | 365 | 5.0645 | 5 | 0.064471
20776 | 7.14 | 1 | 2018-12-31 | 2019-12-31 | 365 | 8.1811 | 8 | 0.18107
18708 | 13.52 | 1 | 2018-12-31 | 2019-12-31 | 365 | 15.4913 | 15 | 0.49132
19311 | 7.8 | 1 | 2018-12-31 | 2019-12-31 | 365 | 8.9373 | 8 | 0.9373
17247 | 6.12 | 1 | 2018-12-31 | 2019-12-31 | 365 | 7.0123 | 7 | 0.012345
17254 | 10.92 | 1 | 2018-12-31 | 2019-12-31 | 365 | 12.5122 | 12 | 0.51222
20771 | 2.295 | 1 | 2018-12-31 | 2019-12-31 | 365 | 2.6296 | 2 | 0.62963
17255 | 7.395 | 1 | 2018-12-31 | 2019-12-31 | 365 | 8.4733 | 8 | 0.47325
20772 | 2.6 | 1 | 2018-12-31 | 2019-12-31 | 365 | 2.9791 | 2 | 0.9791
17249 | 14.025 | 1 | 2018-12-31 | 2019-12-31 | 365 | 16.07 | 16 | 0.069957
20769 | 7.8 | 1 | 2018-12-31 | 2019-12-31 | 365 | 8.9373 | 8 | 0.9373
17250 | 8.84 | 1 | 2018-12-31 | 2019-12-31 | 365 | 10.1289 | 10 | 0.12894
17252 | 11.22 | 1 | 2018-12-31 | 2019-12-31 | 365 | 12.856 | 12 | 0.85597
19309 | 3.315 | 1 | 2018-12-31 | 2019-12-31 | 365 | 3.7984 | 3 | 0.79835
20768 | 7.75 | 1 | 2018-12-31 | 2019-12-31 | 365 | 8.88 | 8 | 0.88001
19026 | 5.2 | 1 | 2018-12-31 | 2019-12-31 | 365 | 5.9582 | 5 | 0.9582
18971 | 6.63 | 1 | 2018-12-31 | 2019-12-31 | 365 | 7.5967 | 7 | 0.59671
20731 | 11.96 | 1 | 2018-12-31 | 2019-12-31 | 365 | 13.7039 | 13 | 0.70386
20742 | 3.12 | 1 | 2018-12-31 | 2019-12-31 | 365 | 3.5749 | 3 | 0.57492
18973 | 5.98 | 1 | 2018-12-31 | 2019-12-31 | 365 | 6.8519 | 6 | 0.85193
18948 | 8.06 | 1 | 2018-12-31 | 2019-12-31 | 365 | 9.2352 | 9 | 0.23521
18957 | 6.76 | 1 | 2018-12-31 | 2019-12-31 | 365 | 7.7457 | 7 | 0.74566
18958 | 4.68 | 1 | 2018-12-31 | 2019-12-31 | 365 | 5.3624 | 5 | 0.36238
18959 | 3.9 | 1 | 2018-12-31 | 2019-12-31 | 365 | 4.4687 | 4 | 0.46865
20743 | 4.68 | 1 | 2018-12-31 | 2019-12-31 | 365 | 5.3624 | 5 | 0.36238
18960 | 7.54 | 1 | 2018-12-31 | 2019-12-31 | 365 | 8.6394 | 8 | 0.63939
20415 | 5.72 | 1 | 2018-12-31 | 2019-12-31 | 365 | 6.554 | 6 | 0.55402
20741 | 2.6 | 1 | 2018-12-31 | 2019-12-31 | 365 | 2.9791 | 2 | 0.9791
20413 | 8.06 | 1 | 2018-12-31 | 2019-12-31 | 365 | 9.2352 | 9 | 0.23521
20402 | 7.02 | 1 | 2018-12-31 | 2019-12-31 | 365 | 8.0436 | 8 | 0.043572
20735 | 2.86 | 1 | 2018-12-31 | 2019-12-31 | 365 | 3.277 | 3 | 0.27701
20404 | 5.46 | 1 | 2018-12-31 | 2019-12-31 | 365 | 6.2561 | 6 | 0.25611
20736 | 9.36 | 1 | 2018-12-31 | 2019-12-31 | 365 | 10.7248 | 10 | 0.72476
20724 | 5.98 | 1 | 2018-12-31 | 2019-12-31 | 365 | 6.8519 | 6 | 0.85193
20615 | 5.2 | 1 | 2018-12-31 | 2019-12-31 | 365 | 5.9582 | 5 | 0.9582
20683 | 5.98 | 1 | 2018-12-31 | 2019-12-31 | 365 | 6.8519 | 6 | 0.85193
20682 | 4.845 | 1 | 2018-12-31 | 2019-12-31 | 365 | 5.5514 | 5 | 0.55144
20679 | 8.58 | 1 | 2018-12-31 | 2019-12-31 | 365 | 9.831 | 9 | 0.83103
20675 | 10.2 | 1 | 2018-12-31 | 2019-12-31 | 365 | 11.6872 | 11 | 0.68724
20674 | 3.9 | 1 | 2018-12-31 | 2019-12-31 | 365 | 4.4687 | 4 | 0.46865
20116 | 4.42 | 1 | 2018-12-31 | 2019-12-31 | 365 | 5.0645 | 5 | 0.064471
17999 | 4.16 | 1 | 2018-12-31 | 2019-12-31 | 365 | 4.7666 | 4 | 0.76656
17997 | 6.375 | 1 | 2018-12-31 | 2019-12-31 | 365 | 7.3045 | 7 | 0.30453
17998 | 3.9 | 1 | 2018-12-31 | 2019-12-31 | 365 | 4.4687 | 4 | 0.46865
17996 | 8.16 | 1 | 2018-12-31 | 2019-12-31 | 365 | 9.3498 | 9 | 0.34979
17993 | 10.965 | 1 | 2018-12-31 | 2019-12-31 | 365 | 12.5638 | 12 | 0.56378
17990 | 7.28 | 1 | 2018-12-31 | 2019-12-31 | 365 | 8.3415 | 8 | 0.34148
17991 | 6.76 | 1 | 2018-12-31 | 2019-12-31 | 365 | 7.7457 | 7 | 0.74566
17994 | 8.67 | 1 | 2018-12-31 | 2019-12-31 | 365 | 9.9342 | 9 | 0.93416
17980 | 5.98 | 1 | 2018-12-31 | 2019-12-31 | 365 | 6.8519 | 6 | 0.85193
17987 | 4.94 | 1 | 2018-12-31 | 2019-12-31 | 365 | 5.6603 | 5 | 0.66029
17957 | 3.12 | 1 | 2018-12-31 | 2019-12-31 | 365 | 3.5749 | 3 | 0.57492
17973 | 3.64 | 1 | 2018-12-31 | 2019-12-31 | 365 | 4.1707 | 4 | 0.17074
17954 | 8.06 | 1 | 2018-12-31 | 2019-12-31 | 365 | 9.2352 | 9 | 0.23521
17955 | 4.68 | 1 | 2018-12-31 | 2019-12-31 | 365 | 5.3624 | 5 | 0.36238
17946 | 7.54 | 1 | 2018-12-31 | 2019-12-31 | 365 | 8.6394 | 8 | 0.63939
17952 | 9.36 | 1 | 2018-12-31 | 2019-12-31 | 365 | 10.7248 | 10 | 0.72476
17942 | 10.71 | 1 | 2018-12-31 | 2019-12-31 | 365 | 12.2716 | 12 | 0.2716
17944 | 10.14 | 1 | 2018-12-31 | 2019-12-31 | 365 | 11.6185 | 11 | 0.61849
17939 | 13 | 1 | 2018-12-31 | 2019-12-31 | 365 | 14.8955 | 14 | 0.8955
17941 | 6.5 | 1 | 2018-12-31 | 2019-12-31 | 365 | 7.4478 | 7 | 0.44775
17935 | 3.9 | 1 | 2018-12-31 | 2019-12-31 | 365 | 4.4687 | 4 | 0.46865
17937 | 2.6 | 1 | 2018-12-31 | 2019-12-31 | 365 | 2.9791 | 2 | 0.9791
17933 | 2.6 | 1 | 2018-12-31 | 2019-12-31 | 365 | 2.9791 | 2 | 0.9791
17934 | 7.54 | 1 | 2018-12-31 | 2019-12-31 | 365 | 8.6394 | 8 | 0.63939
17928 | 7.28 | 1 | 2018-12-31 | 2019-12-31 | 365 | 8.3415 | 8 | 0.34148
18301 | 12.48 | 1 | 2018-12-31 | 2019-12-31 | 365 | 14.2997 | 14 | 0.29968
18279 | 5.72 | 1 | 2018-12-31 | 2019-12-31 | 365 | 6.554 | 6 | 0.55402
18283 | 6.5 | 1 | 2018-12-31 | 2019-12-31 | 365 | 7.4478 | 7 | 0.44775
18436 | 4.68 | 1 | 2018-12-31 | 2019-12-31 | 365 | 5.3624 | 5 | 0.36238
18438 | 4.68 | 1 | 2018-12-31 | 2019-12-31 | 365 | 5.3624 | 5 | 0.36238
18382 | 4.94 | 1 | 2018-12-31 | 2019-12-31 | 365 | 5.6603 | 5 | 0.66029
18428 | 4.68 | 1 | 2018-12-31 | 2019-12-31 | 365 | 5.3624 | 5 | 0.36238
18376 | 9.43 | 1 | 2018-12-31 | 2019-12-31 | 365 | 10.805 | 10 | 0.80497
18341 | 6.885 | 1 | 2018-12-31 | 2019-12-31 | 365 | 7.8889 | 7 | 0.88889
18370 | 6.5 | 1 | 2018-12-31 | 2019-12-31 | 365 | 7.4478 | 7 | 0.44775
18338 | 13.26 | 1 | 2018-12-31 | 2019-12-31 | 365 | 15.1934 | 15 | 0.19341
18427 | 5.2 | 1 | 2018-12-31 | 2019-12-31 | 365 | 5.9582 | 5 | 0.9582
18967 | 9.435 | 1 | 2018-12-31 | 2019-12-31 | 365 | 10.8107 | 10 | 0.8107
18968 | 6.5 | 1 | 2018-12-31 | 2019-12-31 | 365 | 7.4478 | 7 | 0.44775
18965 | 6.12 | 1 | 2018-12-31 | 2019-12-31 | 365 | 7.0123 | 7 | 0.012345
18875 | 4.335 | 1 | 2018-12-31 | 2019-12-31 | 365 | 4.9671 | 4 | 0.96708
18890 | 13.52 | 1 | 2018-12-31 | 2019-12-31 | 365 | 15.4913 | 15 | 0.49132
18964 | 7.28 | 1 | 2018-12-31 | 2019-12-31 | 365 | 8.3415 | 8 | 0.34148
18961 | 7.28 | 1 | 2018-12-31 | 2019-12-31 | 365 | 8.3415 | 8 | 0.34148
18848 | 6.5 | 1 | 2018-12-31 | 2019-12-31 | 365 | 7.4478 | 7 | 0.44775
18935 | 2.08 | 1 | 2018-12-31 | 2019-12-31 | 365 | 2.3833 | 2 | 0.38328
18929 | 8.58 | 1 | 2018-12-31 | 2019-12-31 | 365 | 9.831 | 9 | 0.83103
18926 | 13.005 | 1 | 2018-12-31 | 2019-12-31 | 365 | 14.9012 | 14 | 0.90123
18946 | 3.38 | 1 | 2018-12-31 | 2019-12-31 | 365 | 3.8728 | 3 | 0.87283
18944 | 4.16 | 1 | 2018-12-31 | 2019-12-31 | 365 | 4.7666 | 4 | 0.76656
18933 | 5.2 | 1 | 2018-12-31 | 2019-12-31 | 365 | 5.9582 | 5 | 0.9582
18941 | 4.08 | 1 | 2018-12-31 | 2019-12-31 | 365 | 4.6749 | 4 | 0.6749
18927 | 5.98 | 1 | 2018-12-31 | 2019-12-31 | 365 | 6.8519 | 6 | 0.85193
18956 | 4.16 | 1 | 2018-12-31 | 2019-12-31 | 365 | 4.7666 | 4 | 0.76656
18930 | 6.12 | 1 | 2018-12-31 | 2019-12-31 | 365 | 7.0123 | 7 | 0.012345
20297 | 8.32 | 1 | 2018-12-31 | 2019-12-31 | 365 | 9.5331 | 9 | 0.53312
20294 | 11.44 | 1 | 2018-12-31 | 2019-12-31 | 365 | 13.108 | 13 | 0.10804
19268 | 8.58 | 1 | 2018-12-31 | 2019-12-31 | 365 | 9.831 | 9 | 0.83103
20291 | 7.54 | 1 | 2018-12-31 | 2019-12-31 | 365 | 8.6394 | 8 | 0.63939
19265 | 5.72 | 1 | 2018-12-31 | 2019-12-31 | 365 | 6.554 | 6 | 0.55402
20284 | 8.84 | 1 | 2018-12-31 | 2019-12-31 | 365 | 10.1289 | 10 | 0.12894
20287 | 11.7 | 1 | 2018-12-31 | 2019-12-31 | 365 | 13.406 | 13 | 0.40595
19270 | 6.24 | 1 | 2018-12-31 | 2019-12-31 | 365 | 7.1498 | 7 | 0.14984
20280 | 10.66 | 1 | 2018-12-31 | 2019-12-31 | 365 | 12.2143 | 12 | 0.21431
19256 | 9.69 | 1 | 2018-12-31 | 2019-12-31 | 365 | 11.1029 | 11 | 0.10288
19254 | 6.76 | 1 | 2018-12-31 | 2019-12-31 | 365 | 7.7457 | 7 | 0.74566
19267 | 4.42 | 1 | 2018-12-31 | 2019-12-31 | 365 | 5.0645 | 5 | 0.064471
19253 | 7.02 | 1 | 2018-12-31 | 2019-12-31 | 365 | 8.0436 | 8 | 0.043572
19251 | 4.845 | 1 | 2018-12-31 | 2019-12-31 | 365 | 5.5514 | 5 | 0.55144
20282 | 6.63 | 1 | 2018-12-31 | 2019-12-31 | 365 | 7.5967 | 7 | 0.59671
20277 | 5.98 | 1 | 2018-12-31 | 2019-12-31 | 365 | 6.8519 | 6 | 0.85193
19278 | 10.4 | 1 | 2018-12-31 | 2019-12-31 | 365 | 11.9164 | 11 | 0.9164
20273 | 4.68 | 1 | 2018-12-31 | 2019-12-31 | 365 | 5.3624 | 5 | 0.36238
20472 | 5.355 | 1 | 2018-12-31 | 2019-12-31 | 365 | 6.1358 | 6 | 0.1358
20275 | 3.51 | 1 | 2018-12-31 | 2019-12-31 | 365 | 4.0218 | 4 | 0.021786
19285 | 7.8 | 1 | 2018-12-31 | 2019-12-31 | 365 | 8.9373 | 8 | 0.9373
20271 | 6.24 | 1 | 2018-12-31 | 2019-12-31 | 365 | 7.1498 | 7 | 0.14984
20471 | 6.24 | 1 | 2018-12-31 | 2019-12-31 | 365 | 7.1498 | 7 | 0.14984
19289 | 11.44 | 1 | 2018-12-31 | 2019-12-31 | 365 | 13.108 | 13 | 0.10804
20467 | 5.98 | 1 | 2018-12-31 | 2019-12-31 | 365 | 6.8519 | 6 | 0.85193
20464 | 5.61 | 1 | 2018-12-31 | 2019-12-31 | 365 | 6.428 | 6 | 0.42798
20227 | 2.86 | 1 | 2018-12-31 | 2019-12-31 | 365 | 3.277 | 3 | 0.27701
20414 | 4.59 | 1 | 2018-12-31 | 2019-12-31 | 365 | 5.2593 | 5 | 0.25926
17796 | 49.92 | 0.9 | 2018-12-31 | 2019-12-31 | 365 | 51.4789 | 51 | 0.47886
20234 | 13.52 | 1 | 2018-12-31 | 2019-12-31 | 365 | 15.4913 | 15 | 0.49132
20398 | 14.79 | 1 | 2018-12-31 | 2019-12-31 | 365 | 16.9465 | 16 | 0.9465
19250 | 11.44 | 1 | 2018-12-31 | 2019-12-31 | 365 | 13.108 | 13 | 0.10804
20225 | 5.72 | 1 | 2018-12-31 | 2019-12-31 | 365 | 6.554 | 6 | 0.55402
20857 | 8.84 | 1 | 2018-12-31 | 2019-12-31 | 365 | 10.1289 | 10 | 0.12894
20832 | 5.98 | 1 | 2018-12-31 | 2019-12-31 | 365 | 6.8519 | 6 | 0.85193
20848 | 4.68 | 1 | 2018-12-31 | 2019-12-31 | 365 | 5.3624 | 5 | 0.36238
20851 | 3.64 | 1 | 2018-12-31 | 2019-12-31 | 365 | 4.1707 | 4 | 0.17074
20219 | 10.71 | 1 | 2018-12-31 | 2019-12-31 | 365 | 12.2716 | 12 | 0.2716
20221 | 4.94 | 1 | 2018-12-31 | 2019-12-31 | 365 | 5.6603 | 5 | 0.66029
20845 | 2.86 | 1 | 2018-12-31 | 2019-12-31 | 365 | 3.277 | 3 | 0.27701
20847 | 4.68 | 1 | 2018-12-31 | 2019-12-31 | 365 | 5.3624 | 5 | 0.36238
19293 | 2 | 1 | 2018-12-31 | 2019-12-31 | 365 | 2.2916 | 2 | 0.29162
20217 | 11.44 | 1 | 2018-12-31 | 2019-12-31 | 365 | 13.108 | 13 | 0.10804
20003 | 14.04 | 1 | 2018-12-31 | 2019-12-31 | 365 | 16.0871 | 16 | 0.087144
19298 | 2.205 | 1 | 2018-12-31 | 2019-12-31 | 365 | 2.5265 | 2 | 0.52651
20359 | 4.68 | 1 | 2018-12-31 | 2019-12-31 | 365 | 5.3624 | 5 | 0.36238
20347 | 4.68 | 1 | 2018-12-31 | 2019-12-31 | 365 | 5.3624 | 5 | 0.36238
20212 | 14.04 | 1 | 2018-12-31 | 2019-12-31 | 365 | 16.0871 | 16 | 0.087144
20345 | 7.02 | 1 | 2018-12-31 | 2019-12-31 | 365 | 8.0436 | 8 | 0.043572
20862 | 6.5 | 1 | 2018-12-31 | 2019-12-31 | 365 | 7.4478 | 7 | 0.44775
20343 | 8.84 | 1 | 2018-12-31 | 2019-12-31 | 365 | 10.1289 | 10 | 0.12894
20213 | 10.66 | 1 | 2018-12-31 | 2019-12-31 | 365 | 12.2143 | 12 | 0.21431
20326 | 6.24 | 1 | 2018-12-31 | 2019-12-31 | 365 | 7.1498 | 7 | 0.14984
20210 | 8.215 | 1 | 2018-12-31 | 2019-12-31 | 365 | 9.4128 | 9 | 0.41281
20329 | 6.76 | 1 | 2018-12-31 | 2019-12-31 | 365 | 7.7457 | 7 | 0.74566
20204 | 3.06 | 1 | 2018-12-31 | 2019-12-31 | 365 | 3.5062 | 3 | 0.50617
20322 | 6.5 | 1 | 2018-12-31 | 2019-12-31 | 365 | 7.4478 | 7 | 0.44775
20323 | 3.9 | 1 | 2018-12-31 | 2019-12-31 | 365 | 4.4687 | 4 | 0.46865
20208 | 2.55 | 1 | 2018-12-31 | 2019-12-31 | 365 | 2.9218 | 2 | 0.92181
20321 | 13.26 | 1 | 2018-12-31 | 2019-12-31 | 365 | 15.1934 | 15 | 0.19341
20207 | 9.18 | 1 | 2018-12-31 | 2019-12-31 | 365 | 10.5185 | 10 | 0.51852
20316 | 7.02 | 1 | 2018-12-31 | 2019-12-31 | 365 | 8.0436 | 8 | 0.043572
20205 | 8.415 | 1 | 2018-12-31 | 2019-12-31 | 365 | 9.642 | 9 | 0.64197
20317 | 5.72 | 1 | 2018-12-31 | 2019-12-31 | 365 | 6.554 | 6 | 0.55402
20206 | 2.25 | 1 | 2018-12-31 | 2019-12-31 | 365 | 2.5781 | 2 | 0.57807
20319 | 3.12 | 1 | 2018-12-31 | 2019-12-31 | 365 | 3.5749 | 3 | 0.57492
20202 | 4 | 1 | 2018-12-31 | 2019-12-31 | 365 | 4.5832 | 4 | 0.58323
20315 | 7.02 | 1 | 2018-12-31 | 2019-12-31 | 365 | 8.0436 | 8 | 0.043572
17647 | 5.2 | 1 | 2018-12-31 | 2019-12-31 | 365 | 5.9582 | 5 | 0.9582
20314 | 7.8 | 1 | 2018-12-31 | 2019-12-31 | 365 | 8.9373 | 8 | 0.9373
17477 | 5.865 | 1 | 2018-12-31 | 2019-12-31 | 365 | 6.7202 | 6 | 0.72016
20312 | 3.38 | 1 | 2018-12-31 | 2019-12-31 | 365 | 3.8728 | 3 | 0.87283
20307 | 3.9 | 1 | 2018-12-31 | 2019-12-31 | 365 | 4.4687 | 4 | 0.46865
17370 | 9.135 | 1 | 2018-12-31 | 2019-12-31 | 365 | 10.467 | 10 | 0.46696
20308 | 2.6 | 1 | 2018-12-31 | 2019-12-31 | 365 | 2.9791 | 2 | 0.9791
20306 | 10.4 | 1 | 2018-12-31 | 2019-12-31 | 365 | 11.9164 | 11 | 0.9164
20196 | 4.94 | 1 | 2018-12-31 | 2019-12-31 | 365 | 5.6603 | 5 | 0.66029
20305 | 7.395 | 1 | 2018-12-31 | 2019-12-31 | 365 | 8.4733 | 8 | 0.47325
20201 | 8.06 | 1 | 2018-12-31 | 2019-12-31 | 365 | 9.2352 | 9 | 0.23521
20302 | 6.12 | 1 | 2018-12-31 | 2019-12-31 | 365 | 7.0123 | 7 | 0.012345
20298 | 5.1 | 1 | 2018-12-31 | 2019-12-31 | 365 | 5.8436 | 5 | 0.84362
20296 | 10.14 | 1 | 2018-12-31 | 2019-12-31 | 365 | 11.6185 | 11 | 0.61849
20181 | 6.5 | 1 | 2018-12-31 | 2019-12-31 | 365 | 7.4478 | 7 | 0.44775
19273 | 5.46 | 1 | 2018-12-31 | 2019-12-31 | 365 | 6.2561 | 6 | 0.25611
20198 | 13.515 | 1 | 2018-12-31 | 2019-12-31 | 365 | 15.4856 | 15 | 0.4856
19248 | 11.7 | 1 | 2018-12-31 | 2019-12-31 | 365 | 13.406 | 13 | 0.40595
19240 | 2.08 | 1 | 2018-12-31 | 2019-12-31 | 365 | 2.3833 | 2 | 0.38328
20180 | 4.42 | 1 | 2018-12-31 | 2019-12-31 | 365 | 5.0645 | 5 | 0.064471
20177 | 14.56 | 1 | 2018-12-31 | 2019-12-31 | 365 | 16.683 | 16 | 0.68296
19232 | 6.76 | 1 | 2018-12-31 | 2019-12-31 | 365 | 7.7457 | 7 | 0.74566
20183 | 8.06 | 1 | 2018-12-31 | 2019-12-31 | 365 | 9.2352 | 9 | 0.23521
20178 | 10.6 | 1 | 2018-12-31 | 2019-12-31 | 365 | 12.1456 | 12 | 0.14556
20175 | 6.625 | 1 | 2018-12-31 | 2019-12-31 | 365 | 7.591 | 7 | 0.59098
20173 | 2.6 | 1 | 2018-12-31 | 2019-12-31 | 365 | 2.9791 | 2 | 0.9791
20171 | 3.9 | 1 | 2018-12-31 | 2019-12-31 | 365 | 4.4687 | 4 | 0.46865
18168 | 9.36 | 1 | 2018-12-31 | 2019-12-31 | 365 | 10.7248 | 10 | 0.72476
18166 | 8.06 | 1 | 2018-12-31 | 2019-12-31 | 365 | 9.2352 | 9 | 0.23521
18167 | 5.72 | 1 | 2018-12-31 | 2019-12-31 | 365 | 6.554 | 6 | 0.55402
19231 | 4.42 | 1 | 2018-12-31 | 2019-12-31 | 365 | 5.0645 | 5 | 0.064471
20169 | 9.945 | 1 | 2018-12-31 | 2019-12-31 | 365 | 11.3951 | 11 | 0.39506
18165 | 4.42 | 1 | 2018-12-31 | 2019-12-31 | 365 | 5.0645 | 5 | 0.064471
19229 | 2.34 | 1 | 2018-12-31 | 2019-12-31 | 365 | 2.6812 | 2 | 0.68119
18155 | 2.86 | 1 | 2018-12-31 | 2019-12-31 | 365 | 3.277 | 3 | 0.27701
20166 | 9.36 | 1 | 2018-12-31 | 2019-12-31 | 365 | 10.7248 | 10 | 0.72476
18156 | 3.64 | 1 | 2018-12-31 | 2019-12-31 | 365 | 4.1707 | 4 | 0.17074
18158 | 11.96 | 1 | 2018-12-31 | 2019-12-31 | 365 | 13.7039 | 13 | 0.70386
19230 | 3.9 | 1 | 2018-12-31 | 2019-12-31 | 365 | 4.4687 | 4 | 0.46865
18148 | 4.42 | 1 | 2018-12-31 | 2019-12-31 | 365 | 5.0645 | 5 | 0.064471
19237 | 7.65 | 1 | 2018-12-31 | 2019-12-31 | 365 | 8.7654 | 8 | 0.76543
18152 | 2.34 | 1 | 2018-12-31 | 2019-12-31 | 365 | 2.6812 | 2 | 0.68119
19241 | 10.965 | 1 | 2018-12-31 | 2019-12-31 | 365 | 12.5638 | 12 | 0.56378
18147 | 4.42 | 1 | 2018-12-31 | 2019-12-31 | 365 | 5.0645 | 5 | 0.064471
18142 | 2.34 | 1 | 2018-12-31 | 2019-12-31 | 365 | 2.6812 | 2 | 0.68119
18138 | 8.84 | 1 | 2018-12-31 | 2019-12-31 | 365 | 10.1289 | 10 | 0.12894
18136 | 12.22 | 1 | 2018-12-31 | 2019-12-31 | 365 | 14.0018 | 14 | 0.0017738
18125 | 7.02 | 1 | 2018-12-31 | 2019-12-31 | 365 | 8.0436 | 8 | 0.043572
18127 | 6.5 | 1 | 2018-12-31 | 2019-12-31 | 365 | 7.4478 | 7 | 0.44775
18123 | 3.12 | 1 | 2018-12-31 | 2019-12-31 | 365 | 3.5749 | 3 | 0.57492
20673 | 4.42 | 1 | 2018-12-31 | 2019-12-31 | 365 | 5.0645 | 5 | 0.064471
20671 | 5.2 | 1 | 2018-12-31 | 2019-12-31 | 365 | 5.9582 | 5 | 0.9582
20672 | 4.68 | 1 | 2018-12-31 | 2019-12-31 | 365 | 5.3624 | 5 | 0.36238
20670 | 6.12 | 1 | 2018-12-31 | 2019-12-31 | 365 | 7.0123 | 7 | 0.012345
20669 | 4.16 | 1 | 2018-12-31 | 2019-12-31 | 365 | 4.7666 | 4 | 0.76656
20668 | 4.68 | 1 | 2018-12-31 | 2019-12-31 | 365 | 5.3624 | 5 | 0.36238
20667 | 4.94 | 1 | 2018-12-31 | 2019-12-31 | 365 | 5.6603 | 5 | 0.66029
20666 | 4.16 | 1 | 2018-12-31 | 2019-12-31 | 365 | 4.7666 | 4 | 0.76656
19921 | 6.24 | 1 | 2018-12-31 | 2019-12-31 | 365 | 7.1498 | 7 | 0.14984
19922 | 6.24 | 1 | 2018-12-31 | 2019-12-31 | 365 | 7.1498 | 7 | 0.14984
19920 | 12.48 | 1 | 2018-12-31 | 2019-12-31 | 365 | 14.2997 | 14 | 0.29968
19388 | 5.2 | 1 | 2018-12-31 | 2019-12-31 | 365 | 5.9582 | 5 | 0.9582
19393 | 3.38 | 1 | 2018-12-31 | 2019-12-31 | 365 | 3.8728 | 3 | 0.87283
19233 | 2.805 | 1 | 2018-12-31 | 2019-12-31 | 365 | 3.214 | 3 | 0.21399
19384 | 6.5 | 1 | 2018-12-31 | 2019-12-31 | 365 | 7.4478 | 7 | 0.44775
19916 | 7.29 | 1 | 2018-12-31 | 2019-12-31 | 365 | 8.3529 | 8 | 0.35294
19380 | 5.2 | 1 | 2018-12-31 | 2019-12-31 | 365 | 5.9582 | 5 | 0.9582
19379 | 18.36 | 1 | 2018-12-31 | 2019-12-31 | 365 | 21.037 | 21 | 0.037035
19910 | 3.57 | 1 | 2018-12-31 | 2019-12-31 | 365 | 4.0905 | 4 | 0.090535
19337 | 6.76 | 1 | 2018-12-31 | 2019-12-31 | 365 | 7.7457 | 7 | 0.74566
19245 | 3.9 | 1 | 2018-12-31 | 2019-12-31 | 365 | 4.4687 | 4 | 0.46865
19909 | 5.2 | 1 | 2018-12-31 | 2019-12-31 | 365 | 5.9582 | 5 | 0.9582
19911 | 8.06 | 1 | 2018-12-31 | 2019-12-31 | 365 | 9.2352 | 9 | 0.23521
19420 | 7.54 | 1 | 2018-12-31 | 2019-12-31 | 365 | 8.6394 | 8 | 0.63939
19243 | 5.72 | 1 | 2018-12-31 | 2019-12-31 | 365 | 6.554 | 6 | 0.55402
19419 | 10.14 | 1 | 2018-12-31 | 2019-12-31 | 365 | 11.6185 | 11 | 0.61849
19417 | 3.9 | 1 | 2018-12-31 | 2019-12-31 | 365 | 4.4687 | 4 | 0.46865
19247 | 6.5 | 1 | 2018-12-31 | 2019-12-31 | 365 | 7.4478 | 7 | 0.44775
19908 | 5.2 | 1 | 2018-12-31 | 2019-12-31 | 365 | 5.9582 | 5 | 0.9582
19413 | 6.24 | 1 | 2018-12-31 | 2019-12-31 | 365 | 7.1498 | 7 | 0.14984
19418 | 12.22 | 1 | 2018-12-31 | 2019-12-31 | 365 | 14.0018 | 14 | 0.0017738
19414 | 6.76 | 1 | 2018-12-31 | 2019-12-31 | 365 | 7.7457 | 7 | 0.74566
19412 | 3.71 | 1 | 2018-12-31 | 2019-12-31 | 365 | 4.2509 | 4 | 0.25095
19411 | 3.9 | 1 | 2018-12-31 | 2019-12-31 | 365 | 4.4687 | 4 | 0.46865
19408 | 8.06 | 1 | 2018-12-31 | 2019-12-31 | 365 | 9.2352 | 9 | 0.23521
19907 | 6.76 | 1 | 2018-12-31 | 2019-12-31 | 365 | 7.7457 | 7 | 0.74566
19906 | 4.16 | 1 | 2018-12-31 | 2019-12-31 | 365 | 4.7666 | 4 | 0.76656
19401 | 7.54 | 1 | 2018-12-31 | 2019-12-31 | 365 | 8.6394 | 8 | 0.63939
19394 | 9.62 | 1 | 2018-12-31 | 2019-12-31 | 365 | 11.0227 | 11 | 0.022673
19903 | 7.56 | 1 | 2018-12-31 | 2019-12-31 | 365 | 8.6623 | 8 | 0.66231
19391 | 5.46 | 1 | 2018-12-31 | 2019-12-31 | 365 | 6.2561 | 6 | 0.25611
19904 | 4.68 | 1 | 2018-12-31 | 2019-12-31 | 365 | 5.3624 | 5 | 0.36238
19901 | 3.64 | 1 | 2018-12-31 | 2019-12-31 | 365 | 4.1707 | 4 | 0.17074
19381 | 3.9 | 1 | 2018-12-31 | 2019-12-31 | 365 | 4.4687 | 4 | 0.46865
19305 | 16.9 | 1 | 2018-12-31 | 2019-12-31 | 365 | 19.3642 | 19 | 0.36416
19595 | 7.28 | 1 | 2018-12-31 | 2019-12-31 | 365 | 8.3415 | 8 | 0.34148
19598 | 4.68 | 1 | 2018-12-31 | 2019-12-31 | 365 | 5.3624 | 5 | 0.36238
19900 | 11.18 | 1 | 2018-12-31 | 2019-12-31 | 365 | 12.8101 | 12 | 0.81013
19895 | 4.68 | 1 | 2018-12-31 | 2019-12-31 | 365 | 5.3624 | 5 | 0.36238
19601 | 3.64 | 1 | 2018-12-31 | 2019-12-31 | 365 | 4.1707 | 4 | 0.17074
19893 | 8.32 | 1 | 2018-12-31 | 2019-12-31 | 365 | 9.5331 | 9 | 0.53312
19891 | 2.16 | 1 | 2018-12-31 | 2019-12-31 | 365 | 2.4749 | 2 | 0.47495
19386 | 3.38 | 1 | 2018-12-31 | 2019-12-31 | 365 | 3.8728 | 3 | 0.87283
19437 | 10.2 | 1 | 2018-12-31 | 2019-12-31 | 365 | 11.6872 | 11 | 0.68724
15619 | 8.58 | 1 | 2018-12-31 | 2019-12-31 | 365 | 9.831 | 9 | 0.83103
19878 | 10.92 | 1 | 2018-12-31 | 2019-12-31 | 365 | 12.5122 | 12 | 0.51222
19402 | 9.36 | 1 | 2018-12-31 | 2019-12-31 | 365 | 10.7248 | 10 | 0.72476
19873 | 7.02 | 1 | 2018-12-31 | 2019-12-31 | 365 | 8.0436 | 8 | 0.043572
19645 | 7.02 | 1 | 2018-12-31 | 2019-12-31 | 365 | 8.0436 | 8 | 0.043572
19861 | 4.42 | 1 | 2018-12-31 | 2019-12-31 | 365 | 5.0645 | 5 | 0.064471
19640 | 6.24 | 1 | 2018-12-31 | 2019-12-31 | 365 | 7.1498 | 7 | 0.14984
19858 | 13.52 | 1 | 2018-12-31 | 2019-12-31 | 365 | 15.4913 | 15 | 0.49132
19855 | 6.76 | 1 | 2018-12-31 | 2019-12-31 | 365 | 7.7457 | 7 | 0.74566
19853 | 4.94 | 1 | 2018-12-31 | 2019-12-31 | 365 | 5.6603 | 5 | 0.66029
19849 | 7.54 | 1 | 2018-12-31 | 2019-12-31 | 365 | 8.6394 | 8 | 0.63939
19433 | 5.46 | 1 | 2018-12-31 | 2019-12-31 | 365 | 6.2561 | 6 | 0.25611
19492 | 4.42 | 1 | 2018-12-31 | 2019-12-31 | 365 | 5.0645 | 5 | 0.064471
19823 | 4.68 | 1 | 2018-12-31 | 2019-12-31 | 365 | 5.3624 | 5 | 0.36238
19428 | 4.68 | 1 | 2018-12-31 | 2019-12-31 | 365 | 5.3624 | 5 | 0.36238
19841 | 3.12 | 1 | 2018-12-31 | 2019-12-31 | 365 | 3.5749 | 3 | 0.57492
19425 | 6.24 | 1 | 2018-12-31 | 2019-12-31 | 365 | 7.1498 | 7 | 0.14984
19834 | 9.36 | 1 | 2018-12-31 | 2019-12-31 | 365 | 10.7248 | 10 | 0.72476
19436 | 6.24 | 1 | 2018-12-31 | 2019-12-31 | 365 | 7.1498 | 7 | 0.14984
19427 | 8.415 | 1 | 2018-12-31 | 2019-12-31 | 365 | 9.642 | 9 | 0.64197
19819 | 4.42 | 1 | 2018-12-31 | 2019-12-31 | 365 | 5.0645 | 5 | 0.064471
19820 | 6.67 | 1 | 2018-12-31 | 2019-12-31 | 365 | 7.6425 | 7 | 0.64254
19817 | 10.92 | 1 | 2018-12-31 | 2019-12-31 | 365 | 12.5122 | 12 | 0.51222
19818 | 6.12 | 1 | 2018-12-31 | 2019-12-31 | 365 | 7.0123 | 7 | 0.012345
19431 | 4.59 | 1 | 2018-12-31 | 2019-12-31 | 365 | 5.2593 | 5 | 0.25926
20923 | 8.1 | 1 | 2018-12-31 | 2019-12-31 | 365 | 9.281 | 9 | 0.28104
20916 | 4.42 | 1 | 2018-12-31 | 2019-12-31 | 365 | 5.0645 | 5 | 0.064471
20919 | 8.32 | 1 | 2018-12-31 | 2019-12-31 | 365 | 9.5331 | 9 | 0.53312
20913 | 10.4 | 1 | 2018-12-31 | 2019-12-31 | 365 | 11.9164 | 11 | 0.9164
20907 | 11.44 | 1 | 2018-12-31 | 2019-12-31 | 365 | 13.108 | 13 | 0.10804
19812 | 2.915 | 1 | 2018-12-31 | 2019-12-31 | 365 | 3.34 | 3 | 0.34003
20903 | 6.76 | 1 | 2018-12-31 | 2019-12-31 | 365 | 7.7457 | 7 | 0.74566
19807 | 7.8 | 1 | 2018-12-31 | 2019-12-31 | 365 | 8.9373 | 8 | 0.9373
19809 | 4.16 | 1 | 2018-12-31 | 2019-12-31 | 365 | 4.7666 | 4 | 0.76656
20898 | 8.32 | 1 | 2018-12-31 | 2019-12-31 | 365 | 9.5331 | 9 | 0.53312
19803 | 13.26 | 1 | 2018-12-31 | 2019-12-31 | 365 | 15.1934 | 15 | 0.19341
19806 | 7.02 | 1 | 2018-12-31 | 2019-12-31 | 365 | 8.0436 | 8 | 0.043572
20874 | 6.76 | 1 | 2018-12-31 | 2019-12-31 | 365 | 7.7457 | 7 | 0.74566
20897 | 10.455 | 1 | 2018-12-31 | 2019-12-31 | 365 | 11.9794 | 11 | 0.97942
20809 | 13 | 1 | 2018-12-31 | 2019-12-31 | 365 | 14.8955 | 14 | 0.8955
19799 | 3.9 | 1 | 2018-12-31 | 2019-12-31 | 365 | 4.4687 | 4 | 0.46865
20895 | 9.1 | 1 | 2018-12-31 | 2019-12-31 | 365 | 10.4269 | 10 | 0.42685
20850 | 9.88 | 1 | 2018-12-31 | 2019-12-31 | 365 | 11.3206 | 11 | 0.32058
20889 | 4.42 | 1 | 2018-12-31 | 2019-12-31 | 365 | 5.0645 | 5 | 0.064471
20849 | 11.96 | 1 | 2018-12-31 | 2019-12-31 | 365 | 13.7039 | 13 | 0.70386
19782 | 9.88 | 1 | 2018-12-31 | 2019-12-31 | 365 | 11.3206 | 11 | 0.32058
20886 | 8.32 | 1 | 2018-12-31 | 2019-12-31 | 365 | 9.5331 | 9 | 0.53312
20839 | 8.84 | 1 | 2018-12-31 | 2019-12-31 | 365 | 10.1289 | 10 | 0.12894
19778 | 5.46 | 1 | 2018-12-31 | 2019-12-31 | 365 | 6.2561 | 6 | 0.25611
19791 | 7.28 | 1 | 2018-12-31 | 2019-12-31 | 365 | 8.3415 | 8 | 0.34148
20655 | 2.6 | 1 | 2018-12-31 | 2019-12-31 | 365 | 2.9791 | 2 | 0.9791
20644 | 10.455 | 1 | 2018-12-31 | 2019-12-31 | 365 | 11.9794 | 11 | 0.97942
20965 | 4.68 | 1 | 2018-12-31 | 2019-12-31 | 365 | 5.3624 | 5 | 0.36238
20623 | 11.96 | 1 | 2018-12-31 | 2019-12-31 | 365 | 13.7039 | 13 | 0.70386
20968 | 7.905 | 1 | 2018-12-31 | 2019-12-31 | 365 | 9.0576 | 9 | 0.057612
20622 | 5.72 | 1 | 2018-12-31 | 2019-12-31 | 365 | 6.554 | 6 | 0.55402
20620 | 4.16 | 1 | 2018-12-31 | 2019-12-31 | 365 | 4.7666 | 4 | 0.76656
20619 | 4.42 | 1 | 2018-12-31 | 2019-12-31 | 365 | 5.0645 | 5 | 0.064471
20618 | 4.59 | 1 | 2018-12-31 | 2019-12-31 | 365 | 5.2593 | 5 | 0.25926
20614 | 13.26 | 1 | 2018-12-31 | 2019-12-31 | 365 | 15.1934 | 15 | 0.19341
20603 | 7.02 | 1 | 2018-12-31 | 2019-12-31 | 365 | 8.0436 | 8 | 0.043572
20599 | 4.42 | 1 | 2018-12-31 | 2019-12-31 | 365 | 5.0645 | 5 | 0.064471
21076 | 9.88 | 1 | 2018-12-31 | 2019-12-31 | 365 | 11.3206 | 11 | 0.32058
20120 | 7.28 | 1 | 2018-12-31 | 2019-12-31 | 365 | 8.3415 | 8 | 0.34148
21087 | 21.42 | 1 | 2018-12-31 | 2019-12-31 | 365 | 24.5432 | 24 | 0.54321
19212 | 3.38 | 1 | 2018-12-31 | 2019-12-31 | 365 | 3.8728 | 3 | 0.87283
20118 | 12.74 | 1 | 2018-12-31 | 2019-12-31 | 365 | 14.5976 | 14 | 0.59759
21088 | 5.355 | 1 | 2018-12-31 | 2019-12-31 | 365 | 6.1358 | 6 | 0.1358
20114 | 5.355 | 1 | 2018-12-31 | 2019-12-31 | 365 | 6.1358 | 6 | 0.1358
20113 | 8.84 | 1 | 2018-12-31 | 2019-12-31 | 365 | 10.1289 | 10 | 0.12894
21090 | 6.885 | 1 | 2018-12-31 | 2019-12-31 | 365 | 7.8889 | 7 | 0.88889
20110 | 4.94 | 1 | 2018-12-31 | 2019-12-31 | 365 | 5.6603 | 5 | 0.66029
20108 | 3.57 | 1 | 2018-12-31 | 2019-12-31 | 365 | 4.0905 | 4 | 0.090535
19215 | 9.1 | 1 | 2018-12-31 | 2019-12-31 | 365 | 10.4269 | 10 | 0.42685
21095 | 4.68 | 1 | 2018-12-31 | 2019-12-31 | 365 | 5.3624 | 5 | 0.36238
20105 | 7.02 | 1 | 2018-12-31 | 2019-12-31 | 365 | 8.0436 | 8 | 0.043572
21096 | 4.68 | 1 | 2018-12-31 | 2019-12-31 | 365 | 5.3624 | 5 | 0.36238
19216 | 3.64 | 1 | 2018-12-31 | 2019-12-31 | 365 | 4.1707 | 4 | 0.17074
20098 | 5.72 | 1 | 2018-12-31 | 2019-12-31 | 365 | 6.554 | 6 | 0.55402
21100 | 9.88 | 1 | 2018-12-31 | 2019-12-31 | 365 | 11.3206 | 11 | 0.32058
20091 | 7.8 | 1 | 2018-12-31 | 2019-12-31 | 365 | 8.9373 | 8 | 0.9373
21110 | 6.5 | 1 | 2018-12-31 | 2019-12-31 | 365 | 7.4478 | 7 | 0.44775
20097 | 5.98 | 1 | 2018-12-31 | 2019-12-31 | 365 | 6.8519 | 6 | 0.85193
20095 | 2.86 | 1 | 2018-12-31 | 2019-12-31 | 365 | 3.277 | 3 | 0.27701
21113 | 4.42 | 1 | 2018-12-31 | 2019-12-31 | 365 | 5.0645 | 5 | 0.064471
19214 | 8.67 | 1 | 2018-12-31 | 2019-12-31 | 365 | 9.9342 | 9 | 0.93416
20094 | 5.61 | 1 | 2018-12-31 | 2019-12-31 | 365 | 6.428 | 6 | 0.42798
21114 | 10.66 | 1 | 2018-12-31 | 2019-12-31 | 365 | 12.2143 | 12 | 0.21431
19217 | 3.64 | 1 | 2018-12-31 | 2019-12-31 | 365 | 4.1707 | 4 | 0.17074
21116 | 4.68 | 1 | 2018-12-31 | 2019-12-31 | 365 | 5.3624 | 5 | 0.36238
20092 | 7.65 | 1 | 2018-12-31 | 2019-12-31 | 365 | 8.7654 | 8 | 0.76543
20593 | 6.24 | 1 | 2018-12-31 | 2019-12-31 | 365 | 7.1498 | 7 | 0.14984
20087 | 7.02 | 1 | 2018-12-31 | 2019-12-31 | 365 | 8.0436 | 8 | 0.043572
21117 | 7.28 | 1 | 2018-12-31 | 2019-12-31 | 365 | 8.3415 | 8 | 0.34148
20594 | 11.7 | 1 | 2018-12-31 | 2019-12-31 | 365 | 13.406 | 13 | 0.40595
19218 | 10.92 | 1 | 2018-12-31 | 2019-12-31 | 365 | 12.5122 | 12 | 0.51222
20587 | 5.2 | 1 | 2018-12-31 | 2019-12-31 | 365 | 5.9582 | 5 | 0.9582
21120 | 3.9 | 1 | 2018-12-31 | 2019-12-31 | 365 | 4.4687 | 4 | 0.46865
20089 | 5.98 | 1 | 2018-12-31 | 2019-12-31 | 365 | 6.8519 | 6 | 0.85193
20041 | 12.22 | 1 | 2018-12-31 | 2019-12-31 | 365 | 14.0018 | 14 | 0.0017738
20038 | 3.64 | 1 | 2018-12-31 | 2019-12-31 | 365 | 4.1707 | 4 | 0.17074
20591 | 5.46 | 1 | 2018-12-31 | 2019-12-31 | 365 | 6.2561 | 6 | 0.25611
20035 | 8.415 | 1 | 2018-12-31 | 2019-12-31 | 365 | 9.642 | 9 | 0.64197
20583 | 4.68 | 1 | 2018-12-31 | 2019-12-31 | 365 | 5.3624 | 5 | 0.36238
20015 | 9.1 | 1 | 2018-12-31 | 2019-12-31 | 365 | 10.4269 | 10 | 0.42685
20582 | 5.72 | 1 | 2018-12-31 | 2019-12-31 | 365 | 6.554 | 6 | 0.55402
20027 | 4.335 | 1 | 2018-12-31 | 2019-12-31 | 365 | 4.9671 | 4 | 0.96708
20571 | 6.24 | 1 | 2018-12-31 | 2019-12-31 | 365 | 7.1498 | 7 | 0.14984
20008 | 5.98 | 1 | 2018-12-31 | 2019-12-31 | 365 | 6.8519 | 6 | 0.85193
19297 | 4.16 | 1 | 2018-12-31 | 2019-12-31 | 365 | 4.7666 | 4 | 0.76656
20001 | 7.28 | 1 | 2018-12-31 | 2019-12-31 | 365 | 8.3415 | 8 | 0.34148
19998 | 5.61 | 1 | 2018-12-31 | 2019-12-31 | 365 | 6.428 | 6 | 0.42798
20569 | 3.64 | 1 | 2018-12-31 | 2019-12-31 | 365 | 4.1707 | 4 | 0.17074
19992 | 4.42 | 1 | 2018-12-31 | 2019-12-31 | 365 | 5.0645 | 5 | 0.064471
19220 | 4.42 | 1 | 2018-12-31 | 2019-12-31 | 365 | 5.0645 | 5 | 0.064471
19985 | 6.12 | 1 | 2018-12-31 | 2019-12-31 | 365 | 7.0123 | 7 | 0.012345
19982 | 6.76 | 1 | 2018-12-31 | 2019-12-31 | 365 | 7.7457 | 7 | 0.74566
19975 | 7.28 | 1 | 2018-12-31 | 2019-12-31 | 365 | 8.3415 | 8 | 0.34148
19969 | 6.63 | 1 | 2018-12-31 | 2019-12-31 | 365 | 7.5967 | 7 | 0.59671
19971 | 10.92 | 1 | 2018-12-31 | 2019-12-31 | 365 | 12.5122 | 12 | 0.51222
19223 | 4.16 | 1 | 2018-12-31 | 2019-12-31 | 365 | 4.7666 | 4 | 0.76656
19961 | 7.02 | 1 | 2018-12-31 | 2019-12-31 | 365 | 8.0436 | 8 | 0.043572
19955 | 5.46 | 1 | 2018-12-31 | 2019-12-31 | 365 | 6.2561 | 6 | 0.25611
19950 | 9.54 | 1 | 2018-12-31 | 2019-12-31 | 365 | 10.931 | 10 | 0.93101
19947 | 7.65 | 1 | 2018-12-31 | 2019-12-31 | 365 | 8.7654 | 8 | 0.76543
19228 | 10.66 | 1 | 2018-12-31 | 2019-12-31 | 365 | 12.2143 | 12 | 0.21431
19939 | 3.825 | 1 | 2018-12-31 | 2019-12-31 | 365 | 4.3827 | 4 | 0.38272
19934 | 10.4 | 1 | 2018-12-31 | 2019-12-31 | 365 | 11.9164 | 11 | 0.9164
19933 | 7.54 | 1 | 2018-12-31 | 2019-12-31 | 365 | 8.6394 | 8 | 0.63939
19410 | 8.06 | 1 | 2018-12-31 | 2019-12-31 | 365 | 9.2352 | 9 | 0.23521
19928 | 7.8 | 1 | 2018-12-31 | 2019-12-31 | 365 | 8.9373 | 8 | 0.9373
19923 | 5.98 | 1 | 2018-12-31 | 2019-12-31 | 365 | 6.8519 | 6 | 0.85193
19397 | 5.72 | 1 | 2018-12-31 | 2019-12-31 | 365 | 6.554 | 6 | 0.55402
21165 | 12.495 | 1 | 2018-12-31 | 2019-12-31 | 365 | 14.3169 | 14 | 0.31687
21166 | 6.76 | 1 | 2018-12-31 | 2019-12-31 | 365 | 7.7457 | 7 | 0.74566
21171 | 3.12 | 1 | 2018-12-31 | 2019-12-31 | 365 | 3.5749 | 3 | 0.57492
21170 | 6.885 | 1 | 2018-12-31 | 2019-12-31 | 365 | 7.8889 | 7 | 0.88889
21175 | 9.36 | 1 | 2018-12-31 | 2019-12-31 | 365 | 10.7248 | 10 | 0.72476
20528 | 5.98 | 1 | 2018-12-31 | 2019-12-31 | 365 | 6.8519 | 6 | 0.85193
21176 | 8.84 | 1 | 2018-12-31 | 2019-12-31 | 365 | 10.1289 | 10 | 0.12894
21178 | 13 | 1 | 2018-12-31 | 2019-12-31 | 365 | 14.8955 | 14 | 0.8955
20527 | 4.94 | 1 | 2018-12-31 | 2019-12-31 | 365 | 5.6603 | 5 | 0.66029
20526 | 3.12 | 1 | 2018-12-31 | 2019-12-31 | 365 | 3.5749 | 3 | 0.57492
20525 | 6.24 | 1 | 2018-12-31 | 2019-12-31 | 365 | 7.1498 | 7 | 0.14984
18336 | 13 | 1 | 2018-12-31 | 2019-12-31 | 365 | 14.8955 | 14 | 0.8955
18329 | 8.06 | 1 | 2018-12-31 | 2019-12-31 | 365 | 9.2352 | 9 | 0.23521
18331 | 9.62 | 1 | 2018-12-31 | 2019-12-31 | 365 | 11.0227 | 11 | 0.022673
18332 | 5.98 | 1 | 2018-12-31 | 2019-12-31 | 365 | 6.8519 | 6 | 0.85193
18433 | 4.42 | 1 | 2018-12-31 | 2019-12-31 | 365 | 5.0645 | 5 | 0.064471
18431 | 9.69 | 1 | 2018-12-31 | 2019-12-31 | 365 | 11.1029 | 11 | 0.10288
18430 | 2.6 | 1 | 2018-12-31 | 2019-12-31 | 365 | 2.9791 | 2 | 0.9791
18424 | 4.94 | 1 | 2018-12-31 | 2019-12-31 | 365 | 5.6603 | 5 | 0.66029
21181 | 7.02 | 1 | 2018-12-31 | 2019-12-31 | 365 | 8.0436 | 8 | 0.043572
21182 | 8.925 | 1 | 2018-12-31 | 2019-12-31 | 365 | 10.2263 | 10 | 0.22634
21185 | 7.28 | 1 | 2018-12-31 | 2019-12-31 | 365 | 8.3415 | 8 | 0.34148
18421 | 7.8 | 1 | 2018-12-31 | 2019-12-31 | 365 | 8.9373 | 8 | 0.9373
21193 | 4.08 | 1 | 2018-12-31 | 2019-12-31 | 365 | 4.6749 | 4 | 0.6749
21195 | 10.4 | 1 | 2018-12-31 | 2019-12-31 | 365 | 11.9164 | 11 | 0.9164
21199 | 4.68 | 1 | 2018-12-31 | 2019-12-31 | 365 | 5.3624 | 5 | 0.36238
21197 | 9.88 | 1 | 2018-12-31 | 2019-12-31 | 365 | 11.3206 | 11 | 0.32058
21202 | 8.32 | 1 | 2018-12-31 | 2019-12-31 | 365 | 9.5331 | 9 | 0.53312
21204 | 8.16 | 1 | 2018-12-31 | 2019-12-31 | 365 | 9.3498 | 9 | 0.34979
21207 | 2.55 | 1 | 2018-12-31 | 2019-12-31 | 365 | 2.9218 | 2 | 0.92181
21222 | 3.57 | 1 | 2018-12-31 | 2019-12-31 | 365 | 4.0905 | 4 | 0.090535
21215 | 11.73 | 1 | 2018-12-31 | 2019-12-31 | 365 | 13.4403 | 13 | 0.44033
21463 | 5.1 | 1 | 2018-12-31 | 2019-12-31 | 365 | 5.8436 | 5 | 0.84362
21466 | 8.58 | 1 | 2018-12-31 | 2019-12-31 | 365 | 9.831 | 9 | 0.83103
21465 | 2.6 | 1 | 2018-12-31 | 2019-12-31 | 365 | 2.9791 | 2 | 0.9791
21467 | 12.22 | 1 | 2018-12-31 | 2019-12-31 | 365 | 14.0018 | 14 | 0.0017738
21470 | 4.94 | 1 | 2018-12-31 | 2019-12-31 | 365 | 5.6603 | 5 | 0.66029
21471 | 4.16 | 1 | 2018-12-31 | 2019-12-31 | 365 | 4.7666 | 4 | 0.76656
21474 | 9.36 | 1 | 2018-12-31 | 2019-12-31 | 365 | 10.7248 | 10 | 0.72476
21475 | 5.98 | 1 | 2018-12-31 | 2019-12-31 | 365 | 6.8519 | 6 | 0.85193
20524 | 3.12 | 1 | 2018-12-31 | 2019-12-31 | 365 | 3.5749 | 3 | 0.57492
21491 | 2.805 | 1 | 2018-12-31 | 2019-12-31 | 365 | 3.214 | 3 | 0.21399
21492 | 2.34 | 1 | 2018-12-31 | 2019-12-31 | 365 | 2.6812 | 2 | 0.68119
21476 | 3.64 | 1 | 2018-12-31 | 2019-12-31 | 365 | 4.1707 | 4 | 0.17074
21479 | 9.62 | 1 | 2018-12-31 | 2019-12-31 | 365 | 11.0227 | 11 | 0.022673
21478 | 8.06 | 1 | 2018-12-31 | 2019-12-31 | 365 | 9.2352 | 9 | 0.23521
21481 | 6.76 | 1 | 2018-12-31 | 2019-12-31 | 365 | 7.7457 | 7 | 0.74566
21477 | 3.315 | 1 | 2018-12-31 | 2019-12-31 | 365 | 3.7984 | 3 | 0.79835
21480 | 5.1 | 1 | 2018-12-31 | 2019-12-31 | 365 | 5.8436 | 5 | 0.84362
21483 | 11.44 | 1 | 2018-12-31 | 2019-12-31 | 365 | 13.108 | 13 | 0.10804
21485 | 8.32 | 1 | 2018-12-31 | 2019-12-31 | 365 | 9.5331 | 9 | 0.53312
21488 | 5.2 | 1 | 2018-12-31 | 2019-12-31 | 365 | 5.9582 | 5 | 0.9582
21493 | 7.28 | 1 | 2018-12-31 | 2019-12-31 | 365 | 8.3415 | 8 | 0.34148
21497 | 7.395 | 1 | 2018-12-31 | 2019-12-31 | 365 | 8.4733 | 8 | 0.47325
21498 | 8.84 | 1 | 2018-12-31 | 2019-12-31 | 365 | 10.1289 | 10 | 0.12894
21503 | 4.59 | 1 | 2018-12-31 | 2019-12-31 | 365 | 5.2593 | 5 | 0.25926
19227 | 9.69 | 1 | 2018-12-31 | 2019-12-31 | 365 | 11.1029 | 11 | 0.10288
21506 | 5.72 | 1 | 2018-12-31 | 2019-12-31 | 365 | 6.554 | 6 | 0.55402
21507 | 3.12 | 1 | 2018-12-31 | 2019-12-31 | 365 | 3.5749 | 3 | 0.57492
21509 | 7.54 | 1 | 2018-12-31 | 2019-12-31 | 365 | 8.6394 | 8 | 0.63939
21510 | 3.12 | 1 | 2018-12-31 | 2019-12-31 | 365 | 3.5749 | 3 | 0.57492
21508 | 5.72 | 1 | 2018-12-31 | 2019-12-31 | 365 | 6.554 | 6 | 0.55402
21520 | 8.06 | 1 | 2018-12-31 | 2019-12-31 | 365 | 9.2352 | 9 | 0.23521
21512 | 4.16 | 1 | 2018-12-31 | 2019-12-31 | 365 | 4.7666 | 4 | 0.76656
21524 | 6.76 | 1 | 2018-12-31 | 2019-12-31 | 365 | 7.7457 | 7 | 0.74566
21525 | 10.455 | 1 | 2018-12-31 | 2019-12-31 | 365 | 11.9794 | 11 | 0.97942
21527 | 2.915 | 1 | 2018-12-31 | 2019-12-31 | 365 | 3.34 | 3 | 0.34003
20523 | 9.62 | 1 | 2018-12-31 | 2019-12-31 | 365 | 11.0227 | 11 | 0.022673
20520 | 4.24 | 1 | 2018-12-31 | 2019-12-31 | 365 | 4.8582 | 4 | 0.85823
19288 | 2.34 | 1 | 2018-12-31 | 2019-12-31 | 365 | 2.6812 | 2 | 0.68119
19291 | 5.72 | 1 | 2018-12-31 | 2019-12-31 | 365 | 6.554 | 6 | 0.55402
19424 | 3.64 | 1 | 2018-12-31 | 2019-12-31 | 365 | 4.1707 | 4 | 0.17074
19606 | 6.24 | 1 | 2018-12-31 | 2019-12-31 | 365 | 7.1498 | 7 | 0.14984
19607 | 10.14 | 1 | 2018-12-31 | 2019-12-31 | 365 | 11.6185 | 11 | 0.61849
19613 | 5.865 | 1 | 2018-12-31 | 2019-12-31 | 365 | 6.7202 | 6 | 0.72016
19615 | 6.24 | 1 | 2018-12-31 | 2019-12-31 | 365 | 7.1498 | 7 | 0.14984
19621 | 3.64 | 1 | 2018-12-31 | 2019-12-31 | 365 | 4.1707 | 4 | 0.17074
19624 | 6.76 | 1 | 2018-12-31 | 2019-12-31 | 365 | 7.7457 | 7 | 0.74566
19792 | 6.5 | 1 | 2018-12-31 | 2019-12-31 | 365 | 7.4478 | 7 | 0.44775
20926 | 3.06 | 1 | 2018-12-31 | 2019-12-31 | 365 | 3.5062 | 3 | 0.50617
20929 | 10.455 | 1 | 2018-12-31 | 2019-12-31 | 365 | 11.9794 | 11 | 0.97942
20935 | 8.58 | 1 | 2018-12-31 | 2019-12-31 | 365 | 9.831 | 9 | 0.83103
20934 | 3.64 | 1 | 2018-12-31 | 2019-12-31 | 365 | 4.1707 | 4 | 0.17074
20956 | 4.68 | 1 | 2018-12-31 | 2019-12-31 | 365 | 5.3624 | 5 | 0.36238
20938 | 3.9 | 1 | 2018-12-31 | 2019-12-31 | 365 | 4.4687 | 4 | 0.46865
17829 | 8.32 | 1 | 2018-12-31 | 2019-12-31 | 365 | 9.5331 | 9 | 0.53312
20983 | 4.68 | 1 | 2018-12-31 | 2019-12-31 | 365 | 5.3624 | 5 | 0.36238
20984 | 12.22 | 1 | 2018-12-31 | 2019-12-31 | 365 | 14.0018 | 14 | 0.0017738
20985 | 8.06 | 1 | 2018-12-31 | 2019-12-31 | 365 | 9.2352 | 9 | 0.23521
20986 | 2.86 | 1 | 2018-12-31 | 2019-12-31 | 365 | 3.277 | 3 | 0.27701
20987 | 6.5 | 1 | 2018-12-31 | 2019-12-31 | 365 | 7.4478 | 7 | 0.44775
20988 | 3.64 | 1 | 2018-12-31 | 2019-12-31 | 365 | 4.1707 | 4 | 0.17074
20989 | 5.61 | 1 | 2018-12-31 | 2019-12-31 | 365 | 6.428 | 6 | 0.42798
20954 | 5.2 | 1 | 2018-12-31 | 2019-12-31 | 365 | 5.9582 | 5 | 0.9582
20957 | 11.96 | 1 | 2018-12-31 | 2019-12-31 | 365 | 13.7039 | 13 | 0.70386
20959 | 3.64 | 1 | 2018-12-31 | 2019-12-31 | 365 | 4.1707 | 4 | 0.17074
21035 | 5.98 | 1 | 2018-12-31 | 2019-12-31 | 365 | 6.8519 | 6 | 0.85193
20942 | 6.24 | 1 | 2018-12-31 | 2019-12-31 | 365 | 7.1498 | 7 | 0.14984
20940 | 4.94 | 1 | 2018-12-31 | 2019-12-31 | 365 | 5.6603 | 5 | 0.66029
20941 | 2.34 | 1 | 2018-12-31 | 2019-12-31 | 365 | 2.6812 | 2 | 0.68119
20473 | 7.8 | 1 | 2018-12-31 | 2019-12-31 | 365 | 8.9373 | 8 | 0.9373
18703 | 13 | 1 | 2018-12-31 | 2019-12-31 | 365 | 14.8955 | 14 | 0.8955
17067 | 6.24 | 1 | 2018-12-31 | 2019-12-31 | 365 | 7.1498 | 7 | 0.14984
15683 | 5.46 | 1 | 2018-12-31 | 2019-12-31 | 365 | 6.2561 | 6 | 0.25611
15685 | 7.395 | 1 | 2018-12-31 | 2019-12-31 | 365 | 8.4733 | 8 | 0.47325
19299 | 10.6 | 1 | 2018-12-31 | 2019-12-31 | 365 | 12.1456 | 12 | 0.14556
18535 | 5.2 | 1 | 2018-12-31 | 2019-12-31 | 365 | 5.9582 | 5 | 0.9582
15699 | 6.24 | 1 | 2018-12-31 | 2019-12-31 | 365 | 7.1498 | 7 | 0.14984
15934 | 5.2 | 1 | 2018-12-31 | 2019-12-31 | 365 | 5.9582 | 5 | 0.9582
15945 | 5.46 | 1 | 2018-12-31 | 2019-12-31 | 365 | 6.2561 | 6 | 0.25611
18103 | 5.2 | 1 | 2018-12-31 | 2019-12-31 | 365 | 5.9582 | 5 | 0.9582
21753 | 7.8 | 1 | 2018-12-31 | 2019-12-31 | 365 | 8.9373 | 8 | 0.9373
18020 | 4.845 | 1 | 2018-12-31 | 2019-12-31 | 365 | 5.5514 | 5 | 0.55144
17866 | 5.72 | 1 | 2018-12-31 | 2019-12-31 | 365 | 6.554 | 6 | 0.55402
19025 | 6.63 | 1 | 2018-12-31 | 2019-12-31 | 365 | 7.5967 | 7 | 0.59671
19118 | 6.12 | 1 | 2018-12-31 | 2019-12-31 | 365 | 7.0123 | 7 | 0.012345
18009 | 4.94 | 1 | 2018-12-31 | 2019-12-31 | 365 | 5.6603 | 5 | 0.66029
19362 | 9.62 | 1 | 2018-12-31 | 2019-12-31 | 365 | 11.0227 | 11 | 0.022673
19128 | 7.28 | 1 | 2018-12-31 | 2019-12-31 | 365 | 8.3415 | 8 | 0.34148
15933 | 4.94 | 1 | 2018-12-31 | 2019-12-31 | 365 | 5.6603 | 5 | 0.66029
15960 | 5.46 | 1 | 2018-12-31 | 2019-12-31 | 365 | 6.2561 | 6 | 0.25611
15922 | 4.94 | 1 | 2018-12-31 | 2019-12-31 | 365 | 5.6603 | 5 | 0.66029
18056 | 3.38 | 1 | 2018-12-31 | 2019-12-31 | 365 | 3.8728 | 3 | 0.87283
20621 | 6.12 | 1 | 2018-12-31 | 2019-12-31 | 365 | 7.0123 | 7 | 0.012345
19768 | 4.94 | 1 | 2018-12-31 | 2019-12-31 | 365 | 5.6603 | 5 | 0.66029
15831 | 2.86 | 1 | 2018-12-31 | 2019-12-31 | 365 | 3.277 | 3 | 0.27701
18051 | 6.5 | 1 | 2018-12-31 | 2019-12-31 | 365 | 7.4478 | 7 | 0.44775
15835 | 3.9 | 1 | 2018-12-31 | 2019-12-31 | 365 | 4.4687 | 4 | 0.46865
15841 | 2.86 | 1 | 2018-12-31 | 2019-12-31 | 365 | 3.277 | 3 | 0.27701
18052 | 8.06 | 1 | 2018-12-31 | 2019-12-31 | 365 | 9.2352 | 9 | 0.23521
15988 | 6.24 | 1 | 2018-12-31 | 2019-12-31 | 365 | 7.1498 | 7 | 0.14984
17784 | 12.22 | 1 | 2018-12-31 | 2019-12-31 | 365 | 14.0018 | 14 | 0.0017738
15803 | 6.24 | 1 | 2018-12-31 | 2019-12-31 | 365 | 7.1498 | 7 | 0.14984
20349 | 9.1 | 1 | 2018-12-31 | 2019-12-31 | 365 | 10.4269 | 10 | 0.42685
18177 | 5.72 | 1 | 2018-12-31 | 2019-12-31 | 365 | 6.554 | 6 | 0.55402
18179 | 10.455 | 1 | 2018-12-31 | 2019-12-31 | 365 | 11.9794 | 11 | 0.97942
15819 | 6.5 | 1 | 2018-12-31 | 2019-12-31 | 365 | 7.4478 | 7 | 0.44775
15808 | 7.14 | 1 | 2018-12-31 | 2019-12-31 | 365 | 8.1811 | 8 | 0.18107
15794 | 9.945 | 1 | 2018-12-31 | 2019-12-31 | 365 | 11.3951 | 11 | 0.39506
15997 | 8.06 | 1 | 2018-12-31 | 2019-12-31 | 365 | 9.2352 | 9 | 0.23521
15793 | 10.92 | 1 | 2018-12-31 | 2019-12-31 | 365 | 12.5122 | 12 | 0.51222
18057 | 8.32 | 1 | 2018-12-31 | 2019-12-31 | 365 | 9.5331 | 9 | 0.53312
21368 | 2.04 | 1 | 2018-12-31 | 2019-12-31 | 365 | 2.3374 | 2 | 0.33745
21369 | 8.06 | 1 | 2018-12-31 | 2019-12-31 | 365 | 9.2352 | 9 | 0.23521
21363 | 4.16 | 1 | 2018-12-31 | 2019-12-31 | 365 | 4.7666 | 4 | 0.76656
18047 | 3.9 | 1 | 2018-12-31 | 2019-12-31 | 365 | 4.4687 | 4 | 0.46865
18975 | 11.7 | 1 | 2018-12-31 | 2019-12-31 | 365 | 13.406 | 13 | 0.40595
20168 | 12.22 | 1 | 2018-12-31 | 2019-12-31 | 365 | 14.0018 | 14 | 0.0017738
21360 | 10.2 | 1 | 2018-12-31 | 2019-12-31 | 365 | 11.6872 | 11 | 0.68724
20165 | 6.5 | 1 | 2018-12-31 | 2019-12-31 | 365 | 7.4478 | 7 | 0.44775
21338 | 10.14 | 1 | 2018-12-31 | 2019-12-31 | 365 | 11.6185 | 11 | 0.61849
21356 | 3.445 | 1 | 2018-12-31 | 2019-12-31 | 365 | 3.9473 | 3 | 0.94731
21349 | 3.38 | 1 | 2018-12-31 | 2019-12-31 | 365 | 3.8728 | 3 | 0.87283
21355 | 12.74 | 1 | 2018-12-31 | 2019-12-31 | 365 | 14.5976 | 14 | 0.59759
21373 | 10.4 | 1 | 2018-12-31 | 2019-12-31 | 365 | 11.9164 | 11 | 0.9164
18767 | 12.48 | 1 | 2018-12-31 | 2019-12-31 | 365 | 14.2997 | 14 | 0.29968
21378 | 7.83 | 1 | 2018-12-31 | 2019-12-31 | 365 | 8.9717 | 8 | 0.97168
21362 | 8.84 | 1 | 2018-12-31 | 2019-12-31 | 365 | 10.1289 | 10 | 0.12894
21375 | 5.98 | 1 | 2018-12-31 | 2019-12-31 | 365 | 6.8519 | 6 | 0.85193
21379 | 3.825 | 1 | 2018-12-31 | 2019-12-31 | 365 | 4.3827 | 4 | 0.38272
21380 | 13 | 1 | 2018-12-31 | 2019-12-31 | 365 | 14.8955 | 14 | 0.8955
21381 | 13 | 1 | 2018-12-31 | 2019-12-31 | 365 | 14.8955 | 14 | 0.8955
21383 | 3.38 | 1 | 2018-12-31 | 2019-12-31 | 365 | 3.8728 | 3 | 0.87283
21382 | 2.86 | 1 | 2018-12-31 | 2019-12-31 | 365 | 3.277 | 3 | 0.27701
21384 | 4.94 | 1 | 2018-12-31 | 2019-12-31 | 365 | 5.6603 | 5 | 0.66029
21385 | 14.04 | 1 | 2018-12-31 | 2019-12-31 | 365 | 16.0871 | 16 | 0.087144
21386 | 5.2 | 1 | 2018-12-31 | 2019-12-31 | 365 | 5.9582 | 5 | 0.9582
21387 | 8.84 | 1 | 2018-12-31 | 2019-12-31 | 365 | 10.1289 | 10 | 0.12894
21427 | 8.32 | 1 | 2018-12-31 | 2019-12-31 | 365 | 9.5331 | 9 | 0.53312
21425 | 4.16 | 1 | 2018-12-31 | 2019-12-31 | 365 | 4.7666 | 4 | 0.76656
21417 | 8.58 | 1 | 2018-12-31 | 2019-12-31 | 365 | 9.831 | 9 | 0.83103
21416 | 8.32 | 1 | 2018-12-31 | 2019-12-31 | 365 | 9.5331 | 9 | 0.53312
21415 | 7.02 | 1 | 2018-12-31 | 2019-12-31 | 365 | 8.0436 | 8 | 0.043572
21414 | 6.76 | 1 | 2018-12-31 | 2019-12-31 | 365 | 7.7457 | 7 | 0.74566
21413 | 6.5 | 1 | 2018-12-31 | 2019-12-31 | 365 | 7.4478 | 7 | 0.44775
21412 | 7.02 | 1 | 2018-12-31 | 2019-12-31 | 365 | 8.0436 | 8 | 0.043572
21411 | 7.28 | 1 | 2018-12-31 | 2019-12-31 | 365 | 8.3415 | 8 | 0.34148
21433 | 5.865 | 1 | 2018-12-31 | 2019-12-31 | 365 | 6.7202 | 6 | 0.72016
21435 | 10.2 | 1 | 2018-12-31 | 2019-12-31 | 365 | 11.6872 | 11 | 0.68724
21438 | 13 | 1 | 2018-12-31 | 2019-12-31 | 365 | 14.8955 | 14 | 0.8955
21439 | 3.57 | 1 | 2018-12-31 | 2019-12-31 | 365 | 4.0905 | 4 | 0.090535
21441 | 11.96 | 1 | 2018-12-31 | 2019-12-31 | 365 | 13.7039 | 13 | 0.70386
21444 | 3.12 | 1 | 2018-12-31 | 2019-12-31 | 365 | 3.5749 | 3 | 0.57492
21445 | 13 | 1 | 2018-12-31 | 2019-12-31 | 365 | 14.8955 | 14 | 0.8955
21446 | 9.945 | 1 | 2018-12-31 | 2019-12-31 | 365 | 11.3951 | 11 | 0.39506
21447 | 5.72 | 1 | 2018-12-31 | 2019-12-31 | 365 | 6.554 | 6 | 0.55402
21450 | 12.495 | 1 | 2018-12-31 | 2019-12-31 | 365 | 14.3169 | 14 | 0.31687
21451 | 7.8 | 1 | 2018-12-31 | 2019-12-31 | 365 | 8.9373 | 8 | 0.9373
21453 | 5.46 | 1 | 2018-12-31 | 2019-12-31 | 365 | 6.2561 | 6 | 0.25611
21452 | 5.61 | 1 | 2018-12-31 | 2019-12-31 | 365 | 6.428 | 6 | 0.42798
21457 | 5.72 | 1 | 2018-12-31 | 2019-12-31 | 365 | 6.554 | 6 | 0.55402
21458 | 13.52 | 1 | 2018-12-31 | 2019-12-31 | 365 | 15.4913 | 15 | 0.49132
21459 | 6.76 | 1 | 2018-12-31 | 2019-12-31 | 365 | 7.7457 | 7 | 0.74566
21460 | 5.355 | 1 | 2018-12-31 | 2019-12-31 | 365 | 6.1358 | 6 | 0.1358
21461 | 7.54 | 1 | 2018-12-31 | 2019-12-31 | 365 | 8.6394 | 8 | 0.63939
21462 | 6.63 | 1 | 2018-12-31 | 2019-12-31 | 365 | 7.5967 | 7 | 0.59671
20160 | 6.12 | 1 | 2018-12-31 | 2019-12-31 | 365 | 7.0123 | 7 | 0.012345
20163 | 3.12 | 1 | 2018-12-31 | 2019-12-31 | 365 | 3.5749 | 3 | 0.57492
20157 | 5.98 | 1 | 2018-12-31 | 2019-12-31 | 365 | 6.8519 | 6 | 0.85193
20154 | 9.1 | 1 | 2018-12-31 | 2019-12-31 | 365 | 10.4269 | 10 | 0.42685
20153 | 8.925 | 1 | 2018-12-31 | 2019-12-31 | 365 | 10.2263 | 10 | 0.22634
20149 | 10.14 | 1 | 2018-12-31 | 2019-12-31 | 365 | 11.6185 | 11 | 0.61849
20151 | 3.57 | 1 | 2018-12-31 | 2019-12-31 | 365 | 4.0905 | 4 | 0.090535
20148 | 3.64 | 1 | 2018-12-31 | 2019-12-31 | 365 | 4.1707 | 4 | 0.17074
16007 | 2.86 | 1 | 2018-12-31 | 2019-12-31 | 365 | 3.277 | 3 | 0.27701
19238 | 4.68 | 1 | 2018-12-31 | 2019-12-31 | 365 | 5.3624 | 5 | 0.36238
19244 | 7.8 | 1 | 2018-12-31 | 2019-12-31 | 365 | 8.9373 | 8 | 0.9373
19252 | 5.2 | 1 | 2018-12-31 | 2019-12-31 | 365 | 5.9582 | 5 | 0.9582
19400 | 3.64 | 1 | 2018-12-31 | 2019-12-31 | 365 | 4.1707 | 4 | 0.17074
19195 | 4.68 | 1 | 2018-12-31 | 2019-12-31 | 365 | 5.3624 | 5 | 0.36238
19196 | 5.61 | 1 | 2018-12-31 | 2019-12-31 | 365 | 6.428 | 6 | 0.42798
19197 | 5.98 | 1 | 2018-12-31 | 2019-12-31 | 365 | 6.8519 | 6 | 0.85193
19198 | 5.98 | 1 | 2018-12-31 | 2019-12-31 | 365 | 6.8519 | 6 | 0.85193
19199 | 7.02 | 1 | 2018-12-31 | 2019-12-31 | 365 | 8.0436 | 8 | 0.043572
19201 | 6.63 | 1 | 2018-12-31 | 2019-12-31 | 365 | 7.5967 | 7 | 0.59671
19202 | 5.98 | 1 | 2018-12-31 | 2019-12-31 | 365 | 6.8519 | 6 | 0.85193
19204 | 10.14 | 1 | 2018-12-31 | 2019-12-31 | 365 | 11.6185 | 11 | 0.61849
19625 | 7.02 | 1 | 2018-12-31 | 2019-12-31 | 365 | 8.0436 | 8 | 0.043572
19616 | 12.48 | 1 | 2018-12-31 | 2019-12-31 | 365 | 14.2997 | 14 | 0.29968
19206 | 9.36 | 1 | 2018-12-31 | 2019-12-31 | 365 | 10.7248 | 10 | 0.72476
19627 | 6.5 | 1 | 2018-12-31 | 2019-12-31 | 365 | 7.4478 | 7 | 0.44775
20140 | 8.415 | 1 | 2018-12-31 | 2019-12-31 | 365 | 9.642 | 9 | 0.64197
19208 | 6.24 | 1 | 2018-12-31 | 2019-12-31 | 365 | 7.1498 | 7 | 0.14984
20112 | 7.02 | 1 | 2018-12-31 | 2019-12-31 | 365 | 8.0436 | 8 | 0.043572
20139 | 7.54 | 1 | 2018-12-31 | 2019-12-31 | 365 | 8.6394 | 8 | 0.63939
19207 | 4.16 | 1 | 2018-12-31 | 2019-12-31 | 365 | 4.7666 | 4 | 0.76656
20134 | 12.74 | 1 | 2018-12-31 | 2019-12-31 | 365 | 14.5976 | 14 | 0.59759
20135 | 8.32 | 1 | 2018-12-31 | 2019-12-31 | 365 | 9.5331 | 9 | 0.53312
20128 | 10.14 | 1 | 2018-12-31 | 2019-12-31 | 365 | 11.6185 | 11 | 0.61849
19209 | 9.945 | 1 | 2018-12-31 | 2019-12-31 | 365 | 11.3951 | 11 | 0.39506
20131 | 4.68 | 1 | 2018-12-31 | 2019-12-31 | 365 | 5.3624 | 5 | 0.36238
19210 | 7.28 | 1 | 2018-12-31 | 2019-12-31 | 365 | 8.3415 | 8 | 0.34148
20129 | 2.25 | 1 | 2018-12-31 | 2019-12-31 | 365 | 2.5781 | 2 | 0.57807
20127 | 8.06 | 1 | 2018-12-31 | 2019-12-31 | 365 | 9.2352 | 9 | 0.23521
20126 | 4.68 | 1 | 2018-12-31 | 2019-12-31 | 365 | 5.3624 | 5 | 0.36238
19211 | 7.28 | 1 | 2018-12-31 | 2019-12-31 | 365 | 8.3415 | 8 | 0.34148
20122 | 10.66 | 1 | 2018-12-31 | 2019-12-31 | 365 | 12.2143 | 12 | 0.21431
19776 | 5.46 | 1 | 2018-12-31 | 2019-12-31 | 365 | 6.2561 | 6 | 0.25611
20836 | 6.76 | 1 | 2018-12-31 | 2019-12-31 | 365 | 7.7457 | 7 | 0.74566
20833 | 25.74 | 0.9 | 2018-12-31 | 2019-12-31 | 365 | 26.5438 | 26 | 0.54379
20879 | 6.24 | 1 | 2018-12-31 | 2019-12-31 | 365 | 7.1498 | 7 | 0.14984
19773 | 2.08 | 1 | 2018-12-31 | 2019-12-31 | 365 | 2.3833 | 2 | 0.38328
20873 | 10.14 | 1 | 2018-12-31 | 2019-12-31 | 365 | 11.6185 | 11 | 0.61849
19766 | 5.98 | 1 | 2018-12-31 | 2019-12-31 | 365 | 6.8519 | 6 | 0.85193
19763 | 6.89 | 1 | 2018-12-31 | 2019-12-31 | 365 | 7.8946 | 7 | 0.89462
19759 | 5.2 | 1 | 2018-12-31 | 2019-12-31 | 365 | 5.9582 | 5 | 0.9582
21588 | 5.46 | 1 | 2018-12-31 | 2019-12-31 | 365 | 6.2561 | 6 | 0.25611
19112 | 5.2 | 1 | 2018-12-31 | 2019-12-31 | 365 | 5.9582 | 5 | 0.9582
19136 | 5.46 | 1 | 2018-12-31 | 2019-12-31 | 365 | 6.2561 | 6 | 0.25611
18053 | 13 | 1 | 2018-12-31 | 2019-12-31 | 365 | 14.8955 | 14 | 0.8955
18067 | 10.92 | 1 | 2018-12-31 | 2019-12-31 | 365 | 12.5122 | 12 | 0.51222
18143 | 5.72 | 1 | 2018-12-31 | 2019-12-31 | 365 | 6.554 | 6 | 0.55402
18150 | 5.46 | 1 | 2018-12-31 | 2019-12-31 | 365 | 6.2561 | 6 | 0.25611
18160 | 4.16 | 1 | 2018-12-31 | 2019-12-31 | 365 | 4.7666 | 4 | 0.76656
18458 | 11.925 | 1 | 2018-12-31 | 2019-12-31 | 365 | 13.6638 | 13 | 0.66376
18467 | 6.24 | 1 | 2018-12-31 | 2019-12-31 | 365 | 7.1498 | 7 | 0.14984
18472 | 4.68 | 1 | 2018-12-31 | 2019-12-31 | 365 | 5.3624 | 5 | 0.36238
19750 | 7.8 | 1 | 2018-12-31 | 2019-12-31 | 365 | 8.9373 | 8 | 0.9373
19742 | 8.48 | 1 | 2018-12-31 | 2019-12-31 | 365 | 9.7165 | 9 | 0.71645
19672 | 2.04 | 1 | 2018-12-31 | 2019-12-31 | 365 | 2.3374 | 2 | 0.33745
19669 | 10.4 | 1 | 2018-12-31 | 2019-12-31 | 365 | 11.9164 | 11 | 0.9164
19668 | 6.5 | 1 | 2018-12-31 | 2019-12-31 | 365 | 7.4478 | 7 | 0.44775
19666 | 6.76 | 1 | 2018-12-31 | 2019-12-31 | 365 | 7.7457 | 7 | 0.74566
19662 | 10.92 | 1 | 2018-12-31 | 2019-12-31 | 365 | 12.5122 | 12 | 0.51222
19661 | 4.42 | 1 | 2018-12-31 | 2019-12-31 | 365 | 5.0645 | 5 | 0.064471
19663 | 7.8 | 1 | 2018-12-31 | 2019-12-31 | 365 | 8.9373 | 8 | 0.9373
19657 | 3.64 | 1 | 2018-12-31 | 2019-12-31 | 365 | 4.1707 | 4 | 0.17074
21521 | 7.8 | 1 | 2018-12-31 | 2019-12-31 | 365 | 8.9373 | 8 | 0.9373
21531 | 3.12 | 1 | 2018-12-31 | 2019-12-31 | 365 | 3.5749 | 3 | 0.57492
20887 | 4.59 | 1 | 2018-12-31 | 2019-12-31 | 365 | 5.2593 | 5 | 0.25926
21529 | 5.2 | 1 | 2018-12-31 | 2019-12-31 | 365 | 5.9582 | 5 | 0.9582
21532 | 8.32 | 1 | 2018-12-31 | 2019-12-31 | 365 | 9.5331 | 9 | 0.53312
21540 | 5.2 | 1 | 2018-12-31 | 2019-12-31 | 365 | 5.9582 | 5 | 0.9582
20909 | 4.68 | 1 | 2018-12-31 | 2019-12-31 | 365 | 5.3624 | 5 | 0.36238
20933 | 5.46 | 1 | 2018-12-31 | 2019-12-31 | 365 | 6.2561 | 6 | 0.25611
20925 | 4.68 | 1 | 2018-12-31 | 2019-12-31 | 365 | 5.3624 | 5 | 0.36238
20924 | 5.2 | 1 | 2018-12-31 | 2019-12-31 | 365 | 5.9582 | 5 | 0.9582
20922 | 5.72 | 1 | 2018-12-31 | 2019-12-31 | 365 | 6.554 | 6 | 0.55402
17834 | 8.67 | 1 | 2018-12-31 | 2019-12-31 | 365 | 9.9342 | 9 | 0.93416
20914 | 5.865 | 1 | 2018-12-31 | 2019-12-31 | 365 | 6.7202 | 6 | 0.72016
20931 | 11.18 | 1 | 2018-12-31 | 2019-12-31 | 365 | 12.8101 | 12 | 0.81013
20930 | 5.72 | 1 | 2018-12-31 | 2019-12-31 | 365 | 6.554 | 6 | 0.55402
20928 | 2.34 | 1 | 2018-12-31 | 2019-12-31 | 365 | 2.6812 | 2 | 0.68119
20927 | 5.46 | 1 | 2018-12-31 | 2019-12-31 | 365 | 6.2561 | 6 | 0.25611
21217 | 40.625 | 0.9 | 2018-12-31 | 2019-12-31 | 365 | 41.8936 | 41 | 0.8936
21223 | 13.77 | 1 | 2018-12-31 | 2019-12-31 | 365 | 15.7778 | 15 | 0.77778
20978 | 5.1 | 1 | 2018-12-31 | 2019-12-31 | 365 | 5.8436 | 5 | 0.84362
21224 | 8.925 | 1 | 2018-12-31 | 2019-12-31 | 365 | 10.2263 | 10 | 0.22634
21226 | 10.4 | 1 | 2018-12-31 | 2019-12-31 | 365 | 11.9164 | 11 | 0.9164
21227 | 7.54 | 1 | 2018-12-31 | 2019-12-31 | 365 | 8.6394 | 8 | 0.63939
21275 | 4.335 | 1 | 2018-12-31 | 2019-12-31 | 365 | 4.9671 | 4 | 0.96708
21277 | 3.64 | 1 | 2018-12-31 | 2019-12-31 | 365 | 4.1707 | 4 | 0.17074
21280 | 10.4 | 1 | 2018-12-31 | 2019-12-31 | 365 | 11.9164 | 11 | 0.9164
21299 | 4.08 | 1 | 2018-12-31 | 2019-12-31 | 365 | 4.6749 | 4 | 0.6749
21297 | 7.8 | 1 | 2018-12-31 | 2019-12-31 | 365 | 8.9373 | 8 | 0.9373
21320 | 6.5 | 1 | 2018-12-31 | 2019-12-31 | 365 | 7.4478 | 7 | 0.44775
21300 | 3.9 | 1 | 2018-12-31 | 2019-12-31 | 365 | 4.4687 | 4 | 0.46865
21324 | 6.5 | 1 | 2018-12-31 | 2019-12-31 | 365 | 7.4478 | 7 | 0.44775
21328 | 7.8 | 1 | 2018-12-31 | 2019-12-31 | 365 | 8.9373 | 8 | 0.9373
21329 | 12.22 | 1 | 2018-12-31 | 2019-12-31 | 365 | 14.0018 | 14 | 0.0017738
21331 | 4.68 | 1 | 2018-12-31 | 2019-12-31 | 365 | 5.3624 | 5 | 0.36238
21332 | 4.42 | 1 | 2018-12-31 | 2019-12-31 | 365 | 5.0645 | 5 | 0.064471
21334 | 5.2 | 1 | 2018-12-31 | 2019-12-31 | 365 | 5.9582 | 5 | 0.9582
21318 | 6.76 | 1 | 2018-12-31 | 2019-12-31 | 365 | 7.7457 | 7 | 0.74566
21319 | 2.6 | 1 | 2018-12-31 | 2019-12-31 | 365 | 2.9791 | 2 | 0.9791
21335 | 9.945 | 1 | 2018-12-31 | 2019-12-31 | 365 | 11.3951 | 11 | 0.39506
21327 | 6.5 | 1 | 2018-12-31 | 2019-12-31 | 365 | 7.4478 | 7 | 0.44775
21337 | 4.16 | 1 | 2018-12-31 | 2019-12-31 | 365 | 4.7666 | 4 | 0.76656
21339 | 7.8 | 1 | 2018-12-31 | 2019-12-31 | 365 | 8.9373 | 8 | 0.9373
21340 | 4.94 | 1 | 2018-12-31 | 2019-12-31 | 365 | 5.6603 | 5 | 0.66029
21343 | 4.16 | 1 | 2018-12-31 | 2019-12-31 | 365 | 4.7666 | 4 | 0.76656
21341 | 7.02 | 1 | 2018-12-31 | 2019-12-31 | 365 | 8.0436 | 8 | 0.043572
21344 | 4.94 | 1 | 2018-12-31 | 2019-12-31 | 365 | 5.6603 | 5 | 0.66029
21345 | 4.68 | 1 | 2018-12-31 | 2019-12-31 | 365 | 5.3624 | 5 | 0.36238
21342 | 8.32 | 1 | 2018-12-31 | 2019-12-31 | 365 | 9.5331 | 9 | 0.53312
21351 | 2.08 | 1 | 2018-12-31 | 2019-12-31 | 365 | 2.3833 | 2 | 0.38328
21353 | 4.42 | 1 | 2018-12-31 | 2019-12-31 | 365 | 5.0645 | 5 | 0.064471
21354 | 6.24 | 1 | 2018-12-31 | 2019-12-31 | 365 | 7.1498 | 7 | 0.14984
21361 | 8.32 | 1 | 2018-12-31 | 2019-12-31 | 365 | 9.5331 | 9 | 0.53312
21366 | 5.98 | 1 | 2018-12-31 | 2019-12-31 | 365 | 6.8519 | 6 | 0.85193
22207 | 4.16 | 1 | 2018-12-31 | 2019-12-31 | 365 | 4.7666 | 4 | 0.76656
22341 | 3.64 | 1 | 2018-12-31 | 2019-12-31 | 365 | 4.1707 | 4 | 0.17074
16081 | 6.885 | 1 | 2018-12-31 | 2019-12-31 | 365 | 7.8889 | 7 | 0.88889
18328 | 5.2 | 1 | 2018-12-31 | 2019-12-31 | 365 | 5.9582 | 5 | 0.9582
16093 | 8.925 | 1 | 2018-12-31 | 2019-12-31 | 365 | 10.2263 | 10 | 0.22634
16090 | 5.61 | 1 | 2018-12-31 | 2019-12-31 | 365 | 6.428 | 6 | 0.42798
16102 | 5.2 | 1 | 2018-12-31 | 2019-12-31 | 365 | 5.9582 | 5 | 0.9582
18384 | 9.88 | 1 | 2018-12-31 | 2019-12-31 | 365 | 11.3206 | 11 | 0.32058
16099 | 7.65 | 1 | 2018-12-31 | 2019-12-31 | 365 | 8.7654 | 8 | 0.76543
16184 | 5.2 | 1 | 2018-12-31 | 2019-12-31 | 365 | 5.9582 | 5 | 0.9582
18390 | 8.06 | 1 | 2018-12-31 | 2019-12-31 | 365 | 9.2352 | 9 | 0.23521
16183 | 7.28 | 1 | 2018-12-31 | 2019-12-31 | 365 | 8.3415 | 8 | 0.34148
16181 | 8.32 | 1 | 2018-12-31 | 2019-12-31 | 365 | 9.5331 | 9 | 0.53312
18394 | 8.58 | 1 | 2018-12-31 | 2019-12-31 | 365 | 9.831 | 9 | 0.83103
16226 | 5.72 | 1 | 2018-12-31 | 2019-12-31 | 365 | 6.554 | 6 | 0.55402
18396 | 7.54 | 1 | 2018-12-31 | 2019-12-31 | 365 | 8.6394 | 8 | 0.63939
18399 | 10.14 | 1 | 2018-12-31 | 2019-12-31 | 365 | 11.6185 | 11 | 0.61849
18400 | 5.46 | 1 | 2018-12-31 | 2019-12-31 | 365 | 6.2561 | 6 | 0.25611
17986 | 9.88 | 1 | 2018-12-31 | 2019-12-31 | 365 | 11.3206 | 11 | 0.32058
19429 | 11.18 | 1 | 2018-12-31 | 2019-12-31 | 365 | 12.8101 | 12 | 0.81013
19850 | 13.52 | 1 | 2018-12-31 | 2019-12-31 | 365 | 15.4913 | 15 | 0.49132
20111 | 5.2 | 1 | 2018-12-31 | 2019-12-31 | 365 | 5.9582 | 5 | 0.9582
18852 | 6.24 | 1 | 2018-12-31 | 2019-12-31 | 365 | 7.1498 | 7 | 0.14984
18853 | 10.66 | 1 | 2018-12-31 | 2019-12-31 | 365 | 12.2143 | 12 | 0.21431
18860 | 9.62 | 1 | 2018-12-31 | 2019-12-31 | 365 | 11.0227 | 11 | 0.022673
18931 | 7.14 | 1 | 2018-12-31 | 2019-12-31 | 365 | 8.1811 | 8 | 0.18107
18942 | 5.2 | 1 | 2018-12-31 | 2019-12-31 | 365 | 5.9582 | 5 | 0.9582
18936 | 4.42 | 1 | 2018-12-31 | 2019-12-31 | 365 | 5.0645 | 5 | 0.064471
18945 | 3.64 | 1 | 2018-12-31 | 2019-12-31 | 365 | 4.1707 | 4 | 0.17074
18953 | 6.76 | 1 | 2018-12-31 | 2019-12-31 | 365 | 7.7457 | 7 | 0.74566
18954 | 9.1 | 1 | 2018-12-31 | 2019-12-31 | 365 | 10.4269 | 10 | 0.42685
19143 | 5.46 | 1 | 2018-12-31 | 2019-12-31 | 365 | 6.2561 | 6 | 0.25611
19145 | 3.12 | 1 | 2018-12-31 | 2019-12-31 | 365 | 3.5749 | 3 | 0.57492
18402 | 4.94 | 1 | 2018-12-31 | 2019-12-31 | 365 | 5.6603 | 5 | 0.66029
19146 | 11.44 | 1 | 2018-12-31 | 2019-12-31 | 365 | 13.108 | 13 | 0.10804
19306 | 8.84 | 1 | 2018-12-31 | 2019-12-31 | 365 | 10.1289 | 10 | 0.12894
18407 | 7.54 | 1 | 2018-12-31 | 2019-12-31 | 365 | 8.6394 | 8 | 0.63939
18403 | 6.24 | 1 | 2018-12-31 | 2019-12-31 | 365 | 7.1498 | 7 | 0.14984
18415 | 7.395 | 1 | 2018-12-31 | 2019-12-31 | 365 | 8.4733 | 8 | 0.47325
18416 | 6.76 | 1 | 2018-12-31 | 2019-12-31 | 365 | 7.7457 | 7 | 0.74566
18419 | 10.14 | 1 | 2018-12-31 | 2019-12-31 | 365 | 11.6185 | 11 | 0.61849
18420 | 4.42 | 1 | 2018-12-31 | 2019-12-31 | 365 | 5.0645 | 5 | 0.064471
18423 | 14.04 | 1 | 2018-12-31 | 2019-12-31 | 365 | 16.0871 | 16 | 0.087144
21469 | 3.38 | 1 | 2018-12-31 | 2019-12-31 | 365 | 3.8728 | 3 | 0.87283
18439 | 10.71 | 1 | 2018-12-31 | 2019-12-31 | 365 | 12.2716 | 12 | 0.2716
18441 | 2.86 | 1 | 2018-12-31 | 2019-12-31 | 365 | 3.277 | 3 | 0.27701
18442 | 7.8 | 1 | 2018-12-31 | 2019-12-31 | 365 | 8.9373 | 8 | 0.9373
18488 | 3.38 | 1 | 2018-12-31 | 2019-12-31 | 365 | 3.8728 | 3 | 0.87283
18473 | 11.18 | 1 | 2018-12-31 | 2019-12-31 | 365 | 12.8101 | 12 | 0.81013
18479 | 3.64 | 1 | 2018-12-31 | 2019-12-31 | 365 | 4.1707 | 4 | 0.17074
18474 | 14.04 | 1 | 2018-12-31 | 2019-12-31 | 365 | 16.0871 | 16 | 0.087144
18491 | 3.9 | 1 | 2018-12-31 | 2019-12-31 | 365 | 4.4687 | 4 | 0.46865
18497 | 9.1 | 1 | 2018-12-31 | 2019-12-31 | 365 | 10.4269 | 10 | 0.42685
21875 | 7.28 | 1 | 2018-12-31 | 2019-12-31 | 365 | 8.3415 | 8 | 0.34148
18184 | 7.54 | 1 | 2018-12-31 | 2019-12-31 | 365 | 8.6394 | 8 | 0.63939
18185 | 7.395 | 1 | 2018-12-31 | 2019-12-31 | 365 | 8.4733 | 8 | 0.47325
19357 | 2.6 | 1 | 2018-12-31 | 2019-12-31 | 365 | 2.9791 | 2 | 0.9791
18194 | 11.96 | 1 | 2018-12-31 | 2019-12-31 | 365 | 13.7039 | 13 | 0.70386
16067 | 9.62 | 1 | 2018-12-31 | 2019-12-31 | 365 | 11.0227 | 11 | 0.022673
16112 | 8.925 | 1 | 2018-12-31 | 2019-12-31 | 365 | 10.2263 | 10 | 0.22634
16056 | 9.945 | 1 | 2018-12-31 | 2019-12-31 | 365 | 11.3951 | 11 | 0.39506
18318 | 4.94 | 1 | 2018-12-31 | 2019-12-31 | 365 | 5.6603 | 5 | 0.66029
19360 | 7.28 | 1 | 2018-12-31 | 2019-12-31 | 365 | 8.3415 | 8 | 0.34148
15769 | 4.335 | 1 | 2018-12-31 | 2019-12-31 | 365 | 4.9671 | 4 | 0.96708
18983 | 4.59 | 1 | 2018-12-31 | 2019-12-31 | 365 | 5.2593 | 5 | 0.25926
15822 | 12.22 | 1 | 2018-12-31 | 2019-12-31 | 365 | 14.0018 | 14 | 0.0017738
18969 | 9.36 | 1 | 2018-12-31 | 2019-12-31 | 365 | 10.7248 | 10 | 0.72476
18319 | 4.16 | 1 | 2018-12-31 | 2019-12-31 | 365 | 4.7666 | 4 | 0.76656
19235 | 11.18 | 1 | 2018-12-31 | 2019-12-31 | 365 | 12.8101 | 12 | 0.81013
19225 | 5.2 | 1 | 2018-12-31 | 2019-12-31 | 365 | 5.9582 | 5 | 0.9582
15968 | 8.58 | 1 | 2018-12-31 | 2019-12-31 | 365 | 9.831 | 9 | 0.83103
18322 | 3.64 | 1 | 2018-12-31 | 2019-12-31 | 365 | 4.1707 | 4 | 0.17074
19234 | 2.6 | 1 | 2018-12-31 | 2019-12-31 | 365 | 2.9791 | 2 | 0.9791
16077 | 8.32 | 1 | 2018-12-31 | 2019-12-31 | 365 | 9.5331 | 9 | 0.53312
19378 | 2.55 | 1 | 2018-12-31 | 2019-12-31 | 365 | 2.9218 | 2 | 0.92181
16072 | 2.86 | 1 | 2018-12-31 | 2019-12-31 | 365 | 3.277 | 3 | 0.27701
19222 | 4.16 | 1 | 2018-12-31 | 2019-12-31 | 365 | 4.7666 | 4 | 0.76656
18325 | 7.54 | 1 | 2018-12-31 | 2019-12-31 | 365 | 8.6394 | 8 | 0.63939
16088 | 7.28 | 1 | 2018-12-31 | 2019-12-31 | 365 | 8.3415 | 8 | 0.34148
16084 | 3.38 | 1 | 2018-12-31 | 2019-12-31 | 365 | 3.8728 | 3 | 0.87283
19282 | 6.76 | 1 | 2018-12-31 | 2019-12-31 | 365 | 7.7457 | 7 | 0.74566
19277 | 11.44 | 1 | 2018-12-31 | 2019-12-31 | 365 | 13.108 | 13 | 0.10804
19269 | 11.96 | 1 | 2018-12-31 | 2019-12-31 | 365 | 13.7039 | 13 | 0.70386
19249 | 6.24 | 1 | 2018-12-31 | 2019-12-31 | 365 | 7.1498 | 7 | 0.14984
19271 | 4.94 | 1 | 2018-12-31 | 2019-12-31 | 365 | 5.6603 | 5 | 0.66029
21941 | 8.58 | 1 | 2018-12-31 | 2019-12-31 | 365 | 9.831 | 9 | 0.83103
19302 | 6.76 | 1 | 2018-12-31 | 2019-12-31 | 365 | 7.7457 | 7 | 0.74566
19286 | 10.92 | 1 | 2018-12-31 | 2019-12-31 | 365 | 12.5122 | 12 | 0.51222
19287 | 9.36 | 1 | 2018-12-31 | 2019-12-31 | 365 | 10.7248 | 10 | 0.72476
22503 | 7.28 | 1 | 2018-12-31 | 2019-12-31 | 365 | 8.3415 | 8 | 0.34148
22538 | 8.67 | 1 | 2018-12-31 | 2019-12-31 | 365 | 9.9342 | 9 | 0.93416
22563 | 3.06 | 1 | 2018-12-31 | 2019-12-31 | 365 | 3.5062 | 3 | 0.50617
19290 | 7.54 | 1 | 2018-12-31 | 2019-12-31 | 365 | 8.6394 | 8 | 0.63939
21522 | 5.2 | 1 | 2018-12-31 | 2019-12-31 | 365 | 5.9582 | 5 | 0.9582
23474 | 3.12 | 1 | 2018-12-31 | 2019-12-31 | 365 | 3.5749 | 3 | 0.57492
18517 | 8.415 | 1 | 2018-12-31 | 2019-12-31 | 365 | 9.642 | 9 | 0.64197
18502 | 8.58 | 1 | 2018-12-31 | 2019-12-31 | 365 | 9.831 | 9 | 0.83103
18548 | 4.68 | 1 | 2018-12-31 | 2019-12-31 | 365 | 5.3624 | 5 | 0.36238
18505 | 7.02 | 1 | 2018-12-31 | 2019-12-31 | 365 | 8.0436 | 8 | 0.043572
18549 | 3.9 | 1 | 2018-12-31 | 2019-12-31 | 365 | 4.4687 | 4 | 0.46865
17529 | 11.25 | 1 | 2018-12-31 | 2019-12-31 | 365 | 12.8903 | 12 | 0.89034
18175 | 3.9 | 1 | 2018-12-31 | 2019-12-31 | 365 | 4.4687 | 4 | 0.46865
18432 | 10.66 | 1 | 2018-12-31 | 2019-12-31 | 365 | 12.2143 | 12 | 0.21431
18602 | 10.4 | 1 | 2018-12-31 | 2019-12-31 | 365 | 11.9164 | 11 | 0.9164
18599 | 3.9 | 1 | 2018-12-31 | 2019-12-31 | 365 | 4.4687 | 4 | 0.46865
19435 | 10.71 | 1 | 2018-12-31 | 2019-12-31 | 365 | 12.2716 | 12 | 0.2716
20215 | 4.94 | 1 | 2018-12-31 | 2019-12-31 | 365 | 5.6603 | 5 | 0.66029
18551 | 5.2 | 1 | 2018-12-31 | 2019-12-31 | 365 | 5.9582 | 5 | 0.9582
21212 | 5.61 | 1 | 2018-12-31 | 2019-12-31 | 365 | 6.428 | 6 | 0.42798
21219 | 4.335 | 1 | 2018-12-31 | 2019-12-31 | 365 | 4.9671 | 4 | 0.96708
21472 | 6.76 | 1 | 2018-12-31 | 2019-12-31 | 365 | 7.7457 | 7 | 0.74566
21276 | 3.64 | 1 | 2018-12-31 | 2019-12-31 | 365 | 4.1707 | 4 | 0.17074
18552 | 4.94 | 1 | 2018-12-31 | 2019-12-31 | 365 | 5.6603 | 5 | 0.66029
18553 | 6.24 | 1 | 2018-12-31 | 2019-12-31 | 365 | 7.1498 | 7 | 0.14984
18554 | 3.315 | 1 | 2018-12-31 | 2019-12-31 | 365 | 3.7984 | 3 | 0.79835
18573 | 5 | 1 | 2018-12-31 | 2019-12-31 | 365 | 5.729 | 5 | 0.72904
18581 | 3.64 | 1 | 2018-12-31 | 2019-12-31 | 365 | 4.1707 | 4 | 0.17074
18586 | 8.32 | 1 | 2018-12-31 | 2019-12-31 | 365 | 9.5331 | 9 | 0.53312
18587 | 5.355 | 1 | 2018-12-31 | 2019-12-31 | 365 | 6.1358 | 6 | 0.1358
18588 | 6.24 | 1 | 2018-12-31 | 2019-12-31 | 365 | 7.1498 | 7 | 0.14984
18589 | 7.02 | 1 | 2018-12-31 | 2019-12-31 | 365 | 8.0436 | 8 | 0.043572
18607 | 8.32 | 1 | 2018-12-31 | 2019-12-31 | 365 | 9.5331 | 9 | 0.53312
18609 | 6.76 | 1 | 2018-12-31 | 2019-12-31 | 365 | 7.7457 | 7 | 0.74566
18645 | 7.8 | 1 | 2018-12-31 | 2019-12-31 | 365 | 8.9373 | 8 | 0.9373
19331 | 8.84 | 1 | 2018-12-31 | 2019-12-31 | 365 | 10.1289 | 10 | 0.12894
21541 | 6.76 | 1 | 2018-12-31 | 2019-12-31 | 365 | 7.7457 | 7 | 0.74566
19353 | 7.02 | 1 | 2018-12-31 | 2019-12-31 | 365 | 8.0436 | 8 | 0.043572
15499 | 6.24 | 1 | 2018-12-31 | 2019-12-31 | 365 | 7.1498 | 7 | 0.14984
15975 | 11.96 | 1 | 2018-12-31 | 2019-12-31 | 365 | 13.7039 | 13 | 0.70386
16383 | 10.71 | 1 | 2018-12-31 | 2019-12-31 | 365 | 12.2716 | 12 | 0.2716
15885 | 5.1 | 1 | 2018-12-31 | 2019-12-31 | 365 | 5.8436 | 5 | 0.84362
20136 | 8.58 | 1 | 2018-12-31 | 2019-12-31 | 365 | 9.831 | 9 | 0.83103
19836 | 3.315 | 1 | 2018-12-31 | 2019-12-31 | 365 | 3.7984 | 3 | 0.79835
19746 | 3.975 | 1 | 2018-12-31 | 2019-12-31 | 365 | 4.5546 | 4 | 0.55459
18476 | 7.28 | 1 | 2018-12-31 | 2019-12-31 | 365 | 8.3415 | 8 | 0.34148
18486 | 10.4 | 1 | 2018-12-31 | 2019-12-31 | 365 | 11.9164 | 11 | 0.9164
18509 | 5.98 | 1 | 2018-12-31 | 2019-12-31 | 365 | 6.8519 | 6 | 0.85193
18518 | 4.16 | 1 | 2018-12-31 | 2019-12-31 | 365 | 4.7666 | 4 | 0.76656
18525 | 3.38 | 1 | 2018-12-31 | 2019-12-31 | 365 | 3.8728 | 3 | 0.87283
18528 | 18.2 | 1 | 2018-12-31 | 2019-12-31 | 365 | 20.8537 | 20 | 0.85371
18533 | 8.84 | 1 | 2018-12-31 | 2019-12-31 | 365 | 10.1289 | 10 | 0.12894
18536 | 3.38 | 1 | 2018-12-31 | 2019-12-31 | 365 | 3.8728 | 3 | 0.87283
18540 | 8.58 | 1 | 2018-12-31 | 2019-12-31 | 365 | 9.831 | 9 | 0.83103
17011 | 9.36 | 1 | 2018-12-31 | 2019-12-31 | 365 | 10.7248 | 10 | 0.72476
16015 | 6.375 | 1 | 2018-12-31 | 2019-12-31 | 365 | 7.3045 | 7 | 0.30453
19898 | 8.32 | 1 | 2018-12-31 | 2019-12-31 | 365 | 9.5331 | 9 | 0.53312
15696 | 3.06 | 1 | 2018-12-31 | 2019-12-31 | 365 | 3.5062 | 3 | 0.50617
24369 | 4.94 | 1 | 2018-12-31 | 2019-12-31 | 365 | 5.6603 | 5 | 0.66029
18838 | 8.32 | 1 | 2018-12-31 | 2019-12-31 | 365 | 9.5331 | 9 | 0.53312
18836 | 5.46 | 1 | 2018-12-31 | 2019-12-31 | 365 | 6.2561 | 6 | 0.25611
19334 | 4.68 | 1 | 2018-12-31 | 2019-12-31 | 365 | 5.3624 | 5 | 0.36238
16101 | 504.165 | 0.8 | 2018-12-31 | 2019-12-31 | 365 | 462.141 | 462 | 0.14103
21211 | 81.6 | 0.9 | 2018-12-31 | 2019-12-31 | 365 | 84.1481 | 84 | 0.14814
18522 | 5.94 | 1 | 2018-12-31 | 2019-12-31 | 365 | 6.8061 | 6 | 0.8061
23692 | 3.24 | 1 | 2018-12-31 | 2019-12-31 | 365 | 3.7124 | 3 | 0.71242
19602 | 8.84 | 1 | 2018-12-31 | 2019-12-31 | 365 | 10.1289 | 10 | 0.12894
18833 | 3.9 | 1 | 2018-12-31 | 2019-12-31 | 365 | 4.4687 | 4 | 0.46865
19884 | 6.5 | 1 | 2018-12-31 | 2019-12-31 | 365 | 7.4478 | 7 | 0.44775
18024 | 5.2 | 1 | 2018-12-31 | 2019-12-31 | 365 | 5.9582 | 5 | 0.9582
19280 | 3.9 | 1 | 2018-12-31 | 2019-12-31 | 365 | 4.4687 | 4 | 0.46865
19295 | 4.16 | 1 | 2018-12-31 | 2019-12-31 | 365 | 4.7666 | 4 | 0.76656
20401 | 4.16 | 1 | 2018-12-31 | 2019-12-31 | 365 | 4.7666 | 4 | 0.76656
18337 | 5.98 | 1 | 2018-12-31 | 2019-12-31 | 365 | 6.8519 | 6 | 0.85193
18835 | 5.72 | 1 | 2018-12-31 | 2019-12-31 | 365 | 6.554 | 6 | 0.55402
26004 | 7.28 | 1 | 2018-12-31 | 2019-12-31 | 365 | 8.3415 | 8 | 0.34148
26005 | 8.58 | 1 | 2018-12-31 | 2019-12-31 | 365 | 9.831 | 9 | 0.83103
26009 | 5.2 | 1 | 2018-12-31 | 2019-12-31 | 365 | 5.9582 | 5 | 0.9582
26094 | 8.32 | 1 | 2018-12-31 | 2019-12-31 | 365 | 9.5331 | 9 | 0.53312
26111 | 5.64 | 1 | 2018-12-31 | 2019-12-31 | 365 | 6.4624 | 6 | 0.46236
26113 | 8.58 | 1 | 2018-12-31 | 2019-12-31 | 365 | 9.831 | 9 | 0.83103
26116 | 3.9 | 1 | 2018-12-31 | 2019-12-31 | 365 | 4.4687 | 4 | 0.46865
26118 | 5.2 | 1 | 2018-12-31 | 2019-12-31 | 365 | 5.9582 | 5 | 0.9582
26115 | 7.54 | 1 | 2018-12-31 | 2019-12-31 | 365 | 8.6394 | 8 | 0.63939
26122 | 6.5 | 1 | 2018-12-31 | 2019-12-31 | 365 | 7.4478 | 7 | 0.44775
26121 | 10.4 | 1 | 2018-12-31 | 2019-12-31 | 365 | 11.9164 | 11 | 0.9164
26123 | 4.68 | 1 | 2018-12-31 | 2019-12-31 | 365 | 5.3624 | 5 | 0.36238
26125 | 8.32 | 1 | 2018-12-31 | 2019-12-31 | 365 | 9.5331 | 9 | 0.53312
26126 | 7.02 | 1 | 2018-12-31 | 2019-12-31 | 365 | 8.0436 | 8 | 0.043572
26127 | 8.32 | 1 | 2018-12-31 | 2019-12-31 | 365 | 9.5331 | 9 | 0.53312
26128 | 9.88 | 1 | 2018-12-31 | 2019-12-31 | 365 | 11.3206 | 11 | 0.32058
26130 | 2.34 | 1 | 2018-12-31 | 2019-12-31 | 365 | 2.6812 | 2 | 0.68119
26132 | 3.64 | 1 | 2018-12-31 | 2019-12-31 | 365 | 4.1707 | 4 | 0.17074
26133 | 6.24 | 1 | 2018-12-31 | 2019-12-31 | 365 | 7.1498 | 7 | 0.14984
26138 | 4.68 | 1 | 2018-12-31 | 2019-12-31 | 365 | 5.3624 | 5 | 0.36238
26139 | 3.12 | 1 | 2018-12-31 | 2019-12-31 | 365 | 3.5749 | 3 | 0.57492
26142 | 5.2 | 1 | 2018-12-31 | 2019-12-31 | 365 | 5.9582 | 5 | 0.9582
26145 | 2.6 | 1 | 2018-12-31 | 2019-12-31 | 365 | 2.9791 | 2 | 0.9791
26147 | 8.06 | 1 | 2018-12-31 | 2019-12-31 | 365 | 9.2352 | 9 | 0.23521
26149 | 4.42 | 1 | 2018-12-31 | 2019-12-31 | 365 | 5.0645 | 5 | 0.064471
26150 | 4.68 | 1 | 2018-12-31 | 2019-12-31 | 365 | 5.3624 | 5 | 0.36238
26151 | 6.5 | 1 | 2018-12-31 | 2019-12-31 | 365 | 7.4478 | 7 | 0.44775
26177 | 7.54 | 1 | 2018-12-31 | 2019-12-31 | 365 | 8.6394 | 8 | 0.63939
26181 | 4.16 | 1 | 2018-12-31 | 2019-12-31 | 365 | 4.7666 | 4 | 0.76656
26185 | 4.16 | 1 | 2018-12-31 | 2019-12-31 | 365 | 4.7666 | 4 | 0.76656
26188 | 10.4 | 1 | 2018-12-31 | 2019-12-31 | 365 | 11.9164 | 11 | 0.9164
26186 | 7.54 | 1 | 2018-12-31 | 2019-12-31 | 365 | 8.6394 | 8 | 0.63939
26191 | 4.42 | 1 | 2018-12-31 | 2019-12-31 | 365 | 5.0645 | 5 | 0.064471
26193 | 9.36 | 1 | 2018-12-31 | 2019-12-31 | 365 | 10.7248 | 10 | 0.72476
26197 | 9.36 | 1 | 2018-12-31 | 2019-12-31 | 365 | 10.7248 | 10 | 0.72476
26194 | 9.1 | 1 | 2018-12-31 | 2019-12-31 | 365 | 10.4269 | 10 | 0.42685
26196 | 5.98 | 1 | 2018-12-31 | 2019-12-31 | 365 | 6.8519 | 6 | 0.85193
26199 | 4.42 | 1 | 2018-12-31 | 2019-12-31 | 365 | 5.0645 | 5 | 0.064471
26198 | 10.4 | 1 | 2018-12-31 | 2019-12-31 | 365 | 11.9164 | 11 | 0.9164
26201 | 4.16 | 1 | 2018-12-31 | 2019-12-31 | 365 | 4.7666 | 4 | 0.76656
26202 | 10.92 | 1 | 2018-12-31 | 2019-12-31 | 365 | 12.5122 | 12 | 0.51222
26205 | 7.54 | 1 | 2018-12-31 | 2019-12-31 | 365 | 8.6394 | 8 | 0.63939
26209 | 4.42 | 1 | 2018-12-31 | 2019-12-31 | 365 | 5.0645 | 5 | 0.064471
26213 | 9.88 | 1 | 2018-12-31 | 2019-12-31 | 365 | 11.3206 | 11 | 0.32058
26216 | 8.84 | 1 | 2018-12-31 | 2019-12-31 | 365 | 10.1289 | 10 | 0.12894
26225 | 5.2 | 1 | 2018-12-31 | 2019-12-31 | 365 | 5.9582 | 5 | 0.9582
26229 | 9.36 | 1 | 2018-12-31 | 2019-12-31 | 365 | 10.7248 | 10 | 0.72476
26518 | 4.335 | 1 | 2018-12-31 | 2019-12-31 | 365 | 4.9671 | 4 | 0.96708
26509 | 3.825 | 1 | 2018-12-31 | 2019-12-31 | 365 | 4.3827 | 4 | 0.38272
26525 | 8.67 | 1 | 2018-12-31 | 2019-12-31 | 365 | 9.9342 | 9 | 0.93416
26527 | 14.025 | 1 | 2018-12-31 | 2019-12-31 | 365 | 16.07 | 16 | 0.069957
26478 | 7.28 | 1 | 2018-12-31 | 2019-12-31 | 365 | 8.3415 | 8 | 0.34148
26495 | 8.58 | 1 | 2018-12-31 | 2019-12-31 | 365 | 9.831 | 9 | 0.83103
26508 | 4.335 | 1 | 2018-12-31 | 2019-12-31 | 365 | 4.9671 | 4 | 0.96708
26522 | 7.28 | 1 | 2018-12-31 | 2019-12-31 | 365 | 8.3415 | 8 | 0.34148
26531 | 4.845 | 1 | 2018-12-31 | 2019-12-31 | 365 | 5.5514 | 5 | 0.55144
26532 | 3.315 | 1 | 2018-12-31 | 2019-12-31 | 365 | 3.7984 | 3 | 0.79835
26540 | 11.18 | 1 | 2018-12-31 | 2019-12-31 | 365 | 12.8101 | 12 | 0.81013
26544 | 5.72 | 1 | 2018-12-31 | 2019-12-31 | 365 | 6.554 | 6 | 0.55402
26560 | 5.2 | 1 | 2018-12-31 | 2019-12-31 | 365 | 5.9582 | 5 | 0.9582
26556 | 7.14 | 1 | 2018-12-31 | 2019-12-31 | 365 | 8.1811 | 8 | 0.18107
26564 | 4.32 | 1 | 2018-12-31 | 2019-12-31 | 365 | 4.9499 | 4 | 0.94989
26571 | 7.02 | 1 | 2018-12-31 | 2019-12-31 | 365 | 8.0436 | 8 | 0.043572
26570 | 7.54 | 1 | 2018-12-31 | 2019-12-31 | 365 | 8.6394 | 8 | 0.63939
26576 | 7.905 | 1 | 2018-12-31 | 2019-12-31 | 365 | 9.0576 | 9 | 0.057612
26579 | 10.92 | 1 | 2018-12-31 | 2019-12-31 | 365 | 12.5122 | 12 | 0.51222
26582 | 9.1 | 1 | 2018-12-31 | 2019-12-31 | 365 | 10.4269 | 10 | 0.42685
26584 | 11.18 | 1 | 2018-12-31 | 2019-12-31 | 365 | 12.8101 | 12 | 0.81013
26590 | 6.24 | 1 | 2018-12-31 | 2019-12-31 | 365 | 7.1498 | 7 | 0.14984
26595 | 4.42 | 1 | 2018-12-31 | 2019-12-31 | 365 | 5.0645 | 5 | 0.064471
26596 | 8.58 | 1 | 2018-12-31 | 2019-12-31 | 365 | 9.831 | 9 | 0.83103
26602 | 9.62 | 1 | 2018-12-31 | 2019-12-31 | 365 | 11.0227 | 11 | 0.022673
26603 | 5.1 | 1 | 2018-12-31 | 2019-12-31 | 365 | 5.8436 | 5 | 0.84362
26606 | 9.945 | 1 | 2018-12-31 | 2019-12-31 | 365 | 11.3951 | 11 | 0.39506
26610 | 5.865 | 1 | 2018-12-31 | 2019-12-31 | 365 | 6.7202 | 6 | 0.72016
26613 | 9.62 | 1 | 2018-12-31 | 2019-12-31 | 365 | 11.0227 | 11 | 0.022673
26618 | 6.12 | 1 | 2018-12-31 | 2019-12-31 | 365 | 7.0123 | 7 | 0.012345
26620 | 6.12 | 1 | 2018-12-31 | 2019-12-31 | 365 | 7.0123 | 7 | 0.012345
26622 | 6.76 | 1 | 2018-12-31 | 2019-12-31 | 365 | 7.7457 | 7 | 0.74566
26623 | 5.46 | 1 | 2018-12-31 | 2019-12-31 | 365 | 6.2561 | 6 | 0.25611
26626 | 5.72 | 1 | 2018-12-31 | 2019-12-31 | 365 | 6.554 | 6 | 0.55402
26631 | 3.825 | 1 | 2018-12-31 | 2019-12-31 | 365 | 4.3827 | 4 | 0.38272
26633 | 7.395 | 1 | 2018-12-31 | 2019-12-31 | 365 | 8.4733 | 8 | 0.47325
26591 | 5.2 | 1 | 2018-12-31 | 2019-12-31 | 365 | 5.9582 | 5 | 0.9582
26616 | 9.18 | 1 | 2018-12-31 | 2019-12-31 | 365 | 10.5185 | 10 | 0.51852
26567 | 6.375 | 1 | 2018-12-31 | 2019-12-31 | 365 | 7.3045 | 7 | 0.30453
26430 | 7.8 | 1 | 2018-12-31 | 2019-12-31 | 365 | 8.9373 | 8 | 0.9373
26311 | 10.92 | 1 | 2018-12-31 | 2019-12-31 | 365 | 12.5122 | 12 | 0.51222
25965 | 4.16 | 1 | 2018-12-31 | 2019-12-31 | 365 | 4.7666 | 4 | 0.76656
25966 | 4.16 | 1 | 2018-12-31 | 2019-12-31 | 365 | 4.7666 | 4 | 0.76656
25970 | 4.94 | 1 | 2018-12-31 | 2019-12-31 | 365 | 5.6603 | 5 | 0.66029
25968 | 8.84 | 1 | 2018-12-31 | 2019-12-31 | 365 | 10.1289 | 10 | 0.12894
25969 | 6.24 | 1 | 2018-12-31 | 2019-12-31 | 365 | 7.1498 | 7 | 0.14984
25981 | 2.34 | 1 | 2018-12-31 | 2019-12-31 | 365 | 2.6812 | 2 | 0.68119
25973 | 4.94 | 1 | 2018-12-31 | 2019-12-31 | 365 | 5.6603 | 5 | 0.66029
25983 | 13.26 | 1 | 2018-12-31 | 2019-12-31 | 365 | 15.1934 | 15 | 0.19341
25982 | 5.2 | 1 | 2018-12-31 | 2019-12-31 | 365 | 5.9582 | 5 | 0.9582
25980 | 5.72 | 1 | 2018-12-31 | 2019-12-31 | 365 | 6.554 | 6 | 0.55402
25989 | 8.84 | 1 | 2018-12-31 | 2019-12-31 | 365 | 10.1289 | 10 | 0.12894
25987 | 6.76 | 1 | 2018-12-31 | 2019-12-31 | 365 | 7.7457 | 7 | 0.74566
25988 | 3.12 | 1 | 2018-12-31 | 2019-12-31 | 365 | 3.5749 | 3 | 0.57492
25991 | 3.9 | 1 | 2018-12-31 | 2019-12-31 | 365 | 4.4687 | 4 | 0.46865
25985 | 3.38 | 1 | 2018-12-31 | 2019-12-31 | 365 | 3.8728 | 3 | 0.87283
25992 | 4.68 | 1 | 2018-12-31 | 2019-12-31 | 365 | 5.3624 | 5 | 0.36238
25993 | 6.76 | 1 | 2018-12-31 | 2019-12-31 | 365 | 7.7457 | 7 | 0.74566
25994 | 9.62 | 1 | 2018-12-31 | 2019-12-31 | 365 | 11.0227 | 11 | 0.022673
25996 | 10.14 | 1 | 2018-12-31 | 2019-12-31 | 365 | 11.6185 | 11 | 0.61849
25997 | 7.54 | 1 | 2018-12-31 | 2019-12-31 | 365 | 8.6394 | 8 | 0.63939
25998 | 12.22 | 1 | 2018-12-31 | 2019-12-31 | 365 | 14.0018 | 14 | 0.0017738
26000 | 13.78 | 1 | 2018-12-31 | 2019-12-31 | 365 | 15.7892 | 15 | 0.78923
26001 | 3.06 | 1 | 2018-12-31 | 2019-12-31 | 365 | 3.5062 | 3 | 0.50617
26032 | 4.94 | 1 | 2018-12-31 | 2019-12-31 | 365 | 5.6603 | 5 | 0.66029
26003 | 5.2 | 1 | 2018-12-31 | 2019-12-31 | 365 | 5.9582 | 5 | 0.9582
26429 | 8.06 | 1 | 2018-12-31 | 2019-12-31 | 365 | 9.2352 | 9 | 0.23521
26437 | 7.65 | 1 | 2018-12-31 | 2019-12-31 | 365 | 8.7654 | 8 | 0.76543
26322 | 4.42 | 1 | 2018-12-31 | 2019-12-31 | 365 | 5.0645 | 5 | 0.064471
26326 | 12.74 | 1 | 2018-12-31 | 2019-12-31 | 365 | 14.5976 | 14 | 0.59759
26327 | 6.76 | 1 | 2018-12-31 | 2019-12-31 | 365 | 7.7457 | 7 | 0.74566
26331 | 6.375 | 1 | 2018-12-31 | 2019-12-31 | 365 | 7.3045 | 7 | 0.30453
26332 | 8.06 | 1 | 2018-12-31 | 2019-12-31 | 365 | 9.2352 | 9 | 0.23521
26334 | 5.2 | 1 | 2018-12-31 | 2019-12-31 | 365 | 5.9582 | 5 | 0.9582
26335 | 7.14 | 1 | 2018-12-31 | 2019-12-31 | 365 | 8.1811 | 8 | 0.18107
26336 | 3.825 | 1 | 2018-12-31 | 2019-12-31 | 365 | 4.3827 | 4 | 0.38272
26337 | 4.845 | 1 | 2018-12-31 | 2019-12-31 | 365 | 5.5514 | 5 | 0.55144
26419 | 3.825 | 1 | 2018-12-31 | 2019-12-31 | 365 | 4.3827 | 4 | 0.38272
26423 | 5.1 | 1 | 2018-12-31 | 2019-12-31 | 365 | 5.8436 | 5 | 0.84362
26432 | 2.6 | 1 | 2018-12-31 | 2019-12-31 | 365 | 2.9791 | 2 | 0.9791
26436 | 3.9 | 1 | 2018-12-31 | 2019-12-31 | 365 | 4.4687 | 4 | 0.46865
26441 | 7.28 | 1 | 2018-12-31 | 2019-12-31 | 365 | 8.3415 | 8 | 0.34148
26460 | 6.12 | 1 | 2018-12-31 | 2019-12-31 | 365 | 7.0123 | 7 | 0.012345
26445 | 4.845 | 1 | 2018-12-31 | 2019-12-31 | 365 | 5.5514 | 5 | 0.55144
26286 | 17 | 1 | 2018-12-31 | 2019-12-31 | 365 | 19.4787 | 19 | 0.47874
26299 | 6.12 | 1 | 2018-12-31 | 2019-12-31 | 365 | 7.0123 | 7 | 0.012345
26471 | 6.885 | 1 | 2018-12-31 | 2019-12-31 | 365 | 7.8889 | 7 | 0.88889
26466 | 5.1 | 1 | 2018-12-31 | 2019-12-31 | 365 | 5.8436 | 5 | 0.84362
26435 | 7.905 | 1 | 2018-12-31 | 2019-12-31 | 365 | 9.0576 | 9 | 0.057612
26442 | 3.38 | 1 | 2018-12-31 | 2019-12-31 | 365 | 3.8728 | 3 | 0.87283
26446 | 12.48 | 1 | 2018-12-31 | 2019-12-31 | 365 | 14.2997 | 14 | 0.29968
26444 | 7.02 | 1 | 2018-12-31 | 2019-12-31 | 365 | 8.0436 | 8 | 0.043572
26449 | 3.12 | 1 | 2018-12-31 | 2019-12-31 | 365 | 3.5749 | 3 | 0.57492
26450 | 6.5 | 1 | 2018-12-31 | 2019-12-31 | 365 | 7.4478 | 7 | 0.44775
26455 | 4.59 | 1 | 2018-12-31 | 2019-12-31 | 365 | 5.2593 | 5 | 0.25926
26456 | 8.16 | 1 | 2018-12-31 | 2019-12-31 | 365 | 9.3498 | 9 | 0.34979
26464 | 3.9 | 1 | 2018-12-31 | 2019-12-31 | 365 | 4.4687 | 4 | 0.46865
26470 | 6.885 | 1 | 2018-12-31 | 2019-12-31 | 365 | 7.8889 | 7 | 0.88889
26474 | 3.64 | 1 | 2018-12-31 | 2019-12-31 | 365 | 4.1707 | 4 | 0.17074
26489 | 7.8 | 1 | 2018-12-31 | 2019-12-31 | 365 | 8.9373 | 8 | 0.9373
26500 | 5.98 | 1 | 2018-12-31 | 2019-12-31 | 365 | 6.8519 | 6 | 0.85193
26493 | 4.94 | 1 | 2018-12-31 | 2019-12-31 | 365 | 5.6603 | 5 | 0.66029
26503 | 4.42 | 1 | 2018-12-31 | 2019-12-31 | 365 | 5.0645 | 5 | 0.064471
17863 | 6.76 | 1 | 2018-12-31 | 2019-12-31 | 365 | 7.7457 | 7 | 0.74566
21321 | 3.9 | 1 | 2018-12-31 | 2019-12-31 | 365 | 4.4687 | 4 | 0.46865
21325 | 3.38 | 1 | 2018-12-31 | 2019-12-31 | 365 | 3.8728 | 3 | 0.87283
21111 | 3.51 | 1 | 2018-12-31 | 2019-12-31 | 365 | 4.0218 | 4 | 0.021786
21101 | 6.24 | 1 | 2018-12-31 | 2019-12-31 | 365 | 7.1498 | 7 | 0.14984
25948 | 7.65 | 1 | 2018-12-31 | 2019-12-31 | 365 | 8.7654 | 8 | 0.76543
25950 | 5.98 | 1 | 2018-12-31 | 2019-12-31 | 365 | 6.8519 | 6 | 0.85193
25954 | 5.72 | 1 | 2018-12-31 | 2019-12-31 | 365 | 6.554 | 6 | 0.55402
25958 | 5.72 | 1 | 2018-12-31 | 2019-12-31 | 365 | 6.554 | 6 | 0.55402
25957 | 4.42 | 1 | 2018-12-31 | 2019-12-31 | 365 | 5.0645 | 5 | 0.064471
25961 | 2.08 | 1 | 2018-12-31 | 2019-12-31 | 365 | 2.3833 | 2 | 0.38328
25959 | 2.86 | 1 | 2018-12-31 | 2019-12-31 | 365 | 3.277 | 3 | 0.27701
25960 | 3.38 | 1 | 2018-12-31 | 2019-12-31 | 365 | 3.8728 | 3 | 0.87283
25963 | 9.36 | 1 | 2018-12-31 | 2019-12-31 | 365 | 10.7248 | 10 | 0.72476
25956 | 7.02 | 1 | 2018-12-31 | 2019-12-31 | 365 | 8.0436 | 8 | 0.043572
25964 | 8.32 | 1 | 2018-12-31 | 2019-12-31 | 365 | 9.5331 | 9 | 0.53312
26275 | 4.845 | 1 | 2018-12-31 | 2019-12-31 | 365 | 5.5514 | 5 | 0.55144
26277 | 5.355 | 1 | 2018-12-31 | 2019-12-31 | 365 | 6.1358 | 6 | 0.1358
26279 | 2.86 | 1 | 2018-12-31 | 2019-12-31 | 365 | 3.277 | 3 | 0.27701
26280 | 3.64 | 1 | 2018-12-31 | 2019-12-31 | 365 | 4.1707 | 4 | 0.17074
26273 | 2.04 | 1 | 2018-12-31 | 2019-12-31 | 365 | 2.3374 | 2 | 0.33745
26303 | 8.32 | 1 | 2018-12-31 | 2019-12-31 | 365 | 9.5331 | 9 | 0.53312
26307 | 3.06 | 1 | 2018-12-31 | 2019-12-31 | 365 | 3.5062 | 3 | 0.50617
26312 | 7.8 | 1 | 2018-12-31 | 2019-12-31 | 365 | 8.9373 | 8 | 0.9373
26313 | 2.34 | 1 | 2018-12-31 | 2019-12-31 | 365 | 2.6812 | 2 | 0.68119
26412 | 4.68 | 1 | 2018-12-31 | 2019-12-31 | 365 | 5.3624 | 5 | 0.36238
26413 | 3.9 | 1 | 2018-12-31 | 2019-12-31 | 365 | 4.4687 | 4 | 0.46865
26414 | 4.59 | 1 | 2018-12-31 | 2019-12-31 | 365 | 5.2593 | 5 | 0.25926
26420 | 7.8 | 1 | 2018-12-31 | 2019-12-31 | 365 | 8.9373 | 8 | 0.9373
26421 | 5.72 | 1 | 2018-12-31 | 2019-12-31 | 365 | 6.554 | 6 | 0.55402
26427 | 6.76 | 1 | 2018-12-31 | 2019-12-31 | 365 | 7.7457 | 7 | 0.74566
26425 | 6.5 | 1 | 2018-12-31 | 2019-12-31 | 365 | 7.4478 | 7 | 0.44775
26431 | 6.12 | 1 | 2018-12-31 | 2019-12-31 | 365 | 7.0123 | 7 | 0.012345
26434 | 2.55 | 1 | 2018-12-31 | 2019-12-31 | 365 | 2.9218 | 2 | 0.92181
18470 | 8.415 | 1 | 2018-12-31 | 2019-12-31 | 365 | 9.642 | 9 | 0.64197
25962 | 6.24 | 1 | 2018-12-31 | 2019-12-31 | 365 | 7.1498 | 7 | 0.14984
26410 | 5.98 | 1 | 2018-12-31 | 2019-12-31 | 365 | 6.8519 | 6 | 0.85193
15805 | 6.375 | 1 | 2018-12-31 | 2019-12-31 | 365 | 7.3045 | 7 | 0.30453
18524 | 15.08 | 1 | 2018-12-31 | 2019-12-31 | 365 | 17.2788 | 17 | 0.27878
25999 | 4.94 | 1 | 2018-12-31 | 2019-12-31 | 365 | 5.6603 | 5 | 0.66029
26108 | 6.76 | 1 | 2018-12-31 | 2019-12-31 | 365 | 7.7457 | 7 | 0.74566
26479 | 5.355 | 1 | 2018-12-31 | 2019-12-31 | 365 | 6.1358 | 6 | 0.1358
24073 | 9.62 | 1 | 2018-12-31 | 2019-12-31 | 365 | 11.0227 | 11 | 0.022673
25744 | 9.36 | 1 | 2018-12-31 | 2019-12-31 | 365 | 10.7248 | 10 | 0.72476
21546 | 10.14 | 1 | 2018-12-31 | 2019-12-31 | 365 | 11.6185 | 11 | 0.61849
21547 | 3.825 | 1 | 2018-12-31 | 2019-12-31 | 365 | 4.3827 | 4 | 0.38272
21548 | 5.72 | 1 | 2018-12-31 | 2019-12-31 | 365 | 6.554 | 6 | 0.55402
21545 | 6.5 | 1 | 2018-12-31 | 2019-12-31 | 365 | 7.4478 | 7 | 0.44775
21553 | 7.28 | 1 | 2018-12-31 | 2019-12-31 | 365 | 8.3415 | 8 | 0.34148
21557 | 7.54 | 1 | 2018-12-31 | 2019-12-31 | 365 | 8.6394 | 8 | 0.63939
21558 | 5.72 | 1 | 2018-12-31 | 2019-12-31 | 365 | 6.554 | 6 | 0.55402
21562 | 5.72 | 1 | 2018-12-31 | 2019-12-31 | 365 | 6.554 | 6 | 0.55402
21560 | 9.36 | 1 | 2018-12-31 | 2019-12-31 | 365 | 10.7248 | 10 | 0.72476
21563 | 10.92 | 1 | 2018-12-31 | 2019-12-31 | 365 | 12.5122 | 12 | 0.51222
21559 | 2.08 | 1 | 2018-12-31 | 2019-12-31 | 365 | 2.3833 | 2 | 0.38328
21567 | 5.72 | 1 | 2018-12-31 | 2019-12-31 | 365 | 6.554 | 6 | 0.55402
21565 | 3.38 | 1 | 2018-12-31 | 2019-12-31 | 365 | 3.8728 | 3 | 0.87283
21568 | 9.88 | 1 | 2018-12-31 | 2019-12-31 | 365 | 11.3206 | 11 | 0.32058
21569 | 10.4 | 1 | 2018-12-31 | 2019-12-31 | 365 | 11.9164 | 11 | 0.9164
21571 | 4.68 | 1 | 2018-12-31 | 2019-12-31 | 365 | 5.3624 | 5 | 0.36238
21572 | 8.84 | 1 | 2018-12-31 | 2019-12-31 | 365 | 10.1289 | 10 | 0.12894
21574 | 9.1 | 1 | 2018-12-31 | 2019-12-31 | 365 | 10.4269 | 10 | 0.42685
21573 | 6.24 | 1 | 2018-12-31 | 2019-12-31 | 365 | 7.1498 | 7 | 0.14984
21578 | 9.36 | 1 | 2018-12-31 | 2019-12-31 | 365 | 10.7248 | 10 | 0.72476
21579 | 10.4 | 1 | 2018-12-31 | 2019-12-31 | 365 | 11.9164 | 11 | 0.9164
21581 | 9.88 | 1 | 2018-12-31 | 2019-12-31 | 365 | 11.3206 | 11 | 0.32058
21584 | 5.1 | 1 | 2018-12-31 | 2019-12-31 | 365 | 5.8436 | 5 | 0.84362
21587 | 5.2 | 1 | 2018-12-31 | 2019-12-31 | 365 | 5.9582 | 5 | 0.9582
21590 | 5.46 | 1 | 2018-12-31 | 2019-12-31 | 365 | 6.2561 | 6 | 0.25611
21591 | 10.4 | 1 | 2018-12-31 | 2019-12-31 | 365 | 11.9164 | 11 | 0.9164
21593 | 5.72 | 1 | 2018-12-31 | 2019-12-31 | 365 | 6.554 | 6 | 0.55402
21595 | 11.44 | 1 | 2018-12-31 | 2019-12-31 | 365 | 13.108 | 13 | 0.10804
21598 | 10.92 | 1 | 2018-12-31 | 2019-12-31 | 365 | 12.5122 | 12 | 0.51222
21599 | 2.08 | 1 | 2018-12-31 | 2019-12-31 | 365 | 2.3833 | 2 | 0.38328
21602 | 4.94 | 1 | 2018-12-31 | 2019-12-31 | 365 | 5.6603 | 5 | 0.66029
21603 | 8.84 | 1 | 2018-12-31 | 2019-12-31 | 365 | 10.1289 | 10 | 0.12894
21504 | 7.02 | 1 | 2018-12-31 | 2019-12-31 | 365 | 8.0436 | 8 | 0.043572
21605 | 14.04 | 1 | 2018-12-31 | 2019-12-31 | 365 | 16.0871 | 16 | 0.087144
21608 | 7.02 | 1 | 2018-12-31 | 2019-12-31 | 365 | 8.0436 | 8 | 0.043572
21609 | 11.44 | 1 | 2018-12-31 | 2019-12-31 | 365 | 13.108 | 13 | 0.10804
21613 | 8.32 | 1 | 2018-12-31 | 2019-12-31 | 365 | 9.5331 | 9 | 0.53312
21614 | 6.24 | 1 | 2018-12-31 | 2019-12-31 | 365 | 7.1498 | 7 | 0.14984
21616 | 3.64 | 1 | 2018-12-31 | 2019-12-31 | 365 | 4.1707 | 4 | 0.17074
21618 | 13.52 | 1 | 2018-12-31 | 2019-12-31 | 365 | 15.4913 | 15 | 0.49132
21619 | 10.455 | 1 | 2018-12-31 | 2019-12-31 | 365 | 11.9794 | 11 | 0.97942
21620 | 10.4 | 1 | 2018-12-31 | 2019-12-31 | 365 | 11.9164 | 11 | 0.9164
21621 | 10.66 | 1 | 2018-12-31 | 2019-12-31 | 365 | 12.2143 | 12 | 0.21431
21622 | 6.76 | 1 | 2018-12-31 | 2019-12-31 | 365 | 7.7457 | 7 | 0.74566
21624 | 9.88 | 1 | 2018-12-31 | 2019-12-31 | 365 | 11.3206 | 11 | 0.32058
21625 | 11.18 | 1 | 2018-12-31 | 2019-12-31 | 365 | 12.8101 | 12 | 0.81013
21623 | 5.46 | 1 | 2018-12-31 | 2019-12-31 | 365 | 6.2561 | 6 | 0.25611
21628 | 3.64 | 1 | 2018-12-31 | 2019-12-31 | 365 | 4.1707 | 4 | 0.17074
21629 | 6.885 | 1 | 2018-12-31 | 2019-12-31 | 365 | 7.8889 | 7 | 0.88889
21631 | 4.77 | 1 | 2018-12-31 | 2019-12-31 | 365 | 5.4655 | 5 | 0.4655
21633 | 5.46 | 1 | 2018-12-31 | 2019-12-31 | 365 | 6.2561 | 6 | 0.25611
21637 | 8.06 | 1 | 2018-12-31 | 2019-12-31 | 365 | 9.2352 | 9 | 0.23521
21636 | 9.54 | 1 | 2018-12-31 | 2019-12-31 | 365 | 10.931 | 10 | 0.93101
21634 | 14.04 | 1 | 2018-12-31 | 2019-12-31 | 365 | 16.0871 | 16 | 0.087144
21632 | 12.72 | 1 | 2018-12-31 | 2019-12-31 | 365 | 14.5747 | 14 | 0.57468
21639 | 3.57 | 1 | 2018-12-31 | 2019-12-31 | 365 | 4.0905 | 4 | 0.090535
21640 | 3.64 | 1 | 2018-12-31 | 2019-12-31 | 365 | 4.1707 | 4 | 0.17074
21638 | 11.66 | 1 | 2018-12-31 | 2019-12-31 | 365 | 13.3601 | 13 | 0.36012
21641 | 5.2 | 1 | 2018-12-31 | 2019-12-31 | 365 | 5.9582 | 5 | 0.9582
21645 | 10.4 | 1 | 2018-12-31 | 2019-12-31 | 365 | 11.9164 | 11 | 0.9164
21644 | 6.625 | 1 | 2018-12-31 | 2019-12-31 | 365 | 7.591 | 7 | 0.59098
21646 | 4.68 | 1 | 2018-12-31 | 2019-12-31 | 365 | 5.3624 | 5 | 0.36238
21649 | 6.885 | 1 | 2018-12-31 | 2019-12-31 | 365 | 7.8889 | 7 | 0.88889
21648 | 6.24 | 1 | 2018-12-31 | 2019-12-31 | 365 | 7.1498 | 7 | 0.14984
21650 | 6.24 | 1 | 2018-12-31 | 2019-12-31 | 365 | 7.1498 | 7 | 0.14984
21653 | 9.36 | 1 | 2018-12-31 | 2019-12-31 | 365 | 10.7248 | 10 | 0.72476
21654 | 3.64 | 1 | 2018-12-31 | 2019-12-31 | 365 | 4.1707 | 4 | 0.17074
21656 | 6.36 | 1 | 2018-12-31 | 2019-12-31 | 365 | 7.2873 | 7 | 0.28734
21657 | 4.08 | 1 | 2018-12-31 | 2019-12-31 | 365 | 4.6749 | 4 | 0.6749
21658 | 5.2 | 1 | 2018-12-31 | 2019-12-31 | 365 | 5.9582 | 5 | 0.9582
21659 | 5.72 | 1 | 2018-12-31 | 2019-12-31 | 365 | 6.554 | 6 | 0.55402
21660 | 11.44 | 1 | 2018-12-31 | 2019-12-31 | 365 | 13.108 | 13 | 0.10804
21662 | 4.68 | 1 | 2018-12-31 | 2019-12-31 | 365 | 5.3624 | 5 | 0.36238
21663 | 5.72 | 1 | 2018-12-31 | 2019-12-31 | 365 | 6.554 | 6 | 0.55402
21664 | 5.3 | 1 | 2018-12-31 | 2019-12-31 | 365 | 6.0728 | 6 | 0.072782
21665 | 7.54 | 1 | 2018-12-31 | 2019-12-31 | 365 | 8.6394 | 8 | 0.63939
21666 | 6.24 | 1 | 2018-12-31 | 2019-12-31 | 365 | 7.1498 | 7 | 0.14984
21668 | 4.68 | 1 | 2018-12-31 | 2019-12-31 | 365 | 5.3624 | 5 | 0.36238
21670 | 3.64 | 1 | 2018-12-31 | 2019-12-31 | 365 | 4.1707 | 4 | 0.17074
21703 | 12.75 | 1 | 2018-12-31 | 2019-12-31 | 365 | 14.6091 | 14 | 0.60905
21704 | 12.48 | 1 | 2018-12-31 | 2019-12-31 | 365 | 14.2997 | 14 | 0.29968
21706 | 14.79 | 1 | 2018-12-31 | 2019-12-31 | 365 | 16.9465 | 16 | 0.9465
21716 | 14.535 | 1 | 2018-12-31 | 2019-12-31 | 365 | 16.6543 | 16 | 0.65432
21720 | 11.22 | 1 | 2018-12-31 | 2019-12-31 | 365 | 12.856 | 12 | 0.85597
21719 | 11.44 | 1 | 2018-12-31 | 2019-12-31 | 365 | 13.108 | 13 | 0.10804
21724 | 3.9 | 1 | 2018-12-31 | 2019-12-31 | 365 | 4.4687 | 4 | 0.46865
21729 | 7.54 | 1 | 2018-12-31 | 2019-12-31 | 365 | 8.6394 | 8 | 0.63939
21725 | 7.02 | 1 | 2018-12-31 | 2019-12-31 | 365 | 8.0436 | 8 | 0.043572
21731 | 5.2 | 1 | 2018-12-31 | 2019-12-31 | 365 | 5.9582 | 5 | 0.9582
21733 | 2.295 | 1 | 2018-12-31 | 2019-12-31 | 365 | 2.6296 | 2 | 0.62963
21734 | 5.2 | 1 | 2018-12-31 | 2019-12-31 | 365 | 5.9582 | 5 | 0.9582
21736 | 5.46 | 1 | 2018-12-31 | 2019-12-31 | 365 | 6.2561 | 6 | 0.25611
21741 | 9.1 | 1 | 2018-12-31 | 2019-12-31 | 365 | 10.4269 | 10 | 0.42685
21742 | 2.6 | 1 | 2018-12-31 | 2019-12-31 | 365 | 2.9791 | 2 | 0.9791
21743 | 5.98 | 1 | 2018-12-31 | 2019-12-31 | 365 | 6.8519 | 6 | 0.85193
21752 | 3.12 | 1 | 2018-12-31 | 2019-12-31 | 365 | 3.5749 | 3 | 0.57492
21750 | 9.945 | 1 | 2018-12-31 | 2019-12-31 | 365 | 11.3951 | 11 | 0.39506
21756 | 9.1 | 1 | 2018-12-31 | 2019-12-31 | 365 | 10.4269 | 10 | 0.42685
21757 | 5.1 | 1 | 2018-12-31 | 2019-12-31 | 365 | 5.8436 | 5 | 0.84362
21761 | 5.2 | 1 | 2018-12-31 | 2019-12-31 | 365 | 5.9582 | 5 | 0.9582
21763 | 3.57 | 1 | 2018-12-31 | 2019-12-31 | 365 | 4.0905 | 4 | 0.090535
21766 | 7.54 | 1 | 2018-12-31 | 2019-12-31 | 365 | 8.6394 | 8 | 0.63939
21768 | 8.06 | 1 | 2018-12-31 | 2019-12-31 | 365 | 9.2352 | 9 | 0.23521
21773 | 3.9 | 1 | 2018-12-31 | 2019-12-31 | 365 | 4.4687 | 4 | 0.46865
21776 | 6.375 | 1 | 2018-12-31 | 2019-12-31 | 365 | 7.3045 | 7 | 0.30453
21780 | 3.9 | 1 | 2018-12-31 | 2019-12-31 | 365 | 4.4687 | 4 | 0.46865
21781 | 4.16 | 1 | 2018-12-31 | 2019-12-31 | 365 | 4.7666 | 4 | 0.76656
21784 | 4.845 | 1 | 2018-12-31 | 2019-12-31 | 365 | 5.5514 | 5 | 0.55144
21788 | 3.9 | 1 | 2018-12-31 | 2019-12-31 | 365 | 4.4687 | 4 | 0.46865
21787 | 10.92 | 1 | 2018-12-31 | 2019-12-31 | 365 | 12.5122 | 12 | 0.51222
21791 | 3.9 | 1 | 2018-12-31 | 2019-12-31 | 365 | 4.4687 | 4 | 0.46865
21796 | 4.16 | 1 | 2018-12-31 | 2019-12-31 | 365 | 4.7666 | 4 | 0.76656
21785 | 4.68 | 1 | 2018-12-31 | 2019-12-31 | 365 | 5.3624 | 5 | 0.36238
21795 | 8.48 | 1 | 2018-12-31 | 2019-12-31 | 365 | 9.7165 | 9 | 0.71645
21803 | 5.61 | 1 | 2018-12-31 | 2019-12-31 | 365 | 6.428 | 6 | 0.42798
21799 | 5.46 | 1 | 2018-12-31 | 2019-12-31 | 365 | 6.2561 | 6 | 0.25611
21807 | 9.1 | 1 | 2018-12-31 | 2019-12-31 | 365 | 10.4269 | 10 | 0.42685
21810 | 5.98 | 1 | 2018-12-31 | 2019-12-31 | 365 | 6.8519 | 6 | 0.85193
21824 | 10.14 | 1 | 2018-12-31 | 2019-12-31 | 365 | 11.6185 | 11 | 0.61849
21835 | 2.6 | 1 | 2018-12-31 | 2019-12-31 | 365 | 2.9791 | 2 | 0.9791
21832 | 5.61 | 1 | 2018-12-31 | 2019-12-31 | 365 | 6.428 | 6 | 0.42798
21834 | 6.5 | 1 | 2018-12-31 | 2019-12-31 | 365 | 7.4478 | 7 | 0.44775
21839 | 8.06 | 1 | 2018-12-31 | 2019-12-31 | 365 | 9.2352 | 9 | 0.23521
21843 | 6.24 | 1 | 2018-12-31 | 2019-12-31 | 365 | 7.1498 | 7 | 0.14984
21844 | 8.32 | 1 | 2018-12-31 | 2019-12-31 | 365 | 9.5331 | 9 | 0.53312
21837 | 10.865 | 1 | 2018-12-31 | 2019-12-31 | 365 | 12.4492 | 12 | 0.4492
21846 | 3.06 | 1 | 2018-12-31 | 2019-12-31 | 365 | 3.5062 | 3 | 0.50617
21842 | 14.04 | 1 | 2018-12-31 | 2019-12-31 | 365 | 16.0871 | 16 | 0.087144
21849 | 6.24 | 1 | 2018-12-31 | 2019-12-31 | 365 | 7.1498 | 7 | 0.14984
21848 | 7.42 | 1 | 2018-12-31 | 2019-12-31 | 365 | 8.5019 | 8 | 0.5019
21852 | 4.16 | 1 | 2018-12-31 | 2019-12-31 | 365 | 4.7666 | 4 | 0.76656
21850 | 8.06 | 1 | 2018-12-31 | 2019-12-31 | 365 | 9.2352 | 9 | 0.23521
21853 | 3.38 | 1 | 2018-12-31 | 2019-12-31 | 365 | 3.8728 | 3 | 0.87283
21851 | 5.98 | 1 | 2018-12-31 | 2019-12-31 | 365 | 6.8519 | 6 | 0.85193
21854 | 2.86 | 1 | 2018-12-31 | 2019-12-31 | 365 | 3.277 | 3 | 0.27701
21855 | 9.1 | 1 | 2018-12-31 | 2019-12-31 | 365 | 10.4269 | 10 | 0.42685
20883 | 8.06 | 1 | 2018-12-31 | 2019-12-31 | 365 | 9.2352 | 9 | 0.23521
21856 | 9.1 | 1 | 2018-12-31 | 2019-12-31 | 365 | 10.4269 | 10 | 0.42685
21857 | 6.095 | 1 | 2018-12-31 | 2019-12-31 | 365 | 6.9837 | 6 | 0.9837
21858 | 3.06 | 1 | 2018-12-31 | 2019-12-31 | 365 | 3.5062 | 3 | 0.50617
21862 | 10.92 | 1 | 2018-12-31 | 2019-12-31 | 365 | 12.5122 | 12 | 0.51222
21878 | 5.2 | 1 | 2018-12-31 | 2019-12-31 | 365 | 5.9582 | 5 | 0.9582
21883 | 12.74 | 1 | 2018-12-31 | 2019-12-31 | 365 | 14.5976 | 14 | 0.59759
21886 | 14.56 | 1 | 2018-12-31 | 2019-12-31 | 365 | 16.683 | 16 | 0.68296
21888 | 3.12 | 1 | 2018-12-31 | 2019-12-31 | 365 | 3.5749 | 3 | 0.57492
21891 | 7.8 | 1 | 2018-12-31 | 2019-12-31 | 365 | 8.9373 | 8 | 0.9373
21896 | 10.92 | 1 | 2018-12-31 | 2019-12-31 | 365 | 12.5122 | 12 | 0.51222
21901 | 4.16 | 1 | 2018-12-31 | 2019-12-31 | 365 | 4.7666 | 4 | 0.76656
21903 | 5.2 | 1 | 2018-12-31 | 2019-12-31 | 365 | 5.9582 | 5 | 0.9582
21904 | 7.8 | 1 | 2018-12-31 | 2019-12-31 | 365 | 8.9373 | 8 | 0.9373
21907 | 13.26 | 1 | 2018-12-31 | 2019-12-31 | 365 | 15.1934 | 15 | 0.19341
21908 | 10.14 | 1 | 2018-12-31 | 2019-12-31 | 365 | 11.6185 | 11 | 0.61849
21909 | 3.64 | 1 | 2018-12-31 | 2019-12-31 | 365 | 4.1707 | 4 | 0.17074
21912 | 7.54 | 1 | 2018-12-31 | 2019-12-31 | 365 | 8.6394 | 8 | 0.63939
21914 | 5.46 | 1 | 2018-12-31 | 2019-12-31 | 365 | 6.2561 | 6 | 0.25611
21915 | 6.76 | 1 | 2018-12-31 | 2019-12-31 | 365 | 7.7457 | 7 | 0.74566
21916 | 8.32 | 1 | 2018-12-31 | 2019-12-31 | 365 | 9.5331 | 9 | 0.53312
21917 | 3.825 | 1 | 2018-12-31 | 2019-12-31 | 365 | 4.3827 | 4 | 0.38272
21924 | 7.65 | 1 | 2018-12-31 | 2019-12-31 | 365 | 8.7654 | 8 | 0.76543
21926 | 3.38 | 1 | 2018-12-31 | 2019-12-31 | 365 | 3.8728 | 3 | 0.87283
21925 | 4.42 | 1 | 2018-12-31 | 2019-12-31 | 365 | 5.0645 | 5 | 0.064471
21929 | 3.825 | 1 | 2018-12-31 | 2019-12-31 | 365 | 4.3827 | 4 | 0.38272
21933 | 11.4 | 1 | 2018-12-31 | 2019-12-31 | 365 | 13.0622 | 13 | 0.062211
21934 | 13.26 | 1 | 2018-12-31 | 2019-12-31 | 365 | 15.1934 | 15 | 0.19341
21937 | 3.64 | 1 | 2018-12-31 | 2019-12-31 | 365 | 4.1707 | 4 | 0.17074
21939 | 5.355 | 1 | 2018-12-31 | 2019-12-31 | 365 | 6.1358 | 6 | 0.1358
21940 | 6.375 | 1 | 2018-12-31 | 2019-12-31 | 365 | 7.3045 | 7 | 0.30453
21942 | 5.1 | 1 | 2018-12-31 | 2019-12-31 | 365 | 5.8436 | 5 | 0.84362
21943 | 4.16 | 1 | 2018-12-31 | 2019-12-31 | 365 | 4.7666 | 4 | 0.76656
21944 | 6.375 | 1 | 2018-12-31 | 2019-12-31 | 365 | 7.3045 | 7 | 0.30453
21947 | 4.16 | 1 | 2018-12-31 | 2019-12-31 | 365 | 4.7666 | 4 | 0.76656
21946 | 7.28 | 1 | 2018-12-31 | 2019-12-31 | 365 | 8.3415 | 8 | 0.34148
21949 | 4.08 | 1 | 2018-12-31 | 2019-12-31 | 365 | 4.6749 | 4 | 0.6749
21948 | 8.84 | 1 | 2018-12-31 | 2019-12-31 | 365 | 10.1289 | 10 | 0.12894
21950 | 5.2 | 1 | 2018-12-31 | 2019-12-31 | 365 | 5.9582 | 5 | 0.9582
21951 | 3.06 | 1 | 2018-12-31 | 2019-12-31 | 365 | 3.5062 | 3 | 0.50617
21971 | 4.68 | 1 | 2018-12-31 | 2019-12-31 | 365 | 5.3624 | 5 | 0.36238
21972 | 14.04 | 1 | 2018-12-31 | 2019-12-31 | 365 | 16.0871 | 16 | 0.087144
21973 | 6.5 | 1 | 2018-12-31 | 2019-12-31 | 365 | 7.4478 | 7 | 0.44775
21974 | 6.24 | 1 | 2018-12-31 | 2019-12-31 | 365 | 7.1498 | 7 | 0.14984
21975 | 5.3 | 1 | 2018-12-31 | 2019-12-31 | 365 | 6.0728 | 6 | 0.072782
21976 | 5.98 | 1 | 2018-12-31 | 2019-12-31 | 365 | 6.8519 | 6 | 0.85193
21977 | 7.02 | 1 | 2018-12-31 | 2019-12-31 | 365 | 8.0436 | 8 | 0.043572
21978 | 4.94 | 1 | 2018-12-31 | 2019-12-31 | 365 | 5.6603 | 5 | 0.66029
21979 | 6.24 | 1 | 2018-12-31 | 2019-12-31 | 365 | 7.1498 | 7 | 0.14984
21980 | 8.58 | 1 | 2018-12-31 | 2019-12-31 | 365 | 9.831 | 9 | 0.83103
21981 | 11.18 | 1 | 2018-12-31 | 2019-12-31 | 365 | 12.8101 | 12 | 0.81013
21998 | 14.04 | 1 | 2018-12-31 | 2019-12-31 | 365 | 16.0871 | 16 | 0.087144
21997 | 14.25 | 1 | 2018-12-31 | 2019-12-31 | 365 | 16.3278 | 16 | 0.32776
21999 | 3.57 | 1 | 2018-12-31 | 2019-12-31 | 365 | 4.0905 | 4 | 0.090535
22001 | 5.46 | 1 | 2018-12-31 | 2019-12-31 | 365 | 6.2561 | 6 | 0.25611
22009 | 5.98 | 1 | 2018-12-31 | 2019-12-31 | 365 | 6.8519 | 6 | 0.85193
22014 | 4.335 | 1 | 2018-12-31 | 2019-12-31 | 365 | 4.9671 | 4 | 0.96708
22016 | 5.72 | 1 | 2018-12-31 | 2019-12-31 | 365 | 6.554 | 6 | 0.55402
22020 | 12.74 | 1 | 2018-12-31 | 2019-12-31 | 365 | 14.5976 | 14 | 0.59759
22017 | 8.32 | 1 | 2018-12-31 | 2019-12-31 | 365 | 9.5331 | 9 | 0.53312
22034 | 8.32 | 1 | 2018-12-31 | 2019-12-31 | 365 | 9.5331 | 9 | 0.53312
22036 | 7.02 | 1 | 2018-12-31 | 2019-12-31 | 365 | 8.0436 | 8 | 0.043572
22048 | 11.7 | 1 | 2018-12-31 | 2019-12-31 | 365 | 13.406 | 13 | 0.40595
22051 | 15.08 | 1 | 2018-12-31 | 2019-12-31 | 365 | 17.2788 | 17 | 0.27878
22052 | 15.6 | 1 | 2018-12-31 | 2019-12-31 | 365 | 17.8746 | 17 | 0.8746
22059 | 11.96 | 1 | 2018-12-31 | 2019-12-31 | 365 | 13.7039 | 13 | 0.70386
22062 | 17.85 | 1 | 2018-12-31 | 2019-12-31 | 365 | 20.4527 | 20 | 0.45267
22063 | 10.4 | 1 | 2018-12-31 | 2019-12-31 | 365 | 11.9164 | 11 | 0.9164
22066 | 13.78 | 1 | 2018-12-31 | 2019-12-31 | 365 | 15.7892 | 15 | 0.78923
22067 | 3.12 | 1 | 2018-12-31 | 2019-12-31 | 365 | 3.5749 | 3 | 0.57492
22054 | 12.74 | 1 | 2018-12-31 | 2019-12-31 | 365 | 14.5976 | 14 | 0.59759
22088 | 4.68 | 1 | 2018-12-31 | 2019-12-31 | 365 | 5.3624 | 5 | 0.36238
22090 | 5.46 | 1 | 2018-12-31 | 2019-12-31 | 365 | 6.2561 | 6 | 0.25611
22092 | 7.28 | 1 | 2018-12-31 | 2019-12-31 | 365 | 8.3415 | 8 | 0.34148
22093 | 4.42 | 1 | 2018-12-31 | 2019-12-31 | 365 | 5.0645 | 5 | 0.064471
22095 | 2.86 | 1 | 2018-12-31 | 2019-12-31 | 365 | 3.277 | 3 | 0.27701
22097 | 14.04 | 1 | 2018-12-31 | 2019-12-31 | 365 | 16.0871 | 16 | 0.087144
22099 | 3.38 | 1 | 2018-12-31 | 2019-12-31 | 365 | 3.8728 | 3 | 0.87283
22100 | 10.92 | 1 | 2018-12-31 | 2019-12-31 | 365 | 12.5122 | 12 | 0.51222
22107 | 13.52 | 1 | 2018-12-31 | 2019-12-31 | 365 | 15.4913 | 15 | 0.49132
22109 | 9.62 | 1 | 2018-12-31 | 2019-12-31 | 365 | 11.0227 | 11 | 0.022673
22113 | 8.32 | 1 | 2018-12-31 | 2019-12-31 | 365 | 9.5331 | 9 | 0.53312
22117 | 4.94 | 1 | 2018-12-31 | 2019-12-31 | 365 | 5.6603 | 5 | 0.66029
22120 | 12.74 | 1 | 2018-12-31 | 2019-12-31 | 365 | 14.5976 | 14 | 0.59759
22104 | 13.77 | 1 | 2018-12-31 | 2019-12-31 | 365 | 15.7778 | 15 | 0.77778
22122 | 4.94 | 1 | 2018-12-31 | 2019-12-31 | 365 | 5.6603 | 5 | 0.66029
22126 | 6.24 | 1 | 2018-12-31 | 2019-12-31 | 365 | 7.1498 | 7 | 0.14984
22112 | 8.58 | 1 | 2018-12-31 | 2019-12-31 | 365 | 9.831 | 9 | 0.83103
22139 | 7.02 | 1 | 2018-12-31 | 2019-12-31 | 365 | 8.0436 | 8 | 0.043572
22141 | 11.925 | 1 | 2018-12-31 | 2019-12-31 | 365 | 13.6638 | 13 | 0.66376
22132 | 7.02 | 1 | 2018-12-31 | 2019-12-31 | 365 | 8.0436 | 8 | 0.043572
22145 | 6.63 | 1 | 2018-12-31 | 2019-12-31 | 365 | 7.5967 | 7 | 0.59671
22148 | 10.455 | 1 | 2018-12-31 | 2019-12-31 | 365 | 11.9794 | 11 | 0.97942
22149 | 2.295 | 1 | 2018-12-31 | 2019-12-31 | 365 | 2.6296 | 2 | 0.62963
22152 | 13.52 | 1 | 2018-12-31 | 2019-12-31 | 365 | 15.4913 | 15 | 0.49132
22159 | 12.24 | 1 | 2018-12-31 | 2019-12-31 | 365 | 14.0247 | 14 | 0.02469
22161 | 14.04 | 1 | 2018-12-31 | 2019-12-31 | 365 | 16.0871 | 16 | 0.087144
22164 | 13 | 1 | 2018-12-31 | 2019-12-31 | 365 | 14.8955 | 14 | 0.8955
22169 | 14.28 | 1 | 2018-12-31 | 2019-12-31 | 365 | 16.3621 | 16 | 0.36214
22142 | 15.34 | 1 | 2018-12-31 | 2019-12-31 | 365 | 17.5767 | 17 | 0.57669
22174 | 6.24 | 1 | 2018-12-31 | 2019-12-31 | 365 | 7.1498 | 7 | 0.14984
22171 | 12.22 | 1 | 2018-12-31 | 2019-12-31 | 365 | 14.0018 | 14 | 0.0017738
22163 | 6.885 | 1 | 2018-12-31 | 2019-12-31 | 365 | 7.8889 | 7 | 0.88889
22209 | 6.5 | 1 | 2018-12-31 | 2019-12-31 | 365 | 7.4478 | 7 | 0.44775
22215 | 5.98 | 1 | 2018-12-31 | 2019-12-31 | 365 | 6.8519 | 6 | 0.85193
22211 | 16.12 | 1 | 2018-12-31 | 2019-12-31 | 365 | 18.4704 | 18 | 0.47042
22217 | 14.82 | 1 | 2018-12-31 | 2019-12-31 | 365 | 16.9809 | 16 | 0.98087
22216 | 5.72 | 1 | 2018-12-31 | 2019-12-31 | 365 | 6.554 | 6 | 0.55402
22221 | 8.32 | 1 | 2018-12-31 | 2019-12-31 | 365 | 9.5331 | 9 | 0.53312
22218 | 15.86 | 1 | 2018-12-31 | 2019-12-31 | 365 | 18.1725 | 18 | 0.17251
22223 | 3.315 | 1 | 2018-12-31 | 2019-12-31 | 365 | 3.7984 | 3 | 0.79835
22961 | 8.84 | 1 | 2018-12-31 | 2019-12-31 | 365 | 10.1289 | 10 | 0.12894
22219 | 7.8 | 1 | 2018-12-31 | 2019-12-31 | 365 | 8.9373 | 8 | 0.9373
22226 | 6.24 | 1 | 2018-12-31 | 2019-12-31 | 365 | 7.1498 | 7 | 0.14984
22964 | 5.98 | 1 | 2018-12-31 | 2019-12-31 | 365 | 6.8519 | 6 | 0.85193
22222 | 7.02 | 1 | 2018-12-31 | 2019-12-31 | 365 | 8.0436 | 8 | 0.043572
22229 | 9.1 | 1 | 2018-12-31 | 2019-12-31 | 365 | 10.4269 | 10 | 0.42685
22227 | 13.26 | 1 | 2018-12-31 | 2019-12-31 | 365 | 15.1934 | 15 | 0.19341
22246 | 6.76 | 1 | 2018-12-31 | 2019-12-31 | 365 | 7.7457 | 7 | 0.74566
22247 | 4.16 | 1 | 2018-12-31 | 2019-12-31 | 365 | 4.7666 | 4 | 0.76656
22249 | 5.72 | 1 | 2018-12-31 | 2019-12-31 | 365 | 6.554 | 6 | 0.55402
22250 | 9.36 | 1 | 2018-12-31 | 2019-12-31 | 365 | 10.7248 | 10 | 0.72476
22251 | 3.12 | 1 | 2018-12-31 | 2019-12-31 | 365 | 3.5749 | 3 | 0.57492
22257 | 6.625 | 1 | 2018-12-31 | 2019-12-31 | 365 | 7.591 | 7 | 0.59098
22254 | 5.2 | 1 | 2018-12-31 | 2019-12-31 | 365 | 5.9582 | 5 | 0.9582
22259 | 5.2 | 1 | 2018-12-31 | 2019-12-31 | 365 | 5.9582 | 5 | 0.9582
22230 | 2.08 | 1 | 2018-12-31 | 2019-12-31 | 365 | 2.3833 | 2 | 0.38328
22239 | 8.84 | 1 | 2018-12-31 | 2019-12-31 | 365 | 10.1289 | 10 | 0.12894
22234 | 2.08 | 1 | 2018-12-31 | 2019-12-31 | 365 | 2.3833 | 2 | 0.38328
22245 | 7.28 | 1 | 2018-12-31 | 2019-12-31 | 365 | 8.3415 | 8 | 0.34148
22261 | 12.22 | 1 | 2018-12-31 | 2019-12-31 | 365 | 14.0018 | 14 | 0.0017738
22264 | 2.34 | 1 | 2018-12-31 | 2019-12-31 | 365 | 2.6812 | 2 | 0.68119
22265 | 7.155 | 1 | 2018-12-31 | 2019-12-31 | 365 | 8.1983 | 8 | 0.19826
22269 | 3.975 | 1 | 2018-12-31 | 2019-12-31 | 365 | 4.5546 | 4 | 0.55459
22248 | 13.26 | 1 | 2018-12-31 | 2019-12-31 | 365 | 15.1934 | 15 | 0.19341
22263 | 7.28 | 1 | 2018-12-31 | 2019-12-31 | 365 | 8.3415 | 8 | 0.34148
22290 | 9.36 | 1 | 2018-12-31 | 2019-12-31 | 365 | 10.7248 | 10 | 0.72476
22287 | 7.8 | 1 | 2018-12-31 | 2019-12-31 | 365 | 8.9373 | 8 | 0.9373
22292 | 3.64 | 1 | 2018-12-31 | 2019-12-31 | 365 | 4.1707 | 4 | 0.17074
22294 | 12.22 | 1 | 2018-12-31 | 2019-12-31 | 365 | 14.0018 | 14 | 0.0017738
22296 | 6.095 | 1 | 2018-12-31 | 2019-12-31 | 365 | 6.9837 | 6 | 0.9837
23062 | 4.335 | 1 | 2018-12-31 | 2019-12-31 | 365 | 4.9671 | 4 | 0.96708
22297 | 9.36 | 1 | 2018-12-31 | 2019-12-31 | 365 | 10.7248 | 10 | 0.72476
22298 | 5.565 | 1 | 2018-12-31 | 2019-12-31 | 365 | 6.3764 | 6 | 0.37642
22288 | 4.94 | 1 | 2018-12-31 | 2019-12-31 | 365 | 5.6603 | 5 | 0.66029
22300 | 4.68 | 1 | 2018-12-31 | 2019-12-31 | 365 | 5.3624 | 5 | 0.36238
22309 | 9.54 | 1 | 2018-12-31 | 2019-12-31 | 365 | 10.931 | 10 | 0.93101
22304 | 4.16 | 1 | 2018-12-31 | 2019-12-31 | 365 | 4.7666 | 4 | 0.76656
22314 | 5.2 | 1 | 2018-12-31 | 2019-12-31 | 365 | 5.9582 | 5 | 0.9582
23079 | 15.6 | 1 | 2018-12-31 | 2019-12-31 | 365 | 17.8746 | 17 | 0.8746
23089 | 14.56 | 1 | 2018-12-31 | 2019-12-31 | 365 | 16.683 | 16 | 0.68296
22324 | 8.32 | 1 | 2018-12-31 | 2019-12-31 | 365 | 9.5331 | 9 | 0.53312
22321 | 6.76 | 1 | 2018-12-31 | 2019-12-31 | 365 | 7.7457 | 7 | 0.74566
23099 | 14.3 | 1 | 2018-12-31 | 2019-12-31 | 365 | 16.3851 | 16 | 0.38505
22271 | 2.6 | 1 | 2018-12-31 | 2019-12-31 | 365 | 2.9791 | 2 | 0.9791
23107 | 9.88 | 1 | 2018-12-31 | 2019-12-31 | 365 | 11.3206 | 11 | 0.32058
23111 | 3.12 | 1 | 2018-12-31 | 2019-12-31 | 365 | 3.5749 | 3 | 0.57492
22268 | 4.16 | 1 | 2018-12-31 | 2019-12-31 | 365 | 4.7666 | 4 | 0.76656
22293 | 8.58 | 1 | 2018-12-31 | 2019-12-31 | 365 | 9.831 | 9 | 0.83103
23115 | 6.12 | 1 | 2018-12-31 | 2019-12-31 | 365 | 7.0123 | 7 | 0.012345
22334 | 7.14 | 1 | 2018-12-31 | 2019-12-31 | 365 | 8.1811 | 8 | 0.18107
23116 | 5.1 | 1 | 2018-12-31 | 2019-12-31 | 365 | 5.8436 | 5 | 0.84362
22339 | 4 | 1 | 2018-12-31 | 2019-12-31 | 365 | 4.5832 | 4 | 0.58323
23118 | 8.58 | 1 | 2018-12-31 | 2019-12-31 | 365 | 9.831 | 9 | 0.83103
22340 | 4.94 | 1 | 2018-12-31 | 2019-12-31 | 365 | 5.6603 | 5 | 0.66029
23122 | 11.73 | 1 | 2018-12-31 | 2019-12-31 | 365 | 13.4403 | 13 | 0.44033
22342 | 7.28 | 1 | 2018-12-31 | 2019-12-31 | 365 | 8.3415 | 8 | 0.34148
22343 | 5.98 | 1 | 2018-12-31 | 2019-12-31 | 365 | 6.8519 | 6 | 0.85193
22344 | 9.1 | 1 | 2018-12-31 | 2019-12-31 | 365 | 10.4269 | 10 | 0.42685
22347 | 5.72 | 1 | 2018-12-31 | 2019-12-31 | 365 | 6.554 | 6 | 0.55402
22345 | 5.355 | 1 | 2018-12-31 | 2019-12-31 | 365 | 6.1358 | 6 | 0.1358
22396 | 3.9 | 1 | 2018-12-31 | 2019-12-31 | 365 | 4.4687 | 4 | 0.46865
22401 | 9.18 | 1 | 2018-12-31 | 2019-12-31 | 365 | 10.5185 | 10 | 0.51852
22404 | 10.14 | 1 | 2018-12-31 | 2019-12-31 | 365 | 11.6185 | 11 | 0.61849
22409 | 7.54 | 1 | 2018-12-31 | 2019-12-31 | 365 | 8.6394 | 8 | 0.63939
22429 | 7.28 | 1 | 2018-12-31 | 2019-12-31 | 365 | 8.3415 | 8 | 0.34148
22442 | 4.94 | 1 | 2018-12-31 | 2019-12-31 | 365 | 5.6603 | 5 | 0.66029
22445 | 5.2 | 1 | 2018-12-31 | 2019-12-31 | 365 | 5.9582 | 5 | 0.9582
23127 | 7.54 | 1 | 2018-12-31 | 2019-12-31 | 365 | 8.6394 | 8 | 0.63939
22448 | 7.02 | 1 | 2018-12-31 | 2019-12-31 | 365 | 8.0436 | 8 | 0.043572
22450 | 5.72 | 1 | 2018-12-31 | 2019-12-31 | 365 | 6.554 | 6 | 0.55402
23130 | 10.14 | 1 | 2018-12-31 | 2019-12-31 | 365 | 11.6185 | 11 | 0.61849
22466 | 10.92 | 1 | 2018-12-31 | 2019-12-31 | 365 | 12.5122 | 12 | 0.51222
22475 | 2.6 | 1 | 2018-12-31 | 2019-12-31 | 365 | 2.9791 | 2 | 0.9791
23131 | 4.16 | 1 | 2018-12-31 | 2019-12-31 | 365 | 4.7666 | 4 | 0.76656
22484 | 4.42 | 1 | 2018-12-31 | 2019-12-31 | 365 | 5.0645 | 5 | 0.064471
22488 | 5.46 | 1 | 2018-12-31 | 2019-12-31 | 365 | 6.2561 | 6 | 0.25611
23132 | 11.96 | 1 | 2018-12-31 | 2019-12-31 | 365 | 13.7039 | 13 | 0.70386
22505 | 10.14 | 1 | 2018-12-31 | 2019-12-31 | 365 | 11.6185 | 11 | 0.61849
22504 | 4.68 | 1 | 2018-12-31 | 2019-12-31 | 365 | 5.3624 | 5 | 0.36238
23171 | 8.58 | 1 | 2018-12-31 | 2019-12-31 | 365 | 9.831 | 9 | 0.83103
23173 | 7.155 | 1 | 2018-12-31 | 2019-12-31 | 365 | 8.1983 | 8 | 0.19826
22501 | 3.64 | 1 | 2018-12-31 | 2019-12-31 | 365 | 4.1707 | 4 | 0.17074
23177 | 11.96 | 1 | 2018-12-31 | 2019-12-31 | 365 | 13.7039 | 13 | 0.70386
23184 | 6.5 | 1 | 2018-12-31 | 2019-12-31 | 365 | 7.4478 | 7 | 0.44775
23185 | 3.38 | 1 | 2018-12-31 | 2019-12-31 | 365 | 3.8728 | 3 | 0.87283
22518 | 5.2 | 1 | 2018-12-31 | 2019-12-31 | 365 | 5.9582 | 5 | 0.9582
22523 | 5.2 | 1 | 2018-12-31 | 2019-12-31 | 365 | 5.9582 | 5 | 0.9582
22527 | 7.54 | 1 | 2018-12-31 | 2019-12-31 | 365 | 8.6394 | 8 | 0.63939
22532 | 8.84 | 1 | 2018-12-31 | 2019-12-31 | 365 | 10.1289 | 10 | 0.12894
22536 | 10.6 | 1 | 2018-12-31 | 2019-12-31 | 365 | 12.1456 | 12 | 0.14556
22539 | 9.18 | 1 | 2018-12-31 | 2019-12-31 | 365 | 10.5185 | 10 | 0.51852
22541 | 3.9 | 1 | 2018-12-31 | 2019-12-31 | 365 | 4.4687 | 4 | 0.46865
22547 | 4.77 | 1 | 2018-12-31 | 2019-12-31 | 365 | 5.4655 | 5 | 0.4655
22555 | 6.5 | 1 | 2018-12-31 | 2019-12-31 | 365 | 7.4478 | 7 | 0.44775
22566 | 10.14 | 1 | 2018-12-31 | 2019-12-31 | 365 | 11.6185 | 11 | 0.61849
22567 | 14.82 | 1 | 2018-12-31 | 2019-12-31 | 365 | 16.9809 | 16 | 0.98087
22569 | 2.805 | 1 | 2018-12-31 | 2019-12-31 | 365 | 3.214 | 3 | 0.21399
22570 | 14.04 | 1 | 2018-12-31 | 2019-12-31 | 365 | 16.0871 | 16 | 0.087144
22571 | 5.98 | 1 | 2018-12-31 | 2019-12-31 | 365 | 6.8519 | 6 | 0.85193
22572 | 11.44 | 1 | 2018-12-31 | 2019-12-31 | 365 | 13.108 | 13 | 0.10804
22573 | 5.72 | 1 | 2018-12-31 | 2019-12-31 | 365 | 6.554 | 6 | 0.55402
22574 | 5.72 | 1 | 2018-12-31 | 2019-12-31 | 365 | 6.554 | 6 | 0.55402
22593 | 4.94 | 1 | 2018-12-31 | 2019-12-31 | 365 | 5.6603 | 5 | 0.66029
22619 | 4.68 | 1 | 2018-12-31 | 2019-12-31 | 365 | 5.3624 | 5 | 0.36238
22622 | 6.5 | 1 | 2018-12-31 | 2019-12-31 | 365 | 7.4478 | 7 | 0.44775
22626 | 4.24 | 1 | 2018-12-31 | 2019-12-31 | 365 | 4.8582 | 4 | 0.85823
22635 | 9.36 | 1 | 2018-12-31 | 2019-12-31 | 365 | 10.7248 | 10 | 0.72476
22638 | 4.94 | 1 | 2018-12-31 | 2019-12-31 | 365 | 5.6603 | 5 | 0.66029
22642 | 6.76 | 1 | 2018-12-31 | 2019-12-31 | 365 | 7.7457 | 7 | 0.74566
22648 | 8.32 | 1 | 2018-12-31 | 2019-12-31 | 365 | 9.5331 | 9 | 0.53312
22064 | 8.84 | 1 | 2018-12-31 | 2019-12-31 | 365 | 10.1289 | 10 | 0.12894
23187 | 6.76 | 1 | 2018-12-31 | 2019-12-31 | 365 | 7.7457 | 7 | 0.74566
22772 | 4.68 | 1 | 2018-12-31 | 2019-12-31 | 365 | 5.3624 | 5 | 0.36238
23190 | 8.84 | 1 | 2018-12-31 | 2019-12-31 | 365 | 10.1289 | 10 | 0.12894
23191 | 4.16 | 1 | 2018-12-31 | 2019-12-31 | 365 | 4.7666 | 4 | 0.76656
23195 | 9.1 | 1 | 2018-12-31 | 2019-12-31 | 365 | 10.4269 | 10 | 0.42685
23193 | 3.38 | 1 | 2018-12-31 | 2019-12-31 | 365 | 3.8728 | 3 | 0.87283
23196 | 4.845 | 1 | 2018-12-31 | 2019-12-31 | 365 | 5.5514 | 5 | 0.55144
23198 | 8.84 | 1 | 2018-12-31 | 2019-12-31 | 365 | 10.1289 | 10 | 0.12894
23201 | 7.65 | 1 | 2018-12-31 | 2019-12-31 | 365 | 8.7654 | 8 | 0.76543
23204 | 4.16 | 1 | 2018-12-31 | 2019-12-31 | 365 | 4.7666 | 4 | 0.76656
23206 | 4.335 | 1 | 2018-12-31 | 2019-12-31 | 365 | 4.9671 | 4 | 0.96708
23208 | 6.24 | 1 | 2018-12-31 | 2019-12-31 | 365 | 7.1498 | 7 | 0.14984
23217 | 16.12 | 1 | 2018-12-31 | 2019-12-31 | 365 | 18.4704 | 18 | 0.47042
23222 | 2.34 | 1 | 2018-12-31 | 2019-12-31 | 365 | 2.6812 | 2 | 0.68119
23225 | 7.905 | 1 | 2018-12-31 | 2019-12-31 | 365 | 9.0576 | 9 | 0.057612
23226 | 7.02 | 1 | 2018-12-31 | 2019-12-31 | 365 | 8.0436 | 8 | 0.043572
23228 | 3.9 | 1 | 2018-12-31 | 2019-12-31 | 365 | 4.4687 | 4 | 0.46865
23231 | 4.59 | 1 | 2018-12-31 | 2019-12-31 | 365 | 5.2593 | 5 | 0.25926
23234 | 2.34 | 1 | 2018-12-31 | 2019-12-31 | 365 | 2.6812 | 2 | 0.68119
23235 | 7.95 | 1 | 2018-12-31 | 2019-12-31 | 365 | 9.1092 | 9 | 0.10917
23240 | 9.88 | 1 | 2018-12-31 | 2019-12-31 | 365 | 11.3206 | 11 | 0.32058
23237 | 3.9 | 1 | 2018-12-31 | 2019-12-31 | 365 | 4.4687 | 4 | 0.46865
23239 | 18.36 | 1 | 2018-12-31 | 2019-12-31 | 365 | 21.037 | 21 | 0.037035
23243 | 8.745 | 1 | 2018-12-31 | 2019-12-31 | 365 | 10.0201 | 10 | 0.020091
23246 | 7.02 | 1 | 2018-12-31 | 2019-12-31 | 365 | 8.0436 | 8 | 0.043572
23244 | 9.62 | 1 | 2018-12-31 | 2019-12-31 | 365 | 11.0227 | 11 | 0.022673
23247 | 11.44 | 1 | 2018-12-31 | 2019-12-31 | 365 | 13.108 | 13 | 0.10804
23251 | 13.78 | 1 | 2018-12-31 | 2019-12-31 | 365 | 15.7892 | 15 | 0.78923
23252 | 5.98 | 1 | 2018-12-31 | 2019-12-31 | 365 | 6.8519 | 6 | 0.85193
23257 | 8.06 | 1 | 2018-12-31 | 2019-12-31 | 365 | 9.2352 | 9 | 0.23521
23255 | 7.02 | 1 | 2018-12-31 | 2019-12-31 | 365 | 8.0436 | 8 | 0.043572
23254 | 17.42 | 1 | 2018-12-31 | 2019-12-31 | 365 | 19.96 | 19 | 0.95998
23260 | 4.845 | 1 | 2018-12-31 | 2019-12-31 | 365 | 5.5514 | 5 | 0.55144
23261 | 5.565 | 1 | 2018-12-31 | 2019-12-31 | 365 | 6.3764 | 6 | 0.37642
23263 | 2.805 | 1 | 2018-12-31 | 2019-12-31 | 365 | 3.214 | 3 | 0.21399
23262 | 3.64 | 1 | 2018-12-31 | 2019-12-31 | 365 | 4.1707 | 4 | 0.17074
23269 | 4.42 | 1 | 2018-12-31 | 2019-12-31 | 365 | 5.0645 | 5 | 0.064471
23268 | 2.805 | 1 | 2018-12-31 | 2019-12-31 | 365 | 3.214 | 3 | 0.21399
23272 | 3.9 | 1 | 2018-12-31 | 2019-12-31 | 365 | 4.4687 | 4 | 0.46865
23274 | 13.26 | 1 | 2018-12-31 | 2019-12-31 | 365 | 15.1934 | 15 | 0.19341
23277 | 7.8 | 1 | 2018-12-31 | 2019-12-31 | 365 | 8.9373 | 8 | 0.9373
23475 | 5.2 | 1 | 2018-12-31 | 2019-12-31 | 365 | 5.9582 | 5 | 0.9582
23478 | 10.66 | 1 | 2018-12-31 | 2019-12-31 | 365 | 12.2143 | 12 | 0.21431
23479 | 10.455 | 1 | 2018-12-31 | 2019-12-31 | 365 | 11.9794 | 11 | 0.97942
23480 | 7.14 | 1 | 2018-12-31 | 2019-12-31 | 365 | 8.1811 | 8 | 0.18107
23481 | 8.84 | 1 | 2018-12-31 | 2019-12-31 | 365 | 10.1289 | 10 | 0.12894
23279 | 9.69 | 1 | 2018-12-31 | 2019-12-31 | 365 | 11.1029 | 11 | 0.10288
23281 | 2.295 | 1 | 2018-12-31 | 2019-12-31 | 365 | 2.6296 | 2 | 0.62963
23285 | 3.9 | 1 | 2018-12-31 | 2019-12-31 | 365 | 4.4687 | 4 | 0.46865
23290 | 2.86 | 1 | 2018-12-31 | 2019-12-31 | 365 | 3.277 | 3 | 0.27701
23289 | 13.515 | 1 | 2018-12-31 | 2019-12-31 | 365 | 15.4856 | 15 | 0.4856
23288 | 6.76 | 1 | 2018-12-31 | 2019-12-31 | 365 | 7.7457 | 7 | 0.74566
23292 | 5.98 | 1 | 2018-12-31 | 2019-12-31 | 365 | 6.8519 | 6 | 0.85193
23291 | 3.12 | 1 | 2018-12-31 | 2019-12-31 | 365 | 3.5749 | 3 | 0.57492
23293 | 10.92 | 1 | 2018-12-31 | 2019-12-31 | 365 | 12.5122 | 12 | 0.51222
21543 | 7.02 | 1 | 2018-12-31 | 2019-12-31 | 365 | 8.0436 | 8 | 0.043572
22212 | 15.6 | 1 | 2018-12-31 | 2019-12-31 | 365 | 17.8746 | 17 | 0.8746
22165 | 13 | 1 | 2018-12-31 | 2019-12-31 | 365 | 14.8955 | 14 | 0.8955
21945 | 8.06 | 1 | 2018-12-31 | 2019-12-31 | 365 | 9.2352 | 9 | 0.23521
21918 | 10.66 | 1 | 2018-12-31 | 2019-12-31 | 365 | 12.2143 | 12 | 0.21431
21861 | 3.38 | 1 | 2018-12-31 | 2019-12-31 | 365 | 3.8728 | 3 | 0.87283
21874 | 5.1 | 1 | 2018-12-31 | 2019-12-31 | 365 | 5.8436 | 5 | 0.84362
21894 | 4.94 | 1 | 2018-12-31 | 2019-12-31 | 365 | 5.6603 | 5 | 0.66029
21910 | 6.76 | 1 | 2018-12-31 | 2019-12-31 | 365 | 7.7457 | 7 | 0.74566
21905 | 5.46 | 1 | 2018-12-31 | 2019-12-31 | 365 | 6.2561 | 6 | 0.25611
21923 | 6.5 | 1 | 2018-12-31 | 2019-12-31 | 365 | 7.4478 | 7 | 0.44775
21931 | 3.64 | 1 | 2018-12-31 | 2019-12-31 | 365 | 4.1707 | 4 | 0.17074
22002 | 6.76 | 1 | 2018-12-31 | 2019-12-31 | 365 | 7.7457 | 7 | 0.74566
22030 | 10.14 | 1 | 2018-12-31 | 2019-12-31 | 365 | 11.6185 | 11 | 0.61849
23488 | 5.355 | 1 | 2018-12-31 | 2019-12-31 | 365 | 6.1358 | 6 | 0.1358
23487 | 3.9 | 1 | 2018-12-31 | 2019-12-31 | 365 | 4.4687 | 4 | 0.46865
22005 | 2.86 | 1 | 2018-12-31 | 2019-12-31 | 365 | 3.277 | 3 | 0.27701
23494 | 4.335 | 1 | 2018-12-31 | 2019-12-31 | 365 | 4.9671 | 4 | 0.96708
23492 | 4.59 | 1 | 2018-12-31 | 2019-12-31 | 365 | 5.2593 | 5 | 0.25926
22085 | 8.84 | 1 | 2018-12-31 | 2019-12-31 | 365 | 10.1289 | 10 | 0.12894
23496 | 7.28 | 1 | 2018-12-31 | 2019-12-31 | 365 | 8.3415 | 8 | 0.34148
22012 | 5.61 | 1 | 2018-12-31 | 2019-12-31 | 365 | 6.428 | 6 | 0.42798
23498 | 5.61 | 1 | 2018-12-31 | 2019-12-31 | 365 | 6.428 | 6 | 0.42798
23504 | 9.435 | 1 | 2018-12-31 | 2019-12-31 | 365 | 10.8107 | 10 | 0.8107
23500 | 9.1 | 1 | 2018-12-31 | 2019-12-31 | 365 | 10.4269 | 10 | 0.42685
23508 | 10.92 | 1 | 2018-12-31 | 2019-12-31 | 365 | 12.5122 | 12 | 0.51222
23510 | 10.2 | 1 | 2018-12-31 | 2019-12-31 | 365 | 11.6872 | 11 | 0.68724
23512 | 14.04 | 1 | 2018-12-31 | 2019-12-31 | 365 | 16.0871 | 16 | 0.087144
23514 | 2.08 | 1 | 2018-12-31 | 2019-12-31 | 365 | 2.3833 | 2 | 0.38328
23515 | 6.76 | 1 | 2018-12-31 | 2019-12-31 | 365 | 7.7457 | 7 | 0.74566
23517 | 11.22 | 1 | 2018-12-31 | 2019-12-31 | 365 | 12.856 | 12 | 0.85597
23519 | 2.34 | 1 | 2018-12-31 | 2019-12-31 | 365 | 2.6812 | 2 | 0.68119
23309 | 15.08 | 1 | 2018-12-31 | 2019-12-31 | 365 | 17.2788 | 17 | 0.27878
23310 | 5.46 | 1 | 2018-12-31 | 2019-12-31 | 365 | 6.2561 | 6 | 0.25611
23313 | 5.72 | 1 | 2018-12-31 | 2019-12-31 | 365 | 6.554 | 6 | 0.55402
23318 | 11.44 | 1 | 2018-12-31 | 2019-12-31 | 365 | 13.108 | 13 | 0.10804
23329 | 7.8 | 1 | 2018-12-31 | 2019-12-31 | 365 | 8.9373 | 8 | 0.9373
23336 | 11.7 | 1 | 2018-12-31 | 2019-12-31 | 365 | 13.406 | 13 | 0.40595
23340 | 4.42 | 1 | 2018-12-31 | 2019-12-31 | 365 | 5.0645 | 5 | 0.064471
23346 | 10.4 | 1 | 2018-12-31 | 2019-12-31 | 365 | 11.9164 | 11 | 0.9164
23357 | 4.42 | 1 | 2018-12-31 | 2019-12-31 | 365 | 5.0645 | 5 | 0.064471
23361 | 8.32 | 1 | 2018-12-31 | 2019-12-31 | 365 | 9.5331 | 9 | 0.53312
23363 | 8.925 | 1 | 2018-12-31 | 2019-12-31 | 365 | 10.2263 | 10 | 0.22634
23379 | 3.64 | 1 | 2018-12-31 | 2019-12-31 | 365 | 4.1707 | 4 | 0.17074
23384 | 5.2 | 1 | 2018-12-31 | 2019-12-31 | 365 | 5.9582 | 5 | 0.9582
23390 | 8.215 | 1 | 2018-12-31 | 2019-12-31 | 365 | 9.4128 | 9 | 0.41281
23394 | 3.38 | 1 | 2018-12-31 | 2019-12-31 | 365 | 3.8728 | 3 | 0.87283
23398 | 8.84 | 1 | 2018-12-31 | 2019-12-31 | 365 | 10.1289 | 10 | 0.12894
23404 | 6.095 | 1 | 2018-12-31 | 2019-12-31 | 365 | 6.9837 | 6 | 0.9837
23408 | 5.83 | 1 | 2018-12-31 | 2019-12-31 | 365 | 6.6801 | 6 | 0.68006
23425 | 9.62 | 1 | 2018-12-31 | 2019-12-31 | 365 | 11.0227 | 11 | 0.022673
23429 | 7.65 | 1 | 2018-12-31 | 2019-12-31 | 365 | 8.7654 | 8 | 0.76543
23432 | 2.04 | 1 | 2018-12-31 | 2019-12-31 | 365 | 2.3374 | 2 | 0.33745
23436 | 3.9 | 1 | 2018-12-31 | 2019-12-31 | 365 | 4.4687 | 4 | 0.46865
23439 | 4.16 | 1 | 2018-12-31 | 2019-12-31 | 365 | 4.7666 | 4 | 0.76656
23466 | 18.46 | 1 | 2018-12-31 | 2019-12-31 | 365 | 21.1516 | 21 | 0.15162
23469 | 9.1 | 1 | 2018-12-31 | 2019-12-31 | 365 | 10.4269 | 10 | 0.42685
23471 | 3.12 | 1 | 2018-12-31 | 2019-12-31 | 365 | 3.5749 | 3 | 0.57492
23526 | 13.78 | 1 | 2018-12-31 | 2019-12-31 | 365 | 15.7892 | 15 | 0.78923
21583 | 3.38 | 1 | 2018-12-31 | 2019-12-31 | 365 | 3.8728 | 3 | 0.87283
21655 | 10.14 | 1 | 2018-12-31 | 2019-12-31 | 365 | 11.6185 | 11 | 0.61849
23528 | 5.46 | 1 | 2018-12-31 | 2019-12-31 | 365 | 6.2561 | 6 | 0.25611
23530 | 11.96 | 1 | 2018-12-31 | 2019-12-31 | 365 | 13.7039 | 13 | 0.70386
23532 | 2.34 | 1 | 2018-12-31 | 2019-12-31 | 365 | 2.6812 | 2 | 0.68119
23534 | 6.76 | 1 | 2018-12-31 | 2019-12-31 | 365 | 7.7457 | 7 | 0.74566
23536 | 4.94 | 1 | 2018-12-31 | 2019-12-31 | 365 | 5.6603 | 5 | 0.66029
23539 | 3.38 | 1 | 2018-12-31 | 2019-12-31 | 365 | 3.8728 | 3 | 0.87283
23542 | 2.6 | 1 | 2018-12-31 | 2019-12-31 | 365 | 2.9791 | 2 | 0.9791
23566 | 6.885 | 1 | 2018-12-31 | 2019-12-31 | 365 | 7.8889 | 7 | 0.88889
23567 | 3.825 | 1 | 2018-12-31 | 2019-12-31 | 365 | 4.3827 | 4 | 0.38272
23569 | 9.1 | 1 | 2018-12-31 | 2019-12-31 | 365 | 10.4269 | 10 | 0.42685
23571 | 7.02 | 1 | 2018-12-31 | 2019-12-31 | 365 | 8.0436 | 8 | 0.043572
23577 | 4.42 | 1 | 2018-12-31 | 2019-12-31 | 365 | 5.0645 | 5 | 0.064471
23581 | 5.72 | 1 | 2018-12-31 | 2019-12-31 | 365 | 6.554 | 6 | 0.55402
23579 | 3.64 | 1 | 2018-12-31 | 2019-12-31 | 365 | 4.1707 | 4 | 0.17074
23582 | 7.54 | 1 | 2018-12-31 | 2019-12-31 | 365 | 8.6394 | 8 | 0.63939
23583 | 4.68 | 1 | 2018-12-31 | 2019-12-31 | 365 | 5.3624 | 5 | 0.36238
23590 | 6.89 | 1 | 2018-12-31 | 2019-12-31 | 365 | 7.8946 | 7 | 0.89462
23609 | 3.38 | 1 | 2018-12-31 | 2019-12-31 | 365 | 3.8728 | 3 | 0.87283
23611 | 7.8 | 1 | 2018-12-31 | 2019-12-31 | 365 | 8.9373 | 8 | 0.9373
23615 | 13.78 | 1 | 2018-12-31 | 2019-12-31 | 365 | 15.7892 | 15 | 0.78923
23620 | 9.88 | 1 | 2018-12-31 | 2019-12-31 | 365 | 11.3206 | 11 | 0.32058
23624 | 6.12 | 1 | 2018-12-31 | 2019-12-31 | 365 | 7.0123 | 7 | 0.012345
23628 | 5.565 | 1 | 2018-12-31 | 2019-12-31 | 365 | 6.3764 | 6 | 0.37642
23625 | 4.335 | 1 | 2018-12-31 | 2019-12-31 | 365 | 4.9671 | 4 | 0.96708
23629 | 4.94 | 1 | 2018-12-31 | 2019-12-31 | 365 | 5.6603 | 5 | 0.66029
23630 | 4.42 | 1 | 2018-12-31 | 2019-12-31 | 365 | 5.0645 | 5 | 0.064471
23631 | 3.12 | 1 | 2018-12-31 | 2019-12-31 | 365 | 3.5749 | 3 | 0.57492
23632 | 3.9 | 1 | 2018-12-31 | 2019-12-31 | 365 | 4.4687 | 4 | 0.46865
23633 | 7.02 | 1 | 2018-12-31 | 2019-12-31 | 365 | 8.0436 | 8 | 0.043572
23654 | 5.46 | 1 | 2018-12-31 | 2019-12-31 | 365 | 6.2561 | 6 | 0.25611
23655 | 12.48 | 1 | 2018-12-31 | 2019-12-31 | 365 | 14.2997 | 14 | 0.29968
23656 | 4.68 | 1 | 2018-12-31 | 2019-12-31 | 365 | 5.3624 | 5 | 0.36238
23658 | 7.8 | 1 | 2018-12-31 | 2019-12-31 | 365 | 8.9373 | 8 | 0.9373
23660 | 6.24 | 1 | 2018-12-31 | 2019-12-31 | 365 | 7.1498 | 7 | 0.14984
23662 | 4.42 | 1 | 2018-12-31 | 2019-12-31 | 365 | 5.0645 | 5 | 0.064471
23666 | 14.3 | 1 | 2018-12-31 | 2019-12-31 | 365 | 16.3851 | 16 | 0.38505
23670 | 3.12 | 1 | 2018-12-31 | 2019-12-31 | 365 | 3.5749 | 3 | 0.57492
23671 | 9.54 | 1 | 2018-12-31 | 2019-12-31 | 365 | 10.931 | 10 | 0.93101
23673 | 7.28 | 1 | 2018-12-31 | 2019-12-31 | 365 | 8.3415 | 8 | 0.34148
23675 | 6.12 | 1 | 2018-12-31 | 2019-12-31 | 365 | 7.0123 | 7 | 0.012345
23674 | 6.625 | 1 | 2018-12-31 | 2019-12-31 | 365 | 7.591 | 7 | 0.59098
23676 | 4.42 | 1 | 2018-12-31 | 2019-12-31 | 365 | 5.0645 | 5 | 0.064471
23678 | 5.46 | 1 | 2018-12-31 | 2019-12-31 | 365 | 6.2561 | 6 | 0.25611
23677 | 3.38 | 1 | 2018-12-31 | 2019-12-31 | 365 | 3.8728 | 3 | 0.87283
23680 | 3.24 | 1 | 2018-12-31 | 2019-12-31 | 365 | 3.7124 | 3 | 0.71242
23681 | 6.63 | 1 | 2018-12-31 | 2019-12-31 | 365 | 7.5967 | 7 | 0.59671
23685 | 7.02 | 1 | 2018-12-31 | 2019-12-31 | 365 | 8.0436 | 8 | 0.043572
23689 | 3.9 | 1 | 2018-12-31 | 2019-12-31 | 365 | 4.4687 | 4 | 0.46865
23521 | 5.46 | 1 | 2018-12-31 | 2019-12-31 | 365 | 6.2561 | 6 | 0.25611
23693 | 6.5 | 1 | 2018-12-31 | 2019-12-31 | 365 | 7.4478 | 7 | 0.44775
23700 | 7.28 | 1 | 2018-12-31 | 2019-12-31 | 365 | 8.3415 | 8 | 0.34148
23702 | 4.42 | 1 | 2018-12-31 | 2019-12-31 | 365 | 5.0645 | 5 | 0.064471
23704 | 3.12 | 1 | 2018-12-31 | 2019-12-31 | 365 | 3.5749 | 3 | 0.57492
23708 | 10.4 | 1 | 2018-12-31 | 2019-12-31 | 365 | 11.9164 | 11 | 0.9164
23713 | 10.4 | 1 | 2018-12-31 | 2019-12-31 | 365 | 11.9164 | 11 | 0.9164
23721 | 7.54 | 1 | 2018-12-31 | 2019-12-31 | 365 | 8.6394 | 8 | 0.63939
23715 | 9.1 | 1 | 2018-12-31 | 2019-12-31 | 365 | 10.4269 | 10 | 0.42685
23717 | 4.94 | 1 | 2018-12-31 | 2019-12-31 | 365 | 5.6603 | 5 | 0.66029
23718 | 3.38 | 1 | 2018-12-31 | 2019-12-31 | 365 | 3.8728 | 3 | 0.87283
23720 | 7.54 | 1 | 2018-12-31 | 2019-12-31 | 365 | 8.6394 | 8 | 0.63939
23719 | 3.9 | 1 | 2018-12-31 | 2019-12-31 | 365 | 4.4687 | 4 | 0.46865
23722 | 22.44 | 1 | 2018-12-31 | 2019-12-31 | 365 | 25.7119 | 25 | 0.71193
23723 | 5.865 | 1 | 2018-12-31 | 2019-12-31 | 365 | 6.7202 | 6 | 0.72016
23725 | 7.28 | 1 | 2018-12-31 | 2019-12-31 | 365 | 8.3415 | 8 | 0.34148
23726 | 9.88 | 1 | 2018-12-31 | 2019-12-31 | 365 | 11.3206 | 11 | 0.32058
23727 | 7.395 | 1 | 2018-12-31 | 2019-12-31 | 365 | 8.4733 | 8 | 0.47325
23728 | 4.16 | 1 | 2018-12-31 | 2019-12-31 | 365 | 4.7666 | 4 | 0.76656
23729 | 2.6 | 1 | 2018-12-31 | 2019-12-31 | 365 | 2.9791 | 2 | 0.9791
23730 | 9.18 | 1 | 2018-12-31 | 2019-12-31 | 365 | 10.5185 | 10 | 0.51852
23733 | 4.42 | 1 | 2018-12-31 | 2019-12-31 | 365 | 5.0645 | 5 | 0.064471
23732 | 6.24 | 1 | 2018-12-31 | 2019-12-31 | 365 | 7.1498 | 7 | 0.14984
23736 | 3.64 | 1 | 2018-12-31 | 2019-12-31 | 365 | 4.1707 | 4 | 0.17074
23734 | 4.68 | 1 | 2018-12-31 | 2019-12-31 | 365 | 5.3624 | 5 | 0.36238
23737 | 11.7 | 1 | 2018-12-31 | 2019-12-31 | 365 | 13.406 | 13 | 0.40595
23740 | 6.24 | 1 | 2018-12-31 | 2019-12-31 | 365 | 7.1498 | 7 | 0.14984
23742 | 2.86 | 1 | 2018-12-31 | 2019-12-31 | 365 | 3.277 | 3 | 0.27701
23741 | 7.54 | 1 | 2018-12-31 | 2019-12-31 | 365 | 8.6394 | 8 | 0.63939
23744 | 4.68 | 1 | 2018-12-31 | 2019-12-31 | 365 | 5.3624 | 5 | 0.36238
23771 | 5.2 | 1 | 2018-12-31 | 2019-12-31 | 365 | 5.9582 | 5 | 0.9582
23772 | 7.28 | 1 | 2018-12-31 | 2019-12-31 | 365 | 8.3415 | 8 | 0.34148
23773 | 5.72 | 1 | 2018-12-31 | 2019-12-31 | 365 | 6.554 | 6 | 0.55402
23775 | 5.98 | 1 | 2018-12-31 | 2019-12-31 | 365 | 6.8519 | 6 | 0.85193
23789 | 5.355 | 1 | 2018-12-31 | 2019-12-31 | 365 | 6.1358 | 6 | 0.1358
23790 | 5.1 | 1 | 2018-12-31 | 2019-12-31 | 365 | 5.8436 | 5 | 0.84362
23791 | 10.92 | 1 | 2018-12-31 | 2019-12-31 | 365 | 12.5122 | 12 | 0.51222
23792 | 7.54 | 1 | 2018-12-31 | 2019-12-31 | 365 | 8.6394 | 8 | 0.63939
23793 | 7.02 | 1 | 2018-12-31 | 2019-12-31 | 365 | 8.0436 | 8 | 0.043572
23796 | 2.86 | 1 | 2018-12-31 | 2019-12-31 | 365 | 3.277 | 3 | 0.27701
23794 | 3.64 | 1 | 2018-12-31 | 2019-12-31 | 365 | 4.1707 | 4 | 0.17074
23795 | 10.14 | 1 | 2018-12-31 | 2019-12-31 | 365 | 11.6185 | 11 | 0.61849
23799 | 3.12 | 1 | 2018-12-31 | 2019-12-31 | 365 | 3.5749 | 3 | 0.57492
23802 | 9.36 | 1 | 2018-12-31 | 2019-12-31 | 365 | 10.7248 | 10 | 0.72476
23798 | 10.92 | 1 | 2018-12-31 | 2019-12-31 | 365 | 12.5122 | 12 | 0.51222
23805 | 6.76 | 1 | 2018-12-31 | 2019-12-31 | 365 | 7.7457 | 7 | 0.74566
23808 | 8.58 | 1 | 2018-12-31 | 2019-12-31 | 365 | 9.831 | 9 | 0.83103
23807 | 9.1 | 1 | 2018-12-31 | 2019-12-31 | 365 | 10.4269 | 10 | 0.42685
23810 | 18.5 | 1 | 2018-12-31 | 2019-12-31 | 365 | 21.1974 | 21 | 0.19745
23812 | 7.02 | 1 | 2018-12-31 | 2019-12-31 | 365 | 8.0436 | 8 | 0.043572
23814 | 13.515 | 1 | 2018-12-31 | 2019-12-31 | 365 | 15.4856 | 15 | 0.4856
23815 | 8.84 | 1 | 2018-12-31 | 2019-12-31 | 365 | 10.1289 | 10 | 0.12894
23819 | 3.64 | 1 | 2018-12-31 | 2019-12-31 | 365 | 4.1707 | 4 | 0.17074
23817 | 20.8 | 1 | 2018-12-31 | 2019-12-31 | 365 | 23.8328 | 23 | 0.83281
23821 | 6.76 | 1 | 2018-12-31 | 2019-12-31 | 365 | 7.7457 | 7 | 0.74566
23823 | 4.59 | 1 | 2018-12-31 | 2019-12-31 | 365 | 5.2593 | 5 | 0.25926
23824 | 8.215 | 1 | 2018-12-31 | 2019-12-31 | 365 | 9.4128 | 9 | 0.41281
23825 | 3.825 | 1 | 2018-12-31 | 2019-12-31 | 365 | 4.3827 | 4 | 0.38272
23827 | 12.74 | 1 | 2018-12-31 | 2019-12-31 | 365 | 14.5976 | 14 | 0.59759
23828 | 5.355 | 1 | 2018-12-31 | 2019-12-31 | 365 | 6.1358 | 6 | 0.1358
23830 | 7.8 | 1 | 2018-12-31 | 2019-12-31 | 365 | 8.9373 | 8 | 0.9373
23833 | 6.5 | 1 | 2018-12-31 | 2019-12-31 | 365 | 7.4478 | 7 | 0.44775
23832 | 13.26 | 1 | 2018-12-31 | 2019-12-31 | 365 | 15.1934 | 15 | 0.19341
23834 | 7.28 | 1 | 2018-12-31 | 2019-12-31 | 365 | 8.3415 | 8 | 0.34148
23835 | 8.06 | 1 | 2018-12-31 | 2019-12-31 | 365 | 9.2352 | 9 | 0.23521
23134 | 6.76 | 1 | 2018-12-31 | 2019-12-31 | 365 | 7.7457 | 7 | 0.74566
23864 | 4.94 | 1 | 2018-12-31 | 2019-12-31 | 365 | 5.6603 | 5 | 0.66029
23867 | 5.1 | 1 | 2018-12-31 | 2019-12-31 | 365 | 5.8436 | 5 | 0.84362
23868 | 19.24 | 1 | 2018-12-31 | 2019-12-31 | 365 | 22.0453 | 22 | 0.045346
23870 | 7.02 | 1 | 2018-12-31 | 2019-12-31 | 365 | 8.0436 | 8 | 0.043572
23874 | 12.48 | 1 | 2018-12-31 | 2019-12-31 | 365 | 14.2997 | 14 | 0.29968
23877 | 9.1 | 1 | 2018-12-31 | 2019-12-31 | 365 | 10.4269 | 10 | 0.42685
23890 | 3.12 | 1 | 2018-12-31 | 2019-12-31 | 365 | 3.5749 | 3 | 0.57492
23897 | 4.16 | 1 | 2018-12-31 | 2019-12-31 | 365 | 4.7666 | 4 | 0.76656
23908 | 4.16 | 1 | 2018-12-31 | 2019-12-31 | 365 | 4.7666 | 4 | 0.76656
23910 | 12.455 | 1 | 2018-12-31 | 2019-12-31 | 365 | 14.271 | 14 | 0.27104
23912 | 7.905 | 1 | 2018-12-31 | 2019-12-31 | 365 | 9.0576 | 9 | 0.057612
23942 | 4.94 | 1 | 2018-12-31 | 2019-12-31 | 365 | 5.6603 | 5 | 0.66029
23948 | 3.18 | 1 | 2018-12-31 | 2019-12-31 | 365 | 3.6437 | 3 | 0.64367
24275 | 5.72 | 1 | 2018-12-31 | 2019-12-31 | 365 | 6.554 | 6 | 0.55402
24277 | 4.16 | 1 | 2018-12-31 | 2019-12-31 | 365 | 4.7666 | 4 | 0.76656
24280 | 3.315 | 1 | 2018-12-31 | 2019-12-31 | 365 | 3.7984 | 3 | 0.79835
24279 | 3.64 | 1 | 2018-12-31 | 2019-12-31 | 365 | 4.1707 | 4 | 0.17074
24281 | 12.74 | 1 | 2018-12-31 | 2019-12-31 | 365 | 14.5976 | 14 | 0.59759
24283 | 7.02 | 1 | 2018-12-31 | 2019-12-31 | 365 | 8.0436 | 8 | 0.043572
23952 | 5.98 | 1 | 2018-12-31 | 2019-12-31 | 365 | 6.8519 | 6 | 0.85193
23958 | 5.98 | 1 | 2018-12-31 | 2019-12-31 | 365 | 6.8519 | 6 | 0.85193
23967 | 7.28 | 1 | 2018-12-31 | 2019-12-31 | 365 | 8.3415 | 8 | 0.34148
23973 | 6.76 | 1 | 2018-12-31 | 2019-12-31 | 365 | 7.7457 | 7 | 0.74566
23974 | 10.92 | 1 | 2018-12-31 | 2019-12-31 | 365 | 12.5122 | 12 | 0.51222
24285 | 14.04 | 1 | 2018-12-31 | 2019-12-31 | 365 | 16.0871 | 16 | 0.087144
23978 | 4.94 | 1 | 2018-12-31 | 2019-12-31 | 365 | 5.6603 | 5 | 0.66029
23981 | 3.12 | 1 | 2018-12-31 | 2019-12-31 | 365 | 3.5749 | 3 | 0.57492
23983 | 10.92 | 1 | 2018-12-31 | 2019-12-31 | 365 | 12.5122 | 12 | 0.51222
24287 | 5.46 | 1 | 2018-12-31 | 2019-12-31 | 365 | 6.2561 | 6 | 0.25611
24289 | 9.1 | 1 | 2018-12-31 | 2019-12-31 | 365 | 10.4269 | 10 | 0.42685
23989 | 5.2 | 1 | 2018-12-31 | 2019-12-31 | 365 | 5.9582 | 5 | 0.9582
24290 | 4.08 | 1 | 2018-12-31 | 2019-12-31 | 365 | 4.6749 | 4 | 0.6749
23993 | 4.94 | 1 | 2018-12-31 | 2019-12-31 | 365 | 5.6603 | 5 | 0.66029
23994 | 3.38 | 1 | 2018-12-31 | 2019-12-31 | 365 | 3.8728 | 3 | 0.87283
24291 | 7.54 | 1 | 2018-12-31 | 2019-12-31 | 365 | 8.6394 | 8 | 0.63939
23998 | 6.76 | 1 | 2018-12-31 | 2019-12-31 | 365 | 7.7457 | 7 | 0.74566
24293 | 8.84 | 1 | 2018-12-31 | 2019-12-31 | 365 | 10.1289 | 10 | 0.12894
24292 | 6.76 | 1 | 2018-12-31 | 2019-12-31 | 365 | 7.7457 | 7 | 0.74566
24294 | 8.64 | 1 | 2018-12-31 | 2019-12-31 | 365 | 9.8998 | 9 | 0.89978
24295 | 10.4 | 1 | 2018-12-31 | 2019-12-31 | 365 | 11.9164 | 11 | 0.9164
24296 | 8.06 | 1 | 2018-12-31 | 2019-12-31 | 365 | 9.2352 | 9 | 0.23521
24297 | 10.92 | 1 | 2018-12-31 | 2019-12-31 | 365 | 12.5122 | 12 | 0.51222
24298 | 14.04 | 1 | 2018-12-31 | 2019-12-31 | 365 | 16.0871 | 16 | 0.087144
24299 | 11.96 | 1 | 2018-12-31 | 2019-12-31 | 365 | 13.7039 | 13 | 0.70386
24300 | 9.1 | 1 | 2018-12-31 | 2019-12-31 | 365 | 10.4269 | 10 | 0.42685
24301 | 4.68 | 1 | 2018-12-31 | 2019-12-31 | 365 | 5.3624 | 5 | 0.36238
24302 | 3.64 | 1 | 2018-12-31 | 2019-12-31 | 365 | 4.1707 | 4 | 0.17074
24303 | 7.8 | 1 | 2018-12-31 | 2019-12-31 | 365 | 8.9373 | 8 | 0.9373
24304 | 8.32 | 1 | 2018-12-31 | 2019-12-31 | 365 | 9.5331 | 9 | 0.53312
24305 | 3.9 | 1 | 2018-12-31 | 2019-12-31 | 365 | 4.4687 | 4 | 0.46865
24306 | 5.72 | 1 | 2018-12-31 | 2019-12-31 | 365 | 6.554 | 6 | 0.55402
24307 | 3.64 | 1 | 2018-12-31 | 2019-12-31 | 365 | 4.1707 | 4 | 0.17074
24309 | 7.685 | 1 | 2018-12-31 | 2019-12-31 | 365 | 8.8055 | 8 | 0.80553
24310 | 14.04 | 1 | 2018-12-31 | 2019-12-31 | 365 | 16.0871 | 16 | 0.087144
24311 | 4.42 | 1 | 2018-12-31 | 2019-12-31 | 365 | 5.0645 | 5 | 0.064471
24312 | 6.24 | 1 | 2018-12-31 | 2019-12-31 | 365 | 7.1498 | 7 | 0.14984
24056 | 7.28 | 1 | 2018-12-31 | 2019-12-31 | 365 | 8.3415 | 8 | 0.34148
24060 | 7.02 | 1 | 2018-12-31 | 2019-12-31 | 365 | 8.0436 | 8 | 0.043572
24066 | 6.24 | 1 | 2018-12-31 | 2019-12-31 | 365 | 7.1498 | 7 | 0.14984
24067 | 21.42 | 1 | 2018-12-31 | 2019-12-31 | 365 | 24.5432 | 24 | 0.54321
24070 | 17.94 | 1 | 2018-12-31 | 2019-12-31 | 365 | 20.5558 | 20 | 0.5558
24074 | 8.58 | 1 | 2018-12-31 | 2019-12-31 | 365 | 9.831 | 9 | 0.83103
24076 | 4.42 | 1 | 2018-12-31 | 2019-12-31 | 365 | 5.0645 | 5 | 0.064471
24075 | 5.72 | 1 | 2018-12-31 | 2019-12-31 | 365 | 6.554 | 6 | 0.55402
24077 | 4.68 | 1 | 2018-12-31 | 2019-12-31 | 365 | 5.3624 | 5 | 0.36238
24078 | 5.67 | 1 | 2018-12-31 | 2019-12-31 | 365 | 6.4967 | 6 | 0.49673
24079 | 3.9 | 1 | 2018-12-31 | 2019-12-31 | 365 | 4.4687 | 4 | 0.46865
24080 | 5.98 | 1 | 2018-12-31 | 2019-12-31 | 365 | 6.8519 | 6 | 0.85193
24081 | 5.035 | 1 | 2018-12-31 | 2019-12-31 | 365 | 5.7691 | 5 | 0.76914
24082 | 14.3 | 1 | 2018-12-31 | 2019-12-31 | 365 | 16.3851 | 16 | 0.38505
24083 | 6.76 | 1 | 2018-12-31 | 2019-12-31 | 365 | 7.7457 | 7 | 0.74566
24331 | 4.68 | 1 | 2018-12-31 | 2019-12-31 | 365 | 5.3624 | 5 | 0.36238
24334 | 8.32 | 1 | 2018-12-31 | 2019-12-31 | 365 | 9.5331 | 9 | 0.53312
24336 | 4.08 | 1 | 2018-12-31 | 2019-12-31 | 365 | 4.6749 | 4 | 0.6749
24347 | 5.72 | 1 | 2018-12-31 | 2019-12-31 | 365 | 6.554 | 6 | 0.55402
24349 | 9.62 | 1 | 2018-12-31 | 2019-12-31 | 365 | 11.0227 | 11 | 0.022673
24351 | 8.32 | 1 | 2018-12-31 | 2019-12-31 | 365 | 9.5331 | 9 | 0.53312
24189 | 7.54 | 1 | 2018-12-31 | 2019-12-31 | 365 | 8.6394 | 8 | 0.63939
24190 | 5.61 | 1 | 2018-12-31 | 2019-12-31 | 365 | 6.428 | 6 | 0.42798
24192 | 10.14 | 1 | 2018-12-31 | 2019-12-31 | 365 | 11.6185 | 11 | 0.61849
24353 | 12.48 | 1 | 2018-12-31 | 2019-12-31 | 365 | 14.2997 | 14 | 0.29968
24355 | 6.24 | 1 | 2018-12-31 | 2019-12-31 | 365 | 7.1498 | 7 | 0.14984
24358 | 4.16 | 1 | 2018-12-31 | 2019-12-31 | 365 | 4.7666 | 4 | 0.76656
24360 | 5.2 | 1 | 2018-12-31 | 2019-12-31 | 365 | 5.9582 | 5 | 0.9582
24361 | 6.76 | 1 | 2018-12-31 | 2019-12-31 | 365 | 7.7457 | 7 | 0.74566
24364 | 4.16 | 1 | 2018-12-31 | 2019-12-31 | 365 | 4.7666 | 4 | 0.76656
24367 | 5.2 | 1 | 2018-12-31 | 2019-12-31 | 365 | 5.9582 | 5 | 0.9582
24373 | 10.4 | 1 | 2018-12-31 | 2019-12-31 | 365 | 11.9164 | 11 | 0.9164
24377 | 4.42 | 1 | 2018-12-31 | 2019-12-31 | 365 | 5.0645 | 5 | 0.064471
24382 | 8.58 | 1 | 2018-12-31 | 2019-12-31 | 365 | 9.831 | 9 | 0.83103
24379 | 13 | 1 | 2018-12-31 | 2019-12-31 | 365 | 14.8955 | 14 | 0.8955
24384 | 9.01 | 1 | 2018-12-31 | 2019-12-31 | 365 | 10.3237 | 10 | 0.32373
24462 | 7.54 | 1 | 2018-12-31 | 2019-12-31 | 365 | 8.6394 | 8 | 0.63939
24468 | 9.1 | 1 | 2018-12-31 | 2019-12-31 | 365 | 10.4269 | 10 | 0.42685
24486 | 6.24 | 1 | 2018-12-31 | 2019-12-31 | 365 | 7.1498 | 7 | 0.14984
24489 | 6.76 | 1 | 2018-12-31 | 2019-12-31 | 365 | 7.7457 | 7 | 0.74566
24501 | 7.155 | 1 | 2018-12-31 | 2019-12-31 | 365 | 8.1983 | 8 | 0.19826
24504 | 11.22 | 1 | 2018-12-31 | 2019-12-31 | 365 | 12.856 | 12 | 0.85597
24496 | 6.75 | 1 | 2018-12-31 | 2019-12-31 | 365 | 7.7342 | 7 | 0.7342
24506 | 5.98 | 1 | 2018-12-31 | 2019-12-31 | 365 | 6.8519 | 6 | 0.85193
24508 | 7.8 | 1 | 2018-12-31 | 2019-12-31 | 365 | 8.9373 | 8 | 0.9373
24510 | 10.2 | 1 | 2018-12-31 | 2019-12-31 | 365 | 11.6872 | 11 | 0.68724
24513 | 7.905 | 1 | 2018-12-31 | 2019-12-31 | 365 | 9.0576 | 9 | 0.057612
24517 | 6.76 | 1 | 2018-12-31 | 2019-12-31 | 365 | 7.7457 | 7 | 0.74566
24519 | 5.2 | 1 | 2018-12-31 | 2019-12-31 | 365 | 5.9582 | 5 | 0.9582
24515 | 5.3 | 1 | 2018-12-31 | 2019-12-31 | 365 | 6.0728 | 6 | 0.072782
24520 | 8.84 | 1 | 2018-12-31 | 2019-12-31 | 365 | 10.1289 | 10 | 0.12894
24521 | 9.88 | 1 | 2018-12-31 | 2019-12-31 | 365 | 11.3206 | 11 | 0.32058
24522 | 13.26 | 1 | 2018-12-31 | 2019-12-31 | 365 | 15.1934 | 15 | 0.19341
24524 | 3.12 | 1 | 2018-12-31 | 2019-12-31 | 365 | 3.5749 | 3 | 0.57492
24525 | 10.92 | 1 | 2018-12-31 | 2019-12-31 | 365 | 12.5122 | 12 | 0.51222
24526 | 7.54 | 1 | 2018-12-31 | 2019-12-31 | 365 | 8.6394 | 8 | 0.63939
24539 | 8.32 | 1 | 2018-12-31 | 2019-12-31 | 365 | 9.5331 | 9 | 0.53312
24541 | 7.02 | 1 | 2018-12-31 | 2019-12-31 | 365 | 8.0436 | 8 | 0.043572
24540 | 11.96 | 1 | 2018-12-31 | 2019-12-31 | 365 | 13.7039 | 13 | 0.70386
24544 | 10.14 | 1 | 2018-12-31 | 2019-12-31 | 365 | 11.6185 | 11 | 0.61849
24543 | 5.2 | 1 | 2018-12-31 | 2019-12-31 | 365 | 5.9582 | 5 | 0.9582
24547 | 9.1 | 1 | 2018-12-31 | 2019-12-31 | 365 | 10.4269 | 10 | 0.42685
24553 | 13 | 1 | 2018-12-31 | 2019-12-31 | 365 | 14.8955 | 14 | 0.8955
24554 | 8.84 | 1 | 2018-12-31 | 2019-12-31 | 365 | 10.1289 | 10 | 0.12894
24512 | 11.7 | 1 | 2018-12-31 | 2019-12-31 | 365 | 13.406 | 13 | 0.40595
24559 | 6.5 | 1 | 2018-12-31 | 2019-12-31 | 365 | 7.4478 | 7 | 0.44775
24558 | 14.04 | 1 | 2018-12-31 | 2019-12-31 | 365 | 16.0871 | 16 | 0.087144
24560 | 2.34 | 1 | 2018-12-31 | 2019-12-31 | 365 | 2.6812 | 2 | 0.68119
24561 | 8.06 | 1 | 2018-12-31 | 2019-12-31 | 365 | 9.2352 | 9 | 0.23521
24562 | 6.24 | 1 | 2018-12-31 | 2019-12-31 | 365 | 7.1498 | 7 | 0.14984
24564 | 2.86 | 1 | 2018-12-31 | 2019-12-31 | 365 | 3.277 | 3 | 0.27701
24566 | 5.46 | 1 | 2018-12-31 | 2019-12-31 | 365 | 6.2561 | 6 | 0.25611
24567 | 3.38 | 1 | 2018-12-31 | 2019-12-31 | 365 | 3.8728 | 3 | 0.87283
24569 | 4.16 | 1 | 2018-12-31 | 2019-12-31 | 365 | 4.7666 | 4 | 0.76656
24571 | 4.94 | 1 | 2018-12-31 | 2019-12-31 | 365 | 5.6603 | 5 | 0.66029
24572 | 9.1 | 1 | 2018-12-31 | 2019-12-31 | 365 | 10.4269 | 10 | 0.42685
24570 | 6.5 | 1 | 2018-12-31 | 2019-12-31 | 365 | 7.4478 | 7 | 0.44775
24573 | 11.7 | 1 | 2018-12-31 | 2019-12-31 | 365 | 13.406 | 13 | 0.40595
24592 | 7.8 | 1 | 2018-12-31 | 2019-12-31 | 365 | 8.9373 | 8 | 0.9373
24591 | 5.98 | 1 | 2018-12-31 | 2019-12-31 | 365 | 6.8519 | 6 | 0.85193
24590 | 2.86 | 1 | 2018-12-31 | 2019-12-31 | 365 | 3.277 | 3 | 0.27701
24588 | 6.24 | 1 | 2018-12-31 | 2019-12-31 | 365 | 7.1498 | 7 | 0.14984
24736 | 9.36 | 1 | 2018-12-31 | 2019-12-31 | 365 | 10.7248 | 10 | 0.72476
24738 | 12.48 | 1 | 2018-12-31 | 2019-12-31 | 365 | 14.2997 | 14 | 0.29968
24739 | 13.52 | 1 | 2018-12-31 | 2019-12-31 | 365 | 15.4913 | 15 | 0.49132
24741 | 9.18 | 1 | 2018-12-31 | 2019-12-31 | 365 | 10.5185 | 10 | 0.51852
24743 | 5.98 | 1 | 2018-12-31 | 2019-12-31 | 365 | 6.8519 | 6 | 0.85193
24742 | 7.8 | 1 | 2018-12-31 | 2019-12-31 | 365 | 8.9373 | 8 | 0.9373
24745 | 8.06 | 1 | 2018-12-31 | 2019-12-31 | 365 | 9.2352 | 9 | 0.23521
24746 | 6.24 | 1 | 2018-12-31 | 2019-12-31 | 365 | 7.1498 | 7 | 0.14984
24748 | 3.38 | 1 | 2018-12-31 | 2019-12-31 | 365 | 3.8728 | 3 | 0.87283
24747 | 8.32 | 1 | 2018-12-31 | 2019-12-31 | 365 | 9.5331 | 9 | 0.53312
24749 | 5.2 | 1 | 2018-12-31 | 2019-12-31 | 365 | 5.9582 | 5 | 0.9582
24750 | 12.74 | 1 | 2018-12-31 | 2019-12-31 | 365 | 14.5976 | 14 | 0.59759
24752 | 8.215 | 1 | 2018-12-31 | 2019-12-31 | 365 | 9.4128 | 9 | 0.41281
24755 | 5.46 | 1 | 2018-12-31 | 2019-12-31 | 365 | 6.2561 | 6 | 0.25611
24757 | 14.045 | 1 | 2018-12-31 | 2019-12-31 | 365 | 16.0929 | 16 | 0.092873
24744 | 13.515 | 1 | 2018-12-31 | 2019-12-31 | 365 | 15.4856 | 15 | 0.4856
24766 | 2.08 | 1 | 2018-12-31 | 2019-12-31 | 365 | 2.3833 | 2 | 0.38328
24768 | 8.58 | 1 | 2018-12-31 | 2019-12-31 | 365 | 9.831 | 9 | 0.83103
24769 | 5.035 | 1 | 2018-12-31 | 2019-12-31 | 365 | 5.7691 | 5 | 0.76914
24772 | 8.32 | 1 | 2018-12-31 | 2019-12-31 | 365 | 9.5331 | 9 | 0.53312
24773 | 8.06 | 1 | 2018-12-31 | 2019-12-31 | 365 | 9.2352 | 9 | 0.23521
24767 | 3.75 | 1 | 2018-12-31 | 2019-12-31 | 365 | 4.2968 | 4 | 0.29678
24775 | 9.1 | 1 | 2018-12-31 | 2019-12-31 | 365 | 10.4269 | 10 | 0.42685
24777 | 6.5 | 1 | 2018-12-31 | 2019-12-31 | 365 | 7.4478 | 7 | 0.44775
24776 | 7.54 | 1 | 2018-12-31 | 2019-12-31 | 365 | 8.6394 | 8 | 0.63939
24780 | 5.98 | 1 | 2018-12-31 | 2019-12-31 | 365 | 6.8519 | 6 | 0.85193
24782 | 10.66 | 1 | 2018-12-31 | 2019-12-31 | 365 | 12.2143 | 12 | 0.21431
24785 | 10.07 | 1 | 2018-12-31 | 2019-12-31 | 365 | 11.5383 | 11 | 0.53829
24789 | 3.12 | 1 | 2018-12-31 | 2019-12-31 | 365 | 3.5749 | 3 | 0.57492
24788 | 6.76 | 1 | 2018-12-31 | 2019-12-31 | 365 | 7.7457 | 7 | 0.74566
24792 | 9.18 | 1 | 2018-12-31 | 2019-12-31 | 365 | 10.5185 | 10 | 0.51852
24794 | 14.56 | 1 | 2018-12-31 | 2019-12-31 | 365 | 16.683 | 16 | 0.68296
24797 | 3.12 | 1 | 2018-12-31 | 2019-12-31 | 365 | 3.5749 | 3 | 0.57492
24798 | 13 | 1 | 2018-12-31 | 2019-12-31 | 365 | 14.8955 | 14 | 0.8955
24799 | 10.4 | 1 | 2018-12-31 | 2019-12-31 | 365 | 11.9164 | 11 | 0.9164
24802 | 9.88 | 1 | 2018-12-31 | 2019-12-31 | 365 | 11.3206 | 11 | 0.32058
24801 | 8.06 | 1 | 2018-12-31 | 2019-12-31 | 365 | 9.2352 | 9 | 0.23521
24803 | 4.845 | 1 | 2018-12-31 | 2019-12-31 | 365 | 5.5514 | 5 | 0.55144
24804 | 3.12 | 1 | 2018-12-31 | 2019-12-31 | 365 | 3.5749 | 3 | 0.57492
24805 | 6.5 | 1 | 2018-12-31 | 2019-12-31 | 365 | 7.4478 | 7 | 0.44775
24807 | 8.58 | 1 | 2018-12-31 | 2019-12-31 | 365 | 9.831 | 9 | 0.83103
24806 | 4.68 | 1 | 2018-12-31 | 2019-12-31 | 365 | 5.3624 | 5 | 0.36238
24808 | 8.32 | 1 | 2018-12-31 | 2019-12-31 | 365 | 9.5331 | 9 | 0.53312
24812 | 4.16 | 1 | 2018-12-31 | 2019-12-31 | 365 | 4.7666 | 4 | 0.76656
24811 | 6.24 | 1 | 2018-12-31 | 2019-12-31 | 365 | 7.1498 | 7 | 0.14984
24809 | 10.14 | 1 | 2018-12-31 | 2019-12-31 | 365 | 11.6185 | 11 | 0.61849
24813 | 9.62 | 1 | 2018-12-31 | 2019-12-31 | 365 | 11.0227 | 11 | 0.022673
24815 | 5.46 | 1 | 2018-12-31 | 2019-12-31 | 365 | 6.2561 | 6 | 0.25611
24814 | 9.88 | 1 | 2018-12-31 | 2019-12-31 | 365 | 11.3206 | 11 | 0.32058
24816 | 3.12 | 1 | 2018-12-31 | 2019-12-31 | 365 | 3.5749 | 3 | 0.57492
24817 | 6.5 | 1 | 2018-12-31 | 2019-12-31 | 365 | 7.4478 | 7 | 0.44775
24821 | 5.3 | 1 | 2018-12-31 | 2019-12-31 | 365 | 6.0728 | 6 | 0.072782
24819 | 3.64 | 1 | 2018-12-31 | 2019-12-31 | 365 | 4.1707 | 4 | 0.17074
24823 | 4.42 | 1 | 2018-12-31 | 2019-12-31 | 365 | 5.0645 | 5 | 0.064471
24824 | 6.24 | 1 | 2018-12-31 | 2019-12-31 | 365 | 7.1498 | 7 | 0.14984
24826 | 6.76 | 1 | 2018-12-31 | 2019-12-31 | 365 | 7.7457 | 7 | 0.74566
24827 | 7.02 | 1 | 2018-12-31 | 2019-12-31 | 365 | 8.0436 | 8 | 0.043572
24825 | 9.1 | 1 | 2018-12-31 | 2019-12-31 | 365 | 10.4269 | 10 | 0.42685
24829 | 5.1 | 1 | 2018-12-31 | 2019-12-31 | 365 | 5.8436 | 5 | 0.84362
24832 | 8.58 | 1 | 2018-12-31 | 2019-12-31 | 365 | 9.831 | 9 | 0.83103
24837 | 6.76 | 1 | 2018-12-31 | 2019-12-31 | 365 | 7.7457 | 7 | 0.74566
25017 | 5.72 | 1 | 2018-12-31 | 2019-12-31 | 365 | 6.554 | 6 | 0.55402
25018 | 5.72 | 1 | 2018-12-31 | 2019-12-31 | 365 | 6.554 | 6 | 0.55402
25020 | 3.57 | 1 | 2018-12-31 | 2019-12-31 | 365 | 4.0905 | 4 | 0.090535
25021 | 9.945 | 1 | 2018-12-31 | 2019-12-31 | 365 | 11.3951 | 11 | 0.39506
25022 | 9.36 | 1 | 2018-12-31 | 2019-12-31 | 365 | 10.7248 | 10 | 0.72476
25023 | 6.5 | 1 | 2018-12-31 | 2019-12-31 | 365 | 7.4478 | 7 | 0.44775
25025 | 5.61 | 1 | 2018-12-31 | 2019-12-31 | 365 | 6.428 | 6 | 0.42798
25026 | 3.9 | 1 | 2018-12-31 | 2019-12-31 | 365 | 4.4687 | 4 | 0.46865
25028 | 6.76 | 1 | 2018-12-31 | 2019-12-31 | 365 | 7.7457 | 7 | 0.74566
21772 | 12.75 | 1 | 2018-12-31 | 2019-12-31 | 365 | 14.6091 | 14 | 0.60905
24197 | 6.12 | 1 | 2018-12-31 | 2019-12-31 | 365 | 7.0123 | 7 | 0.012345
24200 | 4.68 | 1 | 2018-12-31 | 2019-12-31 | 365 | 5.3624 | 5 | 0.36238
25030 | 8.32 | 1 | 2018-12-31 | 2019-12-31 | 365 | 9.5331 | 9 | 0.53312
24203 | 10.14 | 1 | 2018-12-31 | 2019-12-31 | 365 | 11.6185 | 11 | 0.61849
24205 | 7.14 | 1 | 2018-12-31 | 2019-12-31 | 365 | 8.1811 | 8 | 0.18107
24210 | 11.22 | 1 | 2018-12-31 | 2019-12-31 | 365 | 12.856 | 12 | 0.85597
24212 | 6.24 | 1 | 2018-12-31 | 2019-12-31 | 365 | 7.1498 | 7 | 0.14984
24249 | 4.68 | 1 | 2018-12-31 | 2019-12-31 | 365 | 5.3624 | 5 | 0.36238
24251 | 8.06 | 1 | 2018-12-31 | 2019-12-31 | 365 | 9.2352 | 9 | 0.23521
25032 | 6.24 | 1 | 2018-12-31 | 2019-12-31 | 365 | 7.1498 | 7 | 0.14984
25035 | 6.63 | 1 | 2018-12-31 | 2019-12-31 | 365 | 7.5967 | 7 | 0.59671
24248 | 2.6 | 1 | 2018-12-31 | 2019-12-31 | 365 | 2.9791 | 2 | 0.9791
24252 | 9.62 | 1 | 2018-12-31 | 2019-12-31 | 365 | 11.0227 | 11 | 0.022673
24254 | 8.91 | 1 | 2018-12-31 | 2019-12-31 | 365 | 10.2091 | 10 | 0.20915
25036 | 9.36 | 1 | 2018-12-31 | 2019-12-31 | 365 | 10.7248 | 10 | 0.72476
24259 | 9.88 | 1 | 2018-12-31 | 2019-12-31 | 365 | 11.3206 | 11 | 0.32058
25037 | 9.36 | 1 | 2018-12-31 | 2019-12-31 | 365 | 10.7248 | 10 | 0.72476
25040 | 7.28 | 1 | 2018-12-31 | 2019-12-31 | 365 | 8.3415 | 8 | 0.34148
25038 | 4.16 | 1 | 2018-12-31 | 2019-12-31 | 365 | 4.7666 | 4 | 0.76656
24266 | 5.2 | 1 | 2018-12-31 | 2019-12-31 | 365 | 5.9582 | 5 | 0.9582
24268 | 6.24 | 1 | 2018-12-31 | 2019-12-31 | 365 | 7.1498 | 7 | 0.14984
25041 | 8.84 | 1 | 2018-12-31 | 2019-12-31 | 365 | 10.1289 | 10 | 0.12894
24270 | 8.06 | 1 | 2018-12-31 | 2019-12-31 | 365 | 9.2352 | 9 | 0.23521
24273 | 5.46 | 1 | 2018-12-31 | 2019-12-31 | 365 | 6.2561 | 6 | 0.25611
24272 | 4.94 | 1 | 2018-12-31 | 2019-12-31 | 365 | 5.6603 | 5 | 0.66029
24274 | 6.095 | 1 | 2018-12-31 | 2019-12-31 | 365 | 6.9837 | 6 | 0.9837
25043 | 4.68 | 1 | 2018-12-31 | 2019-12-31 | 365 | 5.3624 | 5 | 0.36238
25045 | 5.46 | 1 | 2018-12-31 | 2019-12-31 | 365 | 6.2561 | 6 | 0.25611
25046 | 4.42 | 1 | 2018-12-31 | 2019-12-31 | 365 | 5.0645 | 5 | 0.064471
25049 | 5.865 | 1 | 2018-12-31 | 2019-12-31 | 365 | 6.7202 | 6 | 0.72016
25050 | 5.1 | 1 | 2018-12-31 | 2019-12-31 | 365 | 5.8436 | 5 | 0.84362
25048 | 5.2 | 1 | 2018-12-31 | 2019-12-31 | 365 | 5.9582 | 5 | 0.9582
25052 | 4.16 | 1 | 2018-12-31 | 2019-12-31 | 365 | 4.7666 | 4 | 0.76656
25053 | 5.2 | 1 | 2018-12-31 | 2019-12-31 | 365 | 5.9582 | 5 | 0.9582
25054 | 9.88 | 1 | 2018-12-31 | 2019-12-31 | 365 | 11.3206 | 11 | 0.32058
25055 | 10.14 | 1 | 2018-12-31 | 2019-12-31 | 365 | 11.6185 | 11 | 0.61849
25057 | 8.32 | 1 | 2018-12-31 | 2019-12-31 | 365 | 9.5331 | 9 | 0.53312
25068 | 5.72 | 1 | 2018-12-31 | 2019-12-31 | 365 | 6.554 | 6 | 0.55402
25078 | 5.72 | 1 | 2018-12-31 | 2019-12-31 | 365 | 6.554 | 6 | 0.55402
25106 | 5.98 | 1 | 2018-12-31 | 2019-12-31 | 365 | 6.8519 | 6 | 0.85193
25125 | 6.885 | 1 | 2018-12-31 | 2019-12-31 | 365 | 7.8889 | 7 | 0.88889
25131 | 5.46 | 1 | 2018-12-31 | 2019-12-31 | 365 | 6.2561 | 6 | 0.25611
25135 | 8.06 | 1 | 2018-12-31 | 2019-12-31 | 365 | 9.2352 | 9 | 0.23521
25136 | 4.68 | 1 | 2018-12-31 | 2019-12-31 | 365 | 5.3624 | 5 | 0.36238
25143 | 7.54 | 1 | 2018-12-31 | 2019-12-31 | 365 | 8.6394 | 8 | 0.63939
25141 | 5.46 | 1 | 2018-12-31 | 2019-12-31 | 365 | 6.2561 | 6 | 0.25611
25150 | 9.1 | 1 | 2018-12-31 | 2019-12-31 | 365 | 10.4269 | 10 | 0.42685
25151 | 7.95 | 1 | 2018-12-31 | 2019-12-31 | 365 | 9.1092 | 9 | 0.10917
25152 | 3.12 | 1 | 2018-12-31 | 2019-12-31 | 365 | 3.5749 | 3 | 0.57492
25154 | 5.46 | 1 | 2018-12-31 | 2019-12-31 | 365 | 6.2561 | 6 | 0.25611
25156 | 5.2 | 1 | 2018-12-31 | 2019-12-31 | 365 | 5.9582 | 5 | 0.9582
25157 | 6.5 | 1 | 2018-12-31 | 2019-12-31 | 365 | 7.4478 | 7 | 0.44775
25158 | 2.6 | 1 | 2018-12-31 | 2019-12-31 | 365 | 2.9791 | 2 | 0.9791
25159 | 5.2 | 1 | 2018-12-31 | 2019-12-31 | 365 | 5.9582 | 5 | 0.9582
25160 | 4.68 | 1 | 2018-12-31 | 2019-12-31 | 365 | 5.3624 | 5 | 0.36238
25161 | 4.68 | 1 | 2018-12-31 | 2019-12-31 | 365 | 5.3624 | 5 | 0.36238
25162 | 3.9 | 1 | 2018-12-31 | 2019-12-31 | 365 | 4.4687 | 4 | 0.46865
25163 | 3.9 | 1 | 2018-12-31 | 2019-12-31 | 365 | 4.4687 | 4 | 0.46865
25188 | 2.86 | 1 | 2018-12-31 | 2019-12-31 | 365 | 3.277 | 3 | 0.27701
25193 | 4.42 | 1 | 2018-12-31 | 2019-12-31 | 365 | 5.0645 | 5 | 0.064471
25194 | 11.18 | 1 | 2018-12-31 | 2019-12-31 | 365 | 12.8101 | 12 | 0.81013
25196 | 14.56 | 1 | 2018-12-31 | 2019-12-31 | 365 | 16.683 | 16 | 0.68296
25205 | 3.57 | 1 | 2018-12-31 | 2019-12-31 | 365 | 4.0905 | 4 | 0.090535
25211 | 7.28 | 1 | 2018-12-31 | 2019-12-31 | 365 | 8.3415 | 8 | 0.34148
25213 | 3.64 | 1 | 2018-12-31 | 2019-12-31 | 365 | 4.1707 | 4 | 0.17074
25215 | 9.62 | 1 | 2018-12-31 | 2019-12-31 | 365 | 11.0227 | 11 | 0.022673
25218 | 7.95 | 1 | 2018-12-31 | 2019-12-31 | 365 | 9.1092 | 9 | 0.10917
25214 | 4.42 | 1 | 2018-12-31 | 2019-12-31 | 365 | 5.0645 | 5 | 0.064471
24390 | 7.8 | 1 | 2018-12-31 | 2019-12-31 | 365 | 8.9373 | 8 | 0.9373
24392 | 4.68 | 1 | 2018-12-31 | 2019-12-31 | 365 | 5.3624 | 5 | 0.36238
21952 | 4.42 | 1 | 2018-12-31 | 2019-12-31 | 365 | 5.0645 | 5 | 0.064471
21669 | 10.4 | 1 | 2018-12-31 | 2019-12-31 | 365 | 11.9164 | 11 | 0.9164
24393 | 7.42 | 1 | 2018-12-31 | 2019-12-31 | 365 | 8.5019 | 8 | 0.5019
24563 | 9.36 | 1 | 2018-12-31 | 2019-12-31 | 365 | 10.7248 | 10 | 0.72476
24395 | 4.42 | 1 | 2018-12-31 | 2019-12-31 | 365 | 5.0645 | 5 | 0.064471
24396 | 7.65 | 1 | 2018-12-31 | 2019-12-31 | 365 | 8.7654 | 8 | 0.76543
24397 | 9.88 | 1 | 2018-12-31 | 2019-12-31 | 365 | 11.3206 | 11 | 0.32058
24398 | 7.8 | 1 | 2018-12-31 | 2019-12-31 | 365 | 8.9373 | 8 | 0.9373
24399 | 5.2 | 1 | 2018-12-31 | 2019-12-31 | 365 | 5.9582 | 5 | 0.9582
24404 | 10.66 | 1 | 2018-12-31 | 2019-12-31 | 365 | 12.2143 | 12 | 0.21431
25432 | 9.88 | 1 | 2018-12-31 | 2019-12-31 | 365 | 11.3206 | 11 | 0.32058
25436 | 7.28 | 1 | 2018-12-31 | 2019-12-31 | 365 | 8.3415 | 8 | 0.34148
24407 | 4.94 | 1 | 2018-12-31 | 2019-12-31 | 365 | 5.6603 | 5 | 0.66029
25439 | 19.75 | 1 | 2018-12-31 | 2019-12-31 | 365 | 22.6297 | 22 | 0.62971
24410 | 2.34 | 1 | 2018-12-31 | 2019-12-31 | 365 | 2.6812 | 2 | 0.68119
25443 | 3.9 | 1 | 2018-12-31 | 2019-12-31 | 365 | 4.4687 | 4 | 0.46865
25446 | 17.595 | 1 | 2018-12-31 | 2019-12-31 | 365 | 20.1605 | 20 | 0.16049
25448 | 7.905 | 1 | 2018-12-31 | 2019-12-31 | 365 | 9.0576 | 9 | 0.057612
25450 | 4.16 | 1 | 2018-12-31 | 2019-12-31 | 365 | 4.7666 | 4 | 0.76656
24278 | 13.26 | 1 | 2018-12-31 | 2019-12-31 | 365 | 15.1934 | 15 | 0.19341
24284 | 5.72 | 1 | 2018-12-31 | 2019-12-31 | 365 | 6.554 | 6 | 0.55402
24288 | 8.32 | 1 | 2018-12-31 | 2019-12-31 | 365 | 9.5331 | 9 | 0.53312
24308 | 13.52 | 1 | 2018-12-31 | 2019-12-31 | 365 | 15.4913 | 15 | 0.49132
25452 | 8.84 | 1 | 2018-12-31 | 2019-12-31 | 365 | 10.1289 | 10 | 0.12894
25455 | 14.82 | 1 | 2018-12-31 | 2019-12-31 | 365 | 16.9809 | 16 | 0.98087
25457 | 5.98 | 1 | 2018-12-31 | 2019-12-31 | 365 | 6.8519 | 6 | 0.85193
25459 | 3.64 | 1 | 2018-12-31 | 2019-12-31 | 365 | 4.1707 | 4 | 0.17074
25461 | 7.02 | 1 | 2018-12-31 | 2019-12-31 | 365 | 8.0436 | 8 | 0.043572
25463 | 8.58 | 1 | 2018-12-31 | 2019-12-31 | 365 | 9.831 | 9 | 0.83103
25464 | 3.64 | 1 | 2018-12-31 | 2019-12-31 | 365 | 4.1707 | 4 | 0.17074
25465 | 3.975 | 1 | 2018-12-31 | 2019-12-31 | 365 | 4.5546 | 4 | 0.55459
25467 | 6.36 | 1 | 2018-12-31 | 2019-12-31 | 365 | 7.2873 | 7 | 0.28734
25470 | 9.69 | 1 | 2018-12-31 | 2019-12-31 | 365 | 11.1029 | 11 | 0.10288
25468 | 9.88 | 1 | 2018-12-31 | 2019-12-31 | 365 | 11.3206 | 11 | 0.32058
25471 | 6.24 | 1 | 2018-12-31 | 2019-12-31 | 365 | 7.1498 | 7 | 0.14984
25474 | 3.64 | 1 | 2018-12-31 | 2019-12-31 | 365 | 4.1707 | 4 | 0.17074
25476 | 5.72 | 1 | 2018-12-31 | 2019-12-31 | 365 | 6.554 | 6 | 0.55402
25477 | 3.18 | 1 | 2018-12-31 | 2019-12-31 | 365 | 3.6437 | 3 | 0.64367
25481 | 2.6 | 1 | 2018-12-31 | 2019-12-31 | 365 | 2.9791 | 2 | 0.9791
25479 | 7.14 | 1 | 2018-12-31 | 2019-12-31 | 365 | 8.1811 | 8 | 0.18107
25484 | 7.8 | 1 | 2018-12-31 | 2019-12-31 | 365 | 8.9373 | 8 | 0.9373
25485 | 9.36 | 1 | 2018-12-31 | 2019-12-31 | 365 | 10.7248 | 10 | 0.72476
25486 | 7.02 | 1 | 2018-12-31 | 2019-12-31 | 365 | 8.0436 | 8 | 0.043572
25506 | 4.16 | 1 | 2018-12-31 | 2019-12-31 | 365 | 4.7666 | 4 | 0.76656
25504 | 8.06 | 1 | 2018-12-31 | 2019-12-31 | 365 | 9.2352 | 9 | 0.23521
25503 | 13.78 | 1 | 2018-12-31 | 2019-12-31 | 365 | 15.7892 | 15 | 0.78923
25502 | 5.46 | 1 | 2018-12-31 | 2019-12-31 | 365 | 6.2561 | 6 | 0.25611
25501 | 7.54 | 1 | 2018-12-31 | 2019-12-31 | 365 | 8.6394 | 8 | 0.63939
25500 | 7.54 | 1 | 2018-12-31 | 2019-12-31 | 365 | 8.6394 | 8 | 0.63939
25498 | 10.14 | 1 | 2018-12-31 | 2019-12-31 | 365 | 11.6185 | 11 | 0.61849
25497 | 7.28 | 1 | 2018-12-31 | 2019-12-31 | 365 | 8.3415 | 8 | 0.34148
25496 | 5.98 | 1 | 2018-12-31 | 2019-12-31 | 365 | 6.8519 | 6 | 0.85193
25495 | 3.38 | 1 | 2018-12-31 | 2019-12-31 | 365 | 3.8728 | 3 | 0.87283
25494 | 2.86 | 1 | 2018-12-31 | 2019-12-31 | 365 | 3.277 | 3 | 0.27701
25493 | 11.475 | 1 | 2018-12-31 | 2019-12-31 | 365 | 13.1481 | 13 | 0.14815
25492 | 5.2 | 1 | 2018-12-31 | 2019-12-31 | 365 | 5.9582 | 5 | 0.9582
25491 | 4.68 | 1 | 2018-12-31 | 2019-12-31 | 365 | 5.3624 | 5 | 0.36238
25490 | 6.24 | 1 | 2018-12-31 | 2019-12-31 | 365 | 7.1498 | 7 | 0.14984
25489 | 5.2 | 1 | 2018-12-31 | 2019-12-31 | 365 | 5.9582 | 5 | 0.9582
25488 | 5.98 | 1 | 2018-12-31 | 2019-12-31 | 365 | 6.8519 | 6 | 0.85193
25718 | 6.12 | 1 | 2018-12-31 | 2019-12-31 | 365 | 7.0123 | 7 | 0.012345
25725 | 4.94 | 1 | 2018-12-31 | 2019-12-31 | 365 | 5.6603 | 5 | 0.66029
25722 | 6.24 | 1 | 2018-12-31 | 2019-12-31 | 365 | 7.1498 | 7 | 0.14984
18865 | 11.18 | 1 | 2018-12-31 | 2019-12-31 | 365 | 12.8101 | 12 | 0.81013
20811 | 5.1 | 1 | 2018-12-31 | 2019-12-31 | 365 | 5.8436 | 5 | 0.84362
25728 | 13.26 | 1 | 2018-12-31 | 2019-12-31 | 365 | 15.1934 | 15 | 0.19341
25733 | 6.24 | 1 | 2018-12-31 | 2019-12-31 | 365 | 7.1498 | 7 | 0.14984
20785 | 6.885 | 1 | 2018-12-31 | 2019-12-31 | 365 | 7.8889 | 7 | 0.88889
18963 | 6.5 | 1 | 2018-12-31 | 2019-12-31 | 365 | 7.4478 | 7 | 0.44775
20678 | 9.88 | 1 | 2018-12-31 | 2019-12-31 | 365 | 11.3206 | 11 | 0.32058
25736 | 3.12 | 1 | 2018-12-31 | 2019-12-31 | 365 | 3.5749 | 3 | 0.57492
20519 | 6.24 | 1 | 2018-12-31 | 2019-12-31 | 365 | 7.1498 | 7 | 0.14984
20289 | 10.4 | 1 | 2018-12-31 | 2019-12-31 | 365 | 11.9164 | 11 | 0.9164
25738 | 9.36 | 1 | 2018-12-31 | 2019-12-31 | 365 | 10.7248 | 10 | 0.72476
25747 | 5.46 | 1 | 2018-12-31 | 2019-12-31 | 365 | 6.2561 | 6 | 0.25611
25757 | 7.02 | 1 | 2018-12-31 | 2019-12-31 | 365 | 8.0436 | 8 | 0.043572
25762 | 10.66 | 1 | 2018-12-31 | 2019-12-31 | 365 | 12.2143 | 12 | 0.21431
24426 | 12.74 | 1 | 2018-12-31 | 2019-12-31 | 365 | 14.5976 | 14 | 0.59759
25765 | 3.9 | 1 | 2018-12-31 | 2019-12-31 | 365 | 4.4687 | 4 | 0.46865
25769 | 11.13 | 1 | 2018-12-31 | 2019-12-31 | 365 | 12.7528 | 12 | 0.75284
24427 | 5.2 | 1 | 2018-12-31 | 2019-12-31 | 365 | 5.9582 | 5 | 0.9582
25776 | 8.58 | 1 | 2018-12-31 | 2019-12-31 | 365 | 9.831 | 9 | 0.83103
20846 | 8.84 | 1 | 2018-12-31 | 2019-12-31 | 365 | 10.1289 | 10 | 0.12894
25771 | 7.28 | 1 | 2018-12-31 | 2019-12-31 | 365 | 8.3415 | 8 | 0.34148
19203 | 11.44 | 1 | 2018-12-31 | 2019-12-31 | 365 | 13.108 | 13 | 0.10804
25779 | 9.54 | 1 | 2018-12-31 | 2019-12-31 | 365 | 10.931 | 10 | 0.93101
24430 | 16.12 | 1 | 2018-12-31 | 2019-12-31 | 365 | 18.4704 | 18 | 0.47042
20144 | 5.75 | 1 | 2018-12-31 | 2019-12-31 | 365 | 6.5884 | 6 | 0.5884
19626 | 5.46 | 1 | 2018-12-31 | 2019-12-31 | 365 | 6.2561 | 6 | 0.25611
20121 | 10.965 | 1 | 2018-12-31 | 2019-12-31 | 365 | 12.5638 | 12 | 0.56378
19943 | 5.1 | 1 | 2018-12-31 | 2019-12-31 | 365 | 5.8436 | 5 | 0.84362
19495 | 8.32 | 1 | 2018-12-31 | 2019-12-31 | 365 | 9.5331 | 9 | 0.53312
19421 | 3.9 | 1 | 2018-12-31 | 2019-12-31 | 365 | 4.4687 | 4 | 0.46865
19631 | 6.24 | 1 | 2018-12-31 | 2019-12-31 | 365 | 7.1498 | 7 | 0.14984
19655 | 2.08 | 1 | 2018-12-31 | 2019-12-31 | 365 | 2.3833 | 2 | 0.38328
21496 | 3.57 | 1 | 2018-12-31 | 2019-12-31 | 365 | 4.0905 | 4 | 0.090535
24442 | 11.7 | 1 | 2018-12-31 | 2019-12-31 | 365 | 13.406 | 13 | 0.40595
17572 | 9.1 | 1 | 2018-12-31 | 2019-12-31 | 365 | 10.4269 | 10 | 0.42685
17579 | 6.885 | 1 | 2018-12-31 | 2019-12-31 | 365 | 7.8889 | 7 | 0.88889
24446 | 5.46 | 1 | 2018-12-31 | 2019-12-31 | 365 | 6.2561 | 6 | 0.25611
17918 | 7.54 | 1 | 2018-12-31 | 2019-12-31 | 365 | 8.6394 | 8 | 0.63939
18991 | 4.08 | 1 | 2018-12-31 | 2019-12-31 | 365 | 4.6749 | 4 | 0.6749
18966 | 9.36 | 1 | 2018-12-31 | 2019-12-31 | 365 | 10.7248 | 10 | 0.72476
18434 | 11.22 | 1 | 2018-12-31 | 2019-12-31 | 365 | 12.856 | 12 | 0.85597
25986 | 11.22 | 1 | 2018-12-31 | 2019-12-31 | 365 | 12.856 | 12 | 0.85597
25782 | 7.685 | 1 | 2018-12-31 | 2019-12-31 | 365 | 8.8055 | 8 | 0.80553
25786 | 9.1 | 1 | 2018-12-31 | 2019-12-31 | 365 | 10.4269 | 10 | 0.42685
25789 | 7.54 | 1 | 2018-12-31 | 2019-12-31 | 365 | 8.6394 | 8 | 0.63939
25790 | 2.86 | 1 | 2018-12-31 | 2019-12-31 | 365 | 3.277 | 3 | 0.27701
25791 | 9.1 | 1 | 2018-12-31 | 2019-12-31 | 365 | 10.4269 | 10 | 0.42685
25795 | 5.46 | 1 | 2018-12-31 | 2019-12-31 | 365 | 6.2561 | 6 | 0.25611
25794 | 2.08 | 1 | 2018-12-31 | 2019-12-31 | 365 | 2.3833 | 2 | 0.38328
24664 | 6.5 | 1 | 2018-12-31 | 2019-12-31 | 365 | 7.4478 | 7 | 0.44775
25798 | 6.76 | 1 | 2018-12-31 | 2019-12-31 | 365 | 7.7457 | 7 | 0.74566
25800 | 2.34 | 1 | 2018-12-31 | 2019-12-31 | 365 | 2.6812 | 2 | 0.68119
25801 | 4.94 | 1 | 2018-12-31 | 2019-12-31 | 365 | 5.6603 | 5 | 0.66029
24669 | 5.46 | 1 | 2018-12-31 | 2019-12-31 | 365 | 6.2561 | 6 | 0.25611
24411 | 4.94 | 1 | 2018-12-31 | 2019-12-31 | 365 | 5.6603 | 5 | 0.66029
25803 | 9.1 | 1 | 2018-12-31 | 2019-12-31 | 365 | 10.4269 | 10 | 0.42685
24482 | 9.1 | 1 | 2018-12-31 | 2019-12-31 | 365 | 10.4269 | 10 | 0.42685
25802 | 8.32 | 1 | 2018-12-31 | 2019-12-31 | 365 | 9.5331 | 9 | 0.53312
25805 | 5.46 | 1 | 2018-12-31 | 2019-12-31 | 365 | 6.2561 | 6 | 0.25611
25841 | 3.975 | 1 | 2018-12-31 | 2019-12-31 | 365 | 4.5546 | 4 | 0.55459
24678 | 3.64 | 1 | 2018-12-31 | 2019-12-31 | 365 | 4.1707 | 4 | 0.17074
25842 | 8.84 | 1 | 2018-12-31 | 2019-12-31 | 365 | 10.1289 | 10 | 0.12894
25843 | 9.435 | 1 | 2018-12-31 | 2019-12-31 | 365 | 10.8107 | 10 | 0.8107
24452 | 5.46 | 1 | 2018-12-31 | 2019-12-31 | 365 | 6.2561 | 6 | 0.25611
24518 | 8.215 | 1 | 2018-12-31 | 2019-12-31 | 365 | 9.4128 | 9 | 0.41281
25844 | 4.59 | 1 | 2018-12-31 | 2019-12-31 | 365 | 5.2593 | 5 | 0.25926
25845 | 7.02 | 1 | 2018-12-31 | 2019-12-31 | 365 | 8.0436 | 8 | 0.043572
25846 | 5.98 | 1 | 2018-12-31 | 2019-12-31 | 365 | 6.8519 | 6 | 0.85193
25847 | 2.86 | 1 | 2018-12-31 | 2019-12-31 | 365 | 3.277 | 3 | 0.27701
24565 | 4.68 | 1 | 2018-12-31 | 2019-12-31 | 365 | 5.3624 | 5 | 0.36238
24674 | 3.12 | 1 | 2018-12-31 | 2019-12-31 | 365 | 3.5749 | 3 | 0.57492
24668 | 6.5 | 1 | 2018-12-31 | 2019-12-31 | 365 | 7.4478 | 7 | 0.44775
24551 | 2.6 | 1 | 2018-12-31 | 2019-12-31 | 365 | 2.9791 | 2 | 0.9791
25848 | 4.16 | 1 | 2018-12-31 | 2019-12-31 | 365 | 4.7666 | 4 | 0.76656
24625 | 8.84 | 1 | 2018-12-31 | 2019-12-31 | 365 | 10.1289 | 10 | 0.12894
25849 | 3.64 | 1 | 2018-12-31 | 2019-12-31 | 365 | 4.1707 | 4 | 0.17074
24681 | 3.9 | 1 | 2018-12-31 | 2019-12-31 | 365 | 4.4687 | 4 | 0.46865
25851 | 8.84 | 1 | 2018-12-31 | 2019-12-31 | 365 | 10.1289 | 10 | 0.12894
24683 | 9.36 | 1 | 2018-12-31 | 2019-12-31 | 365 | 10.7248 | 10 | 0.72476
25850 | 10.92 | 1 | 2018-12-31 | 2019-12-31 | 365 | 12.5122 | 12 | 0.51222
24684 | 10.4 | 1 | 2018-12-31 | 2019-12-31 | 365 | 11.9164 | 11 | 0.9164
24688 | 10.4 | 1 | 2018-12-31 | 2019-12-31 | 365 | 11.9164 | 11 | 0.9164
25852 | 5.2 | 1 | 2018-12-31 | 2019-12-31 | 365 | 5.9582 | 5 | 0.9582
25853 | 7.8 | 1 | 2018-12-31 | 2019-12-31 | 365 | 8.9373 | 8 | 0.9373
25932 | 3.38 | 1 | 2018-12-31 | 2019-12-31 | 365 | 3.8728 | 3 | 0.87283
25933 | 8.32 | 1 | 2018-12-31 | 2019-12-31 | 365 | 9.5331 | 9 | 0.53312
25934 | 5.98 | 1 | 2018-12-31 | 2019-12-31 | 365 | 6.8519 | 6 | 0.85193
25936 | 4.16 | 1 | 2018-12-31 | 2019-12-31 | 365 | 4.7666 | 4 | 0.76656
25939 | 8.58 | 1 | 2018-12-31 | 2019-12-31 | 365 | 9.831 | 9 | 0.83103
25941 | 5.72 | 1 | 2018-12-31 | 2019-12-31 | 365 | 6.554 | 6 | 0.55402
25942 | 3.64 | 1 | 2018-12-31 | 2019-12-31 | 365 | 4.1707 | 4 | 0.17074
25943 | 5.2 | 1 | 2018-12-31 | 2019-12-31 | 365 | 5.9582 | 5 | 0.9582
25944 | 7.8 | 1 | 2018-12-31 | 2019-12-31 | 365 | 8.9373 | 8 | 0.9373
24727 | 4.42 | 1 | 2018-12-31 | 2019-12-31 | 365 | 5.0645 | 5 | 0.064471
21746 | 8.06 | 1 | 2018-12-31 | 2019-12-31 | 365 | 9.2352 | 9 | 0.23521
21667 | 6.24 | 1 | 2018-12-31 | 2019-12-31 | 365 | 7.1498 | 7 | 0.14984
21642 | 4.94 | 1 | 2018-12-31 | 2019-12-31 | 365 | 5.6603 | 5 | 0.66029
21630 | 8.58 | 1 | 2018-12-31 | 2019-12-31 | 365 | 9.831 | 9 | 0.83103
21748 | 7.28 | 1 | 2018-12-31 | 2019-12-31 | 365 | 8.3415 | 8 | 0.34148
22157 | 14.04 | 1 | 2018-12-31 | 2019-12-31 | 365 | 16.0871 | 16 | 0.087144
24918 | 7.28 | 1 | 2018-12-31 | 2019-12-31 | 365 | 8.3415 | 8 | 0.34148
24919 | 4.94 | 1 | 2018-12-31 | 2019-12-31 | 365 | 5.6603 | 5 | 0.66029
24921 | 6.63 | 1 | 2018-12-31 | 2019-12-31 | 365 | 7.5967 | 7 | 0.59671
24920 | 5.3 | 1 | 2018-12-31 | 2019-12-31 | 365 | 6.0728 | 6 | 0.072782
24922 | 4.16 | 1 | 2018-12-31 | 2019-12-31 | 365 | 4.7666 | 4 | 0.76656
24924 | 4.68 | 1 | 2018-12-31 | 2019-12-31 | 365 | 5.3624 | 5 | 0.36238
24926 | 11.7 | 1 | 2018-12-31 | 2019-12-31 | 365 | 13.406 | 13 | 0.40595
24858 | 4.94 | 1 | 2018-12-31 | 2019-12-31 | 365 | 5.6603 | 5 | 0.66029
24857 | 13.52 | 1 | 2018-12-31 | 2019-12-31 | 365 | 15.4913 | 15 | 0.49132
24925 | 8.58 | 1 | 2018-12-31 | 2019-12-31 | 365 | 9.831 | 9 | 0.83103
24928 | 6.375 | 1 | 2018-12-31 | 2019-12-31 | 365 | 7.3045 | 7 | 0.30453
24927 | 8.84 | 1 | 2018-12-31 | 2019-12-31 | 365 | 10.1289 | 10 | 0.12894
24929 | 13 | 1 | 2018-12-31 | 2019-12-31 | 365 | 14.8955 | 14 | 0.8955
24930 | 12.22 | 1 | 2018-12-31 | 2019-12-31 | 365 | 14.0018 | 14 | 0.0017738
24934 | 7.28 | 1 | 2018-12-31 | 2019-12-31 | 365 | 8.3415 | 8 | 0.34148
24932 | 9.88 | 1 | 2018-12-31 | 2019-12-31 | 365 | 11.3206 | 11 | 0.32058
24862 | 2.34 | 1 | 2018-12-31 | 2019-12-31 | 365 | 2.6812 | 2 | 0.68119
24933 | 10.14 | 1 | 2018-12-31 | 2019-12-31 | 365 | 11.6185 | 11 | 0.61849
24865 | 7.02 | 1 | 2018-12-31 | 2019-12-31 | 365 | 8.0436 | 8 | 0.043572
24935 | 8.16 | 1 | 2018-12-31 | 2019-12-31 | 365 | 9.3498 | 9 | 0.34979
24863 | 4 | 1 | 2018-12-31 | 2019-12-31 | 365 | 4.5832 | 4 | 0.58323
24936 | 6.76 | 1 | 2018-12-31 | 2019-12-31 | 365 | 7.7457 | 7 | 0.74566
24954 | 4.42 | 1 | 2018-12-31 | 2019-12-31 | 365 | 5.0645 | 5 | 0.064471
24956 | 5.61 | 1 | 2018-12-31 | 2019-12-31 | 365 | 6.428 | 6 | 0.42798
24866 | 6.24 | 1 | 2018-12-31 | 2019-12-31 | 365 | 7.1498 | 7 | 0.14984
24867 | 8.84 | 1 | 2018-12-31 | 2019-12-31 | 365 | 10.1289 | 10 | 0.12894
24870 | 5.72 | 1 | 2018-12-31 | 2019-12-31 | 365 | 6.554 | 6 | 0.55402
24869 | 6.76 | 1 | 2018-12-31 | 2019-12-31 | 365 | 7.7457 | 7 | 0.74566
24871 | 3.9 | 1 | 2018-12-31 | 2019-12-31 | 365 | 4.4687 | 4 | 0.46865
24873 | 6.76 | 1 | 2018-12-31 | 2019-12-31 | 365 | 7.7457 | 7 | 0.74566
24876 | 4.94 | 1 | 2018-12-31 | 2019-12-31 | 365 | 5.6603 | 5 | 0.66029
24875 | 8.84 | 1 | 2018-12-31 | 2019-12-31 | 365 | 10.1289 | 10 | 0.12894
24879 | 12.19 | 1 | 2018-12-31 | 2019-12-31 | 365 | 13.9674 | 13 | 0.9674
24881 | 5.98 | 1 | 2018-12-31 | 2019-12-31 | 365 | 6.8519 | 6 | 0.85193
24883 | 5.72 | 1 | 2018-12-31 | 2019-12-31 | 365 | 6.554 | 6 | 0.55402
24885 | 5.98 | 1 | 2018-12-31 | 2019-12-31 | 365 | 6.8519 | 6 | 0.85193
24888 | 3.38 | 1 | 2018-12-31 | 2019-12-31 | 365 | 3.8728 | 3 | 0.87283
24894 | 5.2 | 1 | 2018-12-31 | 2019-12-31 | 365 | 5.9582 | 5 | 0.9582
24898 | 5.865 | 1 | 2018-12-31 | 2019-12-31 | 365 | 6.7202 | 6 | 0.72016
24900 | 3.64 | 1 | 2018-12-31 | 2019-12-31 | 365 | 4.1707 | 4 | 0.17074
24903 | 7.54 | 1 | 2018-12-31 | 2019-12-31 | 365 | 8.6394 | 8 | 0.63939
24907 | 10.14 | 1 | 2018-12-31 | 2019-12-31 | 365 | 11.6185 | 11 | 0.61849
24904 | 7.02 | 1 | 2018-12-31 | 2019-12-31 | 365 | 8.0436 | 8 | 0.043572
24910 | 7.02 | 1 | 2018-12-31 | 2019-12-31 | 365 | 8.0436 | 8 | 0.043572
24913 | 8.84 | 1 | 2018-12-31 | 2019-12-31 | 365 | 10.1289 | 10 | 0.12894
24916 | 4.68 | 1 | 2018-12-31 | 2019-12-31 | 365 | 5.3624 | 5 | 0.36238
24917 | 3.825 | 1 | 2018-12-31 | 2019-12-31 | 365 | 4.3827 | 4 | 0.38272
26011 | 6.5 | 1 | 2018-12-31 | 2019-12-31 | 365 | 7.4478 | 7 | 0.44775
26248 | 7.28 | 1 | 2018-12-31 | 2019-12-31 | 365 | 8.3415 | 8 | 0.34148
25462 | 7.28 | 1 | 2018-12-31 | 2019-12-31 | 365 | 8.3415 | 8 | 0.34148
25440 | 7.155 | 1 | 2018-12-31 | 2019-12-31 | 365 | 8.1983 | 8 | 0.19826
25451 | 4.16 | 1 | 2018-12-31 | 2019-12-31 | 365 | 4.7666 | 4 | 0.76656
25458 | 3.9 | 1 | 2018-12-31 | 2019-12-31 | 365 | 4.4687 | 4 | 0.46865
25466 | 2.12 | 1 | 2018-12-31 | 2019-12-31 | 365 | 2.4291 | 2 | 0.42911
25469 | 2.34 | 1 | 2018-12-31 | 2019-12-31 | 365 | 2.6812 | 2 | 0.68119
25475 | 7.8 | 1 | 2018-12-31 | 2019-12-31 | 365 | 8.9373 | 8 | 0.9373
25581 | 12.15 | 1 | 2018-12-31 | 2019-12-31 | 365 | 13.9216 | 13 | 0.92157
25244 | 7.65 | 1 | 2018-12-31 | 2019-12-31 | 365 | 8.7654 | 8 | 0.76543
24796 | 9.36 | 1 | 2018-12-31 | 2019-12-31 | 365 | 10.7248 | 10 | 0.72476
24961 | 13.52 | 1 | 2018-12-31 | 2019-12-31 | 365 | 15.4913 | 15 | 0.49132
25116 | 5.46 | 1 | 2018-12-31 | 2019-12-31 | 365 | 6.2561 | 6 | 0.25611
25121 | 7.8 | 1 | 2018-12-31 | 2019-12-31 | 365 | 8.9373 | 8 | 0.9373
24892 | 10.92 | 1 | 2018-12-31 | 2019-12-31 | 365 | 12.5122 | 12 | 0.51222
25124 | 10.14 | 1 | 2018-12-31 | 2019-12-31 | 365 | 11.6185 | 11 | 0.61849
25127 | 12.48 | 1 | 2018-12-31 | 2019-12-31 | 365 | 14.2997 | 14 | 0.29968
24886 | 11.96 | 1 | 2018-12-31 | 2019-12-31 | 365 | 13.7039 | 13 | 0.70386
25354 | 9.88 | 1 | 2018-12-31 | 2019-12-31 | 365 | 11.3206 | 11 | 0.32058
24923 | 8.32 | 1 | 2018-12-31 | 2019-12-31 | 365 | 9.5331 | 9 | 0.53312
25134 | 9.88 | 1 | 2018-12-31 | 2019-12-31 | 365 | 11.3206 | 11 | 0.32058
26070 | 11.96 | 1 | 2018-12-31 | 2019-12-31 | 365 | 13.7039 | 13 | 0.70386
26082 | 6.5 | 1 | 2018-12-31 | 2019-12-31 | 365 | 7.4478 | 7 | 0.44775
26084 | 4.68 | 1 | 2018-12-31 | 2019-12-31 | 365 | 5.3624 | 5 | 0.36238
26096 | 9.88 | 1 | 2018-12-31 | 2019-12-31 | 365 | 11.3206 | 11 | 0.32058
26098 | 4.94 | 1 | 2018-12-31 | 2019-12-31 | 365 | 5.6603 | 5 | 0.66029
26101 | 8.32 | 1 | 2018-12-31 | 2019-12-31 | 365 | 9.5331 | 9 | 0.53312
26103 | 10.4 | 1 | 2018-12-31 | 2019-12-31 | 365 | 11.9164 | 11 | 0.9164
26100 | 9.36 | 1 | 2018-12-31 | 2019-12-31 | 365 | 10.7248 | 10 | 0.72476
26184 | 6.76 | 1 | 2018-12-31 | 2019-12-31 | 365 | 7.7457 | 7 | 0.74566
26192 | 12.22 | 1 | 2018-12-31 | 2019-12-31 | 365 | 14.0018 | 14 | 0.0017738
26200 | 8.67 | 1 | 2018-12-31 | 2019-12-31 | 365 | 9.9342 | 9 | 0.93416
26204 | 5.565 | 1 | 2018-12-31 | 2019-12-31 | 365 | 6.3764 | 6 | 0.37642
26207 | 5.98 | 1 | 2018-12-31 | 2019-12-31 | 365 | 6.8519 | 6 | 0.85193
26206 | 5.2 | 1 | 2018-12-31 | 2019-12-31 | 365 | 5.9582 | 5 | 0.9582
26208 | 9.62 | 1 | 2018-12-31 | 2019-12-31 | 365 | 11.0227 | 11 | 0.022673
26210 | 5.72 | 1 | 2018-12-31 | 2019-12-31 | 365 | 6.554 | 6 | 0.55402
26212 | 5.2 | 1 | 2018-12-31 | 2019-12-31 | 365 | 5.9582 | 5 | 0.9582
26211 | 4.94 | 1 | 2018-12-31 | 2019-12-31 | 365 | 5.6603 | 5 | 0.66029
26215 | 7.54 | 1 | 2018-12-31 | 2019-12-31 | 365 | 8.6394 | 8 | 0.63939
26220 | 5.46 | 1 | 2018-12-31 | 2019-12-31 | 365 | 6.2561 | 6 | 0.25611
26219 | 5.98 | 1 | 2018-12-31 | 2019-12-31 | 365 | 6.8519 | 6 | 0.85193
26221 | 2.34 | 1 | 2018-12-31 | 2019-12-31 | 365 | 2.6812 | 2 | 0.68119
26226 | 4.42 | 1 | 2018-12-31 | 2019-12-31 | 365 | 5.0645 | 5 | 0.064471
26227 | 5.72 | 1 | 2018-12-31 | 2019-12-31 | 365 | 6.554 | 6 | 0.55402
26232 | 4.68 | 1 | 2018-12-31 | 2019-12-31 | 365 | 5.3624 | 5 | 0.36238
26233 | 3.9 | 1 | 2018-12-31 | 2019-12-31 | 365 | 4.4687 | 4 | 0.46865
26240 | 3.38 | 1 | 2018-12-31 | 2019-12-31 | 365 | 3.8728 | 3 | 0.87283
26243 | 5.2 | 1 | 2018-12-31 | 2019-12-31 | 365 | 5.9582 | 5 | 0.9582
26239 | 5.865 | 1 | 2018-12-31 | 2019-12-31 | 365 | 6.7202 | 6 | 0.72016
26246 | 6.24 | 1 | 2018-12-31 | 2019-12-31 | 365 | 7.1498 | 7 | 0.14984
26250 | 7.02 | 1 | 2018-12-31 | 2019-12-31 | 365 | 8.0436 | 8 | 0.043572
26254 | 10.4 | 1 | 2018-12-31 | 2019-12-31 | 365 | 11.9164 | 11 | 0.9164
26257 | 9.275 | 1 | 2018-12-31 | 2019-12-31 | 365 | 10.6274 | 10 | 0.62737
26259 | 2.915 | 1 | 2018-12-31 | 2019-12-31 | 365 | 3.34 | 3 | 0.34003
26262 | 6.5 | 1 | 2018-12-31 | 2019-12-31 | 365 | 7.4478 | 7 | 0.44775
26261 | 7.8 | 1 | 2018-12-31 | 2019-12-31 | 365 | 8.9373 | 8 | 0.9373
24958 | 6.63 | 1 | 2018-12-31 | 2019-12-31 | 365 | 7.5967 | 7 | 0.59671
24959 | 5.46 | 1 | 2018-12-31 | 2019-12-31 | 365 | 6.2561 | 6 | 0.25611
24962 | 5.46 | 1 | 2018-12-31 | 2019-12-31 | 365 | 6.2561 | 6 | 0.25611
25031 | 8.58 | 1 | 2018-12-31 | 2019-12-31 | 365 | 9.831 | 9 | 0.83103
26627 | 4.42 | 1 | 2018-12-31 | 2019-12-31 | 365 | 5.0645 | 5 | 0.064471
26629 | 5.46 | 1 | 2018-12-31 | 2019-12-31 | 365 | 6.2561 | 6 | 0.25611
26634 | 6.5 | 1 | 2018-12-31 | 2019-12-31 | 365 | 7.4478 | 7 | 0.44775
26681 | 3.38 | 1 | 2018-12-31 | 2019-12-31 | 365 | 3.8728 | 3 | 0.87283
26689 | 8.32 | 1 | 2018-12-31 | 2019-12-31 | 365 | 9.5331 | 9 | 0.53312
26691 | 7.8 | 1 | 2018-12-31 | 2019-12-31 | 365 | 8.9373 | 8 | 0.9373
26695 | 8.06 | 1 | 2018-12-31 | 2019-12-31 | 365 | 9.2352 | 9 | 0.23521
26702 | 9.275 | 1 | 2018-12-31 | 2019-12-31 | 365 | 10.6274 | 10 | 0.62737
26709 | 3.38 | 1 | 2018-12-31 | 2019-12-31 | 365 | 3.8728 | 3 | 0.87283
26715 | 11.18 | 1 | 2018-12-31 | 2019-12-31 | 365 | 12.8101 | 12 | 0.81013
21661 | 8.32 | 1 | 2018-12-31 | 2019-12-31 | 365 | 9.5331 | 9 | 0.53312
24963 | 6.76 | 1 | 2018-12-31 | 2019-12-31 | 365 | 7.7457 | 7 | 0.74566
26720 | 11.22 | 1 | 2018-12-31 | 2019-12-31 | 365 | 12.856 | 12 | 0.85597
26719 | 3.9 | 1 | 2018-12-31 | 2019-12-31 | 365 | 4.4687 | 4 | 0.46865
26722 | 6.76 | 1 | 2018-12-31 | 2019-12-31 | 365 | 7.7457 | 7 | 0.74566
24609 | 6.24 | 1 | 2018-12-31 | 2019-12-31 | 365 | 7.1498 | 7 | 0.14984
26731 | 9.88 | 1 | 2018-12-31 | 2019-12-31 | 365 | 11.3206 | 11 | 0.32058
24607 | 6.5 | 1 | 2018-12-31 | 2019-12-31 | 365 | 7.4478 | 7 | 0.44775
24610 | 2.6 | 1 | 2018-12-31 | 2019-12-31 | 365 | 2.9791 | 2 | 0.9791
24612 | 8.32 | 1 | 2018-12-31 | 2019-12-31 | 365 | 9.5331 | 9 | 0.53312
24576 | 5.98 | 1 | 2018-12-31 | 2019-12-31 | 365 | 6.8519 | 6 | 0.85193
26736 | 8.925 | 1 | 2018-12-31 | 2019-12-31 | 365 | 10.2263 | 10 | 0.22634
24623 | 9.88 | 1 | 2018-12-31 | 2019-12-31 | 365 | 11.3206 | 11 | 0.32058
26737 | 8.32 | 1 | 2018-12-31 | 2019-12-31 | 365 | 9.5331 | 9 | 0.53312
24626 | 3.9 | 1 | 2018-12-31 | 2019-12-31 | 365 | 4.4687 | 4 | 0.46865
24628 | 5.46 | 1 | 2018-12-31 | 2019-12-31 | 365 | 6.2561 | 6 | 0.25611
26738 | 3.9 | 1 | 2018-12-31 | 2019-12-31 | 365 | 4.4687 | 4 | 0.46865
24631 | 5.72 | 1 | 2018-12-31 | 2019-12-31 | 365 | 6.554 | 6 | 0.55402
24639 | 10.4 | 1 | 2018-12-31 | 2019-12-31 | 365 | 11.9164 | 11 | 0.9164
24646 | 8.58 | 1 | 2018-12-31 | 2019-12-31 | 365 | 9.831 | 9 | 0.83103
26739 | 8.58 | 1 | 2018-12-31 | 2019-12-31 | 365 | 9.831 | 9 | 0.83103
24655 | 5.98 | 1 | 2018-12-31 | 2019-12-31 | 365 | 6.8519 | 6 | 0.85193
26740 | 4.77 | 1 | 2018-12-31 | 2019-12-31 | 365 | 5.4655 | 5 | 0.4655
26741 | 5.2 | 1 | 2018-12-31 | 2019-12-31 | 365 | 5.9582 | 5 | 0.9582
25224 | 8.32 | 1 | 2018-12-31 | 2019-12-31 | 365 | 9.5331 | 9 | 0.53312
25233 | 4.94 | 1 | 2018-12-31 | 2019-12-31 | 365 | 5.6603 | 5 | 0.66029
25235 | 6.76 | 1 | 2018-12-31 | 2019-12-31 | 365 | 7.7457 | 7 | 0.74566
25242 | 7.8 | 1 | 2018-12-31 | 2019-12-31 | 365 | 8.9373 | 8 | 0.9373
25243 | 3.18 | 1 | 2018-12-31 | 2019-12-31 | 365 | 3.6437 | 3 | 0.64367
25245 | 3.12 | 1 | 2018-12-31 | 2019-12-31 | 365 | 3.5749 | 3 | 0.57492
25246 | 7.905 | 1 | 2018-12-31 | 2019-12-31 | 365 | 9.0576 | 9 | 0.057612
25247 | 3.12 | 1 | 2018-12-31 | 2019-12-31 | 365 | 3.5749 | 3 | 0.57492
25248 | 12.455 | 1 | 2018-12-31 | 2019-12-31 | 365 | 14.271 | 14 | 0.27104
25250 | 9.1 | 1 | 2018-12-31 | 2019-12-31 | 365 | 10.4269 | 10 | 0.42685
25251 | 5.72 | 1 | 2018-12-31 | 2019-12-31 | 365 | 6.554 | 6 | 0.55402
25252 | 7.02 | 1 | 2018-12-31 | 2019-12-31 | 365 | 8.0436 | 8 | 0.043572
25249 | 6.5 | 1 | 2018-12-31 | 2019-12-31 | 365 | 7.4478 | 7 | 0.44775
25254 | 9.1 | 1 | 2018-12-31 | 2019-12-31 | 365 | 10.4269 | 10 | 0.42685
25256 | 5.46 | 1 | 2018-12-31 | 2019-12-31 | 365 | 6.2561 | 6 | 0.25611
25257 | 8.06 | 1 | 2018-12-31 | 2019-12-31 | 365 | 9.2352 | 9 | 0.23521
25260 | 5.46 | 1 | 2018-12-31 | 2019-12-31 | 365 | 6.2561 | 6 | 0.25611
26762 | 7.28 | 1 | 2018-12-31 | 2019-12-31 | 365 | 8.3415 | 8 | 0.34148
26768 | 5.1 | 1 | 2018-12-31 | 2019-12-31 | 365 | 5.8436 | 5 | 0.84362
26770 | 12.14 | 1 | 2018-12-31 | 2019-12-31 | 365 | 13.9101 | 13 | 0.91011
26773 | 4.42 | 1 | 2018-12-31 | 2019-12-31 | 365 | 5.0645 | 5 | 0.064471
26776 | 5.98 | 1 | 2018-12-31 | 2019-12-31 | 365 | 6.8519 | 6 | 0.85193
26779 | 4.94 | 1 | 2018-12-31 | 2019-12-31 | 365 | 5.6603 | 5 | 0.66029
26784 | 7.56 | 1 | 2018-12-31 | 2019-12-31 | 365 | 8.6623 | 8 | 0.66231
26790 | 9.62 | 1 | 2018-12-31 | 2019-12-31 | 365 | 11.0227 | 11 | 0.022673
26788 | 2.6 | 1 | 2018-12-31 | 2019-12-31 | 365 | 2.9791 | 2 | 0.9791
26792 | 10.66 | 1 | 2018-12-31 | 2019-12-31 | 365 | 12.2143 | 12 | 0.21431
26794 | 8.32 | 1 | 2018-12-31 | 2019-12-31 | 365 | 9.5331 | 9 | 0.53312
26938 | 6.12 | 1 | 2018-12-31 | 2019-12-31 | 365 | 7.0123 | 7 | 0.012345
25580 | 6.89 | 1 | 2018-12-31 | 2019-12-31 | 365 | 7.8946 | 7 | 0.89462
25582 | 5.3 | 1 | 2018-12-31 | 2019-12-31 | 365 | 6.0728 | 6 | 0.072782
25583 | 13.78 | 1 | 2018-12-31 | 2019-12-31 | 365 | 15.7892 | 15 | 0.78923
26940 | 6.24 | 1 | 2018-12-31 | 2019-12-31 | 365 | 7.1498 | 7 | 0.14984
25585 | 7.83 | 1 | 2018-12-31 | 2019-12-31 | 365 | 8.9717 | 8 | 0.97168
26951 | 3.38 | 1 | 2018-12-31 | 2019-12-31 | 365 | 3.8728 | 3 | 0.87283
25594 | 3.64 | 1 | 2018-12-31 | 2019-12-31 | 365 | 4.1707 | 4 | 0.17074
25596 | 12.48 | 1 | 2018-12-31 | 2019-12-31 | 365 | 14.2997 | 14 | 0.29968
26949 | 3.825 | 1 | 2018-12-31 | 2019-12-31 | 365 | 4.3827 | 4 | 0.38272
25597 | 5.46 | 1 | 2018-12-31 | 2019-12-31 | 365 | 6.2561 | 6 | 0.25611
26953 | 5.46 | 1 | 2018-12-31 | 2019-12-31 | 365 | 6.2561 | 6 | 0.25611
25599 | 8.67 | 1 | 2018-12-31 | 2019-12-31 | 365 | 9.9342 | 9 | 0.93416
26954 | 6.24 | 1 | 2018-12-31 | 2019-12-31 | 365 | 7.1498 | 7 | 0.14984
25602 | 2.34 | 1 | 2018-12-31 | 2019-12-31 | 365 | 2.6812 | 2 | 0.68119
26955 | 4.16 | 1 | 2018-12-31 | 2019-12-31 | 365 | 4.7666 | 4 | 0.76656
26956 | 4.16 | 1 | 2018-12-31 | 2019-12-31 | 365 | 4.7666 | 4 | 0.76656
25605 | 5.035 | 1 | 2018-12-31 | 2019-12-31 | 365 | 5.7691 | 5 | 0.76914
25604 | 3.64 | 1 | 2018-12-31 | 2019-12-31 | 365 | 4.1707 | 4 | 0.17074
26957 | 7.02 | 1 | 2018-12-31 | 2019-12-31 | 365 | 8.0436 | 8 | 0.043572
25609 | 6.76 | 1 | 2018-12-31 | 2019-12-31 | 365 | 7.7457 | 7 | 0.74566
26959 | 8.32 | 1 | 2018-12-31 | 2019-12-31 | 365 | 9.5331 | 9 | 0.53312
25612 | 2.34 | 1 | 2018-12-31 | 2019-12-31 | 365 | 2.6812 | 2 | 0.68119
25615 | 5.98 | 1 | 2018-12-31 | 2019-12-31 | 365 | 6.8519 | 6 | 0.85193
26961 | 4.68 | 1 | 2018-12-31 | 2019-12-31 | 365 | 5.3624 | 5 | 0.36238
25620 | 5.72 | 1 | 2018-12-31 | 2019-12-31 | 365 | 6.554 | 6 | 0.55402
25622 | 7.95 | 1 | 2018-12-31 | 2019-12-31 | 365 | 9.1092 | 9 | 0.10917
25623 | 16.5 | 1 | 2018-12-31 | 2019-12-31 | 365 | 18.9058 | 18 | 0.90583
26964 | 4.94 | 1 | 2018-12-31 | 2019-12-31 | 365 | 5.6603 | 5 | 0.66029
25625 | 7.54 | 1 | 2018-12-31 | 2019-12-31 | 365 | 8.6394 | 8 | 0.63939
25626 | 5.98 | 1 | 2018-12-31 | 2019-12-31 | 365 | 6.8519 | 6 | 0.85193
25628 | 4.08 | 1 | 2018-12-31 | 2019-12-31 | 365 | 4.6749 | 4 | 0.6749
26963 | 5.2 | 1 | 2018-12-31 | 2019-12-31 | 365 | 5.9582 | 5 | 0.9582
26967 | 7.02 | 1 | 2018-12-31 | 2019-12-31 | 365 | 8.0436 | 8 | 0.043572
26968 | 9.01 | 1 | 2018-12-31 | 2019-12-31 | 365 | 10.3237 | 10 | 0.32373
26970 | 6.76 | 1 | 2018-12-31 | 2019-12-31 | 365 | 7.7457 | 7 | 0.74566
26969 | 9.69 | 1 | 2018-12-31 | 2019-12-31 | 365 | 11.1029 | 11 | 0.10288
26986 | 4.05 | 1 | 2018-12-31 | 2019-12-31 | 365 | 4.6405 | 4 | 0.64052
26972 | 5.565 | 1 | 2018-12-31 | 2019-12-31 | 365 | 6.3764 | 6 | 0.37642
26973 | 5.355 | 1 | 2018-12-31 | 2019-12-31 | 365 | 6.1358 | 6 | 0.1358
26974 | 6.5 | 1 | 2018-12-31 | 2019-12-31 | 365 | 7.4478 | 7 | 0.44775
26975 | 6.5 | 1 | 2018-12-31 | 2019-12-31 | 365 | 7.4478 | 7 | 0.44775
26976 | 6.12 | 1 | 2018-12-31 | 2019-12-31 | 365 | 7.0123 | 7 | 0.012345
26977 | 5.72 | 1 | 2018-12-31 | 2019-12-31 | 365 | 6.554 | 6 | 0.55402
26983 | 11.7 | 1 | 2018-12-31 | 2019-12-31 | 365 | 13.406 | 13 | 0.40595
26985 | 3.57 | 1 | 2018-12-31 | 2019-12-31 | 365 | 4.0905 | 4 | 0.090535
26987 | 9.62 | 1 | 2018-12-31 | 2019-12-31 | 365 | 11.0227 | 11 | 0.022673
27002 | 3.38 | 1 | 2018-12-31 | 2019-12-31 | 365 | 3.8728 | 3 | 0.87283
26988 | 9.62 | 1 | 2018-12-31 | 2019-12-31 | 365 | 11.0227 | 11 | 0.022673
26989 | 4.94 | 1 | 2018-12-31 | 2019-12-31 | 365 | 5.6603 | 5 | 0.66029
26991 | 6.24 | 1 | 2018-12-31 | 2019-12-31 | 365 | 7.1498 | 7 | 0.14984
26994 | 8.84 | 1 | 2018-12-31 | 2019-12-31 | 365 | 10.1289 | 10 | 0.12894
26995 | 6.5 | 1 | 2018-12-31 | 2019-12-31 | 365 | 7.4478 | 7 | 0.44775
26998 | 7.02 | 1 | 2018-12-31 | 2019-12-31 | 365 | 8.0436 | 8 | 0.043572
26999 | 10.71 | 1 | 2018-12-31 | 2019-12-31 | 365 | 12.2716 | 12 | 0.2716
27048 | 11.18 | 1 | 2018-12-31 | 2019-12-31 | 365 | 12.8101 | 12 | 0.81013
27004 | 3.12 | 1 | 2018-12-31 | 2019-12-31 | 365 | 3.5749 | 3 | 0.57492
27005 | 9.62 | 1 | 2018-12-31 | 2019-12-31 | 365 | 11.0227 | 11 | 0.022673
27006 | 12.75 | 1 | 2018-12-31 | 2019-12-31 | 365 | 14.6091 | 14 | 0.60905
27008 | 11.96 | 1 | 2018-12-31 | 2019-12-31 | 365 | 13.7039 | 13 | 0.70386
27009 | 7.54 | 1 | 2018-12-31 | 2019-12-31 | 365 | 8.6394 | 8 | 0.63939
27011 | 9.18 | 1 | 2018-12-31 | 2019-12-31 | 365 | 10.5185 | 10 | 0.51852
27010 | 11.18 | 1 | 2018-12-31 | 2019-12-31 | 365 | 12.8101 | 12 | 0.81013
27012 | 9.88 | 1 | 2018-12-31 | 2019-12-31 | 365 | 11.3206 | 11 | 0.32058
27013 | 7.8 | 1 | 2018-12-31 | 2019-12-31 | 365 | 8.9373 | 8 | 0.9373
27016 | 6.5 | 1 | 2018-12-31 | 2019-12-31 | 365 | 7.4478 | 7 | 0.44775
27021 | 10.14 | 1 | 2018-12-31 | 2019-12-31 | 365 | 11.6185 | 11 | 0.61849
27024 | 5.72 | 1 | 2018-12-31 | 2019-12-31 | 365 | 6.554 | 6 | 0.55402
27023 | 4.68 | 1 | 2018-12-31 | 2019-12-31 | 365 | 5.3624 | 5 | 0.36238
27025 | 5.98 | 1 | 2018-12-31 | 2019-12-31 | 365 | 6.8519 | 6 | 0.85193
27026 | 5.98 | 1 | 2018-12-31 | 2019-12-31 | 365 | 6.8519 | 6 | 0.85193
27027 | 9.88 | 1 | 2018-12-31 | 2019-12-31 | 365 | 11.3206 | 11 | 0.32058
27042 | 6.5 | 1 | 2018-12-31 | 2019-12-31 | 365 | 7.4478 | 7 | 0.44775
27043 | 4.94 | 1 | 2018-12-31 | 2019-12-31 | 365 | 5.6603 | 5 | 0.66029
27044 | 4.94 | 1 | 2018-12-31 | 2019-12-31 | 365 | 5.6603 | 5 | 0.66029
27045 | 7.8 | 1 | 2018-12-31 | 2019-12-31 | 365 | 8.9373 | 8 | 0.9373
27047 | 7.02 | 1 | 2018-12-31 | 2019-12-31 | 365 | 8.0436 | 8 | 0.043572
27194 | 6.885 | 1 | 2018-12-31 | 2019-12-31 | 365 | 7.8889 | 7 | 0.88889
27195 | 5.46 | 1 | 2018-12-31 | 2019-12-31 | 365 | 6.2561 | 6 | 0.25611
27196 | 12.48 | 1 | 2018-12-31 | 2019-12-31 | 365 | 14.2997 | 14 | 0.29968
27197 | 11.96 | 1 | 2018-12-31 | 2019-12-31 | 365 | 13.7039 | 13 | 0.70386
27198 | 8.84 | 1 | 2018-12-31 | 2019-12-31 | 365 | 10.1289 | 10 | 0.12894
24964 | 11.7 | 1 | 2018-12-31 | 2019-12-31 | 365 | 13.406 | 13 | 0.40595
24965 | 9.1 | 1 | 2018-12-31 | 2019-12-31 | 365 | 10.4269 | 10 | 0.42685
24967 | 2.86 | 1 | 2018-12-31 | 2019-12-31 | 365 | 3.277 | 3 | 0.27701
24969 | 3.38 | 1 | 2018-12-31 | 2019-12-31 | 365 | 3.8728 | 3 | 0.87283
24970 | 3.9 | 1 | 2018-12-31 | 2019-12-31 | 365 | 4.4687 | 4 | 0.46865
24971 | 6.89 | 1 | 2018-12-31 | 2019-12-31 | 365 | 7.8946 | 7 | 0.89462
24972 | 7.54 | 1 | 2018-12-31 | 2019-12-31 | 365 | 8.6394 | 8 | 0.63939
24973 | 9.36 | 1 | 2018-12-31 | 2019-12-31 | 365 | 10.7248 | 10 | 0.72476
24974 | 7.8 | 1 | 2018-12-31 | 2019-12-31 | 365 | 8.9373 | 8 | 0.9373
27241 | 3.12 | 1 | 2018-12-31 | 2019-12-31 | 365 | 3.5749 | 3 | 0.57492
27245 | 7.54 | 1 | 2018-12-31 | 2019-12-31 | 365 | 8.6394 | 8 | 0.63939
27247 | 10.14 | 1 | 2018-12-31 | 2019-12-31 | 365 | 11.6185 | 11 | 0.61849
27249 | 12.22 | 1 | 2018-12-31 | 2019-12-31 | 365 | 14.0018 | 14 | 0.0017738
27251 | 8.32 | 1 | 2018-12-31 | 2019-12-31 | 365 | 9.5331 | 9 | 0.53312
27255 | 5.46 | 1 | 2018-12-31 | 2019-12-31 | 365 | 6.2561 | 6 | 0.25611
27261 | 9.1 | 1 | 2018-12-31 | 2019-12-31 | 365 | 10.4269 | 10 | 0.42685
27272 | 5.2 | 1 | 2018-12-31 | 2019-12-31 | 365 | 5.9582 | 5 | 0.9582
27286 | 5.46 | 1 | 2018-12-31 | 2019-12-31 | 365 | 6.2561 | 6 | 0.25611
27296 | 3.64 | 1 | 2018-12-31 | 2019-12-31 | 365 | 4.1707 | 4 | 0.17074
27293 | 3.9 | 1 | 2018-12-31 | 2019-12-31 | 365 | 4.4687 | 4 | 0.46865
27327 | 5.565 | 1 | 2018-12-31 | 2019-12-31 | 365 | 6.3764 | 6 | 0.37642
27401 | 11.7 | 1 | 2018-12-31 | 2019-12-31 | 365 | 13.406 | 13 | 0.40595
27298 | 14.04 | 1 | 2018-12-31 | 2019-12-31 | 365 | 16.0871 | 16 | 0.087144
27303 | 6.76 | 1 | 2018-12-31 | 2019-12-31 | 365 | 7.7457 | 7 | 0.74566
27305 | 12.42 | 1 | 2018-12-31 | 2019-12-31 | 365 | 14.2309 | 14 | 0.23094
27326 | 5.2 | 1 | 2018-12-31 | 2019-12-31 | 365 | 5.9582 | 5 | 0.9582
26774 | 4.94 | 1 | 2018-12-31 | 2019-12-31 | 365 | 5.6603 | 5 | 0.66029
27626 | 6.5 | 1 | 2018-12-31 | 2019-12-31 | 365 | 7.4478 | 7 | 0.44775
27604 | 10.14 | 1 | 2018-12-31 | 2019-12-31 | 365 | 11.6185 | 11 | 0.61849
23669 | 6.76 | 1 | 2018-12-31 | 2019-12-31 | 365 | 7.7457 | 7 | 0.74566
27199 | 10.4 | 1 | 2018-12-31 | 2019-12-31 | 365 | 11.9164 | 11 | 0.9164
27647 | 3.12 | 1 | 2018-12-31 | 2019-12-31 | 365 | 3.5749 | 3 | 0.57492
27129 | 4.68 | 1 | 2018-12-31 | 2019-12-31 | 365 | 5.3624 | 5 | 0.36238
26911 | 9.1 | 1 | 2018-12-31 | 2019-12-31 | 365 | 10.4269 | 10 | 0.42685
26049 | 9.36 | 1 | 2018-12-31 | 2019-12-31 | 365 | 10.7248 | 10 | 0.72476
26712 | 5.46 | 1 | 2018-12-31 | 2019-12-31 | 365 | 6.2561 | 6 | 0.25611
26272 | 4.42 | 1 | 2018-12-31 | 2019-12-31 | 365 | 5.0645 | 5 | 0.064471
26772 | 7.155 | 1 | 2018-12-31 | 2019-12-31 | 365 | 8.1983 | 8 | 0.19826
26252 | 13.52 | 1 | 2018-12-31 | 2019-12-31 | 365 | 15.4913 | 15 | 0.49132
26723 | 9.36 | 1 | 2018-12-31 | 2019-12-31 | 365 | 10.7248 | 10 | 0.72476
27776 | 10.14 | 1 | 2018-12-31 | 2019-12-31 | 365 | 11.6185 | 11 | 0.61849
27649 | 9.1 | 1 | 2018-12-31 | 2019-12-31 | 365 | 10.4269 | 10 | 0.42685
27934 | 8.925 | 1 | 2018-12-31 | 2019-12-31 | 365 | 10.2263 | 10 | 0.22634
27989 | 8.58 | 1 | 2018-12-31 | 2019-12-31 | 365 | 9.831 | 9 | 0.83103
28000 | 8.32 | 1 | 2018-12-31 | 2019-12-31 | 365 | 9.5331 | 9 | 0.53312
27942 | 13.78 | 1 | 2018-12-31 | 2019-12-31 | 365 | 15.7892 | 15 | 0.78923
27950 | 14.045 | 1 | 2018-12-31 | 2019-12-31 | 365 | 16.0929 | 16 | 0.092873
27952 | 9.435 | 1 | 2018-12-31 | 2019-12-31 | 365 | 10.8107 | 10 | 0.8107
28040 | 4.16 | 1 | 2018-12-31 | 2019-12-31 | 365 | 4.7666 | 4 | 0.76656
27958 | 3.825 | 1 | 2018-12-31 | 2019-12-31 | 365 | 4.3827 | 4 | 0.38272
27957 | 14.04 | 1 | 2018-12-31 | 2019-12-31 | 365 | 16.0871 | 16 | 0.087144
27959 | 4.08 | 1 | 2018-12-31 | 2019-12-31 | 365 | 4.6749 | 4 | 0.6749
27961 | 5.865 | 1 | 2018-12-31 | 2019-12-31 | 365 | 6.7202 | 6 | 0.72016
27971 | 8.58 | 1 | 2018-12-31 | 2019-12-31 | 365 | 9.831 | 9 | 0.83103
28020 | 3.38 | 1 | 2018-12-31 | 2019-12-31 | 365 | 3.8728 | 3 | 0.87283
27964 | 6.76 | 1 | 2018-12-31 | 2019-12-31 | 365 | 7.7457 | 7 | 0.74566
27967 | 6.375 | 1 | 2018-12-31 | 2019-12-31 | 365 | 7.3045 | 7 | 0.30453
27974 | 5.2 | 1 | 2018-12-31 | 2019-12-31 | 365 | 5.9582 | 5 | 0.9582
27975 | 4.94 | 1 | 2018-12-31 | 2019-12-31 | 365 | 5.6603 | 5 | 0.66029
27976 | 4.42 | 1 | 2018-12-31 | 2019-12-31 | 365 | 5.0645 | 5 | 0.064471
25312 | 6.76 | 1 | 2018-12-31 | 2019-12-31 | 365 | 7.7457 | 7 | 0.74566
25313 | 3.445 | 1 | 2018-12-31 | 2019-12-31 | 365 | 3.9473 | 3 | 0.94731
25314 | 9.1 | 1 | 2018-12-31 | 2019-12-31 | 365 | 10.4269 | 10 | 0.42685
25631 | 7.905 | 1 | 2018-12-31 | 2019-12-31 | 365 | 9.0576 | 9 | 0.057612
25633 | 2.97 | 1 | 2018-12-31 | 2019-12-31 | 365 | 3.403 | 3 | 0.40305
25634 | 6.24 | 1 | 2018-12-31 | 2019-12-31 | 365 | 7.1498 | 7 | 0.14984
25635 | 6.24 | 1 | 2018-12-31 | 2019-12-31 | 365 | 7.1498 | 7 | 0.14984
25636 | 4.42 | 1 | 2018-12-31 | 2019-12-31 | 365 | 5.0645 | 5 | 0.064471
25638 | 4.08 | 1 | 2018-12-31 | 2019-12-31 | 365 | 4.6749 | 4 | 0.6749
25692 | 3.9 | 1 | 2018-12-31 | 2019-12-31 | 365 | 4.4687 | 4 | 0.46865
25693 | 7.54 | 1 | 2018-12-31 | 2019-12-31 | 365 | 8.6394 | 8 | 0.63939
25145 | 5.46 | 1 | 2018-12-31 | 2019-12-31 | 365 | 6.2561 | 6 | 0.25611
25153 | 3.64 | 1 | 2018-12-31 | 2019-12-31 | 365 | 4.1707 | 4 | 0.17074
25178 | 4.94 | 1 | 2018-12-31 | 2019-12-31 | 365 | 5.6603 | 5 | 0.66029
25176 | 6.375 | 1 | 2018-12-31 | 2019-12-31 | 365 | 7.3045 | 7 | 0.30453
25184 | 3.57 | 1 | 2018-12-31 | 2019-12-31 | 365 | 4.0905 | 4 | 0.090535
25229 | 10.29 | 1 | 2018-12-31 | 2019-12-31 | 365 | 11.7904 | 11 | 0.79036
25425 | 3.9 | 1 | 2018-12-31 | 2019-12-31 | 365 | 4.4687 | 4 | 0.46865
25428 | 5.98 | 1 | 2018-12-31 | 2019-12-31 | 365 | 6.8519 | 6 | 0.85193
25437 | 4.94 | 1 | 2018-12-31 | 2019-12-31 | 365 | 5.6603 | 5 | 0.66029
25695 | 10.455 | 1 | 2018-12-31 | 2019-12-31 | 365 | 11.9794 | 11 | 0.97942
25697 | 7.28 | 1 | 2018-12-31 | 2019-12-31 | 365 | 8.3415 | 8 | 0.34148
25706 | 4.68 | 1 | 2018-12-31 | 2019-12-31 | 365 | 5.3624 | 5 | 0.36238
25709 | 8.06 | 1 | 2018-12-31 | 2019-12-31 | 365 | 9.2352 | 9 | 0.23521
25711 | 11.66 | 1 | 2018-12-31 | 2019-12-31 | 365 | 13.3601 | 13 | 0.36012
25713 | 8 | 1 | 2018-12-31 | 2019-12-31 | 365 | 9.1665 | 9 | 0.16646
25715 | 5.355 | 1 | 2018-12-31 | 2019-12-31 | 365 | 6.1358 | 6 | 0.1358
24286 | 9.69 | 1 | 2018-12-31 | 2019-12-31 | 365 | 11.1029 | 11 | 0.10288
26726 | 8.06 | 1 | 2018-12-31 | 2019-12-31 | 365 | 9.2352 | 9 | 0.23521
26701 | 4.08 | 1 | 2018-12-31 | 2019-12-31 | 365 | 4.6749 | 4 | 0.6749
26713 | 8.58 | 1 | 2018-12-31 | 2019-12-31 | 365 | 9.831 | 9 | 0.83103
26716 | 6.24 | 1 | 2018-12-31 | 2019-12-31 | 365 | 7.1498 | 7 | 0.14984
25760 | 5.2 | 1 | 2018-12-31 | 2019-12-31 | 365 | 5.9582 | 5 | 0.9582
26006 | 9.36 | 1 | 2018-12-31 | 2019-12-31 | 365 | 10.7248 | 10 | 0.72476
26007 | 11.7 | 1 | 2018-12-31 | 2019-12-31 | 365 | 13.406 | 13 | 0.40595
26013 | 8.84 | 1 | 2018-12-31 | 2019-12-31 | 365 | 10.1289 | 10 | 0.12894
26037 | 4.42 | 1 | 2018-12-31 | 2019-12-31 | 365 | 5.0645 | 5 | 0.064471
26041 | 8.32 | 1 | 2018-12-31 | 2019-12-31 | 365 | 9.5331 | 9 | 0.53312
26051 | 2.34 | 1 | 2018-12-31 | 2019-12-31 | 365 | 2.6812 | 2 | 0.68119
26065 | 3.9 | 1 | 2018-12-31 | 2019-12-31 | 365 | 4.4687 | 4 | 0.46865
26068 | 3.38 | 1 | 2018-12-31 | 2019-12-31 | 365 | 3.8728 | 3 | 0.87283
26067 | 5.2 | 1 | 2018-12-31 | 2019-12-31 | 365 | 5.9582 | 5 | 0.9582
27790 | 6.095 | 1 | 2018-12-31 | 2019-12-31 | 365 | 6.9837 | 6 | 0.9837
27806 | 3.38 | 1 | 2018-12-31 | 2019-12-31 | 365 | 3.8728 | 3 | 0.87283
27796 | 8.32 | 1 | 2018-12-31 | 2019-12-31 | 365 | 9.5331 | 9 | 0.53312
27984 | 7.395 | 1 | 2018-12-31 | 2019-12-31 | 365 | 8.4733 | 8 | 0.47325
27985 | 5.2 | 1 | 2018-12-31 | 2019-12-31 | 365 | 5.9582 | 5 | 0.9582
27986 | 8.06 | 1 | 2018-12-31 | 2019-12-31 | 365 | 9.2352 | 9 | 0.23521
26263 | 7.54 | 1 | 2018-12-31 | 2019-12-31 | 365 | 8.6394 | 8 | 0.63939
26356 | 5.2 | 1 | 2018-12-31 | 2019-12-31 | 365 | 5.9582 | 5 | 0.9582
26370 | 10.4 | 1 | 2018-12-31 | 2019-12-31 | 365 | 11.9164 | 11 | 0.9164
26266 | 8.58 | 1 | 2018-12-31 | 2019-12-31 | 365 | 9.831 | 9 | 0.83103
26269 | 5.2 | 1 | 2018-12-31 | 2019-12-31 | 365 | 5.9582 | 5 | 0.9582
26270 | 5.98 | 1 | 2018-12-31 | 2019-12-31 | 365 | 6.8519 | 6 | 0.85193
26276 | 3.38 | 1 | 2018-12-31 | 2019-12-31 | 365 | 3.8728 | 3 | 0.87283
26281 | 5.98 | 1 | 2018-12-31 | 2019-12-31 | 365 | 6.8519 | 6 | 0.85193
26282 | 6.24 | 1 | 2018-12-31 | 2019-12-31 | 365 | 7.1498 | 7 | 0.14984
26285 | 4.42 | 1 | 2018-12-31 | 2019-12-31 | 365 | 5.0645 | 5 | 0.064471
26289 | 2.34 | 1 | 2018-12-31 | 2019-12-31 | 365 | 2.6812 | 2 | 0.68119
26292 | 7.54 | 1 | 2018-12-31 | 2019-12-31 | 365 | 8.6394 | 8 | 0.63939
26328 | 6.5 | 1 | 2018-12-31 | 2019-12-31 | 365 | 7.4478 | 7 | 0.44775
26345 | 8.58 | 1 | 2018-12-31 | 2019-12-31 | 365 | 9.831 | 9 | 0.83103
26348 | 4.94 | 1 | 2018-12-31 | 2019-12-31 | 365 | 5.6603 | 5 | 0.66029
26357 | 4.42 | 1 | 2018-12-31 | 2019-12-31 | 365 | 5.0645 | 5 | 0.064471
26359 | 3.64 | 1 | 2018-12-31 | 2019-12-31 | 365 | 4.1707 | 4 | 0.17074
26361 | 3.12 | 1 | 2018-12-31 | 2019-12-31 | 365 | 3.5749 | 3 | 0.57492
26364 | 7.28 | 1 | 2018-12-31 | 2019-12-31 | 365 | 8.3415 | 8 | 0.34148
26386 | 7.54 | 1 | 2018-12-31 | 2019-12-31 | 365 | 8.6394 | 8 | 0.63939
26374 | 4.42 | 1 | 2018-12-31 | 2019-12-31 | 365 | 5.0645 | 5 | 0.064471
26376 | 11.7 | 1 | 2018-12-31 | 2019-12-31 | 365 | 13.406 | 13 | 0.40595
26379 | 12.74 | 1 | 2018-12-31 | 2019-12-31 | 365 | 14.5976 | 14 | 0.59759
26392 | 6.24 | 1 | 2018-12-31 | 2019-12-31 | 365 | 7.1498 | 7 | 0.14984
26398 | 9.36 | 1 | 2018-12-31 | 2019-12-31 | 365 | 10.7248 | 10 | 0.72476
26461 | 5.98 | 1 | 2018-12-31 | 2019-12-31 | 365 | 6.8519 | 6 | 0.85193
26572 | 12.48 | 1 | 2018-12-31 | 2019-12-31 | 365 | 14.2997 | 14 | 0.29968
26587 | 2.86 | 1 | 2018-12-31 | 2019-12-31 | 365 | 3.277 | 3 | 0.27701
26592 | 5.46 | 1 | 2018-12-31 | 2019-12-31 | 365 | 6.2561 | 6 | 0.25611
26600 | 3.06 | 1 | 2018-12-31 | 2019-12-31 | 365 | 3.5062 | 3 | 0.50617
26605 | 6.76 | 1 | 2018-12-31 | 2019-12-31 | 365 | 7.7457 | 7 | 0.74566
26609 | 7.28 | 1 | 2018-12-31 | 2019-12-31 | 365 | 8.3415 | 8 | 0.34148
26809 | 8.415 | 1 | 2018-12-31 | 2019-12-31 | 365 | 9.642 | 9 | 0.64197
26818 | 6.5 | 1 | 2018-12-31 | 2019-12-31 | 365 | 7.4478 | 7 | 0.44775
26805 | 5.72 | 1 | 2018-12-31 | 2019-12-31 | 365 | 6.554 | 6 | 0.55402
26808 | 3.64 | 1 | 2018-12-31 | 2019-12-31 | 365 | 4.1707 | 4 | 0.17074
26797 | 6.5 | 1 | 2018-12-31 | 2019-12-31 | 365 | 7.4478 | 7 | 0.44775
26799 | 10.66 | 1 | 2018-12-31 | 2019-12-31 | 365 | 12.2143 | 12 | 0.21431
26801 | 8.58 | 1 | 2018-12-31 | 2019-12-31 | 365 | 9.831 | 9 | 0.83103
26802 | 10.07 | 1 | 2018-12-31 | 2019-12-31 | 365 | 11.5383 | 11 | 0.53829
26811 | 9.1 | 1 | 2018-12-31 | 2019-12-31 | 365 | 10.4269 | 10 | 0.42685
26812 | 6.5 | 1 | 2018-12-31 | 2019-12-31 | 365 | 7.4478 | 7 | 0.44775
26813 | 10.14 | 1 | 2018-12-31 | 2019-12-31 | 365 | 11.6185 | 11 | 0.61849
26815 | 3.12 | 1 | 2018-12-31 | 2019-12-31 | 365 | 3.5749 | 3 | 0.57492
26817 | 9.62 | 1 | 2018-12-31 | 2019-12-31 | 365 | 11.0227 | 11 | 0.022673
26820 | 7.02 | 1 | 2018-12-31 | 2019-12-31 | 365 | 8.0436 | 8 | 0.043572
26823 | 5.46 | 1 | 2018-12-31 | 2019-12-31 | 365 | 6.2561 | 6 | 0.25611
26843 | 2.08 | 1 | 2018-12-31 | 2019-12-31 | 365 | 2.3833 | 2 | 0.38328
27990 | 3.64 | 1 | 2018-12-31 | 2019-12-31 | 365 | 4.1707 | 4 | 0.17074
27991 | 5.98 | 1 | 2018-12-31 | 2019-12-31 | 365 | 6.8519 | 6 | 0.85193
27992 | 4.42 | 1 | 2018-12-31 | 2019-12-31 | 365 | 5.0645 | 5 | 0.064471
27995 | 11.44 | 1 | 2018-12-31 | 2019-12-31 | 365 | 13.108 | 13 | 0.10804
27994 | 9.435 | 1 | 2018-12-31 | 2019-12-31 | 365 | 10.8107 | 10 | 0.8107
27997 | 10.4 | 1 | 2018-12-31 | 2019-12-31 | 365 | 11.9164 | 11 | 0.9164
27996 | 10.4 | 1 | 2018-12-31 | 2019-12-31 | 365 | 11.9164 | 11 | 0.9164
27998 | 6.24 | 1 | 2018-12-31 | 2019-12-31 | 365 | 7.1498 | 7 | 0.14984
27999 | 2.08 | 1 | 2018-12-31 | 2019-12-31 | 365 | 2.3833 | 2 | 0.38328
28001 | 7.8 | 1 | 2018-12-31 | 2019-12-31 | 365 | 8.9373 | 8 | 0.9373
27052 | 6.76 | 1 | 2018-12-31 | 2019-12-31 | 365 | 7.7457 | 7 | 0.74566
27054 | 6.76 | 1 | 2018-12-31 | 2019-12-31 | 365 | 7.7457 | 7 | 0.74566
27055 | 4.16 | 1 | 2018-12-31 | 2019-12-31 | 365 | 4.7666 | 4 | 0.76656
27056 | 3.12 | 1 | 2018-12-31 | 2019-12-31 | 365 | 3.5749 | 3 | 0.57492
27059 | 6.5 | 1 | 2018-12-31 | 2019-12-31 | 365 | 7.4478 | 7 | 0.44775
27061 | 9.54 | 1 | 2018-12-31 | 2019-12-31 | 365 | 10.931 | 10 | 0.93101
27062 | 6.5 | 1 | 2018-12-31 | 2019-12-31 | 365 | 7.4478 | 7 | 0.44775
27066 | 9.435 | 1 | 2018-12-31 | 2019-12-31 | 365 | 10.8107 | 10 | 0.8107
27095 | 6.885 | 1 | 2018-12-31 | 2019-12-31 | 365 | 7.8889 | 7 | 0.88889
27072 | 14.04 | 1 | 2018-12-31 | 2019-12-31 | 365 | 16.0871 | 16 | 0.087144
28036 | 4.59 | 1 | 2018-12-31 | 2019-12-31 | 365 | 5.2593 | 5 | 0.25926
27088 | 8.06 | 1 | 2018-12-31 | 2019-12-31 | 365 | 9.2352 | 9 | 0.23521
27089 | 7.02 | 1 | 2018-12-31 | 2019-12-31 | 365 | 8.0436 | 8 | 0.043572
27098 | 9.1 | 1 | 2018-12-31 | 2019-12-31 | 365 | 10.4269 | 10 | 0.42685
27100 | 8.84 | 1 | 2018-12-31 | 2019-12-31 | 365 | 10.1289 | 10 | 0.12894
27102 | 9.805 | 1 | 2018-12-31 | 2019-12-31 | 365 | 11.2346 | 11 | 0.23465
27104 | 5.72 | 1 | 2018-12-31 | 2019-12-31 | 365 | 6.554 | 6 | 0.55402
27115 | 5.72 | 1 | 2018-12-31 | 2019-12-31 | 365 | 6.554 | 6 | 0.55402
24343 | 5.46 | 1 | 2018-12-31 | 2019-12-31 | 365 | 6.2561 | 6 | 0.25611
27119 | 10.66 | 1 | 2018-12-31 | 2019-12-31 | 365 | 12.2143 | 12 | 0.21431
27775 | 4.16 | 1 | 2018-12-31 | 2019-12-31 | 365 | 4.7666 | 4 | 0.76656
27780 | 6.24 | 1 | 2018-12-31 | 2019-12-31 | 365 | 7.1498 | 7 | 0.14984
27136 | 3.38 | 1 | 2018-12-31 | 2019-12-31 | 365 | 3.8728 | 3 | 0.87283
27321 | 6.24 | 1 | 2018-12-31 | 2019-12-31 | 365 | 7.1498 | 7 | 0.14984
27782 | 5.2 | 1 | 2018-12-31 | 2019-12-31 | 365 | 5.9582 | 5 | 0.9582
27138 | 5.98 | 1 | 2018-12-31 | 2019-12-31 | 365 | 6.8519 | 6 | 0.85193
27464 | 5.565 | 1 | 2018-12-31 | 2019-12-31 | 365 | 6.3764 | 6 | 0.37642
27564 | 8.1 | 1 | 2018-12-31 | 2019-12-31 | 365 | 9.281 | 9 | 0.28104
27554 | 5.2 | 1 | 2018-12-31 | 2019-12-31 | 365 | 5.9582 | 5 | 0.9582
27792 | 6.76 | 1 | 2018-12-31 | 2019-12-31 | 365 | 7.7457 | 7 | 0.74566
27542 | 8.215 | 1 | 2018-12-31 | 2019-12-31 | 365 | 9.4128 | 9 | 0.41281
27528 | 3.06 | 1 | 2018-12-31 | 2019-12-31 | 365 | 3.5062 | 3 | 0.50617
27562 | 6.36 | 1 | 2018-12-31 | 2019-12-31 | 365 | 7.2873 | 7 | 0.28734
27459 | 6.76 | 1 | 2018-12-31 | 2019-12-31 | 365 | 7.7457 | 7 | 0.74566
27143 | 6.76 | 1 | 2018-12-31 | 2019-12-31 | 365 | 7.7457 | 7 | 0.74566
27145 | 10.92 | 1 | 2018-12-31 | 2019-12-31 | 365 | 12.5122 | 12 | 0.51222
27148 | 2.6 | 1 | 2018-12-31 | 2019-12-31 | 365 | 2.9791 | 2 | 0.9791
24822 | 10.66 | 1 | 2018-12-31 | 2019-12-31 | 365 | 12.2143 | 12 | 0.21431
25133 | 5.98 | 1 | 2018-12-31 | 2019-12-31 | 365 | 6.8519 | 6 | 0.85193
27577 | 2.6 | 1 | 2018-12-31 | 2019-12-31 | 365 | 2.9791 | 2 | 0.9791
27585 | 4.77 | 1 | 2018-12-31 | 2019-12-31 | 365 | 5.4655 | 5 | 0.4655
27599 | 6.095 | 1 | 2018-12-31 | 2019-12-31 | 365 | 6.9837 | 6 | 0.9837
27560 | 6.095 | 1 | 2018-12-31 | 2019-12-31 | 365 | 6.9837 | 6 | 0.9837
27574 | 7.83 | 1 | 2018-12-31 | 2019-12-31 | 365 | 8.9717 | 8 | 0.97168
27569 | 8.06 | 1 | 2018-12-31 | 2019-12-31 | 365 | 9.2352 | 9 | 0.23521
27589 | 2.08 | 1 | 2018-12-31 | 2019-12-31 | 365 | 2.3833 | 2 | 0.38328
27597 | 13.26 | 1 | 2018-12-31 | 2019-12-31 | 365 | 15.1934 | 15 | 0.19341
27576 | 7.02 | 1 | 2018-12-31 | 2019-12-31 | 365 | 8.0436 | 8 | 0.043572
27631 | 10.66 | 1 | 2018-12-31 | 2019-12-31 | 365 | 12.2143 | 12 | 0.21431
27154 | 4.42 | 1 | 2018-12-31 | 2019-12-31 | 365 | 5.0645 | 5 | 0.064471
27172 | 4.16 | 1 | 2018-12-31 | 2019-12-31 | 365 | 4.7666 | 4 | 0.76656
27173 | 5.98 | 1 | 2018-12-31 | 2019-12-31 | 365 | 6.8519 | 6 | 0.85193
27174 | 5.98 | 1 | 2018-12-31 | 2019-12-31 | 365 | 6.8519 | 6 | 0.85193
27175 | 5.46 | 1 | 2018-12-31 | 2019-12-31 | 365 | 6.2561 | 6 | 0.25611
27176 | 13.26 | 1 | 2018-12-31 | 2019-12-31 | 365 | 15.1934 | 15 | 0.19341
27177 | 12.22 | 1 | 2018-12-31 | 2019-12-31 | 365 | 14.0018 | 14 | 0.0017738
27181 | 9.88 | 1 | 2018-12-31 | 2019-12-31 | 365 | 11.3206 | 11 | 0.32058
27184 | 11.18 | 1 | 2018-12-31 | 2019-12-31 | 365 | 12.8101 | 12 | 0.81013
26401 | 6.5 | 1 | 2018-12-31 | 2019-12-31 | 365 | 7.4478 | 7 | 0.44775
18729 | 14.3 | 1 | 2018-12-31 | 2019-12-31 | 365 | 16.3851 | 16 | 0.38505
27890 | 8.58 | 1 | 2018-12-31 | 2019-12-31 | 365 | 9.831 | 9 | 0.83103
26806 | 9.36 | 1 | 2018-12-31 | 2019-12-31 | 365 | 10.7248 | 10 | 0.72476
27893 | 5.72 | 1 | 2018-12-31 | 2019-12-31 | 365 | 6.554 | 6 | 0.55402
27891 | 5.46 | 1 | 2018-12-31 | 2019-12-31 | 365 | 6.2561 | 6 | 0.25611
27897 | 6.24 | 1 | 2018-12-31 | 2019-12-31 | 365 | 7.1498 | 7 | 0.14984
27898 | 6.76 | 1 | 2018-12-31 | 2019-12-31 | 365 | 7.7457 | 7 | 0.74566
27903 | 5.72 | 1 | 2018-12-31 | 2019-12-31 | 365 | 6.554 | 6 | 0.55402
27812 | 6.24 | 1 | 2018-12-31 | 2019-12-31 | 365 | 7.1498 | 7 | 0.14984
27904 | 10.4 | 1 | 2018-12-31 | 2019-12-31 | 365 | 11.9164 | 11 | 0.9164
27902 | 10.4 | 1 | 2018-12-31 | 2019-12-31 | 365 | 11.9164 | 11 | 0.9164
26947 | 7.02 | 1 | 2018-12-31 | 2019-12-31 | 365 | 8.0436 | 8 | 0.043572
27908 | 7.14 | 1 | 2018-12-31 | 2019-12-31 | 365 | 8.1811 | 8 | 0.18107
27041 | 8.32 | 1 | 2018-12-31 | 2019-12-31 | 365 | 9.5331 | 9 | 0.53312
27912 | 11.18 | 1 | 2018-12-31 | 2019-12-31 | 365 | 12.8101 | 12 | 0.81013
27914 | 5.46 | 1 | 2018-12-31 | 2019-12-31 | 365 | 6.2561 | 6 | 0.25611
27085 | 5.565 | 1 | 2018-12-31 | 2019-12-31 | 365 | 6.3764 | 6 | 0.37642
27720 | 8.67 | 1 | 2018-12-31 | 2019-12-31 | 365 | 9.9342 | 9 | 0.93416
26061 | 8.06 | 1 | 2018-12-31 | 2019-12-31 | 365 | 9.2352 | 9 | 0.23521
27919 | 8.32 | 1 | 2018-12-31 | 2019-12-31 | 365 | 9.5331 | 9 | 0.53312
27921 | 3.9 | 1 | 2018-12-31 | 2019-12-31 | 365 | 4.4687 | 4 | 0.46865
27926 | 3.825 | 1 | 2018-12-31 | 2019-12-31 | 365 | 4.3827 | 4 | 0.38272
27922 | 8.415 | 1 | 2018-12-31 | 2019-12-31 | 365 | 9.642 | 9 | 0.64197
27192 | 3.64 | 1 | 2018-12-31 | 2019-12-31 | 365 | 4.1707 | 4 | 0.17074
27929 | 3.38 | 1 | 2018-12-31 | 2019-12-31 | 365 | 3.8728 | 3 | 0.87283
27924 | 3.06 | 1 | 2018-12-31 | 2019-12-31 | 365 | 3.5062 | 3 | 0.50617
27932 | 2.08 | 1 | 2018-12-31 | 2019-12-31 | 365 | 2.3833 | 2 | 0.38328
27824 | 4.42 | 1 | 2018-12-31 | 2019-12-31 | 365 | 5.0645 | 5 | 0.064471
28044 | 4.42 | 1 | 2018-12-31 | 2019-12-31 | 365 | 5.0645 | 5 | 0.064471
28109 | 2.08 | 1 | 2018-12-31 | 2019-12-31 | 365 | 2.3833 | 2 | 0.38328
28128 | 3.64 | 1 | 2018-12-31 | 2019-12-31 | 365 | 4.1707 | 4 | 0.17074
28129 | 3.18 | 1 | 2018-12-31 | 2019-12-31 | 365 | 3.6437 | 3 | 0.64367
28131 | 5.72 | 1 | 2018-12-31 | 2019-12-31 | 365 | 6.554 | 6 | 0.55402
28136 | 5.2 | 1 | 2018-12-31 | 2019-12-31 | 365 | 5.9582 | 5 | 0.9582
28137 | 3.38 | 1 | 2018-12-31 | 2019-12-31 | 365 | 3.8728 | 3 | 0.87283
25051 | 6.24 | 1 | 2018-12-31 | 2019-12-31 | 365 | 7.1498 | 7 | 0.14984
28057 | 12.48 | 1 | 2018-12-31 | 2019-12-31 | 365 | 14.2997 | 14 | 0.29968
28049 | 7.28 | 1 | 2018-12-31 | 2019-12-31 | 365 | 8.3415 | 8 | 0.34148
27441 | 2.08 | 1 | 2018-12-31 | 2019-12-31 | 365 | 2.3833 | 2 | 0.38328
27461 | 8.58 | 1 | 2018-12-31 | 2019-12-31 | 365 | 9.831 | 9 | 0.83103
27449 | 6.24 | 1 | 2018-12-31 | 2019-12-31 | 365 | 7.1498 | 7 | 0.14984
27458 | 3.38 | 1 | 2018-12-31 | 2019-12-31 | 365 | 3.8728 | 3 | 0.87283
27453 | 9.88 | 1 | 2018-12-31 | 2019-12-31 | 365 | 11.3206 | 11 | 0.32058
28112 | 8.84 | 1 | 2018-12-31 | 2019-12-31 | 365 | 10.1289 | 10 | 0.12894
28089 | 13.78 | 1 | 2018-12-31 | 2019-12-31 | 365 | 15.7892 | 15 | 0.78923
26856 | 2.385 | 1 | 2018-12-31 | 2019-12-31 | 365 | 2.7328 | 2 | 0.73275
26869 | 4.42 | 1 | 2018-12-31 | 2019-12-31 | 365 | 5.0645 | 5 | 0.064471
26875 | 12.48 | 1 | 2018-12-31 | 2019-12-31 | 365 | 14.2997 | 14 | 0.29968
26878 | 5.46 | 1 | 2018-12-31 | 2019-12-31 | 365 | 6.2561 | 6 | 0.25611
26884 | 5.46 | 1 | 2018-12-31 | 2019-12-31 | 365 | 6.2561 | 6 | 0.25611
26887 | 9.1 | 1 | 2018-12-31 | 2019-12-31 | 365 | 10.4269 | 10 | 0.42685
26889 | 3.12 | 1 | 2018-12-31 | 2019-12-31 | 365 | 3.5749 | 3 | 0.57492
26891 | 11.44 | 1 | 2018-12-31 | 2019-12-31 | 365 | 13.108 | 13 | 0.10804
26909 | 5.46 | 1 | 2018-12-31 | 2019-12-31 | 365 | 6.2561 | 6 | 0.25611
26907 | 6.63 | 1 | 2018-12-31 | 2019-12-31 | 365 | 7.5967 | 7 | 0.59671
26899 | 5.83 | 1 | 2018-12-31 | 2019-12-31 | 365 | 6.6801 | 6 | 0.68006
26900 | 7.28 | 1 | 2018-12-31 | 2019-12-31 | 365 | 8.3415 | 8 | 0.34148
22015 | 9.88 | 1 | 2018-12-31 | 2019-12-31 | 365 | 11.3206 | 11 | 0.32058
22056 | 7.56 | 1 | 2018-12-31 | 2019-12-31 | 365 | 8.6623 | 8 | 0.66231
22061 | 4.05 | 1 | 2018-12-31 | 2019-12-31 | 365 | 4.6405 | 4 | 0.64052
22203 | 14.56 | 1 | 2018-12-31 | 2019-12-31 | 365 | 16.683 | 16 | 0.68296
22201 | 5.13 | 1 | 2018-12-31 | 2019-12-31 | 365 | 5.878 | 5 | 0.878
22502 | 14.04 | 1 | 2018-12-31 | 2019-12-31 | 365 | 16.0871 | 16 | 0.087144
22493 | 7.28 | 1 | 2018-12-31 | 2019-12-31 | 365 | 8.3415 | 8 | 0.34148
22500 | 5.72 | 1 | 2018-12-31 | 2019-12-31 | 365 | 6.554 | 6 | 0.55402
22650 | 3.9 | 1 | 2018-12-31 | 2019-12-31 | 365 | 4.4687 | 4 | 0.46865
23977 | 8.37 | 1 | 2018-12-31 | 2019-12-31 | 365 | 9.5904 | 9 | 0.59041
22156 | 11.34 | 1 | 2018-12-31 | 2019-12-31 | 365 | 12.9935 | 12 | 0.99346
28068 | 12.24 | 1 | 2018-12-31 | 2019-12-31 | 365 | 14.0247 | 14 | 0.02469
28073 | 3.64 | 1 | 2018-12-31 | 2019-12-31 | 365 | 4.1707 | 4 | 0.17074
21770 | 13.78 | 1 | 2018-12-31 | 2019-12-31 | 365 | 15.7892 | 15 | 0.78923
28167 | 9.36 | 1 | 2018-12-31 | 2019-12-31 | 365 | 10.7248 | 10 | 0.72476
28179 | 4.68 | 1 | 2018-12-31 | 2019-12-31 | 365 | 5.3624 | 5 | 0.36238
28184 | 5.72 | 1 | 2018-12-31 | 2019-12-31 | 365 | 6.554 | 6 | 0.55402
28278 | 9.275 | 1 | 2018-12-31 | 2019-12-31 | 365 | 10.6274 | 10 | 0.62737
28280 | 6.5 | 1 | 2018-12-31 | 2019-12-31 | 365 | 7.4478 | 7 | 0.44775
28323 | 5.72 | 1 | 2018-12-31 | 2019-12-31 | 365 | 6.554 | 6 | 0.55402
28315 | 8.32 | 1 | 2018-12-31 | 2019-12-31 | 365 | 9.5331 | 9 | 0.53312
28312 | 9.1 | 1 | 2018-12-31 | 2019-12-31 | 365 | 10.4269 | 10 | 0.42685
28192 | 5.98 | 1 | 2018-12-31 | 2019-12-31 | 365 | 6.8519 | 6 | 0.85193
28191 | 5.46 | 1 | 2018-12-31 | 2019-12-31 | 365 | 6.2561 | 6 | 0.25611
28185 | 7.02 | 1 | 2018-12-31 | 2019-12-31 | 365 | 8.0436 | 8 | 0.043572
20470 | 10.92 | 1 | 2018-12-31 | 2019-12-31 | 365 | 12.5122 | 12 | 0.51222
28156 | 5.72 | 1 | 2018-12-31 | 2019-12-31 | 365 | 6.554 | 6 | 0.55402
28198 | 6.5 | 1 | 2018-12-31 | 2019-12-31 | 365 | 7.4478 | 7 | 0.44775
28195 | 5.2 | 1 | 2018-12-31 | 2019-12-31 | 365 | 5.9582 | 5 | 0.9582
28202 | 8.84 | 1 | 2018-12-31 | 2019-12-31 | 365 | 10.1289 | 10 | 0.12894
28180 | 4.16 | 1 | 2018-12-31 | 2019-12-31 | 365 | 4.7666 | 4 | 0.76656
28204 | 6.76 | 1 | 2018-12-31 | 2019-12-31 | 365 | 7.7457 | 7 | 0.74566
28203 | 5.2 | 1 | 2018-12-31 | 2019-12-31 | 365 | 5.9582 | 5 | 0.9582
28164 | 6.375 | 1 | 2018-12-31 | 2019-12-31 | 365 | 7.3045 | 7 | 0.30453
28139 | 9.62 | 1 | 2018-12-31 | 2019-12-31 | 365 | 11.0227 | 11 | 0.022673
28140 | 11.44 | 1 | 2018-12-31 | 2019-12-31 | 365 | 13.108 | 13 | 0.10804
28130 | 7.54 | 1 | 2018-12-31 | 2019-12-31 | 365 | 8.6394 | 8 | 0.63939
28210 | 2.86 | 1 | 2018-12-31 | 2019-12-31 | 365 | 3.277 | 3 | 0.27701
28169 | 10.4 | 1 | 2018-12-31 | 2019-12-31 | 365 | 11.9164 | 11 | 0.9164
28212 | 4.94 | 1 | 2018-12-31 | 2019-12-31 | 365 | 5.6603 | 5 | 0.66029
28132 | 4.94 | 1 | 2018-12-31 | 2019-12-31 | 365 | 5.6603 | 5 | 0.66029
28124 | 7.28 | 1 | 2018-12-31 | 2019-12-31 | 365 | 8.3415 | 8 | 0.34148
28159 | 2.385 | 1 | 2018-12-31 | 2019-12-31 | 365 | 2.7328 | 2 | 0.73275
28163 | 4.16 | 1 | 2018-12-31 | 2019-12-31 | 365 | 4.7666 | 4 | 0.76656
28165 | 5.3 | 1 | 2018-12-31 | 2019-12-31 | 365 | 6.0728 | 6 | 0.072782
28173 | 2.6 | 1 | 2018-12-31 | 2019-12-31 | 365 | 2.9791 | 2 | 0.9791
28174 | 5.98 | 1 | 2018-12-31 | 2019-12-31 | 365 | 6.8519 | 6 | 0.85193
28320 | 11.18 | 1 | 2018-12-31 | 2019-12-31 | 365 | 12.8101 | 12 | 0.81013
28328 | 2.86 | 1 | 2018-12-31 | 2019-12-31 | 365 | 3.277 | 3 | 0.27701
28331 | 11.7 | 1 | 2018-12-31 | 2019-12-31 | 365 | 13.406 | 13 | 0.40595
28326 | 5.46 | 1 | 2018-12-31 | 2019-12-31 | 365 | 6.2561 | 6 | 0.25611
28334 | 7.8 | 1 | 2018-12-31 | 2019-12-31 | 365 | 8.9373 | 8 | 0.9373
28345 | 7.28 | 1 | 2018-12-31 | 2019-12-31 | 365 | 8.3415 | 8 | 0.34148
28346 | 11.7 | 1 | 2018-12-31 | 2019-12-31 | 365 | 13.406 | 13 | 0.40595
28350 | 6.76 | 1 | 2018-12-31 | 2019-12-31 | 365 | 7.7457 | 7 | 0.74566
28340 | 7.905 | 1 | 2018-12-31 | 2019-12-31 | 365 | 9.0576 | 9 | 0.057612
28359 | 5.46 | 1 | 2018-12-31 | 2019-12-31 | 365 | 6.2561 | 6 | 0.25611
28361 | 7.8 | 1 | 2018-12-31 | 2019-12-31 | 365 | 8.9373 | 8 | 0.9373
28360 | 2.6 | 1 | 2018-12-31 | 2019-12-31 | 365 | 2.9791 | 2 | 0.9791
28367 | 4.08 | 1 | 2018-12-31 | 2019-12-31 | 365 | 4.6749 | 4 | 0.6749
28432 | 9.945 | 1 | 2018-12-31 | 2019-12-31 | 365 | 11.3951 | 11 | 0.39506
28435 | 7.02 | 1 | 2018-12-31 | 2019-12-31 | 365 | 8.0436 | 8 | 0.043572
28441 | 8.32 | 1 | 2018-12-31 | 2019-12-31 | 365 | 9.5331 | 9 | 0.53312
28400 | 4.16 | 1 | 2018-12-31 | 2019-12-31 | 365 | 4.7666 | 4 | 0.76656
28452 | 5.72 | 1 | 2018-12-31 | 2019-12-31 | 365 | 6.554 | 6 | 0.55402
28453 | 8.84 | 1 | 2018-12-31 | 2019-12-31 | 365 | 10.1289 | 10 | 0.12894
28459 | 5.46 | 1 | 2018-12-31 | 2019-12-31 | 365 | 6.2561 | 6 | 0.25611
28468 | 10.14 | 1 | 2018-12-31 | 2019-12-31 | 365 | 11.6185 | 11 | 0.61849
28467 | 3.64 | 1 | 2018-12-31 | 2019-12-31 | 365 | 4.1707 | 4 | 0.17074
28370 | 5.72 | 1 | 2018-12-31 | 2019-12-31 | 365 | 6.554 | 6 | 0.55402
28455 | 5.2 | 1 | 2018-12-31 | 2019-12-31 | 365 | 5.9582 | 5 | 0.9582
28476 | 14.04 | 1 | 2018-12-31 | 2019-12-31 | 365 | 16.0871 | 16 | 0.087144
28352 | 7.905 | 1 | 2018-12-31 | 2019-12-31 | 365 | 9.0576 | 9 | 0.057612
28329 | 17.68 | 1 | 2018-12-31 | 2019-12-31 | 365 | 20.2579 | 20 | 0.25789
28478 | 8.84 | 1 | 2018-12-31 | 2019-12-31 | 365 | 10.1289 | 10 | 0.12894
28348 | 8.58 | 1 | 2018-12-31 | 2019-12-31 | 365 | 9.831 | 9 | 0.83103
28378 | 7.8 | 1 | 2018-12-31 | 2019-12-31 | 365 | 8.9373 | 8 | 0.9373
28379 | 9.36 | 1 | 2018-12-31 | 2019-12-31 | 365 | 10.7248 | 10 | 0.72476
28386 | 5.98 | 1 | 2018-12-31 | 2019-12-31 | 365 | 6.8519 | 6 | 0.85193
28220 | 8.58 | 1 | 2018-12-31 | 2019-12-31 | 365 | 9.831 | 9 | 0.83103
28391 | 4.42 | 1 | 2018-12-31 | 2019-12-31 | 365 | 5.0645 | 5 | 0.064471
28372 | 9.1 | 1 | 2018-12-31 | 2019-12-31 | 365 | 10.4269 | 10 | 0.42685
28395 | 7.8 | 1 | 2018-12-31 | 2019-12-31 | 365 | 8.9373 | 8 | 0.9373
28394 | 5.2 | 1 | 2018-12-31 | 2019-12-31 | 365 | 5.9582 | 5 | 0.9582
28401 | 14.04 | 1 | 2018-12-31 | 2019-12-31 | 365 | 16.0871 | 16 | 0.087144
28403 | 7.54 | 1 | 2018-12-31 | 2019-12-31 | 365 | 8.6394 | 8 | 0.63939
28405 | 12.48 | 1 | 2018-12-31 | 2019-12-31 | 365 | 14.2997 | 14 | 0.29968
28227 | 8.84 | 1 | 2018-12-31 | 2019-12-31 | 365 | 10.1289 | 10 | 0.12894
28229 | 13.78 | 1 | 2018-12-31 | 2019-12-31 | 365 | 15.7892 | 15 | 0.78923
28413 | 5.355 | 1 | 2018-12-31 | 2019-12-31 | 365 | 6.1358 | 6 | 0.1358
28415 | 12.48 | 1 | 2018-12-31 | 2019-12-31 | 365 | 14.2997 | 14 | 0.29968
28223 | 8.32 | 1 | 2018-12-31 | 2019-12-31 | 365 | 9.5331 | 9 | 0.53312
28225 | 4.68 | 1 | 2018-12-31 | 2019-12-31 | 365 | 5.3624 | 5 | 0.36238
28217 | 12.22 | 1 | 2018-12-31 | 2019-12-31 | 365 | 14.0018 | 14 | 0.0017738
28233 | 8.925 | 1 | 2018-12-31 | 2019-12-31 | 365 | 10.2263 | 10 | 0.22634
28214 | 5.2 | 1 | 2018-12-31 | 2019-12-31 | 365 | 5.9582 | 5 | 0.9582
28421 | 6.24 | 1 | 2018-12-31 | 2019-12-31 | 365 | 7.1498 | 7 | 0.14984
28423 | 5.2 | 1 | 2018-12-31 | 2019-12-31 | 365 | 5.9582 | 5 | 0.9582
28211 | 6.5 | 1 | 2018-12-31 | 2019-12-31 | 365 | 7.4478 | 7 | 0.44775
28484 | 3.9 | 1 | 2018-12-31 | 2019-12-31 | 365 | 4.4687 | 4 | 0.46865
28473 | 6.625 | 1 | 2018-12-31 | 2019-12-31 | 365 | 7.591 | 7 | 0.59098
28488 | 8.48 | 1 | 2018-12-31 | 2019-12-31 | 365 | 9.7165 | 9 | 0.71645
28490 | 3.825 | 1 | 2018-12-31 | 2019-12-31 | 365 | 4.3827 | 4 | 0.38272
28489 | 5.98 | 1 | 2018-12-31 | 2019-12-31 | 365 | 6.8519 | 6 | 0.85193
28498 | 13 | 1 | 2018-12-31 | 2019-12-31 | 365 | 14.8955 | 14 | 0.8955
28451 | 13.78 | 1 | 2018-12-31 | 2019-12-31 | 365 | 15.7892 | 15 | 0.78923
28485 | 4.68 | 1 | 2018-12-31 | 2019-12-31 | 365 | 5.3624 | 5 | 0.36238
28457 | 9.88 | 1 | 2018-12-31 | 2019-12-31 | 365 | 11.3206 | 11 | 0.32058
28502 | 11.96 | 1 | 2018-12-31 | 2019-12-31 | 365 | 13.7039 | 13 | 0.70386
28463 | 6.5 | 1 | 2018-12-31 | 2019-12-31 | 365 | 7.4478 | 7 | 0.44775
28471 | 4.94 | 1 | 2018-12-31 | 2019-12-31 | 365 | 5.6603 | 5 | 0.66029
28514 | 2.34 | 1 | 2018-12-31 | 2019-12-31 | 365 | 2.6812 | 2 | 0.68119
28516 | 6.76 | 1 | 2018-12-31 | 2019-12-31 | 365 | 7.7457 | 7 | 0.74566
28520 | 10.66 | 1 | 2018-12-31 | 2019-12-31 | 365 | 12.2143 | 12 | 0.21431
28521 | 9.1 | 1 | 2018-12-31 | 2019-12-31 | 365 | 10.4269 | 10 | 0.42685
25694 | 10.2 | 1 | 2018-12-31 | 2019-12-31 | 365 | 11.6872 | 11 | 0.68724
25696 | 10.4 | 1 | 2018-12-31 | 2019-12-31 | 365 | 11.9164 | 11 | 0.9164
25700 | 7.8 | 1 | 2018-12-31 | 2019-12-31 | 365 | 8.9373 | 8 | 0.9373
27189 | 7.02 | 1 | 2018-12-31 | 2019-12-31 | 365 | 8.0436 | 8 | 0.043572
28021 | 2.04 | 1 | 2018-12-31 | 2019-12-31 | 365 | 2.3374 | 2 | 0.33745
28236 | 7.02 | 1 | 2018-12-31 | 2019-12-31 | 365 | 8.0436 | 8 | 0.043572
28238 | 7.02 | 1 | 2018-12-31 | 2019-12-31 | 365 | 8.0436 | 8 | 0.043572
28241 | 10.4 | 1 | 2018-12-31 | 2019-12-31 | 365 | 11.9164 | 11 | 0.9164
28583 | 8.06 | 1 | 2018-12-31 | 2019-12-31 | 365 | 9.2352 | 9 | 0.23521
28587 | 12.22 | 1 | 2018-12-31 | 2019-12-31 | 365 | 14.0018 | 14 | 0.0017738
28585 | 8.06 | 1 | 2018-12-31 | 2019-12-31 | 365 | 9.2352 | 9 | 0.23521
28590 | 5.72 | 1 | 2018-12-31 | 2019-12-31 | 365 | 6.554 | 6 | 0.55402
28591 | 10.66 | 1 | 2018-12-31 | 2019-12-31 | 365 | 12.2143 | 12 | 0.21431
28593 | 8.84 | 1 | 2018-12-31 | 2019-12-31 | 365 | 10.1289 | 10 | 0.12894
28597 | 9.36 | 1 | 2018-12-31 | 2019-12-31 | 365 | 10.7248 | 10 | 0.72476
28598 | 10.66 | 1 | 2018-12-31 | 2019-12-31 | 365 | 12.2143 | 12 | 0.21431
28607 | 8.32 | 1 | 2018-12-31 | 2019-12-31 | 365 | 9.5331 | 9 | 0.53312
28613 | 5.98 | 1 | 2018-12-31 | 2019-12-31 | 365 | 6.8519 | 6 | 0.85193
28625 | 3.24 | 1 | 2018-12-31 | 2019-12-31 | 365 | 3.7124 | 3 | 0.71242
28616 | 14.3 | 1 | 2018-12-31 | 2019-12-31 | 365 | 16.3851 | 16 | 0.38505
28621 | 9.62 | 1 | 2018-12-31 | 2019-12-31 | 365 | 11.0227 | 11 | 0.022673
28623 | 5.46 | 1 | 2018-12-31 | 2019-12-31 | 365 | 6.2561 | 6 | 0.25611
28624 | 5.035 | 1 | 2018-12-31 | 2019-12-31 | 365 | 5.7691 | 5 | 0.76914
28589 | 9.88 | 1 | 2018-12-31 | 2019-12-31 | 365 | 11.3206 | 11 | 0.32058
28588 | 4.16 | 1 | 2018-12-31 | 2019-12-31 | 365 | 4.7666 | 4 | 0.76656
28626 | 7.54 | 1 | 2018-12-31 | 2019-12-31 | 365 | 8.6394 | 8 | 0.63939
28627 | 4.94 | 1 | 2018-12-31 | 2019-12-31 | 365 | 5.6603 | 5 | 0.66029
28603 | 4.68 | 1 | 2018-12-31 | 2019-12-31 | 365 | 5.3624 | 5 | 0.36238
28614 | 4.16 | 1 | 2018-12-31 | 2019-12-31 | 365 | 4.7666 | 4 | 0.76656
28634 | 4.16 | 1 | 2018-12-31 | 2019-12-31 | 365 | 4.7666 | 4 | 0.76656
28628 | 3.9 | 1 | 2018-12-31 | 2019-12-31 | 365 | 4.4687 | 4 | 0.46865
28608 | 13.52 | 1 | 2018-12-31 | 2019-12-31 | 365 | 15.4913 | 15 | 0.49132
28605 | 8.06 | 1 | 2018-12-31 | 2019-12-31 | 365 | 9.2352 | 9 | 0.23521
28250 | 8.84 | 1 | 2018-12-31 | 2019-12-31 | 365 | 10.1289 | 10 | 0.12894
28252 | 3.12 | 1 | 2018-12-31 | 2019-12-31 | 365 | 3.5749 | 3 | 0.57492
28444 | 3.38 | 1 | 2018-12-31 | 2019-12-31 | 365 | 3.8728 | 3 | 0.87283
28556 | 5.46 | 1 | 2018-12-31 | 2019-12-31 | 365 | 6.2561 | 6 | 0.25611
28546 | 7.14 | 1 | 2018-12-31 | 2019-12-31 | 365 | 8.1811 | 8 | 0.18107
28566 | 3.9 | 1 | 2018-12-31 | 2019-12-31 | 365 | 4.4687 | 4 | 0.46865
28563 | 10.14 | 1 | 2018-12-31 | 2019-12-31 | 365 | 11.6185 | 11 | 0.61849
28562 | 7.02 | 1 | 2018-12-31 | 2019-12-31 | 365 | 8.0436 | 8 | 0.043572
28573 | 3.64 | 1 | 2018-12-31 | 2019-12-31 | 365 | 4.1707 | 4 | 0.17074
28582 | 2.805 | 1 | 2018-12-31 | 2019-12-31 | 365 | 3.214 | 3 | 0.21399
28571 | 9.1 | 1 | 2018-12-31 | 2019-12-31 | 365 | 10.4269 | 10 | 0.42685
28572 | 10.66 | 1 | 2018-12-31 | 2019-12-31 | 365 | 12.2143 | 12 | 0.21431
28640 | 8.84 | 1 | 2018-12-31 | 2019-12-31 | 365 | 10.1289 | 10 | 0.12894
28575 | 5.98 | 1 | 2018-12-31 | 2019-12-31 | 365 | 6.8519 | 6 | 0.85193
28574 | 5.1 | 1 | 2018-12-31 | 2019-12-31 | 365 | 5.8436 | 5 | 0.84362
28577 | 5.83 | 1 | 2018-12-31 | 2019-12-31 | 365 | 6.6801 | 6 | 0.68006
28579 | 10.2 | 1 | 2018-12-31 | 2019-12-31 | 365 | 11.6872 | 11 | 0.68724
28580 | 10.4 | 1 | 2018-12-31 | 2019-12-31 | 365 | 11.9164 | 11 | 0.9164
28558 | 13.26 | 1 | 2018-12-31 | 2019-12-31 | 365 | 15.1934 | 15 | 0.19341
28755 | 9.62 | 1 | 2018-12-31 | 2019-12-31 | 365 | 11.0227 | 11 | 0.022673
28751 | 9.18 | 1 | 2018-12-31 | 2019-12-31 | 365 | 10.5185 | 10 | 0.51852
28752 | 11.18 | 1 | 2018-12-31 | 2019-12-31 | 365 | 12.8101 | 12 | 0.81013
28720 | 3.9 | 1 | 2018-12-31 | 2019-12-31 | 365 | 4.4687 | 4 | 0.46865
28749 | 8.32 | 1 | 2018-12-31 | 2019-12-31 | 365 | 9.5331 | 9 | 0.53312
28737 | 9.36 | 1 | 2018-12-31 | 2019-12-31 | 365 | 10.7248 | 10 | 0.72476
29048 | 3.64 | 1 | 2018-12-31 | 2019-12-31 | 365 | 4.1707 | 4 | 0.17074
28805 | 5.2 | 1 | 2018-12-31 | 2019-12-31 | 365 | 5.9582 | 5 | 0.9582
28803 | 5.46 | 1 | 2018-12-31 | 2019-12-31 | 365 | 6.2561 | 6 | 0.25611
28795 | 9.1 | 1 | 2018-12-31 | 2019-12-31 | 365 | 10.4269 | 10 | 0.42685
28791 | 3.9 | 1 | 2018-12-31 | 2019-12-31 | 365 | 4.4687 | 4 | 0.46865
28787 | 6.24 | 1 | 2018-12-31 | 2019-12-31 | 365 | 7.1498 | 7 | 0.14984
28757 | 7.8 | 1 | 2018-12-31 | 2019-12-31 | 365 | 8.9373 | 8 | 0.9373
28756 | 2.34 | 1 | 2018-12-31 | 2019-12-31 | 365 | 2.6812 | 2 | 0.68119
28767 | 7.54 | 1 | 2018-12-31 | 2019-12-31 | 365 | 8.6394 | 8 | 0.63939
28783 | 4.94 | 1 | 2018-12-31 | 2019-12-31 | 365 | 5.6603 | 5 | 0.66029
28770 | 6.375 | 1 | 2018-12-31 | 2019-12-31 | 365 | 7.3045 | 7 | 0.30453
28748 | 9.36 | 1 | 2018-12-31 | 2019-12-31 | 365 | 10.7248 | 10 | 0.72476
28785 | 3.12 | 1 | 2018-12-31 | 2019-12-31 | 365 | 3.5749 | 3 | 0.57492
28641 | 9.62 | 1 | 2018-12-31 | 2019-12-31 | 365 | 11.0227 | 11 | 0.022673
28728 | 3.12 | 1 | 2018-12-31 | 2019-12-31 | 365 | 3.5749 | 3 | 0.57492
28592 | 4.24 | 1 | 2018-12-31 | 2019-12-31 | 365 | 4.8582 | 4 | 0.85823
28733 | 4.68 | 1 | 2018-12-31 | 2019-12-31 | 365 | 5.3624 | 5 | 0.36238
28742 | 4.94 | 1 | 2018-12-31 | 2019-12-31 | 365 | 5.6603 | 5 | 0.66029
28739 | 8.32 | 1 | 2018-12-31 | 2019-12-31 | 365 | 9.5331 | 9 | 0.53312
28576 | 12.22 | 1 | 2018-12-31 | 2019-12-31 | 365 | 14.0018 | 14 | 0.0017738
28642 | 9.88 | 1 | 2018-12-31 | 2019-12-31 | 365 | 11.3206 | 11 | 0.32058
28874 | 5.98 | 1 | 2018-12-31 | 2019-12-31 | 365 | 6.8519 | 6 | 0.85193
28645 | 4.16 | 1 | 2018-12-31 | 2019-12-31 | 365 | 4.7666 | 4 | 0.76656
28811 | 4.845 | 1 | 2018-12-31 | 2019-12-31 | 365 | 5.5514 | 5 | 0.55144
28809 | 9.88 | 1 | 2018-12-31 | 2019-12-31 | 365 | 11.3206 | 11 | 0.32058
28649 | 2.86 | 1 | 2018-12-31 | 2019-12-31 | 365 | 3.277 | 3 | 0.27701
28780 | 3.12 | 1 | 2018-12-31 | 2019-12-31 | 365 | 3.5749 | 3 | 0.57492
28651 | 5.46 | 1 | 2018-12-31 | 2019-12-31 | 365 | 6.2561 | 6 | 0.25611
28794 | 6.76 | 1 | 2018-12-31 | 2019-12-31 | 365 | 7.7457 | 7 | 0.74566
28814 | 10.4 | 1 | 2018-12-31 | 2019-12-31 | 365 | 11.9164 | 11 | 0.9164
28816 | 2.34 | 1 | 2018-12-31 | 2019-12-31 | 365 | 2.6812 | 2 | 0.68119
28822 | 5.72 | 1 | 2018-12-31 | 2019-12-31 | 365 | 6.554 | 6 | 0.55402
28821 | 4.42 | 1 | 2018-12-31 | 2019-12-31 | 365 | 5.0645 | 5 | 0.064471
28823 | 7.02 | 1 | 2018-12-31 | 2019-12-31 | 365 | 8.0436 | 8 | 0.043572
28825 | 3.38 | 1 | 2018-12-31 | 2019-12-31 | 365 | 3.8728 | 3 | 0.87283
28826 | 6.5 | 1 | 2018-12-31 | 2019-12-31 | 365 | 7.4478 | 7 | 0.44775
28788 | 2.97 | 1 | 2018-12-31 | 2019-12-31 | 365 | 3.403 | 3 | 0.40305
28828 | 9.945 | 1 | 2018-12-31 | 2019-12-31 | 365 | 11.3951 | 11 | 0.39506
28834 | 7.8 | 1 | 2018-12-31 | 2019-12-31 | 365 | 8.9373 | 8 | 0.9373
28838 | 6.24 | 1 | 2018-12-31 | 2019-12-31 | 365 | 7.1498 | 7 | 0.14984
28845 | 7.54 | 1 | 2018-12-31 | 2019-12-31 | 365 | 8.6394 | 8 | 0.63939
28854 | 7.8 | 1 | 2018-12-31 | 2019-12-31 | 365 | 8.9373 | 8 | 0.9373
28855 | 7.02 | 1 | 2018-12-31 | 2019-12-31 | 365 | 8.0436 | 8 | 0.043572
28772 | 6.885 | 1 | 2018-12-31 | 2019-12-31 | 365 | 7.8889 | 7 | 0.88889
28858 | 8.84 | 1 | 2018-12-31 | 2019-12-31 | 365 | 10.1289 | 10 | 0.12894
28819 | 2.6 | 1 | 2018-12-31 | 2019-12-31 | 365 | 2.9791 | 2 | 0.9791
28775 | 4.42 | 1 | 2018-12-31 | 2019-12-31 | 365 | 5.0645 | 5 | 0.064471
28863 | 3.9 | 1 | 2018-12-31 | 2019-12-31 | 365 | 4.4687 | 4 | 0.46865
28736 | 6.5 | 1 | 2018-12-31 | 2019-12-31 | 365 | 7.4478 | 7 | 0.44775
28848 | 6.24 | 1 | 2018-12-31 | 2019-12-31 | 365 | 7.1498 | 7 | 0.14984
28868 | 3.57 | 1 | 2018-12-31 | 2019-12-31 | 365 | 4.0905 | 4 | 0.090535
28778 | 3.64 | 1 | 2018-12-31 | 2019-12-31 | 365 | 4.1707 | 4 | 0.17074
28654 | 7.54 | 1 | 2018-12-31 | 2019-12-31 | 365 | 8.6394 | 8 | 0.63939
28650 | 11.44 | 1 | 2018-12-31 | 2019-12-31 | 365 | 13.108 | 13 | 0.10804
28763 | 4.16 | 1 | 2018-12-31 | 2019-12-31 | 365 | 4.7666 | 4 | 0.76656
28652 | 4.94 | 1 | 2018-12-31 | 2019-12-31 | 365 | 5.6603 | 5 | 0.66029
28779 | 3.64 | 1 | 2018-12-31 | 2019-12-31 | 365 | 4.1707 | 4 | 0.17074
28782 | 10.66 | 1 | 2018-12-31 | 2019-12-31 | 365 | 12.2143 | 12 | 0.21431
28657 | 7.8 | 1 | 2018-12-31 | 2019-12-31 | 365 | 8.9373 | 8 | 0.9373
28658 | 8.84 | 1 | 2018-12-31 | 2019-12-31 | 365 | 10.1289 | 10 | 0.12894
28632 | 5.2 | 1 | 2018-12-31 | 2019-12-31 | 365 | 5.9582 | 5 | 0.9582
28660 | 9.88 | 1 | 2018-12-31 | 2019-12-31 | 365 | 11.3206 | 11 | 0.32058
28659 | 6.76 | 1 | 2018-12-31 | 2019-12-31 | 365 | 7.7457 | 7 | 0.74566
28646 | 5.04 | 1 | 2018-12-31 | 2019-12-31 | 365 | 5.7749 | 5 | 0.77487
28637 | 4.16 | 1 | 2018-12-31 | 2019-12-31 | 365 | 4.7666 | 4 | 0.76656
28661 | 8.32 | 1 | 2018-12-31 | 2019-12-31 | 365 | 9.5331 | 9 | 0.53312
28622 | 5.98 | 1 | 2018-12-31 | 2019-12-31 | 365 | 6.8519 | 6 | 0.85193
28664 | 11.18 | 1 | 2018-12-31 | 2019-12-31 | 365 | 12.8101 | 12 | 0.81013
28663 | 9.36 | 1 | 2018-12-31 | 2019-12-31 | 365 | 10.7248 | 10 | 0.72476
28666 | 6.76 | 1 | 2018-12-31 | 2019-12-31 | 365 | 7.7457 | 7 | 0.74566
28667 | 9.18 | 1 | 2018-12-31 | 2019-12-31 | 365 | 10.5185 | 10 | 0.51852
28668 | 3.9 | 1 | 2018-12-31 | 2019-12-31 | 365 | 4.4687 | 4 | 0.46865
28670 | 9.275 | 1 | 2018-12-31 | 2019-12-31 | 365 | 10.6274 | 10 | 0.62737
28669 | 4.42 | 1 | 2018-12-31 | 2019-12-31 | 365 | 5.0645 | 5 | 0.064471
28671 | 5.72 | 1 | 2018-12-31 | 2019-12-31 | 365 | 6.554 | 6 | 0.55402
28682 | 5.98 | 1 | 2018-12-31 | 2019-12-31 | 365 | 6.8519 | 6 | 0.85193
28684 | 4.94 | 1 | 2018-12-31 | 2019-12-31 | 365 | 5.6603 | 5 | 0.66029
28685 | 11.44 | 1 | 2018-12-31 | 2019-12-31 | 365 | 13.108 | 13 | 0.10804
28686 | 8.32 | 1 | 2018-12-31 | 2019-12-31 | 365 | 9.5331 | 9 | 0.53312
28687 | 13 | 1 | 2018-12-31 | 2019-12-31 | 365 | 14.8955 | 14 | 0.8955
28700 | 7.02 | 1 | 2018-12-31 | 2019-12-31 | 365 | 8.0436 | 8 | 0.043572
28702 | 5.72 | 1 | 2018-12-31 | 2019-12-31 | 365 | 6.554 | 6 | 0.55402
28857 | 7.54 | 1 | 2018-12-31 | 2019-12-31 | 365 | 8.6394 | 8 | 0.63939
28869 | 8.32 | 1 | 2018-12-31 | 2019-12-31 | 365 | 9.5331 | 9 | 0.53312
29132 | 10.14 | 1 | 2018-12-31 | 2019-12-31 | 365 | 11.6185 | 11 | 0.61849
29137 | 4.59 | 1 | 2018-12-31 | 2019-12-31 | 365 | 5.2593 | 5 | 0.25926
28878 | 5.72 | 1 | 2018-12-31 | 2019-12-31 | 365 | 6.554 | 6 | 0.55402
29139 | 9.36 | 1 | 2018-12-31 | 2019-12-31 | 365 | 10.7248 | 10 | 0.72476
29143 | 10.66 | 1 | 2018-12-31 | 2019-12-31 | 365 | 12.2143 | 12 | 0.21431
28882 | 7.28 | 1 | 2018-12-31 | 2019-12-31 | 365 | 8.3415 | 8 | 0.34148
29149 | 5.355 | 1 | 2018-12-31 | 2019-12-31 | 365 | 6.1358 | 6 | 0.1358
29195 | 13 | 1 | 2018-12-31 | 2019-12-31 | 365 | 14.8955 | 14 | 0.8955
28885 | 4.68 | 1 | 2018-12-31 | 2019-12-31 | 365 | 5.3624 | 5 | 0.36238
29206 | 6.24 | 1 | 2018-12-31 | 2019-12-31 | 365 | 7.1498 | 7 | 0.14984
28890 | 6.5 | 1 | 2018-12-31 | 2019-12-31 | 365 | 7.4478 | 7 | 0.44775
29211 | 6.375 | 1 | 2018-12-31 | 2019-12-31 | 365 | 7.3045 | 7 | 0.30453
28892 | 4.42 | 1 | 2018-12-31 | 2019-12-31 | 365 | 5.0645 | 5 | 0.064471
29216 | 5.98 | 1 | 2018-12-31 | 2019-12-31 | 365 | 6.8519 | 6 | 0.85193
28901 | 6.76 | 1 | 2018-12-31 | 2019-12-31 | 365 | 7.7457 | 7 | 0.74566
29221 | 10.14 | 1 | 2018-12-31 | 2019-12-31 | 365 | 11.6185 | 11 | 0.61849
29226 | 10.66 | 1 | 2018-12-31 | 2019-12-31 | 365 | 12.2143 | 12 | 0.21431
28879 | 7.28 | 1 | 2018-12-31 | 2019-12-31 | 365 | 8.3415 | 8 | 0.34148
29231 | 8.32 | 1 | 2018-12-31 | 2019-12-31 | 365 | 9.5331 | 9 | 0.53312
28937 | 6.24 | 1 | 2018-12-31 | 2019-12-31 | 365 | 7.1498 | 7 | 0.14984
28940 | 5.98 | 1 | 2018-12-31 | 2019-12-31 | 365 | 6.8519 | 6 | 0.85193
28939 | 2.08 | 1 | 2018-12-31 | 2019-12-31 | 365 | 2.3833 | 2 | 0.38328
28941 | 10.4 | 1 | 2018-12-31 | 2019-12-31 | 365 | 11.9164 | 11 | 0.9164
28946 | 10.14 | 1 | 2018-12-31 | 2019-12-31 | 365 | 11.6185 | 11 | 0.61849
28955 | 4.68 | 1 | 2018-12-31 | 2019-12-31 | 365 | 5.3624 | 5 | 0.36238
28957 | 5.98 | 1 | 2018-12-31 | 2019-12-31 | 365 | 6.8519 | 6 | 0.85193
28960 | 8.58 | 1 | 2018-12-31 | 2019-12-31 | 365 | 9.831 | 9 | 0.83103
29100 | 11.18 | 1 | 2018-12-31 | 2019-12-31 | 365 | 12.8101 | 12 | 0.81013
29057 | 3.9 | 1 | 2018-12-31 | 2019-12-31 | 365 | 4.4687 | 4 | 0.46865
28981 | 6.12 | 1 | 2018-12-31 | 2019-12-31 | 365 | 7.0123 | 7 | 0.012345
28983 | 4.16 | 1 | 2018-12-31 | 2019-12-31 | 365 | 4.7666 | 4 | 0.76656
28988 | 9.18 | 1 | 2018-12-31 | 2019-12-31 | 365 | 10.5185 | 10 | 0.51852
29000 | 7.395 | 1 | 2018-12-31 | 2019-12-31 | 365 | 8.4733 | 8 | 0.47325
29001 | 8.32 | 1 | 2018-12-31 | 2019-12-31 | 365 | 9.5331 | 9 | 0.53312
29004 | 7.395 | 1 | 2018-12-31 | 2019-12-31 | 365 | 8.4733 | 8 | 0.47325
29007 | 11.73 | 1 | 2018-12-31 | 2019-12-31 | 365 | 13.4403 | 13 | 0.44033
29012 | 3.38 | 1 | 2018-12-31 | 2019-12-31 | 365 | 3.8728 | 3 | 0.87283
29011 | 4.24 | 1 | 2018-12-31 | 2019-12-31 | 365 | 4.8582 | 4 | 0.85823
29023 | 9.36 | 1 | 2018-12-31 | 2019-12-31 | 365 | 10.7248 | 10 | 0.72476
29031 | 4.94 | 1 | 2018-12-31 | 2019-12-31 | 365 | 5.6603 | 5 | 0.66029
29034 | 4.68 | 1 | 2018-12-31 | 2019-12-31 | 365 | 5.3624 | 5 | 0.36238
29038 | 9.62 | 1 | 2018-12-31 | 2019-12-31 | 365 | 11.0227 | 11 | 0.022673
29040 | 6.24 | 1 | 2018-12-31 | 2019-12-31 | 365 | 7.1498 | 7 | 0.14984
29046 | 5.2 | 1 | 2018-12-31 | 2019-12-31 | 365 | 5.9582 | 5 | 0.9582
29051 | 2.04 | 1 | 2018-12-31 | 2019-12-31 | 365 | 2.3374 | 2 | 0.33745
29063 | 4.42 | 1 | 2018-12-31 | 2019-12-31 | 365 | 5.0645 | 5 | 0.064471
29070 | 12.48 | 1 | 2018-12-31 | 2019-12-31 | 365 | 14.2997 | 14 | 0.29968
29075 | 16.12 | 1 | 2018-12-31 | 2019-12-31 | 365 | 18.4704 | 18 | 0.47042
29087 | 6.5 | 1 | 2018-12-31 | 2019-12-31 | 365 | 7.4478 | 7 | 0.44775
29088 | 3.9 | 1 | 2018-12-31 | 2019-12-31 | 365 | 4.4687 | 4 | 0.46865
29089 | 8.84 | 1 | 2018-12-31 | 2019-12-31 | 365 | 10.1289 | 10 | 0.12894
29093 | 3.12 | 1 | 2018-12-31 | 2019-12-31 | 365 | 3.5749 | 3 | 0.57492
29232 | 3.06 | 1 | 2018-12-31 | 2019-12-31 | 365 | 3.5062 | 3 | 0.50617
29237 | 10.66 | 1 | 2018-12-31 | 2019-12-31 | 365 | 12.2143 | 12 | 0.21431
29240 | 9.1 | 1 | 2018-12-31 | 2019-12-31 | 365 | 10.4269 | 10 | 0.42685
29222 | 2.04 | 1 | 2018-12-31 | 2019-12-31 | 365 | 2.3374 | 2 | 0.33745
29252 | 4.32 | 1 | 2018-12-31 | 2019-12-31 | 365 | 4.9499 | 4 | 0.94989
29403 | 8.32 | 1 | 2018-12-31 | 2019-12-31 | 365 | 9.5331 | 9 | 0.53312
29401 | 3.64 | 1 | 2018-12-31 | 2019-12-31 | 365 | 4.1707 | 4 | 0.17074
29390 | 5.98 | 1 | 2018-12-31 | 2019-12-31 | 365 | 6.8519 | 6 | 0.85193
29382 | 4.42 | 1 | 2018-12-31 | 2019-12-31 | 365 | 5.0645 | 5 | 0.064471
29377 | 4.16 | 1 | 2018-12-31 | 2019-12-31 | 365 | 4.7666 | 4 | 0.76656
29371 | 5.1 | 1 | 2018-12-31 | 2019-12-31 | 365 | 5.8436 | 5 | 0.84362
29333 | 7.65 | 1 | 2018-12-31 | 2019-12-31 | 365 | 8.7654 | 8 | 0.76543
29331 | 3.12 | 1 | 2018-12-31 | 2019-12-31 | 365 | 3.5749 | 3 | 0.57492
29327 | 8.32 | 1 | 2018-12-31 | 2019-12-31 | 365 | 9.5331 | 9 | 0.53312
29298 | 5.2 | 1 | 2018-12-31 | 2019-12-31 | 365 | 5.9582 | 5 | 0.9582
29299 | 4.94 | 1 | 2018-12-31 | 2019-12-31 | 365 | 5.6603 | 5 | 0.66029
29300 | 3.18 | 1 | 2018-12-31 | 2019-12-31 | 365 | 3.6437 | 3 | 0.64367
29346 | 4.08 | 1 | 2018-12-31 | 2019-12-31 | 365 | 4.6749 | 4 | 0.6749
29302 | 5.98 | 1 | 2018-12-31 | 2019-12-31 | 365 | 6.8519 | 6 | 0.85193
29310 | 5.2 | 1 | 2018-12-31 | 2019-12-31 | 365 | 5.9582 | 5 | 0.9582
29311 | 4.16 | 1 | 2018-12-31 | 2019-12-31 | 365 | 4.7666 | 4 | 0.76656
29307 | 8.06 | 1 | 2018-12-31 | 2019-12-31 | 365 | 9.2352 | 9 | 0.23521
29314 | 3.38 | 1 | 2018-12-31 | 2019-12-31 | 365 | 3.8728 | 3 | 0.87283
29316 | 2.12 | 1 | 2018-12-31 | 2019-12-31 | 365 | 2.4291 | 2 | 0.42911
29404 | 4.59 | 1 | 2018-12-31 | 2019-12-31 | 365 | 5.2593 | 5 | 0.25926
29412 | 7.95 | 1 | 2018-12-31 | 2019-12-31 | 365 | 9.1092 | 9 | 0.10917
29417 | 3.64 | 1 | 2018-12-31 | 2019-12-31 | 365 | 4.1707 | 4 | 0.17074
29469 | 11.18 | 1 | 2018-12-31 | 2019-12-31 | 365 | 12.8101 | 12 | 0.81013
29291 | 8.16 | 1 | 2018-12-31 | 2019-12-31 | 365 | 9.3498 | 9 | 0.34979
29292 | 8.58 | 1 | 2018-12-31 | 2019-12-31 | 365 | 9.831 | 9 | 0.83103
29295 | 9.88 | 1 | 2018-12-31 | 2019-12-31 | 365 | 11.3206 | 11 | 0.32058
29529 | 11.985 | 1 | 2018-12-31 | 2019-12-31 | 365 | 13.7325 | 13 | 0.73251
29531 | 9.88 | 1 | 2018-12-31 | 2019-12-31 | 365 | 11.3206 | 11 | 0.32058
29274 | 4.42 | 1 | 2018-12-31 | 2019-12-31 | 365 | 5.0645 | 5 | 0.064471
29363 | 5.46 | 1 | 2018-12-31 | 2019-12-31 | 365 | 6.2561 | 6 | 0.25611
29656 | 8.32 | 1 | 2018-12-31 | 2019-12-31 | 365 | 9.5331 | 9 | 0.53312
29646 | 2.34 | 1 | 2018-12-31 | 2019-12-31 | 365 | 2.6812 | 2 | 0.68119
29648 | 11.18 | 1 | 2018-12-31 | 2019-12-31 | 365 | 12.8101 | 12 | 0.81013
29650 | 8.32 | 1 | 2018-12-31 | 2019-12-31 | 365 | 9.5331 | 9 | 0.53312
29653 | 5.83 | 1 | 2018-12-31 | 2019-12-31 | 365 | 6.6801 | 6 | 0.68006
29659 | 3.64 | 1 | 2018-12-31 | 2019-12-31 | 365 | 4.1707 | 4 | 0.17074
29473 | 5.1 | 1 | 2018-12-31 | 2019-12-31 | 365 | 5.8436 | 5 | 0.84362
29475 | 11 | 1 | 2018-12-31 | 2019-12-31 | 365 | 12.6039 | 12 | 0.60389
29490 | 9.1 | 1 | 2018-12-31 | 2019-12-31 | 365 | 10.4269 | 10 | 0.42685
29673 | 4.68 | 1 | 2018-12-31 | 2019-12-31 | 365 | 5.3624 | 5 | 0.36238
29706 | 5.2 | 1 | 2018-12-31 | 2019-12-31 | 365 | 5.9582 | 5 | 0.9582
29708 | 6.63 | 1 | 2018-12-31 | 2019-12-31 | 365 | 7.5967 | 7 | 0.59671
29707 | 6.24 | 1 | 2018-12-31 | 2019-12-31 | 365 | 7.1498 | 7 | 0.14984
29712 | 7.8 | 1 | 2018-12-31 | 2019-12-31 | 365 | 8.9373 | 8 | 0.9373
29728 | 8.925 | 1 | 2018-12-31 | 2019-12-31 | 365 | 10.2263 | 10 | 0.22634
29495 | 3.38 | 1 | 2018-12-31 | 2019-12-31 | 365 | 3.8728 | 3 | 0.87283
29501 | 6.375 | 1 | 2018-12-31 | 2019-12-31 | 365 | 7.3045 | 7 | 0.30453
29504 | 6.76 | 1 | 2018-12-31 | 2019-12-31 | 365 | 7.7457 | 7 | 0.74566
29507 | 11.96 | 1 | 2018-12-31 | 2019-12-31 | 365 | 13.7039 | 13 | 0.70386
29509 | 10.14 | 1 | 2018-12-31 | 2019-12-31 | 365 | 11.6185 | 11 | 0.61849
29512 | 5.98 | 1 | 2018-12-31 | 2019-12-31 | 365 | 6.8519 | 6 | 0.85193
29514 | 4.64 | 1 | 2018-12-31 | 2019-12-31 | 365 | 5.3165 | 5 | 0.31655
29515 | 7.28 | 1 | 2018-12-31 | 2019-12-31 | 365 | 8.3415 | 8 | 0.34148
29734 | 7.28 | 1 | 2018-12-31 | 2019-12-31 | 365 | 8.3415 | 8 | 0.34148
29641 | 6.76 | 1 | 2018-12-31 | 2019-12-31 | 365 | 7.7457 | 7 | 0.74566
29736 | 14.3 | 1 | 2018-12-31 | 2019-12-31 | 365 | 16.3851 | 16 | 0.38505
29740 | 4.94 | 1 | 2018-12-31 | 2019-12-31 | 365 | 5.6603 | 5 | 0.66029
29644 | 9.435 | 1 | 2018-12-31 | 2019-12-31 | 365 | 10.8107 | 10 | 0.8107
29638 | 7.02 | 1 | 2018-12-31 | 2019-12-31 | 365 | 8.0436 | 8 | 0.043572
29584 | 5.72 | 1 | 2018-12-31 | 2019-12-31 | 365 | 6.554 | 6 | 0.55402
29585 | 10.14 | 1 | 2018-12-31 | 2019-12-31 | 365 | 11.6185 | 11 | 0.61849
29634 | 2.08 | 1 | 2018-12-31 | 2019-12-31 | 365 | 2.3833 | 2 | 0.38328
29588 | 5.2 | 1 | 2018-12-31 | 2019-12-31 | 365 | 5.9582 | 5 | 0.9582
29590 | 5.1 | 1 | 2018-12-31 | 2019-12-31 | 365 | 5.8436 | 5 | 0.84362
29595 | 7.54 | 1 | 2018-12-31 | 2019-12-31 | 365 | 8.6394 | 8 | 0.63939
29614 | 9.36 | 1 | 2018-12-31 | 2019-12-31 | 365 | 10.7248 | 10 | 0.72476
29612 | 2.6 | 1 | 2018-12-31 | 2019-12-31 | 365 | 2.9791 | 2 | 0.9791
29597 | 7.02 | 1 | 2018-12-31 | 2019-12-31 | 365 | 8.0436 | 8 | 0.043572
29602 | 4.16 | 1 | 2018-12-31 | 2019-12-31 | 365 | 4.7666 | 4 | 0.76656
29744 | 13 | 1 | 2018-12-31 | 2019-12-31 | 365 | 14.8955 | 14 | 0.8955
29604 | 4.16 | 1 | 2018-12-31 | 2019-12-31 | 365 | 4.7666 | 4 | 0.76656
29607 | 3.18 | 1 | 2018-12-31 | 2019-12-31 | 365 | 3.6437 | 3 | 0.64367
29621 | 6.5 | 1 | 2018-12-31 | 2019-12-31 | 365 | 7.4478 | 7 | 0.44775
29626 | 4.68 | 1 | 2018-12-31 | 2019-12-31 | 365 | 5.3624 | 5 | 0.36238
29749 | 4.68 | 1 | 2018-12-31 | 2019-12-31 | 365 | 5.3624 | 5 | 0.36238
27375 | 4.68 | 1 | 2018-12-31 | 2019-12-31 | 365 | 5.3624 | 5 | 0.36238
27777 | 5.46 | 1 | 2018-12-31 | 2019-12-31 | 365 | 6.2561 | 6 | 0.25611
30575 | 9.88 | 1 | 2018-12-31 | 2019-12-31 | 365 | 11.3206 | 11 | 0.32058
30577 | 6.885 | 1 | 2018-12-31 | 2019-12-31 | 365 | 7.8889 | 7 | 0.88889
30583 | 6.76 | 1 | 2018-12-31 | 2019-12-31 | 365 | 7.7457 | 7 | 0.74566
30586 | 6.5 | 1 | 2018-12-31 | 2019-12-31 | 365 | 7.4478 | 7 | 0.44775
30600 | 9.62 | 1 | 2018-12-31 | 2019-12-31 | 365 | 11.0227 | 11 | 0.022673
30598 | 6.24 | 1 | 2018-12-31 | 2019-12-31 | 365 | 7.1498 | 7 | 0.14984
30608 | 8.925 | 1 | 2018-12-31 | 2019-12-31 | 365 | 10.2263 | 10 | 0.22634
30606 | 6.24 | 1 | 2018-12-31 | 2019-12-31 | 365 | 7.1498 | 7 | 0.14984
30610 | 5.98 | 1 | 2018-12-31 | 2019-12-31 | 365 | 6.8519 | 6 | 0.85193
30615 | 8.32 | 1 | 2018-12-31 | 2019-12-31 | 365 | 9.5331 | 9 | 0.53312
30620 | 8.06 | 1 | 2018-12-31 | 2019-12-31 | 365 | 9.2352 | 9 | 0.23521
30618 | 5.72 | 1 | 2018-12-31 | 2019-12-31 | 365 | 6.554 | 6 | 0.55402
30621 | 8.06 | 1 | 2018-12-31 | 2019-12-31 | 365 | 9.2352 | 9 | 0.23521
30623 | 5.72 | 1 | 2018-12-31 | 2019-12-31 | 365 | 6.554 | 6 | 0.55402
30648 | 8.06 | 1 | 2018-12-31 | 2019-12-31 | 365 | 9.2352 | 9 | 0.23521
30655 | 7.395 | 1 | 2018-12-31 | 2019-12-31 | 365 | 8.4733 | 8 | 0.47325
30349 | 5.98 | 1 | 2018-12-31 | 2019-12-31 | 365 | 6.8519 | 6 | 0.85193
30446 | 5.46 | 1 | 2018-12-31 | 2019-12-31 | 365 | 6.2561 | 6 | 0.25611
30892 | 4.16 | 1 | 2018-12-31 | 2019-12-31 | 365 | 4.7666 | 4 | 0.76656
30666 | 7.28 | 1 | 2018-12-31 | 2019-12-31 | 365 | 8.3415 | 8 | 0.34148
30669 | 7.28 | 1 | 2018-12-31 | 2019-12-31 | 365 | 8.3415 | 8 | 0.34148
30679 | 7.28 | 1 | 2018-12-31 | 2019-12-31 | 365 | 8.3415 | 8 | 0.34148
30680 | 7.28 | 1 | 2018-12-31 | 2019-12-31 | 365 | 8.3415 | 8 | 0.34148
30682 | 7.28 | 1 | 2018-12-31 | 2019-12-31 | 365 | 8.3415 | 8 | 0.34148
30686 | 7.28 | 1 | 2018-12-31 | 2019-12-31 | 365 | 8.3415 | 8 | 0.34148
30689 | 4.16 | 1 | 2018-12-31 | 2019-12-31 | 365 | 4.7666 | 4 | 0.76656
30693 | 2.86 | 1 | 2018-12-31 | 2019-12-31 | 365 | 3.277 | 3 | 0.27701
30695 | 2.805 | 1 | 2018-12-31 | 2019-12-31 | 365 | 3.214 | 3 | 0.21399
30699 | 2.08 | 1 | 2018-12-31 | 2019-12-31 | 365 | 2.3833 | 2 | 0.38328
30700 | 9.36 | 1 | 2018-12-31 | 2019-12-31 | 365 | 10.7248 | 10 | 0.72476
30701 | 4.68 | 1 | 2018-12-31 | 2019-12-31 | 365 | 5.3624 | 5 | 0.36238
31216 | 10.14 | 1 | 2018-12-31 | 2019-12-31 | 365 | 11.6185 | 11 | 0.61849
30702 | 7.28 | 1 | 2018-12-31 | 2019-12-31 | 365 | 8.3415 | 8 | 0.34148
31219 | 9.36 | 1 | 2018-12-31 | 2019-12-31 | 365 | 10.7248 | 10 | 0.72476
31224 | 8.32 | 1 | 2018-12-31 | 2019-12-31 | 365 | 9.5331 | 9 | 0.53312
29389 | 4.59 | 1 | 2018-12-31 | 2019-12-31 | 365 | 5.2593 | 5 | 0.25926
31228 | 7.395 | 1 | 2018-12-31 | 2019-12-31 | 365 | 8.4733 | 8 | 0.47325
31237 | 7.02 | 1 | 2018-12-31 | 2019-12-31 | 365 | 8.0436 | 8 | 0.043572
31243 | 5.72 | 1 | 2018-12-31 | 2019-12-31 | 365 | 6.554 | 6 | 0.55402
31245 | 4.94 | 1 | 2018-12-31 | 2019-12-31 | 365 | 5.6603 | 5 | 0.66029
31246 | 5.72 | 1 | 2018-12-31 | 2019-12-31 | 365 | 6.554 | 6 | 0.55402
31248 | 4.16 | 1 | 2018-12-31 | 2019-12-31 | 365 | 4.7666 | 4 | 0.76656
28656 | 7.28 | 1 | 2018-12-31 | 2019-12-31 | 365 | 8.3415 | 8 | 0.34148
28438 | 3.825 | 1 | 2018-12-31 | 2019-12-31 | 365 | 4.3827 | 4 | 0.38272
28776 | 10.4 | 1 | 2018-12-31 | 2019-12-31 | 365 | 11.9164 | 11 | 0.9164
30703 | 4.59 | 1 | 2018-12-31 | 2019-12-31 | 365 | 5.2593 | 5 | 0.25926
28399 | 2.86 | 1 | 2018-12-31 | 2019-12-31 | 365 | 3.277 | 3 | 0.27701
28977 | 8.37 | 1 | 2018-12-31 | 2019-12-31 | 365 | 9.5904 | 9 | 0.59041
28993 | 4.08 | 1 | 2018-12-31 | 2019-12-31 | 365 | 4.6749 | 4 | 0.6749
29148 | 9.945 | 1 | 2018-12-31 | 2019-12-31 | 365 | 11.3951 | 11 | 0.39506
29347 | 20.91 | 1 | 2018-12-31 | 2019-12-31 | 365 | 23.9588 | 23 | 0.95885
29396 | 5.46 | 1 | 2018-12-31 | 2019-12-31 | 365 | 6.2561 | 6 | 0.25611
28662 | 5.4 | 1 | 2018-12-31 | 2019-12-31 | 365 | 6.1874 | 6 | 0.18736
28618 | 6.76 | 1 | 2018-12-31 | 2019-12-31 | 365 | 7.7457 | 7 | 0.74566
28524 | 2.86 | 1 | 2018-12-31 | 2019-12-31 | 365 | 3.277 | 3 | 0.27701
28497 | 9.275 | 1 | 2018-12-31 | 2019-12-31 | 365 | 10.6274 | 10 | 0.62737
28138 | 5.2 | 1 | 2018-12-31 | 2019-12-31 | 365 | 5.9582 | 5 | 0.9582
28186 | 5.98 | 1 | 2018-12-31 | 2019-12-31 | 365 | 6.8519 | 6 | 0.85193
31251 | 2.6 | 1 | 2018-12-31 | 2019-12-31 | 365 | 2.9791 | 2 | 0.9791
31255 | 7.8 | 1 | 2018-12-31 | 2019-12-31 | 365 | 8.9373 | 8 | 0.9373
30705 | 13.26 | 1 | 2018-12-31 | 2019-12-31 | 365 | 15.1934 | 15 | 0.19341
20529 | 6.24 | 1 | 2018-12-31 | 2019-12-31 | 365 | 7.1498 | 7 | 0.14984
30708 | 12.74 | 1 | 2018-12-31 | 2019-12-31 | 365 | 14.5976 | 14 | 0.59759
30711 | 10.92 | 1 | 2018-12-31 | 2019-12-31 | 365 | 12.5122 | 12 | 0.51222
30709 | 11.7 | 1 | 2018-12-31 | 2019-12-31 | 365 | 13.406 | 13 | 0.40595
30749 | 10.92 | 1 | 2018-12-31 | 2019-12-31 | 365 | 12.5122 | 12 | 0.51222
30755 | 10.6 | 1 | 2018-12-31 | 2019-12-31 | 365 | 12.1456 | 12 | 0.14556
30758 | 10.4 | 1 | 2018-12-31 | 2019-12-31 | 365 | 11.9164 | 11 | 0.9164
30765 | 9.945 | 1 | 2018-12-31 | 2019-12-31 | 365 | 11.3951 | 11 | 0.39506
30769 | 9.62 | 1 | 2018-12-31 | 2019-12-31 | 365 | 11.0227 | 11 | 0.022673
30772 | 9.62 | 1 | 2018-12-31 | 2019-12-31 | 365 | 11.0227 | 11 | 0.022673
30775 | 9.36 | 1 | 2018-12-31 | 2019-12-31 | 365 | 10.7248 | 10 | 0.72476
30777 | 8.415 | 1 | 2018-12-31 | 2019-12-31 | 365 | 9.642 | 9 | 0.64197
30780 | 7.8 | 1 | 2018-12-31 | 2019-12-31 | 365 | 8.9373 | 8 | 0.9373
30793 | 7.28 | 1 | 2018-12-31 | 2019-12-31 | 365 | 8.3415 | 8 | 0.34148
30795 | 7.28 | 1 | 2018-12-31 | 2019-12-31 | 365 | 8.3415 | 8 | 0.34148
30897 | 3.9 | 1 | 2018-12-31 | 2019-12-31 | 365 | 4.4687 | 4 | 0.46865
30899 | 3.825 | 1 | 2018-12-31 | 2019-12-31 | 365 | 4.3827 | 4 | 0.38272
30909 | 3.57 | 1 | 2018-12-31 | 2019-12-31 | 365 | 4.0905 | 4 | 0.090535
30821 | 7.28 | 1 | 2018-12-31 | 2019-12-31 | 365 | 8.3415 | 8 | 0.34148
31257 | 12.22 | 1 | 2018-12-31 | 2019-12-31 | 365 | 14.0018 | 14 | 0.0017738
31263 | 9.945 | 1 | 2018-12-31 | 2019-12-31 | 365 | 11.3951 | 11 | 0.39506
31268 | 7.54 | 1 | 2018-12-31 | 2019-12-31 | 365 | 8.6394 | 8 | 0.63939
31299 | 6.5 | 1 | 2018-12-31 | 2019-12-31 | 365 | 7.4478 | 7 | 0.44775
31300 | 6.5 | 1 | 2018-12-31 | 2019-12-31 | 365 | 7.4478 | 7 | 0.44775
31369 | 4.42 | 1 | 2018-12-31 | 2019-12-31 | 365 | 5.0645 | 5 | 0.064471
31372 | 4.16 | 1 | 2018-12-31 | 2019-12-31 | 365 | 4.7666 | 4 | 0.76656
31376 | 3.38 | 1 | 2018-12-31 | 2019-12-31 | 365 | 3.8728 | 3 | 0.87283
31382 | 8.06 | 1 | 2018-12-31 | 2019-12-31 | 365 | 9.2352 | 9 | 0.23521
31392 | 10.14 | 1 | 2018-12-31 | 2019-12-31 | 365 | 11.6185 | 11 | 0.61849
31393 | 9.1 | 1 | 2018-12-31 | 2019-12-31 | 365 | 10.4269 | 10 | 0.42685
31394 | 6.12 | 1 | 2018-12-31 | 2019-12-31 | 365 | 7.0123 | 7 | 0.012345
31396 | 3.12 | 1 | 2018-12-31 | 2019-12-31 | 365 | 3.5749 | 3 | 0.57492
30913 | 2.34 | 1 | 2018-12-31 | 2019-12-31 | 365 | 2.6812 | 2 | 0.68119
30928 | 14.3 | 1 | 2018-12-31 | 2019-12-31 | 365 | 16.3851 | 16 | 0.38505
30975 | 5.2 | 1 | 2018-12-31 | 2019-12-31 | 365 | 5.9582 | 5 | 0.9582
30978 | 6.24 | 1 | 2018-12-31 | 2019-12-31 | 365 | 7.1498 | 7 | 0.14984
30881 | 5.72 | 1 | 2018-12-31 | 2019-12-31 | 365 | 6.554 | 6 | 0.55402
30891 | 4.68 | 1 | 2018-12-31 | 2019-12-31 | 365 | 5.3624 | 5 | 0.36238
31399 | 2.55 | 1 | 2018-12-31 | 2019-12-31 | 365 | 2.9218 | 2 | 0.92181
31665 | 7.8 | 1 | 2018-12-31 | 2019-12-31 | 365 | 8.9373 | 8 | 0.9373
31670 | 3.9 | 1 | 2018-12-31 | 2019-12-31 | 365 | 4.4687 | 4 | 0.46865
32448 | 7.02 | 1 | 2018-12-31 | 2019-12-31 | 365 | 8.0436 | 8 | 0.043572
32454 | 8.32 | 1 | 2018-12-31 | 2019-12-31 | 365 | 9.5331 | 9 | 0.53312
32461 | 3.38 | 1 | 2018-12-31 | 2019-12-31 | 365 | 3.8728 | 3 | 0.87283
32471 | 6.76 | 1 | 2018-12-31 | 2019-12-31 | 365 | 7.7457 | 7 | 0.74566
32473 | 5.98 | 1 | 2018-12-31 | 2019-12-31 | 365 | 6.8519 | 6 | 0.85193
32475 | 8.06 | 1 | 2018-12-31 | 2019-12-31 | 365 | 9.2352 | 9 | 0.23521
32509 | 8.25 | 1 | 2018-12-31 | 2019-12-31 | 365 | 9.4529 | 9 | 0.45292
33056 | 9.945 | 1 | 2018-12-31 | 2019-12-31 | 365 | 11.3951 | 11 | 0.39506
32561 | 8.32 | 1 | 2018-12-31 | 2019-12-31 | 365 | 9.5331 | 9 | 0.53312
32570 | 7.42 | 1 | 2018-12-31 | 2019-12-31 | 365 | 8.5019 | 8 | 0.5019
32597 | 8.06 | 1 | 2018-12-31 | 2019-12-31 | 365 | 9.2352 | 9 | 0.23521
19755 | 9.88 | 1 | 2018-12-31 | 2019-12-31 | 365 | 11.3206 | 11 | 0.32058
32672 | 10.66 | 1 | 2018-12-31 | 2019-12-31 | 365 | 12.2143 | 12 | 0.21431
32648 | 9.62 | 1 | 2018-12-31 | 2019-12-31 | 365 | 11.0227 | 11 | 0.022673
32686 | 2.86 | 1 | 2018-12-31 | 2019-12-31 | 365 | 3.277 | 3 | 0.27701
33146 | 5.98 | 1 | 2018-12-31 | 2019-12-31 | 365 | 6.8519 | 6 | 0.85193
32697 | 8.84 | 1 | 2018-12-31 | 2019-12-31 | 365 | 10.1289 | 10 | 0.12894
33148 | 5.72 | 1 | 2018-12-31 | 2019-12-31 | 365 | 6.554 | 6 | 0.55402
32774 | 16.575 | 1 | 2018-12-31 | 2019-12-31 | 365 | 18.9918 | 18 | 0.99177
32785 | 5.46 | 1 | 2018-12-31 | 2019-12-31 | 365 | 6.2561 | 6 | 0.25611
32790 | 5.865 | 1 | 2018-12-31 | 2019-12-31 | 365 | 6.7202 | 6 | 0.72016
32791 | 14.535 | 1 | 2018-12-31 | 2019-12-31 | 365 | 16.6543 | 16 | 0.65432
32800 | 2.08 | 1 | 2018-12-31 | 2019-12-31 | 365 | 2.3833 | 2 | 0.38328
32816 | 9.88 | 1 | 2018-12-31 | 2019-12-31 | 365 | 11.3206 | 11 | 0.32058
32818 | 16.32 | 1 | 2018-12-31 | 2019-12-31 | 365 | 18.6996 | 18 | 0.69959
32822 | 3.64 | 1 | 2018-12-31 | 2019-12-31 | 365 | 4.1707 | 4 | 0.17074
32830 | 7.28 | 1 | 2018-12-31 | 2019-12-31 | 365 | 8.3415 | 8 | 0.34148
33144 | 3.64 | 1 | 2018-12-31 | 2019-12-31 | 365 | 4.1707 | 4 | 0.17074
32827 | 6.24 | 1 | 2018-12-31 | 2019-12-31 | 365 | 7.1498 | 7 | 0.14984
32851 | 9.88 | 1 | 2018-12-31 | 2019-12-31 | 365 | 11.3206 | 11 | 0.32058
33169 | 8.16 | 1 | 2018-12-31 | 2019-12-31 | 365 | 9.3498 | 9 | 0.34979
33182 | 2.86 | 1 | 2018-12-31 | 2019-12-31 | 365 | 3.277 | 3 | 0.27701
33183 | 11.18 | 1 | 2018-12-31 | 2019-12-31 | 365 | 12.8101 | 12 | 0.81013
33185 | 3.9 | 1 | 2018-12-31 | 2019-12-31 | 365 | 4.4687 | 4 | 0.46865
32869 | 7.02 | 1 | 2018-12-31 | 2019-12-31 | 365 | 8.0436 | 8 | 0.043572
32862 | 7.54 | 1 | 2018-12-31 | 2019-12-31 | 365 | 8.6394 | 8 | 0.63939
32879 | 2.08 | 1 | 2018-12-31 | 2019-12-31 | 365 | 2.3833 | 2 | 0.38328
32890 | 7.28 | 1 | 2018-12-31 | 2019-12-31 | 365 | 8.3415 | 8 | 0.34148
32895 | 10.4 | 1 | 2018-12-31 | 2019-12-31 | 365 | 11.9164 | 11 | 0.9164
33224 | 2.86 | 1 | 2018-12-31 | 2019-12-31 | 365 | 3.277 | 3 | 0.27701
33096 | 4.94 | 1 | 2018-12-31 | 2019-12-31 | 365 | 5.6603 | 5 | 0.66029
33104 | 8.16 | 1 | 2018-12-31 | 2019-12-31 | 365 | 9.3498 | 9 | 0.34979
33115 | 5.1 | 1 | 2018-12-31 | 2019-12-31 | 365 | 5.8436 | 5 | 0.84362
27549 | 4.16 | 1 | 2018-12-31 | 2019-12-31 | 365 | 4.7666 | 4 | 0.76656
33124 | 4.94 | 1 | 2018-12-31 | 2019-12-31 | 365 | 5.6603 | 5 | 0.66029
33126 | 3.78 | 1 | 2018-12-31 | 2019-12-31 | 365 | 4.3312 | 4 | 0.33115
33138 | 7.28 | 1 | 2018-12-31 | 2019-12-31 | 365 | 8.3415 | 8 | 0.34148
33143 | 7.8 | 1 | 2018-12-31 | 2019-12-31 | 365 | 8.9373 | 8 | 0.9373
33288 | 12.48 | 1 | 2018-12-31 | 2019-12-31 | 365 | 14.2997 | 14 | 0.29968
33284 | 2.97 | 1 | 2018-12-31 | 2019-12-31 | 365 | 3.403 | 3 | 0.40305
33304 | 4.335 | 1 | 2018-12-31 | 2019-12-31 | 365 | 4.9671 | 4 | 0.96708
32885 | 3.12 | 1 | 2018-12-31 | 2019-12-31 | 365 | 3.5749 | 3 | 0.57492
33306 | 8.84 | 1 | 2018-12-31 | 2019-12-31 | 365 | 10.1289 | 10 | 0.12894
33367 | 4.16 | 1 | 2018-12-31 | 2019-12-31 | 365 | 4.7666 | 4 | 0.76656
28691 | 5.3 | 1 | 2018-12-31 | 2019-12-31 | 365 | 6.0728 | 6 | 0.072782
34457 | 3.9 | 1 | 2018-12-31 | 2019-12-31 | 365 | 4.4687 | 4 | 0.46865
33881 | 8.84 | 1 | 2018-12-31 | 2019-12-31 | 365 | 10.1289 | 10 | 0.12894
34479 | 3.9 | 1 | 2018-12-31 | 2019-12-31 | 365 | 4.4687 | 4 | 0.46865
34579 | 2.34 | 1 | 2018-12-31 | 2019-12-31 | 365 | 2.6812 | 2 | 0.68119
34089 | 9.62 | 1 | 2018-12-31 | 2019-12-31 | 365 | 11.0227 | 11 | 0.022673
34635 | 6.76 | 1 | 2018-12-31 | 2019-12-31 | 365 | 7.7457 | 7 | 0.74566
27580 | 16.065 | 1 | 2018-12-31 | 2019-12-31 | 365 | 18.4074 | 18 | 0.40741
34105 | 5.72 | 1 | 2018-12-31 | 2019-12-31 | 365 | 6.554 | 6 | 0.55402
34132 | 11.7 | 1 | 2018-12-31 | 2019-12-31 | 365 | 13.406 | 13 | 0.40595
34136 | 2.86 | 1 | 2018-12-31 | 2019-12-31 | 365 | 3.277 | 3 | 0.27701
34144 | 9.36 | 1 | 2018-12-31 | 2019-12-31 | 365 | 10.7248 | 10 | 0.72476
34149 | 5.2 | 1 | 2018-12-31 | 2019-12-31 | 365 | 5.9582 | 5 | 0.9582
34158 | 8.32 | 1 | 2018-12-31 | 2019-12-31 | 365 | 9.5331 | 9 | 0.53312
34162 | 3.64 | 1 | 2018-12-31 | 2019-12-31 | 365 | 4.1707 | 4 | 0.17074
34175 | 3.38 | 1 | 2018-12-31 | 2019-12-31 | 365 | 3.8728 | 3 | 0.87283
34182 | 5.83 | 1 | 2018-12-31 | 2019-12-31 | 365 | 6.6801 | 6 | 0.68006
34191 | 7.02 | 1 | 2018-12-31 | 2019-12-31 | 365 | 8.0436 | 8 | 0.043572
34201 | 13.52 | 1 | 2018-12-31 | 2019-12-31 | 365 | 15.4913 | 15 | 0.49132
34215 | 4.42 | 1 | 2018-12-31 | 2019-12-31 | 365 | 5.0645 | 5 | 0.064471
34214 | 10.865 | 1 | 2018-12-31 | 2019-12-31 | 365 | 12.4492 | 12 | 0.4492
34220 | 5.2 | 1 | 2018-12-31 | 2019-12-31 | 365 | 5.9582 | 5 | 0.9582
34223 | 8.58 | 1 | 2018-12-31 | 2019-12-31 | 365 | 9.831 | 9 | 0.83103
34241 | 6.24 | 1 | 2018-12-31 | 2019-12-31 | 365 | 7.1498 | 7 | 0.14984
34242 | 3.38 | 1 | 2018-12-31 | 2019-12-31 | 365 | 3.8728 | 3 | 0.87283
34291 | 7.8 | 1 | 2018-12-31 | 2019-12-31 | 365 | 8.9373 | 8 | 0.9373
34305 | 7.685 | 1 | 2018-12-31 | 2019-12-31 | 365 | 8.8055 | 8 | 0.80553
34309 | 7.28 | 1 | 2018-12-31 | 2019-12-31 | 365 | 8.3415 | 8 | 0.34148
34311 | 12.19 | 1 | 2018-12-31 | 2019-12-31 | 365 | 13.9674 | 13 | 0.9674
34314 | 6.24 | 1 | 2018-12-31 | 2019-12-31 | 365 | 7.1498 | 7 | 0.14984
34764 | 4.68 | 1 | 2018-12-31 | 2019-12-31 | 365 | 5.3624 | 5 | 0.36238
34828 | 4.94 | 1 | 2018-12-31 | 2019-12-31 | 365 | 5.6603 | 5 | 0.66029
32619 | 5.355 | 1 | 2018-12-31 | 2019-12-31 | 365 | 6.1358 | 6 | 0.1358
33281 | 6.24 | 1 | 2018-12-31 | 2019-12-31 | 365 | 7.1498 | 7 | 0.14984
33184 | 6.12 | 1 | 2018-12-31 | 2019-12-31 | 365 | 7.0123 | 7 | 0.012345
30056 | 5.46 | 1 | 2018-12-31 | 2019-12-31 | 365 | 6.2561 | 6 | 0.25611
32492 | 4.08 | 1 | 2018-12-31 | 2019-12-31 | 365 | 4.6749 | 4 | 0.6749
30341 | 10.4 | 1 | 2018-12-31 | 2019-12-31 | 365 | 11.9164 | 11 | 0.9164
31673 | 6.24 | 1 | 2018-12-31 | 2019-12-31 | 365 | 7.1498 | 7 | 0.14984
31668 | 4.16 | 1 | 2018-12-31 | 2019-12-31 | 365 | 4.7666 | 4 | 0.76656
31053 | 9.36 | 1 | 2018-12-31 | 2019-12-31 | 365 | 10.7248 | 10 | 0.72476
31544 | 4.94 | 1 | 2018-12-31 | 2019-12-31 | 365 | 5.6603 | 5 | 0.66029
31556 | 9.36 | 1 | 2018-12-31 | 2019-12-31 | 365 | 10.7248 | 10 | 0.72476
31540 | 2.6 | 1 | 2018-12-31 | 2019-12-31 | 365 | 2.9791 | 2 | 0.9791
24890 | 7.54 | 1 | 2018-12-31 | 2019-12-31 | 365 | 8.6394 | 8 | 0.63939
30603 | 9.18 | 1 | 2018-12-31 | 2019-12-31 | 365 | 10.5185 | 10 | 0.51852
30652 | 7.8 | 1 | 2018-12-31 | 2019-12-31 | 365 | 8.9373 | 8 | 0.9373
29721 | 16.12 | 1 | 2018-12-31 | 2019-12-31 | 365 | 18.4704 | 18 | 0.47042
29580 | 3.12 | 1 | 2018-12-31 | 2019-12-31 | 365 | 3.5749 | 3 | 0.57492
26910 | 7.02 | 1 | 2018-12-31 | 2019-12-31 | 365 | 8.0436 | 8 | 0.043572
33472 | 8.06 | 1 | 2018-12-31 | 2019-12-31 | 365 | 9.2352 | 9 | 0.23521
33106 | 11.96 | 1 | 2018-12-31 | 2019-12-31 | 365 | 13.7039 | 13 | 0.70386
33299 | 7.28 | 1 | 2018-12-31 | 2019-12-31 | 365 | 8.3415 | 8 | 0.34148
33072 | 7.8 | 1 | 2018-12-31 | 2019-12-31 | 365 | 8.9373 | 8 | 0.9373
25129 | 5.2 | 1 | 2018-12-31 | 2019-12-31 | 365 | 5.9582 | 5 | 0.9582
29067 | 15.08 | 1 | 2018-12-31 | 2019-12-31 | 365 | 17.2788 | 17 | 0.27878
28961 | 3.825 | 1 | 2018-12-31 | 2019-12-31 | 365 | 4.3827 | 4 | 0.38272
25148 | 4.68 | 1 | 2018-12-31 | 2019-12-31 | 365 | 5.3624 | 5 | 0.36238
24887 | 7.8 | 1 | 2018-12-31 | 2019-12-31 | 365 | 8.9373 | 8 | 0.9373
24214 | 7.28 | 1 | 2018-12-31 | 2019-12-31 | 365 | 8.3415 | 8 | 0.34148
28948 | 8.32 | 1 | 2018-12-31 | 2019-12-31 | 365 | 9.5331 | 9 | 0.53312
24261 | 9.62 | 1 | 2018-12-31 | 2019-12-31 | 365 | 11.0227 | 11 | 0.022673
28611 | 9.1 | 1 | 2018-12-31 | 2019-12-31 | 365 | 10.4269 | 10 | 0.42685
28460 | 4.505 | 1 | 2018-12-31 | 2019-12-31 | 365 | 5.1619 | 5 | 0.16187
23133 | 4.42 | 1 | 2018-12-31 | 2019-12-31 | 365 | 5.0645 | 5 | 0.064471
24208 | 9.62 | 1 | 2018-12-31 | 2019-12-31 | 365 | 11.0227 | 11 | 0.022673
23113 | 3.06 | 1 | 2018-12-31 | 2019-12-31 | 365 | 3.5062 | 3 | 0.50617
28426 | 6.5 | 1 | 2018-12-31 | 2019-12-31 | 365 | 7.4478 | 7 | 0.44775
23077 | 14.04 | 1 | 2018-12-31 | 2019-12-31 | 365 | 16.0871 | 16 | 0.087144
27972 | 3.9 | 1 | 2018-12-31 | 2019-12-31 | 365 | 4.4687 | 4 | 0.46865
25480 | 3.9 | 1 | 2018-12-31 | 2019-12-31 | 365 | 4.4687 | 4 | 0.46865
25478 | 4.94 | 1 | 2018-12-31 | 2019-12-31 | 365 | 5.6603 | 5 | 0.66029
22438 | 4.05 | 1 | 2018-12-31 | 2019-12-31 | 365 | 4.6405 | 4 | 0.64052
29268 | 6.12 | 1 | 2018-12-31 | 2019-12-31 | 365 | 7.0123 | 7 | 0.012345
30595 | 9.88 | 1 | 2018-12-31 | 2019-12-31 | 365 | 11.3206 | 11 | 0.32058
23905 | 5.3 | 1 | 2018-12-31 | 2019-12-31 | 365 | 6.0728 | 6 | 0.072782
23869 | 8.58 | 1 | 2018-12-31 | 2019-12-31 | 365 | 9.831 | 9 | 0.83103
23738 | 5.2 | 1 | 2018-12-31 | 2019-12-31 | 365 | 5.9582 | 5 | 0.9582
29668 | 9.88 | 1 | 2018-12-31 | 2019-12-31 | 365 | 11.3206 | 11 | 0.32058
36907 | 6.76 | 1 | 2018-12-31 | 2019-12-31 | 365 | 7.7457 | 7 | 0.74566
27648 | 8.06 | 1 | 2018-12-31 | 2019-12-31 | 365 | 9.2352 | 9 | 0.23521
35524 | 9.54 | 1 | 2018-12-31 | 2019-12-31 | 365 | 10.931 | 10 | 0.93101
35537 | 7.28 | 1 | 2018-12-31 | 2019-12-31 | 365 | 8.3415 | 8 | 0.34148
35540 | 5.46 | 1 | 2018-12-31 | 2019-12-31 | 365 | 6.2561 | 6 | 0.25611
35541 | 4.68 | 1 | 2018-12-31 | 2019-12-31 | 365 | 5.3624 | 5 | 0.36238
35586 | 5.1 | 1 | 2018-12-31 | 2019-12-31 | 365 | 5.8436 | 5 | 0.84362
35615 | 6.24 | 1 | 2018-12-31 | 2019-12-31 | 365 | 7.1498 | 7 | 0.14984
27522 | 9.62 | 1 | 2018-12-31 | 2019-12-31 | 365 | 11.0227 | 11 | 0.022673
28570 | 13.77 | 1 | 2018-12-31 | 2019-12-31 | 365 | 15.7778 | 15 | 0.77778
35560 | 9.945 | 1 | 2018-12-31 | 2019-12-31 | 365 | 11.3951 | 11 | 0.39506
35582 | 4.94 | 1 | 2018-12-31 | 2019-12-31 | 365 | 5.6603 | 5 | 0.66029
35590 | 6.76 | 1 | 2018-12-31 | 2019-12-31 | 365 | 7.7457 | 7 | 0.74566
35591 | 10.14 | 1 | 2018-12-31 | 2019-12-31 | 365 | 11.6185 | 11 | 0.61849
35599 | 10.92 | 1 | 2018-12-31 | 2019-12-31 | 365 | 12.5122 | 12 | 0.51222
36061 | 3.12 | 1 | 2018-12-31 | 2019-12-31 | 365 | 3.5749 | 3 | 0.57492
36048 | 2.08 | 1 | 2018-12-31 | 2019-12-31 | 365 | 2.3833 | 2 | 0.38328
36073 | 3.38 | 1 | 2018-12-31 | 2019-12-31 | 365 | 3.8728 | 3 | 0.87283
17004 | 5.355 | 1 | 2018-12-31 | 2019-12-31 | 365 | 6.1358 | 6 | 0.1358
36112 | 2.86 | 1 | 2018-12-31 | 2019-12-31 | 365 | 3.277 | 3 | 0.27701
36328 | 11.475 | 1 | 2018-12-31 | 2019-12-31 | 365 | 13.1481 | 13 | 0.14815
36925 | 6.5 | 1 | 2018-12-31 | 2019-12-31 | 365 | 7.4478 | 7 | 0.44775
32678 | 4.42 | 1 | 2018-12-31 | 2019-12-31 | 365 | 5.0645 | 5 | 0.064471
37008 | 5.46 | 1 | 2018-12-31 | 2019-12-31 | 365 | 6.2561 | 6 | 0.25611
23069 | 12.75 | 1 | 2018-12-31 | 2019-12-31 | 365 | 14.6091 | 14 | 0.60905
36107 | 4.32 | 1 | 2018-12-31 | 2019-12-31 | 365 | 4.9499 | 4 | 0.94989
17295 | 4.68 | 1 | 2018-12-31 | 2019-12-31 | 365 | 5.3624 | 5 | 0.36238
30612 | 8.58 | 1 | 2018-12-31 | 2019-12-31 | 365 | 9.831 | 9 | 0.83103
36869 | 4.42 | 1 | 2018-12-31 | 2019-12-31 | 365 | 5.0645 | 5 | 0.064471
23706 | 5.1 | 1 | 2018-12-31 | 2019-12-31 | 365 | 5.8436 | 5 | 0.84362
35565 | 13.26 | 1 | 2018-12-31 | 2019-12-31 | 365 | 15.1934 | 15 | 0.19341
35558 | 11.18 | 1 | 2018-12-31 | 2019-12-31 | 365 | 12.8101 | 12 | 0.81013
28766 | 3.9 | 1 | 2018-12-31 | 2019-12-31 | 365 | 4.4687 | 4 | 0.46865
30937 | 6.24 | 1 | 2018-12-31 | 2019-12-31 | 365 | 7.1498 | 7 | 0.14984
25575 | 5.46 | 1 | 2018-12-31 | 2019-12-31 | 365 | 6.2561 | 6 | 0.25611
18437 | 6.885 | 1 | 2018-12-31 | 2019-12-31 | 365 | 7.8889 | 7 | 0.88889
30932 | 8.84 | 1 | 2018-12-31 | 2019-12-31 | 365 | 10.1289 | 10 | 0.12894
28493 | 4.94 | 1 | 2018-12-31 | 2019-12-31 | 365 | 5.6603 | 5 | 0.66029
33291 | 3.64 | 1 | 2018-12-31 | 2019-12-31 | 365 | 4.1707 | 4 | 0.17074
35612 | 7.8 | 1 | 2018-12-31 | 2019-12-31 | 365 | 8.9373 | 8 | 0.9373
29095 | 11.7 | 1 | 2018-12-31 | 2019-12-31 | 365 | 13.406 | 13 | 0.40595
29098 | 14.04 | 1 | 2018-12-31 | 2019-12-31 | 365 | 16.0871 | 16 | 0.087144
29099 | 18.615 | 1 | 2018-12-31 | 2019-12-31 | 365 | 21.3292 | 21 | 0.32922
29081 | 7.685 | 1 | 2018-12-31 | 2019-12-31 | 365 | 8.8055 | 8 | 0.80553
29160 | 3.9 | 1 | 2018-12-31 | 2019-12-31 | 365 | 4.4687 | 4 | 0.46865
29163 | 11.7 | 1 | 2018-12-31 | 2019-12-31 | 365 | 13.406 | 13 | 0.40595
29180 | 4.68 | 1 | 2018-12-31 | 2019-12-31 | 365 | 5.3624 | 5 | 0.36238
29185 | 7.28 | 1 | 2018-12-31 | 2019-12-31 | 365 | 8.3415 | 8 | 0.34148
29166 | 8.58 | 1 | 2018-12-31 | 2019-12-31 | 365 | 9.831 | 9 | 0.83103
29247 | 5.3 | 1 | 2018-12-31 | 2019-12-31 | 365 | 6.0728 | 6 | 0.072782
29256 | 13.25 | 1 | 2018-12-31 | 2019-12-31 | 365 | 15.182 | 15 | 0.18196
29260 | 2.34 | 1 | 2018-12-31 | 2019-12-31 | 365 | 2.6812 | 2 | 0.68119
29271 | 3.64 | 1 | 2018-12-31 | 2019-12-31 | 365 | 4.1707 | 4 | 0.17074
29282 | 3.445 | 1 | 2018-12-31 | 2019-12-31 | 365 | 3.9473 | 3 | 0.94731
29285 | 8.32 | 1 | 2018-12-31 | 2019-12-31 | 365 | 9.5331 | 9 | 0.53312
29301 | 18.72 | 1 | 2018-12-31 | 2019-12-31 | 365 | 21.4495 | 21 | 0.44953
29312 | 3.9 | 1 | 2018-12-31 | 2019-12-31 | 365 | 4.4687 | 4 | 0.46865
29313 | 4.77 | 1 | 2018-12-31 | 2019-12-31 | 365 | 5.4655 | 5 | 0.4655
29315 | 5.98 | 1 | 2018-12-31 | 2019-12-31 | 365 | 6.8519 | 6 | 0.85193
29318 | 10.07 | 1 | 2018-12-31 | 2019-12-31 | 365 | 11.5383 | 11 | 0.53829
29321 | 4.94 | 1 | 2018-12-31 | 2019-12-31 | 365 | 5.6603 | 5 | 0.66029
29322 | 10.4 | 1 | 2018-12-31 | 2019-12-31 | 365 | 11.9164 | 11 | 0.9164
29323 | 11.44 | 1 | 2018-12-31 | 2019-12-31 | 365 | 13.108 | 13 | 0.10804
29325 | 5.72 | 1 | 2018-12-31 | 2019-12-31 | 365 | 6.554 | 6 | 0.55402
29385 | 11.7 | 1 | 2018-12-31 | 2019-12-31 | 365 | 13.406 | 13 | 0.40595
29484 | 8.32 | 1 | 2018-12-31 | 2019-12-31 | 365 | 9.5331 | 9 | 0.53312
28730 | 4.94 | 1 | 2018-12-31 | 2019-12-31 | 365 | 5.6603 | 5 | 0.66029
29526 | 11.7 | 1 | 2018-12-31 | 2019-12-31 | 365 | 13.406 | 13 | 0.40595
29525 | 3.975 | 1 | 2018-12-31 | 2019-12-31 | 365 | 4.5546 | 4 | 0.55459
29527 | 7.02 | 1 | 2018-12-31 | 2019-12-31 | 365 | 8.0436 | 8 | 0.043572
29528 | 2.08 | 1 | 2018-12-31 | 2019-12-31 | 365 | 2.3833 | 2 | 0.38328
29530 | 10.92 | 1 | 2018-12-31 | 2019-12-31 | 365 | 12.5122 | 12 | 0.51222
29532 | 6.24 | 1 | 2018-12-31 | 2019-12-31 | 365 | 7.1498 | 7 | 0.14984
29533 | 8.32 | 1 | 2018-12-31 | 2019-12-31 | 365 | 9.5331 | 9 | 0.53312
29542 | 11.96 | 1 | 2018-12-31 | 2019-12-31 | 365 | 13.7039 | 13 | 0.70386
29543 | 4.505 | 1 | 2018-12-31 | 2019-12-31 | 365 | 5.1619 | 5 | 0.16187
29616 | 3.57 | 1 | 2018-12-31 | 2019-12-31 | 365 | 4.0905 | 4 | 0.090535
29599 | 4.42 | 1 | 2018-12-31 | 2019-12-31 | 365 | 5.0645 | 5 | 0.064471
29629 | 5.3 | 1 | 2018-12-31 | 2019-12-31 | 365 | 6.0728 | 6 | 0.072782
29640 | 14.04 | 1 | 2018-12-31 | 2019-12-31 | 365 | 16.0871 | 16 | 0.087144
29645 | 4.845 | 1 | 2018-12-31 | 2019-12-31 | 365 | 5.5514 | 5 | 0.55144
29657 | 4.68 | 1 | 2018-12-31 | 2019-12-31 | 365 | 5.3624 | 5 | 0.36238
29651 | 7.54 | 1 | 2018-12-31 | 2019-12-31 | 365 | 8.6394 | 8 | 0.63939
29654 | 5.98 | 1 | 2018-12-31 | 2019-12-31 | 365 | 6.8519 | 6 | 0.85193
29649 | 5.2 | 1 | 2018-12-31 | 2019-12-31 | 365 | 5.9582 | 5 | 0.9582
29652 | 9.62 | 1 | 2018-12-31 | 2019-12-31 | 365 | 11.0227 | 11 | 0.022673
29655 | 3.12 | 1 | 2018-12-31 | 2019-12-31 | 365 | 3.5749 | 3 | 0.57492
29658 | 8.84 | 1 | 2018-12-31 | 2019-12-31 | 365 | 10.1289 | 10 | 0.12894
29660 | 8.06 | 1 | 2018-12-31 | 2019-12-31 | 365 | 9.2352 | 9 | 0.23521
29661 | 10.71 | 1 | 2018-12-31 | 2019-12-31 | 365 | 12.2716 | 12 | 0.2716
29664 | 3.71 | 1 | 2018-12-31 | 2019-12-31 | 365 | 4.2509 | 4 | 0.25095
29666 | 6.24 | 1 | 2018-12-31 | 2019-12-31 | 365 | 7.1498 | 7 | 0.14984
29667 | 5.72 | 1 | 2018-12-31 | 2019-12-31 | 365 | 6.554 | 6 | 0.55402
29671 | 9.88 | 1 | 2018-12-31 | 2019-12-31 | 365 | 11.3206 | 11 | 0.32058
29674 | 8.925 | 1 | 2018-12-31 | 2019-12-31 | 365 | 10.2263 | 10 | 0.22634
29677 | 5.98 | 1 | 2018-12-31 | 2019-12-31 | 365 | 6.8519 | 6 | 0.85193
29678 | 4.77 | 1 | 2018-12-31 | 2019-12-31 | 365 | 5.4655 | 5 | 0.4655
29702 | 4.16 | 1 | 2018-12-31 | 2019-12-31 | 365 | 4.7666 | 4 | 0.76656
29701 | 7.02 | 1 | 2018-12-31 | 2019-12-31 | 365 | 8.0436 | 8 | 0.043572
29681 | 8.84 | 1 | 2018-12-31 | 2019-12-31 | 365 | 10.1289 | 10 | 0.12894
29683 | 4.94 | 1 | 2018-12-31 | 2019-12-31 | 365 | 5.6603 | 5 | 0.66029
29684 | 4.845 | 1 | 2018-12-31 | 2019-12-31 | 365 | 5.5514 | 5 | 0.55144
29685 | 9.1 | 1 | 2018-12-31 | 2019-12-31 | 365 | 10.4269 | 10 | 0.42685
29687 | 10.14 | 1 | 2018-12-31 | 2019-12-31 | 365 | 11.6185 | 11 | 0.61849
29688 | 4.16 | 1 | 2018-12-31 | 2019-12-31 | 365 | 4.7666 | 4 | 0.76656
29689 | 14.3 | 1 | 2018-12-31 | 2019-12-31 | 365 | 16.3851 | 16 | 0.38505
29690 | 7.28 | 1 | 2018-12-31 | 2019-12-31 | 365 | 8.3415 | 8 | 0.34148
29691 | 8.06 | 1 | 2018-12-31 | 2019-12-31 | 365 | 9.2352 | 9 | 0.23521
29692 | 8.67 | 1 | 2018-12-31 | 2019-12-31 | 365 | 9.9342 | 9 | 0.93416
29694 | 6.24 | 1 | 2018-12-31 | 2019-12-31 | 365 | 7.1498 | 7 | 0.14984
29693 | 4.94 | 1 | 2018-12-31 | 2019-12-31 | 365 | 5.6603 | 5 | 0.66029
29695 | 8.48 | 1 | 2018-12-31 | 2019-12-31 | 365 | 9.7165 | 9 | 0.71645
29696 | 2.6 | 1 | 2018-12-31 | 2019-12-31 | 365 | 2.9791 | 2 | 0.9791
29697 | 12.74 | 1 | 2018-12-31 | 2019-12-31 | 365 | 14.5976 | 14 | 0.59759
29698 | 8.085 | 1 | 2018-12-31 | 2019-12-31 | 365 | 9.2639 | 9 | 0.26386
29699 | 5.46 | 1 | 2018-12-31 | 2019-12-31 | 365 | 6.2561 | 6 | 0.25611
29700 | 5.98 | 1 | 2018-12-31 | 2019-12-31 | 365 | 6.8519 | 6 | 0.85193
29709 | 3.38 | 1 | 2018-12-31 | 2019-12-31 | 365 | 3.8728 | 3 | 0.87283
29711 | 4.68 | 1 | 2018-12-31 | 2019-12-31 | 365 | 5.3624 | 5 | 0.36238
29713 | 2.88 | 1 | 2018-12-31 | 2019-12-31 | 365 | 3.2999 | 3 | 0.29993
32911 | 14.025 | 1 | 2018-12-31 | 2019-12-31 | 365 | 16.07 | 16 | 0.069957
28862 | 8.58 | 1 | 2018-12-31 | 2019-12-31 | 365 | 9.831 | 9 | 0.83103
28725 | 9.36 | 1 | 2018-12-31 | 2019-12-31 | 365 | 10.7248 | 10 | 0.72476
28722 | 5.83 | 1 | 2018-12-31 | 2019-12-31 | 365 | 6.6801 | 6 | 0.68006
28710 | 5.565 | 1 | 2018-12-31 | 2019-12-31 | 365 | 6.3764 | 6 | 0.37642
28709 | 11.7 | 1 | 2018-12-31 | 2019-12-31 | 365 | 13.406 | 13 | 0.40595
28708 | 7.28 | 1 | 2018-12-31 | 2019-12-31 | 365 | 8.3415 | 8 | 0.34148
28707 | 7.54 | 1 | 2018-12-31 | 2019-12-31 | 365 | 8.6394 | 8 | 0.63939
28706 | 9.1 | 1 | 2018-12-31 | 2019-12-31 | 365 | 10.4269 | 10 | 0.42685
28705 | 7.02 | 1 | 2018-12-31 | 2019-12-31 | 365 | 8.0436 | 8 | 0.043572
28703 | 5.2 | 1 | 2018-12-31 | 2019-12-31 | 365 | 5.9582 | 5 | 0.9582
28697 | 11.985 | 1 | 2018-12-31 | 2019-12-31 | 365 | 13.7325 | 13 | 0.73251
28696 | 15.08 | 1 | 2018-12-31 | 2019-12-31 | 365 | 17.2788 | 17 | 0.27878
28695 | 9.36 | 1 | 2018-12-31 | 2019-12-31 | 365 | 10.7248 | 10 | 0.72476
28693 | 7.28 | 1 | 2018-12-31 | 2019-12-31 | 365 | 8.3415 | 8 | 0.34148
28690 | 14.04 | 1 | 2018-12-31 | 2019-12-31 | 365 | 16.0871 | 16 | 0.087144
28689 | 9.36 | 1 | 2018-12-31 | 2019-12-31 | 365 | 10.7248 | 10 | 0.72476
28692 | 12.74 | 1 | 2018-12-31 | 2019-12-31 | 365 | 14.5976 | 14 | 0.59759
28704 | 6.76 | 1 | 2018-12-31 | 2019-12-31 | 365 | 7.7457 | 7 | 0.74566
28595 | 9.36 | 1 | 2018-12-31 | 2019-12-31 | 365 | 10.7248 | 10 | 0.72476
28596 | 3.38 | 1 | 2018-12-31 | 2019-12-31 | 365 | 3.8728 | 3 | 0.87283
28638 | 4.94 | 1 | 2018-12-31 | 2019-12-31 | 365 | 5.6603 | 5 | 0.66029
28578 | 6.76 | 1 | 2018-12-31 | 2019-12-31 | 365 | 7.7457 | 7 | 0.74566
28674 | 10.4 | 1 | 2018-12-31 | 2019-12-31 | 365 | 11.9164 | 11 | 0.9164
28675 | 7.54 | 1 | 2018-12-31 | 2019-12-31 | 365 | 8.6394 | 8 | 0.63939
28676 | 8.32 | 1 | 2018-12-31 | 2019-12-31 | 365 | 9.5331 | 9 | 0.53312
28679 | 13.26 | 1 | 2018-12-31 | 2019-12-31 | 365 | 15.1934 | 15 | 0.19341
28701 | 13 | 1 | 2018-12-31 | 2019-12-31 | 365 | 14.8955 | 14 | 0.8955
28786 | 4.68 | 1 | 2018-12-31 | 2019-12-31 | 365 | 5.3624 | 5 | 0.36238
28792 | 5.865 | 1 | 2018-12-31 | 2019-12-31 | 365 | 6.7202 | 6 | 0.72016
28789 | 8.58 | 1 | 2018-12-31 | 2019-12-31 | 365 | 9.831 | 9 | 0.83103
28797 | 9.945 | 1 | 2018-12-31 | 2019-12-31 | 365 | 11.3951 | 11 | 0.39506
29767 | 9.18 | 1 | 2018-12-31 | 2019-12-31 | 365 | 10.5185 | 10 | 0.51852
29775 | 11.7 | 1 | 2018-12-31 | 2019-12-31 | 365 | 13.406 | 13 | 0.40595
29777 | 4.16 | 1 | 2018-12-31 | 2019-12-31 | 365 | 4.7666 | 4 | 0.76656
29779 | 2.6 | 1 | 2018-12-31 | 2019-12-31 | 365 | 2.9791 | 2 | 0.9791
29781 | 4.94 | 1 | 2018-12-31 | 2019-12-31 | 365 | 5.6603 | 5 | 0.66029
28796 | 9.275 | 1 | 2018-12-31 | 2019-12-31 | 365 | 10.6274 | 10 | 0.62737
29785 | 9.275 | 1 | 2018-12-31 | 2019-12-31 | 365 | 10.6274 | 10 | 0.62737
29786 | 4.68 | 1 | 2018-12-31 | 2019-12-31 | 365 | 5.3624 | 5 | 0.36238
28801 | 10.4 | 1 | 2018-12-31 | 2019-12-31 | 365 | 11.9164 | 11 | 0.9164
28806 | 6.76 | 1 | 2018-12-31 | 2019-12-31 | 365 | 7.7457 | 7 | 0.74566
29798 | 2.08 | 1 | 2018-12-31 | 2019-12-31 | 365 | 2.3833 | 2 | 0.38328
28810 | 8.84 | 1 | 2018-12-31 | 2019-12-31 | 365 | 10.1289 | 10 | 0.12894
29804 | 5.72 | 1 | 2018-12-31 | 2019-12-31 | 365 | 6.554 | 6 | 0.55402
29810 | 2.6 | 1 | 2018-12-31 | 2019-12-31 | 365 | 2.9791 | 2 | 0.9791
28813 | 3.64 | 1 | 2018-12-31 | 2019-12-31 | 365 | 4.1707 | 4 | 0.17074
29813 | 10.07 | 1 | 2018-12-31 | 2019-12-31 | 365 | 11.5383 | 11 | 0.53829
28818 | 9.18 | 1 | 2018-12-31 | 2019-12-31 | 365 | 10.5185 | 10 | 0.51852
28820 | 3.825 | 1 | 2018-12-31 | 2019-12-31 | 365 | 4.3827 | 4 | 0.38272
29818 | 13.77 | 1 | 2018-12-31 | 2019-12-31 | 365 | 15.7778 | 15 | 0.77778
28829 | 6.48 | 1 | 2018-12-31 | 2019-12-31 | 365 | 7.4248 | 7 | 0.42484
29824 | 3.9 | 1 | 2018-12-31 | 2019-12-31 | 365 | 4.4687 | 4 | 0.46865
28831 | 11.96 | 1 | 2018-12-31 | 2019-12-31 | 365 | 13.7039 | 13 | 0.70386
28833 | 2.6 | 1 | 2018-12-31 | 2019-12-31 | 365 | 2.9791 | 2 | 0.9791
29826 | 4.42 | 1 | 2018-12-31 | 2019-12-31 | 365 | 5.0645 | 5 | 0.064471
28841 | 10.4 | 1 | 2018-12-31 | 2019-12-31 | 365 | 11.9164 | 11 | 0.9164
29827 | 5.46 | 1 | 2018-12-31 | 2019-12-31 | 365 | 6.2561 | 6 | 0.25611
28839 | 4.16 | 1 | 2018-12-31 | 2019-12-31 | 365 | 4.7666 | 4 | 0.76656
29873 | 4.94 | 1 | 2018-12-31 | 2019-12-31 | 365 | 5.6603 | 5 | 0.66029
28840 | 8.84 | 1 | 2018-12-31 | 2019-12-31 | 365 | 10.1289 | 10 | 0.12894
29883 | 5.72 | 1 | 2018-12-31 | 2019-12-31 | 365 | 6.554 | 6 | 0.55402
28861 | 8.06 | 1 | 2018-12-31 | 2019-12-31 | 365 | 9.2352 | 9 | 0.23521
28859 | 5.72 | 1 | 2018-12-31 | 2019-12-31 | 365 | 6.554 | 6 | 0.55402
29888 | 7.95 | 1 | 2018-12-31 | 2019-12-31 | 365 | 9.1092 | 9 | 0.10917
29891 | 6.095 | 1 | 2018-12-31 | 2019-12-31 | 365 | 6.9837 | 6 | 0.9837
28930 | 13.52 | 1 | 2018-12-31 | 2019-12-31 | 365 | 15.4913 | 15 | 0.49132
28935 | 4.42 | 1 | 2018-12-31 | 2019-12-31 | 365 | 5.0645 | 5 | 0.064471
29892 | 5.3 | 1 | 2018-12-31 | 2019-12-31 | 365 | 6.0728 | 6 | 0.072782
28949 | 7.54 | 1 | 2018-12-31 | 2019-12-31 | 365 | 8.6394 | 8 | 0.63939
29896 | 9.88 | 1 | 2018-12-31 | 2019-12-31 | 365 | 11.3206 | 11 | 0.32058
29900 | 4.42 | 1 | 2018-12-31 | 2019-12-31 | 365 | 5.0645 | 5 | 0.064471
29904 | 7.02 | 1 | 2018-12-31 | 2019-12-31 | 365 | 8.0436 | 8 | 0.043572
29906 | 5.98 | 1 | 2018-12-31 | 2019-12-31 | 365 | 6.8519 | 6 | 0.85193
29907 | 3.38 | 1 | 2018-12-31 | 2019-12-31 | 365 | 3.8728 | 3 | 0.87283
28969 | 6.24 | 1 | 2018-12-31 | 2019-12-31 | 365 | 7.1498 | 7 | 0.14984
29930 | 7.8 | 1 | 2018-12-31 | 2019-12-31 | 365 | 8.9373 | 8 | 0.9373
28990 | 9.88 | 1 | 2018-12-31 | 2019-12-31 | 365 | 11.3206 | 11 | 0.32058
29929 | 10.455 | 1 | 2018-12-31 | 2019-12-31 | 365 | 11.9794 | 11 | 0.97942
28991 | 7.54 | 1 | 2018-12-31 | 2019-12-31 | 365 | 8.6394 | 8 | 0.63939
29932 | 5.98 | 1 | 2018-12-31 | 2019-12-31 | 365 | 6.8519 | 6 | 0.85193
29928 | 9.36 | 1 | 2018-12-31 | 2019-12-31 | 365 | 10.7248 | 10 | 0.72476
28992 | 8.32 | 1 | 2018-12-31 | 2019-12-31 | 365 | 9.5331 | 9 | 0.53312
29927 | 11.7 | 1 | 2018-12-31 | 2019-12-31 | 365 | 13.406 | 13 | 0.40595
28996 | 8.32 | 1 | 2018-12-31 | 2019-12-31 | 365 | 9.5331 | 9 | 0.53312
29910 | 4.16 | 1 | 2018-12-31 | 2019-12-31 | 365 | 4.7666 | 4 | 0.76656
29926 | 10.14 | 1 | 2018-12-31 | 2019-12-31 | 365 | 11.6185 | 11 | 0.61849
29003 | 8.745 | 1 | 2018-12-31 | 2019-12-31 | 365 | 10.0201 | 10 | 0.020091
29911 | 10.14 | 1 | 2018-12-31 | 2019-12-31 | 365 | 11.6185 | 11 | 0.61849
29002 | 17.94 | 1 | 2018-12-31 | 2019-12-31 | 365 | 20.5558 | 20 | 0.5558
29913 | 6.36 | 1 | 2018-12-31 | 2019-12-31 | 365 | 7.2873 | 7 | 0.28734
29009 | 4.24 | 1 | 2018-12-31 | 2019-12-31 | 365 | 4.8582 | 4 | 0.85823
29925 | 8.32 | 1 | 2018-12-31 | 2019-12-31 | 365 | 9.5331 | 9 | 0.53312
29008 | 6.095 | 1 | 2018-12-31 | 2019-12-31 | 365 | 6.9837 | 6 | 0.9837
29923 | 9.01 | 1 | 2018-12-31 | 2019-12-31 | 365 | 10.3237 | 10 | 0.32373
29917 | 6.095 | 1 | 2018-12-31 | 2019-12-31 | 365 | 6.9837 | 6 | 0.9837
29014 | 9.1 | 1 | 2018-12-31 | 2019-12-31 | 365 | 10.4269 | 10 | 0.42685
29015 | 6.5 | 1 | 2018-12-31 | 2019-12-31 | 365 | 7.4478 | 7 | 0.44775
29914 | 8.32 | 1 | 2018-12-31 | 2019-12-31 | 365 | 9.5331 | 9 | 0.53312
29915 | 7.385 | 1 | 2018-12-31 | 2019-12-31 | 365 | 8.4618 | 8 | 0.46179
29018 | 11.7 | 1 | 2018-12-31 | 2019-12-31 | 365 | 13.406 | 13 | 0.40595
29916 | 5.98 | 1 | 2018-12-31 | 2019-12-31 | 365 | 6.8519 | 6 | 0.85193
29020 | 7.155 | 1 | 2018-12-31 | 2019-12-31 | 365 | 8.1983 | 8 | 0.19826
29922 | 8.215 | 1 | 2018-12-31 | 2019-12-31 | 365 | 9.4128 | 9 | 0.41281
29025 | 9.36 | 1 | 2018-12-31 | 2019-12-31 | 365 | 10.7248 | 10 | 0.72476
29934 | 6.24 | 1 | 2018-12-31 | 2019-12-31 | 365 | 7.1498 | 7 | 0.14984
29027 | 8.215 | 1 | 2018-12-31 | 2019-12-31 | 365 | 9.4128 | 9 | 0.41281
29933 | 4.68 | 1 | 2018-12-31 | 2019-12-31 | 365 | 5.3624 | 5 | 0.36238
29919 | 9.275 | 1 | 2018-12-31 | 2019-12-31 | 365 | 10.6274 | 10 | 0.62737
29028 | 5.72 | 1 | 2018-12-31 | 2019-12-31 | 365 | 6.554 | 6 | 0.55402
29029 | 8.215 | 1 | 2018-12-31 | 2019-12-31 | 365 | 9.4128 | 9 | 0.41281
29032 | 7.02 | 1 | 2018-12-31 | 2019-12-31 | 365 | 8.0436 | 8 | 0.043572
29935 | 11.44 | 1 | 2018-12-31 | 2019-12-31 | 365 | 13.108 | 13 | 0.10804
29035 | 8.925 | 1 | 2018-12-31 | 2019-12-31 | 365 | 10.2263 | 10 | 0.22634
29941 | 5.94 | 1 | 2018-12-31 | 2019-12-31 | 365 | 6.8061 | 6 | 0.8061
29033 | 2.6 | 1 | 2018-12-31 | 2019-12-31 | 365 | 2.9791 | 2 | 0.9791
29037 | 6.5 | 1 | 2018-12-31 | 2019-12-31 | 365 | 7.4478 | 7 | 0.44775
29036 | 8.84 | 1 | 2018-12-31 | 2019-12-31 | 365 | 10.1289 | 10 | 0.12894
29944 | 2.08 | 1 | 2018-12-31 | 2019-12-31 | 365 | 2.3833 | 2 | 0.38328
29041 | 3.12 | 1 | 2018-12-31 | 2019-12-31 | 365 | 3.5749 | 3 | 0.57492
29043 | 4.16 | 1 | 2018-12-31 | 2019-12-31 | 365 | 4.7666 | 4 | 0.76656
29045 | 5.72 | 1 | 2018-12-31 | 2019-12-31 | 365 | 6.554 | 6 | 0.55402
29945 | 7.28 | 1 | 2018-12-31 | 2019-12-31 | 365 | 8.3415 | 8 | 0.34148
29946 | 2.6 | 1 | 2018-12-31 | 2019-12-31 | 365 | 2.9791 | 2 | 0.9791
29049 | 13 | 1 | 2018-12-31 | 2019-12-31 | 365 | 14.8955 | 14 | 0.8955
29947 | 12.74 | 1 | 2018-12-31 | 2019-12-31 | 365 | 14.5976 | 14 | 0.59759
29059 | 4.24 | 1 | 2018-12-31 | 2019-12-31 | 365 | 4.8582 | 4 | 0.85823
29948 | 8 | 1 | 2018-12-31 | 2019-12-31 | 365 | 9.1665 | 9 | 0.16646
29065 | 4.42 | 1 | 2018-12-31 | 2019-12-31 | 365 | 5.0645 | 5 | 0.064471
29064 | 12.48 | 1 | 2018-12-31 | 2019-12-31 | 365 | 14.2997 | 14 | 0.29968
29949 | 4.68 | 1 | 2018-12-31 | 2019-12-31 | 365 | 5.3624 | 5 | 0.36238
29950 | 7.8 | 1 | 2018-12-31 | 2019-12-31 | 365 | 8.9373 | 8 | 0.9373
29951 | 12.455 | 1 | 2018-12-31 | 2019-12-31 | 365 | 14.271 | 14 | 0.27104
29952 | 4.68 | 1 | 2018-12-31 | 2019-12-31 | 365 | 5.3624 | 5 | 0.36238
29953 | 12.22 | 1 | 2018-12-31 | 2019-12-31 | 365 | 14.0018 | 14 | 0.0017738
29068 | 8.84 | 1 | 2018-12-31 | 2019-12-31 | 365 | 10.1289 | 10 | 0.12894
29958 | 3.9 | 1 | 2018-12-31 | 2019-12-31 | 365 | 4.4687 | 4 | 0.46865
29069 | 7.905 | 1 | 2018-12-31 | 2019-12-31 | 365 | 9.0576 | 9 | 0.057612
29959 | 7.02 | 1 | 2018-12-31 | 2019-12-31 | 365 | 8.0436 | 8 | 0.043572
29961 | 14.045 | 1 | 2018-12-31 | 2019-12-31 | 365 | 16.0929 | 16 | 0.092873
29071 | 5.83 | 1 | 2018-12-31 | 2019-12-31 | 365 | 6.6801 | 6 | 0.68006
29963 | 4.16 | 1 | 2018-12-31 | 2019-12-31 | 365 | 4.7666 | 4 | 0.76656
29073 | 11.22 | 1 | 2018-12-31 | 2019-12-31 | 365 | 12.856 | 12 | 0.85597
29966 | 9.18 | 1 | 2018-12-31 | 2019-12-31 | 365 | 10.5185 | 10 | 0.51852
29072 | 11.96 | 1 | 2018-12-31 | 2019-12-31 | 365 | 13.7039 | 13 | 0.70386
29967 | 13.78 | 1 | 2018-12-31 | 2019-12-31 | 365 | 15.7892 | 15 | 0.78923
29074 | 3.12 | 1 | 2018-12-31 | 2019-12-31 | 365 | 3.5749 | 3 | 0.57492
29968 | 12.72 | 1 | 2018-12-31 | 2019-12-31 | 365 | 14.5747 | 14 | 0.57468
29076 | 9.1 | 1 | 2018-12-31 | 2019-12-31 | 365 | 10.4269 | 10 | 0.42685
29079 | 10.14 | 1 | 2018-12-31 | 2019-12-31 | 365 | 11.6185 | 11 | 0.61849
29969 | 9.88 | 1 | 2018-12-31 | 2019-12-31 | 365 | 11.3206 | 11 | 0.32058
29082 | 7.28 | 1 | 2018-12-31 | 2019-12-31 | 365 | 8.3415 | 8 | 0.34148
29083 | 8.215 | 1 | 2018-12-31 | 2019-12-31 | 365 | 9.4128 | 9 | 0.41281
29971 | 2.805 | 1 | 2018-12-31 | 2019-12-31 | 365 | 3.214 | 3 | 0.21399
29084 | 8.58 | 1 | 2018-12-31 | 2019-12-31 | 365 | 9.831 | 9 | 0.83103
29972 | 4.16 | 1 | 2018-12-31 | 2019-12-31 | 365 | 4.7666 | 4 | 0.76656
29086 | 8.215 | 1 | 2018-12-31 | 2019-12-31 | 365 | 9.4128 | 9 | 0.41281
30006 | 5.2 | 1 | 2018-12-31 | 2019-12-31 | 365 | 5.9582 | 5 | 0.9582
29976 | 14.04 | 1 | 2018-12-31 | 2019-12-31 | 365 | 16.0871 | 16 | 0.087144
30007 | 6.36 | 1 | 2018-12-31 | 2019-12-31 | 365 | 7.2873 | 7 | 0.28734
29977 | 8.06 | 1 | 2018-12-31 | 2019-12-31 | 365 | 9.2352 | 9 | 0.23521
30009 | 3.315 | 1 | 2018-12-31 | 2019-12-31 | 365 | 3.7984 | 3 | 0.79835
30010 | 7.685 | 1 | 2018-12-31 | 2019-12-31 | 365 | 8.8055 | 8 | 0.80553
30011 | 5.035 | 1 | 2018-12-31 | 2019-12-31 | 365 | 5.7691 | 5 | 0.76914
30014 | 8.58 | 1 | 2018-12-31 | 2019-12-31 | 365 | 9.831 | 9 | 0.83103
30013 | 11.18 | 1 | 2018-12-31 | 2019-12-31 | 365 | 12.8101 | 12 | 0.81013
30015 | 10.4 | 1 | 2018-12-31 | 2019-12-31 | 365 | 11.9164 | 11 | 0.9164
30016 | 7.8 | 1 | 2018-12-31 | 2019-12-31 | 365 | 8.9373 | 8 | 0.9373
30018 | 10.92 | 1 | 2018-12-31 | 2019-12-31 | 365 | 12.5122 | 12 | 0.51222
29979 | 12.72 | 1 | 2018-12-31 | 2019-12-31 | 365 | 14.5747 | 14 | 0.57468
29980 | 11.7 | 1 | 2018-12-31 | 2019-12-31 | 365 | 13.406 | 13 | 0.40595
29981 | 5.1 | 1 | 2018-12-31 | 2019-12-31 | 365 | 5.8436 | 5 | 0.84362
29982 | 6.89 | 1 | 2018-12-31 | 2019-12-31 | 365 | 7.8946 | 7 | 0.89462
29983 | 5.2 | 1 | 2018-12-31 | 2019-12-31 | 365 | 5.9582 | 5 | 0.9582
30020 | 4.68 | 1 | 2018-12-31 | 2019-12-31 | 365 | 5.3624 | 5 | 0.36238
29984 | 13.52 | 1 | 2018-12-31 | 2019-12-31 | 365 | 15.4913 | 15 | 0.49132
29985 | 6.12 | 1 | 2018-12-31 | 2019-12-31 | 365 | 7.0123 | 7 | 0.012345
29986 | 3.9 | 1 | 2018-12-31 | 2019-12-31 | 365 | 4.4687 | 4 | 0.46865
30134 | 10.14 | 1 | 2018-12-31 | 2019-12-31 | 365 | 11.6185 | 11 | 0.61849
30024 | 7.02 | 1 | 2018-12-31 | 2019-12-31 | 365 | 8.0436 | 8 | 0.043572
30132 | 6.24 | 1 | 2018-12-31 | 2019-12-31 | 365 | 7.1498 | 7 | 0.14984
30136 | 4.16 | 1 | 2018-12-31 | 2019-12-31 | 365 | 4.7666 | 4 | 0.76656
30023 | 10.14 | 1 | 2018-12-31 | 2019-12-31 | 365 | 11.6185 | 11 | 0.61849
30135 | 10.2 | 1 | 2018-12-31 | 2019-12-31 | 365 | 11.6872 | 11 | 0.68724
30139 | 13.52 | 1 | 2018-12-31 | 2019-12-31 | 365 | 15.4913 | 15 | 0.49132
30026 | 11.44 | 1 | 2018-12-31 | 2019-12-31 | 365 | 13.108 | 13 | 0.10804
30140 | 4.16 | 1 | 2018-12-31 | 2019-12-31 | 365 | 4.7666 | 4 | 0.76656
30141 | 12.22 | 1 | 2018-12-31 | 2019-12-31 | 365 | 14.0018 | 14 | 0.0017738
30021 | 7.54 | 1 | 2018-12-31 | 2019-12-31 | 365 | 8.6394 | 8 | 0.63939
30029 | 4.24 | 1 | 2018-12-31 | 2019-12-31 | 365 | 4.8582 | 4 | 0.85823
30137 | 3.9 | 1 | 2018-12-31 | 2019-12-31 | 365 | 4.4687 | 4 | 0.46865
29987 | 2.86 | 1 | 2018-12-31 | 2019-12-31 | 365 | 3.277 | 3 | 0.27701
30027 | 2.86 | 1 | 2018-12-31 | 2019-12-31 | 365 | 3.277 | 3 | 0.27701
29988 | 6.5 | 1 | 2018-12-31 | 2019-12-31 | 365 | 7.4478 | 7 | 0.44775
30143 | 6.24 | 1 | 2018-12-31 | 2019-12-31 | 365 | 7.1498 | 7 | 0.14984
30028 | 12.74 | 1 | 2018-12-31 | 2019-12-31 | 365 | 14.5976 | 14 | 0.59759
30144 | 11.18 | 1 | 2018-12-31 | 2019-12-31 | 365 | 12.8101 | 12 | 0.81013
30030 | 10.66 | 1 | 2018-12-31 | 2019-12-31 | 365 | 12.2143 | 12 | 0.21431
30147 | 9.1 | 1 | 2018-12-31 | 2019-12-31 | 365 | 10.4269 | 10 | 0.42685
30149 | 4.42 | 1 | 2018-12-31 | 2019-12-31 | 365 | 5.0645 | 5 | 0.064471
30151 | 6.24 | 1 | 2018-12-31 | 2019-12-31 | 365 | 7.1498 | 7 | 0.14984
30152 | 5.72 | 1 | 2018-12-31 | 2019-12-31 | 365 | 6.554 | 6 | 0.55402
30150 | 7.395 | 1 | 2018-12-31 | 2019-12-31 | 365 | 8.4733 | 8 | 0.47325
30153 | 5.98 | 1 | 2018-12-31 | 2019-12-31 | 365 | 6.8519 | 6 | 0.85193
30155 | 2.7 | 1 | 2018-12-31 | 2019-12-31 | 365 | 3.0937 | 3 | 0.093682
30156 | 6.625 | 1 | 2018-12-31 | 2019-12-31 | 365 | 7.591 | 7 | 0.59098
29989 | 5.72 | 1 | 2018-12-31 | 2019-12-31 | 365 | 6.554 | 6 | 0.55402
29990 | 5.98 | 1 | 2018-12-31 | 2019-12-31 | 365 | 6.8519 | 6 | 0.85193
30157 | 7.02 | 1 | 2018-12-31 | 2019-12-31 | 365 | 8.0436 | 8 | 0.043572
29991 | 2.08 | 1 | 2018-12-31 | 2019-12-31 | 365 | 2.3833 | 2 | 0.38328
30158 | 8.58 | 1 | 2018-12-31 | 2019-12-31 | 365 | 9.831 | 9 | 0.83103
29992 | 3.38 | 1 | 2018-12-31 | 2019-12-31 | 365 | 3.8728 | 3 | 0.87283
29993 | 9.1 | 1 | 2018-12-31 | 2019-12-31 | 365 | 10.4269 | 10 | 0.42685
30159 | 4.94 | 1 | 2018-12-31 | 2019-12-31 | 365 | 5.6603 | 5 | 0.66029
30160 | 5.98 | 1 | 2018-12-31 | 2019-12-31 | 365 | 6.8519 | 6 | 0.85193
29994 | 5.98 | 1 | 2018-12-31 | 2019-12-31 | 365 | 6.8519 | 6 | 0.85193
30161 | 6.24 | 1 | 2018-12-31 | 2019-12-31 | 365 | 7.1498 | 7 | 0.14984
30162 | 5.2 | 1 | 2018-12-31 | 2019-12-31 | 365 | 5.9582 | 5 | 0.9582
30163 | 5.46 | 1 | 2018-12-31 | 2019-12-31 | 365 | 6.2561 | 6 | 0.25611
29995 | 5.72 | 1 | 2018-12-31 | 2019-12-31 | 365 | 6.554 | 6 | 0.55402
30164 | 6.5 | 1 | 2018-12-31 | 2019-12-31 | 365 | 7.4478 | 7 | 0.44775
30166 | 9.88 | 1 | 2018-12-31 | 2019-12-31 | 365 | 11.3206 | 11 | 0.32058
30167 | 6.24 | 1 | 2018-12-31 | 2019-12-31 | 365 | 7.1498 | 7 | 0.14984
30168 | 8.84 | 1 | 2018-12-31 | 2019-12-31 | 365 | 10.1289 | 10 | 0.12894
30171 | 5.2 | 1 | 2018-12-31 | 2019-12-31 | 365 | 5.9582 | 5 | 0.9582
30172 | 8.58 | 1 | 2018-12-31 | 2019-12-31 | 365 | 9.831 | 9 | 0.83103
29996 | 14.04 | 1 | 2018-12-31 | 2019-12-31 | 365 | 16.0871 | 16 | 0.087144
29997 | 10.92 | 1 | 2018-12-31 | 2019-12-31 | 365 | 12.5122 | 12 | 0.51222
29998 | 8.32 | 1 | 2018-12-31 | 2019-12-31 | 365 | 9.5331 | 9 | 0.53312
29999 | 8.925 | 1 | 2018-12-31 | 2019-12-31 | 365 | 10.2263 | 10 | 0.22634
30000 | 10.14 | 1 | 2018-12-31 | 2019-12-31 | 365 | 11.6185 | 11 | 0.61849
30001 | 8.32 | 1 | 2018-12-31 | 2019-12-31 | 365 | 9.5331 | 9 | 0.53312
30003 | 10.4 | 1 | 2018-12-31 | 2019-12-31 | 365 | 11.9164 | 11 | 0.9164
30196 | 5.61 | 1 | 2018-12-31 | 2019-12-31 | 365 | 6.428 | 6 | 0.42798
30195 | 11.66 | 1 | 2018-12-31 | 2019-12-31 | 365 | 13.3601 | 13 | 0.36012
30194 | 7.685 | 1 | 2018-12-31 | 2019-12-31 | 365 | 8.8055 | 8 | 0.80553
30198 | 5.2 | 1 | 2018-12-31 | 2019-12-31 | 365 | 5.9582 | 5 | 0.9582
30199 | 5.72 | 1 | 2018-12-31 | 2019-12-31 | 365 | 6.554 | 6 | 0.55402
30197 | 6.5 | 1 | 2018-12-31 | 2019-12-31 | 365 | 7.4478 | 7 | 0.44775
30200 | 7.02 | 1 | 2018-12-31 | 2019-12-31 | 365 | 8.0436 | 8 | 0.043572
30203 | 8.84 | 1 | 2018-12-31 | 2019-12-31 | 365 | 10.1289 | 10 | 0.12894
30202 | 7.95 | 1 | 2018-12-31 | 2019-12-31 | 365 | 9.1092 | 9 | 0.10917
30207 | 5.83 | 1 | 2018-12-31 | 2019-12-31 | 365 | 6.6801 | 6 | 0.68006
30212 | 8.58 | 1 | 2018-12-31 | 2019-12-31 | 365 | 9.831 | 9 | 0.83103
30213 | 6.12 | 1 | 2018-12-31 | 2019-12-31 | 365 | 7.0123 | 7 | 0.012345
30206 | 3.12 | 1 | 2018-12-31 | 2019-12-31 | 365 | 3.5749 | 3 | 0.57492
30217 | 14.04 | 1 | 2018-12-31 | 2019-12-31 | 365 | 16.0871 | 16 | 0.087144
30219 | 8.32 | 1 | 2018-12-31 | 2019-12-31 | 365 | 9.5331 | 9 | 0.53312
30221 | 4.24 | 1 | 2018-12-31 | 2019-12-31 | 365 | 4.8582 | 4 | 0.85823
30222 | 4.94 | 1 | 2018-12-31 | 2019-12-31 | 365 | 5.6603 | 5 | 0.66029
30224 | 3.64 | 1 | 2018-12-31 | 2019-12-31 | 365 | 4.1707 | 4 | 0.17074
30228 | 4.16 | 1 | 2018-12-31 | 2019-12-31 | 365 | 4.7666 | 4 | 0.76656
30233 | 6.76 | 1 | 2018-12-31 | 2019-12-31 | 365 | 7.7457 | 7 | 0.74566
30034 | 5.46 | 1 | 2018-12-31 | 2019-12-31 | 365 | 6.2561 | 6 | 0.25611
30031 | 4.16 | 1 | 2018-12-31 | 2019-12-31 | 365 | 4.7666 | 4 | 0.76656
30230 | 7.28 | 1 | 2018-12-31 | 2019-12-31 | 365 | 8.3415 | 8 | 0.34148
30033 | 2.08 | 1 | 2018-12-31 | 2019-12-31 | 365 | 2.3833 | 2 | 0.38328
30036 | 5.2 | 1 | 2018-12-31 | 2019-12-31 | 365 | 5.9582 | 5 | 0.9582
30234 | 4.505 | 1 | 2018-12-31 | 2019-12-31 | 365 | 5.1619 | 5 | 0.16187
30035 | 9.36 | 1 | 2018-12-31 | 2019-12-31 | 365 | 10.7248 | 10 | 0.72476
30038 | 9.805 | 1 | 2018-12-31 | 2019-12-31 | 365 | 11.2346 | 11 | 0.23465
30204 | 9.805 | 1 | 2018-12-31 | 2019-12-31 | 365 | 11.2346 | 11 | 0.23465
30040 | 5.72 | 1 | 2018-12-31 | 2019-12-31 | 365 | 6.554 | 6 | 0.55402
30231 | 6.24 | 1 | 2018-12-31 | 2019-12-31 | 365 | 7.1498 | 7 | 0.14984
30037 | 5.72 | 1 | 2018-12-31 | 2019-12-31 | 365 | 6.554 | 6 | 0.55402
30235 | 5.72 | 1 | 2018-12-31 | 2019-12-31 | 365 | 6.554 | 6 | 0.55402
30239 | 5.98 | 1 | 2018-12-31 | 2019-12-31 | 365 | 6.8519 | 6 | 0.85193
30041 | 14.04 | 1 | 2018-12-31 | 2019-12-31 | 365 | 16.0871 | 16 | 0.087144
30039 | 5.46 | 1 | 2018-12-31 | 2019-12-31 | 365 | 6.2561 | 6 | 0.25611
30238 | 9.1 | 1 | 2018-12-31 | 2019-12-31 | 365 | 10.4269 | 10 | 0.42685
30044 | 9.1 | 1 | 2018-12-31 | 2019-12-31 | 365 | 10.4269 | 10 | 0.42685
30243 | 7.8 | 1 | 2018-12-31 | 2019-12-31 | 365 | 8.9373 | 8 | 0.9373
30042 | 8.48 | 1 | 2018-12-31 | 2019-12-31 | 365 | 9.7165 | 9 | 0.71645
30241 | 4.42 | 1 | 2018-12-31 | 2019-12-31 | 365 | 5.0645 | 5 | 0.064471
30244 | 7.54 | 1 | 2018-12-31 | 2019-12-31 | 365 | 8.6394 | 8 | 0.63939
30043 | 2.34 | 1 | 2018-12-31 | 2019-12-31 | 365 | 2.6812 | 2 | 0.68119
30045 | 7.02 | 1 | 2018-12-31 | 2019-12-31 | 365 | 8.0436 | 8 | 0.043572
30245 | 6.5 | 1 | 2018-12-31 | 2019-12-31 | 365 | 7.4478 | 7 | 0.44775
30246 | 5.565 | 1 | 2018-12-31 | 2019-12-31 | 365 | 6.3764 | 6 | 0.37642
30046 | 6.5 | 1 | 2018-12-31 | 2019-12-31 | 365 | 7.4478 | 7 | 0.44775
30047 | 2.6 | 1 | 2018-12-31 | 2019-12-31 | 365 | 2.9791 | 2 | 0.9791
30050 | 5.72 | 1 | 2018-12-31 | 2019-12-31 | 365 | 6.554 | 6 | 0.55402
30048 | 6.24 | 1 | 2018-12-31 | 2019-12-31 | 365 | 7.1498 | 7 | 0.14984
30049 | 7.02 | 1 | 2018-12-31 | 2019-12-31 | 365 | 8.0436 | 8 | 0.043572
30053 | 9.275 | 1 | 2018-12-31 | 2019-12-31 | 365 | 10.6274 | 10 | 0.62737
30051 | 7.54 | 1 | 2018-12-31 | 2019-12-31 | 365 | 8.6394 | 8 | 0.63939
30054 | 7.28 | 1 | 2018-12-31 | 2019-12-31 | 365 | 8.3415 | 8 | 0.34148
30055 | 7.28 | 1 | 2018-12-31 | 2019-12-31 | 365 | 8.3415 | 8 | 0.34148
30060 | 6.625 | 1 | 2018-12-31 | 2019-12-31 | 365 | 7.591 | 7 | 0.59098
30058 | 11.44 | 1 | 2018-12-31 | 2019-12-31 | 365 | 13.108 | 13 | 0.10804
30061 | 9.945 | 1 | 2018-12-31 | 2019-12-31 | 365 | 11.3951 | 11 | 0.39506
30064 | 5.2 | 1 | 2018-12-31 | 2019-12-31 | 365 | 5.9582 | 5 | 0.9582
30066 | 11.96 | 1 | 2018-12-31 | 2019-12-31 | 365 | 13.7039 | 13 | 0.70386
30063 | 6.24 | 1 | 2018-12-31 | 2019-12-31 | 365 | 7.1498 | 7 | 0.14984
30067 | 5.565 | 1 | 2018-12-31 | 2019-12-31 | 365 | 6.3764 | 6 | 0.37642
30072 | 6.5 | 1 | 2018-12-31 | 2019-12-31 | 365 | 7.4478 | 7 | 0.44775
30069 | 6.76 | 1 | 2018-12-31 | 2019-12-31 | 365 | 7.7457 | 7 | 0.74566
30074 | 8.84 | 1 | 2018-12-31 | 2019-12-31 | 365 | 10.1289 | 10 | 0.12894
30076 | 6.5 | 1 | 2018-12-31 | 2019-12-31 | 365 | 7.4478 | 7 | 0.44775
30075 | 2.08 | 1 | 2018-12-31 | 2019-12-31 | 365 | 2.3833 | 2 | 0.38328
30079 | 6.625 | 1 | 2018-12-31 | 2019-12-31 | 365 | 7.591 | 7 | 0.59098
30078 | 6.89 | 1 | 2018-12-31 | 2019-12-31 | 365 | 7.8946 | 7 | 0.89462
30080 | 9.62 | 1 | 2018-12-31 | 2019-12-31 | 365 | 11.0227 | 11 | 0.022673
30083 | 4.24 | 1 | 2018-12-31 | 2019-12-31 | 365 | 4.8582 | 4 | 0.85823
30081 | 8.215 | 1 | 2018-12-31 | 2019-12-31 | 365 | 9.4128 | 9 | 0.41281
30084 | 3.64 | 1 | 2018-12-31 | 2019-12-31 | 365 | 4.1707 | 4 | 0.17074
30082 | 4.68 | 1 | 2018-12-31 | 2019-12-31 | 365 | 5.3624 | 5 | 0.36238
30086 | 4.68 | 1 | 2018-12-31 | 2019-12-31 | 365 | 5.3624 | 5 | 0.36238
30085 | 7.95 | 1 | 2018-12-31 | 2019-12-31 | 365 | 9.1092 | 9 | 0.10917
30087 | 7.8 | 1 | 2018-12-31 | 2019-12-31 | 365 | 8.9373 | 8 | 0.9373
30088 | 5.46 | 1 | 2018-12-31 | 2019-12-31 | 365 | 6.2561 | 6 | 0.25611
30090 | 3.12 | 1 | 2018-12-31 | 2019-12-31 | 365 | 3.5749 | 3 | 0.57492
30093 | 7.54 | 1 | 2018-12-31 | 2019-12-31 | 365 | 8.6394 | 8 | 0.63939
30092 | 7.8 | 1 | 2018-12-31 | 2019-12-31 | 365 | 8.9373 | 8 | 0.9373
30095 | 2.6 | 1 | 2018-12-31 | 2019-12-31 | 365 | 2.9791 | 2 | 0.9791
30094 | 6.24 | 1 | 2018-12-31 | 2019-12-31 | 365 | 7.1498 | 7 | 0.14984
30097 | 5.46 | 1 | 2018-12-31 | 2019-12-31 | 365 | 6.2561 | 6 | 0.25611
30100 | 10.14 | 1 | 2018-12-31 | 2019-12-31 | 365 | 11.6185 | 11 | 0.61849
30096 | 4.68 | 1 | 2018-12-31 | 2019-12-31 | 365 | 5.3624 | 5 | 0.36238
30099 | 11.96 | 1 | 2018-12-31 | 2019-12-31 | 365 | 13.7039 | 13 | 0.70386
30102 | 6.095 | 1 | 2018-12-31 | 2019-12-31 | 365 | 6.9837 | 6 | 0.9837
30104 | 8.32 | 1 | 2018-12-31 | 2019-12-31 | 365 | 9.5331 | 9 | 0.53312
30105 | 5.3 | 1 | 2018-12-31 | 2019-12-31 | 365 | 6.0728 | 6 | 0.072782
30106 | 9.54 | 1 | 2018-12-31 | 2019-12-31 | 365 | 10.931 | 10 | 0.93101
30250 | 5.98 | 1 | 2018-12-31 | 2019-12-31 | 365 | 6.8519 | 6 | 0.85193
30251 | 3.57 | 1 | 2018-12-31 | 2019-12-31 | 365 | 4.0905 | 4 | 0.090535
30252 | 2.385 | 1 | 2018-12-31 | 2019-12-31 | 365 | 2.7328 | 2 | 0.73275
30253 | 3.12 | 1 | 2018-12-31 | 2019-12-31 | 365 | 3.5749 | 3 | 0.57492
30254 | 3.9 | 1 | 2018-12-31 | 2019-12-31 | 365 | 4.4687 | 4 | 0.46865
30236 | 9.435 | 1 | 2018-12-31 | 2019-12-31 | 365 | 10.8107 | 10 | 0.8107
30214 | 7.54 | 1 | 2018-12-31 | 2019-12-31 | 365 | 8.6394 | 8 | 0.63939
30107 | 8.84 | 1 | 2018-12-31 | 2019-12-31 | 365 | 10.1289 | 10 | 0.12894
30108 | 3.71 | 1 | 2018-12-31 | 2019-12-31 | 365 | 4.2509 | 4 | 0.25095
30192 | 8.58 | 1 | 2018-12-31 | 2019-12-31 | 365 | 9.831 | 9 | 0.83103
30109 | 4.42 | 1 | 2018-12-31 | 2019-12-31 | 365 | 5.0645 | 5 | 0.064471
30215 | 5.46 | 1 | 2018-12-31 | 2019-12-31 | 365 | 6.2561 | 6 | 0.25611
30111 | 7.42 | 1 | 2018-12-31 | 2019-12-31 | 365 | 8.5019 | 8 | 0.5019
30112 | 10.92 | 1 | 2018-12-31 | 2019-12-31 | 365 | 12.5122 | 12 | 0.51222
30114 | 4.68 | 1 | 2018-12-31 | 2019-12-31 | 365 | 5.3624 | 5 | 0.36238
30223 | 9.945 | 1 | 2018-12-31 | 2019-12-31 | 365 | 11.3951 | 11 | 0.39506
30117 | 8.84 | 1 | 2018-12-31 | 2019-12-31 | 365 | 10.1289 | 10 | 0.12894
30185 | 4.42 | 1 | 2018-12-31 | 2019-12-31 | 365 | 5.0645 | 5 | 0.064471
30118 | 14.04 | 1 | 2018-12-31 | 2019-12-31 | 365 | 16.0871 | 16 | 0.087144
30119 | 3.12 | 1 | 2018-12-31 | 2019-12-31 | 365 | 3.5749 | 3 | 0.57492
30220 | 4.42 | 1 | 2018-12-31 | 2019-12-31 | 365 | 5.0645 | 5 | 0.064471
30120 | 12.22 | 1 | 2018-12-31 | 2019-12-31 | 365 | 14.0018 | 14 | 0.0017738
30232 | 10.335 | 1 | 2018-12-31 | 2019-12-31 | 365 | 11.8419 | 11 | 0.84193
30103 | 9.88 | 1 | 2018-12-31 | 2019-12-31 | 365 | 11.3206 | 11 | 0.32058
30127 | 3.12 | 1 | 2018-12-31 | 2019-12-31 | 365 | 3.5749 | 3 | 0.57492
30242 | 11.66 | 1 | 2018-12-31 | 2019-12-31 | 365 | 13.3601 | 13 | 0.36012
30266 | 9.62 | 1 | 2018-12-31 | 2019-12-31 | 365 | 11.0227 | 11 | 0.022673
30174 | 7.54 | 1 | 2018-12-31 | 2019-12-31 | 365 | 8.6394 | 8 | 0.63939
30262 | 8.06 | 1 | 2018-12-31 | 2019-12-31 | 365 | 9.2352 | 9 | 0.23521
30176 | 6.76 | 1 | 2018-12-31 | 2019-12-31 | 365 | 7.7457 | 7 | 0.74566
30175 | 7.54 | 1 | 2018-12-31 | 2019-12-31 | 365 | 8.6394 | 8 | 0.63939
30265 | 6.24 | 1 | 2018-12-31 | 2019-12-31 | 365 | 7.1498 | 7 | 0.14984
30179 | 9.62 | 1 | 2018-12-31 | 2019-12-31 | 365 | 11.0227 | 11 | 0.022673
30263 | 4.42 | 1 | 2018-12-31 | 2019-12-31 | 365 | 5.0645 | 5 | 0.064471
30180 | 8.745 | 1 | 2018-12-31 | 2019-12-31 | 365 | 10.0201 | 10 | 0.020091
30255 | 9.1 | 1 | 2018-12-31 | 2019-12-31 | 365 | 10.4269 | 10 | 0.42685
30267 | 5.46 | 1 | 2018-12-31 | 2019-12-31 | 365 | 6.2561 | 6 | 0.25611
30183 | 5.72 | 1 | 2018-12-31 | 2019-12-31 | 365 | 6.554 | 6 | 0.55402
30270 | 6.89 | 1 | 2018-12-31 | 2019-12-31 | 365 | 7.8946 | 7 | 0.89462
30184 | 4.16 | 1 | 2018-12-31 | 2019-12-31 | 365 | 4.7666 | 4 | 0.76656
30182 | 8.16 | 1 | 2018-12-31 | 2019-12-31 | 365 | 9.3498 | 9 | 0.34979
30268 | 5.98 | 1 | 2018-12-31 | 2019-12-31 | 365 | 6.8519 | 6 | 0.85193
30186 | 5.46 | 1 | 2018-12-31 | 2019-12-31 | 365 | 6.2561 | 6 | 0.25611
30275 | 5.72 | 1 | 2018-12-31 | 2019-12-31 | 365 | 6.554 | 6 | 0.55402
30187 | 4.94 | 1 | 2018-12-31 | 2019-12-31 | 365 | 5.6603 | 5 | 0.66029
30279 | 10.14 | 1 | 2018-12-31 | 2019-12-31 | 365 | 11.6185 | 11 | 0.61849
30191 | 8.415 | 1 | 2018-12-31 | 2019-12-31 | 365 | 9.642 | 9 | 0.64197
30276 | 9.1 | 1 | 2018-12-31 | 2019-12-31 | 365 | 10.4269 | 10 | 0.42685
30190 | 8.32 | 1 | 2018-12-31 | 2019-12-31 | 365 | 9.5331 | 9 | 0.53312
30272 | 7.02 | 1 | 2018-12-31 | 2019-12-31 | 365 | 8.0436 | 8 | 0.043572
30189 | 11.18 | 1 | 2018-12-31 | 2019-12-31 | 365 | 12.8101 | 12 | 0.81013
30278 | 5.2 | 1 | 2018-12-31 | 2019-12-31 | 365 | 5.9582 | 5 | 0.9582
30282 | 10.4 | 1 | 2018-12-31 | 2019-12-31 | 365 | 11.9164 | 11 | 0.9164
30193 | 9.1 | 1 | 2018-12-31 | 2019-12-31 | 365 | 10.4269 | 10 | 0.42685
30280 | 6.24 | 1 | 2018-12-31 | 2019-12-31 | 365 | 7.1498 | 7 | 0.14984
30281 | 8.32 | 1 | 2018-12-31 | 2019-12-31 | 365 | 9.5331 | 9 | 0.53312
30294 | 7.28 | 1 | 2018-12-31 | 2019-12-31 | 365 | 8.3415 | 8 | 0.34148
30286 | 2.915 | 1 | 2018-12-31 | 2019-12-31 | 365 | 3.34 | 3 | 0.34003
30292 | 9.275 | 1 | 2018-12-31 | 2019-12-31 | 365 | 10.6274 | 10 | 0.62737
30297 | 11.395 | 1 | 2018-12-31 | 2019-12-31 | 365 | 13.0565 | 13 | 0.056482
30304 | 3.9 | 1 | 2018-12-31 | 2019-12-31 | 365 | 4.4687 | 4 | 0.46865
30306 | 7.95 | 1 | 2018-12-31 | 2019-12-31 | 365 | 9.1092 | 9 | 0.10917
30299 | 5.98 | 1 | 2018-12-31 | 2019-12-31 | 365 | 6.8519 | 6 | 0.85193
30308 | 8.48 | 1 | 2018-12-31 | 2019-12-31 | 365 | 9.7165 | 9 | 0.71645
30316 | 10.92 | 1 | 2018-12-31 | 2019-12-31 | 365 | 12.5122 | 12 | 0.51222
30309 | 11.7 | 1 | 2018-12-31 | 2019-12-31 | 365 | 13.406 | 13 | 0.40595
30320 | 14.04 | 1 | 2018-12-31 | 2019-12-31 | 365 | 16.0871 | 16 | 0.087144
30319 | 4.68 | 1 | 2018-12-31 | 2019-12-31 | 365 | 5.3624 | 5 | 0.36238
30307 | 10.4 | 1 | 2018-12-31 | 2019-12-31 | 365 | 11.9164 | 11 | 0.9164
30322 | 2.86 | 1 | 2018-12-31 | 2019-12-31 | 365 | 3.277 | 3 | 0.27701
30311 | 5.46 | 1 | 2018-12-31 | 2019-12-31 | 365 | 6.2561 | 6 | 0.25611
30303 | 11.18 | 1 | 2018-12-31 | 2019-12-31 | 365 | 12.8101 | 12 | 0.81013
30329 | 5.72 | 1 | 2018-12-31 | 2019-12-31 | 365 | 6.554 | 6 | 0.55402
30313 | 7.8 | 1 | 2018-12-31 | 2019-12-31 | 365 | 8.9373 | 8 | 0.9373
30327 | 4.845 | 1 | 2018-12-31 | 2019-12-31 | 365 | 5.5514 | 5 | 0.55144
30312 | 13.78 | 1 | 2018-12-31 | 2019-12-31 | 365 | 15.7892 | 15 | 0.78923
30332 | 11.18 | 1 | 2018-12-31 | 2019-12-31 | 365 | 12.8101 | 12 | 0.81013
30323 | 7.02 | 1 | 2018-12-31 | 2019-12-31 | 365 | 8.0436 | 8 | 0.043572
30334 | 4.94 | 1 | 2018-12-31 | 2019-12-31 | 365 | 5.6603 | 5 | 0.66029
30277 | 3.12 | 1 | 2018-12-31 | 2019-12-31 | 365 | 3.5749 | 3 | 0.57492
30340 | 8.58 | 1 | 2018-12-31 | 2019-12-31 | 365 | 9.831 | 9 | 0.83103
30345 | 8.32 | 1 | 2018-12-31 | 2019-12-31 | 365 | 9.5331 | 9 | 0.53312
30330 | 4.68 | 1 | 2018-12-31 | 2019-12-31 | 365 | 5.3624 | 5 | 0.36238
30685 | 5.98 | 1 | 2018-12-31 | 2019-12-31 | 365 | 6.8519 | 6 | 0.85193
30690 | 3.445 | 1 | 2018-12-31 | 2019-12-31 | 365 | 3.9473 | 3 | 0.94731
30305 | 7.8 | 1 | 2018-12-31 | 2019-12-31 | 365 | 8.9373 | 8 | 0.9373
30743 | 3.12 | 1 | 2018-12-31 | 2019-12-31 | 365 | 3.5749 | 3 | 0.57492
30358 | 10.07 | 1 | 2018-12-31 | 2019-12-31 | 365 | 11.5383 | 11 | 0.53829
30360 | 5.2 | 1 | 2018-12-31 | 2019-12-31 | 365 | 5.9582 | 5 | 0.9582
30362 | 10.92 | 1 | 2018-12-31 | 2019-12-31 | 365 | 12.5122 | 12 | 0.51222
30747 | 10.4 | 1 | 2018-12-31 | 2019-12-31 | 365 | 11.9164 | 11 | 0.9164
30364 | 7.28 | 1 | 2018-12-31 | 2019-12-31 | 365 | 8.3415 | 8 | 0.34148
30752 | 5.3 | 1 | 2018-12-31 | 2019-12-31 | 365 | 6.0728 | 6 | 0.072782
30759 | 5.46 | 1 | 2018-12-31 | 2019-12-31 | 365 | 6.2561 | 6 | 0.25611
30768 | 9.36 | 1 | 2018-12-31 | 2019-12-31 | 365 | 10.7248 | 10 | 0.72476
30767 | 4.42 | 1 | 2018-12-31 | 2019-12-31 | 365 | 5.0645 | 5 | 0.064471
30774 | 11.7 | 1 | 2018-12-31 | 2019-12-31 | 365 | 13.406 | 13 | 0.40595
30367 | 5.565 | 1 | 2018-12-31 | 2019-12-31 | 365 | 6.3764 | 6 | 0.37642
30368 | 6.76 | 1 | 2018-12-31 | 2019-12-31 | 365 | 7.7457 | 7 | 0.74566
30776 | 7.8 | 1 | 2018-12-31 | 2019-12-31 | 365 | 8.9373 | 8 | 0.9373
30764 | 4.68 | 1 | 2018-12-31 | 2019-12-31 | 365 | 5.3624 | 5 | 0.36238
30377 | 5.46 | 1 | 2018-12-31 | 2019-12-31 | 365 | 6.2561 | 6 | 0.25611
30687 | 6.76 | 1 | 2018-12-31 | 2019-12-31 | 365 | 7.7457 | 7 | 0.74566
30374 | 5.83 | 1 | 2018-12-31 | 2019-12-31 | 365 | 6.6801 | 6 | 0.68006
30344 | 10.4 | 1 | 2018-12-31 | 2019-12-31 | 365 | 11.9164 | 11 | 0.9164
30786 | 3.12 | 1 | 2018-12-31 | 2019-12-31 | 365 | 3.5749 | 3 | 0.57492
30380 | 5.98 | 1 | 2018-12-31 | 2019-12-31 | 365 | 6.8519 | 6 | 0.85193
30782 | 7.8 | 1 | 2018-12-31 | 2019-12-31 | 365 | 8.9373 | 8 | 0.9373
30790 | 2.805 | 1 | 2018-12-31 | 2019-12-31 | 365 | 3.214 | 3 | 0.21399
30800 | 4.68 | 1 | 2018-12-31 | 2019-12-31 | 365 | 5.3624 | 5 | 0.36238
30805 | 4.16 | 1 | 2018-12-31 | 2019-12-31 | 365 | 4.7666 | 4 | 0.76656
30017 | 4.68 | 1 | 2018-12-31 | 2019-12-31 | 365 | 5.3624 | 5 | 0.36238
30815 | 6.24 | 1 | 2018-12-31 | 2019-12-31 | 365 | 7.1498 | 7 | 0.14984
28677 | 7.28 | 1 | 2018-12-31 | 2019-12-31 | 365 | 8.3415 | 8 | 0.34148
30817 | 7.02 | 1 | 2018-12-31 | 2019-12-31 | 365 | 8.0436 | 8 | 0.043572
30819 | 6.12 | 1 | 2018-12-31 | 2019-12-31 | 365 | 7.0123 | 7 | 0.012345
30820 | 4.24 | 1 | 2018-12-31 | 2019-12-31 | 365 | 4.8582 | 4 | 0.85823
30835 | 7.95 | 1 | 2018-12-31 | 2019-12-31 | 365 | 9.1092 | 9 | 0.10917
30921 | 9.275 | 1 | 2018-12-31 | 2019-12-31 | 365 | 10.6274 | 10 | 0.62737
30851 | 13.78 | 1 | 2018-12-31 | 2019-12-31 | 365 | 15.7892 | 15 | 0.78923
30922 | 4.16 | 1 | 2018-12-31 | 2019-12-31 | 365 | 4.7666 | 4 | 0.76656
30864 | 5.72 | 1 | 2018-12-31 | 2019-12-31 | 365 | 6.554 | 6 | 0.55402
30924 | 7.8 | 1 | 2018-12-31 | 2019-12-31 | 365 | 8.9373 | 8 | 0.9373
30863 | 2.08 | 1 | 2018-12-31 | 2019-12-31 | 365 | 2.3833 | 2 | 0.38328
30927 | 7.28 | 1 | 2018-12-31 | 2019-12-31 | 365 | 8.3415 | 8 | 0.34148
30929 | 6.5 | 1 | 2018-12-31 | 2019-12-31 | 365 | 7.4478 | 7 | 0.44775
30873 | 10.07 | 1 | 2018-12-31 | 2019-12-31 | 365 | 11.5383 | 11 | 0.53829
30875 | 5.98 | 1 | 2018-12-31 | 2019-12-31 | 365 | 6.8519 | 6 | 0.85193
30879 | 5.98 | 1 | 2018-12-31 | 2019-12-31 | 365 | 6.8519 | 6 | 0.85193
30930 | 6.24 | 1 | 2018-12-31 | 2019-12-31 | 365 | 7.1498 | 7 | 0.14984
30878 | 8.48 | 1 | 2018-12-31 | 2019-12-31 | 365 | 9.7165 | 9 | 0.71645
30935 | 3.78 | 1 | 2018-12-31 | 2019-12-31 | 365 | 4.3312 | 4 | 0.33115
30884 | 4.16 | 1 | 2018-12-31 | 2019-12-31 | 365 | 4.7666 | 4 | 0.76656
30936 | 11.44 | 1 | 2018-12-31 | 2019-12-31 | 365 | 13.108 | 13 | 0.10804
30943 | 7.54 | 1 | 2018-12-31 | 2019-12-31 | 365 | 8.6394 | 8 | 0.63939
30941 | 6.24 | 1 | 2018-12-31 | 2019-12-31 | 365 | 7.1498 | 7 | 0.14984
30888 | 5.2 | 1 | 2018-12-31 | 2019-12-31 | 365 | 5.9582 | 5 | 0.9582
30658 | 8.06 | 1 | 2018-12-31 | 2019-12-31 | 365 | 9.2352 | 9 | 0.23521
30890 | 4.94 | 1 | 2018-12-31 | 2019-12-31 | 365 | 5.6603 | 5 | 0.66029
30893 | 7.42 | 1 | 2018-12-31 | 2019-12-31 | 365 | 8.5019 | 8 | 0.5019
30392 | 7.685 | 1 | 2018-12-31 | 2019-12-31 | 365 | 8.8055 | 8 | 0.80553
30393 | 3.18 | 1 | 2018-12-31 | 2019-12-31 | 365 | 3.6437 | 3 | 0.64367
30398 | 8.84 | 1 | 2018-12-31 | 2019-12-31 | 365 | 10.1289 | 10 | 0.12894
30896 | 7.54 | 1 | 2018-12-31 | 2019-12-31 | 365 | 8.6394 | 8 | 0.63939
30900 | 7.28 | 1 | 2018-12-31 | 2019-12-31 | 365 | 8.3415 | 8 | 0.34148
30951 | 10.92 | 1 | 2018-12-31 | 2019-12-31 | 365 | 12.5122 | 12 | 0.51222
30944 | 7.8 | 1 | 2018-12-31 | 2019-12-31 | 365 | 8.9373 | 8 | 0.9373
30958 | 8.84 | 1 | 2018-12-31 | 2019-12-31 | 365 | 10.1289 | 10 | 0.12894
30957 | 3.12 | 1 | 2018-12-31 | 2019-12-31 | 365 | 3.5749 | 3 | 0.57492
30960 | 6.24 | 1 | 2018-12-31 | 2019-12-31 | 365 | 7.1498 | 7 | 0.14984
30974 | 7.54 | 1 | 2018-12-31 | 2019-12-31 | 365 | 8.6394 | 8 | 0.63939
31003 | 3.12 | 1 | 2018-12-31 | 2019-12-31 | 365 | 3.5749 | 3 | 0.57492
30979 | 5.2 | 1 | 2018-12-31 | 2019-12-31 | 365 | 5.9582 | 5 | 0.9582
31012 | 11.7 | 1 | 2018-12-31 | 2019-12-31 | 365 | 13.406 | 13 | 0.40595
31014 | 9.62 | 1 | 2018-12-31 | 2019-12-31 | 365 | 11.0227 | 11 | 0.022673
31015 | 5.72 | 1 | 2018-12-31 | 2019-12-31 | 365 | 6.554 | 6 | 0.55402
31018 | 9.805 | 1 | 2018-12-31 | 2019-12-31 | 365 | 11.2346 | 11 | 0.23465
31019 | 10.4 | 1 | 2018-12-31 | 2019-12-31 | 365 | 11.9164 | 11 | 0.9164
31025 | 9.36 | 1 | 2018-12-31 | 2019-12-31 | 365 | 10.7248 | 10 | 0.72476
31028 | 9.36 | 1 | 2018-12-31 | 2019-12-31 | 365 | 10.7248 | 10 | 0.72476
31026 | 10.92 | 1 | 2018-12-31 | 2019-12-31 | 365 | 12.5122 | 12 | 0.51222
31031 | 8.16 | 1 | 2018-12-31 | 2019-12-31 | 365 | 9.3498 | 9 | 0.34979
31030 | 9.36 | 1 | 2018-12-31 | 2019-12-31 | 365 | 10.7248 | 10 | 0.72476
31035 | 10.66 | 1 | 2018-12-31 | 2019-12-31 | 365 | 12.2143 | 12 | 0.21431
31039 | 6.24 | 1 | 2018-12-31 | 2019-12-31 | 365 | 7.1498 | 7 | 0.14984
31043 | 10.92 | 1 | 2018-12-31 | 2019-12-31 | 365 | 12.5122 | 12 | 0.51222
31045 | 6.48 | 1 | 2018-12-31 | 2019-12-31 | 365 | 7.4248 | 7 | 0.42484
31049 | 3.9 | 1 | 2018-12-31 | 2019-12-31 | 365 | 4.4687 | 4 | 0.46865
30397 | 9.62 | 1 | 2018-12-31 | 2019-12-31 | 365 | 11.0227 | 11 | 0.022673
31062 | 13.78 | 1 | 2018-12-31 | 2019-12-31 | 365 | 15.7892 | 15 | 0.78923
30399 | 5.3 | 1 | 2018-12-31 | 2019-12-31 | 365 | 6.0728 | 6 | 0.072782
30400 | 8.48 | 1 | 2018-12-31 | 2019-12-31 | 365 | 9.7165 | 9 | 0.71645
31065 | 7.8 | 1 | 2018-12-31 | 2019-12-31 | 365 | 8.9373 | 8 | 0.9373
30382 | 11.18 | 1 | 2018-12-31 | 2019-12-31 | 365 | 12.8101 | 12 | 0.81013
30388 | 6.76 | 1 | 2018-12-31 | 2019-12-31 | 365 | 7.7457 | 7 | 0.74566
31064 | 7.28 | 1 | 2018-12-31 | 2019-12-31 | 365 | 8.3415 | 8 | 0.34148
31075 | 4.68 | 1 | 2018-12-31 | 2019-12-31 | 365 | 5.3624 | 5 | 0.36238
30396 | 6.36 | 1 | 2018-12-31 | 2019-12-31 | 365 | 7.2873 | 7 | 0.28734
31082 | 8.84 | 1 | 2018-12-31 | 2019-12-31 | 365 | 10.1289 | 10 | 0.12894
30403 | 4.42 | 1 | 2018-12-31 | 2019-12-31 | 365 | 5.0645 | 5 | 0.064471
31071 | 4.68 | 1 | 2018-12-31 | 2019-12-31 | 365 | 5.3624 | 5 | 0.36238
31086 | 14.045 | 1 | 2018-12-31 | 2019-12-31 | 365 | 16.0929 | 16 | 0.092873
31091 | 2.34 | 1 | 2018-12-31 | 2019-12-31 | 365 | 2.6812 | 2 | 0.68119
31095 | 3.9 | 1 | 2018-12-31 | 2019-12-31 | 365 | 4.4687 | 4 | 0.46865
30404 | 5.46 | 1 | 2018-12-31 | 2019-12-31 | 365 | 6.2561 | 6 | 0.25611
30376 | 3.12 | 1 | 2018-12-31 | 2019-12-31 | 365 | 3.5749 | 3 | 0.57492
30407 | 10.6 | 1 | 2018-12-31 | 2019-12-31 | 365 | 12.1456 | 12 | 0.14556
30415 | 4.68 | 1 | 2018-12-31 | 2019-12-31 | 365 | 5.3624 | 5 | 0.36238
30387 | 3.9 | 1 | 2018-12-31 | 2019-12-31 | 365 | 4.4687 | 4 | 0.46865
30421 | 9.1 | 1 | 2018-12-31 | 2019-12-31 | 365 | 10.4269 | 10 | 0.42685
30418 | 5.3 | 1 | 2018-12-31 | 2019-12-31 | 365 | 6.0728 | 6 | 0.072782
30386 | 6.76 | 1 | 2018-12-31 | 2019-12-31 | 365 | 7.7457 | 7 | 0.74566
30381 | 9.62 | 1 | 2018-12-31 | 2019-12-31 | 365 | 11.0227 | 11 | 0.022673
30389 | 4.94 | 1 | 2018-12-31 | 2019-12-31 | 365 | 5.6603 | 5 | 0.66029
30426 | 3.38 | 1 | 2018-12-31 | 2019-12-31 | 365 | 3.8728 | 3 | 0.87283
30427 | 5.72 | 1 | 2018-12-31 | 2019-12-31 | 365 | 6.554 | 6 | 0.55402
30428 | 7.155 | 1 | 2018-12-31 | 2019-12-31 | 365 | 8.1983 | 8 | 0.19826
30430 | 7.905 | 1 | 2018-12-31 | 2019-12-31 | 365 | 9.0576 | 9 | 0.057612
30435 | 2.08 | 1 | 2018-12-31 | 2019-12-31 | 365 | 2.3833 | 2 | 0.38328
30434 | 3.64 | 1 | 2018-12-31 | 2019-12-31 | 365 | 4.1707 | 4 | 0.17074
30437 | 6.36 | 1 | 2018-12-31 | 2019-12-31 | 365 | 7.2873 | 7 | 0.28734
30443 | 5.46 | 1 | 2018-12-31 | 2019-12-31 | 365 | 6.2561 | 6 | 0.25611
30444 | 7.02 | 1 | 2018-12-31 | 2019-12-31 | 365 | 8.0436 | 8 | 0.043572
30436 | 7.8 | 1 | 2018-12-31 | 2019-12-31 | 365 | 8.9373 | 8 | 0.9373
30447 | 6.48 | 1 | 2018-12-31 | 2019-12-31 | 365 | 7.4248 | 7 | 0.42484
30450 | 6.24 | 1 | 2018-12-31 | 2019-12-31 | 365 | 7.1498 | 7 | 0.14984
30451 | 7.02 | 1 | 2018-12-31 | 2019-12-31 | 365 | 8.0436 | 8 | 0.043572
30453 | 6.5 | 1 | 2018-12-31 | 2019-12-31 | 365 | 7.4478 | 7 | 0.44775
30457 | 14.04 | 1 | 2018-12-31 | 2019-12-31 | 365 | 16.0871 | 16 | 0.087144
30459 | 13 | 1 | 2018-12-31 | 2019-12-31 | 365 | 14.8955 | 14 | 0.8955
30462 | 10.4 | 1 | 2018-12-31 | 2019-12-31 | 365 | 11.9164 | 11 | 0.9164
30464 | 2.86 | 1 | 2018-12-31 | 2019-12-31 | 365 | 3.277 | 3 | 0.27701
30468 | 7.5 | 1 | 2018-12-31 | 2019-12-31 | 365 | 8.5936 | 8 | 0.59356
30474 | 10.335 | 1 | 2018-12-31 | 2019-12-31 | 365 | 11.8419 | 11 | 0.84193
30378 | 3.12 | 1 | 2018-12-31 | 2019-12-31 | 365 | 3.5749 | 3 | 0.57492
30425 | 3.64 | 1 | 2018-12-31 | 2019-12-31 | 365 | 4.1707 | 4 | 0.17074
30536 | 7.28 | 1 | 2018-12-31 | 2019-12-31 | 365 | 8.3415 | 8 | 0.34148
30538 | 5.46 | 1 | 2018-12-31 | 2019-12-31 | 365 | 6.2561 | 6 | 0.25611
30540 | 5.2 | 1 | 2018-12-31 | 2019-12-31 | 365 | 5.9582 | 5 | 0.9582
30542 | 7.28 | 1 | 2018-12-31 | 2019-12-31 | 365 | 8.3415 | 8 | 0.34148
30549 | 4.16 | 1 | 2018-12-31 | 2019-12-31 | 365 | 4.7666 | 4 | 0.76656
30556 | 7.65 | 1 | 2018-12-31 | 2019-12-31 | 365 | 8.7654 | 8 | 0.76543
30560 | 11.18 | 1 | 2018-12-31 | 2019-12-31 | 365 | 12.8101 | 12 | 0.81013
30449 | 9.62 | 1 | 2018-12-31 | 2019-12-31 | 365 | 11.0227 | 11 | 0.022673
30566 | 5.98 | 1 | 2018-12-31 | 2019-12-31 | 365 | 6.8519 | 6 | 0.85193
30579 | 7.8 | 1 | 2018-12-31 | 2019-12-31 | 365 | 8.9373 | 8 | 0.9373
30584 | 8.32 | 1 | 2018-12-31 | 2019-12-31 | 365 | 9.5331 | 9 | 0.53312
30582 | 7.8 | 1 | 2018-12-31 | 2019-12-31 | 365 | 8.9373 | 8 | 0.9373
30585 | 3.64 | 1 | 2018-12-31 | 2019-12-31 | 365 | 4.1707 | 4 | 0.17074
30589 | 7.8 | 1 | 2018-12-31 | 2019-12-31 | 365 | 8.9373 | 8 | 0.9373
30591 | 8.84 | 1 | 2018-12-31 | 2019-12-31 | 365 | 10.1289 | 10 | 0.12894
30593 | 6.24 | 1 | 2018-12-31 | 2019-12-31 | 365 | 7.1498 | 7 | 0.14984
30596 | 8.58 | 1 | 2018-12-31 | 2019-12-31 | 365 | 9.831 | 9 | 0.83103
30622 | 12.48 | 1 | 2018-12-31 | 2019-12-31 | 365 | 14.2997 | 14 | 0.29968
30624 | 8.06 | 1 | 2018-12-31 | 2019-12-31 | 365 | 9.2352 | 9 | 0.23521
30665 | 7.28 | 1 | 2018-12-31 | 2019-12-31 | 365 | 8.3415 | 8 | 0.34148
30661 | 5.72 | 1 | 2018-12-31 | 2019-12-31 | 365 | 6.554 | 6 | 0.55402
30671 | 5.2 | 1 | 2018-12-31 | 2019-12-31 | 365 | 5.9582 | 5 | 0.9582
30677 | 8.32 | 1 | 2018-12-31 | 2019-12-31 | 365 | 9.5331 | 9 | 0.53312
30681 | 10.92 | 1 | 2018-12-31 | 2019-12-31 | 365 | 12.5122 | 12 | 0.51222
30683 | 7.28 | 1 | 2018-12-31 | 2019-12-31 | 365 | 8.3415 | 8 | 0.34148
31132 | 13.78 | 1 | 2018-12-31 | 2019-12-31 | 365 | 15.7892 | 15 | 0.78923
31134 | 8.58 | 1 | 2018-12-31 | 2019-12-31 | 365 | 9.831 | 9 | 0.83103
31136 | 7.8 | 1 | 2018-12-31 | 2019-12-31 | 365 | 8.9373 | 8 | 0.9373
31137 | 4.16 | 1 | 2018-12-31 | 2019-12-31 | 365 | 4.7666 | 4 | 0.76656
31139 | 10.4 | 1 | 2018-12-31 | 2019-12-31 | 365 | 11.9164 | 11 | 0.9164
31141 | 5.98 | 1 | 2018-12-31 | 2019-12-31 | 365 | 6.8519 | 6 | 0.85193
31142 | 6.5 | 1 | 2018-12-31 | 2019-12-31 | 365 | 7.4478 | 7 | 0.44775
31343 | 9.36 | 1 | 2018-12-31 | 2019-12-31 | 365 | 10.7248 | 10 | 0.72476
31552 | 7.14 | 1 | 2018-12-31 | 2019-12-31 | 365 | 8.1811 | 8 | 0.18107
31143 | 4.42 | 1 | 2018-12-31 | 2019-12-31 | 365 | 5.0645 | 5 | 0.064471
31553 | 3.06 | 1 | 2018-12-31 | 2019-12-31 | 365 | 3.5062 | 3 | 0.50617
31347 | 9.1 | 1 | 2018-12-31 | 2019-12-31 | 365 | 10.4269 | 10 | 0.42685
29481 | 4.24 | 1 | 2018-12-31 | 2019-12-31 | 365 | 4.8582 | 4 | 0.85823
31209 | 5.72 | 1 | 2018-12-31 | 2019-12-31 | 365 | 6.554 | 6 | 0.55402
31212 | 4.24 | 1 | 2018-12-31 | 2019-12-31 | 365 | 4.8582 | 4 | 0.85823
31218 | 8.32 | 1 | 2018-12-31 | 2019-12-31 | 365 | 9.5331 | 9 | 0.53312
31561 | 5.46 | 1 | 2018-12-31 | 2019-12-31 | 365 | 6.2561 | 6 | 0.25611
31220 | 6.5 | 1 | 2018-12-31 | 2019-12-31 | 365 | 7.4478 | 7 | 0.44775
31562 | 11.18 | 1 | 2018-12-31 | 2019-12-31 | 365 | 12.8101 | 12 | 0.81013
31225 | 2.08 | 1 | 2018-12-31 | 2019-12-31 | 365 | 2.3833 | 2 | 0.38328
31563 | 6.24 | 1 | 2018-12-31 | 2019-12-31 | 365 | 7.1498 | 7 | 0.14984
31567 | 5.98 | 1 | 2018-12-31 | 2019-12-31 | 365 | 6.8519 | 6 | 0.85193
31569 | 9.88 | 1 | 2018-12-31 | 2019-12-31 | 365 | 11.3206 | 11 | 0.32058
31233 | 4.68 | 1 | 2018-12-31 | 2019-12-31 | 365 | 5.3624 | 5 | 0.36238
31235 | 4.68 | 1 | 2018-12-31 | 2019-12-31 | 365 | 5.3624 | 5 | 0.36238
31238 | 11.25 | 1 | 2018-12-31 | 2019-12-31 | 365 | 12.8903 | 12 | 0.89034
31244 | 8.58 | 1 | 2018-12-31 | 2019-12-31 | 365 | 9.831 | 9 | 0.83103
31247 | 5.98 | 1 | 2018-12-31 | 2019-12-31 | 365 | 6.8519 | 6 | 0.85193
29171 | 9.275 | 1 | 2018-12-31 | 2019-12-31 | 365 | 10.6274 | 10 | 0.62737
29265 | 13.52 | 1 | 2018-12-31 | 2019-12-31 | 365 | 15.4913 | 15 | 0.49132
29349 | 7.29 | 1 | 2018-12-31 | 2019-12-31 | 365 | 8.3529 | 8 | 0.35294
31250 | 6.095 | 1 | 2018-12-31 | 2019-12-31 | 365 | 6.9837 | 6 | 0.9837
31254 | 4.16 | 1 | 2018-12-31 | 2019-12-31 | 365 | 4.7666 | 4 | 0.76656
31353 | 3.57 | 1 | 2018-12-31 | 2019-12-31 | 365 | 4.0905 | 4 | 0.090535
31264 | 4.68 | 1 | 2018-12-31 | 2019-12-31 | 365 | 5.3624 | 5 | 0.36238
31274 | 8.32 | 1 | 2018-12-31 | 2019-12-31 | 365 | 9.5331 | 9 | 0.53312
31281 | 5.72 | 1 | 2018-12-31 | 2019-12-31 | 365 | 6.554 | 6 | 0.55402
31356 | 10.6 | 1 | 2018-12-31 | 2019-12-31 | 365 | 12.1456 | 12 | 0.14556
31641 | 9.88 | 1 | 2018-12-31 | 2019-12-31 | 365 | 11.3206 | 11 | 0.32058
31679 | 10.4 | 1 | 2018-12-31 | 2019-12-31 | 365 | 11.9164 | 11 | 0.9164
31755 | 13.52 | 1 | 2018-12-31 | 2019-12-31 | 365 | 15.4913 | 15 | 0.49132
31762 | 5.2 | 1 | 2018-12-31 | 2019-12-31 | 365 | 5.9582 | 5 | 0.9582
31763 | 6.24 | 1 | 2018-12-31 | 2019-12-31 | 365 | 7.1498 | 7 | 0.14984
31768 | 5.72 | 1 | 2018-12-31 | 2019-12-31 | 365 | 6.554 | 6 | 0.55402
31769 | 4.68 | 1 | 2018-12-31 | 2019-12-31 | 365 | 5.3624 | 5 | 0.36238
31630 | 3.445 | 1 | 2018-12-31 | 2019-12-31 | 365 | 3.9473 | 3 | 0.94731
31613 | 6.25 | 1 | 2018-12-31 | 2019-12-31 | 365 | 7.1613 | 7 | 0.1613
31781 | 6.5 | 1 | 2018-12-31 | 2019-12-31 | 365 | 7.4478 | 7 | 0.44775
31787 | 9.1 | 1 | 2018-12-31 | 2019-12-31 | 365 | 10.4269 | 10 | 0.42685
31791 | 5.72 | 1 | 2018-12-31 | 2019-12-31 | 365 | 6.554 | 6 | 0.55402
31796 | 10.66 | 1 | 2018-12-31 | 2019-12-31 | 365 | 12.2143 | 12 | 0.21431
31797 | 4.68 | 1 | 2018-12-31 | 2019-12-31 | 365 | 5.3624 | 5 | 0.36238
31803 | 6.24 | 1 | 2018-12-31 | 2019-12-31 | 365 | 7.1498 | 7 | 0.14984
31403 | 2.86 | 1 | 2018-12-31 | 2019-12-31 | 365 | 3.277 | 3 | 0.27701
31404 | 8.06 | 1 | 2018-12-31 | 2019-12-31 | 365 | 9.2352 | 9 | 0.23521
31722 | 8.06 | 1 | 2018-12-31 | 2019-12-31 | 365 | 9.2352 | 9 | 0.23521
31731 | 7.28 | 1 | 2018-12-31 | 2019-12-31 | 365 | 8.3415 | 8 | 0.34148
31405 | 12.48 | 1 | 2018-12-31 | 2019-12-31 | 365 | 14.2997 | 14 | 0.29968
31741 | 8.06 | 1 | 2018-12-31 | 2019-12-31 | 365 | 9.2352 | 9 | 0.23521
31406 | 4.505 | 1 | 2018-12-31 | 2019-12-31 | 365 | 5.1619 | 5 | 0.16187
31407 | 2.86 | 1 | 2018-12-31 | 2019-12-31 | 365 | 3.277 | 3 | 0.27701
31434 | 14.04 | 1 | 2018-12-31 | 2019-12-31 | 365 | 16.0871 | 16 | 0.087144
31443 | 7.28 | 1 | 2018-12-31 | 2019-12-31 | 365 | 8.3415 | 8 | 0.34148
31455 | 3.9 | 1 | 2018-12-31 | 2019-12-31 | 365 | 4.4687 | 4 | 0.46865
31465 | 10.14 | 1 | 2018-12-31 | 2019-12-31 | 365 | 11.6185 | 11 | 0.61849
31463 | 5.2 | 1 | 2018-12-31 | 2019-12-31 | 365 | 5.9582 | 5 | 0.9582
31471 | 11.44 | 1 | 2018-12-31 | 2019-12-31 | 365 | 13.108 | 13 | 0.10804
31472 | 7.54 | 1 | 2018-12-31 | 2019-12-31 | 365 | 8.6394 | 8 | 0.63939
31474 | 12.455 | 1 | 2018-12-31 | 2019-12-31 | 365 | 14.271 | 14 | 0.27104
31476 | 5.46 | 1 | 2018-12-31 | 2019-12-31 | 365 | 6.2561 | 6 | 0.25611
31478 | 5.2 | 1 | 2018-12-31 | 2019-12-31 | 365 | 5.9582 | 5 | 0.9582
31482 | 7.155 | 1 | 2018-12-31 | 2019-12-31 | 365 | 8.1983 | 8 | 0.19826
31483 | 7 | 1 | 2018-12-31 | 2019-12-31 | 365 | 8.0207 | 8 | 0.020656
31488 | 7.8 | 1 | 2018-12-31 | 2019-12-31 | 365 | 8.9373 | 8 | 0.9373
31490 | 4.49 | 1 | 2018-12-31 | 2019-12-31 | 365 | 5.1447 | 5 | 0.14468
31506 | 7.28 | 1 | 2018-12-31 | 2019-12-31 | 365 | 8.3415 | 8 | 0.34148
31512 | 5.46 | 1 | 2018-12-31 | 2019-12-31 | 365 | 6.2561 | 6 | 0.25611
31511 | 10.14 | 1 | 2018-12-31 | 2019-12-31 | 365 | 11.6185 | 11 | 0.61849
31523 | 5.3 | 1 | 2018-12-31 | 2019-12-31 | 365 | 6.0728 | 6 | 0.072782
31528 | 6.24 | 1 | 2018-12-31 | 2019-12-31 | 365 | 7.1498 | 7 | 0.14984
31808 | 12.22 | 1 | 2018-12-31 | 2019-12-31 | 365 | 14.0018 | 14 | 0.0017738
31813 | 6.76 | 1 | 2018-12-31 | 2019-12-31 | 365 | 7.7457 | 7 | 0.74566
31815 | 4.68 | 1 | 2018-12-31 | 2019-12-31 | 365 | 5.3624 | 5 | 0.36238
31817 | 11.44 | 1 | 2018-12-31 | 2019-12-31 | 365 | 13.108 | 13 | 0.10804
31818 | 10.865 | 1 | 2018-12-31 | 2019-12-31 | 365 | 12.4492 | 12 | 0.4492
31850 | 3.9 | 1 | 2018-12-31 | 2019-12-31 | 365 | 4.4687 | 4 | 0.46865
31852 | 5.46 | 1 | 2018-12-31 | 2019-12-31 | 365 | 6.2561 | 6 | 0.25611
31854 | 4.68 | 1 | 2018-12-31 | 2019-12-31 | 365 | 5.3624 | 5 | 0.36238
31858 | 9.62 | 1 | 2018-12-31 | 2019-12-31 | 365 | 11.0227 | 11 | 0.022673
31857 | 9.1 | 1 | 2018-12-31 | 2019-12-31 | 365 | 10.4269 | 10 | 0.42685
31868 | 8.32 | 1 | 2018-12-31 | 2019-12-31 | 365 | 9.5331 | 9 | 0.53312
31873 | 12.985 | 1 | 2018-12-31 | 2019-12-31 | 365 | 14.8783 | 14 | 0.87832
31883 | 5.98 | 1 | 2018-12-31 | 2019-12-31 | 365 | 6.8519 | 6 | 0.85193
31894 | 8.32 | 1 | 2018-12-31 | 2019-12-31 | 365 | 9.5331 | 9 | 0.53312
31901 | 2.86 | 1 | 2018-12-31 | 2019-12-31 | 365 | 3.277 | 3 | 0.27701
31903 | 8.32 | 1 | 2018-12-31 | 2019-12-31 | 365 | 9.5331 | 9 | 0.53312
31906 | 9.88 | 1 | 2018-12-31 | 2019-12-31 | 365 | 11.3206 | 11 | 0.32058
31911 | 6.76 | 1 | 2018-12-31 | 2019-12-31 | 365 | 7.7457 | 7 | 0.74566
31915 | 8.58 | 1 | 2018-12-31 | 2019-12-31 | 365 | 9.831 | 9 | 0.83103
31917 | 12.48 | 1 | 2018-12-31 | 2019-12-31 | 365 | 14.2997 | 14 | 0.29968
31928 | 9.36 | 1 | 2018-12-31 | 2019-12-31 | 365 | 10.7248 | 10 | 0.72476
31929 | 8.84 | 1 | 2018-12-31 | 2019-12-31 | 365 | 10.1289 | 10 | 0.12894
31931 | 2.86 | 1 | 2018-12-31 | 2019-12-31 | 365 | 3.277 | 3 | 0.27701
31933 | 5.3 | 1 | 2018-12-31 | 2019-12-31 | 365 | 6.0728 | 6 | 0.072782
31935 | 9.36 | 1 | 2018-12-31 | 2019-12-31 | 365 | 10.7248 | 10 | 0.72476
31946 | 7.02 | 1 | 2018-12-31 | 2019-12-31 | 365 | 8.0436 | 8 | 0.043572
31955 | 9.88 | 1 | 2018-12-31 | 2019-12-31 | 365 | 11.3206 | 11 | 0.32058
31957 | 7.02 | 1 | 2018-12-31 | 2019-12-31 | 365 | 8.0436 | 8 | 0.043572
31961 | 11.18 | 1 | 2018-12-31 | 2019-12-31 | 365 | 12.8101 | 12 | 0.81013
31972 | 7.28 | 1 | 2018-12-31 | 2019-12-31 | 365 | 8.3415 | 8 | 0.34148
31975 | 9.36 | 1 | 2018-12-31 | 2019-12-31 | 365 | 10.7248 | 10 | 0.72476
31985 | 4.94 | 1 | 2018-12-31 | 2019-12-31 | 365 | 5.6603 | 5 | 0.66029
31983 | 7.8 | 1 | 2018-12-31 | 2019-12-31 | 365 | 8.9373 | 8 | 0.9373
31990 | 7.8 | 1 | 2018-12-31 | 2019-12-31 | 365 | 8.9373 | 8 | 0.9373
31995 | 3.38 | 1 | 2018-12-31 | 2019-12-31 | 365 | 3.8728 | 3 | 0.87283
31999 | 9.1 | 1 | 2018-12-31 | 2019-12-31 | 365 | 10.4269 | 10 | 0.42685
32002 | 4.24 | 1 | 2018-12-31 | 2019-12-31 | 365 | 4.8582 | 4 | 0.85823
31998 | 8.06 | 1 | 2018-12-31 | 2019-12-31 | 365 | 9.2352 | 9 | 0.23521
32004 | 5.2 | 1 | 2018-12-31 | 2019-12-31 | 365 | 5.9582 | 5 | 0.9582
31531 | 7.42 | 1 | 2018-12-31 | 2019-12-31 | 365 | 8.5019 | 8 | 0.5019
31535 | 8.84 | 1 | 2018-12-31 | 2019-12-31 | 365 | 10.1289 | 10 | 0.12894
31543 | 3.64 | 1 | 2018-12-31 | 2019-12-31 | 365 | 4.1707 | 4 | 0.17074
31545 | 7.28 | 1 | 2018-12-31 | 2019-12-31 | 365 | 8.3415 | 8 | 0.34148
31546 | 4.94 | 1 | 2018-12-31 | 2019-12-31 | 365 | 5.6603 | 5 | 0.66029
32327 | 6.76 | 1 | 2018-12-31 | 2019-12-31 | 365 | 7.7457 | 7 | 0.74566
32328 | 7.28 | 1 | 2018-12-31 | 2019-12-31 | 365 | 8.3415 | 8 | 0.34148
32329 | 5.98 | 1 | 2018-12-31 | 2019-12-31 | 365 | 6.8519 | 6 | 0.85193
32336 | 8.32 | 1 | 2018-12-31 | 2019-12-31 | 365 | 9.5331 | 9 | 0.53312
32344 | 2.08 | 1 | 2018-12-31 | 2019-12-31 | 365 | 2.3833 | 2 | 0.38328
32366 | 4.42 | 1 | 2018-12-31 | 2019-12-31 | 365 | 5.0645 | 5 | 0.064471
32362 | 7.95 | 1 | 2018-12-31 | 2019-12-31 | 365 | 9.1092 | 9 | 0.10917
32364 | 5.72 | 1 | 2018-12-31 | 2019-12-31 | 365 | 6.554 | 6 | 0.55402
32375 | 11.66 | 1 | 2018-12-31 | 2019-12-31 | 365 | 13.3601 | 13 | 0.36012
32354 | 6.36 | 1 | 2018-12-31 | 2019-12-31 | 365 | 7.2873 | 7 | 0.28734
32374 | 7.54 | 1 | 2018-12-31 | 2019-12-31 | 365 | 8.6394 | 8 | 0.63939
32378 | 4.42 | 1 | 2018-12-31 | 2019-12-31 | 365 | 5.0645 | 5 | 0.064471
32391 | 9.435 | 1 | 2018-12-31 | 2019-12-31 | 365 | 10.8107 | 10 | 0.8107
32389 | 7.8 | 1 | 2018-12-31 | 2019-12-31 | 365 | 8.9373 | 8 | 0.9373
32393 | 10.335 | 1 | 2018-12-31 | 2019-12-31 | 365 | 11.8419 | 11 | 0.84193
32403 | 3.9 | 1 | 2018-12-31 | 2019-12-31 | 365 | 4.4687 | 4 | 0.46865
32405 | 11.22 | 1 | 2018-12-31 | 2019-12-31 | 365 | 12.856 | 12 | 0.85597
32419 | 6.5 | 1 | 2018-12-31 | 2019-12-31 | 365 | 7.4478 | 7 | 0.44775
32268 | 5.2 | 1 | 2018-12-31 | 2019-12-31 | 365 | 5.9582 | 5 | 0.9582
32279 | 6.5 | 1 | 2018-12-31 | 2019-12-31 | 365 | 7.4478 | 7 | 0.44775
32288 | 7.42 | 1 | 2018-12-31 | 2019-12-31 | 365 | 8.5019 | 8 | 0.5019
32291 | 13.52 | 1 | 2018-12-31 | 2019-12-31 | 365 | 15.4913 | 15 | 0.49132
32297 | 8.06 | 1 | 2018-12-31 | 2019-12-31 | 365 | 9.2352 | 9 | 0.23521
32303 | 7.8 | 1 | 2018-12-31 | 2019-12-31 | 365 | 8.9373 | 8 | 0.9373
32307 | 2.6 | 1 | 2018-12-31 | 2019-12-31 | 365 | 2.9791 | 2 | 0.9791
32315 | 11.96 | 1 | 2018-12-31 | 2019-12-31 | 365 | 13.7039 | 13 | 0.70386
32321 | 4 | 1 | 2018-12-31 | 2019-12-31 | 365 | 4.5832 | 4 | 0.58323
32423 | 7.28 | 1 | 2018-12-31 | 2019-12-31 | 365 | 8.3415 | 8 | 0.34148
32425 | 4.68 | 1 | 2018-12-31 | 2019-12-31 | 365 | 5.3624 | 5 | 0.36238
32427 | 8.84 | 1 | 2018-12-31 | 2019-12-31 | 365 | 10.1289 | 10 | 0.12894
32429 | 7.14 | 1 | 2018-12-31 | 2019-12-31 | 365 | 8.1811 | 8 | 0.18107
32431 | 3.38 | 1 | 2018-12-31 | 2019-12-31 | 365 | 3.8728 | 3 | 0.87283
32440 | 10.4 | 1 | 2018-12-31 | 2019-12-31 | 365 | 11.9164 | 11 | 0.9164
32435 | 11.13 | 1 | 2018-12-31 | 2019-12-31 | 365 | 12.7528 | 12 | 0.75284
32442 | 11.44 | 1 | 2018-12-31 | 2019-12-31 | 365 | 13.108 | 13 | 0.10804
32444 | 11.44 | 1 | 2018-12-31 | 2019-12-31 | 365 | 13.108 | 13 | 0.10804
32445 | 9.88 | 1 | 2018-12-31 | 2019-12-31 | 365 | 11.3206 | 11 | 0.32058
32439 | 10.66 | 1 | 2018-12-31 | 2019-12-31 | 365 | 12.2143 | 12 | 0.21431
32453 | 5.72 | 1 | 2018-12-31 | 2019-12-31 | 365 | 6.554 | 6 | 0.55402
32450 | 8.415 | 1 | 2018-12-31 | 2019-12-31 | 365 | 9.642 | 9 | 0.64197
32456 | 7.95 | 1 | 2018-12-31 | 2019-12-31 | 365 | 9.1092 | 9 | 0.10917
32460 | 9.36 | 1 | 2018-12-31 | 2019-12-31 | 365 | 10.7248 | 10 | 0.72476
32463 | 4.42 | 1 | 2018-12-31 | 2019-12-31 | 365 | 5.0645 | 5 | 0.064471
32464 | 7.02 | 1 | 2018-12-31 | 2019-12-31 | 365 | 8.0436 | 8 | 0.043572
32467 | 5.72 | 1 | 2018-12-31 | 2019-12-31 | 365 | 6.554 | 6 | 0.55402
32468 | 9.1 | 1 | 2018-12-31 | 2019-12-31 | 365 | 10.4269 | 10 | 0.42685
32472 | 4.59 | 1 | 2018-12-31 | 2019-12-31 | 365 | 5.2593 | 5 | 0.25926
32474 | 7.54 | 1 | 2018-12-31 | 2019-12-31 | 365 | 8.6394 | 8 | 0.63939
32512 | 5.565 | 1 | 2018-12-31 | 2019-12-31 | 365 | 6.3764 | 6 | 0.37642
32689 | 4.94 | 1 | 2018-12-31 | 2019-12-31 | 365 | 5.6603 | 5 | 0.66029
32694 | 6.24 | 1 | 2018-12-31 | 2019-12-31 | 365 | 7.1498 | 7 | 0.14984
32752 | 13.52 | 1 | 2018-12-31 | 2019-12-31 | 365 | 15.4913 | 15 | 0.49132
32764 | 3.38 | 1 | 2018-12-31 | 2019-12-31 | 365 | 3.8728 | 3 | 0.87283
33011 | 8.215 | 1 | 2018-12-31 | 2019-12-31 | 365 | 9.4128 | 9 | 0.41281
33012 | 10.14 | 1 | 2018-12-31 | 2019-12-31 | 365 | 11.6185 | 11 | 0.61849
33014 | 4.42 | 1 | 2018-12-31 | 2019-12-31 | 365 | 5.0645 | 5 | 0.064471
33017 | 8.84 | 1 | 2018-12-31 | 2019-12-31 | 365 | 10.1289 | 10 | 0.12894
33019 | 9.805 | 1 | 2018-12-31 | 2019-12-31 | 365 | 11.2346 | 11 | 0.23465
33021 | 6.24 | 1 | 2018-12-31 | 2019-12-31 | 365 | 7.1498 | 7 | 0.14984
32765 | 11.7 | 1 | 2018-12-31 | 2019-12-31 | 365 | 13.406 | 13 | 0.40595
32522 | 3.38 | 1 | 2018-12-31 | 2019-12-31 | 365 | 3.8728 | 3 | 0.87283
32516 | 5.46 | 1 | 2018-12-31 | 2019-12-31 | 365 | 6.2561 | 6 | 0.25611
32773 | 2.34 | 1 | 2018-12-31 | 2019-12-31 | 365 | 2.6812 | 2 | 0.68119
32526 | 4.16 | 1 | 2018-12-31 | 2019-12-31 | 365 | 4.7666 | 4 | 0.76656
32769 | 11.7 | 1 | 2018-12-31 | 2019-12-31 | 365 | 13.406 | 13 | 0.40595
32778 | 3.9 | 1 | 2018-12-31 | 2019-12-31 | 365 | 4.4687 | 4 | 0.46865
32781 | 8.32 | 1 | 2018-12-31 | 2019-12-31 | 365 | 9.5331 | 9 | 0.53312
32555 | 6.24 | 1 | 2018-12-31 | 2019-12-31 | 365 | 7.1498 | 7 | 0.14984
32589 | 9.36 | 1 | 2018-12-31 | 2019-12-31 | 365 | 10.7248 | 10 | 0.72476
32599 | 8.06 | 1 | 2018-12-31 | 2019-12-31 | 365 | 9.2352 | 9 | 0.23521
32783 | 3.12 | 1 | 2018-12-31 | 2019-12-31 | 365 | 3.5749 | 3 | 0.57492
32623 | 9.1 | 1 | 2018-12-31 | 2019-12-31 | 365 | 10.4269 | 10 | 0.42685
32634 | 9.88 | 1 | 2018-12-31 | 2019-12-31 | 365 | 11.3206 | 11 | 0.32058
32641 | 7.28 | 1 | 2018-12-31 | 2019-12-31 | 365 | 8.3415 | 8 | 0.34148
32632 | 13 | 1 | 2018-12-31 | 2019-12-31 | 365 | 14.8955 | 14 | 0.8955
32788 | 4.42 | 1 | 2018-12-31 | 2019-12-31 | 365 | 5.0645 | 5 | 0.064471
32643 | 6.76 | 1 | 2018-12-31 | 2019-12-31 | 365 | 7.7457 | 7 | 0.74566
32645 | 9.36 | 1 | 2018-12-31 | 2019-12-31 | 365 | 10.7248 | 10 | 0.72476
32657 | 11.75 | 1 | 2018-12-31 | 2019-12-31 | 365 | 13.4632 | 13 | 0.46324
32661 | 3.12 | 1 | 2018-12-31 | 2019-12-31 | 365 | 3.5749 | 3 | 0.57492
32772 | 5.98 | 1 | 2018-12-31 | 2019-12-31 | 365 | 6.8519 | 6 | 0.85193
32793 | 9.36 | 1 | 2018-12-31 | 2019-12-31 | 365 | 10.7248 | 10 | 0.72476
32809 | 8.32 | 1 | 2018-12-31 | 2019-12-31 | 365 | 9.5331 | 9 | 0.53312
32797 | 6.76 | 1 | 2018-12-31 | 2019-12-31 | 365 | 7.7457 | 7 | 0.74566
32799 | 7.02 | 1 | 2018-12-31 | 2019-12-31 | 365 | 8.0436 | 8 | 0.043572
32795 | 7.8 | 1 | 2018-12-31 | 2019-12-31 | 365 | 8.9373 | 8 | 0.9373
32806 | 9.36 | 1 | 2018-12-31 | 2019-12-31 | 365 | 10.7248 | 10 | 0.72476
32808 | 4.16 | 1 | 2018-12-31 | 2019-12-31 | 365 | 4.7666 | 4 | 0.76656
32823 | 6.5 | 1 | 2018-12-31 | 2019-12-31 | 365 | 7.4478 | 7 | 0.44775
32826 | 3.9 | 1 | 2018-12-31 | 2019-12-31 | 365 | 4.4687 | 4 | 0.46865
32829 | 5.46 | 1 | 2018-12-31 | 2019-12-31 | 365 | 6.2561 | 6 | 0.25611
32831 | 4.68 | 1 | 2018-12-31 | 2019-12-31 | 365 | 5.3624 | 5 | 0.36238
32834 | 11.44 | 1 | 2018-12-31 | 2019-12-31 | 365 | 13.108 | 13 | 0.10804
33065 | 3.12 | 1 | 2018-12-31 | 2019-12-31 | 365 | 3.5749 | 3 | 0.57492
33054 | 4.68 | 1 | 2018-12-31 | 2019-12-31 | 365 | 5.3624 | 5 | 0.36238
33069 | 13.26 | 1 | 2018-12-31 | 2019-12-31 | 365 | 15.1934 | 15 | 0.19341
33085 | 7.28 | 1 | 2018-12-31 | 2019-12-31 | 365 | 8.3415 | 8 | 0.34148
33091 | 2.86 | 1 | 2018-12-31 | 2019-12-31 | 365 | 3.277 | 3 | 0.27701
33093 | 14.04 | 1 | 2018-12-31 | 2019-12-31 | 365 | 16.0871 | 16 | 0.087144
33099 | 3.12 | 1 | 2018-12-31 | 2019-12-31 | 365 | 3.5749 | 3 | 0.57492
33102 | 6.5 | 1 | 2018-12-31 | 2019-12-31 | 365 | 7.4478 | 7 | 0.44775
33105 | 9 | 1 | 2018-12-31 | 2019-12-31 | 365 | 10.3123 | 10 | 0.31227
33107 | 5.565 | 1 | 2018-12-31 | 2019-12-31 | 365 | 6.3764 | 6 | 0.37642
33108 | 5.98 | 1 | 2018-12-31 | 2019-12-31 | 365 | 6.8519 | 6 | 0.85193
33111 | 8.48 | 1 | 2018-12-31 | 2019-12-31 | 365 | 9.7165 | 9 | 0.71645
33110 | 3.9 | 1 | 2018-12-31 | 2019-12-31 | 365 | 4.4687 | 4 | 0.46865
33113 | 7.35 | 1 | 2018-12-31 | 2019-12-31 | 365 | 8.4217 | 8 | 0.42169
33119 | 8.884 | 1 | 2018-12-31 | 2019-12-31 | 365 | 10.1794 | 10 | 0.17936
33123 | 9.88 | 1 | 2018-12-31 | 2019-12-31 | 365 | 11.3206 | 11 | 0.32058
33130 | 6.12 | 1 | 2018-12-31 | 2019-12-31 | 365 | 7.0123 | 7 | 0.012345
33131 | 5.2 | 1 | 2018-12-31 | 2019-12-31 | 365 | 5.9582 | 5 | 0.9582
33127 | 2.08 | 1 | 2018-12-31 | 2019-12-31 | 365 | 2.3833 | 2 | 0.38328
33133 | 3.445 | 1 | 2018-12-31 | 2019-12-31 | 365 | 3.9473 | 3 | 0.94731
33142 | 5.1 | 1 | 2018-12-31 | 2019-12-31 | 365 | 5.8436 | 5 | 0.84362
33147 | 5.46 | 1 | 2018-12-31 | 2019-12-31 | 365 | 6.2561 | 6 | 0.25611
32824 | 4.16 | 1 | 2018-12-31 | 2019-12-31 | 365 | 4.7666 | 4 | 0.76656
32845 | 3.64 | 1 | 2018-12-31 | 2019-12-31 | 365 | 4.1707 | 4 | 0.17074
32850 | 5.61 | 1 | 2018-12-31 | 2019-12-31 | 365 | 6.428 | 6 | 0.42798
32846 | 4.77 | 1 | 2018-12-31 | 2019-12-31 | 365 | 5.4655 | 5 | 0.4655
32855 | 4.75 | 1 | 2018-12-31 | 2019-12-31 | 365 | 5.4426 | 5 | 0.44259
32861 | 7.8 | 1 | 2018-12-31 | 2019-12-31 | 365 | 8.9373 | 8 | 0.9373
32859 | 10.66 | 1 | 2018-12-31 | 2019-12-31 | 365 | 12.2143 | 12 | 0.21431
32860 | 5.98 | 1 | 2018-12-31 | 2019-12-31 | 365 | 6.8519 | 6 | 0.85193
33150 | 8.06 | 1 | 2018-12-31 | 2019-12-31 | 365 | 9.2352 | 9 | 0.23521
32867 | 6.5 | 1 | 2018-12-31 | 2019-12-31 | 365 | 7.4478 | 7 | 0.44775
32872 | 5.98 | 1 | 2018-12-31 | 2019-12-31 | 365 | 6.8519 | 6 | 0.85193
33153 | 5.46 | 1 | 2018-12-31 | 2019-12-31 | 365 | 6.2561 | 6 | 0.25611
32878 | 7.28 | 1 | 2018-12-31 | 2019-12-31 | 365 | 8.3415 | 8 | 0.34148
33154 | 7.54 | 1 | 2018-12-31 | 2019-12-31 | 365 | 8.6394 | 8 | 0.63939
33156 | 4.68 | 1 | 2018-12-31 | 2019-12-31 | 365 | 5.3624 | 5 | 0.36238
33162 | 4.94 | 1 | 2018-12-31 | 2019-12-31 | 365 | 5.6603 | 5 | 0.66029
33168 | 11.7 | 1 | 2018-12-31 | 2019-12-31 | 365 | 13.406 | 13 | 0.40595
33171 | 8.84 | 1 | 2018-12-31 | 2019-12-31 | 365 | 10.1289 | 10 | 0.12894
33175 | 3.9 | 1 | 2018-12-31 | 2019-12-31 | 365 | 4.4687 | 4 | 0.46865
33178 | 10.07 | 1 | 2018-12-31 | 2019-12-31 | 365 | 11.5383 | 11 | 0.53829
33181 | 3.64 | 1 | 2018-12-31 | 2019-12-31 | 365 | 4.1707 | 4 | 0.17074
33212 | 9.945 | 1 | 2018-12-31 | 2019-12-31 | 365 | 11.3951 | 11 | 0.39506
33218 | 11.7 | 1 | 2018-12-31 | 2019-12-31 | 365 | 13.406 | 13 | 0.40595
33223 | 8.58 | 1 | 2018-12-31 | 2019-12-31 | 365 | 9.831 | 9 | 0.83103
33222 | 3.18 | 1 | 2018-12-31 | 2019-12-31 | 365 | 3.6437 | 3 | 0.64367
33233 | 3.64 | 1 | 2018-12-31 | 2019-12-31 | 365 | 4.1707 | 4 | 0.17074
33240 | 8.84 | 1 | 2018-12-31 | 2019-12-31 | 365 | 10.1289 | 10 | 0.12894
33235 | 9.88 | 1 | 2018-12-31 | 2019-12-31 | 365 | 11.3206 | 11 | 0.32058
33234 | 4.42 | 1 | 2018-12-31 | 2019-12-31 | 365 | 5.0645 | 5 | 0.064471
33226 | 2.34 | 1 | 2018-12-31 | 2019-12-31 | 365 | 2.6812 | 2 | 0.68119
33245 | 3.9 | 1 | 2018-12-31 | 2019-12-31 | 365 | 4.4687 | 4 | 0.46865
33272 | 10.66 | 1 | 2018-12-31 | 2019-12-31 | 365 | 12.2143 | 12 | 0.21431
33250 | 7.8 | 1 | 2018-12-31 | 2019-12-31 | 365 | 8.9373 | 8 | 0.9373
33293 | 11.18 | 1 | 2018-12-31 | 2019-12-31 | 365 | 12.8101 | 12 | 0.81013
33294 | 3.12 | 1 | 2018-12-31 | 2019-12-31 | 365 | 3.5749 | 3 | 0.57492
33254 | 5.2 | 1 | 2018-12-31 | 2019-12-31 | 365 | 5.9582 | 5 | 0.9582
33297 | 7.8 | 1 | 2018-12-31 | 2019-12-31 | 365 | 8.9373 | 8 | 0.9373
33302 | 7.02 | 1 | 2018-12-31 | 2019-12-31 | 365 | 8.0436 | 8 | 0.043572
33298 | 5.98 | 1 | 2018-12-31 | 2019-12-31 | 365 | 6.8519 | 6 | 0.85193
33308 | 4.68 | 1 | 2018-12-31 | 2019-12-31 | 365 | 5.3624 | 5 | 0.36238
33280 | 4.94 | 1 | 2018-12-31 | 2019-12-31 | 365 | 5.6603 | 5 | 0.66029
33312 | 4.94 | 1 | 2018-12-31 | 2019-12-31 | 365 | 5.6603 | 5 | 0.66029
33259 | 8.58 | 1 | 2018-12-31 | 2019-12-31 | 365 | 9.831 | 9 | 0.83103
33314 | 8.58 | 1 | 2018-12-31 | 2019-12-31 | 365 | 9.831 | 9 | 0.83103
33251 | 6.5 | 1 | 2018-12-31 | 2019-12-31 | 365 | 7.4478 | 7 | 0.44775
33316 | 6.36 | 1 | 2018-12-31 | 2019-12-31 | 365 | 7.2873 | 7 | 0.28734
33246 | 3.12 | 1 | 2018-12-31 | 2019-12-31 | 365 | 3.5749 | 3 | 0.57492
33318 | 7.54 | 1 | 2018-12-31 | 2019-12-31 | 365 | 8.6394 | 8 | 0.63939
33264 | 3.12 | 1 | 2018-12-31 | 2019-12-31 | 365 | 3.5749 | 3 | 0.57492
33263 | 3.9 | 1 | 2018-12-31 | 2019-12-31 | 365 | 4.4687 | 4 | 0.46865
33313 | 6.76 | 1 | 2018-12-31 | 2019-12-31 | 365 | 7.7457 | 7 | 0.74566
33221 | 6.5 | 1 | 2018-12-31 | 2019-12-31 | 365 | 7.4478 | 7 | 0.44775
33320 | 5.46 | 1 | 2018-12-31 | 2019-12-31 | 365 | 6.2561 | 6 | 0.25611
33257 | 10.92 | 1 | 2018-12-31 | 2019-12-31 | 365 | 12.5122 | 12 | 0.51222
32884 | 8.06 | 1 | 2018-12-31 | 2019-12-31 | 365 | 9.2352 | 9 | 0.23521
32888 | 4.335 | 1 | 2018-12-31 | 2019-12-31 | 365 | 4.9671 | 4 | 0.96708
32889 | 7.28 | 1 | 2018-12-31 | 2019-12-31 | 365 | 8.3415 | 8 | 0.34148
32893 | 4.42 | 1 | 2018-12-31 | 2019-12-31 | 365 | 5.0645 | 5 | 0.064471
32896 | 4.94 | 1 | 2018-12-31 | 2019-12-31 | 365 | 5.6603 | 5 | 0.66029
33321 | 8.745 | 1 | 2018-12-31 | 2019-12-31 | 365 | 10.0201 | 10 | 0.020091
33325 | 7.28 | 1 | 2018-12-31 | 2019-12-31 | 365 | 8.3415 | 8 | 0.34148
33323 | 8.32 | 1 | 2018-12-31 | 2019-12-31 | 365 | 9.5331 | 9 | 0.53312
33327 | 10.66 | 1 | 2018-12-31 | 2019-12-31 | 365 | 12.2143 | 12 | 0.21431
33332 | 13.26 | 1 | 2018-12-31 | 2019-12-31 | 365 | 15.1934 | 15 | 0.19341
33336 | 8.06 | 1 | 2018-12-31 | 2019-12-31 | 365 | 9.2352 | 9 | 0.23521
33455 | 7.54 | 1 | 2018-12-31 | 2019-12-31 | 365 | 8.6394 | 8 | 0.63939
33338 | 4.77 | 1 | 2018-12-31 | 2019-12-31 | 365 | 5.4655 | 5 | 0.4655
33333 | 6.76 | 1 | 2018-12-31 | 2019-12-31 | 365 | 7.7457 | 7 | 0.74566
33456 | 6.12 | 1 | 2018-12-31 | 2019-12-31 | 365 | 7.0123 | 7 | 0.012345
33466 | 8.06 | 1 | 2018-12-31 | 2019-12-31 | 365 | 9.2352 | 9 | 0.23521
33471 | 2.08 | 1 | 2018-12-31 | 2019-12-31 | 365 | 2.3833 | 2 | 0.38328
33470 | 9.62 | 1 | 2018-12-31 | 2019-12-31 | 365 | 11.0227 | 11 | 0.022673
33399 | 10.335 | 1 | 2018-12-31 | 2019-12-31 | 365 | 11.8419 | 11 | 0.84193
33475 | 6.24 | 1 | 2018-12-31 | 2019-12-31 | 365 | 7.1498 | 7 | 0.14984
33385 | 4.24 | 1 | 2018-12-31 | 2019-12-31 | 365 | 4.8582 | 4 | 0.85823
33343 | 7.8 | 1 | 2018-12-31 | 2019-12-31 | 365 | 8.9373 | 8 | 0.9373
31098 | 8.58 | 1 | 2018-12-31 | 2019-12-31 | 365 | 9.831 | 9 | 0.83103
31100 | 11.96 | 1 | 2018-12-31 | 2019-12-31 | 365 | 13.7039 | 13 | 0.70386
31107 | 7.8 | 1 | 2018-12-31 | 2019-12-31 | 365 | 8.9373 | 8 | 0.9373
31108 | 2.08 | 1 | 2018-12-31 | 2019-12-31 | 365 | 2.3833 | 2 | 0.38328
33417 | 6.095 | 1 | 2018-12-31 | 2019-12-31 | 365 | 6.9837 | 6 | 0.9837
33478 | 3.9 | 1 | 2018-12-31 | 2019-12-31 | 365 | 4.4687 | 4 | 0.46865
31111 | 7.8 | 1 | 2018-12-31 | 2019-12-31 | 365 | 8.9373 | 8 | 0.9373
33480 | 9.88 | 1 | 2018-12-31 | 2019-12-31 | 365 | 11.3206 | 11 | 0.32058
31120 | 8.06 | 1 | 2018-12-31 | 2019-12-31 | 365 | 9.2352 | 9 | 0.23521
33341 | 7.54 | 1 | 2018-12-31 | 2019-12-31 | 365 | 8.6394 | 8 | 0.63939
31131 | 7.8 | 1 | 2018-12-31 | 2019-12-31 | 365 | 8.9373 | 8 | 0.9373
33481 | 9.1 | 1 | 2018-12-31 | 2019-12-31 | 365 | 10.4269 | 10 | 0.42685
33482 | 2.6 | 1 | 2018-12-31 | 2019-12-31 | 365 | 2.9791 | 2 | 0.9791
33483 | 2.34 | 1 | 2018-12-31 | 2019-12-31 | 365 | 2.6812 | 2 | 0.68119
33465 | 9.36 | 1 | 2018-12-31 | 2019-12-31 | 365 | 10.7248 | 10 | 0.72476
33436 | 7.02 | 1 | 2018-12-31 | 2019-12-31 | 365 | 8.0436 | 8 | 0.043572
33337 | 7.28 | 1 | 2018-12-31 | 2019-12-31 | 365 | 8.3415 | 8 | 0.34148
33344 | 5.98 | 1 | 2018-12-31 | 2019-12-31 | 365 | 6.8519 | 6 | 0.85193
30181 | 8.745 | 1 | 2018-12-31 | 2019-12-31 | 365 | 10.0201 | 10 | 0.020091
30656 | 8.06 | 1 | 2018-12-31 | 2019-12-31 | 365 | 9.2352 | 9 | 0.23521
33513 | 5.2 | 1 | 2018-12-31 | 2019-12-31 | 365 | 5.9582 | 5 | 0.9582
33514 | 7.02 | 1 | 2018-12-31 | 2019-12-31 | 365 | 8.0436 | 8 | 0.043572
30650 | 5.72 | 1 | 2018-12-31 | 2019-12-31 | 365 | 6.554 | 6 | 0.55402
32502 | 5.98 | 1 | 2018-12-31 | 2019-12-31 | 365 | 6.8519 | 6 | 0.85193
33516 | 8.58 | 1 | 2018-12-31 | 2019-12-31 | 365 | 9.831 | 9 | 0.83103
33518 | 9.36 | 1 | 2018-12-31 | 2019-12-31 | 365 | 10.7248 | 10 | 0.72476
33521 | 6.24 | 1 | 2018-12-31 | 2019-12-31 | 365 | 7.1498 | 7 | 0.14984
32880 | 5.46 | 1 | 2018-12-31 | 2019-12-31 | 365 | 6.2561 | 6 | 0.25611
33525 | 9.62 | 1 | 2018-12-31 | 2019-12-31 | 365 | 11.0227 | 11 | 0.022673
33509 | 15.045 | 1 | 2018-12-31 | 2019-12-31 | 365 | 17.2387 | 17 | 0.23868
33141 | 6.24 | 1 | 2018-12-31 | 2019-12-31 | 365 | 7.1498 | 7 | 0.14984
33265 | 9.36 | 1 | 2018-12-31 | 2019-12-31 | 365 | 10.7248 | 10 | 0.72476
33522 | 10.66 | 1 | 2018-12-31 | 2019-12-31 | 365 | 12.2143 | 12 | 0.21431
33339 | 9.1 | 1 | 2018-12-31 | 2019-12-31 | 365 | 10.4269 | 10 | 0.42685
33350 | 13 | 1 | 2018-12-31 | 2019-12-31 | 365 | 14.8955 | 14 | 0.8955
33347 | 2.6 | 1 | 2018-12-31 | 2019-12-31 | 365 | 2.9791 | 2 | 0.9791
33334 | 3.12 | 1 | 2018-12-31 | 2019-12-31 | 365 | 3.5749 | 3 | 0.57492
33342 | 11.18 | 1 | 2018-12-31 | 2019-12-31 | 365 | 12.8101 | 12 | 0.81013
33357 | 4.42 | 1 | 2018-12-31 | 2019-12-31 | 365 | 5.0645 | 5 | 0.064471
33352 | 10.71 | 1 | 2018-12-31 | 2019-12-31 | 365 | 12.2716 | 12 | 0.2716
33354 | 9.36 | 1 | 2018-12-31 | 2019-12-31 | 365 | 10.7248 | 10 | 0.72476
33362 | 4.42 | 1 | 2018-12-31 | 2019-12-31 | 365 | 5.0645 | 5 | 0.064471
33358 | 7.02 | 1 | 2018-12-31 | 2019-12-31 | 365 | 8.0436 | 8 | 0.043572
33431 | 8.58 | 1 | 2018-12-31 | 2019-12-31 | 365 | 9.831 | 9 | 0.83103
33461 | 13.52 | 1 | 2018-12-31 | 2019-12-31 | 365 | 15.4913 | 15 | 0.49132
33353 | 5.98 | 1 | 2018-12-31 | 2019-12-31 | 365 | 6.8519 | 6 | 0.85193
33372 | 3.64 | 1 | 2018-12-31 | 2019-12-31 | 365 | 4.1707 | 4 | 0.17074
33371 | 9.1 | 1 | 2018-12-31 | 2019-12-31 | 365 | 10.4269 | 10 | 0.42685
33349 | 3.12 | 1 | 2018-12-31 | 2019-12-31 | 365 | 3.5749 | 3 | 0.57492
33378 | 15.105 | 1 | 2018-12-31 | 2019-12-31 | 365 | 17.3074 | 17 | 0.30743
33379 | 8.84 | 1 | 2018-12-31 | 2019-12-31 | 365 | 10.1289 | 10 | 0.12894
33386 | 7.155 | 1 | 2018-12-31 | 2019-12-31 | 365 | 8.1983 | 8 | 0.19826
33381 | 7.685 | 1 | 2018-12-31 | 2019-12-31 | 365 | 8.8055 | 8 | 0.80553
33368 | 4.42 | 1 | 2018-12-31 | 2019-12-31 | 365 | 5.0645 | 5 | 0.064471
33529 | 4.16 | 1 | 2018-12-31 | 2019-12-31 | 365 | 4.7666 | 4 | 0.76656
33388 | 7.54 | 1 | 2018-12-31 | 2019-12-31 | 365 | 8.6394 | 8 | 0.63939
33392 | 8.06 | 1 | 2018-12-31 | 2019-12-31 | 365 | 9.2352 | 9 | 0.23521
33389 | 10.66 | 1 | 2018-12-31 | 2019-12-31 | 365 | 12.2143 | 12 | 0.21431
33406 | 7.02 | 1 | 2018-12-31 | 2019-12-31 | 365 | 8.0436 | 8 | 0.043572
33405 | 4.68 | 1 | 2018-12-31 | 2019-12-31 | 365 | 5.3624 | 5 | 0.36238
33397 | 9.36 | 1 | 2018-12-31 | 2019-12-31 | 365 | 10.7248 | 10 | 0.72476
33408 | 2.805 | 1 | 2018-12-31 | 2019-12-31 | 365 | 3.214 | 3 | 0.21399
33414 | 5.72 | 1 | 2018-12-31 | 2019-12-31 | 365 | 6.554 | 6 | 0.55402
33415 | 4.16 | 1 | 2018-12-31 | 2019-12-31 | 365 | 4.7666 | 4 | 0.76656
33412 | 12.74 | 1 | 2018-12-31 | 2019-12-31 | 365 | 14.5976 | 14 | 0.59759
33419 | 2.08 | 1 | 2018-12-31 | 2019-12-31 | 365 | 2.3833 | 2 | 0.38328
33422 | 7.8 | 1 | 2018-12-31 | 2019-12-31 | 365 | 8.9373 | 8 | 0.9373
33310 | 3.64 | 1 | 2018-12-31 | 2019-12-31 | 365 | 4.1707 | 4 | 0.17074
33428 | 4.42 | 1 | 2018-12-31 | 2019-12-31 | 365 | 5.0645 | 5 | 0.064471
33427 | 10.4 | 1 | 2018-12-31 | 2019-12-31 | 365 | 11.9164 | 11 | 0.9164
33429 | 3.38 | 1 | 2018-12-31 | 2019-12-31 | 365 | 3.8728 | 3 | 0.87283
33463 | 7.54 | 1 | 2018-12-31 | 2019-12-31 | 365 | 8.6394 | 8 | 0.63939
33433 | 3.9 | 1 | 2018-12-31 | 2019-12-31 | 365 | 4.4687 | 4 | 0.46865
33537 | 5.46 | 1 | 2018-12-31 | 2019-12-31 | 365 | 6.2561 | 6 | 0.25611
33237 | 4.68 | 1 | 2018-12-31 | 2019-12-31 | 365 | 5.3624 | 5 | 0.36238
33536 | 12.72 | 1 | 2018-12-31 | 2019-12-31 | 365 | 14.5747 | 14 | 0.57468
33426 | 6.24 | 1 | 2018-12-31 | 2019-12-31 | 365 | 7.1498 | 7 | 0.14984
33544 | 6.24 | 1 | 2018-12-31 | 2019-12-31 | 365 | 7.1498 | 7 | 0.14984
33587 | 6.24 | 1 | 2018-12-31 | 2019-12-31 | 365 | 7.1498 | 7 | 0.14984
33550 | 6.24 | 1 | 2018-12-31 | 2019-12-31 | 365 | 7.1498 | 7 | 0.14984
33555 | 11.66 | 1 | 2018-12-31 | 2019-12-31 | 365 | 13.3601 | 13 | 0.36012
33560 | 6.5 | 1 | 2018-12-31 | 2019-12-31 | 365 | 7.4478 | 7 | 0.44775
33561 | 5.035 | 1 | 2018-12-31 | 2019-12-31 | 365 | 5.7691 | 5 | 0.76914
33571 | 9.62 | 1 | 2018-12-31 | 2019-12-31 | 365 | 11.0227 | 11 | 0.022673
33568 | 7.65 | 1 | 2018-12-31 | 2019-12-31 | 365 | 8.7654 | 8 | 0.76543
33585 | 11.44 | 1 | 2018-12-31 | 2019-12-31 | 365 | 13.108 | 13 | 0.10804
33573 | 3.64 | 1 | 2018-12-31 | 2019-12-31 | 365 | 4.1707 | 4 | 0.17074
33589 | 4.16 | 1 | 2018-12-31 | 2019-12-31 | 365 | 4.7666 | 4 | 0.76656
33580 | 4.16 | 1 | 2018-12-31 | 2019-12-31 | 365 | 4.7666 | 4 | 0.76656
33592 | 5.565 | 1 | 2018-12-31 | 2019-12-31 | 365 | 6.3764 | 6 | 0.37642
33581 | 3.12 | 1 | 2018-12-31 | 2019-12-31 | 365 | 3.5749 | 3 | 0.57492
33595 | 5.72 | 1 | 2018-12-31 | 2019-12-31 | 365 | 6.554 | 6 | 0.55402
33596 | 8.32 | 1 | 2018-12-31 | 2019-12-31 | 365 | 9.5331 | 9 | 0.53312
33598 | 5.98 | 1 | 2018-12-31 | 2019-12-31 | 365 | 6.8519 | 6 | 0.85193
33591 | 7.54 | 1 | 2018-12-31 | 2019-12-31 | 365 | 8.6394 | 8 | 0.63939
33577 | 5.83 | 1 | 2018-12-31 | 2019-12-31 | 365 | 6.6801 | 6 | 0.68006
33600 | 4.77 | 1 | 2018-12-31 | 2019-12-31 | 365 | 5.4655 | 5 | 0.4655
33572 | 9.88 | 1 | 2018-12-31 | 2019-12-31 | 365 | 11.3206 | 11 | 0.32058
33606 | 8.925 | 1 | 2018-12-31 | 2019-12-31 | 365 | 10.2263 | 10 | 0.22634
33583 | 12.74 | 1 | 2018-12-31 | 2019-12-31 | 365 | 14.5976 | 14 | 0.59759
33604 | 10.4 | 1 | 2018-12-31 | 2019-12-31 | 365 | 11.9164 | 11 | 0.9164
33612 | 5.2 | 1 | 2018-12-31 | 2019-12-31 | 365 | 5.9582 | 5 | 0.9582
33614 | 9.1 | 1 | 2018-12-31 | 2019-12-31 | 365 | 10.4269 | 10 | 0.42685
33615 | 5.72 | 1 | 2018-12-31 | 2019-12-31 | 365 | 6.554 | 6 | 0.55402
33608 | 6.24 | 1 | 2018-12-31 | 2019-12-31 | 365 | 7.1498 | 7 | 0.14984
33620 | 8.48 | 1 | 2018-12-31 | 2019-12-31 | 365 | 9.7165 | 9 | 0.71645
33621 | 4.24 | 1 | 2018-12-31 | 2019-12-31 | 365 | 4.8582 | 4 | 0.85823
33724 | 4.16 | 1 | 2018-12-31 | 2019-12-31 | 365 | 4.7666 | 4 | 0.76656
33622 | 9.36 | 1 | 2018-12-31 | 2019-12-31 | 365 | 10.7248 | 10 | 0.72476
33627 | 5.72 | 1 | 2018-12-31 | 2019-12-31 | 365 | 6.554 | 6 | 0.55402
33726 | 4.94 | 1 | 2018-12-31 | 2019-12-31 | 365 | 5.6603 | 5 | 0.66029
33617 | 3.18 | 1 | 2018-12-31 | 2019-12-31 | 365 | 3.6437 | 3 | 0.64367
33723 | 10.53 | 1 | 2018-12-31 | 2019-12-31 | 365 | 12.0654 | 12 | 0.065358
33624 | 11.44 | 1 | 2018-12-31 | 2019-12-31 | 365 | 13.108 | 13 | 0.10804
33728 | 4.16 | 1 | 2018-12-31 | 2019-12-31 | 365 | 4.7666 | 4 | 0.76656
33628 | 2.6 | 1 | 2018-12-31 | 2019-12-31 | 365 | 2.9791 | 2 | 0.9791
33625 | 8.32 | 1 | 2018-12-31 | 2019-12-31 | 365 | 9.5331 | 9 | 0.53312
33626 | 10.07 | 1 | 2018-12-31 | 2019-12-31 | 365 | 11.5383 | 11 | 0.53829
33632 | 13.26 | 1 | 2018-12-31 | 2019-12-31 | 365 | 15.1934 | 15 | 0.19341
33730 | 7.95 | 1 | 2018-12-31 | 2019-12-31 | 365 | 9.1092 | 9 | 0.10917
33634 | 10.66 | 1 | 2018-12-31 | 2019-12-31 | 365 | 12.2143 | 12 | 0.21431
33732 | 4.24 | 1 | 2018-12-31 | 2019-12-31 | 365 | 4.8582 | 4 | 0.85823
33642 | 11.22 | 1 | 2018-12-31 | 2019-12-31 | 365 | 12.856 | 12 | 0.85597
33633 | 9.62 | 1 | 2018-12-31 | 2019-12-31 | 365 | 11.0227 | 11 | 0.022673
33735 | 9.62 | 1 | 2018-12-31 | 2019-12-31 | 365 | 11.0227 | 11 | 0.022673
33636 | 2.34 | 1 | 2018-12-31 | 2019-12-31 | 365 | 2.6812 | 2 | 0.68119
33736 | 5.2 | 1 | 2018-12-31 | 2019-12-31 | 365 | 5.9582 | 5 | 0.9582
33739 | 4.42 | 1 | 2018-12-31 | 2019-12-31 | 365 | 5.0645 | 5 | 0.064471
33761 | 3.12 | 1 | 2018-12-31 | 2019-12-31 | 365 | 3.5749 | 3 | 0.57492
33765 | 6.5 | 1 | 2018-12-31 | 2019-12-31 | 365 | 7.4478 | 7 | 0.44775
33767 | 9.36 | 1 | 2018-12-31 | 2019-12-31 | 365 | 10.7248 | 10 | 0.72476
33772 | 7.54 | 1 | 2018-12-31 | 2019-12-31 | 365 | 8.6394 | 8 | 0.63939
30365 | 11.44 | 1 | 2018-12-31 | 2019-12-31 | 365 | 13.108 | 13 | 0.10804
33648 | 7.02 | 1 | 2018-12-31 | 2019-12-31 | 365 | 8.0436 | 8 | 0.043572
33651 | 9.945 | 1 | 2018-12-31 | 2019-12-31 | 365 | 11.3951 | 11 | 0.39506
33654 | 8.06 | 1 | 2018-12-31 | 2019-12-31 | 365 | 9.2352 | 9 | 0.23521
33657 | 8.58 | 1 | 2018-12-31 | 2019-12-31 | 365 | 9.831 | 9 | 0.83103
33659 | 9.435 | 1 | 2018-12-31 | 2019-12-31 | 365 | 10.8107 | 10 | 0.8107
33660 | 11.925 | 1 | 2018-12-31 | 2019-12-31 | 365 | 13.6638 | 13 | 0.66376
33665 | 3.64 | 1 | 2018-12-31 | 2019-12-31 | 365 | 4.1707 | 4 | 0.17074
33661 | 6.24 | 1 | 2018-12-31 | 2019-12-31 | 365 | 7.1498 | 7 | 0.14984
33668 | 12.74 | 1 | 2018-12-31 | 2019-12-31 | 365 | 14.5976 | 14 | 0.59759
33674 | 9.88 | 1 | 2018-12-31 | 2019-12-31 | 365 | 11.3206 | 11 | 0.32058
33685 | 5.46 | 1 | 2018-12-31 | 2019-12-31 | 365 | 6.2561 | 6 | 0.25611
33684 | 8.32 | 1 | 2018-12-31 | 2019-12-31 | 365 | 9.5331 | 9 | 0.53312
33694 | 7.56 | 1 | 2018-12-31 | 2019-12-31 | 365 | 8.6623 | 8 | 0.66231
33686 | 9.1 | 1 | 2018-12-31 | 2019-12-31 | 365 | 10.4269 | 10 | 0.42685
33687 | 9.1 | 1 | 2018-12-31 | 2019-12-31 | 365 | 10.4269 | 10 | 0.42685
33691 | 2.915 | 1 | 2018-12-31 | 2019-12-31 | 365 | 3.34 | 3 | 0.34003
33698 | 4.16 | 1 | 2018-12-31 | 2019-12-31 | 365 | 4.7666 | 4 | 0.76656
33709 | 7.54 | 1 | 2018-12-31 | 2019-12-31 | 365 | 8.6394 | 8 | 0.63939
33705 | 8.745 | 1 | 2018-12-31 | 2019-12-31 | 365 | 10.0201 | 10 | 0.020091
33704 | 8.58 | 1 | 2018-12-31 | 2019-12-31 | 365 | 9.831 | 9 | 0.83103
33703 | 6.89 | 1 | 2018-12-31 | 2019-12-31 | 365 | 7.8946 | 7 | 0.89462
33706 | 8.32 | 1 | 2018-12-31 | 2019-12-31 | 365 | 9.5331 | 9 | 0.53312
33708 | 8.215 | 1 | 2018-12-31 | 2019-12-31 | 365 | 9.4128 | 9 | 0.41281
33711 | 11.44 | 1 | 2018-12-31 | 2019-12-31 | 365 | 13.108 | 13 | 0.10804
33713 | 4.505 | 1 | 2018-12-31 | 2019-12-31 | 365 | 5.1619 | 5 | 0.16187
33714 | 10.4 | 1 | 2018-12-31 | 2019-12-31 | 365 | 11.9164 | 11 | 0.9164
33701 | 8.84 | 1 | 2018-12-31 | 2019-12-31 | 365 | 10.1289 | 10 | 0.12894
33712 | 12.48 | 1 | 2018-12-31 | 2019-12-31 | 365 | 14.2997 | 14 | 0.29968
33715 | 9.88 | 1 | 2018-12-31 | 2019-12-31 | 365 | 11.3206 | 11 | 0.32058
33716 | 11.7 | 1 | 2018-12-31 | 2019-12-31 | 365 | 13.406 | 13 | 0.40595
33719 | 10.66 | 1 | 2018-12-31 | 2019-12-31 | 365 | 12.2143 | 12 | 0.21431
33717 | 7.54 | 1 | 2018-12-31 | 2019-12-31 | 365 | 8.6394 | 8 | 0.63939
33722 | 10.92 | 1 | 2018-12-31 | 2019-12-31 | 365 | 12.5122 | 12 | 0.51222
34084 | 6.24 | 1 | 2018-12-31 | 2019-12-31 | 365 | 7.1498 | 7 | 0.14984
34093 | 5.565 | 1 | 2018-12-31 | 2019-12-31 | 365 | 6.3764 | 6 | 0.37642
34092 | 2.6 | 1 | 2018-12-31 | 2019-12-31 | 365 | 2.9791 | 2 | 0.9791
33962 | 9.45 | 1 | 2018-12-31 | 2019-12-31 | 365 | 10.8279 | 10 | 0.82789
34094 | 9.36 | 1 | 2018-12-31 | 2019-12-31 | 365 | 10.7248 | 10 | 0.72476
34098 | 11.7 | 1 | 2018-12-31 | 2019-12-31 | 365 | 13.406 | 13 | 0.40595
34097 | 4.68 | 1 | 2018-12-31 | 2019-12-31 | 365 | 5.3624 | 5 | 0.36238
31125 | 7.02 | 1 | 2018-12-31 | 2019-12-31 | 365 | 8.0436 | 8 | 0.043572
34107 | 4.16 | 1 | 2018-12-31 | 2019-12-31 | 365 | 4.7666 | 4 | 0.76656
34124 | 5.2 | 1 | 2018-12-31 | 2019-12-31 | 365 | 5.9582 | 5 | 0.9582
34127 | 9.1 | 1 | 2018-12-31 | 2019-12-31 | 365 | 10.4269 | 10 | 0.42685
34120 | 4.42 | 1 | 2018-12-31 | 2019-12-31 | 365 | 5.0645 | 5 | 0.064471
34126 | 5.46 | 1 | 2018-12-31 | 2019-12-31 | 365 | 6.2561 | 6 | 0.25611
34138 | 4.94 | 1 | 2018-12-31 | 2019-12-31 | 365 | 5.6603 | 5 | 0.66029
34137 | 8.06 | 1 | 2018-12-31 | 2019-12-31 | 365 | 9.2352 | 9 | 0.23521
34131 | 6 | 1 | 2018-12-31 | 2019-12-31 | 365 | 6.8748 | 6 | 0.87485
34134 | 7.8 | 1 | 2018-12-31 | 2019-12-31 | 365 | 8.9373 | 8 | 0.9373
34143 | 5.45 | 1 | 2018-12-31 | 2019-12-31 | 365 | 6.2447 | 6 | 0.24465
34150 | 4.05 | 1 | 2018-12-31 | 2019-12-31 | 365 | 4.6405 | 4 | 0.64052
34152 | 7.54 | 1 | 2018-12-31 | 2019-12-31 | 365 | 8.6394 | 8 | 0.63939
34151 | 5.98 | 1 | 2018-12-31 | 2019-12-31 | 365 | 6.8519 | 6 | 0.85193
34159 | 11.7 | 1 | 2018-12-31 | 2019-12-31 | 365 | 13.406 | 13 | 0.40595
34161 | 6.24 | 1 | 2018-12-31 | 2019-12-31 | 365 | 7.1498 | 7 | 0.14984
34147 | 9.36 | 1 | 2018-12-31 | 2019-12-31 | 365 | 10.7248 | 10 | 0.72476
34165 | 4.94 | 1 | 2018-12-31 | 2019-12-31 | 365 | 5.6603 | 5 | 0.66029
34164 | 5.72 | 1 | 2018-12-31 | 2019-12-31 | 365 | 6.554 | 6 | 0.55402
30240 | 2.6 | 1 | 2018-12-31 | 2019-12-31 | 365 | 2.9791 | 2 | 0.9791
34171 | 6.5 | 1 | 2018-12-31 | 2019-12-31 | 365 | 7.4478 | 7 | 0.44775
33618 | 6.24 | 1 | 2018-12-31 | 2019-12-31 | 365 | 7.1498 | 7 | 0.14984
30688 | 3.12 | 1 | 2018-12-31 | 2019-12-31 | 365 | 3.5749 | 3 | 0.57492
33597 | 8.32 | 1 | 2018-12-31 | 2019-12-31 | 365 | 9.5331 | 9 | 0.53312
34179 | 2.86 | 1 | 2018-12-31 | 2019-12-31 | 365 | 3.277 | 3 | 0.27701
30375 | 10.335 | 1 | 2018-12-31 | 2019-12-31 | 365 | 11.8419 | 11 | 0.84193
34180 | 3.975 | 1 | 2018-12-31 | 2019-12-31 | 365 | 4.5546 | 4 | 0.55459
34185 | 6.24 | 1 | 2018-12-31 | 2019-12-31 | 365 | 7.1498 | 7 | 0.14984
30849 | 9.01 | 1 | 2018-12-31 | 2019-12-31 | 365 | 10.3237 | 10 | 0.32373
34186 | 3.38 | 1 | 2018-12-31 | 2019-12-31 | 365 | 3.8728 | 3 | 0.87283
34194 | 10.4 | 1 | 2018-12-31 | 2019-12-31 | 365 | 11.9164 | 11 | 0.9164
33776 | 6.24 | 1 | 2018-12-31 | 2019-12-31 | 365 | 7.1498 | 7 | 0.14984
33785 | 5.565 | 1 | 2018-12-31 | 2019-12-31 | 365 | 6.3764 | 6 | 0.37642
33793 | 7.28 | 1 | 2018-12-31 | 2019-12-31 | 365 | 8.3415 | 8 | 0.34148
33797 | 14.025 | 1 | 2018-12-31 | 2019-12-31 | 365 | 16.07 | 16 | 0.069957
33803 | 2.08 | 1 | 2018-12-31 | 2019-12-31 | 365 | 2.3833 | 2 | 0.38328
33806 | 12.495 | 1 | 2018-12-31 | 2019-12-31 | 365 | 14.3169 | 14 | 0.31687
33814 | 8.84 | 1 | 2018-12-31 | 2019-12-31 | 365 | 10.1289 | 10 | 0.12894
33811 | 8.58 | 1 | 2018-12-31 | 2019-12-31 | 365 | 9.831 | 9 | 0.83103
33819 | 2.6 | 1 | 2018-12-31 | 2019-12-31 | 365 | 2.9791 | 2 | 0.9791
33826 | 8.84 | 1 | 2018-12-31 | 2019-12-31 | 365 | 10.1289 | 10 | 0.12894
33827 | 7.8 | 1 | 2018-12-31 | 2019-12-31 | 365 | 8.9373 | 8 | 0.9373
33828 | 14.04 | 1 | 2018-12-31 | 2019-12-31 | 365 | 16.0871 | 16 | 0.087144
33832 | 7.65 | 1 | 2018-12-31 | 2019-12-31 | 365 | 8.7654 | 8 | 0.76543
33837 | 4.68 | 1 | 2018-12-31 | 2019-12-31 | 365 | 5.3624 | 5 | 0.36238
34198 | 7.28 | 1 | 2018-12-31 | 2019-12-31 | 365 | 8.3415 | 8 | 0.34148
33846 | 5.2 | 1 | 2018-12-31 | 2019-12-31 | 365 | 5.9582 | 5 | 0.9582
33851 | 9.1 | 1 | 2018-12-31 | 2019-12-31 | 365 | 10.4269 | 10 | 0.42685
34196 | 5.98 | 1 | 2018-12-31 | 2019-12-31 | 365 | 6.8519 | 6 | 0.85193
33848 | 3.64 | 1 | 2018-12-31 | 2019-12-31 | 365 | 4.1707 | 4 | 0.17074
34204 | 4.68 | 1 | 2018-12-31 | 2019-12-31 | 365 | 5.3624 | 5 | 0.36238
33855 | 6.5 | 1 | 2018-12-31 | 2019-12-31 | 365 | 7.4478 | 7 | 0.44775
33858 | 5.83 | 1 | 2018-12-31 | 2019-12-31 | 365 | 6.6801 | 6 | 0.68006
33856 | 9.36 | 1 | 2018-12-31 | 2019-12-31 | 365 | 10.7248 | 10 | 0.72476
34190 | 9.45 | 1 | 2018-12-31 | 2019-12-31 | 365 | 10.8279 | 10 | 0.82789
33861 | 3.64 | 1 | 2018-12-31 | 2019-12-31 | 365 | 4.1707 | 4 | 0.17074
34203 | 9.88 | 1 | 2018-12-31 | 2019-12-31 | 365 | 11.3206 | 11 | 0.32058
33862 | 8.58 | 1 | 2018-12-31 | 2019-12-31 | 365 | 9.831 | 9 | 0.83103
33859 | 7.02 | 1 | 2018-12-31 | 2019-12-31 | 365 | 8.0436 | 8 | 0.043572
34199 | 10.92 | 1 | 2018-12-31 | 2019-12-31 | 365 | 12.5122 | 12 | 0.51222
33865 | 6.24 | 1 | 2018-12-31 | 2019-12-31 | 365 | 7.1498 | 7 | 0.14984
33867 | 8.58 | 1 | 2018-12-31 | 2019-12-31 | 365 | 9.831 | 9 | 0.83103
34207 | 10.14 | 1 | 2018-12-31 | 2019-12-31 | 365 | 11.6185 | 11 | 0.61849
33870 | 2.86 | 1 | 2018-12-31 | 2019-12-31 | 365 | 3.277 | 3 | 0.27701
33888 | 2.915 | 1 | 2018-12-31 | 2019-12-31 | 365 | 3.34 | 3 | 0.34003
34208 | 7.905 | 1 | 2018-12-31 | 2019-12-31 | 365 | 9.0576 | 9 | 0.057612
34209 | 8.32 | 1 | 2018-12-31 | 2019-12-31 | 365 | 9.5331 | 9 | 0.53312
34210 | 11.96 | 1 | 2018-12-31 | 2019-12-31 | 365 | 13.7039 | 13 | 0.70386
34213 | 10.335 | 1 | 2018-12-31 | 2019-12-31 | 365 | 11.8419 | 11 | 0.84193
34217 | 5.72 | 1 | 2018-12-31 | 2019-12-31 | 365 | 6.554 | 6 | 0.55402
34225 | 4.49 | 1 | 2018-12-31 | 2019-12-31 | 365 | 5.1447 | 5 | 0.14468
34224 | 4.68 | 1 | 2018-12-31 | 2019-12-31 | 365 | 5.3624 | 5 | 0.36238
34222 | 10.14 | 1 | 2018-12-31 | 2019-12-31 | 365 | 11.6185 | 11 | 0.61849
34232 | 3.38 | 1 | 2018-12-31 | 2019-12-31 | 365 | 3.8728 | 3 | 0.87283
34212 | 5.98 | 1 | 2018-12-31 | 2019-12-31 | 365 | 6.8519 | 6 | 0.85193
34234 | 7.28 | 1 | 2018-12-31 | 2019-12-31 | 365 | 8.3415 | 8 | 0.34148
34236 | 2.86 | 1 | 2018-12-31 | 2019-12-31 | 365 | 3.277 | 3 | 0.27701
34240 | 4.68 | 1 | 2018-12-31 | 2019-12-31 | 365 | 5.3624 | 5 | 0.36238
34233 | 7.14 | 1 | 2018-12-31 | 2019-12-31 | 365 | 8.1811 | 8 | 0.18107
34244 | 10.14 | 1 | 2018-12-31 | 2019-12-31 | 365 | 11.6185 | 11 | 0.61849
34245 | 8.84 | 1 | 2018-12-31 | 2019-12-31 | 365 | 10.1289 | 10 | 0.12894
34247 | 10.14 | 1 | 2018-12-31 | 2019-12-31 | 365 | 11.6185 | 11 | 0.61849
34248 | 6.12 | 1 | 2018-12-31 | 2019-12-31 | 365 | 7.0123 | 7 | 0.012345
34251 | 5.98 | 1 | 2018-12-31 | 2019-12-31 | 365 | 6.8519 | 6 | 0.85193
34286 | 4.16 | 1 | 2018-12-31 | 2019-12-31 | 365 | 4.7666 | 4 | 0.76656
34293 | 8.32 | 1 | 2018-12-31 | 2019-12-31 | 365 | 9.5331 | 9 | 0.53312
34287 | 10.4 | 1 | 2018-12-31 | 2019-12-31 | 365 | 11.9164 | 11 | 0.9164
34296 | 6.5 | 1 | 2018-12-31 | 2019-12-31 | 365 | 7.4478 | 7 | 0.44775
34300 | 6.24 | 1 | 2018-12-31 | 2019-12-31 | 365 | 7.1498 | 7 | 0.14984
34298 | 4.42 | 1 | 2018-12-31 | 2019-12-31 | 365 | 5.0645 | 5 | 0.064471
34301 | 4.24 | 1 | 2018-12-31 | 2019-12-31 | 365 | 4.8582 | 4 | 0.85823
34308 | 4.68 | 1 | 2018-12-31 | 2019-12-31 | 365 | 5.3624 | 5 | 0.36238
34306 | 7.02 | 1 | 2018-12-31 | 2019-12-31 | 365 | 8.0436 | 8 | 0.043572
34313 | 5.2 | 1 | 2018-12-31 | 2019-12-31 | 365 | 5.9582 | 5 | 0.9582
34333 | 8.32 | 1 | 2018-12-31 | 2019-12-31 | 365 | 9.5331 | 9 | 0.53312
34336 | 7.65 | 1 | 2018-12-31 | 2019-12-31 | 365 | 8.7654 | 8 | 0.76543
34238 | 5.2 | 1 | 2018-12-31 | 2019-12-31 | 365 | 5.9582 | 5 | 0.9582
34339 | 8.32 | 1 | 2018-12-31 | 2019-12-31 | 365 | 9.5331 | 9 | 0.53312
34290 | 3.9 | 1 | 2018-12-31 | 2019-12-31 | 365 | 4.4687 | 4 | 0.46865
34231 | 10.14 | 1 | 2018-12-31 | 2019-12-31 | 365 | 11.6185 | 11 | 0.61849
34345 | 9.62 | 1 | 2018-12-31 | 2019-12-31 | 365 | 11.0227 | 11 | 0.022673
34357 | 4.16 | 1 | 2018-12-31 | 2019-12-31 | 365 | 4.7666 | 4 | 0.76656
34346 | 3.06 | 1 | 2018-12-31 | 2019-12-31 | 365 | 3.5062 | 3 | 0.50617
34359 | 5.98 | 1 | 2018-12-31 | 2019-12-31 | 365 | 6.8519 | 6 | 0.85193
34349 | 5.98 | 1 | 2018-12-31 | 2019-12-31 | 365 | 6.8519 | 6 | 0.85193
34366 | 8.32 | 1 | 2018-12-31 | 2019-12-31 | 365 | 9.5331 | 9 | 0.53312
34363 | 11.18 | 1 | 2018-12-31 | 2019-12-31 | 365 | 12.8101 | 12 | 0.81013
34360 | 11.395 | 1 | 2018-12-31 | 2019-12-31 | 365 | 13.0565 | 13 | 0.056482
34326 | 9.36 | 1 | 2018-12-31 | 2019-12-31 | 365 | 10.7248 | 10 | 0.72476
34374 | 13.52 | 1 | 2018-12-31 | 2019-12-31 | 365 | 15.4913 | 15 | 0.49132
34378 | 6.24 | 1 | 2018-12-31 | 2019-12-31 | 365 | 7.1498 | 7 | 0.14984
34372 | 5.3 | 1 | 2018-12-31 | 2019-12-31 | 365 | 6.0728 | 6 | 0.072782
34385 | 9.36 | 1 | 2018-12-31 | 2019-12-31 | 365 | 10.7248 | 10 | 0.72476
34390 | 11.66 | 1 | 2018-12-31 | 2019-12-31 | 365 | 13.3601 | 13 | 0.36012
34398 | 5.035 | 1 | 2018-12-31 | 2019-12-31 | 365 | 5.7691 | 5 | 0.76914
34401 | 2.915 | 1 | 2018-12-31 | 2019-12-31 | 365 | 3.34 | 3 | 0.34003
34407 | 2.34 | 1 | 2018-12-31 | 2019-12-31 | 365 | 2.6812 | 2 | 0.68119
31089 | 4.68 | 1 | 2018-12-31 | 2019-12-31 | 365 | 5.3624 | 5 | 0.36238
34411 | 5.61 | 1 | 2018-12-31 | 2019-12-31 | 365 | 6.428 | 6 | 0.42798
34458 | 4.335 | 1 | 2018-12-31 | 2019-12-31 | 365 | 4.9671 | 4 | 0.96708
34455 | 5.98 | 1 | 2018-12-31 | 2019-12-31 | 365 | 6.8519 | 6 | 0.85193
30209 | 3.12 | 1 | 2018-12-31 | 2019-12-31 | 365 | 3.5749 | 3 | 0.57492
34452 | 4.94 | 1 | 2018-12-31 | 2019-12-31 | 365 | 5.6603 | 5 | 0.66029
34462 | 9.62 | 1 | 2018-12-31 | 2019-12-31 | 365 | 11.0227 | 11 | 0.022673
34464 | 7.02 | 1 | 2018-12-31 | 2019-12-31 | 365 | 8.0436 | 8 | 0.043572
34466 | 8.84 | 1 | 2018-12-31 | 2019-12-31 | 365 | 10.1289 | 10 | 0.12894
34469 | 7.8 | 1 | 2018-12-31 | 2019-12-31 | 365 | 8.9373 | 8 | 0.9373
34470 | 10.14 | 1 | 2018-12-31 | 2019-12-31 | 365 | 11.6185 | 11 | 0.61849
34477 | 6.76 | 1 | 2018-12-31 | 2019-12-31 | 365 | 7.7457 | 7 | 0.74566
34471 | 4.16 | 1 | 2018-12-31 | 2019-12-31 | 365 | 4.7666 | 4 | 0.76656
34480 | 7.54 | 1 | 2018-12-31 | 2019-12-31 | 365 | 8.6394 | 8 | 0.63939
30845 | 2.34 | 1 | 2018-12-31 | 2019-12-31 | 365 | 2.6812 | 2 | 0.68119
34485 | 7.54 | 1 | 2018-12-31 | 2019-12-31 | 365 | 8.6394 | 8 | 0.63939
34516 | 4.94 | 1 | 2018-12-31 | 2019-12-31 | 365 | 5.6603 | 5 | 0.66029
34483 | 6.5 | 1 | 2018-12-31 | 2019-12-31 | 365 | 7.4478 | 7 | 0.44775
34528 | 9.36 | 1 | 2018-12-31 | 2019-12-31 | 365 | 10.7248 | 10 | 0.72476
34530 | 3.12 | 1 | 2018-12-31 | 2019-12-31 | 365 | 3.5749 | 3 | 0.57492
34531 | 14.04 | 1 | 2018-12-31 | 2019-12-31 | 365 | 16.0871 | 16 | 0.087144
34532 | 5.46 | 1 | 2018-12-31 | 2019-12-31 | 365 | 6.2561 | 6 | 0.25611
34533 | 8.06 | 1 | 2018-12-31 | 2019-12-31 | 365 | 9.2352 | 9 | 0.23521
34535 | 4.16 | 1 | 2018-12-31 | 2019-12-31 | 365 | 4.7666 | 4 | 0.76656
34536 | 5.2 | 1 | 2018-12-31 | 2019-12-31 | 365 | 5.9582 | 5 | 0.9582
34538 | 12.495 | 1 | 2018-12-31 | 2019-12-31 | 365 | 14.3169 | 14 | 0.31687
34381 | 11.96 | 1 | 2018-12-31 | 2019-12-31 | 365 | 13.7039 | 13 | 0.70386
34563 | 14.04 | 1 | 2018-12-31 | 2019-12-31 | 365 | 16.0871 | 16 | 0.087144
34565 | 6.76 | 1 | 2018-12-31 | 2019-12-31 | 365 | 7.7457 | 7 | 0.74566
34567 | 9.62 | 1 | 2018-12-31 | 2019-12-31 | 365 | 11.0227 | 11 | 0.022673
34573 | 7.42 | 1 | 2018-12-31 | 2019-12-31 | 365 | 8.5019 | 8 | 0.5019
34572 | 7.54 | 1 | 2018-12-31 | 2019-12-31 | 365 | 8.6394 | 8 | 0.63939
34560 | 5.2 | 1 | 2018-12-31 | 2019-12-31 | 365 | 5.9582 | 5 | 0.9582
34419 | 6.76 | 1 | 2018-12-31 | 2019-12-31 | 365 | 7.7457 | 7 | 0.74566
34417 | 4.77 | 1 | 2018-12-31 | 2019-12-31 | 365 | 5.4655 | 5 | 0.4655
34410 | 7.28 | 1 | 2018-12-31 | 2019-12-31 | 365 | 8.3415 | 8 | 0.34148
34427 | 9.18 | 1 | 2018-12-31 | 2019-12-31 | 365 | 10.5185 | 10 | 0.51852
34424 | 9.36 | 1 | 2018-12-31 | 2019-12-31 | 365 | 10.7248 | 10 | 0.72476
34387 | 3.9 | 1 | 2018-12-31 | 2019-12-31 | 365 | 4.4687 | 4 | 0.46865
34435 | 9.88 | 1 | 2018-12-31 | 2019-12-31 | 365 | 11.3206 | 11 | 0.32058
34446 | 7.28 | 1 | 2018-12-31 | 2019-12-31 | 365 | 8.3415 | 8 | 0.34148
34450 | 6.76 | 1 | 2018-12-31 | 2019-12-31 | 365 | 7.7457 | 7 | 0.74566
34445 | 8.06 | 1 | 2018-12-31 | 2019-12-31 | 365 | 9.2352 | 9 | 0.23521
34454 | 9.36 | 1 | 2018-12-31 | 2019-12-31 | 365 | 10.7248 | 10 | 0.72476
34449 | 3.38 | 1 | 2018-12-31 | 2019-12-31 | 365 | 3.8728 | 3 | 0.87283
34482 | 11.96 | 1 | 2018-12-31 | 2019-12-31 | 365 | 13.7039 | 13 | 0.70386
34490 | 6.5 | 1 | 2018-12-31 | 2019-12-31 | 365 | 7.4478 | 7 | 0.44775
34489 | 13.26 | 1 | 2018-12-31 | 2019-12-31 | 365 | 15.1934 | 15 | 0.19341
34502 | 6.24 | 1 | 2018-12-31 | 2019-12-31 | 365 | 7.1498 | 7 | 0.14984
34496 | 11.22 | 1 | 2018-12-31 | 2019-12-31 | 365 | 12.856 | 12 | 0.85597
34503 | 7.155 | 1 | 2018-12-31 | 2019-12-31 | 365 | 8.1983 | 8 | 0.19826
34505 | 14.04 | 1 | 2018-12-31 | 2019-12-31 | 365 | 16.0871 | 16 | 0.087144
34509 | 14.3 | 1 | 2018-12-31 | 2019-12-31 | 365 | 16.3851 | 16 | 0.38505
34619 | 10.14 | 1 | 2018-12-31 | 2019-12-31 | 365 | 11.6185 | 11 | 0.61849
34576 | 5.46 | 1 | 2018-12-31 | 2019-12-31 | 365 | 6.2561 | 6 | 0.25611
34580 | 3.38 | 1 | 2018-12-31 | 2019-12-31 | 365 | 3.8728 | 3 | 0.87283
34584 | 8.32 | 1 | 2018-12-31 | 2019-12-31 | 365 | 9.5331 | 9 | 0.53312
34585 | 10.4 | 1 | 2018-12-31 | 2019-12-31 | 365 | 11.9164 | 11 | 0.9164
34588 | 5.72 | 1 | 2018-12-31 | 2019-12-31 | 365 | 6.554 | 6 | 0.55402
34592 | 2.34 | 1 | 2018-12-31 | 2019-12-31 | 365 | 2.6812 | 2 | 0.68119
34599 | 5.1 | 1 | 2018-12-31 | 2019-12-31 | 365 | 5.8436 | 5 | 0.84362
34595 | 7.8 | 1 | 2018-12-31 | 2019-12-31 | 365 | 8.9373 | 8 | 0.9373
34594 | 3.12 | 1 | 2018-12-31 | 2019-12-31 | 365 | 3.5749 | 3 | 0.57492
34602 | 10.92 | 1 | 2018-12-31 | 2019-12-31 | 365 | 12.5122 | 12 | 0.51222
34601 | 2.86 | 1 | 2018-12-31 | 2019-12-31 | 365 | 3.277 | 3 | 0.27701
34609 | 4.77 | 1 | 2018-12-31 | 2019-12-31 | 365 | 5.4655 | 5 | 0.4655
34608 | 4.42 | 1 | 2018-12-31 | 2019-12-31 | 365 | 5.0645 | 5 | 0.064471
34604 | 8.06 | 1 | 2018-12-31 | 2019-12-31 | 365 | 9.2352 | 9 | 0.23521
34612 | 5.72 | 1 | 2018-12-31 | 2019-12-31 | 365 | 6.554 | 6 | 0.55402
34611 | 9.62 | 1 | 2018-12-31 | 2019-12-31 | 365 | 11.0227 | 11 | 0.022673
34632 | 13 | 1 | 2018-12-31 | 2019-12-31 | 365 | 14.8955 | 14 | 0.8955
33667 | 4.94 | 1 | 2018-12-31 | 2019-12-31 | 365 | 5.6603 | 5 | 0.66029
33893 | 3.12 | 1 | 2018-12-31 | 2019-12-31 | 365 | 3.5749 | 3 | 0.57492
33898 | 3.57 | 1 | 2018-12-31 | 2019-12-31 | 365 | 4.0905 | 4 | 0.090535
33901 | 3.06 | 1 | 2018-12-31 | 2019-12-31 | 365 | 3.5062 | 3 | 0.50617
33907 | 3.64 | 1 | 2018-12-31 | 2019-12-31 | 365 | 4.1707 | 4 | 0.17074
33914 | 4.16 | 1 | 2018-12-31 | 2019-12-31 | 365 | 4.7666 | 4 | 0.76656
33876 | 5.98 | 1 | 2018-12-31 | 2019-12-31 | 365 | 6.8519 | 6 | 0.85193
33948 | 8.48 | 1 | 2018-12-31 | 2019-12-31 | 365 | 9.7165 | 9 | 0.71645
33955 | 5.98 | 1 | 2018-12-31 | 2019-12-31 | 365 | 6.8519 | 6 | 0.85193
33959 | 12.74 | 1 | 2018-12-31 | 2019-12-31 | 365 | 14.5976 | 14 | 0.59759
28724 | 3.64 | 1 | 2018-12-31 | 2019-12-31 | 365 | 4.1707 | 4 | 0.17074
34087 | 9.36 | 1 | 2018-12-31 | 2019-12-31 | 365 | 10.7248 | 10 | 0.72476
34621 | 8.06 | 1 | 2018-12-31 | 2019-12-31 | 365 | 9.2352 | 9 | 0.23521
32003 | 3.38 | 1 | 2018-12-31 | 2019-12-31 | 365 | 3.8728 | 3 | 0.87283
34637 | 6.76 | 1 | 2018-12-31 | 2019-12-31 | 365 | 7.7457 | 7 | 0.74566
34638 | 4.94 | 1 | 2018-12-31 | 2019-12-31 | 365 | 5.6603 | 5 | 0.66029
34641 | 2.295 | 1 | 2018-12-31 | 2019-12-31 | 365 | 2.6296 | 2 | 0.62963
34645 | 10.4 | 1 | 2018-12-31 | 2019-12-31 | 365 | 11.9164 | 11 | 0.9164
34647 | 7.02 | 1 | 2018-12-31 | 2019-12-31 | 365 | 8.0436 | 8 | 0.043572
34654 | 6.76 | 1 | 2018-12-31 | 2019-12-31 | 365 | 7.7457 | 7 | 0.74566
34661 | 7.02 | 1 | 2018-12-31 | 2019-12-31 | 365 | 8.0436 | 8 | 0.043572
34670 | 14.04 | 1 | 2018-12-31 | 2019-12-31 | 365 | 16.0871 | 16 | 0.087144
34648 | 7.28 | 1 | 2018-12-31 | 2019-12-31 | 365 | 8.3415 | 8 | 0.34148
34651 | 5.61 | 1 | 2018-12-31 | 2019-12-31 | 365 | 6.428 | 6 | 0.42798
34677 | 5.2 | 1 | 2018-12-31 | 2019-12-31 | 365 | 5.9582 | 5 | 0.9582
34678 | 5.46 | 1 | 2018-12-31 | 2019-12-31 | 365 | 6.2561 | 6 | 0.25611
34686 | 3.78 | 1 | 2018-12-31 | 2019-12-31 | 365 | 4.3312 | 4 | 0.33115
34695 | 6.5 | 1 | 2018-12-31 | 2019-12-31 | 365 | 7.4478 | 7 | 0.44775
34692 | 9.88 | 1 | 2018-12-31 | 2019-12-31 | 365 | 11.3206 | 11 | 0.32058
34707 | 11.7 | 1 | 2018-12-31 | 2019-12-31 | 365 | 13.406 | 13 | 0.40595
34720 | 7.8 | 1 | 2018-12-31 | 2019-12-31 | 365 | 8.9373 | 8 | 0.9373
34724 | 10.66 | 1 | 2018-12-31 | 2019-12-31 | 365 | 12.2143 | 12 | 0.21431
34729 | 9.36 | 1 | 2018-12-31 | 2019-12-31 | 365 | 10.7248 | 10 | 0.72476
34727 | 4.68 | 1 | 2018-12-31 | 2019-12-31 | 365 | 5.3624 | 5 | 0.36238
34730 | 5.1 | 1 | 2018-12-31 | 2019-12-31 | 365 | 5.8436 | 5 | 0.84362
34732 | 7.28 | 1 | 2018-12-31 | 2019-12-31 | 365 | 8.3415 | 8 | 0.34148
34734 | 6.12 | 1 | 2018-12-31 | 2019-12-31 | 365 | 7.0123 | 7 | 0.012345
34760 | 7.42 | 1 | 2018-12-31 | 2019-12-31 | 365 | 8.5019 | 8 | 0.5019
34771 | 7.8 | 1 | 2018-12-31 | 2019-12-31 | 365 | 8.9373 | 8 | 0.9373
34832 | 5.2 | 1 | 2018-12-31 | 2019-12-31 | 365 | 5.9582 | 5 | 0.9582
34772 | 13.78 | 1 | 2018-12-31 | 2019-12-31 | 365 | 15.7892 | 15 | 0.78923
34787 | 3.38 | 1 | 2018-12-31 | 2019-12-31 | 365 | 3.8728 | 3 | 0.87283
34789 | 10.2 | 1 | 2018-12-31 | 2019-12-31 | 365 | 11.6872 | 11 | 0.68724
34837 | 8.84 | 1 | 2018-12-31 | 2019-12-31 | 365 | 10.1289 | 10 | 0.12894
34800 | 3.18 | 1 | 2018-12-31 | 2019-12-31 | 365 | 3.6437 | 3 | 0.64367
34845 | 12.74 | 1 | 2018-12-31 | 2019-12-31 | 365 | 14.5976 | 14 | 0.59759
34849 | 8.32 | 1 | 2018-12-31 | 2019-12-31 | 365 | 9.5331 | 9 | 0.53312
33140 | 25.48 | 0.9 | 2018-12-31 | 2019-12-31 | 365 | 26.2757 | 26 | 0.27567
34810 | 5.2 | 1 | 2018-12-31 | 2019-12-31 | 365 | 5.9582 | 5 | 0.9582
34910 | 8.32 | 1 | 2018-12-31 | 2019-12-31 | 365 | 9.5331 | 9 | 0.53312
34813 | 14.04 | 1 | 2018-12-31 | 2019-12-31 | 365 | 16.0871 | 16 | 0.087144
34911 | 7.02 | 1 | 2018-12-31 | 2019-12-31 | 365 | 8.0436 | 8 | 0.043572
34811 | 7.28 | 1 | 2018-12-31 | 2019-12-31 | 365 | 8.3415 | 8 | 0.34148
34912 | 5.1 | 1 | 2018-12-31 | 2019-12-31 | 365 | 5.8436 | 5 | 0.84362
34827 | 3.9 | 1 | 2018-12-31 | 2019-12-31 | 365 | 4.4687 | 4 | 0.46865
34835 | 8.32 | 1 | 2018-12-31 | 2019-12-31 | 365 | 9.5331 | 9 | 0.53312
33262 | 2.86 | 1 | 2018-12-31 | 2019-12-31 | 365 | 3.277 | 3 | 0.27701
33170 | 10.335 | 1 | 2018-12-31 | 2019-12-31 | 365 | 11.8419 | 11 | 0.84193
33275 | 7.8 | 1 | 2018-12-31 | 2019-12-31 | 365 | 8.9373 | 8 | 0.9373
32742 | 12.24 | 1 | 2018-12-31 | 2019-12-31 | 365 | 14.0247 | 14 | 0.02469
32920 | 8.06 | 1 | 2018-12-31 | 2019-12-31 | 365 | 9.2352 | 9 | 0.23521
34933 | 9.36 | 1 | 2018-12-31 | 2019-12-31 | 365 | 10.7248 | 10 | 0.72476
34920 | 11.44 | 1 | 2018-12-31 | 2019-12-31 | 365 | 13.108 | 13 | 0.10804
32638 | 5.98 | 1 | 2018-12-31 | 2019-12-31 | 365 | 6.8519 | 6 | 0.85193
34918 | 2.86 | 1 | 2018-12-31 | 2019-12-31 | 365 | 3.277 | 3 | 0.27701
32470 | 4.42 | 1 | 2018-12-31 | 2019-12-31 | 365 | 5.0645 | 5 | 0.064471
32807 | 11.475 | 1 | 2018-12-31 | 2019-12-31 | 365 | 13.1481 | 13 | 0.14815
32458 | 7.54 | 1 | 2018-12-31 | 2019-12-31 | 365 | 8.6394 | 8 | 0.63939
34925 | 7.02 | 1 | 2018-12-31 | 2019-12-31 | 365 | 8.0436 | 8 | 0.043572
34927 | 2.86 | 1 | 2018-12-31 | 2019-12-31 | 365 | 3.277 | 3 | 0.27701
34928 | 7.02 | 1 | 2018-12-31 | 2019-12-31 | 365 | 8.0436 | 8 | 0.043572
34938 | 2.6 | 1 | 2018-12-31 | 2019-12-31 | 365 | 2.9791 | 2 | 0.9791
32853 | 8.745 | 1 | 2018-12-31 | 2019-12-31 | 365 | 10.0201 | 10 | 0.020091
34940 | 6.5 | 1 | 2018-12-31 | 2019-12-31 | 365 | 7.4478 | 7 | 0.44775
34931 | 9.62 | 1 | 2018-12-31 | 2019-12-31 | 365 | 11.0227 | 11 | 0.022673
32417 | 4.68 | 1 | 2018-12-31 | 2019-12-31 | 365 | 5.3624 | 5 | 0.36238
32814 | 2.6 | 1 | 2018-12-31 | 2019-12-31 | 365 | 2.9791 | 2 | 0.9791
32385 | 10.66 | 1 | 2018-12-31 | 2019-12-31 | 365 | 12.2143 | 12 | 0.21431
32642 | 7.685 | 1 | 2018-12-31 | 2019-12-31 | 365 | 8.8055 | 8 | 0.80553
33331 | 2.86 | 1 | 2018-12-31 | 2019-12-31 | 365 | 3.277 | 3 | 0.27701
32359 | 6.76 | 1 | 2018-12-31 | 2019-12-31 | 365 | 7.7457 | 7 | 0.74566
32346 | 10.92 | 1 | 2018-12-31 | 2019-12-31 | 365 | 12.5122 | 12 | 0.51222
32469 | 4.94 | 1 | 2018-12-31 | 2019-12-31 | 365 | 5.6603 | 5 | 0.66029
32340 | 11.18 | 1 | 2018-12-31 | 2019-12-31 | 365 | 12.8101 | 12 | 0.81013
32583 | 11.18 | 1 | 2018-12-31 | 2019-12-31 | 365 | 12.8101 | 12 | 0.81013
33213 | 10.4 | 1 | 2018-12-31 | 2019-12-31 | 365 | 11.9164 | 11 | 0.9164
32337 | 8.58 | 1 | 2018-12-31 | 2019-12-31 | 365 | 9.831 | 9 | 0.83103
32001 | 6.89 | 1 | 2018-12-31 | 2019-12-31 | 365 | 7.8946 | 7 | 0.89462
32734 | 10.4 | 1 | 2018-12-31 | 2019-12-31 | 365 | 11.9164 | 11 | 0.9164
32577 | 4.68 | 1 | 2018-12-31 | 2019-12-31 | 365 | 5.3624 | 5 | 0.36238
31996 | 8.06 | 1 | 2018-12-31 | 2019-12-31 | 365 | 9.2352 | 9 | 0.23521
32628 | 4.68 | 1 | 2018-12-31 | 2019-12-31 | 365 | 5.3624 | 5 | 0.36238
32330 | 4.42 | 1 | 2018-12-31 | 2019-12-31 | 365 | 5.0645 | 5 | 0.064471
33210 | 10 | 1 | 2018-12-31 | 2019-12-31 | 365 | 11.4581 | 11 | 0.45808
32615 | 4.94 | 1 | 2018-12-31 | 2019-12-31 | 365 | 5.6603 | 5 | 0.66029
32309 | 8.75 | 1 | 2018-12-31 | 2019-12-31 | 365 | 10.0258 | 10 | 0.02582
31994 | 9.1 | 1 | 2018-12-31 | 2019-12-31 | 365 | 10.4269 | 10 | 0.42685
32849 | 8.67 | 1 | 2018-12-31 | 2019-12-31 | 365 | 9.9342 | 9 | 0.93416
32664 | 9.01 | 1 | 2018-12-31 | 2019-12-31 | 365 | 10.3237 | 10 | 0.32373
31825 | 3.38 | 1 | 2018-12-31 | 2019-12-31 | 365 | 3.8728 | 3 | 0.87283
31991 | 5.355 | 1 | 2018-12-31 | 2019-12-31 | 365 | 6.1358 | 6 | 0.1358
31989 | 2.6 | 1 | 2018-12-31 | 2019-12-31 | 365 | 2.9791 | 2 | 0.9791
31968 | 8.84 | 1 | 2018-12-31 | 2019-12-31 | 365 | 10.1289 | 10 | 0.12894
31954 | 6.375 | 1 | 2018-12-31 | 2019-12-31 | 365 | 7.3045 | 7 | 0.30453
31827 | 9.88 | 1 | 2018-12-31 | 2019-12-31 | 365 | 11.3206 | 11 | 0.32058
31805 | 9.54 | 1 | 2018-12-31 | 2019-12-31 | 365 | 10.931 | 10 | 0.93101
31774 | 14.04 | 1 | 2018-12-31 | 2019-12-31 | 365 | 16.0871 | 16 | 0.087144
31735 | 2.6 | 1 | 2018-12-31 | 2019-12-31 | 365 | 2.9791 | 2 | 0.9791
31706 | 23.4 | 1 | 2018-12-31 | 2019-12-31 | 365 | 26.8119 | 26 | 0.81191
31677 | 4.94 | 1 | 2018-12-31 | 2019-12-31 | 365 | 5.6603 | 5 | 0.66029
30674 | 8.84 | 1 | 2018-12-31 | 2019-12-31 | 365 | 10.1289 | 10 | 0.12894
31110 | 9.1 | 1 | 2018-12-31 | 2019-12-31 | 365 | 10.4269 | 10 | 0.42685
31222 | 2.08 | 1 | 2018-12-31 | 2019-12-31 | 365 | 2.3833 | 2 | 0.38328
31056 | 5.46 | 1 | 2018-12-31 | 2019-12-31 | 365 | 6.2561 | 6 | 0.25611
31213 | 7.54 | 1 | 2018-12-31 | 2019-12-31 | 365 | 8.6394 | 8 | 0.63939
31664 | 13 | 1 | 2018-12-31 | 2019-12-31 | 365 | 14.8955 | 14 | 0.8955
31560 | 6.12 | 1 | 2018-12-31 | 2019-12-31 | 365 | 7.0123 | 7 | 0.012345
31129 | 7.02 | 1 | 2018-12-31 | 2019-12-31 | 365 | 8.0436 | 8 | 0.043572
31123 | 3.12 | 1 | 2018-12-31 | 2019-12-31 | 365 | 3.5749 | 3 | 0.57492
31008 | 6.5 | 1 | 2018-12-31 | 2019-12-31 | 365 | 7.4478 | 7 | 0.44775
31117 | 13.52 | 1 | 2018-12-31 | 2019-12-31 | 365 | 15.4913 | 15 | 0.49132
31555 | 2.86 | 1 | 2018-12-31 | 2019-12-31 | 365 | 3.277 | 3 | 0.27701
31242 | 4.42 | 1 | 2018-12-31 | 2019-12-31 | 365 | 5.0645 | 5 | 0.064471
30971 | 8.32 | 1 | 2018-12-31 | 2019-12-31 | 365 | 9.5331 | 9 | 0.53312
31239 | 5.72 | 1 | 2018-12-31 | 2019-12-31 | 365 | 6.554 | 6 | 0.55402
31549 | 4.16 | 1 | 2018-12-31 | 2019-12-31 | 365 | 4.7666 | 4 | 0.76656
31952 | 5.2 | 1 | 2018-12-31 | 2019-12-31 | 365 | 5.9582 | 5 | 0.9582
31710 | 2.6 | 1 | 2018-12-31 | 2019-12-31 | 365 | 2.9791 | 2 | 0.9791
32537 | 13.26 | 1 | 2018-12-31 | 2019-12-31 | 365 | 15.1934 | 15 | 0.19341
31823 | 4.42 | 1 | 2018-12-31 | 2019-12-31 | 365 | 5.0645 | 5 | 0.064471
31705 | 7.54 | 1 | 2018-12-31 | 2019-12-31 | 365 | 8.6394 | 8 | 0.63939
31951 | 9.88 | 1 | 2018-12-31 | 2019-12-31 | 365 | 11.3206 | 11 | 0.32058
31942 | 8.32 | 1 | 2018-12-31 | 2019-12-31 | 365 | 9.5331 | 9 | 0.53312
31702 | 7.54 | 1 | 2018-12-31 | 2019-12-31 | 365 | 8.6394 | 8 | 0.63939
31937 | 6.63 | 1 | 2018-12-31 | 2019-12-31 | 365 | 7.5967 | 7 | 0.59671
31964 | 11.7 | 1 | 2018-12-31 | 2019-12-31 | 365 | 13.406 | 13 | 0.40595
31820 | 7.685 | 1 | 2018-12-31 | 2019-12-31 | 365 | 8.8055 | 8 | 0.80553
33678 | 5.035 | 1 | 2018-12-31 | 2019-12-31 | 365 | 5.7691 | 5 | 0.76914
31869 | 6.76 | 1 | 2018-12-31 | 2019-12-31 | 365 | 7.7457 | 7 | 0.74566
31548 | 9.01 | 1 | 2018-12-31 | 2019-12-31 | 365 | 10.3237 | 10 | 0.32373
31692 | 4.16 | 1 | 2018-12-31 | 2019-12-31 | 365 | 4.7666 | 4 | 0.76656
30794 | 2.08 | 1 | 2018-12-31 | 2019-12-31 | 365 | 2.3833 | 2 | 0.38328
31814 | 12.22 | 1 | 2018-12-31 | 2019-12-31 | 365 | 14.0018 | 14 | 0.0017738
30448 | 9.62 | 1 | 2018-12-31 | 2019-12-31 | 365 | 11.0227 | 11 | 0.022673
31533 | 8.32 | 1 | 2018-12-31 | 2019-12-31 | 365 | 9.5331 | 9 | 0.53312
30401 | 5.98 | 1 | 2018-12-31 | 2019-12-31 | 365 | 6.8519 | 6 | 0.85193
30410 | 4.42 | 1 | 2018-12-31 | 2019-12-31 | 365 | 5.0645 | 5 | 0.064471
30551 | 8.58 | 1 | 2018-12-31 | 2019-12-31 | 365 | 9.831 | 9 | 0.83103
30571 | 13.25 | 1 | 2018-12-31 | 2019-12-31 | 365 | 15.182 | 15 | 0.18196
30408 | 10.4 | 1 | 2018-12-31 | 2019-12-31 | 365 | 11.9164 | 11 | 0.9164
30413 | 2.86 | 1 | 2018-12-31 | 2019-12-31 | 365 | 3.277 | 3 | 0.27701
30321 | 6.76 | 1 | 2018-12-31 | 2019-12-31 | 365 | 7.7457 | 7 | 0.74566
31103 | 3.71 | 1 | 2018-12-31 | 2019-12-31 | 365 | 4.2509 | 4 | 0.25095
31051 | 12.48 | 1 | 2018-12-31 | 2019-12-31 | 365 | 14.2997 | 14 | 0.29968
31105 | 11.96 | 1 | 2018-12-31 | 2019-12-31 | 365 | 13.7039 | 13 | 0.70386
30257 | 6.5 | 1 | 2018-12-31 | 2019-12-31 | 365 | 7.4478 | 7 | 0.44775
31115 | 3.64 | 1 | 2018-12-31 | 2019-12-31 | 365 | 4.1707 | 4 | 0.17074
30165 | 5.2 | 1 | 2018-12-31 | 2019-12-31 | 365 | 5.9582 | 5 | 0.9582
30417 | 8.84 | 1 | 2018-12-31 | 2019-12-31 | 365 | 10.1289 | 10 | 0.12894
30366 | 4.42 | 1 | 2018-12-31 | 2019-12-31 | 365 | 5.0645 | 5 | 0.064471
29672 | 8.58 | 1 | 2018-12-31 | 2019-12-31 | 365 | 9.831 | 9 | 0.83103
31084 | 7.395 | 1 | 2018-12-31 | 2019-12-31 | 365 | 8.4733 | 8 | 0.47325
30355 | 5.2 | 1 | 2018-12-31 | 2019-12-31 | 365 | 5.9582 | 5 | 0.9582
30089 | 3.12 | 1 | 2018-12-31 | 2019-12-31 | 365 | 3.5749 | 3 | 0.57492
30422 | 10.92 | 1 | 2018-12-31 | 2019-12-31 | 365 | 12.5122 | 12 | 0.51222
30432 | 7.02 | 1 | 2018-12-31 | 2019-12-31 | 365 | 8.0436 | 8 | 0.043572
30363 | 3.64 | 1 | 2018-12-31 | 2019-12-31 | 365 | 4.1707 | 4 | 0.17074
29704 | 3.64 | 1 | 2018-12-31 | 2019-12-31 | 365 | 4.1707 | 4 | 0.17074
31087 | 7.02 | 1 | 2018-12-31 | 2019-12-31 | 365 | 8.0436 | 8 | 0.043572
30173 | 7.8 | 1 | 2018-12-31 | 2019-12-31 | 365 | 8.9373 | 8 | 0.9373
30653 | 4.94 | 1 | 2018-12-31 | 2019-12-31 | 365 | 5.6603 | 5 | 0.66029
30002 | 2.915 | 1 | 2018-12-31 | 2019-12-31 | 365 | 3.34 | 3 | 0.34003
30696 | 3.71 | 1 | 2018-12-31 | 2019-12-31 | 365 | 4.2509 | 4 | 0.25095
35004 | 5.46 | 1 | 2018-12-31 | 2019-12-31 | 365 | 6.2561 | 6 | 0.25611
30269 | 3.38 | 1 | 2018-12-31 | 2019-12-31 | 365 | 3.8728 | 3 | 0.87283
35006 | 3.9 | 1 | 2018-12-31 | 2019-12-31 | 365 | 4.4687 | 4 | 0.46865
34954 | 5.46 | 1 | 2018-12-31 | 2019-12-31 | 365 | 6.2561 | 6 | 0.25611
35014 | 8.67 | 1 | 2018-12-31 | 2019-12-31 | 365 | 9.9342 | 9 | 0.93416
35016 | 9.1 | 1 | 2018-12-31 | 2019-12-31 | 365 | 10.4269 | 10 | 0.42685
33737 | 6.76 | 1 | 2018-12-31 | 2019-12-31 | 365 | 7.7457 | 7 | 0.74566
35017 | 7 | 1 | 2018-12-31 | 2019-12-31 | 365 | 8.0207 | 8 | 0.020656
33679 | 5.565 | 1 | 2018-12-31 | 2019-12-31 | 365 | 6.3764 | 6 | 0.37642
35027 | 6.24 | 1 | 2018-12-31 | 2019-12-31 | 365 | 7.1498 | 7 | 0.14984
35025 | 9.1 | 1 | 2018-12-31 | 2019-12-31 | 365 | 10.4269 | 10 | 0.42685
35037 | 7.02 | 1 | 2018-12-31 | 2019-12-31 | 365 | 8.0436 | 8 | 0.043572
30274 | 3.12 | 1 | 2018-12-31 | 2019-12-31 | 365 | 3.5749 | 3 | 0.57492
35043 | 4.94 | 1 | 2018-12-31 | 2019-12-31 | 365 | 5.6603 | 5 | 0.66029
35052 | 8.32 | 1 | 2018-12-31 | 2019-12-31 | 365 | 9.5331 | 9 | 0.53312
33777 | 10.14 | 1 | 2018-12-31 | 2019-12-31 | 365 | 11.6185 | 11 | 0.61849
30285 | 3.12 | 1 | 2018-12-31 | 2019-12-31 | 365 | 3.5749 | 3 | 0.57492
33682 | 11.44 | 1 | 2018-12-31 | 2019-12-31 | 365 | 13.108 | 13 | 0.10804
33602 | 7.02 | 1 | 2018-12-31 | 2019-12-31 | 365 | 8.0436 | 8 | 0.043572
33690 | 6.24 | 1 | 2018-12-31 | 2019-12-31 | 365 | 7.1498 | 7 | 0.14984
30298 | 12.72 | 1 | 2018-12-31 | 2019-12-31 | 365 | 14.5747 | 14 | 0.57468
33695 | 2.34 | 1 | 2018-12-31 | 2019-12-31 | 365 | 2.6812 | 2 | 0.68119
30314 | 7.28 | 1 | 2018-12-31 | 2019-12-31 | 365 | 8.3415 | 8 | 0.34148
33700 | 3.38 | 1 | 2018-12-31 | 2019-12-31 | 365 | 3.8728 | 3 | 0.87283
33643 | 4.05 | 1 | 2018-12-31 | 2019-12-31 | 365 | 4.6405 | 4 | 0.64052
33650 | 4.16 | 1 | 2018-12-31 | 2019-12-31 | 365 | 4.7666 | 4 | 0.76656
34942 | 3.9 | 1 | 2018-12-31 | 2019-12-31 | 365 | 4.4687 | 4 | 0.46865
33440 | 7.28 | 1 | 2018-12-31 | 2019-12-31 | 365 | 8.3415 | 8 | 0.34148
33356 | 9.36 | 1 | 2018-12-31 | 2019-12-31 | 365 | 10.7248 | 10 | 0.72476
33329 | 6.5 | 1 | 2018-12-31 | 2019-12-31 | 365 | 7.4478 | 7 | 0.44775
33355 | 4.24 | 1 | 2018-12-31 | 2019-12-31 | 365 | 4.8582 | 4 | 0.85823
33404 | 7.14 | 1 | 2018-12-31 | 2019-12-31 | 365 | 8.1811 | 8 | 0.18107
33370 | 8.32 | 1 | 2018-12-31 | 2019-12-31 | 365 | 9.5331 | 9 | 0.53312
33365 | 14.045 | 1 | 2018-12-31 | 2019-12-31 | 365 | 16.0929 | 16 | 0.092873
33523 | 7.02 | 1 | 2018-12-31 | 2019-12-31 | 365 | 8.0436 | 8 | 0.043572
33383 | 11.44 | 1 | 2018-12-31 | 2019-12-31 | 365 | 13.108 | 13 | 0.10804
33533 | 8.16 | 1 | 2018-12-31 | 2019-12-31 | 365 | 9.3498 | 9 | 0.34979
33410 | 7.395 | 1 | 2018-12-31 | 2019-12-31 | 365 | 8.4733 | 8 | 0.47325
33552 | 3.64 | 1 | 2018-12-31 | 2019-12-31 | 365 | 4.1707 | 4 | 0.17074
33590 | 10.14 | 1 | 2018-12-31 | 2019-12-31 | 365 | 11.6185 | 11 | 0.61849
35044 | 3.12 | 1 | 2018-12-31 | 2019-12-31 | 365 | 3.5749 | 3 | 0.57492
35054 | 10.14 | 1 | 2018-12-31 | 2019-12-31 | 365 | 11.6185 | 11 | 0.61849
33462 | 15.08 | 1 | 2018-12-31 | 2019-12-31 | 365 | 17.2788 | 17 | 0.27878
35064 | 3.38 | 1 | 2018-12-31 | 2019-12-31 | 365 | 3.8728 | 3 | 0.87283
33469 | 5.98 | 1 | 2018-12-31 | 2019-12-31 | 365 | 6.8519 | 6 | 0.85193
35067 | 14.045 | 1 | 2018-12-31 | 2019-12-31 | 365 | 16.0929 | 16 | 0.092873
34226 | 4.505 | 1 | 2018-12-31 | 2019-12-31 | 365 | 5.1619 | 5 | 0.16187
35078 | 9.36 | 1 | 2018-12-31 | 2019-12-31 | 365 | 10.7248 | 10 | 0.72476
35089 | 9.88 | 1 | 2018-12-31 | 2019-12-31 | 365 | 11.3206 | 11 | 0.32058
35087 | 6.76 | 1 | 2018-12-31 | 2019-12-31 | 365 | 7.7457 | 7 | 0.74566
33423 | 9.1 | 1 | 2018-12-31 | 2019-12-31 | 365 | 10.4269 | 10 | 0.42685
35095 | 9.88 | 1 | 2018-12-31 | 2019-12-31 | 365 | 11.3206 | 11 | 0.32058
35099 | 6.095 | 1 | 2018-12-31 | 2019-12-31 | 365 | 6.9837 | 6 | 0.9837
35084 | 8.32 | 1 | 2018-12-31 | 2019-12-31 | 365 | 9.5331 | 9 | 0.53312
35102 | 10.14 | 1 | 2018-12-31 | 2019-12-31 | 365 | 11.6185 | 11 | 0.61849
35105 | 8.32 | 1 | 2018-12-31 | 2019-12-31 | 365 | 9.5331 | 9 | 0.53312
35101 | 7.02 | 1 | 2018-12-31 | 2019-12-31 | 365 | 8.0436 | 8 | 0.043572
34168 | 5.46 | 1 | 2018-12-31 | 2019-12-31 | 365 | 6.2561 | 6 | 0.25611
35108 | 8.32 | 1 | 2018-12-31 | 2019-12-31 | 365 | 9.5331 | 9 | 0.53312
34587 | 5.72 | 1 | 2018-12-31 | 2019-12-31 | 365 | 6.554 | 6 | 0.55402
35110 | 7.02 | 1 | 2018-12-31 | 2019-12-31 | 365 | 8.0436 | 8 | 0.043572
34575 | 13 | 1 | 2018-12-31 | 2019-12-31 | 365 | 14.8955 | 14 | 0.8955
35109 | 10.4 | 1 | 2018-12-31 | 2019-12-31 | 365 | 11.9164 | 11 | 0.9164
34361 | 10.4 | 1 | 2018-12-31 | 2019-12-31 | 365 | 11.9164 | 11 | 0.9164
35113 | 10.07 | 1 | 2018-12-31 | 2019-12-31 | 365 | 11.5383 | 11 | 0.53829
32568 | 9.36 | 1 | 2018-12-31 | 2019-12-31 | 365 | 10.7248 | 10 | 0.72476
35119 | 4.68 | 1 | 2018-12-31 | 2019-12-31 | 365 | 5.3624 | 5 | 0.36238
33248 | 6.5 | 1 | 2018-12-31 | 2019-12-31 | 365 | 7.4478 | 7 | 0.44775
35115 | 2.34 | 1 | 2018-12-31 | 2019-12-31 | 365 | 2.6812 | 2 | 0.68119
34935 | 13 | 1 | 2018-12-31 | 2019-12-31 | 365 | 14.8955 | 14 | 0.8955
35117 | 3.9 | 1 | 2018-12-31 | 2019-12-31 | 365 | 4.4687 | 4 | 0.46865
34914 | 5.83 | 1 | 2018-12-31 | 2019-12-31 | 365 | 6.6801 | 6 | 0.68006
32342 | 10.92 | 1 | 2018-12-31 | 2019-12-31 | 365 | 12.5122 | 12 | 0.51222
33309 | 3.9 | 1 | 2018-12-31 | 2019-12-31 | 365 | 4.4687 | 4 | 0.46865
33225 | 7.28 | 1 | 2018-12-31 | 2019-12-31 | 365 | 8.3415 | 8 | 0.34148
33160 | 3.12 | 1 | 2018-12-31 | 2019-12-31 | 365 | 3.5749 | 3 | 0.57492
33151 | 6.63 | 1 | 2018-12-31 | 2019-12-31 | 365 | 7.5967 | 7 | 0.59671
30920 | 8.32 | 1 | 2018-12-31 | 2019-12-31 | 365 | 9.5331 | 9 | 0.53312
32876 | 5.2 | 1 | 2018-12-31 | 2019-12-31 | 365 | 5.9582 | 5 | 0.9582
32331 | 5.98 | 1 | 2018-12-31 | 2019-12-31 | 365 | 6.8519 | 6 | 0.85193
31812 | 12.22 | 1 | 2018-12-31 | 2019-12-31 | 365 | 14.0018 | 14 | 0.0017738
29266 | 2.34 | 1 | 2018-12-31 | 2019-12-31 | 365 | 2.6812 | 2 | 0.68119
31099 | 3.64 | 1 | 2018-12-31 | 2019-12-31 | 365 | 4.1707 | 4 | 0.17074
31096 | 7.8 | 1 | 2018-12-31 | 2019-12-31 | 365 | 8.9373 | 8 | 0.9373
28817 | 6.76 | 1 | 2018-12-31 | 2019-12-31 | 365 | 7.7457 | 7 | 0.74566
33872 | 3.9 | 1 | 2018-12-31 | 2019-12-31 | 365 | 4.4687 | 4 | 0.46865
34501 | 4.94 | 1 | 2018-12-31 | 2019-12-31 | 365 | 5.6603 | 5 | 0.66029
29960 | 10.4 | 1 | 2018-12-31 | 2019-12-31 | 365 | 11.9164 | 11 | 0.9164
35139 | 4.94 | 1 | 2018-12-31 | 2019-12-31 | 365 | 5.6603 | 5 | 0.66029
35147 | 8.745 | 1 | 2018-12-31 | 2019-12-31 | 365 | 10.0201 | 10 | 0.020091
35153 | 10.14 | 1 | 2018-12-31 | 2019-12-31 | 365 | 11.6185 | 11 | 0.61849
34802 | 6.36 | 1 | 2018-12-31 | 2019-12-31 | 365 | 7.2873 | 7 | 0.28734
35169 | 4.94 | 1 | 2018-12-31 | 2019-12-31 | 365 | 5.6603 | 5 | 0.66029
35170 | 8.84 | 1 | 2018-12-31 | 2019-12-31 | 365 | 10.1289 | 10 | 0.12894
35175 | 11.7 | 1 | 2018-12-31 | 2019-12-31 | 365 | 13.406 | 13 | 0.40595
35185 | 4.845 | 1 | 2018-12-31 | 2019-12-31 | 365 | 5.5514 | 5 | 0.55144
35184 | 6.76 | 1 | 2018-12-31 | 2019-12-31 | 365 | 7.7457 | 7 | 0.74566
35201 | 9.69 | 1 | 2018-12-31 | 2019-12-31 | 365 | 11.1029 | 11 | 0.10288
35198 | 9.18 | 1 | 2018-12-31 | 2019-12-31 | 365 | 10.5185 | 10 | 0.51852
35205 | 5.98 | 1 | 2018-12-31 | 2019-12-31 | 365 | 6.8519 | 6 | 0.85193
35207 | 2.295 | 1 | 2018-12-31 | 2019-12-31 | 365 | 2.6296 | 2 | 0.62963
35214 | 10.92 | 1 | 2018-12-31 | 2019-12-31 | 365 | 12.5122 | 12 | 0.51222
35217 | 3.64 | 1 | 2018-12-31 | 2019-12-31 | 365 | 4.1707 | 4 | 0.17074
35221 | 7.28 | 1 | 2018-12-31 | 2019-12-31 | 365 | 8.3415 | 8 | 0.34148
35222 | 9.62 | 1 | 2018-12-31 | 2019-12-31 | 365 | 11.0227 | 11 | 0.022673
35226 | 6.24 | 1 | 2018-12-31 | 2019-12-31 | 365 | 7.1498 | 7 | 0.14984
35233 | 4.42 | 1 | 2018-12-31 | 2019-12-31 | 365 | 5.0645 | 5 | 0.064471
35246 | 6.76 | 1 | 2018-12-31 | 2019-12-31 | 365 | 7.7457 | 7 | 0.74566
34943 | 5.2 | 1 | 2018-12-31 | 2019-12-31 | 365 | 5.9582 | 5 | 0.9582
34944 | 11.395 | 1 | 2018-12-31 | 2019-12-31 | 365 | 13.0565 | 13 | 0.056482
34947 | 11.96 | 1 | 2018-12-31 | 2019-12-31 | 365 | 13.7039 | 13 | 0.70386
34961 | 13.77 | 1 | 2018-12-31 | 2019-12-31 | 365 | 15.7778 | 15 | 0.77778
34962 | 3.9 | 1 | 2018-12-31 | 2019-12-31 | 365 | 4.4687 | 4 | 0.46865
34966 | 4.42 | 1 | 2018-12-31 | 2019-12-31 | 365 | 5.0645 | 5 | 0.064471
34980 | 4.16 | 1 | 2018-12-31 | 2019-12-31 | 365 | 4.7666 | 4 | 0.76656
34981 | 9.36 | 1 | 2018-12-31 | 2019-12-31 | 365 | 10.7248 | 10 | 0.72476
34957 | 3.12 | 1 | 2018-12-31 | 2019-12-31 | 365 | 3.5749 | 3 | 0.57492
34986 | 15.6 | 1 | 2018-12-31 | 2019-12-31 | 365 | 17.8746 | 17 | 0.8746
34996 | 5.46 | 1 | 2018-12-31 | 2019-12-31 | 365 | 6.2561 | 6 | 0.25611
34997 | 4.16 | 1 | 2018-12-31 | 2019-12-31 | 365 | 4.7666 | 4 | 0.76656
34999 | 3.38 | 1 | 2018-12-31 | 2019-12-31 | 365 | 3.8728 | 3 | 0.87283
35127 | 5.2 | 1 | 2018-12-31 | 2019-12-31 | 365 | 5.9582 | 5 | 0.9582
35208 | 4.94 | 1 | 2018-12-31 | 2019-12-31 | 365 | 5.6603 | 5 | 0.66029
35191 | 9.36 | 1 | 2018-12-31 | 2019-12-31 | 365 | 10.7248 | 10 | 0.72476
35178 | 5.46 | 1 | 2018-12-31 | 2019-12-31 | 365 | 6.2561 | 6 | 0.25611
33725 | 4.68 | 1 | 2018-12-31 | 2019-12-31 | 365 | 5.3624 | 5 | 0.36238
35362 | 3.71 | 1 | 2018-12-31 | 2019-12-31 | 365 | 4.2509 | 4 | 0.25095
35364 | 2.65 | 1 | 2018-12-31 | 2019-12-31 | 365 | 3.0364 | 3 | 0.036391
35365 | 5.72 | 1 | 2018-12-31 | 2019-12-31 | 365 | 6.554 | 6 | 0.55402
35368 | 8.32 | 1 | 2018-12-31 | 2019-12-31 | 365 | 9.5331 | 9 | 0.53312
35373 | 4.68 | 1 | 2018-12-31 | 2019-12-31 | 365 | 5.3624 | 5 | 0.36238
35369 | 18.98 | 1 | 2018-12-31 | 2019-12-31 | 365 | 21.7474 | 21 | 0.74744
35372 | 3.71 | 1 | 2018-12-31 | 2019-12-31 | 365 | 4.2509 | 4 | 0.25095
30934 | 5.565 | 1 | 2018-12-31 | 2019-12-31 | 365 | 6.3764 | 6 | 0.37642
35381 | 9.36 | 1 | 2018-12-31 | 2019-12-31 | 365 | 10.7248 | 10 | 0.72476
35380 | 5.035 | 1 | 2018-12-31 | 2019-12-31 | 365 | 5.7691 | 5 | 0.76914
35386 | 9.36 | 1 | 2018-12-31 | 2019-12-31 | 365 | 10.7248 | 10 | 0.72476
35437 | 7.54 | 1 | 2018-12-31 | 2019-12-31 | 365 | 8.6394 | 8 | 0.63939
35390 | 7.8 | 1 | 2018-12-31 | 2019-12-31 | 365 | 8.9373 | 8 | 0.9373
35443 | 2.86 | 1 | 2018-12-31 | 2019-12-31 | 365 | 3.277 | 3 | 0.27701
35388 | 6.76 | 1 | 2018-12-31 | 2019-12-31 | 365 | 7.7457 | 7 | 0.74566
35377 | 12.72 | 1 | 2018-12-31 | 2019-12-31 | 365 | 14.5747 | 14 | 0.57468
35442 | 3.12 | 1 | 2018-12-31 | 2019-12-31 | 365 | 3.5749 | 3 | 0.57492
35391 | 9.62 | 1 | 2018-12-31 | 2019-12-31 | 365 | 11.0227 | 11 | 0.022673
35441 | 9.1 | 1 | 2018-12-31 | 2019-12-31 | 365 | 10.4269 | 10 | 0.42685
33558 | 10.14 | 1 | 2018-12-31 | 2019-12-31 | 365 | 11.6185 | 11 | 0.61849
35428 | 5.98 | 1 | 2018-12-31 | 2019-12-31 | 365 | 6.8519 | 6 | 0.85193
35444 | 3.9 | 1 | 2018-12-31 | 2019-12-31 | 365 | 4.4687 | 4 | 0.46865
35446 | 5.98 | 1 | 2018-12-31 | 2019-12-31 | 365 | 6.8519 | 6 | 0.85193
35453 | 8.32 | 1 | 2018-12-31 | 2019-12-31 | 365 | 9.5331 | 9 | 0.53312
35454 | 6.76 | 1 | 2018-12-31 | 2019-12-31 | 365 | 7.7457 | 7 | 0.74566
35456 | 8.84 | 1 | 2018-12-31 | 2019-12-31 | 365 | 10.1289 | 10 | 0.12894
35460 | 7.02 | 1 | 2018-12-31 | 2019-12-31 | 365 | 8.0436 | 8 | 0.043572
35459 | 7.8 | 1 | 2018-12-31 | 2019-12-31 | 365 | 8.9373 | 8 | 0.9373
35465 | 4.68 | 1 | 2018-12-31 | 2019-12-31 | 365 | 5.3624 | 5 | 0.36238
35466 | 3.9 | 1 | 2018-12-31 | 2019-12-31 | 365 | 4.4687 | 4 | 0.46865
35464 | 9.275 | 1 | 2018-12-31 | 2019-12-31 | 365 | 10.6274 | 10 | 0.62737
35470 | 4.68 | 1 | 2018-12-31 | 2019-12-31 | 365 | 5.3624 | 5 | 0.36238
35468 | 7.155 | 1 | 2018-12-31 | 2019-12-31 | 365 | 8.1983 | 8 | 0.19826
35479 | 7.54 | 1 | 2018-12-31 | 2019-12-31 | 365 | 8.6394 | 8 | 0.63939
35481 | 7.95 | 1 | 2018-12-31 | 2019-12-31 | 365 | 9.1092 | 9 | 0.10917
35482 | 3.12 | 1 | 2018-12-31 | 2019-12-31 | 365 | 3.5749 | 3 | 0.57492
35475 | 8.58 | 1 | 2018-12-31 | 2019-12-31 | 365 | 9.831 | 9 | 0.83103
35493 | 12.455 | 1 | 2018-12-31 | 2019-12-31 | 365 | 14.271 | 14 | 0.27104
35491 | 12.48 | 1 | 2018-12-31 | 2019-12-31 | 365 | 14.2997 | 14 | 0.29968
35488 | 6.24 | 1 | 2018-12-31 | 2019-12-31 | 365 | 7.1498 | 7 | 0.14984
35502 | 11.44 | 1 | 2018-12-31 | 2019-12-31 | 365 | 13.108 | 13 | 0.10804
35516 | 4.42 | 1 | 2018-12-31 | 2019-12-31 | 365 | 5.0645 | 5 | 0.064471
35512 | 4.68 | 1 | 2018-12-31 | 2019-12-31 | 365 | 5.3624 | 5 | 0.36238
35522 | 7.8 | 1 | 2018-12-31 | 2019-12-31 | 365 | 8.9373 | 8 | 0.9373
35523 | 3.38 | 1 | 2018-12-31 | 2019-12-31 | 365 | 3.8728 | 3 | 0.87283
35521 | 5.46 | 1 | 2018-12-31 | 2019-12-31 | 365 | 6.2561 | 6 | 0.25611
35501 | 6.24 | 1 | 2018-12-31 | 2019-12-31 | 365 | 7.1498 | 7 | 0.14984
35392 | 5.72 | 1 | 2018-12-31 | 2019-12-31 | 365 | 6.554 | 6 | 0.55402
35398 | 5.46 | 1 | 2018-12-31 | 2019-12-31 | 365 | 6.2561 | 6 | 0.25611
35402 | 3.975 | 1 | 2018-12-31 | 2019-12-31 | 365 | 4.5546 | 4 | 0.55459
35395 | 9.88 | 1 | 2018-12-31 | 2019-12-31 | 365 | 11.3206 | 11 | 0.32058
35404 | 4.94 | 1 | 2018-12-31 | 2019-12-31 | 365 | 5.6603 | 5 | 0.66029
35406 | 7.28 | 1 | 2018-12-31 | 2019-12-31 | 365 | 8.3415 | 8 | 0.34148
35401 | 10.66 | 1 | 2018-12-31 | 2019-12-31 | 365 | 12.2143 | 12 | 0.21431
35407 | 4.68 | 1 | 2018-12-31 | 2019-12-31 | 365 | 5.3624 | 5 | 0.36238
35399 | 5.72 | 1 | 2018-12-31 | 2019-12-31 | 365 | 6.554 | 6 | 0.55402
35408 | 3.38 | 1 | 2018-12-31 | 2019-12-31 | 365 | 3.8728 | 3 | 0.87283
35405 | 8.06 | 1 | 2018-12-31 | 2019-12-31 | 365 | 9.2352 | 9 | 0.23521
35409 | 14.04 | 1 | 2018-12-31 | 2019-12-31 | 365 | 16.0871 | 16 | 0.087144
35412 | 6.24 | 1 | 2018-12-31 | 2019-12-31 | 365 | 7.1498 | 7 | 0.14984
35414 | 6.76 | 1 | 2018-12-31 | 2019-12-31 | 365 | 7.7457 | 7 | 0.74566
35410 | 8.32 | 1 | 2018-12-31 | 2019-12-31 | 365 | 9.5331 | 9 | 0.53312
35416 | 5.98 | 1 | 2018-12-31 | 2019-12-31 | 365 | 6.8519 | 6 | 0.85193
35418 | 7.28 | 1 | 2018-12-31 | 2019-12-31 | 365 | 8.3415 | 8 | 0.34148
35413 | 9.88 | 1 | 2018-12-31 | 2019-12-31 | 365 | 11.3206 | 11 | 0.32058
35420 | 4.68 | 1 | 2018-12-31 | 2019-12-31 | 365 | 5.3624 | 5 | 0.36238
35417 | 4.94 | 1 | 2018-12-31 | 2019-12-31 | 365 | 5.6603 | 5 | 0.66029
30808 | 7.28 | 1 | 2018-12-31 | 2019-12-31 | 365 | 8.3415 | 8 | 0.34148
35422 | 5.98 | 1 | 2018-12-31 | 2019-12-31 | 365 | 6.8519 | 6 | 0.85193
35430 | 4.42 | 1 | 2018-12-31 | 2019-12-31 | 365 | 5.0645 | 5 | 0.064471
35426 | 3.445 | 1 | 2018-12-31 | 2019-12-31 | 365 | 3.9473 | 3 | 0.94731
35435 | 8.84 | 1 | 2018-12-31 | 2019-12-31 | 365 | 10.1289 | 10 | 0.12894
35424 | 6.5 | 1 | 2018-12-31 | 2019-12-31 | 365 | 7.4478 | 7 | 0.44775
35429 | 12.985 | 1 | 2018-12-31 | 2019-12-31 | 365 | 14.8783 | 14 | 0.87832
35438 | 5.3 | 1 | 2018-12-31 | 2019-12-31 | 365 | 6.0728 | 6 | 0.072782
35531 | 9.18 | 1 | 2018-12-31 | 2019-12-31 | 365 | 10.5185 | 10 | 0.51852
35543 | 4.68 | 1 | 2018-12-31 | 2019-12-31 | 365 | 5.3624 | 5 | 0.36238
35862 | 10.4 | 1 | 2018-12-31 | 2019-12-31 | 365 | 11.9164 | 11 | 0.9164
35544 | 11.44 | 1 | 2018-12-31 | 2019-12-31 | 365 | 13.108 | 13 | 0.10804
35871 | 3.64 | 1 | 2018-12-31 | 2019-12-31 | 365 | 4.1707 | 4 | 0.17074
35552 | 4.94 | 1 | 2018-12-31 | 2019-12-31 | 365 | 5.6603 | 5 | 0.66029
35869 | 7.54 | 1 | 2018-12-31 | 2019-12-31 | 365 | 8.6394 | 8 | 0.63939
35555 | 3.57 | 1 | 2018-12-31 | 2019-12-31 | 365 | 4.0905 | 4 | 0.090535
35872 | 8.84 | 1 | 2018-12-31 | 2019-12-31 | 365 | 10.1289 | 10 | 0.12894
35554 | 5.46 | 1 | 2018-12-31 | 2019-12-31 | 365 | 6.2561 | 6 | 0.25611
35876 | 6.5 | 1 | 2018-12-31 | 2019-12-31 | 365 | 7.4478 | 7 | 0.44775
31747 | 7.65 | 1 | 2018-12-31 | 2019-12-31 | 365 | 8.7654 | 8 | 0.76543
35564 | 10.92 | 1 | 2018-12-31 | 2019-12-31 | 365 | 12.5122 | 12 | 0.51222
35877 | 7.54 | 1 | 2018-12-31 | 2019-12-31 | 365 | 8.6394 | 8 | 0.63939
35885 | 12.74 | 1 | 2018-12-31 | 2019-12-31 | 365 | 14.5976 | 14 | 0.59759
35573 | 14.04 | 1 | 2018-12-31 | 2019-12-31 | 365 | 16.0871 | 16 | 0.087144
35570 | 10.4 | 1 | 2018-12-31 | 2019-12-31 | 365 | 11.9164 | 11 | 0.9164
35562 | 2.34 | 1 | 2018-12-31 | 2019-12-31 | 365 | 2.6812 | 2 | 0.68119
35578 | 11.7 | 1 | 2018-12-31 | 2019-12-31 | 365 | 13.406 | 13 | 0.40595
35551 | 10.14 | 1 | 2018-12-31 | 2019-12-31 | 365 | 11.6185 | 11 | 0.61849
35589 | 5.72 | 1 | 2018-12-31 | 2019-12-31 | 365 | 6.554 | 6 | 0.55402
35596 | 5.98 | 1 | 2018-12-31 | 2019-12-31 | 365 | 6.8519 | 6 | 0.85193
35581 | 6.76 | 1 | 2018-12-31 | 2019-12-31 | 365 | 7.7457 | 7 | 0.74566
35594 | 11.44 | 1 | 2018-12-31 | 2019-12-31 | 365 | 13.108 | 13 | 0.10804
35600 | 6.76 | 1 | 2018-12-31 | 2019-12-31 | 365 | 7.7457 | 7 | 0.74566
35608 | 5.5 | 1 | 2018-12-31 | 2019-12-31 | 365 | 6.3019 | 6 | 0.30194
35602 | 3.38 | 1 | 2018-12-31 | 2019-12-31 | 365 | 3.8728 | 3 | 0.87283
35611 | 8.58 | 1 | 2018-12-31 | 2019-12-31 | 365 | 9.831 | 9 | 0.83103
35603 | 7.8 | 1 | 2018-12-31 | 2019-12-31 | 365 | 8.9373 | 8 | 0.9373
34956 | 3.9 | 1 | 2018-12-31 | 2019-12-31 | 365 | 4.4687 | 4 | 0.46865
35621 | 12.48 | 1 | 2018-12-31 | 2019-12-31 | 365 | 14.2997 | 14 | 0.29968
35625 | 2.97 | 1 | 2018-12-31 | 2019-12-31 | 365 | 3.403 | 3 | 0.40305
35628 | 4.24 | 1 | 2018-12-31 | 2019-12-31 | 365 | 4.8582 | 4 | 0.85823
35890 | 6.12 | 1 | 2018-12-31 | 2019-12-31 | 365 | 7.0123 | 7 | 0.012345
35896 | 13.52 | 1 | 2018-12-31 | 2019-12-31 | 365 | 15.4913 | 15 | 0.49132
35907 | 16.12 | 1 | 2018-12-31 | 2019-12-31 | 365 | 18.4704 | 18 | 0.47042
33605 | 11.44 | 1 | 2018-12-31 | 2019-12-31 | 365 | 13.108 | 13 | 0.10804
32465 | 5.72 | 1 | 2018-12-31 | 2019-12-31 | 365 | 6.554 | 6 | 0.55402
35921 | 8.58 | 1 | 2018-12-31 | 2019-12-31 | 365 | 9.831 | 9 | 0.83103
35935 | 3.57 | 1 | 2018-12-31 | 2019-12-31 | 365 | 4.0905 | 4 | 0.090535
35944 | 14.04 | 1 | 2018-12-31 | 2019-12-31 | 365 | 16.0871 | 16 | 0.087144
35629 | 5.46 | 1 | 2018-12-31 | 2019-12-31 | 365 | 6.2561 | 6 | 0.25611
30205 | 2.08 | 1 | 2018-12-31 | 2019-12-31 | 365 | 2.3833 | 2 | 0.38328
30248 | 11.395 | 1 | 2018-12-31 | 2019-12-31 | 365 | 13.0565 | 13 | 0.056482
35992 | 4.42 | 1 | 2018-12-31 | 2019-12-31 | 365 | 5.0645 | 5 | 0.064471
35635 | 10.4 | 1 | 2018-12-31 | 2019-12-31 | 365 | 11.9164 | 11 | 0.9164
35996 | 7.95 | 1 | 2018-12-31 | 2019-12-31 | 365 | 9.1092 | 9 | 0.10917
34689 | 4.59 | 1 | 2018-12-31 | 2019-12-31 | 365 | 5.2593 | 5 | 0.25926
35993 | 11.18 | 1 | 2018-12-31 | 2019-12-31 | 365 | 12.8101 | 12 | 0.81013
35638 | 8.84 | 1 | 2018-12-31 | 2019-12-31 | 365 | 10.1289 | 10 | 0.12894
35999 | 4.16 | 1 | 2018-12-31 | 2019-12-31 | 365 | 4.7666 | 4 | 0.76656
30409 | 2.86 | 1 | 2018-12-31 | 2019-12-31 | 365 | 3.277 | 3 | 0.27701
36001 | 8.58 | 1 | 2018-12-31 | 2019-12-31 | 365 | 9.831 | 9 | 0.83103
35997 | 5.2 | 1 | 2018-12-31 | 2019-12-31 | 365 | 5.9582 | 5 | 0.9582
18444 | 7.905 | 1 | 2018-12-31 | 2019-12-31 | 365 | 9.0576 | 9 | 0.057612
36010 | 11.925 | 1 | 2018-12-31 | 2019-12-31 | 365 | 13.6638 | 13 | 0.66376
35641 | 10.4 | 1 | 2018-12-31 | 2019-12-31 | 365 | 11.9164 | 11 | 0.9164
36008 | 7.28 | 1 | 2018-12-31 | 2019-12-31 | 365 | 8.3415 | 8 | 0.34148
31785 | 5.98 | 1 | 2018-12-31 | 2019-12-31 | 365 | 6.8519 | 6 | 0.85193
32856 | 7.02 | 1 | 2018-12-31 | 2019-12-31 | 365 | 8.0436 | 8 | 0.043572
35646 | 9.36 | 1 | 2018-12-31 | 2019-12-31 | 365 | 10.7248 | 10 | 0.72476
35649 | 2.43 | 1 | 2018-12-31 | 2019-12-31 | 365 | 2.7843 | 2 | 0.78431
35654 | 9.69 | 1 | 2018-12-31 | 2019-12-31 | 365 | 11.1029 | 11 | 0.10288
35653 | 6.5 | 1 | 2018-12-31 | 2019-12-31 | 365 | 7.4478 | 7 | 0.44775
30837 | 6.76 | 1 | 2018-12-31 | 2019-12-31 | 365 | 7.7457 | 7 | 0.74566
35656 | 7.8 | 1 | 2018-12-31 | 2019-12-31 | 365 | 8.9373 | 8 | 0.9373
36003 | 4.24 | 1 | 2018-12-31 | 2019-12-31 | 365 | 4.8582 | 4 | 0.85823
36017 | 2.86 | 1 | 2018-12-31 | 2019-12-31 | 365 | 3.277 | 3 | 0.27701
36016 | 13.52 | 1 | 2018-12-31 | 2019-12-31 | 365 | 15.4913 | 15 | 0.49132
36020 | 12.72 | 1 | 2018-12-31 | 2019-12-31 | 365 | 14.5747 | 14 | 0.57468
36019 | 8.84 | 1 | 2018-12-31 | 2019-12-31 | 365 | 10.1289 | 10 | 0.12894
36024 | 2.34 | 1 | 2018-12-31 | 2019-12-31 | 365 | 2.6812 | 2 | 0.68119
36021 | 10.2 | 1 | 2018-12-31 | 2019-12-31 | 365 | 11.6872 | 11 | 0.68724
36031 | 7.28 | 1 | 2018-12-31 | 2019-12-31 | 365 | 8.3415 | 8 | 0.34148
36032 | 11.13 | 1 | 2018-12-31 | 2019-12-31 | 365 | 12.7528 | 12 | 0.75284
36034 | 5.2 | 1 | 2018-12-31 | 2019-12-31 | 365 | 5.9582 | 5 | 0.9582
30385 | 10.14 | 1 | 2018-12-31 | 2019-12-31 | 365 | 11.6185 | 11 | 0.61849
36036 | 11.44 | 1 | 2018-12-31 | 2019-12-31 | 365 | 13.108 | 13 | 0.10804
36037 | 4.42 | 1 | 2018-12-31 | 2019-12-31 | 365 | 5.0645 | 5 | 0.064471
36041 | 6.24 | 1 | 2018-12-31 | 2019-12-31 | 365 | 7.1498 | 7 | 0.14984
36043 | 4.42 | 1 | 2018-12-31 | 2019-12-31 | 365 | 5.0645 | 5 | 0.064471
36044 | 3.975 | 1 | 2018-12-31 | 2019-12-31 | 365 | 4.5546 | 4 | 0.55459
36050 | 2.08 | 1 | 2018-12-31 | 2019-12-31 | 365 | 2.3833 | 2 | 0.38328
36049 | 12.22 | 1 | 2018-12-31 | 2019-12-31 | 365 | 14.0018 | 14 | 0.0017738
36051 | 2.08 | 1 | 2018-12-31 | 2019-12-31 | 365 | 2.3833 | 2 | 0.38328
36059 | 7.14 | 1 | 2018-12-31 | 2019-12-31 | 365 | 8.1811 | 8 | 0.18107
36064 | 5.72 | 1 | 2018-12-31 | 2019-12-31 | 365 | 6.554 | 6 | 0.55402
36047 | 8.58 | 1 | 2018-12-31 | 2019-12-31 | 365 | 9.831 | 9 | 0.83103
36062 | 6.76 | 1 | 2018-12-31 | 2019-12-31 | 365 | 7.7457 | 7 | 0.74566
36058 | 4.42 | 1 | 2018-12-31 | 2019-12-31 | 365 | 5.0645 | 5 | 0.064471
36072 | 6.24 | 1 | 2018-12-31 | 2019-12-31 | 365 | 7.1498 | 7 | 0.14984
36074 | 3.18 | 1 | 2018-12-31 | 2019-12-31 | 365 | 3.6437 | 3 | 0.64367
36075 | 5.72 | 1 | 2018-12-31 | 2019-12-31 | 365 | 6.554 | 6 | 0.55402
36067 | 7.54 | 1 | 2018-12-31 | 2019-12-31 | 365 | 8.6394 | 8 | 0.63939
36079 | 14.04 | 1 | 2018-12-31 | 2019-12-31 | 365 | 16.0871 | 16 | 0.087144
36027 | 8.745 | 1 | 2018-12-31 | 2019-12-31 | 365 | 10.0201 | 10 | 0.020091
36045 | 5.61 | 1 | 2018-12-31 | 2019-12-31 | 365 | 6.428 | 6 | 0.42798
36065 | 2.08 | 1 | 2018-12-31 | 2019-12-31 | 365 | 2.3833 | 2 | 0.38328
36077 | 5.035 | 1 | 2018-12-31 | 2019-12-31 | 365 | 5.7691 | 5 | 0.76914
36085 | 6.89 | 1 | 2018-12-31 | 2019-12-31 | 365 | 7.8946 | 7 | 0.89462
36082 | 6.76 | 1 | 2018-12-31 | 2019-12-31 | 365 | 7.7457 | 7 | 0.74566
35975 | 14.82 | 1 | 2018-12-31 | 2019-12-31 | 365 | 16.9809 | 16 | 0.98087
35984 | 8.16 | 1 | 2018-12-31 | 2019-12-31 | 365 | 9.3498 | 9 | 0.34979
36002 | 8.84 | 1 | 2018-12-31 | 2019-12-31 | 365 | 10.1289 | 10 | 0.12894
36087 | 6.24 | 1 | 2018-12-31 | 2019-12-31 | 365 | 7.1498 | 7 | 0.14984
36089 | 2.34 | 1 | 2018-12-31 | 2019-12-31 | 365 | 2.6812 | 2 | 0.68119
36090 | 10.4 | 1 | 2018-12-31 | 2019-12-31 | 365 | 11.9164 | 11 | 0.9164
33669 | 4.16 | 1 | 2018-12-31 | 2019-12-31 | 365 | 4.7666 | 4 | 0.76656
36088 | 5.72 | 1 | 2018-12-31 | 2019-12-31 | 365 | 6.554 | 6 | 0.55402
36094 | 5.2 | 1 | 2018-12-31 | 2019-12-31 | 365 | 5.9582 | 5 | 0.9582
36092 | 7.02 | 1 | 2018-12-31 | 2019-12-31 | 365 | 8.0436 | 8 | 0.043572
36096 | 6.375 | 1 | 2018-12-31 | 2019-12-31 | 365 | 7.3045 | 7 | 0.30453
36095 | 5.46 | 1 | 2018-12-31 | 2019-12-31 | 365 | 6.2561 | 6 | 0.25611
36084 | 7.155 | 1 | 2018-12-31 | 2019-12-31 | 365 | 8.1983 | 8 | 0.19826
36093 | 7.02 | 1 | 2018-12-31 | 2019-12-31 | 365 | 8.0436 | 8 | 0.043572
36099 | 6.89 | 1 | 2018-12-31 | 2019-12-31 | 365 | 7.8946 | 7 | 0.89462
36102 | 5.72 | 1 | 2018-12-31 | 2019-12-31 | 365 | 6.554 | 6 | 0.55402
36104 | 5.2 | 1 | 2018-12-31 | 2019-12-31 | 365 | 5.9582 | 5 | 0.9582
34634 | 5.72 | 1 | 2018-12-31 | 2019-12-31 | 365 | 6.554 | 6 | 0.55402
36103 | 9.62 | 1 | 2018-12-31 | 2019-12-31 | 365 | 11.0227 | 11 | 0.022673
36106 | 8.06 | 1 | 2018-12-31 | 2019-12-31 | 365 | 9.2352 | 9 | 0.23521
36105 | 9.88 | 1 | 2018-12-31 | 2019-12-31 | 365 | 11.3206 | 11 | 0.32058
36129 | 8.58 | 1 | 2018-12-31 | 2019-12-31 | 365 | 9.831 | 9 | 0.83103
36130 | 6.75 | 1 | 2018-12-31 | 2019-12-31 | 365 | 7.7342 | 7 | 0.7342
36134 | 14.025 | 1 | 2018-12-31 | 2019-12-31 | 365 | 16.07 | 16 | 0.069957
36137 | 2.805 | 1 | 2018-12-31 | 2019-12-31 | 365 | 3.214 | 3 | 0.21399
36139 | 4.68 | 1 | 2018-12-31 | 2019-12-31 | 365 | 5.3624 | 5 | 0.36238
36141 | 8.06 | 1 | 2018-12-31 | 2019-12-31 | 365 | 9.2352 | 9 | 0.23521
36145 | 4.16 | 1 | 2018-12-31 | 2019-12-31 | 365 | 4.7666 | 4 | 0.76656
36146 | 6.21 | 1 | 2018-12-31 | 2019-12-31 | 365 | 7.1155 | 7 | 0.11547
36149 | 2.34 | 1 | 2018-12-31 | 2019-12-31 | 365 | 2.6812 | 2 | 0.68119
36150 | 4.94 | 1 | 2018-12-31 | 2019-12-31 | 365 | 5.6603 | 5 | 0.66029
36153 | 7.02 | 1 | 2018-12-31 | 2019-12-31 | 365 | 8.0436 | 8 | 0.043572
36154 | 6.5 | 1 | 2018-12-31 | 2019-12-31 | 365 | 7.4478 | 7 | 0.44775
36156 | 3.9 | 1 | 2018-12-31 | 2019-12-31 | 365 | 4.4687 | 4 | 0.46865
36164 | 5.98 | 1 | 2018-12-31 | 2019-12-31 | 365 | 6.8519 | 6 | 0.85193
36165 | 13.26 | 1 | 2018-12-31 | 2019-12-31 | 365 | 15.1934 | 15 | 0.19341
36167 | 5.2 | 1 | 2018-12-31 | 2019-12-31 | 365 | 5.9582 | 5 | 0.9582
36169 | 11.96 | 1 | 2018-12-31 | 2019-12-31 | 365 | 13.7039 | 13 | 0.70386
36168 | 9.435 | 1 | 2018-12-31 | 2019-12-31 | 365 | 10.8107 | 10 | 0.8107
36231 | 8.32 | 1 | 2018-12-31 | 2019-12-31 | 365 | 9.5331 | 9 | 0.53312
36234 | 10.14 | 1 | 2018-12-31 | 2019-12-31 | 365 | 11.6185 | 11 | 0.61849
36290 | 5.2 | 1 | 2018-12-31 | 2019-12-31 | 365 | 5.9582 | 5 | 0.9582
36235 | 7.8 | 1 | 2018-12-31 | 2019-12-31 | 365 | 8.9373 | 8 | 0.9373
36243 | 6.76 | 1 | 2018-12-31 | 2019-12-31 | 365 | 7.7457 | 7 | 0.74566
35902 | 9.88 | 1 | 2018-12-31 | 2019-12-31 | 365 | 11.3206 | 11 | 0.32058
35870 | 10.6 | 1 | 2018-12-31 | 2019-12-31 | 365 | 12.1456 | 12 | 0.14556
35928 | 6.24 | 1 | 2018-12-31 | 2019-12-31 | 365 | 7.1498 | 7 | 0.14984
35932 | 3.06 | 1 | 2018-12-31 | 2019-12-31 | 365 | 3.5062 | 3 | 0.50617
37005 | 6 | 1 | 2018-12-31 | 2019-12-31 | 365 | 6.8748 | 6 | 0.87485
35433 | 5.46 | 1 | 2018-12-31 | 2019-12-31 | 365 | 6.2561 | 6 | 0.25611
36297 | 8.58 | 1 | 2018-12-31 | 2019-12-31 | 365 | 9.831 | 9 | 0.83103
36306 | 9.36 | 1 | 2018-12-31 | 2019-12-31 | 365 | 10.7248 | 10 | 0.72476
36309 | 8.84 | 1 | 2018-12-31 | 2019-12-31 | 365 | 10.1289 | 10 | 0.12894
36316 | 5.2 | 1 | 2018-12-31 | 2019-12-31 | 365 | 5.9582 | 5 | 0.9582
36310 | 8.06 | 1 | 2018-12-31 | 2019-12-31 | 365 | 9.2352 | 9 | 0.23521
36881 | 6.24 | 1 | 2018-12-31 | 2019-12-31 | 365 | 7.1498 | 7 | 0.14984
36929 | 4.16 | 1 | 2018-12-31 | 2019-12-31 | 365 | 4.7666 | 4 | 0.76656
36946 | 3.9 | 1 | 2018-12-31 | 2019-12-31 | 365 | 4.4687 | 4 | 0.46865
36951 | 4.16 | 1 | 2018-12-31 | 2019-12-31 | 365 | 4.7666 | 4 | 0.76656
36998 | 4.16 | 1 | 2018-12-31 | 2019-12-31 | 365 | 4.7666 | 4 | 0.76656
37024 | 11 | 1 | 2018-12-31 | 2019-12-31 | 365 | 12.6039 | 12 | 0.60389
32819 | 10.66 | 1 | 2018-12-31 | 2019-12-31 | 365 | 12.2143 | 12 | 0.21431
34669 | 7.02 | 1 | 2018-12-31 | 2019-12-31 | 365 | 8.0436 | 8 | 0.043572
33512 | 5.67 | 1 | 2018-12-31 | 2019-12-31 | 365 | 6.4967 | 6 | 0.49673
30770 | 9.1 | 1 | 2018-12-31 | 2019-12-31 | 365 | 10.4269 | 10 | 0.42685
37092 | 14.04 | 1 | 2018-12-31 | 2019-12-31 | 365 | 16.0871 | 16 | 0.087144
37082 | 4.08 | 1 | 2018-12-31 | 2019-12-31 | 365 | 4.6749 | 4 | 0.6749
37099 | 5.2 | 1 | 2018-12-31 | 2019-12-31 | 365 | 5.9582 | 5 | 0.9582
37094 | 3.38 | 1 | 2018-12-31 | 2019-12-31 | 365 | 3.8728 | 3 | 0.87283
37105 | 10.4 | 1 | 2018-12-31 | 2019-12-31 | 365 | 11.9164 | 11 | 0.9164
36599 | 6.24 | 1 | 2018-12-31 | 2019-12-31 | 365 | 7.1498 | 7 | 0.14984
36603 | 6.89 | 1 | 2018-12-31 | 2019-12-31 | 365 | 7.8946 | 7 | 0.89462
36622 | 11.44 | 1 | 2018-12-31 | 2019-12-31 | 365 | 13.108 | 13 | 0.10804
36618 | 6.375 | 1 | 2018-12-31 | 2019-12-31 | 365 | 7.3045 | 7 | 0.30453
36636 | 3.18 | 1 | 2018-12-31 | 2019-12-31 | 365 | 3.6437 | 3 | 0.64367
36510 | 6.76 | 1 | 2018-12-31 | 2019-12-31 | 365 | 7.7457 | 7 | 0.74566
36046 | 7.28 | 1 | 2018-12-31 | 2019-12-31 | 365 | 8.3415 | 8 | 0.34148
36602 | 6.76 | 1 | 2018-12-31 | 2019-12-31 | 365 | 7.7457 | 7 | 0.74566
36927 | 6.76 | 1 | 2018-12-31 | 2019-12-31 | 365 | 7.7457 | 7 | 0.74566
36648 | 4.68 | 1 | 2018-12-31 | 2019-12-31 | 365 | 5.3624 | 5 | 0.36238
36913 | 9.88 | 1 | 2018-12-31 | 2019-12-31 | 365 | 11.3206 | 11 | 0.32058
36843 | 12.74 | 1 | 2018-12-31 | 2019-12-31 | 365 | 14.5976 | 14 | 0.59759
36662 | 3.9 | 1 | 2018-12-31 | 2019-12-31 | 365 | 4.4687 | 4 | 0.46865
36860 | 10.14 | 1 | 2018-12-31 | 2019-12-31 | 365 | 11.6185 | 11 | 0.61849
36840 | 8.58 | 1 | 2018-12-31 | 2019-12-31 | 365 | 9.831 | 9 | 0.83103
35396 | 7.155 | 1 | 2018-12-31 | 2019-12-31 | 365 | 8.1983 | 8 | 0.19826
36769 | 7.54 | 1 | 2018-12-31 | 2019-12-31 | 365 | 8.6394 | 8 | 0.63939
36712 | 5.98 | 1 | 2018-12-31 | 2019-12-31 | 365 | 6.8519 | 6 | 0.85193
36606 | 5.2 | 1 | 2018-12-31 | 2019-12-31 | 365 | 5.9582 | 5 | 0.9582
36589 | 7.54 | 1 | 2018-12-31 | 2019-12-31 | 365 | 8.6394 | 8 | 0.63939
36559 | 8.58 | 1 | 2018-12-31 | 2019-12-31 | 365 | 9.831 | 9 | 0.83103
36630 | 4.68 | 1 | 2018-12-31 | 2019-12-31 | 365 | 5.3624 | 5 | 0.36238
30431 | 9.1 | 1 | 2018-12-31 | 2019-12-31 | 365 | 10.4269 | 10 | 0.42685
30335 | 7.54 | 1 | 2018-12-31 | 2019-12-31 | 365 | 8.6394 | 8 | 0.63939
37213 | 7.28 | 1 | 2018-12-31 | 2019-12-31 | 365 | 8.3415 | 8 | 0.34148
37225 | 11.18 | 1 | 2018-12-31 | 2019-12-31 | 365 | 12.8101 | 12 | 0.81013
36830 | 7.95 | 1 | 2018-12-31 | 2019-12-31 | 365 | 9.1092 | 9 | 0.10917
36704 | 8.32 | 1 | 2018-12-31 | 2019-12-31 | 365 | 9.5331 | 9 | 0.53312
36721 | 7.8 | 1 | 2018-12-31 | 2019-12-31 | 365 | 8.9373 | 8 | 0.9373
36752 | 4.16 | 1 | 2018-12-31 | 2019-12-31 | 365 | 4.7666 | 4 | 0.76656
36773 | 5.72 | 1 | 2018-12-31 | 2019-12-31 | 365 | 6.554 | 6 | 0.55402
36878 | 11.44 | 1 | 2018-12-31 | 2019-12-31 | 365 | 13.108 | 13 | 0.10804
36889 | 6.76 | 1 | 2018-12-31 | 2019-12-31 | 365 | 7.7457 | 7 | 0.74566
37238 | 3.9 | 1 | 2018-12-31 | 2019-12-31 | 365 | 4.4687 | 4 | 0.46865
36508 | 5.72 | 1 | 2018-12-31 | 2019-12-31 | 365 | 6.554 | 6 | 0.55402
34664 | 8.32 | 1 | 2018-12-31 | 2019-12-31 | 365 | 9.5331 | 9 | 0.53312
36554 | 8.58 | 1 | 2018-12-31 | 2019-12-31 | 365 | 9.831 | 9 | 0.83103
36555 | 2.86 | 1 | 2018-12-31 | 2019-12-31 | 365 | 3.277 | 3 | 0.27701
36585 | 3.64 | 1 | 2018-12-31 | 2019-12-31 | 365 | 4.1707 | 4 | 0.17074
36590 | 4.77 | 1 | 2018-12-31 | 2019-12-31 | 365 | 5.4655 | 5 | 0.4655
36591 | 5.98 | 1 | 2018-12-31 | 2019-12-31 | 365 | 6.8519 | 6 | 0.85193
36592 | 2.65 | 1 | 2018-12-31 | 2019-12-31 | 365 | 3.0364 | 3 | 0.036391
36593 | 5.2 | 1 | 2018-12-31 | 2019-12-31 | 365 | 5.9582 | 5 | 0.9582
37255 | 5.035 | 1 | 2018-12-31 | 2019-12-31 | 365 | 5.7691 | 5 | 0.76914
37287 | 7.8 | 1 | 2018-12-31 | 2019-12-31 | 365 | 8.9373 | 8 | 0.9373
37276 | 8.925 | 1 | 2018-12-31 | 2019-12-31 | 365 | 10.2263 | 10 | 0.22634
37285 | 5.46 | 1 | 2018-12-31 | 2019-12-31 | 365 | 6.2561 | 6 | 0.25611
37290 | 2.55 | 1 | 2018-12-31 | 2019-12-31 | 365 | 2.9218 | 2 | 0.92181
37296 | 6.48 | 1 | 2018-12-31 | 2019-12-31 | 365 | 7.4248 | 7 | 0.42484
37300 | 7.95 | 1 | 2018-12-31 | 2019-12-31 | 365 | 9.1092 | 9 | 0.10917
37304 | 3.9 | 1 | 2018-12-31 | 2019-12-31 | 365 | 4.4687 | 4 | 0.46865
37305 | 3.38 | 1 | 2018-12-31 | 2019-12-31 | 365 | 3.8728 | 3 | 0.87283
36323 | 6.89 | 1 | 2018-12-31 | 2019-12-31 | 365 | 7.8946 | 7 | 0.89462
37311 | 6.5 | 1 | 2018-12-31 | 2019-12-31 | 365 | 7.4478 | 7 | 0.44775
37323 | 5.72 | 1 | 2018-12-31 | 2019-12-31 | 365 | 6.554 | 6 | 0.55402
36308 | 4.59 | 1 | 2018-12-31 | 2019-12-31 | 365 | 5.2593 | 5 | 0.25926
37331 | 10.4 | 1 | 2018-12-31 | 2019-12-31 | 365 | 11.9164 | 11 | 0.9164
36474 | 11.13 | 1 | 2018-12-31 | 2019-12-31 | 365 | 12.7528 | 12 | 0.75284
37340 | 5.565 | 1 | 2018-12-31 | 2019-12-31 | 365 | 6.3764 | 6 | 0.37642
36480 | 10.4 | 1 | 2018-12-31 | 2019-12-31 | 365 | 11.9164 | 11 | 0.9164
36324 | 5.46 | 1 | 2018-12-31 | 2019-12-31 | 365 | 6.2561 | 6 | 0.25611
36326 | 11.96 | 1 | 2018-12-31 | 2019-12-31 | 365 | 13.7039 | 13 | 0.70386
36329 | 8.58 | 1 | 2018-12-31 | 2019-12-31 | 365 | 9.831 | 9 | 0.83103
36334 | 8.67 | 1 | 2018-12-31 | 2019-12-31 | 365 | 9.9342 | 9 | 0.93416
36330 | 9.36 | 1 | 2018-12-31 | 2019-12-31 | 365 | 10.7248 | 10 | 0.72476
36338 | 10.14 | 1 | 2018-12-31 | 2019-12-31 | 365 | 11.6185 | 11 | 0.61849
37376 | 7.54 | 1 | 2018-12-31 | 2019-12-31 | 365 | 8.6394 | 8 | 0.63939
36339 | 7.8 | 1 | 2018-12-31 | 2019-12-31 | 365 | 8.9373 | 8 | 0.9373
36341 | 8.67 | 1 | 2018-12-31 | 2019-12-31 | 365 | 9.9342 | 9 | 0.93416
35010 | 4.94 | 1 | 2018-12-31 | 2019-12-31 | 365 | 5.6603 | 5 | 0.66029
36347 | 3.12 | 1 | 2018-12-31 | 2019-12-31 | 365 | 3.5749 | 3 | 0.57492
36361 | 11.13 | 1 | 2018-12-31 | 2019-12-31 | 365 | 12.7528 | 12 | 0.75284
36357 | 9.805 | 1 | 2018-12-31 | 2019-12-31 | 365 | 11.2346 | 11 | 0.23465
36354 | 5.72 | 1 | 2018-12-31 | 2019-12-31 | 365 | 6.554 | 6 | 0.55402
36352 | 2.6 | 1 | 2018-12-31 | 2019-12-31 | 365 | 2.9791 | 2 | 0.9791
35367 | 5.72 | 1 | 2018-12-31 | 2019-12-31 | 365 | 6.554 | 6 | 0.55402
36350 | 5.72 | 1 | 2018-12-31 | 2019-12-31 | 365 | 6.554 | 6 | 0.55402
36366 | 7.8 | 1 | 2018-12-31 | 2019-12-31 | 365 | 8.9373 | 8 | 0.9373
36371 | 5.98 | 1 | 2018-12-31 | 2019-12-31 | 365 | 6.8519 | 6 | 0.85193
36376 | 8.06 | 1 | 2018-12-31 | 2019-12-31 | 365 | 9.2352 | 9 | 0.23521
36373 | 4.68 | 1 | 2018-12-31 | 2019-12-31 | 365 | 5.3624 | 5 | 0.36238
36379 | 3.12 | 1 | 2018-12-31 | 2019-12-31 | 365 | 3.5749 | 3 | 0.57492
36377 | 6.89 | 1 | 2018-12-31 | 2019-12-31 | 365 | 7.8946 | 7 | 0.89462
37448 | 5.565 | 1 | 2018-12-31 | 2019-12-31 | 365 | 6.3764 | 6 | 0.37642
36384 | 5.98 | 1 | 2018-12-31 | 2019-12-31 | 365 | 6.8519 | 6 | 0.85193
37449 | 7.8 | 1 | 2018-12-31 | 2019-12-31 | 365 | 8.9373 | 8 | 0.9373
37450 | 3.12 | 1 | 2018-12-31 | 2019-12-31 | 365 | 3.5749 | 3 | 0.57492
36390 | 9.36 | 1 | 2018-12-31 | 2019-12-31 | 365 | 10.7248 | 10 | 0.72476
37452 | 14.04 | 1 | 2018-12-31 | 2019-12-31 | 365 | 16.0871 | 16 | 0.087144
36388 | 7.8 | 1 | 2018-12-31 | 2019-12-31 | 365 | 8.9373 | 8 | 0.9373
37455 | 3.38 | 1 | 2018-12-31 | 2019-12-31 | 365 | 3.8728 | 3 | 0.87283
36398 | 6.24 | 1 | 2018-12-31 | 2019-12-31 | 365 | 7.1498 | 7 | 0.14984
37456 | 6.375 | 1 | 2018-12-31 | 2019-12-31 | 365 | 7.3045 | 7 | 0.30453
36402 | 5.46 | 1 | 2018-12-31 | 2019-12-31 | 365 | 6.2561 | 6 | 0.25611
37472 | 2.08 | 1 | 2018-12-31 | 2019-12-31 | 365 | 2.3833 | 2 | 0.38328
36410 | 5.46 | 1 | 2018-12-31 | 2019-12-31 | 365 | 6.2561 | 6 | 0.25611
36409 | 5.61 | 1 | 2018-12-31 | 2019-12-31 | 365 | 6.428 | 6 | 0.42798
36427 | 9.36 | 1 | 2018-12-31 | 2019-12-31 | 365 | 10.7248 | 10 | 0.72476
36442 | 13.26 | 1 | 2018-12-31 | 2019-12-31 | 365 | 15.1934 | 15 | 0.19341
36449 | 11.985 | 1 | 2018-12-31 | 2019-12-31 | 365 | 13.7325 | 13 | 0.73251
37640 | 11.395 | 1 | 2018-12-31 | 2019-12-31 | 365 | 13.0565 | 13 | 0.056482
37081 | 5.46 | 1 | 2018-12-31 | 2019-12-31 | 365 | 6.2561 | 6 | 0.25611
37641 | 4.68 | 1 | 2018-12-31 | 2019-12-31 | 365 | 5.3624 | 5 | 0.36238
37473 | 6.24 | 1 | 2018-12-31 | 2019-12-31 | 365 | 7.1498 | 7 | 0.14984
37474 | 8.06 | 1 | 2018-12-31 | 2019-12-31 | 365 | 9.2352 | 9 | 0.23521
37475 | 5.46 | 1 | 2018-12-31 | 2019-12-31 | 365 | 6.2561 | 6 | 0.25611
37644 | 9.88 | 1 | 2018-12-31 | 2019-12-31 | 365 | 11.3206 | 11 | 0.32058
37476 | 12.22 | 1 | 2018-12-31 | 2019-12-31 | 365 | 14.0018 | 14 | 0.0017738
37645 | 11.44 | 1 | 2018-12-31 | 2019-12-31 | 365 | 13.108 | 13 | 0.10804
37477 | 2.34 | 1 | 2018-12-31 | 2019-12-31 | 365 | 2.6812 | 2 | 0.68119
37646 | 7.28 | 1 | 2018-12-31 | 2019-12-31 | 365 | 8.3415 | 8 | 0.34148
37647 | 8.06 | 1 | 2018-12-31 | 2019-12-31 | 365 | 9.2352 | 9 | 0.23521
37478 | 8.84 | 1 | 2018-12-31 | 2019-12-31 | 365 | 10.1289 | 10 | 0.12894
36425 | 4.68 | 1 | 2018-12-31 | 2019-12-31 | 365 | 5.3624 | 5 | 0.36238
36452 | 7.8 | 1 | 2018-12-31 | 2019-12-31 | 365 | 8.9373 | 8 | 0.9373
37480 | 15.08 | 1 | 2018-12-31 | 2019-12-31 | 365 | 17.2788 | 17 | 0.27878
37479 | 11.44 | 1 | 2018-12-31 | 2019-12-31 | 365 | 13.108 | 13 | 0.10804
36457 | 5.2 | 1 | 2018-12-31 | 2019-12-31 | 365 | 5.9582 | 5 | 0.9582
37481 | 2.34 | 1 | 2018-12-31 | 2019-12-31 | 365 | 2.6812 | 2 | 0.68119
37482 | 7.54 | 1 | 2018-12-31 | 2019-12-31 | 365 | 8.6394 | 8 | 0.63939
37483 | 6.5 | 1 | 2018-12-31 | 2019-12-31 | 365 | 7.4478 | 7 | 0.44775
37484 | 2.08 | 1 | 2018-12-31 | 2019-12-31 | 365 | 2.3833 | 2 | 0.38328
37485 | 8.58 | 1 | 2018-12-31 | 2019-12-31 | 365 | 9.831 | 9 | 0.83103
37486 | 12.74 | 1 | 2018-12-31 | 2019-12-31 | 365 | 14.5976 | 14 | 0.59759
37487 | 7.02 | 1 | 2018-12-31 | 2019-12-31 | 365 | 8.0436 | 8 | 0.043572
37488 | 5.46 | 1 | 2018-12-31 | 2019-12-31 | 365 | 6.2561 | 6 | 0.25611
37932 | 8.58 | 1 | 2018-12-31 | 2019-12-31 | 365 | 9.831 | 9 | 0.83103
37489 | 14.3 | 1 | 2018-12-31 | 2019-12-31 | 365 | 16.3851 | 16 | 0.38505
37948 | 13.52 | 1 | 2018-12-31 | 2019-12-31 | 365 | 15.4913 | 15 | 0.49132
37490 | 12.22 | 1 | 2018-12-31 | 2019-12-31 | 365 | 14.0018 | 14 | 0.0017738
37944 | 10.335 | 1 | 2018-12-31 | 2019-12-31 | 365 | 11.8419 | 11 | 0.84193
37962 | 6.24 | 1 | 2018-12-31 | 2019-12-31 | 365 | 7.1498 | 7 | 0.14984
37491 | 6.76 | 1 | 2018-12-31 | 2019-12-31 | 365 | 7.7457 | 7 | 0.74566
37493 | 7.54 | 1 | 2018-12-31 | 2019-12-31 | 365 | 8.6394 | 8 | 0.63939
37494 | 5.98 | 1 | 2018-12-31 | 2019-12-31 | 365 | 6.8519 | 6 | 0.85193
37966 | 6.625 | 1 | 2018-12-31 | 2019-12-31 | 365 | 7.591 | 7 | 0.59098
36552 | 5.2 | 1 | 2018-12-31 | 2019-12-31 | 365 | 5.9582 | 5 | 0.9582
37492 | 7.8 | 1 | 2018-12-31 | 2019-12-31 | 365 | 8.9373 | 8 | 0.9373
37495 | 9.36 | 1 | 2018-12-31 | 2019-12-31 | 365 | 10.7248 | 10 | 0.72476
37496 | 11.7 | 1 | 2018-12-31 | 2019-12-31 | 365 | 13.406 | 13 | 0.40595
37498 | 4.335 | 1 | 2018-12-31 | 2019-12-31 | 365 | 4.9671 | 4 | 0.96708
37497 | 9.62 | 1 | 2018-12-31 | 2019-12-31 | 365 | 11.0227 | 11 | 0.022673
37499 | 11.13 | 1 | 2018-12-31 | 2019-12-31 | 365 | 12.7528 | 12 | 0.75284
37500 | 8.16 | 1 | 2018-12-31 | 2019-12-31 | 365 | 9.3498 | 9 | 0.34979
37501 | 3.64 | 1 | 2018-12-31 | 2019-12-31 | 365 | 4.1707 | 4 | 0.17074
37502 | 3.9 | 1 | 2018-12-31 | 2019-12-31 | 365 | 4.4687 | 4 | 0.46865
37503 | 6.885 | 1 | 2018-12-31 | 2019-12-31 | 365 | 7.8889 | 7 | 0.88889
38106 | 15.34 | 1 | 2018-12-31 | 2019-12-31 | 365 | 17.5767 | 17 | 0.57669
35609 | 2.86 | 1 | 2018-12-31 | 2019-12-31 | 365 | 3.277 | 3 | 0.27701
38381 | 4.94 | 1 | 2018-12-31 | 2019-12-31 | 365 | 5.6603 | 5 | 0.66029
38402 | 10.66 | 1 | 2018-12-31 | 2019-12-31 | 365 | 12.2143 | 12 | 0.21431
38434 | 4.94 | 1 | 2018-12-31 | 2019-12-31 | 365 | 5.6603 | 5 | 0.66029
38456 | 9.62 | 1 | 2018-12-31 | 2019-12-31 | 365 | 11.0227 | 11 | 0.022673
38497 | 10.14 | 1 | 2018-12-31 | 2019-12-31 | 365 | 11.6185 | 11 | 0.61849
38506 | 4.68 | 1 | 2018-12-31 | 2019-12-31 | 365 | 5.3624 | 5 | 0.36238
40155 | 5.98 | 1 | 2018-12-31 | 2019-12-31 | 365 | 6.8519 | 6 | 0.85193
36847 | 9.54 | 1 | 2018-12-31 | 2019-12-31 | 365 | 10.931 | 10 | 0.93101
36916 | 5.2 | 1 | 2018-12-31 | 2019-12-31 | 365 | 5.9582 | 5 | 0.9582
40201 | 7.83 | 1 | 2018-12-31 | 2019-12-31 | 365 | 8.9717 | 8 | 0.97168
40334 | 13.26 | 1 | 2018-12-31 | 2019-12-31 | 365 | 15.1934 | 15 | 0.19341
40358 | 5.46 | 1 | 2018-12-31 | 2019-12-31 | 365 | 6.2561 | 6 | 0.25611
40379 | 12.24 | 1 | 2018-12-31 | 2019-12-31 | 365 | 14.0247 | 14 | 0.02469
39478 | 2.86 | 1 | 2018-12-31 | 2019-12-31 | 365 | 3.277 | 3 | 0.27701
39526 | 2.04 | 1 | 2018-12-31 | 2019-12-31 | 365 | 2.3374 | 2 | 0.33745
39611 | 3.64 | 1 | 2018-12-31 | 2019-12-31 | 365 | 4.1707 | 4 | 0.17074
39744 | 2.6 | 1 | 2018-12-31 | 2019-12-31 | 365 | 2.9791 | 2 | 0.9791
39746 | 7.65 | 1 | 2018-12-31 | 2019-12-31 | 365 | 8.7654 | 8 | 0.76543
39749 | 7.14 | 1 | 2018-12-31 | 2019-12-31 | 365 | 8.1811 | 8 | 0.18107
39755 | 4.42 | 1 | 2018-12-31 | 2019-12-31 | 365 | 5.0645 | 5 | 0.064471
39762 | 2.65 | 1 | 2018-12-31 | 2019-12-31 | 365 | 3.0364 | 3 | 0.036391
39764 | 3.445 | 1 | 2018-12-31 | 2019-12-31 | 365 | 3.9473 | 3 | 0.94731
39768 | 4.68 | 1 | 2018-12-31 | 2019-12-31 | 365 | 5.3624 | 5 | 0.36238
39774 | 11.925 | 1 | 2018-12-31 | 2019-12-31 | 365 | 13.6638 | 13 | 0.66376
39776 | 5.2 | 1 | 2018-12-31 | 2019-12-31 | 365 | 5.9582 | 5 | 0.9582
39779 | 7.65 | 1 | 2018-12-31 | 2019-12-31 | 365 | 8.7654 | 8 | 0.76543
39783 | 9.945 | 1 | 2018-12-31 | 2019-12-31 | 365 | 11.3951 | 11 | 0.39506
39786 | 7.28 | 1 | 2018-12-31 | 2019-12-31 | 365 | 8.3415 | 8 | 0.34148
39790 | 4.68 | 1 | 2018-12-31 | 2019-12-31 | 365 | 5.3624 | 5 | 0.36238
39798 | 6.24 | 1 | 2018-12-31 | 2019-12-31 | 365 | 7.1498 | 7 | 0.14984
39804 | 6.5 | 1 | 2018-12-31 | 2019-12-31 | 365 | 7.4478 | 7 | 0.44775
39811 | 5.98 | 1 | 2018-12-31 | 2019-12-31 | 365 | 6.8519 | 6 | 0.85193
39814 | 6.24 | 1 | 2018-12-31 | 2019-12-31 | 365 | 7.1498 | 7 | 0.14984
39821 | 10.92 | 1 | 2018-12-31 | 2019-12-31 | 365 | 12.5122 | 12 | 0.51222
39836 | 5.46 | 1 | 2018-12-31 | 2019-12-31 | 365 | 6.2561 | 6 | 0.25611
39842 | 9.36 | 1 | 2018-12-31 | 2019-12-31 | 365 | 10.7248 | 10 | 0.72476
39863 | 8.58 | 1 | 2018-12-31 | 2019-12-31 | 365 | 9.831 | 9 | 0.83103
39873 | 4.42 | 1 | 2018-12-31 | 2019-12-31 | 365 | 5.0645 | 5 | 0.064471
39876 | 5.865 | 1 | 2018-12-31 | 2019-12-31 | 365 | 6.7202 | 6 | 0.72016
39889 | 4.42 | 1 | 2018-12-31 | 2019-12-31 | 365 | 5.0645 | 5 | 0.064471
39887 | 8.06 | 1 | 2018-12-31 | 2019-12-31 | 365 | 9.2352 | 9 | 0.23521
39890 | 11.7 | 1 | 2018-12-31 | 2019-12-31 | 365 | 13.406 | 13 | 0.40595
39901 | 7.28 | 1 | 2018-12-31 | 2019-12-31 | 365 | 8.3415 | 8 | 0.34148
39950 | 4.94 | 1 | 2018-12-31 | 2019-12-31 | 365 | 5.6603 | 5 | 0.66029
37325 | 4.16 | 1 | 2018-12-31 | 2019-12-31 | 365 | 4.7666 | 4 | 0.76656
39924 | 5.72 | 1 | 2018-12-31 | 2019-12-31 | 365 | 6.554 | 6 | 0.55402
39976 | 6.76 | 1 | 2018-12-31 | 2019-12-31 | 365 | 7.7457 | 7 | 0.74566
39978 | 8.06 | 1 | 2018-12-31 | 2019-12-31 | 365 | 9.2352 | 9 | 0.23521
40042 | 5.72 | 1 | 2018-12-31 | 2019-12-31 | 365 | 6.554 | 6 | 0.55402
40063 | 11.7 | 1 | 2018-12-31 | 2019-12-31 | 365 | 13.406 | 13 | 0.40595
40115 | 5.2 | 1 | 2018-12-31 | 2019-12-31 | 365 | 5.9582 | 5 | 0.9582
36855 | 8.32 | 1 | 2018-12-31 | 2019-12-31 | 365 | 9.5331 | 9 | 0.53312
40505 | 6.5 | 1 | 2018-12-31 | 2019-12-31 | 365 | 7.4478 | 7 | 0.44775
40567 | 4.68 | 1 | 2018-12-31 | 2019-12-31 | 365 | 5.3624 | 5 | 0.36238
40639 | 14.04 | 1 | 2018-12-31 | 2019-12-31 | 365 | 16.0871 | 16 | 0.087144
40496 | 12.74 | 1 | 2018-12-31 | 2019-12-31 | 365 | 14.5976 | 14 | 0.59759
40773 | 10.2 | 1 | 2018-12-31 | 2019-12-31 | 365 | 11.6872 | 11 | 0.68724
40940 | 8.32 | 1 | 2018-12-31 | 2019-12-31 | 365 | 9.5331 | 9 | 0.53312
40953 | 9.88 | 1 | 2018-12-31 | 2019-12-31 | 365 | 11.3206 | 11 | 0.32058
40963 | 8.06 | 1 | 2018-12-31 | 2019-12-31 | 365 | 9.2352 | 9 | 0.23521
40774 | 10.66 | 1 | 2018-12-31 | 2019-12-31 | 365 | 12.2143 | 12 | 0.21431
40778 | 7.02 | 1 | 2018-12-31 | 2019-12-31 | 365 | 8.0436 | 8 | 0.043572
40784 | 8.32 | 1 | 2018-12-31 | 2019-12-31 | 365 | 9.5331 | 9 | 0.53312
40788 | 9.36 | 1 | 2018-12-31 | 2019-12-31 | 365 | 10.7248 | 10 | 0.72476
40789 | 8.58 | 1 | 2018-12-31 | 2019-12-31 | 365 | 9.831 | 9 | 0.83103
40790 | 7.54 | 1 | 2018-12-31 | 2019-12-31 | 365 | 8.6394 | 8 | 0.63939
40791 | 7.54 | 1 | 2018-12-31 | 2019-12-31 | 365 | 8.6394 | 8 | 0.63939
40792 | 5.2 | 1 | 2018-12-31 | 2019-12-31 | 365 | 5.9582 | 5 | 0.9582
40793 | 11.7 | 1 | 2018-12-31 | 2019-12-31 | 365 | 13.406 | 13 | 0.40595
40794 | 13.52 | 1 | 2018-12-31 | 2019-12-31 | 365 | 15.4913 | 15 | 0.49132
40795 | 11.96 | 1 | 2018-12-31 | 2019-12-31 | 365 | 13.7039 | 13 | 0.70386
40798 | 5.98 | 1 | 2018-12-31 | 2019-12-31 | 365 | 6.8519 | 6 | 0.85193
40800 | 12.48 | 1 | 2018-12-31 | 2019-12-31 | 365 | 14.2997 | 14 | 0.29968
40357 | 6.12 | 1 | 2018-12-31 | 2019-12-31 | 365 | 7.0123 | 7 | 0.012345
40320 | 6.76 | 1 | 2018-12-31 | 2019-12-31 | 365 | 7.7457 | 7 | 0.74566
39931 | 8.84 | 1 | 2018-12-31 | 2019-12-31 | 365 | 10.1289 | 10 | 0.12894
35156 | 122.2 | 0.9 | 2018-12-31 | 2019-12-31 | 365 | 126.016 | 126 | 0.015964
35270 | 561.2 | 0.9 | 2018-12-31 | 2019-12-31 | 365 | 578.7247 | 578 | 0.7247
38553 | 6.885 | 1 | 2018-12-31 | 2019-12-31 | 365 | 7.8889 | 7 | 0.88889
35267 | 417.24 | 0.9 | 2018-12-31 | 2019-12-31 | 365 | 430.2692 | 430 | 0.26924
36623 | 4.68 | 1 | 2018-12-31 | 2019-12-31 | 365 | 5.3624 | 5 | 0.36238
40654 | 4.59 | 1 | 2018-12-31 | 2019-12-31 | 365 | 5.2593 | 5 | 0.25926
39556 | 7.02 | 1 | 2018-12-31 | 2019-12-31 | 365 | 8.0436 | 8 | 0.043572
39789 | 3.9 | 1 | 2018-12-31 | 2019-12-31 | 365 | 4.4687 | 4 | 0.46865
39844 | 8.58 | 1 | 2018-12-31 | 2019-12-31 | 365 | 9.831 | 9 | 0.83103
39823 | 8.06 | 1 | 2018-12-31 | 2019-12-31 | 365 | 9.2352 | 9 | 0.23521
39854 | 7.8 | 1 | 2018-12-31 | 2019-12-31 | 365 | 8.9373 | 8 | 0.9373
40299 | 7.28 | 1 | 2018-12-31 | 2019-12-31 | 365 | 8.3415 | 8 | 0.34148
40611 | 11.7 | 1 | 2018-12-31 | 2019-12-31 | 365 | 13.406 | 13 | 0.40595
40582 | 7.54 | 1 | 2018-12-31 | 2019-12-31 | 365 | 8.6394 | 8 | 0.63939
40549 | 5.355 | 1 | 2018-12-31 | 2019-12-31 | 365 | 6.1358 | 6 | 0.1358
40453 | 9.1 | 1 | 2018-12-31 | 2019-12-31 | 365 | 10.4269 | 10 | 0.42685
40508 | 8.415 | 1 | 2018-12-31 | 2019-12-31 | 365 | 9.642 | 9 | 0.64197
40420 | 5.98 | 1 | 2018-12-31 | 2019-12-31 | 365 | 6.8519 | 6 | 0.85193
40397 | 14.04 | 1 | 2018-12-31 | 2019-12-31 | 365 | 16.0871 | 16 | 0.087144
31076 | 7.02 | 1 | 2018-12-31 | 2019-12-31 | 365 | 8.0436 | 8 | 0.043572
41698 | 14.04 | 1 | 2018-12-31 | 2019-12-31 | 365 | 16.0871 | 16 | 0.087144
41716 | 6.375 | 1 | 2018-12-31 | 2019-12-31 | 365 | 7.3045 | 7 | 0.30453
41664 | 6.24 | 1 | 2018-12-31 | 2019-12-31 | 365 | 7.1498 | 7 | 0.14984
41681 | 3.9 | 1 | 2018-12-31 | 2019-12-31 | 365 | 4.4687 | 4 | 0.46865
41739 | 2.34 | 1 | 2018-12-31 | 2019-12-31 | 365 | 2.6812 | 2 | 0.68119
42349 | 7.02 | 1 | 2018-12-31 | 2019-12-31 | 365 | 8.0436 | 8 | 0.043572
42361 | 3.38 | 1 | 2018-12-31 | 2019-12-31 | 365 | 3.8728 | 3 | 0.87283
42366 | 5.72 | 1 | 2018-12-31 | 2019-12-31 | 365 | 6.554 | 6 | 0.55402
42378 | 10.4 | 1 | 2018-12-31 | 2019-12-31 | 365 | 11.9164 | 11 | 0.9164
42373 | 7.54 | 1 | 2018-12-31 | 2019-12-31 | 365 | 8.6394 | 8 | 0.63939
41783 | 8.415 | 1 | 2018-12-31 | 2019-12-31 | 365 | 9.642 | 9 | 0.64197
41802 | 3.9 | 1 | 2018-12-31 | 2019-12-31 | 365 | 4.4687 | 4 | 0.46865
41881 | 11.475 | 1 | 2018-12-31 | 2019-12-31 | 365 | 13.1481 | 13 | 0.14815
41913 | 2.08 | 1 | 2018-12-31 | 2019-12-31 | 365 | 2.3833 | 2 | 0.38328
42397 | 7.02 | 1 | 2018-12-31 | 2019-12-31 | 365 | 8.0436 | 8 | 0.043572
43040 | 6.885 | 1 | 2018-12-31 | 2019-12-31 | 365 | 7.8889 | 7 | 0.88889
42418 | 7.14 | 1 | 2018-12-31 | 2019-12-31 | 365 | 8.1811 | 8 | 0.18107
42417 | 8.06 | 1 | 2018-12-31 | 2019-12-31 | 365 | 9.2352 | 9 | 0.23521
42450 | 5.98 | 1 | 2018-12-31 | 2019-12-31 | 365 | 6.8519 | 6 | 0.85193
42483 | 8.32 | 1 | 2018-12-31 | 2019-12-31 | 365 | 9.5331 | 9 | 0.53312
39635 | 7.8 | 1 | 2018-12-31 | 2019-12-31 | 365 | 8.9373 | 8 | 0.9373
40601 | 3.64 | 1 | 2018-12-31 | 2019-12-31 | 365 | 4.1707 | 4 | 0.17074
42584 | 7.83 | 1 | 2018-12-31 | 2019-12-31 | 365 | 8.9717 | 8 | 0.97168
42648 | 7.02 | 1 | 2018-12-31 | 2019-12-31 | 365 | 8.0436 | 8 | 0.043572
42655 | 2.86 | 1 | 2018-12-31 | 2019-12-31 | 365 | 3.277 | 3 | 0.27701
42668 | 3.12 | 1 | 2018-12-31 | 2019-12-31 | 365 | 3.5749 | 3 | 0.57492
42702 | 5.61 | 1 | 2018-12-31 | 2019-12-31 | 365 | 6.428 | 6 | 0.42798
42711 | 9.435 | 1 | 2018-12-31 | 2019-12-31 | 365 | 10.8107 | 10 | 0.8107
42708 | 4.68 | 1 | 2018-12-31 | 2019-12-31 | 365 | 5.3624 | 5 | 0.36238
43259 | 5.355 | 1 | 2018-12-31 | 2019-12-31 | 365 | 6.1358 | 6 | 0.1358
43260 | 8.84 | 1 | 2018-12-31 | 2019-12-31 | 365 | 10.1289 | 10 | 0.12894
42720 | 7.8 | 1 | 2018-12-31 | 2019-12-31 | 365 | 8.9373 | 8 | 0.9373
43265 | 3.12 | 1 | 2018-12-31 | 2019-12-31 | 365 | 3.5749 | 3 | 0.57492
43262 | 8.67 | 1 | 2018-12-31 | 2019-12-31 | 365 | 9.9342 | 9 | 0.93416
43267 | 6.375 | 1 | 2018-12-31 | 2019-12-31 | 365 | 7.3045 | 7 | 0.30453
43270 | 11.7 | 1 | 2018-12-31 | 2019-12-31 | 365 | 13.406 | 13 | 0.40595
43301 | 5.46 | 1 | 2018-12-31 | 2019-12-31 | 365 | 6.2561 | 6 | 0.25611
43302 | 3.64 | 1 | 2018-12-31 | 2019-12-31 | 365 | 4.1707 | 4 | 0.17074
43304 | 12.48 | 1 | 2018-12-31 | 2019-12-31 | 365 | 14.2997 | 14 | 0.29968
43298 | 7.54 | 1 | 2018-12-31 | 2019-12-31 | 365 | 8.6394 | 8 | 0.63939
43309 | 5.46 | 1 | 2018-12-31 | 2019-12-31 | 365 | 6.2561 | 6 | 0.25611
42686 | 11.44 | 1 | 2018-12-31 | 2019-12-31 | 365 | 13.108 | 13 | 0.10804
43313 | 4.42 | 1 | 2018-12-31 | 2019-12-31 | 365 | 5.0645 | 5 | 0.064471
42729 | 9.36 | 1 | 2018-12-31 | 2019-12-31 | 365 | 10.7248 | 10 | 0.72476
43307 | 8.84 | 1 | 2018-12-31 | 2019-12-31 | 365 | 10.1289 | 10 | 0.12894
43314 | 2.86 | 1 | 2018-12-31 | 2019-12-31 | 365 | 3.277 | 3 | 0.27701
42741 | 5.355 | 1 | 2018-12-31 | 2019-12-31 | 365 | 6.1358 | 6 | 0.1358
43317 | 4.68 | 1 | 2018-12-31 | 2019-12-31 | 365 | 5.3624 | 5 | 0.36238
42775 | 7.65 | 1 | 2018-12-31 | 2019-12-31 | 365 | 8.7654 | 8 | 0.76543
43320 | 4.68 | 1 | 2018-12-31 | 2019-12-31 | 365 | 5.3624 | 5 | 0.36238
42759 | 6.5 | 1 | 2018-12-31 | 2019-12-31 | 365 | 7.4478 | 7 | 0.44775
43319 | 10.92 | 1 | 2018-12-31 | 2019-12-31 | 365 | 12.5122 | 12 | 0.51222
43327 | 3.9 | 1 | 2018-12-31 | 2019-12-31 | 365 | 4.4687 | 4 | 0.46865
42834 | 4.335 | 1 | 2018-12-31 | 2019-12-31 | 365 | 4.9671 | 4 | 0.96708
43326 | 3.64 | 1 | 2018-12-31 | 2019-12-31 | 365 | 4.1707 | 4 | 0.17074
42838 | 9.1 | 1 | 2018-12-31 | 2019-12-31 | 365 | 10.4269 | 10 | 0.42685
43332 | 3.9 | 1 | 2018-12-31 | 2019-12-31 | 365 | 4.4687 | 4 | 0.46865
43330 | 3.9 | 1 | 2018-12-31 | 2019-12-31 | 365 | 4.4687 | 4 | 0.46865
43336 | 11.44 | 1 | 2018-12-31 | 2019-12-31 | 365 | 13.108 | 13 | 0.10804
43329 | 10.66 | 1 | 2018-12-31 | 2019-12-31 | 365 | 12.2143 | 12 | 0.21431
43343 | 8.32 | 1 | 2018-12-31 | 2019-12-31 | 365 | 9.5331 | 9 | 0.53312
43337 | 8.215 | 1 | 2018-12-31 | 2019-12-31 | 365 | 9.4128 | 9 | 0.41281
43344 | 3.12 | 1 | 2018-12-31 | 2019-12-31 | 365 | 3.5749 | 3 | 0.57492
43342 | 6.12 | 1 | 2018-12-31 | 2019-12-31 | 365 | 7.0123 | 7 | 0.012345
42675 | 10.4 | 1 | 2018-12-31 | 2019-12-31 | 365 | 11.9164 | 11 | 0.9164
42683 | 12.48 | 1 | 2018-12-31 | 2019-12-31 | 365 | 14.2997 | 14 | 0.29968
42840 | 4.16 | 1 | 2018-12-31 | 2019-12-31 | 365 | 4.7666 | 4 | 0.76656
42843 | 8.84 | 1 | 2018-12-31 | 2019-12-31 | 365 | 10.1289 | 10 | 0.12894
42849 | 12.74 | 1 | 2018-12-31 | 2019-12-31 | 365 | 14.5976 | 14 | 0.59759
42850 | 7.65 | 1 | 2018-12-31 | 2019-12-31 | 365 | 8.7654 | 8 | 0.76543
42851 | 7.42 | 1 | 2018-12-31 | 2019-12-31 | 365 | 8.5019 | 8 | 0.5019
42854 | 8.84 | 1 | 2018-12-31 | 2019-12-31 | 365 | 10.1289 | 10 | 0.12894
42859 | 10.92 | 1 | 2018-12-31 | 2019-12-31 | 365 | 12.5122 | 12 | 0.51222
42866 | 5.98 | 1 | 2018-12-31 | 2019-12-31 | 365 | 6.8519 | 6 | 0.85193
42861 | 8.06 | 1 | 2018-12-31 | 2019-12-31 | 365 | 9.2352 | 9 | 0.23521
42876 | 8.32 | 1 | 2018-12-31 | 2019-12-31 | 365 | 9.5331 | 9 | 0.53312
42874 | 9.1 | 1 | 2018-12-31 | 2019-12-31 | 365 | 10.4269 | 10 | 0.42685
42879 | 6.76 | 1 | 2018-12-31 | 2019-12-31 | 365 | 7.7457 | 7 | 0.74566
42882 | 3.64 | 1 | 2018-12-31 | 2019-12-31 | 365 | 4.1707 | 4 | 0.17074
42881 | 9.18 | 1 | 2018-12-31 | 2019-12-31 | 365 | 10.5185 | 10 | 0.51852
42889 | 3.9 | 1 | 2018-12-31 | 2019-12-31 | 365 | 4.4687 | 4 | 0.46865
43324 | 5.72 | 1 | 2018-12-31 | 2019-12-31 | 365 | 6.554 | 6 | 0.55402
43352 | 7.28 | 1 | 2018-12-31 | 2019-12-31 | 365 | 8.3415 | 8 | 0.34148
43347 | 8.84 | 1 | 2018-12-31 | 2019-12-31 | 365 | 10.1289 | 10 | 0.12894
43363 | 11.44 | 1 | 2018-12-31 | 2019-12-31 | 365 | 13.108 | 13 | 0.10804
43354 | 10.14 | 1 | 2018-12-31 | 2019-12-31 | 365 | 11.6185 | 11 | 0.61849
43360 | 8.925 | 1 | 2018-12-31 | 2019-12-31 | 365 | 10.2263 | 10 | 0.22634
43364 | 6.24 | 1 | 2018-12-31 | 2019-12-31 | 365 | 7.1498 | 7 | 0.14984
43381 | 6.5 | 1 | 2018-12-31 | 2019-12-31 | 365 | 7.4478 | 7 | 0.44775
43380 | 8.415 | 1 | 2018-12-31 | 2019-12-31 | 365 | 9.642 | 9 | 0.64197
43394 | 2.08 | 1 | 2018-12-31 | 2019-12-31 | 365 | 2.3833 | 2 | 0.38328
43392 | 8.84 | 1 | 2018-12-31 | 2019-12-31 | 365 | 10.1289 | 10 | 0.12894
43395 | 10.4 | 1 | 2018-12-31 | 2019-12-31 | 365 | 11.9164 | 11 | 0.9164
43400 | 4.59 | 1 | 2018-12-31 | 2019-12-31 | 365 | 5.2593 | 5 | 0.25926
43436 | 7.54 | 1 | 2018-12-31 | 2019-12-31 | 365 | 8.6394 | 8 | 0.63939
43439 | 11.7 | 1 | 2018-12-31 | 2019-12-31 | 365 | 13.406 | 13 | 0.40595
43450 | 4.94 | 1 | 2018-12-31 | 2019-12-31 | 365 | 5.6603 | 5 | 0.66029
43483 | 4.42 | 1 | 2018-12-31 | 2019-12-31 | 365 | 5.0645 | 5 | 0.064471
43492 | 10.4 | 1 | 2018-12-31 | 2019-12-31 | 365 | 11.9164 | 11 | 0.9164
43497 | 7.54 | 1 | 2018-12-31 | 2019-12-31 | 365 | 8.6394 | 8 | 0.63939
43502 | 9.88 | 1 | 2018-12-31 | 2019-12-31 | 365 | 11.3206 | 11 | 0.32058
43504 | 10.66 | 1 | 2018-12-31 | 2019-12-31 | 365 | 12.2143 | 12 | 0.21431
43511 | 3.9 | 1 | 2018-12-31 | 2019-12-31 | 365 | 4.4687 | 4 | 0.46865
43508 | 15.9 | 1 | 2018-12-31 | 2019-12-31 | 365 | 18.2183 | 18 | 0.21835
43538 | 7.54 | 1 | 2018-12-31 | 2019-12-31 | 365 | 8.6394 | 8 | 0.63939
43560 | 12.48 | 1 | 2018-12-31 | 2019-12-31 | 365 | 14.2997 | 14 | 0.29968
43570 | 5.2 | 1 | 2018-12-31 | 2019-12-31 | 365 | 5.9582 | 5 | 0.9582
44407 | 6.24 | 1 | 2018-12-31 | 2019-12-31 | 365 | 7.1498 | 7 | 0.14984
44454 | 4.16 | 1 | 2018-12-31 | 2019-12-31 | 365 | 4.7666 | 4 | 0.76656
35274 | 58.31 | 0.9 | 2018-12-31 | 2019-12-31 | 365 | 60.1309 | 60 | 0.13086
44461 | 7.685 | 1 | 2018-12-31 | 2019-12-31 | 365 | 8.8055 | 8 | 0.80553
44436 | 12.74 | 1 | 2018-12-31 | 2019-12-31 | 365 | 14.5976 | 14 | 0.59759
44426 | 3.06 | 1 | 2018-12-31 | 2019-12-31 | 365 | 3.5062 | 3 | 0.50617
43809 | 13.26 | 1 | 2018-12-31 | 2019-12-31 | 365 | 15.1934 | 15 | 0.19341
43812 | 4.16 | 1 | 2018-12-31 | 2019-12-31 | 365 | 4.7666 | 4 | 0.76656
43823 | 7.8 | 1 | 2018-12-31 | 2019-12-31 | 365 | 8.9373 | 8 | 0.9373
44464 | 5.98 | 1 | 2018-12-31 | 2019-12-31 | 365 | 6.8519 | 6 | 0.85193
44467 | 5.2 | 1 | 2018-12-31 | 2019-12-31 | 365 | 5.9582 | 5 | 0.9582
44813 | 5.72 | 1 | 2018-12-31 | 2019-12-31 | 365 | 6.554 | 6 | 0.55402
44798 | 4.68 | 1 | 2018-12-31 | 2019-12-31 | 365 | 5.3624 | 5 | 0.36238
44596 | 12.22 | 1 | 2018-12-31 | 2019-12-31 | 365 | 14.0018 | 14 | 0.0017738
44597 | 5.72 | 1 | 2018-12-31 | 2019-12-31 | 365 | 6.554 | 6 | 0.55402
44608 | 5.72 | 1 | 2018-12-31 | 2019-12-31 | 365 | 6.554 | 6 | 0.55402
44603 | 6.5 | 1 | 2018-12-31 | 2019-12-31 | 365 | 7.4478 | 7 | 0.44775
44626 | 4.94 | 1 | 2018-12-31 | 2019-12-31 | 365 | 5.6603 | 5 | 0.66029
44643 | 2.86 | 1 | 2018-12-31 | 2019-12-31 | 365 | 3.277 | 3 | 0.27701
44676 | 8.925 | 1 | 2018-12-31 | 2019-12-31 | 365 | 10.2263 | 10 | 0.22634
44650 | 9.36 | 1 | 2018-12-31 | 2019-12-31 | 365 | 10.7248 | 10 | 0.72476
44645 | 12.22 | 1 | 2018-12-31 | 2019-12-31 | 365 | 14.0018 | 14 | 0.0017738
44690 | 8.32 | 1 | 2018-12-31 | 2019-12-31 | 365 | 9.5331 | 9 | 0.53312
44692 | 8.06 | 1 | 2018-12-31 | 2019-12-31 | 365 | 9.2352 | 9 | 0.23521
44696 | 7.54 | 1 | 2018-12-31 | 2019-12-31 | 365 | 8.6394 | 8 | 0.63939
44695 | 11.7 | 1 | 2018-12-31 | 2019-12-31 | 365 | 13.406 | 13 | 0.40595
44719 | 6.24 | 1 | 2018-12-31 | 2019-12-31 | 365 | 7.1498 | 7 | 0.14984
44722 | 7.8 | 1 | 2018-12-31 | 2019-12-31 | 365 | 8.9373 | 8 | 0.9373
44691 | 12.495 | 1 | 2018-12-31 | 2019-12-31 | 365 | 14.3169 | 14 | 0.31687
44742 | 11.96 | 1 | 2018-12-31 | 2019-12-31 | 365 | 13.7039 | 13 | 0.70386
44728 | 9.62 | 1 | 2018-12-31 | 2019-12-31 | 365 | 11.0227 | 11 | 0.022673
44811 | 4.68 | 1 | 2018-12-31 | 2019-12-31 | 365 | 5.3624 | 5 | 0.36238
44815 | 8.925 | 1 | 2018-12-31 | 2019-12-31 | 365 | 10.2263 | 10 | 0.22634
44773 | 4.94 | 1 | 2018-12-31 | 2019-12-31 | 365 | 5.6603 | 5 | 0.66029
44816 | 7.02 | 1 | 2018-12-31 | 2019-12-31 | 365 | 8.0436 | 8 | 0.043572
44820 | 6.76 | 1 | 2018-12-31 | 2019-12-31 | 365 | 7.7457 | 7 | 0.74566
44828 | 9.1 | 1 | 2018-12-31 | 2019-12-31 | 365 | 10.4269 | 10 | 0.42685
44840 | 7.54 | 1 | 2018-12-31 | 2019-12-31 | 365 | 8.6394 | 8 | 0.63939
44842 | 3.64 | 1 | 2018-12-31 | 2019-12-31 | 365 | 4.1707 | 4 | 0.17074
44846 | 2.86 | 1 | 2018-12-31 | 2019-12-31 | 365 | 3.277 | 3 | 0.27701
44843 | 11.475 | 1 | 2018-12-31 | 2019-12-31 | 365 | 13.1481 | 13 | 0.14815
44832 | 7.02 | 1 | 2018-12-31 | 2019-12-31 | 365 | 8.0436 | 8 | 0.043572
44844 | 7.28 | 1 | 2018-12-31 | 2019-12-31 | 365 | 8.3415 | 8 | 0.34148
44849 | 4.16 | 1 | 2018-12-31 | 2019-12-31 | 365 | 4.7666 | 4 | 0.76656
44847 | 11.44 | 1 | 2018-12-31 | 2019-12-31 | 365 | 13.108 | 13 | 0.10804
44848 | 9.62 | 1 | 2018-12-31 | 2019-12-31 | 365 | 11.0227 | 11 | 0.022673
44851 | 4.68 | 1 | 2018-12-31 | 2019-12-31 | 365 | 5.3624 | 5 | 0.36238
44859 | 4.16 | 1 | 2018-12-31 | 2019-12-31 | 365 | 4.7666 | 4 | 0.76656
44876 | 10.14 | 1 | 2018-12-31 | 2019-12-31 | 365 | 11.6185 | 11 | 0.61849
44882 | 4.42 | 1 | 2018-12-31 | 2019-12-31 | 365 | 5.0645 | 5 | 0.064471
44893 | 3.64 | 1 | 2018-12-31 | 2019-12-31 | 365 | 4.1707 | 4 | 0.17074
44899 | 6.24 | 1 | 2018-12-31 | 2019-12-31 | 365 | 7.1498 | 7 | 0.14984
44897 | 6.76 | 1 | 2018-12-31 | 2019-12-31 | 365 | 7.7457 | 7 | 0.74566
44910 | 5.72 | 1 | 2018-12-31 | 2019-12-31 | 365 | 6.554 | 6 | 0.55402
43836 | 6.76 | 1 | 2018-12-31 | 2019-12-31 | 365 | 7.7457 | 7 | 0.74566
44767 | 5.46 | 1 | 2018-12-31 | 2019-12-31 | 365 | 6.2561 | 6 | 0.25611
44769 | 4.16 | 1 | 2018-12-31 | 2019-12-31 | 365 | 4.7666 | 4 | 0.76656
44761 | 6.24 | 1 | 2018-12-31 | 2019-12-31 | 365 | 7.1498 | 7 | 0.14984
44803 | 7.95 | 1 | 2018-12-31 | 2019-12-31 | 365 | 9.1092 | 9 | 0.10917
44937 | 7.8 | 1 | 2018-12-31 | 2019-12-31 | 365 | 8.9373 | 8 | 0.9373
44011 | 5.46 | 1 | 2018-12-31 | 2019-12-31 | 365 | 6.2561 | 6 | 0.25611
44045 | 5.72 | 1 | 2018-12-31 | 2019-12-31 | 365 | 6.554 | 6 | 0.55402
44111 | 3.825 | 1 | 2018-12-31 | 2019-12-31 | 365 | 4.3827 | 4 | 0.38272
44829 | 5.46 | 1 | 2018-12-31 | 2019-12-31 | 365 | 6.2561 | 6 | 0.25611
44998 | 9.88 | 1 | 2018-12-31 | 2019-12-31 | 365 | 11.3206 | 11 | 0.32058
44946 | 7.395 | 1 | 2018-12-31 | 2019-12-31 | 365 | 8.4733 | 8 | 0.47325
44943 | 2.6 | 1 | 2018-12-31 | 2019-12-31 | 365 | 2.9791 | 2 | 0.9791
44945 | 7.42 | 1 | 2018-12-31 | 2019-12-31 | 365 | 8.5019 | 8 | 0.5019
44962 | 2.295 | 1 | 2018-12-31 | 2019-12-31 | 365 | 2.6296 | 2 | 0.62963
45004 | 4.335 | 1 | 2018-12-31 | 2019-12-31 | 365 | 4.9671 | 4 | 0.96708
44970 | 9.1 | 1 | 2018-12-31 | 2019-12-31 | 365 | 10.4269 | 10 | 0.42685
45026 | 7.54 | 1 | 2018-12-31 | 2019-12-31 | 365 | 8.6394 | 8 | 0.63939
45015 | 5.46 | 1 | 2018-12-31 | 2019-12-31 | 365 | 6.2561 | 6 | 0.25611
45019 | 10.455 | 1 | 2018-12-31 | 2019-12-31 | 365 | 11.9794 | 11 | 0.97942
45046 | 5.2 | 1 | 2018-12-31 | 2019-12-31 | 365 | 5.9582 | 5 | 0.9582
45058 | 5.98 | 1 | 2018-12-31 | 2019-12-31 | 365 | 6.8519 | 6 | 0.85193
45060 | 7.65 | 1 | 2018-12-31 | 2019-12-31 | 365 | 8.7654 | 8 | 0.76543
45059 | 6.375 | 1 | 2018-12-31 | 2019-12-31 | 365 | 7.3045 | 7 | 0.30453
45054 | 9.1 | 1 | 2018-12-31 | 2019-12-31 | 365 | 10.4269 | 10 | 0.42685
45083 | 3.445 | 1 | 2018-12-31 | 2019-12-31 | 365 | 3.9473 | 3 | 0.94731
45076 | 3.315 | 1 | 2018-12-31 | 2019-12-31 | 365 | 3.7984 | 3 | 0.79835
45087 | 9.01 | 1 | 2018-12-31 | 2019-12-31 | 365 | 10.3237 | 10 | 0.32373
45073 | 4.94 | 1 | 2018-12-31 | 2019-12-31 | 365 | 5.6603 | 5 | 0.66029
45092 | 5.61 | 1 | 2018-12-31 | 2019-12-31 | 365 | 6.428 | 6 | 0.42798
45097 | 5.46 | 1 | 2018-12-31 | 2019-12-31 | 365 | 6.2561 | 6 | 0.25611
45109 | 10.14 | 1 | 2018-12-31 | 2019-12-31 | 365 | 11.6185 | 11 | 0.61849
45102 | 4.68 | 1 | 2018-12-31 | 2019-12-31 | 365 | 5.3624 | 5 | 0.36238
45112 | 3.64 | 1 | 2018-12-31 | 2019-12-31 | 365 | 4.1707 | 4 | 0.17074
45115 | 14.3 | 1 | 2018-12-31 | 2019-12-31 | 365 | 16.3851 | 16 | 0.38505
45114 | 13.25 | 1 | 2018-12-31 | 2019-12-31 | 365 | 15.182 | 15 | 0.18196
45124 | 3.9 | 1 | 2018-12-31 | 2019-12-31 | 365 | 4.4687 | 4 | 0.46865
45133 | 8.06 | 1 | 2018-12-31 | 2019-12-31 | 365 | 9.2352 | 9 | 0.23521
45134 | 5.83 | 1 | 2018-12-31 | 2019-12-31 | 365 | 6.6801 | 6 | 0.68006
45123 | 9.36 | 1 | 2018-12-31 | 2019-12-31 | 365 | 10.7248 | 10 | 0.72476
45135 | 11.96 | 1 | 2018-12-31 | 2019-12-31 | 365 | 13.7039 | 13 | 0.70386
45504 | 13.515 | 1 | 2018-12-31 | 2019-12-31 | 365 | 15.4856 | 15 | 0.4856
45149 | 4.335 | 1 | 2018-12-31 | 2019-12-31 | 365 | 4.9671 | 4 | 0.96708
45144 | 7.65 | 1 | 2018-12-31 | 2019-12-31 | 365 | 8.7654 | 8 | 0.76543
45524 | 9.36 | 1 | 2018-12-31 | 2019-12-31 | 365 | 10.7248 | 10 | 0.72476
45154 | 4.335 | 1 | 2018-12-31 | 2019-12-31 | 365 | 4.9671 | 4 | 0.96708
42892 | 4.94 | 1 | 2018-12-31 | 2019-12-31 | 365 | 5.6603 | 5 | 0.66029
45165 | 4.16 | 1 | 2018-12-31 | 2019-12-31 | 365 | 4.7666 | 4 | 0.76656
42870 | 5.2 | 1 | 2018-12-31 | 2019-12-31 | 365 | 5.9582 | 5 | 0.9582
45155 | 6.095 | 1 | 2018-12-31 | 2019-12-31 | 365 | 6.9837 | 6 | 0.9837
45179 | 9.1 | 1 | 2018-12-31 | 2019-12-31 | 365 | 10.4269 | 10 | 0.42685
45182 | 17.16 | 1 | 2018-12-31 | 2019-12-31 | 365 | 19.6621 | 19 | 0.66207
45202 | 11.7 | 1 | 2018-12-31 | 2019-12-31 | 365 | 13.406 | 13 | 0.40595
45212 | 8.84 | 1 | 2018-12-31 | 2019-12-31 | 365 | 10.1289 | 10 | 0.12894
45214 | 4.42 | 1 | 2018-12-31 | 2019-12-31 | 365 | 5.0645 | 5 | 0.064471
45288 | 3.975 | 1 | 2018-12-31 | 2019-12-31 | 365 | 4.5546 | 4 | 0.55459
45283 | 11.44 | 1 | 2018-12-31 | 2019-12-31 | 365 | 13.108 | 13 | 0.10804
45294 | 6.24 | 1 | 2018-12-31 | 2019-12-31 | 365 | 7.1498 | 7 | 0.14984
45291 | 15.08 | 1 | 2018-12-31 | 2019-12-31 | 365 | 17.2788 | 17 | 0.27878
45298 | 11.395 | 1 | 2018-12-31 | 2019-12-31 | 365 | 13.0565 | 13 | 0.056482
45302 | 12.455 | 1 | 2018-12-31 | 2019-12-31 | 365 | 14.271 | 14 | 0.27104
45328 | 9.1 | 1 | 2018-12-31 | 2019-12-31 | 365 | 10.4269 | 10 | 0.42685
45345 | 13.52 | 1 | 2018-12-31 | 2019-12-31 | 365 | 15.4913 | 15 | 0.49132
45454 | 10.07 | 1 | 2018-12-31 | 2019-12-31 | 365 | 11.5383 | 11 | 0.53829
45414 | 6.89 | 1 | 2018-12-31 | 2019-12-31 | 365 | 7.8946 | 7 | 0.89462
45450 | 9.1 | 1 | 2018-12-31 | 2019-12-31 | 365 | 10.4269 | 10 | 0.42685
45464 | 4.94 | 1 | 2018-12-31 | 2019-12-31 | 365 | 5.6603 | 5 | 0.66029
45456 | 9.1 | 1 | 2018-12-31 | 2019-12-31 | 365 | 10.4269 | 10 | 0.42685
45473 | 2.6 | 1 | 2018-12-31 | 2019-12-31 | 365 | 2.9791 | 2 | 0.9791
45477 | 4.32 | 1 | 2018-12-31 | 2019-12-31 | 365 | 4.9499 | 4 | 0.94989
45487 | 6.24 | 1 | 2018-12-31 | 2019-12-31 | 365 | 7.1498 | 7 | 0.14984
49651 | 3.975 | 1 | 2018-12-31 | 2019-12-31 | 365 | 4.5546 | 4 | 0.55459
49656 | 4.94 | 1 | 2018-12-31 | 2019-12-31 | 365 | 5.6603 | 5 | 0.66029
49646 | 6.48 | 1 | 2018-12-31 | 2019-12-31 | 365 | 7.4248 | 7 | 0.42484
49659 | 7.42 | 1 | 2018-12-31 | 2019-12-31 | 365 | 8.5019 | 8 | 0.5019
49658 | 2.86 | 1 | 2018-12-31 | 2019-12-31 | 365 | 3.277 | 3 | 0.27701
49667 | 6.76 | 1 | 2018-12-31 | 2019-12-31 | 365 | 7.7457 | 7 | 0.74566
49654 | 5.72 | 1 | 2018-12-31 | 2019-12-31 | 365 | 6.554 | 6 | 0.55402
49652 | 4.94 | 1 | 2018-12-31 | 2019-12-31 | 365 | 5.6603 | 5 | 0.66029
49671 | 11.96 | 1 | 2018-12-31 | 2019-12-31 | 365 | 13.7039 | 13 | 0.70386
49672 | 6.24 | 1 | 2018-12-31 | 2019-12-31 | 365 | 7.1498 | 7 | 0.14984
49645 | 3.12 | 1 | 2018-12-31 | 2019-12-31 | 365 | 3.5749 | 3 | 0.57492
49679 | 5.72 | 1 | 2018-12-31 | 2019-12-31 | 365 | 6.554 | 6 | 0.55402
49696 | 5.13 | 1 | 2018-12-31 | 2019-12-31 | 365 | 5.878 | 5 | 0.878
49634 | 11.96 | 1 | 2018-12-31 | 2019-12-31 | 365 | 13.7039 | 13 | 0.70386
43514 | 7.54 | 1 | 2018-12-31 | 2019-12-31 | 365 | 8.6394 | 8 | 0.63939
47152 | 4.42 | 1 | 2018-12-31 | 2019-12-31 | 365 | 5.0645 | 5 | 0.064471
47159 | 2.6 | 1 | 2018-12-31 | 2019-12-31 | 365 | 2.9791 | 2 | 0.9791
47166 | 10.66 | 1 | 2018-12-31 | 2019-12-31 | 365 | 12.2143 | 12 | 0.21431
47167 | 4.42 | 1 | 2018-12-31 | 2019-12-31 | 365 | 5.0645 | 5 | 0.064471
47168 | 6.76 | 1 | 2018-12-31 | 2019-12-31 | 365 | 7.7457 | 7 | 0.74566
47173 | 9.88 | 1 | 2018-12-31 | 2019-12-31 | 365 | 11.3206 | 11 | 0.32058
47190 | 9.88 | 1 | 2018-12-31 | 2019-12-31 | 365 | 11.3206 | 11 | 0.32058
47194 | 7.8 | 1 | 2018-12-31 | 2019-12-31 | 365 | 8.9373 | 8 | 0.9373
47195 | 5.355 | 1 | 2018-12-31 | 2019-12-31 | 365 | 6.1358 | 6 | 0.1358
47191 | 7.8 | 1 | 2018-12-31 | 2019-12-31 | 365 | 8.9373 | 8 | 0.9373
47196 | 13.78 | 1 | 2018-12-31 | 2019-12-31 | 365 | 15.7892 | 15 | 0.78923
47205 | 8.215 | 1 | 2018-12-31 | 2019-12-31 | 365 | 9.4128 | 9 | 0.41281
47207 | 6.24 | 1 | 2018-12-31 | 2019-12-31 | 365 | 7.1498 | 7 | 0.14984
47292 | 5.98 | 1 | 2018-12-31 | 2019-12-31 | 365 | 6.8519 | 6 | 0.85193
47329 | 4.16 | 1 | 2018-12-31 | 2019-12-31 | 365 | 4.7666 | 4 | 0.76656
48937 | 3.825 | 1 | 2018-12-31 | 2019-12-31 | 365 | 4.3827 | 4 | 0.38272
43841 | 4.24 | 1 | 2018-12-31 | 2019-12-31 | 365 | 4.8582 | 4 | 0.85823
49247 | 4.42 | 1 | 2018-12-31 | 2019-12-31 | 365 | 5.0645 | 5 | 0.064471
49263 | 7.8 | 1 | 2018-12-31 | 2019-12-31 | 365 | 8.9373 | 8 | 0.9373
49711 | 6.76 | 1 | 2018-12-31 | 2019-12-31 | 365 | 7.7457 | 7 | 0.74566
49262 | 6.63 | 1 | 2018-12-31 | 2019-12-31 | 365 | 7.5967 | 7 | 0.59671
49551 | 3.64 | 1 | 2018-12-31 | 2019-12-31 | 365 | 4.1707 | 4 | 0.17074
49572 | 10.4 | 1 | 2018-12-31 | 2019-12-31 | 365 | 11.9164 | 11 | 0.9164
49590 | 9.36 | 1 | 2018-12-31 | 2019-12-31 | 365 | 10.7248 | 10 | 0.72476
49619 | 3.64 | 1 | 2018-12-31 | 2019-12-31 | 365 | 4.1707 | 4 | 0.17074
49718 | 10.14 | 1 | 2018-12-31 | 2019-12-31 | 365 | 11.6185 | 11 | 0.61849
49623 | 4.08 | 1 | 2018-12-31 | 2019-12-31 | 365 | 4.6749 | 4 | 0.6749
49628 | 4.16 | 1 | 2018-12-31 | 2019-12-31 | 365 | 4.7666 | 4 | 0.76656
49732 | 6.5 | 1 | 2018-12-31 | 2019-12-31 | 365 | 7.4478 | 7 | 0.44775
49629 | 2.12 | 1 | 2018-12-31 | 2019-12-31 | 365 | 2.4291 | 2 | 0.42911
49724 | 7.54 | 1 | 2018-12-31 | 2019-12-31 | 365 | 8.6394 | 8 | 0.63939
49632 | 7.8 | 1 | 2018-12-31 | 2019-12-31 | 365 | 8.9373 | 8 | 0.9373
49738 | 2.34 | 1 | 2018-12-31 | 2019-12-31 | 365 | 2.6812 | 2 | 0.68119
49751 | 3.64 | 1 | 2018-12-31 | 2019-12-31 | 365 | 4.1707 | 4 | 0.17074
49785 | 5.46 | 1 | 2018-12-31 | 2019-12-31 | 365 | 6.2561 | 6 | 0.25611
49787 | 17.595 | 1 | 2018-12-31 | 2019-12-31 | 365 | 20.1605 | 20 | 0.16049
49789 | 7.14 | 1 | 2018-12-31 | 2019-12-31 | 365 | 8.1811 | 8 | 0.18107
49788 | 7.54 | 1 | 2018-12-31 | 2019-12-31 | 365 | 8.6394 | 8 | 0.63939
49790 | 6.24 | 1 | 2018-12-31 | 2019-12-31 | 365 | 7.1498 | 7 | 0.14984
49793 | 5.2 | 1 | 2018-12-31 | 2019-12-31 | 365 | 5.9582 | 5 | 0.9582
49792 | 3.38 | 1 | 2018-12-31 | 2019-12-31 | 365 | 3.8728 | 3 | 0.87283
49799 | 7.8 | 1 | 2018-12-31 | 2019-12-31 | 365 | 8.9373 | 8 | 0.9373
49801 | 9.36 | 1 | 2018-12-31 | 2019-12-31 | 365 | 10.7248 | 10 | 0.72476
49807 | 8.32 | 1 | 2018-12-31 | 2019-12-31 | 365 | 9.5331 | 9 | 0.53312
49809 | 7.16 | 1 | 2018-12-31 | 2019-12-31 | 365 | 8.204 | 8 | 0.20399
49811 | 3.12 | 1 | 2018-12-31 | 2019-12-31 | 365 | 3.5749 | 3 | 0.57492
49815 | 3.38 | 1 | 2018-12-31 | 2019-12-31 | 365 | 3.8728 | 3 | 0.87283
51068 | 4.94 | 1 | 2018-12-31 | 2019-12-31 | 365 | 5.6603 | 5 | 0.66029
49818 | 6.5 | 1 | 2018-12-31 | 2019-12-31 | 365 | 7.4478 | 7 | 0.44775
51014 | 4.16 | 1 | 2018-12-31 | 2019-12-31 | 365 | 4.7666 | 4 | 0.76656
50995 | 4.945 | 1 | 2018-12-31 | 2019-12-31 | 365 | 5.666 | 5 | 0.66602
51103 | 12.74 | 1 | 2018-12-31 | 2019-12-31 | 365 | 14.5976 | 14 | 0.59759
49750 | 7.28 | 1 | 2018-12-31 | 2019-12-31 | 365 | 8.3415 | 8 | 0.34148
51108 | 6.24 | 1 | 2018-12-31 | 2019-12-31 | 365 | 7.1498 | 7 | 0.14984
49827 | 4.24 | 1 | 2018-12-31 | 2019-12-31 | 365 | 4.8582 | 4 | 0.85823
49830 | 5.98 | 1 | 2018-12-31 | 2019-12-31 | 365 | 6.8519 | 6 | 0.85193
49829 | 3.18 | 1 | 2018-12-31 | 2019-12-31 | 365 | 3.6437 | 3 | 0.64367
49834 | 13.78 | 1 | 2018-12-31 | 2019-12-31 | 365 | 15.7892 | 15 | 0.78923
49835 | 8.58 | 1 | 2018-12-31 | 2019-12-31 | 365 | 9.831 | 9 | 0.83103
49837 | 4.68 | 1 | 2018-12-31 | 2019-12-31 | 365 | 5.3624 | 5 | 0.36238
49841 | 7.02 | 1 | 2018-12-31 | 2019-12-31 | 365 | 8.0436 | 8 | 0.043572
49843 | 4.16 | 1 | 2018-12-31 | 2019-12-31 | 365 | 4.7666 | 4 | 0.76656
49846 | 10 | 1 | 2018-12-31 | 2019-12-31 | 365 | 11.4581 | 11 | 0.45808
51107 | 5.72 | 1 | 2018-12-31 | 2019-12-31 | 365 | 6.554 | 6 | 0.55402
49847 | 10.4 | 1 | 2018-12-31 | 2019-12-31 | 365 | 11.9164 | 11 | 0.9164
51087 | 6.76 | 1 | 2018-12-31 | 2019-12-31 | 365 | 7.7457 | 7 | 0.74566
49852 | 11.44 | 1 | 2018-12-31 | 2019-12-31 | 365 | 13.108 | 13 | 0.10804
38520 | 4.335 | 1 | 2018-12-31 | 2019-12-31 | 365 | 4.9671 | 4 | 0.96708
49853 | 9.36 | 1 | 2018-12-31 | 2019-12-31 | 365 | 10.7248 | 10 | 0.72476
51096 | 5.2 | 1 | 2018-12-31 | 2019-12-31 | 365 | 5.9582 | 5 | 0.9582
51110 | 7.8 | 1 | 2018-12-31 | 2019-12-31 | 365 | 8.9373 | 8 | 0.9373
49854 | 4.94 | 1 | 2018-12-31 | 2019-12-31 | 365 | 5.6603 | 5 | 0.66029
51083 | 5.98 | 1 | 2018-12-31 | 2019-12-31 | 365 | 6.8519 | 6 | 0.85193
51218 | 6.76 | 1 | 2018-12-31 | 2019-12-31 | 365 | 7.7457 | 7 | 0.74566
51078 | 4.16 | 1 | 2018-12-31 | 2019-12-31 | 365 | 4.7666 | 4 | 0.76656
49856 | 4.16 | 1 | 2018-12-31 | 2019-12-31 | 365 | 4.7666 | 4 | 0.76656
51016 | 3.9 | 1 | 2018-12-31 | 2019-12-31 | 365 | 4.4687 | 4 | 0.46865
51076 | 9.62 | 1 | 2018-12-31 | 2019-12-31 | 365 | 11.0227 | 11 | 0.022673
42853 | 8.48 | 1 | 2018-12-31 | 2019-12-31 | 365 | 9.7165 | 9 | 0.71645
51092 | 3.12 | 1 | 2018-12-31 | 2019-12-31 | 365 | 3.5749 | 3 | 0.57492
51634 | 11.18 | 1 | 2018-12-31 | 2019-12-31 | 365 | 12.8101 | 12 | 0.81013
51811 | 5.46 | 1 | 2018-12-31 | 2019-12-31 | 365 | 6.2561 | 6 | 0.25611
45493 | 8.32 | 1 | 2018-12-31 | 2019-12-31 | 365 | 9.5331 | 9 | 0.53312
45482 | 13.78 | 1 | 2018-12-31 | 2019-12-31 | 365 | 15.7892 | 15 | 0.78923
49860 | 5.98 | 1 | 2018-12-31 | 2019-12-31 | 365 | 6.8519 | 6 | 0.85193
49863 | 5.98 | 1 | 2018-12-31 | 2019-12-31 | 365 | 6.8519 | 6 | 0.85193
49859 | 9.88 | 1 | 2018-12-31 | 2019-12-31 | 365 | 11.3206 | 11 | 0.32058
49867 | 8.84 | 1 | 2018-12-31 | 2019-12-31 | 365 | 10.1289 | 10 | 0.12894
49930 | 4.08 | 1 | 2018-12-31 | 2019-12-31 | 365 | 4.6749 | 4 | 0.6749
49865 | 5.2 | 1 | 2018-12-31 | 2019-12-31 | 365 | 5.9582 | 5 | 0.9582
51637 | 3.12 | 1 | 2018-12-31 | 2019-12-31 | 365 | 3.5749 | 3 | 0.57492
51586 | 4.68 | 1 | 2018-12-31 | 2019-12-31 | 365 | 5.3624 | 5 | 0.36238
49932 | 2.08 | 1 | 2018-12-31 | 2019-12-31 | 365 | 2.3833 | 2 | 0.38328
51597 | 13.52 | 1 | 2018-12-31 | 2019-12-31 | 365 | 15.4913 | 15 | 0.49132
51534 | 5.2 | 1 | 2018-12-31 | 2019-12-31 | 365 | 5.9582 | 5 | 0.9582
49945 | 3.64 | 1 | 2018-12-31 | 2019-12-31 | 365 | 4.1707 | 4 | 0.17074
51380 | 2.86 | 1 | 2018-12-31 | 2019-12-31 | 365 | 3.277 | 3 | 0.27701
51545 | 5.13 | 1 | 2018-12-31 | 2019-12-31 | 365 | 5.878 | 5 | 0.878
49944 | 8.58 | 1 | 2018-12-31 | 2019-12-31 | 365 | 9.831 | 9 | 0.83103
51530 | 6.76 | 1 | 2018-12-31 | 2019-12-31 | 365 | 7.7457 | 7 | 0.74566
51814 | 5.2 | 1 | 2018-12-31 | 2019-12-31 | 365 | 5.9582 | 5 | 0.9582
38973 | 9.1 | 1 | 2018-12-31 | 2019-12-31 | 365 | 10.4269 | 10 | 0.42685
49951 | 8.32 | 1 | 2018-12-31 | 2019-12-31 | 365 | 9.5331 | 9 | 0.53312
49956 | 7.42 | 1 | 2018-12-31 | 2019-12-31 | 365 | 8.5019 | 8 | 0.5019
52071 | 3.38 | 1 | 2018-12-31 | 2019-12-31 | 365 | 3.8728 | 3 | 0.87283
52082 | 3.64 | 1 | 2018-12-31 | 2019-12-31 | 365 | 4.1707 | 4 | 0.17074
49965 | 7.395 | 1 | 2018-12-31 | 2019-12-31 | 365 | 8.4733 | 8 | 0.47325
52072 | 8.215 | 1 | 2018-12-31 | 2019-12-31 | 365 | 9.4128 | 9 | 0.41281
49967 | 4.16 | 1 | 2018-12-31 | 2019-12-31 | 365 | 4.7666 | 4 | 0.76656
49972 | 10.4 | 1 | 2018-12-31 | 2019-12-31 | 365 | 11.9164 | 11 | 0.9164
50088 | 5.46 | 1 | 2018-12-31 | 2019-12-31 | 365 | 6.2561 | 6 | 0.25611
52084 | 8.06 | 1 | 2018-12-31 | 2019-12-31 | 365 | 9.2352 | 9 | 0.23521
50081 | 9.1 | 1 | 2018-12-31 | 2019-12-31 | 365 | 10.4269 | 10 | 0.42685
50089 | 5.72 | 1 | 2018-12-31 | 2019-12-31 | 365 | 6.554 | 6 | 0.55402
50097 | 2.34 | 1 | 2018-12-31 | 2019-12-31 | 365 | 2.6812 | 2 | 0.68119
50005 | 6 | 1 | 2018-12-31 | 2019-12-31 | 365 | 6.8748 | 6 | 0.87485
52083 | 7.54 | 1 | 2018-12-31 | 2019-12-31 | 365 | 8.6394 | 8 | 0.63939
50087 | 12 | 1 | 2018-12-31 | 2019-12-31 | 365 | 13.7497 | 13 | 0.7497
49980 | 3.64 | 1 | 2018-12-31 | 2019-12-31 | 365 | 4.1707 | 4 | 0.17074
52086 | 6.76 | 1 | 2018-12-31 | 2019-12-31 | 365 | 7.7457 | 7 | 0.74566
52447 | 11.7 | 1 | 2018-12-31 | 2019-12-31 | 365 | 13.406 | 13 | 0.40595
52442 | 8.58 | 1 | 2018-12-31 | 2019-12-31 | 365 | 9.831 | 9 | 0.83103
52386 | 3.9 | 1 | 2018-12-31 | 2019-12-31 | 365 | 4.4687 | 4 | 0.46865
50078 | 3.64 | 1 | 2018-12-31 | 2019-12-31 | 365 | 4.1707 | 4 | 0.17074
49984 | 4.16 | 1 | 2018-12-31 | 2019-12-31 | 365 | 4.7666 | 4 | 0.76656
52378 | 3.38 | 1 | 2018-12-31 | 2019-12-31 | 365 | 3.8728 | 3 | 0.87283
49987 | 8.58 | 1 | 2018-12-31 | 2019-12-31 | 365 | 9.831 | 9 | 0.83103
49991 | 3.24 | 1 | 2018-12-31 | 2019-12-31 | 365 | 3.7124 | 3 | 0.71242
52298 | 6.625 | 1 | 2018-12-31 | 2019-12-31 | 365 | 7.591 | 7 | 0.59098
52188 | 9.36 | 1 | 2018-12-31 | 2019-12-31 | 365 | 10.7248 | 10 | 0.72476
49996 | 9.36 | 1 | 2018-12-31 | 2019-12-31 | 365 | 10.7248 | 10 | 0.72476
50754 | 9.62 | 1 | 2018-12-31 | 2019-12-31 | 365 | 11.0227 | 11 | 0.022673
51630 | 3.57 | 1 | 2018-12-31 | 2019-12-31 | 365 | 4.0905 | 4 | 0.090535
50090 | 5.2 | 1 | 2018-12-31 | 2019-12-31 | 365 | 5.9582 | 5 | 0.9582
51473 | 11.7 | 1 | 2018-12-31 | 2019-12-31 | 365 | 13.406 | 13 | 0.40595
52649 | 3.12 | 1 | 2018-12-31 | 2019-12-31 | 365 | 3.5749 | 3 | 0.57492
50093 | 5.83 | 1 | 2018-12-31 | 2019-12-31 | 365 | 6.6801 | 6 | 0.68006
50500 | 11.44 | 1 | 2018-12-31 | 2019-12-31 | 365 | 13.108 | 13 | 0.10804
50508 | 6.24 | 1 | 2018-12-31 | 2019-12-31 | 365 | 7.1498 | 7 | 0.14984
40927 | 12.22 | 1 | 2018-12-31 | 2019-12-31 | 365 | 14.0018 | 14 | 0.0017738
38750 | 5.45 | 1 | 2018-12-31 | 2019-12-31 | 365 | 6.2447 | 6 | 0.24465
40919 | 10.66 | 1 | 2018-12-31 | 2019-12-31 | 365 | 12.2143 | 12 | 0.21431
39351 | 8.58 | 1 | 2018-12-31 | 2019-12-31 | 365 | 9.831 | 9 | 0.83103
42350 | 5.1 | 1 | 2018-12-31 | 2019-12-31 | 365 | 5.8436 | 5 | 0.84362
50723 | 4.16 | 1 | 2018-12-31 | 2019-12-31 | 365 | 4.7666 | 4 | 0.76656
50749 | 7.02 | 1 | 2018-12-31 | 2019-12-31 | 365 | 8.0436 | 8 | 0.043572
50732 | 6.76 | 1 | 2018-12-31 | 2019-12-31 | 365 | 7.7457 | 7 | 0.74566
50720 | 7.8 | 1 | 2018-12-31 | 2019-12-31 | 365 | 8.9373 | 8 | 0.9373
52903 | 6.5 | 1 | 2018-12-31 | 2019-12-31 | 365 | 7.4478 | 7 | 0.44775
52870 | 5.46 | 1 | 2018-12-31 | 2019-12-31 | 365 | 6.2561 | 6 | 0.25611
50701 | 4.94 | 1 | 2018-12-31 | 2019-12-31 | 365 | 5.6603 | 5 | 0.66029
40942 | 7.28 | 1 | 2018-12-31 | 2019-12-31 | 365 | 8.3415 | 8 | 0.34148
50521 | 7.02 | 1 | 2018-12-31 | 2019-12-31 | 365 | 8.0436 | 8 | 0.043572
38974 | 11.18 | 1 | 2018-12-31 | 2019-12-31 | 365 | 12.8101 | 12 | 0.81013
40930 | 12.72 | 1 | 2018-12-31 | 2019-12-31 | 365 | 14.5747 | 14 | 0.57468
50526 | 4.68 | 1 | 2018-12-31 | 2019-12-31 | 365 | 5.3624 | 5 | 0.36238
41874 | 7.02 | 1 | 2018-12-31 | 2019-12-31 | 365 | 8.0436 | 8 | 0.043572
50706 | 13 | 1 | 2018-12-31 | 2019-12-31 | 365 | 14.8955 | 14 | 0.8955
38069 | 10.14 | 1 | 2018-12-31 | 2019-12-31 | 365 | 11.6185 | 11 | 0.61849
39474 | 6.24 | 1 | 2018-12-31 | 2019-12-31 | 365 | 7.1498 | 7 | 0.14984
39172 | 10.26 | 1 | 2018-12-31 | 2019-12-31 | 365 | 11.756 | 11 | 0.75599
50887 | 4.94 | 1 | 2018-12-31 | 2019-12-31 | 365 | 5.6603 | 5 | 0.66029
50889 | 3.12 | 1 | 2018-12-31 | 2019-12-31 | 365 | 3.5749 | 3 | 0.57492
40912 | 12.22 | 1 | 2018-12-31 | 2019-12-31 | 365 | 14.0018 | 14 | 0.0017738
50896 | 7.8 | 1 | 2018-12-31 | 2019-12-31 | 365 | 8.9373 | 8 | 0.9373
50880 | 4.16 | 1 | 2018-12-31 | 2019-12-31 | 365 | 4.7666 | 4 | 0.76656
40810 | 12.455 | 1 | 2018-12-31 | 2019-12-31 | 365 | 14.271 | 14 | 0.27104
50763 | 9.805 | 1 | 2018-12-31 | 2019-12-31 | 365 | 11.2346 | 11 | 0.23465
40822 | 4.68 | 1 | 2018-12-31 | 2019-12-31 | 365 | 5.3624 | 5 | 0.36238
38273 | 4.94 | 1 | 2018-12-31 | 2019-12-31 | 365 | 5.6603 | 5 | 0.66029
38712 | 7.02 | 1 | 2018-12-31 | 2019-12-31 | 365 | 8.0436 | 8 | 0.043572
39624 | 7.28 | 1 | 2018-12-31 | 2019-12-31 | 365 | 8.3415 | 8 | 0.34148
40808 | 5.3 | 1 | 2018-12-31 | 2019-12-31 | 365 | 6.0728 | 6 | 0.072782
40725 | 5.98 | 1 | 2018-12-31 | 2019-12-31 | 365 | 6.8519 | 6 | 0.85193
50780 | 3.12 | 1 | 2018-12-31 | 2019-12-31 | 365 | 3.5749 | 3 | 0.57492
39345 | 10.66 | 1 | 2018-12-31 | 2019-12-31 | 365 | 12.2143 | 12 | 0.21431
50744 | 9.54 | 1 | 2018-12-31 | 2019-12-31 | 365 | 10.931 | 10 | 0.93101
40921 | 7.28 | 1 | 2018-12-31 | 2019-12-31 | 365 | 8.3415 | 8 | 0.34148
52866 | 6.24 | 1 | 2018-12-31 | 2019-12-31 | 365 | 7.1498 | 7 | 0.14984
45321 | 3.64 | 1 | 2018-12-31 | 2019-12-31 | 365 | 4.1707 | 4 | 0.17074
50955 | 5.72 | 1 | 2018-12-31 | 2019-12-31 | 365 | 6.554 | 6 | 0.55402
40283 | 3.12 | 1 | 2018-12-31 | 2019-12-31 | 365 | 3.5749 | 3 | 0.57492
50784 | 11.66 | 1 | 2018-12-31 | 2019-12-31 | 365 | 13.3601 | 13 | 0.36012
50758 | 5.72 | 1 | 2018-12-31 | 2019-12-31 | 365 | 6.554 | 6 | 0.55402
39081 | 5.72 | 1 | 2018-12-31 | 2019-12-31 | 365 | 6.554 | 6 | 0.55402
39001 | 8.06 | 1 | 2018-12-31 | 2019-12-31 | 365 | 9.2352 | 9 | 0.23521
50952 | 5.72 | 1 | 2018-12-31 | 2019-12-31 | 365 | 6.554 | 6 | 0.55402
39622 | 10.2 | 1 | 2018-12-31 | 2019-12-31 | 365 | 11.6872 | 11 | 0.68724
51018 | 4.16 | 1 | 2018-12-31 | 2019-12-31 | 365 | 4.7666 | 4 | 0.76656
51015 | 12.22 | 1 | 2018-12-31 | 2019-12-31 | 365 | 14.0018 | 14 | 0.0017738
43707 | 13.78 | 1 | 2018-12-31 | 2019-12-31 | 365 | 15.7892 | 15 | 0.78923
40339 | 14.04 | 1 | 2018-12-31 | 2019-12-31 | 365 | 16.0871 | 16 | 0.087144
51006 | 4.68 | 1 | 2018-12-31 | 2019-12-31 | 365 | 5.3624 | 5 | 0.36238
40819 | 12.74 | 1 | 2018-12-31 | 2019-12-31 | 365 | 14.5976 | 14 | 0.59759
39582 | 8.925 | 1 | 2018-12-31 | 2019-12-31 | 365 | 10.2263 | 10 | 0.22634
38231 | 7.4 | 1 | 2018-12-31 | 2019-12-31 | 365 | 8.479 | 8 | 0.47898
38978 | 5.2 | 1 | 2018-12-31 | 2019-12-31 | 365 | 5.9582 | 5 | 0.9582
40576 | 6.76 | 1 | 2018-12-31 | 2019-12-31 | 365 | 7.7457 | 7 | 0.74566
38420 | 5.46 | 1 | 2018-12-31 | 2019-12-31 | 365 | 6.2561 | 6 | 0.25611
41169 | 5.355 | 1 | 2018-12-31 | 2019-12-31 | 365 | 6.1358 | 6 | 0.1358
40922 | 7.28 | 1 | 2018-12-31 | 2019-12-31 | 365 | 8.3415 | 8 | 0.34148
41396 | 3.9 | 1 | 2018-12-31 | 2019-12-31 | 365 | 4.4687 | 4 | 0.46865
39296 | 9.36 | 1 | 2018-12-31 | 2019-12-31 | 365 | 10.7248 | 10 | 0.72476
39405 | 5.1 | 1 | 2018-12-31 | 2019-12-31 | 365 | 5.8436 | 5 | 0.84362
38505 | 10.335 | 1 | 2018-12-31 | 2019-12-31 | 365 | 11.8419 | 11 | 0.84193
40241 | 6.24 | 1 | 2018-12-31 | 2019-12-31 | 365 | 7.1498 | 7 | 0.14984
39898 | 11.7 | 1 | 2018-12-31 | 2019-12-31 | 365 | 13.406 | 13 | 0.40595
40805 | 9.62 | 1 | 2018-12-31 | 2019-12-31 | 365 | 11.0227 | 11 | 0.022673
40855 | 4.24 | 1 | 2018-12-31 | 2019-12-31 | 365 | 4.8582 | 4 | 0.85823
37920 | 11.44 | 1 | 2018-12-31 | 2019-12-31 | 365 | 13.108 | 13 | 0.10804
37949 | 4.94 | 1 | 2018-12-31 | 2019-12-31 | 365 | 5.6603 | 5 | 0.66029
38042 | 3.9 | 1 | 2018-12-31 | 2019-12-31 | 365 | 4.4687 | 4 | 0.46865
43008 | 2.34 | 1 | 2018-12-31 | 2019-12-31 | 365 | 2.6812 | 2 | 0.68119
41482 | 3.445 | 1 | 2018-12-31 | 2019-12-31 | 365 | 3.9473 | 3 | 0.94731
41180 | 4.845 | 1 | 2018-12-31 | 2019-12-31 | 365 | 5.5514 | 5 | 0.55144
41050 | 6.885 | 1 | 2018-12-31 | 2019-12-31 | 365 | 7.8889 | 7 | 0.88889
43011 | 8.84 | 1 | 2018-12-31 | 2019-12-31 | 365 | 10.1289 | 10 | 0.12894
38932 | 2.7 | 1 | 2018-12-31 | 2019-12-31 | 365 | 3.0937 | 3 | 0.093682
51019 | 11.73 | 1 | 2018-12-31 | 2019-12-31 | 365 | 13.4403 | 13 | 0.44033
50996 | 9.88 | 1 | 2018-12-31 | 2019-12-31 | 365 | 11.3206 | 11 | 0.32058
36768 | 8.84 | 1 | 2018-12-31 | 2019-12-31 | 365 | 10.1289 | 10 | 0.12894
51010 | 6.5 | 1 | 2018-12-31 | 2019-12-31 | 365 | 7.4478 | 7 | 0.44775
50974 | 19.76 | 1 | 2018-12-31 | 2019-12-31 | 365 | 22.6412 | 22 | 0.64117
51000 | 9.36 | 1 | 2018-12-31 | 2019-12-31 | 365 | 10.7248 | 10 | 0.72476
50975 | 9.88 | 1 | 2018-12-31 | 2019-12-31 | 365 | 11.3206 | 11 | 0.32058
51027 | 12.75 | 1 | 2018-12-31 | 2019-12-31 | 365 | 14.6091 | 14 | 0.60905
51026 | 11.985 | 1 | 2018-12-31 | 2019-12-31 | 365 | 13.7325 | 13 | 0.73251
39458 | 8.06 | 1 | 2018-12-31 | 2019-12-31 | 365 | 9.2352 | 9 | 0.23521
40040 | 4.94 | 1 | 2018-12-31 | 2019-12-31 | 365 | 5.6603 | 5 | 0.66029
40869 | 9.945 | 1 | 2018-12-31 | 2019-12-31 | 365 | 11.3951 | 11 | 0.39506
41777 | 4.08 | 1 | 2018-12-31 | 2019-12-31 | 365 | 4.6749 | 4 | 0.6749
37859 | 6.5 | 1 | 2018-12-31 | 2019-12-31 | 365 | 7.4478 | 7 | 0.44775
39224 | 4.59 | 1 | 2018-12-31 | 2019-12-31 | 365 | 5.2593 | 5 | 0.25926
40961 | 4.94 | 1 | 2018-12-31 | 2019-12-31 | 365 | 5.6603 | 5 | 0.66029
41936 | 4.42 | 1 | 2018-12-31 | 2019-12-31 | 365 | 5.0645 | 5 | 0.064471
43002 | 10.455 | 1 | 2018-12-31 | 2019-12-31 | 365 | 11.9794 | 11 | 0.97942
40911 | 4.94 | 1 | 2018-12-31 | 2019-12-31 | 365 | 5.6603 | 5 | 0.66029
38502 | 5.46 | 1 | 2018-12-31 | 2019-12-31 | 365 | 6.2561 | 6 | 0.25611
38878 | 7.8 | 1 | 2018-12-31 | 2019-12-31 | 365 | 8.9373 | 8 | 0.9373
39722 | 8.06 | 1 | 2018-12-31 | 2019-12-31 | 365 | 9.2352 | 9 | 0.23521
39500 | 9.945 | 1 | 2018-12-31 | 2019-12-31 | 365 | 11.3951 | 11 | 0.39506
39649 | 7.395 | 1 | 2018-12-31 | 2019-12-31 | 365 | 8.4733 | 8 | 0.47325
52872 | 3.9 | 1 | 2018-12-31 | 2019-12-31 | 365 | 4.4687 | 4 | 0.46865
39986 | 8.58 | 1 | 2018-12-31 | 2019-12-31 | 365 | 9.831 | 9 | 0.83103
38268 | 12.22 | 1 | 2018-12-31 | 2019-12-31 | 365 | 14.0018 | 14 | 0.0017738
37884 | 13.26 | 1 | 2018-12-31 | 2019-12-31 | 365 | 15.1934 | 15 | 0.19341
39720 | 14.04 | 1 | 2018-12-31 | 2019-12-31 | 365 | 16.0871 | 16 | 0.087144
42416 | 9.99 | 1 | 2018-12-31 | 2019-12-31 | 365 | 11.4466 | 11 | 0.44662
39126 | 6.76 | 1 | 2018-12-31 | 2019-12-31 | 365 | 7.7457 | 7 | 0.74566
39074 | 11.18 | 1 | 2018-12-31 | 2019-12-31 | 365 | 12.8101 | 12 | 0.81013
41377 | 13.005 | 1 | 2018-12-31 | 2019-12-31 | 365 | 14.9012 | 14 | 0.90123
40134 | 9.1 | 1 | 2018-12-31 | 2019-12-31 | 365 | 10.4269 | 10 | 0.42685
41006 | 7.395 | 1 | 2018-12-31 | 2019-12-31 | 365 | 8.4733 | 8 | 0.47325
39171 | 3 | 1 | 2018-12-31 | 2019-12-31 | 365 | 3.4374 | 3 | 0.43742
39677 | 10.92 | 1 | 2018-12-31 | 2019-12-31 | 365 | 12.5122 | 12 | 0.51222
40878 | 6.76 | 1 | 2018-12-31 | 2019-12-31 | 365 | 7.7457 | 7 | 0.74566
39974 | 5.13 | 1 | 2018-12-31 | 2019-12-31 | 365 | 5.878 | 5 | 0.878
41650 | 9.62 | 1 | 2018-12-31 | 2019-12-31 | 365 | 11.0227 | 11 | 0.022673
39279 | 11.96 | 1 | 2018-12-31 | 2019-12-31 | 365 | 13.7039 | 13 | 0.70386
50506 | 2.86 | 1 | 2018-12-31 | 2019-12-31 | 365 | 3.277 | 3 | 0.27701
38072 | 5.98 | 1 | 2018-12-31 | 2019-12-31 | 365 | 6.8519 | 6 | 0.85193
40081 | 4.94 | 1 | 2018-12-31 | 2019-12-31 | 365 | 5.6603 | 5 | 0.66029
42566 | 3.38 | 1 | 2018-12-31 | 2019-12-31 | 365 | 3.8728 | 3 | 0.87283
38255 | 10.4 | 1 | 2018-12-31 | 2019-12-31 | 365 | 11.9164 | 11 | 0.9164
38078 | 8.84 | 1 | 2018-12-31 | 2019-12-31 | 365 | 10.1289 | 10 | 0.12894
41963 | 4.16 | 1 | 2018-12-31 | 2019-12-31 | 365 | 4.7666 | 4 | 0.76656
42692 | 6.76 | 1 | 2018-12-31 | 2019-12-31 | 365 | 7.7457 | 7 | 0.74566
42616 | 9.88 | 1 | 2018-12-31 | 2019-12-31 | 365 | 11.3206 | 11 | 0.32058
36698 | 7.02 | 1 | 2018-12-31 | 2019-12-31 | 365 | 8.0436 | 8 | 0.043572
40068 | 2.6 | 1 | 2018-12-31 | 2019-12-31 | 365 | 2.9791 | 2 | 0.9791
45139 | 11.96 | 1 | 2018-12-31 | 2019-12-31 | 365 | 13.7039 | 13 | 0.70386
45282 | 5.46 | 1 | 2018-12-31 | 2019-12-31 | 365 | 6.2561 | 6 | 0.25611
45235 | 11.7 | 1 | 2018-12-31 | 2019-12-31 | 365 | 13.406 | 13 | 0.40595
49643 | 5.72 | 1 | 2018-12-31 | 2019-12-31 | 365 | 6.554 | 6 | 0.55402
50890 | 12.22 | 1 | 2018-12-31 | 2019-12-31 | 365 | 14.0018 | 14 | 0.0017738
52073 | 8.32 | 1 | 2018-12-31 | 2019-12-31 | 365 | 9.5331 | 9 | 0.53312
38208 | 9.36 | 1 | 2018-12-31 | 2019-12-31 | 365 | 10.7248 | 10 | 0.72476
42887 | 3.12 | 1 | 2018-12-31 | 2019-12-31 | 365 | 3.5749 | 3 | 0.57492
41072 | 10 | 1 | 2018-12-31 | 2019-12-31 | 365 | 11.4581 | 11 | 0.45808
40806 | 12.19 | 1 | 2018-12-31 | 2019-12-31 | 365 | 13.9674 | 13 | 0.9674
38368 | 5.98 | 1 | 2018-12-31 | 2019-12-31 | 365 | 6.8519 | 6 | 0.85193
41858 | 9.88 | 1 | 2018-12-31 | 2019-12-31 | 365 | 11.3206 | 11 | 0.32058
41724 | 6.76 | 1 | 2018-12-31 | 2019-12-31 | 365 | 7.7457 | 7 | 0.74566
42592 | 3.38 | 1 | 2018-12-31 | 2019-12-31 | 365 | 3.8728 | 3 | 0.87283
40767 | 3.71 | 1 | 2018-12-31 | 2019-12-31 | 365 | 4.2509 | 4 | 0.25095
40195 | 9.1 | 1 | 2018-12-31 | 2019-12-31 | 365 | 10.4269 | 10 | 0.42685
39314 | 7.02 | 1 | 2018-12-31 | 2019-12-31 | 365 | 8.0436 | 8 | 0.043572
41941 | 5.355 | 1 | 2018-12-31 | 2019-12-31 | 365 | 6.1358 | 6 | 0.1358
40876 | 4.77 | 1 | 2018-12-31 | 2019-12-31 | 365 | 5.4655 | 5 | 0.4655
42952 | 5.2 | 1 | 2018-12-31 | 2019-12-31 | 365 | 5.9582 | 5 | 0.9582
37840 | 7.28 | 1 | 2018-12-31 | 2019-12-31 | 365 | 8.3415 | 8 | 0.34148
38071 | 5.2 | 1 | 2018-12-31 | 2019-12-31 | 365 | 5.9582 | 5 | 0.9582
39625 | 6.24 | 1 | 2018-12-31 | 2019-12-31 | 365 | 7.1498 | 7 | 0.14984
39338 | 9.69 | 1 | 2018-12-31 | 2019-12-31 | 365 | 11.1029 | 11 | 0.10288
43740 | 4.68 | 1 | 2018-12-31 | 2019-12-31 | 365 | 5.3624 | 5 | 0.36238
38924 | 3.64 | 1 | 2018-12-31 | 2019-12-31 | 365 | 4.1707 | 4 | 0.17074
43821 | 3.06 | 1 | 2018-12-31 | 2019-12-31 | 365 | 3.5062 | 3 | 0.50617
44680 | 5.72 | 1 | 2018-12-31 | 2019-12-31 | 365 | 6.554 | 6 | 0.55402
44757 | 14.04 | 1 | 2018-12-31 | 2019-12-31 | 365 | 16.0871 | 16 | 0.087144
44858 | 9.88 | 1 | 2018-12-31 | 2019-12-31 | 365 | 11.3206 | 11 | 0.32058
47255 | 5.565 | 1 | 2018-12-31 | 2019-12-31 | 365 | 6.3764 | 6 | 0.37642
47346 | 5.2 | 1 | 2018-12-31 | 2019-12-31 | 365 | 5.9582 | 5 | 0.9582
39347 | 7.28 | 1 | 2018-12-31 | 2019-12-31 | 365 | 8.3415 | 8 | 0.34148
44732 | 4.42 | 1 | 2018-12-31 | 2019-12-31 | 365 | 5.0645 | 5 | 0.064471
45131 | 4.16 | 1 | 2018-12-31 | 2019-12-31 | 365 | 4.7666 | 4 | 0.76656
45127 | 4.77 | 1 | 2018-12-31 | 2019-12-31 | 365 | 5.4655 | 5 | 0.4655
45228 | 5.1 | 1 | 2018-12-31 | 2019-12-31 | 365 | 5.8436 | 5 | 0.84362
45223 | 6.76 | 1 | 2018-12-31 | 2019-12-31 | 365 | 7.7457 | 7 | 0.74566
45186 | 10.4 | 1 | 2018-12-31 | 2019-12-31 | 365 | 11.9164 | 11 | 0.9164
45152 | 15.6 | 1 | 2018-12-31 | 2019-12-31 | 365 | 17.8746 | 17 | 0.8746
45501 | 3.57 | 1 | 2018-12-31 | 2019-12-31 | 365 | 4.0905 | 4 | 0.090535
45310 | 2.6 | 1 | 2018-12-31 | 2019-12-31 | 365 | 2.9791 | 2 | 0.9791
39062 | 3.8 | 1 | 2018-12-31 | 2019-12-31 | 365 | 4.3541 | 4 | 0.35407
47121 | 8.58 | 1 | 2018-12-31 | 2019-12-31 | 365 | 9.831 | 9 | 0.83103
47175 | 4.16 | 1 | 2018-12-31 | 2019-12-31 | 365 | 4.7666 | 4 | 0.76656
44939 | 7.28 | 1 | 2018-12-31 | 2019-12-31 | 365 | 8.3415 | 8 | 0.34148
45021 | 5.2 | 1 | 2018-12-31 | 2019-12-31 | 365 | 5.9582 | 5 | 0.9582
45460 | 11.44 | 1 | 2018-12-31 | 2019-12-31 | 365 | 13.108 | 13 | 0.10804
45466 | 4.94 | 1 | 2018-12-31 | 2019-12-31 | 365 | 5.6603 | 5 | 0.66029
44868 | 4.16 | 1 | 2018-12-31 | 2019-12-31 | 365 | 4.7666 | 4 | 0.76656
44705 | 7.54 | 1 | 2018-12-31 | 2019-12-31 | 365 | 8.6394 | 8 | 0.63939
49636 | 8.58 | 1 | 2018-12-31 | 2019-12-31 | 365 | 9.831 | 9 | 0.83103
44642 | 12.74 | 1 | 2018-12-31 | 2019-12-31 | 365 | 14.5976 | 14 | 0.59759
44637 | 6.375 | 1 | 2018-12-31 | 2019-12-31 | 365 | 7.3045 | 7 | 0.30453
49641 | 3.8 | 1 | 2018-12-31 | 2019-12-31 | 365 | 4.3541 | 4 | 0.35407
49647 | 3.64 | 1 | 2018-12-31 | 2019-12-31 | 365 | 4.1707 | 4 | 0.17074
49682 | 7.395 | 1 | 2018-12-31 | 2019-12-31 | 365 | 8.4733 | 8 | 0.47325
40941 | 3.9 | 1 | 2018-12-31 | 2019-12-31 | 365 | 4.4687 | 4 | 0.46865
40130 | 8.58 | 1 | 2018-12-31 | 2019-12-31 | 365 | 9.831 | 9 | 0.83103
33180 | 10.4 | 1 | 2018-12-31 | 2019-12-31 | 365 | 11.9164 | 11 | 0.9164
50709 | 3.12 | 1 | 2018-12-31 | 2019-12-31 | 365 | 3.5749 | 3 | 0.57492
52048 | 14.04 | 1 | 2018-12-31 | 2019-12-31 | 365 | 16.0871 | 16 | 0.087144
30032 | 9.1 | 1 | 2018-12-31 | 2019-12-31 | 365 | 10.4269 | 10 | 0.42685
40786 | 7.8 | 1 | 2018-12-31 | 2019-12-31 | 365 | 8.9373 | 8 | 0.9373
44878 | 9.1 | 1 | 2018-12-31 | 2019-12-31 | 365 | 10.4269 | 10 | 0.42685
52313 | 15.12 | 1 | 2018-12-31 | 2019-12-31 | 365 | 17.3246 | 17 | 0.32462
49783 | 5.865 | 1 | 2018-12-31 | 2019-12-31 | 365 | 6.7202 | 6 | 0.72016
49849 | 4.16 | 1 | 2018-12-31 | 2019-12-31 | 365 | 4.7666 | 4 | 0.76656
47185 | 2.34 | 1 | 2018-12-31 | 2019-12-31 | 365 | 2.6812 | 2 | 0.68119
47254 | 7.8 | 1 | 2018-12-31 | 2019-12-31 | 365 | 8.9373 | 8 | 0.9373
38151 | 7.28 | 1 | 2018-12-31 | 2019-12-31 | 365 | 8.3415 | 8 | 0.34148
38165 | 5.72 | 1 | 2018-12-31 | 2019-12-31 | 365 | 6.554 | 6 | 0.55402
49968 | 6.12 | 1 | 2018-12-31 | 2019-12-31 | 365 | 7.0123 | 7 | 0.012345
50699 | 10.4 | 1 | 2018-12-31 | 2019-12-31 | 365 | 11.9164 | 11 | 0.9164
38211 | 6.76 | 1 | 2018-12-31 | 2019-12-31 | 365 | 7.7457 | 7 | 0.74566
33887 | 12.24 | 1 | 2018-12-31 | 2019-12-31 | 365 | 14.0247 | 14 | 0.02469
49367 | 3.825 | 1 | 2018-12-31 | 2019-12-31 | 365 | 4.3827 | 4 | 0.38272
40574 | 7.28 | 1 | 2018-12-31 | 2019-12-31 | 365 | 8.3415 | 8 | 0.34148
49719 | 3.06 | 1 | 2018-12-31 | 2019-12-31 | 365 | 3.5062 | 3 | 0.50617
49778 | 2.86 | 1 | 2018-12-31 | 2019-12-31 | 365 | 3.277 | 3 | 0.27701
50757 | 5.98 | 1 | 2018-12-31 | 2019-12-31 | 365 | 6.8519 | 6 | 0.85193
49774 | 9.62 | 1 | 2018-12-31 | 2019-12-31 | 365 | 11.0227 | 11 | 0.022673
51080 | 12.22 | 1 | 2018-12-31 | 2019-12-31 | 365 | 14.0018 | 14 | 0.0017738
51373 | 11.925 | 1 | 2018-12-31 | 2019-12-31 | 365 | 13.6638 | 13 | 0.66376
50954 | 6.12 | 1 | 2018-12-31 | 2019-12-31 | 365 | 7.0123 | 7 | 0.012345
52869 | 6.24 | 1 | 2018-12-31 | 2019-12-31 | 365 | 7.1498 | 7 | 0.14984
49938 | 9.36 | 1 | 2018-12-31 | 2019-12-31 | 365 | 10.7248 | 10 | 0.72476
49946 | 10.14 | 1 | 2018-12-31 | 2019-12-31 | 365 | 11.6185 | 11 | 0.61849
49961 | 5.46 | 1 | 2018-12-31 | 2019-12-31 | 365 | 6.2561 | 6 | 0.25611
49833 | 9.36 | 1 | 2018-12-31 | 2019-12-31 | 365 | 10.7248 | 10 | 0.72476
39042 | 5.61 | 1 | 2018-12-31 | 2019-12-31 | 365 | 6.428 | 6 | 0.42798
41412 | 9.1 | 1 | 2018-12-31 | 2019-12-31 | 365 | 10.4269 | 10 | 0.42685
39269 | 4.16 | 1 | 2018-12-31 | 2019-12-31 | 365 | 4.7666 | 4 | 0.76656
49803 | 6.5 | 1 | 2018-12-31 | 2019-12-31 | 365 | 7.4478 | 7 | 0.44775
49836 | 5.72 | 1 | 2018-12-31 | 2019-12-31 | 365 | 6.554 | 6 | 0.55402
35060 | 3592.9 | 0.8 | 2018-12-31 | 2019-12-31 | 365 | 3293.4189 | 3293 | 0.41885
49954 | 5.61 | 1 | 2018-12-31 | 2019-12-31 | 365 | 6.428 | 6 | 0.42798
40493 | 9.88 | 1 | 2018-12-31 | 2019-12-31 | 365 | 11.3206 | 11 | 0.32058
40387 | 6.76 | 1 | 2018-12-31 | 2019-12-31 | 365 | 7.7457 | 7 | 0.74566
40853 | 3.445 | 1 | 2018-12-31 | 2019-12-31 | 365 | 3.9473 | 3 | 0.94731
49934 | 5.61 | 1 | 2018-12-31 | 2019-12-31 | 365 | 6.428 | 6 | 0.42798
53226 | 3.64 | 1 | 2018-12-31 | 2019-12-31 | 365 | 4.1707 | 4 | 0.17074
53455 | 3.64 | 1 | 2018-12-31 | 2019-12-31 | 365 | 4.1707 | 4 | 0.17074
43378 | 4.16 | 1 | 2018-12-31 | 2019-12-31 | 365 | 4.7666 | 4 | 0.76656
44374 | 4.845 | 1 | 2018-12-31 | 2019-12-31 | 365 | 5.5514 | 5 | 0.55144
43142 | 4.94 | 1 | 2018-12-31 | 2019-12-31 | 365 | 5.6603 | 5 | 0.66029
42885 | 11.7 | 1 | 2018-12-31 | 2019-12-31 | 365 | 13.406 | 13 | 0.40595
43386 | 8.67 | 1 | 2018-12-31 | 2019-12-31 | 365 | 9.9342 | 9 | 0.93416
38838 | 10.865 | 1 | 2018-12-31 | 2019-12-31 | 365 | 12.4492 | 12 | 0.4492
43374 | 4.16 | 1 | 2018-12-31 | 2019-12-31 | 365 | 4.7666 | 4 | 0.76656
42871 | 5.46 | 1 | 2018-12-31 | 2019-12-31 | 365 | 6.2561 | 6 | 0.25611
39807 | 4.59 | 1 | 2018-12-31 | 2019-12-31 | 365 | 5.2593 | 5 | 0.25926
43369 | 5.61 | 1 | 2018-12-31 | 2019-12-31 | 365 | 6.428 | 6 | 0.42798
30350 | 6.095 | 1 | 2018-12-31 | 2019-12-31 | 365 | 6.9837 | 6 | 0.9837
33328 | 5.98 | 1 | 2018-12-31 | 2019-12-31 | 365 | 6.8519 | 6 | 0.85193
33637 | 14.04 | 1 | 2018-12-31 | 2019-12-31 | 365 | 16.0871 | 16 | 0.087144
33880 | 2.6 | 1 | 2018-12-31 | 2019-12-31 | 365 | 2.9791 | 2 | 0.9791
34080 | 5.46 | 1 | 2018-12-31 | 2019-12-31 | 365 | 6.2561 | 6 | 0.25611
36116 | 13.77 | 1 | 2018-12-31 | 2019-12-31 | 365 | 15.7778 | 15 | 0.77778
33149 | 7.28 | 1 | 2018-12-31 | 2019-12-31 | 365 | 8.3415 | 8 | 0.34148
50752 | 7.54 | 1 | 2018-12-31 | 2019-12-31 | 365 | 8.6394 | 8 | 0.63939
52330 | 9.01 | 1 | 2018-12-31 | 2019-12-31 | 365 | 10.3237 | 10 | 0.32373
35445 | 5.72 | 1 | 2018-12-31 | 2019-12-31 | 365 | 6.554 | 6 | 0.55402
36420 | 5.98 | 1 | 2018-12-31 | 2019-12-31 | 365 | 6.8519 | 6 | 0.85193
33375 | 2.6 | 1 | 2018-12-31 | 2019-12-31 | 365 | 2.9791 | 2 | 0.9791
39185 | 8.925 | 1 | 2018-12-31 | 2019-12-31 | 365 | 10.2263 | 10 | 0.22634
40391 | 14.04 | 1 | 2018-12-31 | 2019-12-31 | 365 | 16.0871 | 16 | 0.087144
42186 | 3.9 | 1 | 2018-12-31 | 2019-12-31 | 365 | 4.4687 | 4 | 0.46865
35254 | 151.2 | 0.9 | 2018-12-31 | 2019-12-31 | 365 | 155.9216 | 155 | 0.92155
47113 | 16.64 | 1 | 2018-12-31 | 2019-12-31 | 365 | 19.0662 | 19 | 0.066245
47094 | 8.32 | 1 | 2018-12-31 | 2019-12-31 | 365 | 9.5331 | 9 | 0.53312
47204 | 7.28 | 1 | 2018-12-31 | 2019-12-31 | 365 | 8.3415 | 8 | 0.34148
47337 | 7.54 | 1 | 2018-12-31 | 2019-12-31 | 365 | 8.6394 | 8 | 0.63939
47365 | 7.905 | 1 | 2018-12-31 | 2019-12-31 | 365 | 9.0576 | 9 | 0.057612
47460 | 4.94 | 1 | 2018-12-31 | 2019-12-31 | 365 | 5.6603 | 5 | 0.66029
47282 | 6.24 | 1 | 2018-12-31 | 2019-12-31 | 365 | 7.1498 | 7 | 0.14984
49256 | 4.68 | 1 | 2018-12-31 | 2019-12-31 | 365 | 5.3624 | 5 | 0.36238
49363 | 4.59 | 1 | 2018-12-31 | 2019-12-31 | 365 | 5.2593 | 5 | 0.25926
49370 | 8.32 | 1 | 2018-12-31 | 2019-12-31 | 365 | 9.5331 | 9 | 0.53312
49383 | 13.78 | 1 | 2018-12-31 | 2019-12-31 | 365 | 15.7892 | 15 | 0.78923
49394 | 9.88 | 1 | 2018-12-31 | 2019-12-31 | 365 | 11.3206 | 11 | 0.32058
49401 | 5.72 | 1 | 2018-12-31 | 2019-12-31 | 365 | 6.554 | 6 | 0.55402
49404 | 4.94 | 1 | 2018-12-31 | 2019-12-31 | 365 | 5.6603 | 5 | 0.66029
49420 | 14.04 | 1 | 2018-12-31 | 2019-12-31 | 365 | 16.0871 | 16 | 0.087144
49421 | 15.6 | 1 | 2018-12-31 | 2019-12-31 | 365 | 17.8746 | 17 | 0.8746
49426 | 7.54 | 1 | 2018-12-31 | 2019-12-31 | 365 | 8.6394 | 8 | 0.63939
49433 | 4.335 | 1 | 2018-12-31 | 2019-12-31 | 365 | 4.9671 | 4 | 0.96708
49448 | 13.26 | 1 | 2018-12-31 | 2019-12-31 | 365 | 15.1934 | 15 | 0.19341
49459 | 9.36 | 1 | 2018-12-31 | 2019-12-31 | 365 | 10.7248 | 10 | 0.72476
49471 | 4.16 | 1 | 2018-12-31 | 2019-12-31 | 365 | 4.7666 | 4 | 0.76656
49481 | 2.08 | 1 | 2018-12-31 | 2019-12-31 | 365 | 2.3833 | 2 | 0.38328
49468 | 7.28 | 1 | 2018-12-31 | 2019-12-31 | 365 | 8.3415 | 8 | 0.34148
49490 | 5.98 | 1 | 2018-12-31 | 2019-12-31 | 365 | 6.8519 | 6 | 0.85193
49515 | 7.8 | 1 | 2018-12-31 | 2019-12-31 | 365 | 8.9373 | 8 | 0.9373
49979 | 11.925 | 1 | 2018-12-31 | 2019-12-31 | 365 | 13.6638 | 13 | 0.66376
49532 | 7.54 | 1 | 2018-12-31 | 2019-12-31 | 365 | 8.6394 | 8 | 0.63939
49556 | 5.98 | 1 | 2018-12-31 | 2019-12-31 | 365 | 6.8519 | 6 | 0.85193
50480 | 8.32 | 1 | 2018-12-31 | 2019-12-31 | 365 | 9.5331 | 9 | 0.53312
49553 | 10.14 | 1 | 2018-12-31 | 2019-12-31 | 365 | 11.6185 | 11 | 0.61849
49588 | 2.34 | 1 | 2018-12-31 | 2019-12-31 | 365 | 2.6812 | 2 | 0.68119
49606 | 12.74 | 1 | 2018-12-31 | 2019-12-31 | 365 | 14.5976 | 14 | 0.59759
49614 | 3.975 | 1 | 2018-12-31 | 2019-12-31 | 365 | 4.5546 | 4 | 0.55459
49620 | 4.16 | 1 | 2018-12-31 | 2019-12-31 | 365 | 4.7666 | 4 | 0.76656
49633 | 7.42 | 1 | 2018-12-31 | 2019-12-31 | 365 | 8.5019 | 8 | 0.5019
49637 | 5.83 | 1 | 2018-12-31 | 2019-12-31 | 365 | 6.6801 | 6 | 0.68006
49648 | 12.74 | 1 | 2018-12-31 | 2019-12-31 | 365 | 14.5976 | 14 | 0.59759
49775 | 9.805 | 1 | 2018-12-31 | 2019-12-31 | 365 | 11.2346 | 11 | 0.23465
49660 | 6.24 | 1 | 2018-12-31 | 2019-12-31 | 365 | 7.1498 | 7 | 0.14984
50492 | 6.5 | 1 | 2018-12-31 | 2019-12-31 | 365 | 7.4478 | 7 | 0.44775
49665 | 9.88 | 1 | 2018-12-31 | 2019-12-31 | 365 | 11.3206 | 11 | 0.32058
49680 | 7.54 | 1 | 2018-12-31 | 2019-12-31 | 365 | 8.6394 | 8 | 0.63939
50514 | 11.96 | 1 | 2018-12-31 | 2019-12-31 | 365 | 13.7039 | 13 | 0.70386
49784 | 9.88 | 1 | 2018-12-31 | 2019-12-31 | 365 | 11.3206 | 11 | 0.32058
50528 | 7.54 | 1 | 2018-12-31 | 2019-12-31 | 365 | 8.6394 | 8 | 0.63939
49786 | 5.46 | 1 | 2018-12-31 | 2019-12-31 | 365 | 6.2561 | 6 | 0.25611
50724 | 3.38 | 1 | 2018-12-31 | 2019-12-31 | 365 | 3.8728 | 3 | 0.87283
49806 | 8.06 | 1 | 2018-12-31 | 2019-12-31 | 365 | 9.2352 | 9 | 0.23521
50747 | 10.14 | 1 | 2018-12-31 | 2019-12-31 | 365 | 11.6185 | 11 | 0.61849
50733 | 3.9 | 1 | 2018-12-31 | 2019-12-31 | 365 | 4.4687 | 4 | 0.46865
49817 | 4.16 | 1 | 2018-12-31 | 2019-12-31 | 365 | 4.7666 | 4 | 0.76656
49831 | 8.32 | 1 | 2018-12-31 | 2019-12-31 | 365 | 9.5331 | 9 | 0.53312
50823 | 9.88 | 1 | 2018-12-31 | 2019-12-31 | 365 | 11.3206 | 11 | 0.32058
49832 | 2.6 | 1 | 2018-12-31 | 2019-12-31 | 365 | 2.9791 | 2 | 0.9791
50762 | 4.505 | 1 | 2018-12-31 | 2019-12-31 | 365 | 5.1619 | 5 | 0.16187
50821 | 4.68 | 1 | 2018-12-31 | 2019-12-31 | 365 | 5.3624 | 5 | 0.36238
50775 | 6.5 | 1 | 2018-12-31 | 2019-12-31 | 365 | 7.4478 | 7 | 0.44775
50761 | 3.12 | 1 | 2018-12-31 | 2019-12-31 | 365 | 3.5749 | 3 | 0.57492
50728 | 3.12 | 1 | 2018-12-31 | 2019-12-31 | 365 | 3.5749 | 3 | 0.57492
51017 | 8.84 | 1 | 2018-12-31 | 2019-12-31 | 365 | 10.1289 | 10 | 0.12894
50989 | 5.2 | 1 | 2018-12-31 | 2019-12-31 | 365 | 5.9582 | 5 | 0.9582
50999 | 12.74 | 1 | 2018-12-31 | 2019-12-31 | 365 | 14.5976 | 14 | 0.59759
50981 | 2.08 | 1 | 2018-12-31 | 2019-12-31 | 365 | 2.3833 | 2 | 0.38328
51024 | 5.46 | 1 | 2018-12-31 | 2019-12-31 | 365 | 6.2561 | 6 | 0.25611
51097 | 3.9 | 1 | 2018-12-31 | 2019-12-31 | 365 | 4.4687 | 4 | 0.46865
51098 | 7.28 | 1 | 2018-12-31 | 2019-12-31 | 365 | 8.3415 | 8 | 0.34148
50968 | 8.25 | 1 | 2018-12-31 | 2019-12-31 | 365 | 9.4529 | 9 | 0.45292
51094 | 7.54 | 1 | 2018-12-31 | 2019-12-31 | 365 | 8.6394 | 8 | 0.63939
51792 | 13.52 | 1 | 2018-12-31 | 2019-12-31 | 365 | 15.4913 | 15 | 0.49132
49848 | 5.98 | 1 | 2018-12-31 | 2019-12-31 | 365 | 6.8519 | 6 | 0.85193
49857 | 6.885 | 1 | 2018-12-31 | 2019-12-31 | 365 | 7.8889 | 7 | 0.88889
51775 | 3.24 | 1 | 2018-12-31 | 2019-12-31 | 365 | 3.7124 | 3 | 0.71242
49866 | 2.08 | 1 | 2018-12-31 | 2019-12-31 | 365 | 2.3833 | 2 | 0.38328
49929 | 13.26 | 1 | 2018-12-31 | 2019-12-31 | 365 | 15.1934 | 15 | 0.19341
49931 | 7.28 | 1 | 2018-12-31 | 2019-12-31 | 365 | 8.3415 | 8 | 0.34148
49943 | 3.06 | 1 | 2018-12-31 | 2019-12-31 | 365 | 3.5062 | 3 | 0.50617
49941 | 8.58 | 1 | 2018-12-31 | 2019-12-31 | 365 | 9.831 | 9 | 0.83103
49936 | 10.66 | 1 | 2018-12-31 | 2019-12-31 | 365 | 12.2143 | 12 | 0.21431
49949 | 10.14 | 1 | 2018-12-31 | 2019-12-31 | 365 | 11.6185 | 11 | 0.61849
49952 | 3.64 | 1 | 2018-12-31 | 2019-12-31 | 365 | 4.1707 | 4 | 0.17074
49955 | 6.375 | 1 | 2018-12-31 | 2019-12-31 | 365 | 7.3045 | 7 | 0.30453
49960 | 4.94 | 1 | 2018-12-31 | 2019-12-31 | 365 | 5.6603 | 5 | 0.66029
49966 | 4.77 | 1 | 2018-12-31 | 2019-12-31 | 365 | 5.4655 | 5 | 0.4655
49969 | 4.24 | 1 | 2018-12-31 | 2019-12-31 | 365 | 4.8582 | 4 | 0.85823
49974 | 7.8 | 1 | 2018-12-31 | 2019-12-31 | 365 | 8.9373 | 8 | 0.9373
49976 | 6.76 | 1 | 2018-12-31 | 2019-12-31 | 365 | 7.7457 | 7 | 0.74566
49977 | 7.02 | 1 | 2018-12-31 | 2019-12-31 | 365 | 8.0436 | 8 | 0.043572
39120 | 4.94 | 1 | 2018-12-31 | 2019-12-31 | 365 | 5.6603 | 5 | 0.66029
40753 | 4.42 | 1 | 2018-12-31 | 2019-12-31 | 365 | 5.0645 | 5 | 0.064471
41825 | 10.92 | 1 | 2018-12-31 | 2019-12-31 | 365 | 12.5122 | 12 | 0.51222
38602 | 8.32 | 1 | 2018-12-31 | 2019-12-31 | 365 | 9.5331 | 9 | 0.53312
42676 | 7.8 | 1 | 2018-12-31 | 2019-12-31 | 365 | 8.9373 | 8 | 0.9373
40693 | 7.54 | 1 | 2018-12-31 | 2019-12-31 | 365 | 8.6394 | 8 | 0.63939
52923 | 9.62 | 1 | 2018-12-31 | 2019-12-31 | 365 | 11.0227 | 11 | 0.022673
47378 | 2.34 | 1 | 2018-12-31 | 2019-12-31 | 365 | 2.6812 | 2 | 0.68119
42212 | 7.83 | 1 | 2018-12-31 | 2019-12-31 | 365 | 8.9717 | 8 | 0.97168
40579 | 2.86 | 1 | 2018-12-31 | 2019-12-31 | 365 | 3.277 | 3 | 0.27701
41392 | 6.24 | 1 | 2018-12-31 | 2019-12-31 | 365 | 7.1498 | 7 | 0.14984
39545 | 3.64 | 1 | 2018-12-31 | 2019-12-31 | 365 | 4.1707 | 4 | 0.17074
39061 | 8.58 | 1 | 2018-12-31 | 2019-12-31 | 365 | 9.831 | 9 | 0.83103
52643 | 4.42 | 1 | 2018-12-31 | 2019-12-31 | 365 | 5.0645 | 5 | 0.064471
52638 | 9.69 | 1 | 2018-12-31 | 2019-12-31 | 365 | 11.1029 | 11 | 0.10288
38065 | 6.24 | 1 | 2018-12-31 | 2019-12-31 | 365 | 7.1498 | 7 | 0.14984
41382 | 9.36 | 1 | 2018-12-31 | 2019-12-31 | 365 | 10.7248 | 10 | 0.72476
38730 | 5.72 | 1 | 2018-12-31 | 2019-12-31 | 365 | 6.554 | 6 | 0.55402
45936 | 2.86 | 1 | 2018-12-31 | 2019-12-31 | 365 | 3.277 | 3 | 0.27701
38178 | 11.96 | 1 | 2018-12-31 | 2019-12-31 | 365 | 13.7039 | 13 | 0.70386
41918 | 7.28 | 1 | 2018-12-31 | 2019-12-31 | 365 | 8.3415 | 8 | 0.34148
38055 | 4.68 | 1 | 2018-12-31 | 2019-12-31 | 365 | 5.3624 | 5 | 0.36238
42945 | 5.355 | 1 | 2018-12-31 | 2019-12-31 | 365 | 6.1358 | 6 | 0.1358
40697 | 9.54 | 1 | 2018-12-31 | 2019-12-31 | 365 | 10.931 | 10 | 0.93101
40007 | 3.12 | 1 | 2018-12-31 | 2019-12-31 | 365 | 3.5749 | 3 | 0.57492
38216 | 7.28 | 1 | 2018-12-31 | 2019-12-31 | 365 | 8.3415 | 8 | 0.34148
37631 | 8.84 | 1 | 2018-12-31 | 2019-12-31 | 365 | 10.1289 | 10 | 0.12894
38826 | 2.86 | 1 | 2018-12-31 | 2019-12-31 | 365 | 3.277 | 3 | 0.27701
43607 | 11.96 | 1 | 2018-12-31 | 2019-12-31 | 365 | 13.7039 | 13 | 0.70386
38898 | 6.63 | 1 | 2018-12-31 | 2019-12-31 | 365 | 7.5967 | 7 | 0.59671
40171 | 12.48 | 1 | 2018-12-31 | 2019-12-31 | 365 | 14.2997 | 14 | 0.29968
43784 | 5.1 | 1 | 2018-12-31 | 2019-12-31 | 365 | 5.8436 | 5 | 0.84362
39189 | 7.8 | 1 | 2018-12-31 | 2019-12-31 | 365 | 8.9373 | 8 | 0.9373
51091 | 9.62 | 1 | 2018-12-31 | 2019-12-31 | 365 | 11.0227 | 11 | 0.022673
51548 | 9.36 | 1 | 2018-12-31 | 2019-12-31 | 365 | 10.7248 | 10 | 0.72476
51817 | 4.335 | 1 | 2018-12-31 | 2019-12-31 | 365 | 4.9671 | 4 | 0.96708
51783 | 9.1 | 1 | 2018-12-31 | 2019-12-31 | 365 | 10.4269 | 10 | 0.42685
52075 | 14.82 | 1 | 2018-12-31 | 2019-12-31 | 365 | 16.9809 | 16 | 0.98087
52059 | 8.84 | 1 | 2018-12-31 | 2019-12-31 | 365 | 10.1289 | 10 | 0.12894
52051 | 4.42 | 1 | 2018-12-31 | 2019-12-31 | 365 | 5.0645 | 5 | 0.064471
52069 | 9.62 | 1 | 2018-12-31 | 2019-12-31 | 365 | 11.0227 | 11 | 0.022673
52055 | 2.295 | 1 | 2018-12-31 | 2019-12-31 | 365 | 2.6296 | 2 | 0.62963
52052 | 7.905 | 1 | 2018-12-31 | 2019-12-31 | 365 | 9.0576 | 9 | 0.057612
52085 | 4.16 | 1 | 2018-12-31 | 2019-12-31 | 365 | 4.7666 | 4 | 0.76656
52010 | 9.1 | 1 | 2018-12-31 | 2019-12-31 | 365 | 10.4269 | 10 | 0.42685
52006 | 12.22 | 1 | 2018-12-31 | 2019-12-31 | 365 | 14.0018 | 14 | 0.0017738
51953 | 3.9 | 1 | 2018-12-31 | 2019-12-31 | 365 | 4.4687 | 4 | 0.46865
52374 | 5.61 | 1 | 2018-12-31 | 2019-12-31 | 365 | 6.428 | 6 | 0.42798
52429 | 6.63 | 1 | 2018-12-31 | 2019-12-31 | 365 | 7.5967 | 7 | 0.59671
52435 | 4.08 | 1 | 2018-12-31 | 2019-12-31 | 365 | 4.6749 | 4 | 0.6749
52450 | 11.7 | 1 | 2018-12-31 | 2019-12-31 | 365 | 13.406 | 13 | 0.40595
52449 | 4.16 | 1 | 2018-12-31 | 2019-12-31 | 365 | 4.7666 | 4 | 0.76656
52686 | 5.1 | 1 | 2018-12-31 | 2019-12-31 | 365 | 5.8436 | 5 | 0.84362
52656 | 4.845 | 1 | 2018-12-31 | 2019-12-31 | 365 | 5.5514 | 5 | 0.55144
40219 | 10.4 | 1 | 2018-12-31 | 2019-12-31 | 365 | 11.9164 | 11 | 0.9164
38284 | 6.36 | 1 | 2018-12-31 | 2019-12-31 | 365 | 7.2873 | 7 | 0.28734
52653 | 6.36 | 1 | 2018-12-31 | 2019-12-31 | 365 | 7.2873 | 7 | 0.28734
52654 | 4.08 | 1 | 2018-12-31 | 2019-12-31 | 365 | 4.6749 | 4 | 0.6749
52655 | 4.845 | 1 | 2018-12-31 | 2019-12-31 | 365 | 5.5514 | 5 | 0.55144
40324 | 6.36 | 1 | 2018-12-31 | 2019-12-31 | 365 | 7.2873 | 7 | 0.28734
52379 | 4.59 | 1 | 2018-12-31 | 2019-12-31 | 365 | 5.2593 | 5 | 0.25926
52339 | 8.415 | 1 | 2018-12-31 | 2019-12-31 | 365 | 9.642 | 9 | 0.64197
52306 | 4.94 | 1 | 2018-12-31 | 2019-12-31 | 365 | 5.6603 | 5 | 0.66029
52483 | 14.04 | 1 | 2018-12-31 | 2019-12-31 | 365 | 16.0871 | 16 | 0.087144
52303 | 6.76 | 1 | 2018-12-31 | 2019-12-31 | 365 | 7.7457 | 7 | 0.74566
52300 | 7.8 | 1 | 2018-12-31 | 2019-12-31 | 365 | 8.9373 | 8 | 0.9373
41754 | 5.2 | 1 | 2018-12-31 | 2019-12-31 | 365 | 5.9582 | 5 | 0.9582
37916 | 7.54 | 1 | 2018-12-31 | 2019-12-31 | 365 | 8.6394 | 8 | 0.63939
40761 | 18.615 | 1 | 2018-12-31 | 2019-12-31 | 365 | 21.3292 | 21 | 0.32922
42068 | 7.02 | 1 | 2018-12-31 | 2019-12-31 | 365 | 8.0436 | 8 | 0.043572
51954 | 4.247 | 1 | 2018-12-31 | 2019-12-31 | 365 | 4.8662 | 4 | 0.86625
43710 | 9.945 | 1 | 2018-12-31 | 2019-12-31 | 365 | 11.3951 | 11 | 0.39506
51957 | 10.14 | 1 | 2018-12-31 | 2019-12-31 | 365 | 11.6185 | 11 | 0.61849
38833 | 8.32 | 1 | 2018-12-31 | 2019-12-31 | 365 | 9.5331 | 9 | 0.53312
52487 | 7.65 | 1 | 2018-12-31 | 2019-12-31 | 365 | 8.7654 | 8 | 0.76543
41290 | 8.84 | 1 | 2018-12-31 | 2019-12-31 | 365 | 10.1289 | 10 | 0.12894
51911 | 2.04 | 1 | 2018-12-31 | 2019-12-31 | 365 | 2.3374 | 2 | 0.33745
40897 | 9.36 | 1 | 2018-12-31 | 2019-12-31 | 365 | 10.7248 | 10 | 0.72476
39330 | 6.12 | 1 | 2018-12-31 | 2019-12-31 | 365 | 7.0123 | 7 | 0.012345
51826 | 4.845 | 1 | 2018-12-31 | 2019-12-31 | 365 | 5.5514 | 5 | 0.55144
38521 | 10.66 | 1 | 2018-12-31 | 2019-12-31 | 365 | 12.2143 | 12 | 0.21431
39308 | 7.8 | 1 | 2018-12-31 | 2019-12-31 | 365 | 8.9373 | 8 | 0.9373
52639 | 6.885 | 1 | 2018-12-31 | 2019-12-31 | 365 | 7.8889 | 7 | 0.88889
43186 | 5.2 | 1 | 2018-12-31 | 2019-12-31 | 365 | 5.9582 | 5 | 0.9582
39054 | 6.24 | 1 | 2018-12-31 | 2019-12-31 | 365 | 7.1498 | 7 | 0.14984
52635 | 10.455 | 1 | 2018-12-31 | 2019-12-31 | 365 | 11.9794 | 11 | 0.97942
52637 | 8.16 | 1 | 2018-12-31 | 2019-12-31 | 365 | 9.3498 | 9 | 0.34979
52910 | 2.55 | 1 | 2018-12-31 | 2019-12-31 | 365 | 2.9218 | 2 | 0.92181
52871 | 3.8 | 1 | 2018-12-31 | 2019-12-31 | 365 | 4.3541 | 4 | 0.35407
52652 | 8.415 | 1 | 2018-12-31 | 2019-12-31 | 365 | 9.642 | 9 | 0.64197
52744 | 5.1 | 1 | 2018-12-31 | 2019-12-31 | 365 | 5.8436 | 5 | 0.84362
52610 | 2.86 | 1 | 2018-12-31 | 2019-12-31 | 365 | 3.277 | 3 | 0.27701
52865 | 10.2 | 1 | 2018-12-31 | 2019-12-31 | 365 | 11.6872 | 11 | 0.68724
52646 | 8.58 | 1 | 2018-12-31 | 2019-12-31 | 365 | 9.831 | 9 | 0.83103
30694 | 5.98 | 1 | 2018-12-31 | 2019-12-31 | 365 | 6.8519 | 6 | 0.85193
52651 | 7.02 | 1 | 2018-12-31 | 2019-12-31 | 365 | 8.0436 | 8 | 0.043572
52689 | 4.42 | 1 | 2018-12-31 | 2019-12-31 | 365 | 5.0645 | 5 | 0.064471
52692 | 3.57 | 1 | 2018-12-31 | 2019-12-31 | 365 | 4.0905 | 4 | 0.090535
52740 | 4.42 | 1 | 2018-12-31 | 2019-12-31 | 365 | 5.0645 | 5 | 0.064471
40575 | 4.42 | 1 | 2018-12-31 | 2019-12-31 | 365 | 5.0645 | 5 | 0.064471
40315 | 7.02 | 1 | 2018-12-31 | 2019-12-31 | 365 | 8.0436 | 8 | 0.043572
40198 | 16.12 | 1 | 2018-12-31 | 2019-12-31 | 365 | 18.4704 | 18 | 0.47042
42126 | 7.8 | 1 | 2018-12-31 | 2019-12-31 | 365 | 8.9373 | 8 | 0.9373
42215 | 4.05 | 1 | 2018-12-31 | 2019-12-31 | 365 | 4.6405 | 4 | 0.64052
40597 | 14.3 | 1 | 2018-12-31 | 2019-12-31 | 365 | 16.3851 | 16 | 0.38505
45779 | 10.14 | 1 | 2018-12-31 | 2019-12-31 | 365 | 11.6185 | 11 | 0.61849
39723 | 5.2 | 1 | 2018-12-31 | 2019-12-31 | 365 | 5.9582 | 5 | 0.9582
41884 | 11.22 | 1 | 2018-12-31 | 2019-12-31 | 365 | 12.856 | 12 | 0.85597
40206 | 7.905 | 1 | 2018-12-31 | 2019-12-31 | 365 | 9.0576 | 9 | 0.057612
48082 | 6.24 | 1 | 2018-12-31 | 2019-12-31 | 365 | 7.1498 | 7 | 0.14984
40661 | 18.2 | 1 | 2018-12-31 | 2019-12-31 | 365 | 20.8537 | 20 | 0.85371
41552 | 3.38 | 1 | 2018-12-31 | 2019-12-31 | 365 | 3.8728 | 3 | 0.87283
43082 | 4.59 | 1 | 2018-12-31 | 2019-12-31 | 365 | 5.2593 | 5 | 0.25926
37898 | 3.9 | 1 | 2018-12-31 | 2019-12-31 | 365 | 4.4687 | 4 | 0.46865
41759 | 5.72 | 1 | 2018-12-31 | 2019-12-31 | 365 | 6.554 | 6 | 0.55402
40517 | 10.455 | 1 | 2018-12-31 | 2019-12-31 | 365 | 11.9794 | 11 | 0.97942
41272 | 7.8 | 1 | 2018-12-31 | 2019-12-31 | 365 | 8.9373 | 8 | 0.9373
42681 | 8.84 | 1 | 2018-12-31 | 2019-12-31 | 365 | 10.1289 | 10 | 0.12894
40403 | 10.66 | 1 | 2018-12-31 | 2019-12-31 | 365 | 12.2143 | 12 | 0.21431
40483 | 12.48 | 1 | 2018-12-31 | 2019-12-31 | 365 | 14.2997 | 14 | 0.29968
40204 | 7.8 | 1 | 2018-12-31 | 2019-12-31 | 365 | 8.9373 | 8 | 0.9373
41060 | 10.66 | 1 | 2018-12-31 | 2019-12-31 | 365 | 12.2143 | 12 | 0.21431
38737 | 8.67 | 1 | 2018-12-31 | 2019-12-31 | 365 | 9.9342 | 9 | 0.93416
52632 | 3.825 | 1 | 2018-12-31 | 2019-12-31 | 365 | 4.3827 | 4 | 0.38272
52798 | 8.32 | 1 | 2018-12-31 | 2019-12-31 | 365 | 9.5331 | 9 | 0.53312
40811 | 19.08 | 1 | 2018-12-31 | 2019-12-31 | 365 | 21.862 | 21 | 0.86202
37794 | 7.8 | 1 | 2018-12-31 | 2019-12-31 | 365 | 8.9373 | 8 | 0.9373
40472 | 5.72 | 1 | 2018-12-31 | 2019-12-31 | 365 | 6.554 | 6 | 0.55402
53000 | 7.02 | 1 | 2018-12-31 | 2019-12-31 | 365 | 8.0436 | 8 | 0.043572
52868 | 11.22 | 1 | 2018-12-31 | 2019-12-31 | 365 | 12.856 | 12 | 0.85597
52512 | 6.885 | 1 | 2018-12-31 | 2019-12-31 | 365 | 7.8889 | 7 | 0.88889
40343 | 5.46 | 1 | 2018-12-31 | 2019-12-31 | 365 | 6.2561 | 6 | 0.25611
52496 | 12.24 | 1 | 2018-12-31 | 2019-12-31 | 365 | 14.0247 | 14 | 0.02469
51434 | 3.12 | 1 | 2018-12-31 | 2019-12-31 | 365 | 3.5749 | 3 | 0.57492
41538 | 6.76 | 1 | 2018-12-31 | 2019-12-31 | 365 | 7.7457 | 7 | 0.74566
40918 | 8.58 | 1 | 2018-12-31 | 2019-12-31 | 365 | 9.831 | 9 | 0.83103
38265 | 9.54 | 1 | 2018-12-31 | 2019-12-31 | 365 | 10.931 | 10 | 0.93101
38315 | 2.86 | 1 | 2018-12-31 | 2019-12-31 | 365 | 3.277 | 3 | 0.27701
52980 | 3.38 | 1 | 2018-12-31 | 2019-12-31 | 365 | 3.8728 | 3 | 0.87283
52976 | 9.945 | 1 | 2018-12-31 | 2019-12-31 | 365 | 11.3951 | 11 | 0.39506
52978 | 9.435 | 1 | 2018-12-31 | 2019-12-31 | 365 | 10.8107 | 10 | 0.8107
52918 | 2.805 | 1 | 2018-12-31 | 2019-12-31 | 365 | 3.214 | 3 | 0.21399
52981 | 4.68 | 1 | 2018-12-31 | 2019-12-31 | 365 | 5.3624 | 5 | 0.36238
52936 | 4.335 | 1 | 2018-12-31 | 2019-12-31 | 365 | 4.9671 | 4 | 0.96708
52972 | 3.8 | 1 | 2018-12-31 | 2019-12-31 | 365 | 4.3541 | 4 | 0.35407
38967 | 5.72 | 1 | 2018-12-31 | 2019-12-31 | 365 | 6.554 | 6 | 0.55402
46031 | 7.54 | 1 | 2018-12-31 | 2019-12-31 | 365 | 8.6394 | 8 | 0.63939
38064 | 6.63 | 1 | 2018-12-31 | 2019-12-31 | 365 | 7.5967 | 7 | 0.59671
38200 | 9.1 | 1 | 2018-12-31 | 2019-12-31 | 365 | 10.4269 | 10 | 0.42685
39531 | 8.32 | 1 | 2018-12-31 | 2019-12-31 | 365 | 9.5331 | 9 | 0.53312
41893 | 8.58 | 1 | 2018-12-31 | 2019-12-31 | 365 | 9.831 | 9 | 0.83103
52924 | 4.59 | 1 | 2018-12-31 | 2019-12-31 | 365 | 5.2593 | 5 | 0.25926
40931 | 6.76 | 1 | 2018-12-31 | 2019-12-31 | 365 | 7.7457 | 7 | 0.74566
42427 | 3.64 | 1 | 2018-12-31 | 2019-12-31 | 365 | 4.1707 | 4 | 0.17074
37843 | 5.46 | 1 | 2018-12-31 | 2019-12-31 | 365 | 6.2561 | 6 | 0.25611
50625 | 11.96 | 1 | 2018-12-31 | 2019-12-31 | 365 | 13.7039 | 13 | 0.70386
42342 | 4.68 | 1 | 2018-12-31 | 2019-12-31 | 365 | 5.3624 | 5 | 0.36238
52896 | 4.86 | 1 | 2018-12-31 | 2019-12-31 | 365 | 5.5686 | 5 | 0.56863
38754 | 8.67 | 1 | 2018-12-31 | 2019-12-31 | 365 | 9.9342 | 9 | 0.93416
40332 | 7.54 | 1 | 2018-12-31 | 2019-12-31 | 365 | 8.6394 | 8 | 0.63939
52899 | 9.18 | 1 | 2018-12-31 | 2019-12-31 | 365 | 10.5185 | 10 | 0.51852
40577 | 16.64 | 1 | 2018-12-31 | 2019-12-31 | 365 | 19.0662 | 19 | 0.066245
40679 | 7.28 | 1 | 2018-12-31 | 2019-12-31 | 365 | 8.3415 | 8 | 0.34148
52867 | 12.24 | 1 | 2018-12-31 | 2019-12-31 | 365 | 14.0247 | 14 | 0.02469
52888 | 3.825 | 1 | 2018-12-31 | 2019-12-31 | 365 | 4.3827 | 4 | 0.38272
40069 | 7.14 | 1 | 2018-12-31 | 2019-12-31 | 365 | 8.1811 | 8 | 0.18107
52891 | 3.38 | 1 | 2018-12-31 | 2019-12-31 | 365 | 3.8728 | 3 | 0.87283
52861 | 5.1 | 1 | 2018-12-31 | 2019-12-31 | 365 | 5.8436 | 5 | 0.84362
41327 | 9.62 | 1 | 2018-12-31 | 2019-12-31 | 365 | 11.0227 | 11 | 0.022673
38753 | 4.42 | 1 | 2018-12-31 | 2019-12-31 | 365 | 5.0645 | 5 | 0.064471
52864 | 6.5 | 1 | 2018-12-31 | 2019-12-31 | 365 | 7.4478 | 7 | 0.44775
41702 | 7.395 | 1 | 2018-12-31 | 2019-12-31 | 365 | 8.4733 | 8 | 0.47325
52860 | 3.57 | 1 | 2018-12-31 | 2019-12-31 | 365 | 4.0905 | 4 | 0.090535
52862 | 6.12 | 1 | 2018-12-31 | 2019-12-31 | 365 | 7.0123 | 7 | 0.012345
38070 | 7.8 | 1 | 2018-12-31 | 2019-12-31 | 365 | 8.9373 | 8 | 0.9373
52741 | 5.46 | 1 | 2018-12-31 | 2019-12-31 | 365 | 6.2561 | 6 | 0.25611
39324 | 3.12 | 1 | 2018-12-31 | 2019-12-31 | 365 | 3.5749 | 3 | 0.57492
39448 | 3.825 | 1 | 2018-12-31 | 2019-12-31 | 365 | 4.3827 | 4 | 0.38272
43081 | 4.59 | 1 | 2018-12-31 | 2019-12-31 | 365 | 5.2593 | 5 | 0.25926
39268 | 6.12 | 1 | 2018-12-31 | 2019-12-31 | 365 | 7.0123 | 7 | 0.012345
41659 | 2.55 | 1 | 2018-12-31 | 2019-12-31 | 365 | 2.9218 | 2 | 0.92181
41559 | 2.915 | 1 | 2018-12-31 | 2019-12-31 | 365 | 3.34 | 3 | 0.34003
40540 | 10.4 | 1 | 2018-12-31 | 2019-12-31 | 365 | 11.9164 | 11 | 0.9164
39184 | 3.9 | 1 | 2018-12-31 | 2019-12-31 | 365 | 4.4687 | 4 | 0.46865
40862 | 6.24 | 1 | 2018-12-31 | 2019-12-31 | 365 | 7.1498 | 7 | 0.14984
40647 | 5.2 | 1 | 2018-12-31 | 2019-12-31 | 365 | 5.9582 | 5 | 0.9582
39036 | 6.12 | 1 | 2018-12-31 | 2019-12-31 | 365 | 7.0123 | 7 | 0.012345
40737 | 8.84 | 1 | 2018-12-31 | 2019-12-31 | 365 | 10.1289 | 10 | 0.12894
39999 | 11.18 | 1 | 2018-12-31 | 2019-12-31 | 365 | 12.8101 | 12 | 0.81013
40573 | 8.58 | 1 | 2018-12-31 | 2019-12-31 | 365 | 9.831 | 9 | 0.83103
37989 | 2.805 | 1 | 2018-12-31 | 2019-12-31 | 365 | 3.214 | 3 | 0.21399
40374 | 7.02 | 1 | 2018-12-31 | 2019-12-31 | 365 | 8.0436 | 8 | 0.043572
40905 | 5.46 | 1 | 2018-12-31 | 2019-12-31 | 365 | 6.2561 | 6 | 0.25611
43407 | 3.12 | 1 | 2018-12-31 | 2019-12-31 | 365 | 3.5749 | 3 | 0.57492
40898 | 13.78 | 1 | 2018-12-31 | 2019-12-31 | 365 | 15.7892 | 15 | 0.78923
38798 | 11.985 | 1 | 2018-12-31 | 2019-12-31 | 365 | 13.7325 | 13 | 0.73251
41464 | 4.77 | 1 | 2018-12-31 | 2019-12-31 | 365 | 5.4655 | 5 | 0.4655
38955 | 5.2 | 1 | 2018-12-31 | 2019-12-31 | 365 | 5.9582 | 5 | 0.9582
40923 | 7.95 | 1 | 2018-12-31 | 2019-12-31 | 365 | 9.1092 | 9 | 0.10917
39025 | 5.98 | 1 | 2018-12-31 | 2019-12-31 | 365 | 6.8519 | 6 | 0.85193
41549 | 8.925 | 1 | 2018-12-31 | 2019-12-31 | 365 | 10.2263 | 10 | 0.22634
38396 | 6.63 | 1 | 2018-12-31 | 2019-12-31 | 365 | 7.5967 | 7 | 0.59671
43681 | 9.69 | 1 | 2018-12-31 | 2019-12-31 | 365 | 11.1029 | 11 | 0.10288
42608 | 11.7 | 1 | 2018-12-31 | 2019-12-31 | 365 | 13.406 | 13 | 0.40595
41291 | 6.375 | 1 | 2018-12-31 | 2019-12-31 | 365 | 7.3045 | 7 | 0.30453
38043 | 2.55 | 1 | 2018-12-31 | 2019-12-31 | 365 | 2.9218 | 2 | 0.92181
38788 | 11.18 | 1 | 2018-12-31 | 2019-12-31 | 365 | 12.8101 | 12 | 0.81013
41357 | 7.8 | 1 | 2018-12-31 | 2019-12-31 | 365 | 8.9373 | 8 | 0.9373
45000 | 2.08 | 1 | 2018-12-31 | 2019-12-31 | 365 | 2.3833 | 2 | 0.38328
38709 | 9.62 | 1 | 2018-12-31 | 2019-12-31 | 365 | 11.0227 | 11 | 0.022673
41145 | 5.72 | 1 | 2018-12-31 | 2019-12-31 | 365 | 6.554 | 6 | 0.55402
39223 | 6.24 | 1 | 2018-12-31 | 2019-12-31 | 365 | 7.1498 | 7 | 0.14984
43608 | 6.24 | 1 | 2018-12-31 | 2019-12-31 | 365 | 7.1498 | 7 | 0.14984
45942 | 5.46 | 1 | 2018-12-31 | 2019-12-31 | 365 | 6.2561 | 6 | 0.25611
42002 | 7.65 | 1 | 2018-12-31 | 2019-12-31 | 365 | 8.7654 | 8 | 0.76543
39071 | 8.58 | 1 | 2018-12-31 | 2019-12-31 | 365 | 9.831 | 9 | 0.83103
39117 | 2.08 | 1 | 2018-12-31 | 2019-12-31 | 365 | 2.3833 | 2 | 0.38328
39502 | 9.62 | 1 | 2018-12-31 | 2019-12-31 | 365 | 11.0227 | 11 | 0.022673
41331 | 9.54 | 1 | 2018-12-31 | 2019-12-31 | 365 | 10.931 | 10 | 0.93101
41415 | 10.4 | 1 | 2018-12-31 | 2019-12-31 | 365 | 11.9164 | 11 | 0.9164
39350 | 14.04 | 1 | 2018-12-31 | 2019-12-31 | 365 | 16.0871 | 16 | 0.087144
40526 | 5.98 | 1 | 2018-12-31 | 2019-12-31 | 365 | 6.8519 | 6 | 0.85193
40477 | 5.46 | 1 | 2018-12-31 | 2019-12-31 | 365 | 6.2561 | 6 | 0.25611
40207 | 4.845 | 1 | 2018-12-31 | 2019-12-31 | 365 | 5.5514 | 5 | 0.55144
38855 | 13.26 | 1 | 2018-12-31 | 2019-12-31 | 365 | 15.1934 | 15 | 0.19341
38917 | 7.54 | 1 | 2018-12-31 | 2019-12-31 | 365 | 8.6394 | 8 | 0.63939
39598 | 5.865 | 1 | 2018-12-31 | 2019-12-31 | 365 | 6.7202 | 6 | 0.72016
39498 | 6.24 | 1 | 2018-12-31 | 2019-12-31 | 365 | 7.1498 | 7 | 0.14984
38060 | 11.44 | 1 | 2018-12-31 | 2019-12-31 | 365 | 13.108 | 13 | 0.10804
39227 | 3.38 | 1 | 2018-12-31 | 2019-12-31 | 365 | 3.8728 | 3 | 0.87283
41267 | 4.845 | 1 | 2018-12-31 | 2019-12-31 | 365 | 5.5514 | 5 | 0.55144
39719 | 7.54 | 1 | 2018-12-31 | 2019-12-31 | 365 | 8.6394 | 8 | 0.63939
39573 | 3.64 | 1 | 2018-12-31 | 2019-12-31 | 365 | 4.1707 | 4 | 0.17074
39168 | 9.62 | 1 | 2018-12-31 | 2019-12-31 | 365 | 11.0227 | 11 | 0.022673
39587 | 6.5 | 1 | 2018-12-31 | 2019-12-31 | 365 | 7.4478 | 7 | 0.44775
39420 | 3.64 | 1 | 2018-12-31 | 2019-12-31 | 365 | 4.1707 | 4 | 0.17074
39425 | 2.86 | 1 | 2018-12-31 | 2019-12-31 | 365 | 3.277 | 3 | 0.27701
41588 | 13.52 | 1 | 2018-12-31 | 2019-12-31 | 365 | 15.4913 | 15 | 0.49132
40504 | 6.76 | 1 | 2018-12-31 | 2019-12-31 | 365 | 7.7457 | 7 | 0.74566
41208 | 12.48 | 1 | 2018-12-31 | 2019-12-31 | 365 | 14.2997 | 14 | 0.29968
38436 | 4.94 | 1 | 2018-12-31 | 2019-12-31 | 365 | 5.6603 | 5 | 0.66029
39955 | 4.16 | 1 | 2018-12-31 | 2019-12-31 | 365 | 4.7666 | 4 | 0.76656
41334 | 3.9 | 1 | 2018-12-31 | 2019-12-31 | 365 | 4.4687 | 4 | 0.46865
40497 | 2.08 | 1 | 2018-12-31 | 2019-12-31 | 365 | 2.3833 | 2 | 0.38328
41486 | 9.88 | 1 | 2018-12-31 | 2019-12-31 | 365 | 11.3206 | 11 | 0.32058
41765 | 10.92 | 1 | 2018-12-31 | 2019-12-31 | 365 | 12.5122 | 12 | 0.51222
40908 | 6.76 | 1 | 2018-12-31 | 2019-12-31 | 365 | 7.7457 | 7 | 0.74566
40680 | 12.48 | 1 | 2018-12-31 | 2019-12-31 | 365 | 14.2997 | 14 | 0.29968
38695 | 11.18 | 1 | 2018-12-31 | 2019-12-31 | 365 | 12.8101 | 12 | 0.81013
38068 | 9.88 | 1 | 2018-12-31 | 2019-12-31 | 365 | 11.3206 | 11 | 0.32058
37822 | 11.18 | 1 | 2018-12-31 | 2019-12-31 | 365 | 12.8101 | 12 | 0.81013
41172 | 6.76 | 1 | 2018-12-31 | 2019-12-31 | 365 | 7.7457 | 7 | 0.74566
40739 | 6.24 | 1 | 2018-12-31 | 2019-12-31 | 365 | 7.1498 | 7 | 0.14984
38927 | 10.66 | 1 | 2018-12-31 | 2019-12-31 | 365 | 12.2143 | 12 | 0.21431
41496 | 8.215 | 1 | 2018-12-31 | 2019-12-31 | 365 | 9.4128 | 9 | 0.41281
38976 | 5.46 | 1 | 2018-12-31 | 2019-12-31 | 365 | 6.2561 | 6 | 0.25611
45442 | 4.335 | 1 | 2018-12-31 | 2019-12-31 | 365 | 4.9671 | 4 | 0.96708
46002 | 5.46 | 1 | 2018-12-31 | 2019-12-31 | 365 | 6.2561 | 6 | 0.25611
39249 | 8.06 | 1 | 2018-12-31 | 2019-12-31 | 365 | 9.2352 | 9 | 0.23521
38074 | 7.905 | 1 | 2018-12-31 | 2019-12-31 | 365 | 9.0576 | 9 | 0.057612
45978 | 7.65 | 1 | 2018-12-31 | 2019-12-31 | 365 | 8.7654 | 8 | 0.76543
40754 | 7.02 | 1 | 2018-12-31 | 2019-12-31 | 365 | 8.0436 | 8 | 0.043572
39095 | 12.22 | 1 | 2018-12-31 | 2019-12-31 | 365 | 14.0018 | 14 | 0.0017738
42034 | 10.92 | 1 | 2018-12-31 | 2019-12-31 | 365 | 12.5122 | 12 | 0.51222
39965 | 4.94 | 1 | 2018-12-31 | 2019-12-31 | 365 | 5.6603 | 5 | 0.66029
43044 | 5.98 | 1 | 2018-12-31 | 2019-12-31 | 365 | 6.8519 | 6 | 0.85193
40700 | 6.24 | 1 | 2018-12-31 | 2019-12-31 | 365 | 7.1498 | 7 | 0.14984
42059 | 13.52 | 1 | 2018-12-31 | 2019-12-31 | 365 | 15.4913 | 15 | 0.49132
37965 | 6.76 | 1 | 2018-12-31 | 2019-12-31 | 365 | 7.7457 | 7 | 0.74566
40452 | 7.02 | 1 | 2018-12-31 | 2019-12-31 | 365 | 8.0436 | 8 | 0.043572
41301 | 6.5 | 1 | 2018-12-31 | 2019-12-31 | 365 | 7.4478 | 7 | 0.44775
42197 | 5.2 | 1 | 2018-12-31 | 2019-12-31 | 365 | 5.9582 | 5 | 0.9582
39243 | 4.16 | 1 | 2018-12-31 | 2019-12-31 | 365 | 4.7666 | 4 | 0.76656
41360 | 6.89 | 1 | 2018-12-31 | 2019-12-31 | 365 | 7.8946 | 7 | 0.89462
43079 | 6.12 | 1 | 2018-12-31 | 2019-12-31 | 365 | 7.0123 | 7 | 0.012345
41915 | 15.86 | 1 | 2018-12-31 | 2019-12-31 | 365 | 18.1725 | 18 | 0.17251
37581 | 8.32 | 1 | 2018-12-31 | 2019-12-31 | 365 | 9.5331 | 9 | 0.53312
40536 | 12.22 | 1 | 2018-12-31 | 2019-12-31 | 365 | 14.0018 | 14 | 0.0017738
48053 | 5.2 | 1 | 2018-12-31 | 2019-12-31 | 365 | 5.9582 | 5 | 0.9582
41791 | 6.5 | 1 | 2018-12-31 | 2019-12-31 | 365 | 7.4478 | 7 | 0.44775
39247 | 6.63 | 1 | 2018-12-31 | 2019-12-31 | 365 | 7.5967 | 7 | 0.59671
40719 | 4.16 | 1 | 2018-12-31 | 2019-12-31 | 365 | 4.7666 | 4 | 0.76656
38699 | 9.1 | 1 | 2018-12-31 | 2019-12-31 | 365 | 10.4269 | 10 | 0.42685
43705 | 5.3 | 1 | 2018-12-31 | 2019-12-31 | 365 | 6.0728 | 6 | 0.072782
39943 | 5.3 | 1 | 2018-12-31 | 2019-12-31 | 365 | 6.0728 | 6 | 0.072782
41440 | 9.275 | 1 | 2018-12-31 | 2019-12-31 | 365 | 10.6274 | 10 | 0.62737
41902 | 6.24 | 1 | 2018-12-31 | 2019-12-31 | 365 | 7.1498 | 7 | 0.14984
40637 | 8.32 | 1 | 2018-12-31 | 2019-12-31 | 365 | 9.5331 | 9 | 0.53312
39447 | 9.36 | 1 | 2018-12-31 | 2019-12-31 | 365 | 10.7248 | 10 | 0.72476
39564 | 5.98 | 1 | 2018-12-31 | 2019-12-31 | 365 | 6.8519 | 6 | 0.85193
39295 | 7.28 | 1 | 2018-12-31 | 2019-12-31 | 365 | 8.3415 | 8 | 0.34148
40429 | 11.7 | 1 | 2018-12-31 | 2019-12-31 | 365 | 13.406 | 13 | 0.40595
41580 | 8.48 | 1 | 2018-12-31 | 2019-12-31 | 365 | 9.7165 | 9 | 0.71645
41687 | 6.76 | 1 | 2018-12-31 | 2019-12-31 | 365 | 7.7457 | 7 | 0.74566
39683 | 9.88 | 1 | 2018-12-31 | 2019-12-31 | 365 | 11.3206 | 11 | 0.32058
43687 | 2.08 | 1 | 2018-12-31 | 2019-12-31 | 365 | 2.3833 | 2 | 0.38328
37980 | 2.55 | 1 | 2018-12-31 | 2019-12-31 | 365 | 2.9218 | 2 | 0.92181
44736 | 7.28 | 1 | 2018-12-31 | 2019-12-31 | 365 | 8.3415 | 8 | 0.34148
37622 | 6.24 | 1 | 2018-12-31 | 2019-12-31 | 365 | 7.1498 | 7 | 0.14984
42039 | 5.035 | 1 | 2018-12-31 | 2019-12-31 | 365 | 5.7691 | 5 | 0.76914
40626 | 5.2 | 1 | 2018-12-31 | 2019-12-31 | 365 | 5.9582 | 5 | 0.9582
47882 | 9.1 | 1 | 2018-12-31 | 2019-12-31 | 365 | 10.4269 | 10 | 0.42685
40011 | 5.98 | 1 | 2018-12-31 | 2019-12-31 | 365 | 6.8519 | 6 | 0.85193
39642 | 6.24 | 1 | 2018-12-31 | 2019-12-31 | 365 | 7.1498 | 7 | 0.14984
43576 | 2.6 | 1 | 2018-12-31 | 2019-12-31 | 365 | 2.9791 | 2 | 0.9791
40825 | 15.6 | 1 | 2018-12-31 | 2019-12-31 | 365 | 17.8746 | 17 | 0.8746
40944 | 13.78 | 1 | 2018-12-31 | 2019-12-31 | 365 | 15.7892 | 15 | 0.78923
42409 | 9.18 | 1 | 2018-12-31 | 2019-12-31 | 365 | 10.5185 | 10 | 0.51852
40292 | 10.14 | 1 | 2018-12-31 | 2019-12-31 | 365 | 11.6185 | 11 | 0.61849
42006 | 2.34 | 1 | 2018-12-31 | 2019-12-31 | 365 | 2.6812 | 2 | 0.68119
40644 | 6.375 | 1 | 2018-12-31 | 2019-12-31 | 365 | 7.3045 | 7 | 0.30453
40943 | 6.76 | 1 | 2018-12-31 | 2019-12-31 | 365 | 7.7457 | 7 | 0.74566
39195 | 10.14 | 1 | 2018-12-31 | 2019-12-31 | 365 | 11.6185 | 11 | 0.61849
38857 | 6.5 | 1 | 2018-12-31 | 2019-12-31 | 365 | 7.4478 | 7 | 0.44775
40451 | 7.8 | 1 | 2018-12-31 | 2019-12-31 | 365 | 8.9373 | 8 | 0.9373
46607 | 5.1 | 1 | 2018-12-31 | 2019-12-31 | 365 | 5.8436 | 5 | 0.84362
47993 | 7.65 | 1 | 2018-12-31 | 2019-12-31 | 365 | 8.7654 | 8 | 0.76543
46157 | 8.48 | 1 | 2018-12-31 | 2019-12-31 | 365 | 9.7165 | 9 | 0.71645
40962 | 14.04 | 1 | 2018-12-31 | 2019-12-31 | 365 | 16.0871 | 16 | 0.087144
39380 | 5.565 | 1 | 2018-12-31 | 2019-12-31 | 365 | 6.3764 | 6 | 0.37642
40377 | 8.32 | 1 | 2018-12-31 | 2019-12-31 | 365 | 9.5331 | 9 | 0.53312
39435 | 3.12 | 1 | 2018-12-31 | 2019-12-31 | 365 | 3.5749 | 3 | 0.57492
40468 | 5.46 | 1 | 2018-12-31 | 2019-12-31 | 365 | 6.2561 | 6 | 0.25611
42364 | 2.65 | 1 | 2018-12-31 | 2019-12-31 | 365 | 3.0364 | 3 | 0.036391
38076 | 6.24 | 1 | 2018-12-31 | 2019-12-31 | 365 | 7.1498 | 7 | 0.14984
43693 | 12.48 | 1 | 2018-12-31 | 2019-12-31 | 365 | 14.2997 | 14 | 0.29968
40000 | 8.84 | 1 | 2018-12-31 | 2019-12-31 | 365 | 10.1289 | 10 | 0.12894
40215 | 10.14 | 1 | 2018-12-31 | 2019-12-31 | 365 | 11.6185 | 11 | 0.61849
42383 | 6.76 | 1 | 2018-12-31 | 2019-12-31 | 365 | 7.7457 | 7 | 0.74566
38034 | 8.06 | 1 | 2018-12-31 | 2019-12-31 | 365 | 9.2352 | 9 | 0.23521
39607 | 5.98 | 1 | 2018-12-31 | 2019-12-31 | 365 | 6.8519 | 6 | 0.85193
40652 | 7.54 | 1 | 2018-12-31 | 2019-12-31 | 365 | 8.6394 | 8 | 0.63939
40378 | 5.61 | 1 | 2018-12-31 | 2019-12-31 | 365 | 6.428 | 6 | 0.42798
40010 | 13.515 | 1 | 2018-12-31 | 2019-12-31 | 365 | 15.4856 | 15 | 0.4856
41653 | 3.825 | 1 | 2018-12-31 | 2019-12-31 | 365 | 4.3827 | 4 | 0.38272
38169 | 3.18 | 1 | 2018-12-31 | 2019-12-31 | 365 | 3.6437 | 3 | 0.64367
41058 | 7.02 | 1 | 2018-12-31 | 2019-12-31 | 365 | 8.0436 | 8 | 0.043572
43071 | 4.59 | 1 | 2018-12-31 | 2019-12-31 | 365 | 5.2593 | 5 | 0.25926
40564 | 15.08 | 1 | 2018-12-31 | 2019-12-31 | 365 | 17.2788 | 17 | 0.27878
37626 | 7.54 | 1 | 2018-12-31 | 2019-12-31 | 365 | 8.6394 | 8 | 0.63939
38592 | 4.335 | 1 | 2018-12-31 | 2019-12-31 | 365 | 4.9671 | 4 | 0.96708
38087 | 7.02 | 1 | 2018-12-31 | 2019-12-31 | 365 | 8.0436 | 8 | 0.043572
41302 | 4.94 | 1 | 2018-12-31 | 2019-12-31 | 365 | 5.6603 | 5 | 0.66029
40928 | 4.94 | 1 | 2018-12-31 | 2019-12-31 | 365 | 5.6603 | 5 | 0.66029
41497 | 5.46 | 1 | 2018-12-31 | 2019-12-31 | 365 | 6.2561 | 6 | 0.25611
38157 | 9.1 | 1 | 2018-12-31 | 2019-12-31 | 365 | 10.4269 | 10 | 0.42685
40818 | 3.12 | 1 | 2018-12-31 | 2019-12-31 | 365 | 3.5749 | 3 | 0.57492
39198 | 3.445 | 1 | 2018-12-31 | 2019-12-31 | 365 | 3.9473 | 3 | 0.94731
53020 | 6.63 | 1 | 2018-12-31 | 2019-12-31 | 365 | 7.5967 | 7 | 0.59671
38940 | 5.98 | 1 | 2018-12-31 | 2019-12-31 | 365 | 6.8519 | 6 | 0.85193
40932 | 8.58 | 1 | 2018-12-31 | 2019-12-31 | 365 | 9.831 | 9 | 0.83103
47445 | 7.8 | 1 | 2018-12-31 | 2019-12-31 | 365 | 8.9373 | 8 | 0.9373
41695 | 9.36 | 1 | 2018-12-31 | 2019-12-31 | 365 | 10.7248 | 10 | 0.72476
45907 | 4.16 | 1 | 2018-12-31 | 2019-12-31 | 365 | 4.7666 | 4 | 0.76656
38961 | 5.46 | 1 | 2018-12-31 | 2019-12-31 | 365 | 6.2561 | 6 | 0.25611
38199 | 4.68 | 1 | 2018-12-31 | 2019-12-31 | 365 | 5.3624 | 5 | 0.36238
42414 | 11.66 | 1 | 2018-12-31 | 2019-12-31 | 365 | 13.3601 | 13 | 0.36012
46044 | 3.64 | 1 | 2018-12-31 | 2019-12-31 | 365 | 4.1707 | 4 | 0.17074
40871 | 4.845 | 1 | 2018-12-31 | 2019-12-31 | 365 | 5.5514 | 5 | 0.55144
38873 | 6.76 | 1 | 2018-12-31 | 2019-12-31 | 365 | 7.7457 | 7 | 0.74566
40906 | 4.16 | 1 | 2018-12-31 | 2019-12-31 | 365 | 4.7666 | 4 | 0.76656
37960 | 4.42 | 1 | 2018-12-31 | 2019-12-31 | 365 | 5.0645 | 5 | 0.064471
38893 | 6.5 | 1 | 2018-12-31 | 2019-12-31 | 365 | 7.4478 | 7 | 0.44775
40276 | 4.08 | 1 | 2018-12-31 | 2019-12-31 | 365 | 4.6749 | 4 | 0.6749
40683 | 4.68 | 1 | 2018-12-31 | 2019-12-31 | 365 | 5.3624 | 5 | 0.36238
49757 | 2.86 | 1 | 2018-12-31 | 2019-12-31 | 365 | 3.277 | 3 | 0.27701
40622 | 4.42 | 1 | 2018-12-31 | 2019-12-31 | 365 | 5.0645 | 5 | 0.064471
42394 | 4.16 | 1 | 2018-12-31 | 2019-12-31 | 365 | 4.7666 | 4 | 0.76656
40146 | 4.16 | 1 | 2018-12-31 | 2019-12-31 | 365 | 4.7666 | 4 | 0.76656
41715 | 6.375 | 1 | 2018-12-31 | 2019-12-31 | 365 | 7.3045 | 7 | 0.30453
40499 | 4.42 | 1 | 2018-12-31 | 2019-12-31 | 365 | 5.0645 | 5 | 0.064471
50231 | 11.96 | 1 | 2018-12-31 | 2019-12-31 | 365 | 13.7039 | 13 | 0.70386
39083 | 5.98 | 1 | 2018-12-31 | 2019-12-31 | 365 | 6.8519 | 6 | 0.85193
39334 | 7.8 | 1 | 2018-12-31 | 2019-12-31 | 365 | 8.9373 | 8 | 0.9373
41797 | 10.4 | 1 | 2018-12-31 | 2019-12-31 | 365 | 11.9164 | 11 | 0.9164
40256 | 14.04 | 1 | 2018-12-31 | 2019-12-31 | 365 | 16.0871 | 16 | 0.087144
41040 | 8.84 | 1 | 2018-12-31 | 2019-12-31 | 365 | 10.1289 | 10 | 0.12894
41965 | 3.825 | 1 | 2018-12-31 | 2019-12-31 | 365 | 4.3827 | 4 | 0.38272
38302 | 10.14 | 1 | 2018-12-31 | 2019-12-31 | 365 | 11.6185 | 11 | 0.61849
40319 | 7.28 | 1 | 2018-12-31 | 2019-12-31 | 365 | 8.3415 | 8 | 0.34148
40199 | 4.845 | 1 | 2018-12-31 | 2019-12-31 | 365 | 5.5514 | 5 | 0.55144
50427 | 8.32 | 1 | 2018-12-31 | 2019-12-31 | 365 | 9.5331 | 9 | 0.53312
41679 | 4.94 | 1 | 2018-12-31 | 2019-12-31 | 365 | 5.6603 | 5 | 0.66029
41005 | 4.42 | 1 | 2018-12-31 | 2019-12-31 | 365 | 5.0645 | 5 | 0.064471
39696 | 3.64 | 1 | 2018-12-31 | 2019-12-31 | 365 | 4.1707 | 4 | 0.17074
39970 | 9.1 | 1 | 2018-12-31 | 2019-12-31 | 365 | 10.4269 | 10 | 0.42685
42044 | 9.275 | 1 | 2018-12-31 | 2019-12-31 | 365 | 10.6274 | 10 | 0.62737
41038 | 4.16 | 1 | 2018-12-31 | 2019-12-31 | 365 | 4.7666 | 4 | 0.76656
39356 | 11.96 | 1 | 2018-12-31 | 2019-12-31 | 365 | 13.7039 | 13 | 0.70386
41217 | 8.415 | 1 | 2018-12-31 | 2019-12-31 | 365 | 9.642 | 9 | 0.64197
41055 | 11.44 | 1 | 2018-12-31 | 2019-12-31 | 365 | 13.108 | 13 | 0.10804
39669 | 9.88 | 1 | 2018-12-31 | 2019-12-31 | 365 | 11.3206 | 11 | 0.32058
39577 | 6.5 | 1 | 2018-12-31 | 2019-12-31 | 365 | 7.4478 | 7 | 0.44775
38147 | 2.6 | 1 | 2018-12-31 | 2019-12-31 | 365 | 2.9791 | 2 | 0.9791
41062 | 10.335 | 1 | 2018-12-31 | 2019-12-31 | 365 | 11.8419 | 11 | 0.84193
40445 | 4.94 | 1 | 2018-12-31 | 2019-12-31 | 365 | 5.6603 | 5 | 0.66029
40418 | 14.04 | 1 | 2018-12-31 | 2019-12-31 | 365 | 16.0871 | 16 | 0.087144
42194 | 13.52 | 1 | 2018-12-31 | 2019-12-31 | 365 | 15.4913 | 15 | 0.49132
38024 | 6.625 | 1 | 2018-12-31 | 2019-12-31 | 365 | 7.591 | 7 | 0.59098
39971 | 9.01 | 1 | 2018-12-31 | 2019-12-31 | 365 | 10.3237 | 10 | 0.32373
40744 | 8.48 | 1 | 2018-12-31 | 2019-12-31 | 365 | 9.7165 | 9 | 0.71645
38595 | 7.28 | 1 | 2018-12-31 | 2019-12-31 | 365 | 8.3415 | 8 | 0.34148
38210 | 10.92 | 1 | 2018-12-31 | 2019-12-31 | 365 | 12.5122 | 12 | 0.51222
42937 | 5.2 | 1 | 2018-12-31 | 2019-12-31 | 365 | 5.9582 | 5 | 0.9582
50504 | 3.38 | 1 | 2018-12-31 | 2019-12-31 | 365 | 3.8728 | 3 | 0.87283
42381 | 5.98 | 1 | 2018-12-31 | 2019-12-31 | 365 | 6.8519 | 6 | 0.85193
42600 | 11.44 | 1 | 2018-12-31 | 2019-12-31 | 365 | 13.108 | 13 | 0.10804
42012 | 9.1 | 1 | 2018-12-31 | 2019-12-31 | 365 | 10.4269 | 10 | 0.42685
42371 | 6.885 | 1 | 2018-12-31 | 2019-12-31 | 365 | 7.8889 | 7 | 0.88889
42995 | 13.78 | 1 | 2018-12-31 | 2019-12-31 | 365 | 15.7892 | 15 | 0.78923
40300 | 2.6 | 1 | 2018-12-31 | 2019-12-31 | 365 | 2.9791 | 2 | 0.9791
40673 | 5.2 | 1 | 2018-12-31 | 2019-12-31 | 365 | 5.9582 | 5 | 0.9582
39724 | 10.92 | 1 | 2018-12-31 | 2019-12-31 | 365 | 12.5122 | 12 | 0.51222
41196 | 8.32 | 1 | 2018-12-31 | 2019-12-31 | 365 | 9.5331 | 9 | 0.53312
40643 | 6.375 | 1 | 2018-12-31 | 2019-12-31 | 365 | 7.3045 | 7 | 0.30453
38295 | 5.2 | 1 | 2018-12-31 | 2019-12-31 | 365 | 5.9582 | 5 | 0.9582
41458 | 4.16 | 1 | 2018-12-31 | 2019-12-31 | 365 | 4.7666 | 4 | 0.76656
39563 | 5.61 | 1 | 2018-12-31 | 2019-12-31 | 365 | 6.428 | 6 | 0.42798
43711 | 4.94 | 1 | 2018-12-31 | 2019-12-31 | 365 | 5.6603 | 5 | 0.66029
39583 | 5.46 | 1 | 2018-12-31 | 2019-12-31 | 365 | 6.2561 | 6 | 0.25611
40530 | 2.86 | 1 | 2018-12-31 | 2019-12-31 | 365 | 3.277 | 3 | 0.27701
41846 | 10.14 | 1 | 2018-12-31 | 2019-12-31 | 365 | 11.6185 | 11 | 0.61849
38160 | 9.1 | 1 | 2018-12-31 | 2019-12-31 | 365 | 10.4269 | 10 | 0.42685
40533 | 14.04 | 1 | 2018-12-31 | 2019-12-31 | 365 | 16.0871 | 16 | 0.087144
38975 | 10.92 | 1 | 2018-12-31 | 2019-12-31 | 365 | 12.5122 | 12 | 0.51222
47416 | 10.455 | 1 | 2018-12-31 | 2019-12-31 | 365 | 11.9794 | 11 | 0.97942
41202 | 12.22 | 1 | 2018-12-31 | 2019-12-31 | 365 | 14.0018 | 14 | 0.0017738
48474 | 4.16 | 1 | 2018-12-31 | 2019-12-31 | 365 | 4.7666 | 4 | 0.76656
37881 | 7.8 | 1 | 2018-12-31 | 2019-12-31 | 365 | 8.9373 | 8 | 0.9373
41224 | 2.86 | 1 | 2018-12-31 | 2019-12-31 | 365 | 3.277 | 3 | 0.27701
39266 | 5.98 | 1 | 2018-12-31 | 2019-12-31 | 365 | 6.8519 | 6 | 0.85193
39214 | 4.16 | 1 | 2018-12-31 | 2019-12-31 | 365 | 4.7666 | 4 | 0.76656
45048 | 3.12 | 1 | 2018-12-31 | 2019-12-31 | 365 | 3.5749 | 3 | 0.57492
40872 | 5.46 | 1 | 2018-12-31 | 2019-12-31 | 365 | 6.2561 | 6 | 0.25611
39995 | 7.02 | 1 | 2018-12-31 | 2019-12-31 | 365 | 8.0436 | 8 | 0.043572
38749 | 11.18 | 1 | 2018-12-31 | 2019-12-31 | 365 | 12.8101 | 12 | 0.81013
40221 | 7.54 | 1 | 2018-12-31 | 2019-12-31 | 365 | 8.6394 | 8 | 0.63939
38185 | 9.805 | 1 | 2018-12-31 | 2019-12-31 | 365 | 11.2346 | 11 | 0.23465
41887 | 4.08 | 1 | 2018-12-31 | 2019-12-31 | 365 | 4.6749 | 4 | 0.6749
38323 | 6.375 | 1 | 2018-12-31 | 2019-12-31 | 365 | 7.3045 | 7 | 0.30453
41575 | 2.86 | 1 | 2018-12-31 | 2019-12-31 | 365 | 3.277 | 3 | 0.27701
39218 | 8.84 | 1 | 2018-12-31 | 2019-12-31 | 365 | 10.1289 | 10 | 0.12894
39127 | 5.98 | 1 | 2018-12-31 | 2019-12-31 | 365 | 6.8519 | 6 | 0.85193
39956 | 13.26 | 1 | 2018-12-31 | 2019-12-31 | 365 | 15.1934 | 15 | 0.19341
40143 | 5.72 | 1 | 2018-12-31 | 2019-12-31 | 365 | 6.554 | 6 | 0.55402
40036 | 3.12 | 1 | 2018-12-31 | 2019-12-31 | 365 | 3.5749 | 3 | 0.57492
42386 | 3.9 | 1 | 2018-12-31 | 2019-12-31 | 365 | 4.4687 | 4 | 0.46865
43031 | 3.9 | 1 | 2018-12-31 | 2019-12-31 | 365 | 4.4687 | 4 | 0.46865
39967 | 11.44 | 1 | 2018-12-31 | 2019-12-31 | 365 | 13.108 | 13 | 0.10804
39731 | 10.92 | 1 | 2018-12-31 | 2019-12-31 | 365 | 12.5122 | 12 | 0.51222
39712 | 8.06 | 1 | 2018-12-31 | 2019-12-31 | 365 | 9.2352 | 9 | 0.23521
40552 | 10.4 | 1 | 2018-12-31 | 2019-12-31 | 365 | 11.9164 | 11 | 0.9164
39014 | 2.04 | 1 | 2018-12-31 | 2019-12-31 | 365 | 2.3374 | 2 | 0.33745
40917 | 10.07 | 1 | 2018-12-31 | 2019-12-31 | 365 | 11.5383 | 11 | 0.53829
42322 | 3.825 | 1 | 2018-12-31 | 2019-12-31 | 365 | 4.3827 | 4 | 0.38272
41895 | 5.46 | 1 | 2018-12-31 | 2019-12-31 | 365 | 6.2561 | 6 | 0.25611
42404 | 5.035 | 1 | 2018-12-31 | 2019-12-31 | 365 | 5.7691 | 5 | 0.76914
40520 | 12.22 | 1 | 2018-12-31 | 2019-12-31 | 365 | 14.0018 | 14 | 0.0017738
38739 | 7.02 | 1 | 2018-12-31 | 2019-12-31 | 365 | 8.0436 | 8 | 0.043572
40293 | 4.335 | 1 | 2018-12-31 | 2019-12-31 | 365 | 4.9671 | 4 | 0.96708
40465 | 6.625 | 1 | 2018-12-31 | 2019-12-31 | 365 | 7.591 | 7 | 0.59098
42599 | 3.64 | 1 | 2018-12-31 | 2019-12-31 | 365 | 4.1707 | 4 | 0.17074
38080 | 6.5 | 1 | 2018-12-31 | 2019-12-31 | 365 | 7.4478 | 7 | 0.44775
39199 | 9.62 | 1 | 2018-12-31 | 2019-12-31 | 365 | 11.0227 | 11 | 0.022673
39496 | 4.59 | 1 | 2018-12-31 | 2019-12-31 | 365 | 5.2593 | 5 | 0.25926
39992 | 6.76 | 1 | 2018-12-31 | 2019-12-31 | 365 | 7.7457 | 7 | 0.74566
40311 | 10.4 | 1 | 2018-12-31 | 2019-12-31 | 365 | 11.9164 | 11 | 0.9164
41949 | 2.86 | 1 | 2018-12-31 | 2019-12-31 | 365 | 3.277 | 3 | 0.27701
47904 | 13.26 | 1 | 2018-12-31 | 2019-12-31 | 365 | 15.1934 | 15 | 0.19341
43726 | 9.69 | 1 | 2018-12-31 | 2019-12-31 | 365 | 11.1029 | 11 | 0.10288
38703 | 6.76 | 1 | 2018-12-31 | 2019-12-31 | 365 | 7.7457 | 7 | 0.74566
38495 | 4.68 | 1 | 2018-12-31 | 2019-12-31 | 365 | 5.3624 | 5 | 0.36238
40768 | 6.76 | 1 | 2018-12-31 | 2019-12-31 | 365 | 7.7457 | 7 | 0.74566
42549 | 6.095 | 1 | 2018-12-31 | 2019-12-31 | 365 | 6.9837 | 6 | 0.9837
41189 | 7.685 | 1 | 2018-12-31 | 2019-12-31 | 365 | 8.8055 | 8 | 0.80553
42659 | 13.25 | 1 | 2018-12-31 | 2019-12-31 | 365 | 15.182 | 15 | 0.18196
39065 | 14.04 | 1 | 2018-12-31 | 2019-12-31 | 365 | 16.0871 | 16 | 0.087144
38547 | 5.2 | 1 | 2018-12-31 | 2019-12-31 | 365 | 5.9582 | 5 | 0.9582
38742 | 6.76 | 1 | 2018-12-31 | 2019-12-31 | 365 | 7.7457 | 7 | 0.74566
41511 | 3.38 | 1 | 2018-12-31 | 2019-12-31 | 365 | 3.8728 | 3 | 0.87283
40746 | 8.415 | 1 | 2018-12-31 | 2019-12-31 | 365 | 9.642 | 9 | 0.64197
38803 | 15.555 | 1 | 2018-12-31 | 2019-12-31 | 365 | 17.823 | 17 | 0.82304
38113 | 4.77 | 1 | 2018-12-31 | 2019-12-31 | 365 | 5.4655 | 5 | 0.4655
41953 | 6.24 | 1 | 2018-12-31 | 2019-12-31 | 365 | 7.1498 | 7 | 0.14984
39354 | 7.28 | 1 | 2018-12-31 | 2019-12-31 | 365 | 8.3415 | 8 | 0.34148
40345 | 7.54 | 1 | 2018-12-31 | 2019-12-31 | 365 | 8.6394 | 8 | 0.63939
41784 | 2.34 | 1 | 2018-12-31 | 2019-12-31 | 365 | 2.6812 | 2 | 0.68119
41346 | 6.12 | 1 | 2018-12-31 | 2019-12-31 | 365 | 7.0123 | 7 | 0.012345
38267 | 10.6 | 1 | 2018-12-31 | 2019-12-31 | 365 | 12.1456 | 12 | 0.14556
37620 | 10.66 | 1 | 2018-12-31 | 2019-12-31 | 365 | 12.2143 | 12 | 0.21431
39384 | 10.4 | 1 | 2018-12-31 | 2019-12-31 | 365 | 11.9164 | 11 | 0.9164
40064 | 7.02 | 1 | 2018-12-31 | 2019-12-31 | 365 | 8.0436 | 8 | 0.043572
39590 | 3.12 | 1 | 2018-12-31 | 2019-12-31 | 365 | 3.5749 | 3 | 0.57492
41910 | 9.1 | 1 | 2018-12-31 | 2019-12-31 | 365 | 10.4269 | 10 | 0.42685
38453 | 4.42 | 1 | 2018-12-31 | 2019-12-31 | 365 | 5.0645 | 5 | 0.064471
42075 | 4.68 | 1 | 2018-12-31 | 2019-12-31 | 365 | 5.3624 | 5 | 0.36238
39530 | 6.5 | 1 | 2018-12-31 | 2019-12-31 | 365 | 7.4478 | 7 | 0.44775
40735 | 9.88 | 1 | 2018-12-31 | 2019-12-31 | 365 | 11.3206 | 11 | 0.32058
39681 | 2.34 | 1 | 2018-12-31 | 2019-12-31 | 365 | 2.6812 | 2 | 0.68119
38056 | 6.5 | 1 | 2018-12-31 | 2019-12-31 | 365 | 7.4478 | 7 | 0.44775
38727 | 5.2 | 1 | 2018-12-31 | 2019-12-31 | 365 | 5.9582 | 5 | 0.9582
39439 | 6.76 | 1 | 2018-12-31 | 2019-12-31 | 365 | 7.7457 | 7 | 0.74566
38236 | 11.13 | 1 | 2018-12-31 | 2019-12-31 | 365 | 12.7528 | 12 | 0.75284
37736 | 3.64 | 1 | 2018-12-31 | 2019-12-31 | 365 | 4.1707 | 4 | 0.17074
40176 | 5.98 | 1 | 2018-12-31 | 2019-12-31 | 365 | 6.8519 | 6 | 0.85193
40866 | 9.36 | 1 | 2018-12-31 | 2019-12-31 | 365 | 10.7248 | 10 | 0.72476
41470 | 4.68 | 1 | 2018-12-31 | 2019-12-31 | 365 | 5.3624 | 5 | 0.36238
40029 | 11.7 | 1 | 2018-12-31 | 2019-12-31 | 365 | 13.406 | 13 | 0.40595
38581 | 8.84 | 1 | 2018-12-31 | 2019-12-31 | 365 | 10.1289 | 10 | 0.12894
40364 | 9.36 | 1 | 2018-12-31 | 2019-12-31 | 365 | 10.7248 | 10 | 0.72476
43033 | 5.98 | 1 | 2018-12-31 | 2019-12-31 | 365 | 6.8519 | 6 | 0.85193
40024 | 14.04 | 1 | 2018-12-31 | 2019-12-31 | 365 | 16.0871 | 16 | 0.087144
43684 | 7.28 | 1 | 2018-12-31 | 2019-12-31 | 365 | 8.3415 | 8 | 0.34148
39409 | 4.16 | 1 | 2018-12-31 | 2019-12-31 | 365 | 4.7666 | 4 | 0.76656
40981 | 8.84 | 1 | 2018-12-31 | 2019-12-31 | 365 | 10.1289 | 10 | 0.12894
40821 | 3.12 | 1 | 2018-12-31 | 2019-12-31 | 365 | 3.5749 | 3 | 0.57492
39640 | 8.32 | 1 | 2018-12-31 | 2019-12-31 | 365 | 9.5331 | 9 | 0.53312
40538 | 9.88 | 1 | 2018-12-31 | 2019-12-31 | 365 | 11.3206 | 11 | 0.32058
79 | 3001.2 | 0.7 | 2018-12-31 | 2019-12-31 | 365 | 2407.1593 | 2407 | 0.15928
40714 | 5.3 | 1 | 2018-12-31 | 2019-12-31 | 365 | 6.0728 | 6 | 0.072782
42923 | 5.2 | 1 | 2018-12-31 | 2019-12-31 | 365 | 5.9582 | 5 | 0.9582
50712 | 12.22 | 1 | 2018-12-31 | 2019-12-31 | 365 | 14.0018 | 14 | 0.0017738
39084 | 6.095 | 1 | 2018-12-31 | 2019-12-31 | 365 | 6.9837 | 6 | 0.9837
52919 | 14.025 | 1 | 2018-12-31 | 2019-12-31 | 365 | 16.07 | 16 | 0.069957
40933 | 8.745 | 1 | 2018-12-31 | 2019-12-31 | 365 | 10.0201 | 10 | 0.020091
41725 | 4.16 | 1 | 2018-12-31 | 2019-12-31 | 365 | 4.7666 | 4 | 0.76656
39158 | 2.86 | 1 | 2018-12-31 | 2019-12-31 | 365 | 3.277 | 3 | 0.27701
39125 | 3.12 | 1 | 2018-12-31 | 2019-12-31 | 365 | 3.5749 | 3 | 0.57492
40945 | 4.68 | 1 | 2018-12-31 | 2019-12-31 | 365 | 5.3624 | 5 | 0.36238
40602 | 5.98 | 1 | 2018-12-31 | 2019-12-31 | 365 | 6.8519 | 6 | 0.85193
50306 | 8.925 | 1 | 2018-12-31 | 2019-12-31 | 365 | 10.2263 | 10 | 0.22634
42365 | 6.5 | 1 | 2018-12-31 | 2019-12-31 | 365 | 7.4478 | 7 | 0.44775
40764 | 3.06 | 1 | 2018-12-31 | 2019-12-31 | 365 | 3.5062 | 3 | 0.50617
35116 | 301.34 | 0.9 | 2018-12-31 | 2019-12-31 | 365 | 310.75 | 310 | 0.75
38987 | 3.12 | 1 | 2018-12-31 | 2019-12-31 | 365 | 3.5749 | 3 | 0.57492
41460 | 8.06 | 1 | 2018-12-31 | 2019-12-31 | 365 | 9.2352 | 9 | 0.23521
41632 | 3.12 | 1 | 2018-12-31 | 2019-12-31 | 365 | 3.5749 | 3 | 0.57492
50471 | 6.375 | 1 | 2018-12-31 | 2019-12-31 | 365 | 7.3045 | 7 | 0.30453
39244 | 6.76 | 1 | 2018-12-31 | 2019-12-31 | 365 | 7.7457 | 7 | 0.74566
39139 | 6.63 | 1 | 2018-12-31 | 2019-12-31 | 365 | 7.5967 | 7 | 0.59671
38457 | 4.08 | 1 | 2018-12-31 | 2019-12-31 | 365 | 4.6749 | 4 | 0.6749
41980 | 5.98 | 1 | 2018-12-31 | 2019-12-31 | 365 | 6.8519 | 6 | 0.85193
40830 | 8.06 | 1 | 2018-12-31 | 2019-12-31 | 365 | 9.2352 | 9 | 0.23521
41680 | 10.4 | 1 | 2018-12-31 | 2019-12-31 | 365 | 11.9164 | 11 | 0.9164
38215 | 10.4 | 1 | 2018-12-31 | 2019-12-31 | 365 | 11.9164 | 11 | 0.9164
38519 | 7.42 | 1 | 2018-12-31 | 2019-12-31 | 365 | 8.5019 | 8 | 0.5019
40338 | 9.69 | 1 | 2018-12-31 | 2019-12-31 | 365 | 11.1029 | 11 | 0.10288
41463 | 6.24 | 1 | 2018-12-31 | 2019-12-31 | 365 | 7.1498 | 7 | 0.14984
39659 | 7.395 | 1 | 2018-12-31 | 2019-12-31 | 365 | 8.4733 | 8 | 0.47325
41834 | 10.965 | 1 | 2018-12-31 | 2019-12-31 | 365 | 12.5638 | 12 | 0.56378
41071 | 6.76 | 1 | 2018-12-31 | 2019-12-31 | 365 | 7.7457 | 7 | 0.74566
41010 | 4.68 | 1 | 2018-12-31 | 2019-12-31 | 365 | 5.3624 | 5 | 0.36238
45920 | 7.02 | 1 | 2018-12-31 | 2019-12-31 | 365 | 8.0436 | 8 | 0.043572
41164 | 7.14 | 1 | 2018-12-31 | 2019-12-31 | 365 | 8.1811 | 8 | 0.18107
42918 | 7.28 | 1 | 2018-12-31 | 2019-12-31 | 365 | 8.3415 | 8 | 0.34148
39423 | 3.06 | 1 | 2018-12-31 | 2019-12-31 | 365 | 3.5062 | 3 | 0.50617
40218 | 5.46 | 1 | 2018-12-31 | 2019-12-31 | 365 | 6.2561 | 6 | 0.25611
39169 | 11.7 | 1 | 2018-12-31 | 2019-12-31 | 365 | 13.406 | 13 | 0.40595
41029 | 7.28 | 1 | 2018-12-31 | 2019-12-31 | 365 | 8.3415 | 8 | 0.34148
38444 | 10.455 | 1 | 2018-12-31 | 2019-12-31 | 365 | 11.9794 | 11 | 0.97942
37993 | 13.52 | 1 | 2018-12-31 | 2019-12-31 | 365 | 15.4913 | 15 | 0.49132
39452 | 9.54 | 1 | 2018-12-31 | 2019-12-31 | 365 | 10.931 | 10 | 0.93101
41779 | 6.885 | 1 | 2018-12-31 | 2019-12-31 | 365 | 7.8889 | 7 | 0.88889
39516 | 9.88 | 1 | 2018-12-31 | 2019-12-31 | 365 | 11.3206 | 11 | 0.32058
50532 | 7.8 | 1 | 2018-12-31 | 2019-12-31 | 365 | 8.9373 | 8 | 0.9373
42015 | 9.88 | 1 | 2018-12-31 | 2019-12-31 | 365 | 11.3206 | 11 | 0.32058
38462 | 10.4 | 1 | 2018-12-31 | 2019-12-31 | 365 | 11.9164 | 11 | 0.9164
41471 | 9.36 | 1 | 2018-12-31 | 2019-12-31 | 365 | 10.7248 | 10 | 0.72476
39250 | 8.06 | 1 | 2018-12-31 | 2019-12-31 | 365 | 9.2352 | 9 | 0.23521
39492 | 6.095 | 1 | 2018-12-31 | 2019-12-31 | 365 | 6.9837 | 6 | 0.9837
41086 | 7.54 | 1 | 2018-12-31 | 2019-12-31 | 365 | 8.6394 | 8 | 0.63939
39077 | 6.63 | 1 | 2018-12-31 | 2019-12-31 | 365 | 7.5967 | 7 | 0.59671
42085 | 5.46 | 1 | 2018-12-31 | 2019-12-31 | 365 | 6.2561 | 6 | 0.25611
38221 | 5.1 | 1 | 2018-12-31 | 2019-12-31 | 365 | 5.8436 | 5 | 0.84362
41770 | 5.61 | 1 | 2018-12-31 | 2019-12-31 | 365 | 6.428 | 6 | 0.42798
39729 | 5.2 | 1 | 2018-12-31 | 2019-12-31 | 365 | 5.9582 | 5 | 0.9582
40325 | 6.76 | 1 | 2018-12-31 | 2019-12-31 | 365 | 7.7457 | 7 | 0.74566
40166 | 3.64 | 1 | 2018-12-31 | 2019-12-31 | 365 | 4.1707 | 4 | 0.17074
43084 | 3.975 | 1 | 2018-12-31 | 2019-12-31 | 365 | 4.5546 | 4 | 0.55459
40572 | 7.28 | 1 | 2018-12-31 | 2019-12-31 | 365 | 8.3415 | 8 | 0.34148
42276 | 5.2 | 1 | 2018-12-31 | 2019-12-31 | 365 | 5.9582 | 5 | 0.9582
42433 | 2.86 | 1 | 2018-12-31 | 2019-12-31 | 365 | 3.277 | 3 | 0.27701
38308 | 7.28 | 1 | 2018-12-31 | 2019-12-31 | 365 | 8.3415 | 8 | 0.34148
40301 | 7.395 | 1 | 2018-12-31 | 2019-12-31 | 365 | 8.4733 | 8 | 0.47325
50343 | 9.62 | 1 | 2018-12-31 | 2019-12-31 | 365 | 11.0227 | 11 | 0.022673
41996 | 9.88 | 1 | 2018-12-31 | 2019-12-31 | 365 | 11.3206 | 11 | 0.32058
45913 | 6.375 | 1 | 2018-12-31 | 2019-12-31 | 365 | 7.3045 | 7 | 0.30453
40118 | 5.46 | 1 | 2018-12-31 | 2019-12-31 | 365 | 6.2561 | 6 | 0.25611
41510 | 14.025 | 1 | 2018-12-31 | 2019-12-31 | 365 | 16.07 | 16 | 0.069957
39013 | 8.06 | 1 | 2018-12-31 | 2019-12-31 | 365 | 9.2352 | 9 | 0.23521
41216 | 5.61 | 1 | 2018-12-31 | 2019-12-31 | 365 | 6.428 | 6 | 0.42798
38509 | 11.66 | 1 | 2018-12-31 | 2019-12-31 | 365 | 13.3601 | 13 | 0.36012
41473 | 7.02 | 1 | 2018-12-31 | 2019-12-31 | 365 | 8.0436 | 8 | 0.043572
41733 | 7.28 | 1 | 2018-12-31 | 2019-12-31 | 365 | 8.3415 | 8 | 0.34148
40307 | 3.64 | 1 | 2018-12-31 | 2019-12-31 | 365 | 4.1707 | 4 | 0.17074
38194 | 7.8 | 1 | 2018-12-31 | 2019-12-31 | 365 | 8.9373 | 8 | 0.9373
41648 | 7.14 | 1 | 2018-12-31 | 2019-12-31 | 365 | 8.1811 | 8 | 0.18107
41214 | 6.12 | 1 | 2018-12-31 | 2019-12-31 | 365 | 7.0123 | 7 | 0.012345
38344 | 7.28 | 1 | 2018-12-31 | 2019-12-31 | 365 | 8.3415 | 8 | 0.34148
41851 | 4.94 | 1 | 2018-12-31 | 2019-12-31 | 365 | 5.6603 | 5 | 0.66029
40044 | 12.22 | 1 | 2018-12-31 | 2019-12-31 | 365 | 14.0018 | 14 | 0.0017738
42399 | 12.24 | 1 | 2018-12-31 | 2019-12-31 | 365 | 14.0247 | 14 | 0.02469
42398 | 5.98 | 1 | 2018-12-31 | 2019-12-31 | 365 | 6.8519 | 6 | 0.85193
42134 | 5.61 | 1 | 2018-12-31 | 2019-12-31 | 365 | 6.428 | 6 | 0.42798
41581 | 2.295 | 1 | 2018-12-31 | 2019-12-31 | 365 | 2.6296 | 2 | 0.62963
41728 | 8.06 | 1 | 2018-12-31 | 2019-12-31 | 365 | 9.2352 | 9 | 0.23521
39128 | 2.08 | 1 | 2018-12-31 | 2019-12-31 | 365 | 2.3833 | 2 | 0.38328
39116 | 6.5 | 1 | 2018-12-31 | 2019-12-31 | 365 | 7.4478 | 7 | 0.44775
41434 | 7.14 | 1 | 2018-12-31 | 2019-12-31 | 365 | 8.1811 | 8 | 0.18107
39921 | 7.28 | 1 | 2018-12-31 | 2019-12-31 | 365 | 8.3415 | 8 | 0.34148
37864 | 5.355 | 1 | 2018-12-31 | 2019-12-31 | 365 | 6.1358 | 6 | 0.1358
53151 | 5.865 | 1 | 2018-12-31 | 2019-12-31 | 365 | 6.7202 | 6 | 0.72016
41424 | 7.54 | 1 | 2018-12-31 | 2019-12-31 | 365 | 8.6394 | 8 | 0.63939
42213 | 3.38 | 1 | 2018-12-31 | 2019-12-31 | 365 | 3.8728 | 3 | 0.87283
41213 | 6.375 | 1 | 2018-12-31 | 2019-12-31 | 365 | 7.3045 | 7 | 0.30453
53159 | 8.32 | 1 | 2018-12-31 | 2019-12-31 | 365 | 9.5331 | 9 | 0.53312
53161 | 3.06 | 1 | 2018-12-31 | 2019-12-31 | 365 | 3.5062 | 3 | 0.50617
53169 | 10.53 | 1 | 2018-12-31 | 2019-12-31 | 365 | 12.0654 | 12 | 0.065358
41794 | 9.62 | 1 | 2018-12-31 | 2019-12-31 | 365 | 11.0227 | 11 | 0.022673
42603 | 9.945 | 1 | 2018-12-31 | 2019-12-31 | 365 | 11.3951 | 11 | 0.39506
53170 | 8.84 | 1 | 2018-12-31 | 2019-12-31 | 365 | 10.1289 | 10 | 0.12894
39455 | 6.48 | 1 | 2018-12-31 | 2019-12-31 | 365 | 7.4248 | 7 | 0.42484
41562 | 6.5 | 1 | 2018-12-31 | 2019-12-31 | 365 | 7.4478 | 7 | 0.44775
53171 | 6.885 | 1 | 2018-12-31 | 2019-12-31 | 365 | 7.8889 | 7 | 0.88889
37921 | 3.64 | 1 | 2018-12-31 | 2019-12-31 | 365 | 4.1707 | 4 | 0.17074
40027 | 9.62 | 1 | 2018-12-31 | 2019-12-31 | 365 | 11.0227 | 11 | 0.022673
41900 | 11.395 | 1 | 2018-12-31 | 2019-12-31 | 365 | 13.0565 | 13 | 0.056482
37779 | 7.8 | 1 | 2018-12-31 | 2019-12-31 | 365 | 8.9373 | 8 | 0.9373
39615 | 3.9 | 1 | 2018-12-31 | 2019-12-31 | 365 | 4.4687 | 4 | 0.46865
38195 | 7.54 | 1 | 2018-12-31 | 2019-12-31 | 365 | 8.6394 | 8 | 0.63939
41841 | 5.2 | 1 | 2018-12-31 | 2019-12-31 | 365 | 5.9582 | 5 | 0.9582
38319 | 9.1 | 1 | 2018-12-31 | 2019-12-31 | 365 | 10.4269 | 10 | 0.42685
40255 | 6.76 | 1 | 2018-12-31 | 2019-12-31 | 365 | 7.7457 | 7 | 0.74566
38493 | 10.14 | 1 | 2018-12-31 | 2019-12-31 | 365 | 11.6185 | 11 | 0.61849
38902 | 5.46 | 1 | 2018-12-31 | 2019-12-31 | 365 | 6.2561 | 6 | 0.25611
39718 | 13.26 | 1 | 2018-12-31 | 2019-12-31 | 365 | 15.1934 | 15 | 0.19341
50631 | 6.75 | 1 | 2018-12-31 | 2019-12-31 | 365 | 7.7342 | 7 | 0.7342
40484 | 9.62 | 1 | 2018-12-31 | 2019-12-31 | 365 | 11.0227 | 11 | 0.022673
42907 | 4.42 | 1 | 2018-12-31 | 2019-12-31 | 365 | 5.0645 | 5 | 0.064471
38868 | 2.86 | 1 | 2018-12-31 | 2019-12-31 | 365 | 3.277 | 3 | 0.27701
45897 | 2.86 | 1 | 2018-12-31 | 2019-12-31 | 365 | 3.277 | 3 | 0.27701
42461 | 5.035 | 1 | 2018-12-31 | 2019-12-31 | 365 | 5.7691 | 5 | 0.76914
40668 | 7.155 | 1 | 2018-12-31 | 2019-12-31 | 365 | 8.1983 | 8 | 0.19826
37816 | 4.68 | 1 | 2018-12-31 | 2019-12-31 | 365 | 5.3624 | 5 | 0.36238
41853 | 7.65 | 1 | 2018-12-31 | 2019-12-31 | 365 | 8.7654 | 8 | 0.76543
37974 | 11.96 | 1 | 2018-12-31 | 2019-12-31 | 365 | 13.7039 | 13 | 0.70386
41457 | 7.28 | 1 | 2018-12-31 | 2019-12-31 | 365 | 8.3415 | 8 | 0.34148
41094 | 8.32 | 1 | 2018-12-31 | 2019-12-31 | 365 | 9.5331 | 9 | 0.53312
45346 | 2.86 | 1 | 2018-12-31 | 2019-12-31 | 365 | 3.277 | 3 | 0.27701
53174 | 7.14 | 1 | 2018-12-31 | 2019-12-31 | 365 | 8.1811 | 8 | 0.18107
39362 | 7.65 | 1 | 2018-12-31 | 2019-12-31 | 365 | 8.7654 | 8 | 0.76543
41455 | 4.42 | 1 | 2018-12-31 | 2019-12-31 | 365 | 5.0645 | 5 | 0.064471
39860 | 4.59 | 1 | 2018-12-31 | 2019-12-31 | 365 | 5.2593 | 5 | 0.25926
43116 | 3.12 | 1 | 2018-12-31 | 2019-12-31 | 365 | 3.5749 | 3 | 0.57492
42362 | 7.42 | 1 | 2018-12-31 | 2019-12-31 | 365 | 8.5019 | 8 | 0.5019
41309 | 3.12 | 1 | 2018-12-31 | 2019-12-31 | 365 | 3.5749 | 3 | 0.57492
45362 | 4.335 | 1 | 2018-12-31 | 2019-12-31 | 365 | 4.9671 | 4 | 0.96708
42972 | 7.65 | 1 | 2018-12-31 | 2019-12-31 | 365 | 8.7654 | 8 | 0.76543
41578 | 7.8 | 1 | 2018-12-31 | 2019-12-31 | 365 | 8.9373 | 8 | 0.9373
41292 | 4.59 | 1 | 2018-12-31 | 2019-12-31 | 365 | 5.2593 | 5 | 0.25926
40859 | 4.16 | 1 | 2018-12-31 | 2019-12-31 | 365 | 4.7666 | 4 | 0.76656
38939 | 14.04 | 1 | 2018-12-31 | 2019-12-31 | 365 | 16.0871 | 16 | 0.087144
45668 | 9.18 | 1 | 2018-12-31 | 2019-12-31 | 365 | 10.5185 | 10 | 0.51852
41129 | 5.1 | 1 | 2018-12-31 | 2019-12-31 | 365 | 5.8436 | 5 | 0.84362
40762 | 9.36 | 1 | 2018-12-31 | 2019-12-31 | 365 | 10.7248 | 10 | 0.72476
45666 | 6.12 | 1 | 2018-12-31 | 2019-12-31 | 365 | 7.0123 | 7 | 0.012345
40229 | 5.98 | 1 | 2018-12-31 | 2019-12-31 | 365 | 6.8519 | 6 | 0.85193
39336 | 3.12 | 1 | 2018-12-31 | 2019-12-31 | 365 | 3.5749 | 3 | 0.57492
43303 | 5.035 | 1 | 2018-12-31 | 2019-12-31 | 365 | 5.7691 | 5 | 0.76914
39517 | 4.845 | 1 | 2018-12-31 | 2019-12-31 | 365 | 5.5514 | 5 | 0.55144
39660 | 4.94 | 1 | 2018-12-31 | 2019-12-31 | 365 | 5.6603 | 5 | 0.66029
40295 | 4.68 | 1 | 2018-12-31 | 2019-12-31 | 365 | 5.3624 | 5 | 0.36238
53165 | 6.24 | 1 | 2018-12-31 | 2019-12-31 | 365 | 7.1498 | 7 | 0.14984
53172 | 4.59 | 1 | 2018-12-31 | 2019-12-31 | 365 | 5.2593 | 5 | 0.25926
45941 | 9.1 | 1 | 2018-12-31 | 2019-12-31 | 365 | 10.4269 | 10 | 0.42685
53177 | 12.48 | 1 | 2018-12-31 | 2019-12-31 | 365 | 14.2997 | 14 | 0.29968
53175 | 7.395 | 1 | 2018-12-31 | 2019-12-31 | 365 | 8.4733 | 8 | 0.47325
39951 | 7.02 | 1 | 2018-12-31 | 2019-12-31 | 365 | 8.0436 | 8 | 0.043572
53183 | 3.38 | 1 | 2018-12-31 | 2019-12-31 | 365 | 3.8728 | 3 | 0.87283
38512 | 6.24 | 1 | 2018-12-31 | 2019-12-31 | 365 | 7.1498 | 7 | 0.14984
39399 | 7.02 | 1 | 2018-12-31 | 2019-12-31 | 365 | 8.0436 | 8 | 0.043572
38908 | 10.14 | 1 | 2018-12-31 | 2019-12-31 | 365 | 11.6185 | 11 | 0.61849
39993 | 6.625 | 1 | 2018-12-31 | 2019-12-31 | 365 | 7.591 | 7 | 0.59098
40537 | 4.68 | 1 | 2018-12-31 | 2019-12-31 | 365 | 5.3624 | 5 | 0.36238
40156 | 4.94 | 1 | 2018-12-31 | 2019-12-31 | 365 | 5.6603 | 5 | 0.66029
39253 | 3.9 | 1 | 2018-12-31 | 2019-12-31 | 365 | 4.4687 | 4 | 0.46865
39440 | 5.035 | 1 | 2018-12-31 | 2019-12-31 | 365 | 5.7691 | 5 | 0.76914
38028 | 5.72 | 1 | 2018-12-31 | 2019-12-31 | 365 | 6.554 | 6 | 0.55402
38888 | 12.22 | 1 | 2018-12-31 | 2019-12-31 | 365 | 14.0018 | 14 | 0.0017738
40881 | 8.58 | 1 | 2018-12-31 | 2019-12-31 | 365 | 9.831 | 9 | 0.83103
40938 | 4.94 | 1 | 2018-12-31 | 2019-12-31 | 365 | 5.6603 | 5 | 0.66029
40827 | 6.095 | 1 | 2018-12-31 | 2019-12-31 | 365 | 6.9837 | 6 | 0.9837
42393 | 4.42 | 1 | 2018-12-31 | 2019-12-31 | 365 | 5.0645 | 5 | 0.064471
38204 | 5.2 | 1 | 2018-12-31 | 2019-12-31 | 365 | 5.9582 | 5 | 0.9582
41386 | 7.14 | 1 | 2018-12-31 | 2019-12-31 | 365 | 8.1811 | 8 | 0.18107
39092 | 11.96 | 1 | 2018-12-31 | 2019-12-31 | 365 | 13.7039 | 13 | 0.70386
53255 | 3.315 | 1 | 2018-12-31 | 2019-12-31 | 365 | 3.7984 | 3 | 0.79835
53315 | 4.42 | 1 | 2018-12-31 | 2019-12-31 | 365 | 5.0645 | 5 | 0.064471
41469 | 7.02 | 1 | 2018-12-31 | 2019-12-31 | 365 | 8.0436 | 8 | 0.043572
53362 | 5.2 | 1 | 2018-12-31 | 2019-12-31 | 365 | 5.9582 | 5 | 0.9582
53393 | 7.65 | 1 | 2018-12-31 | 2019-12-31 | 365 | 8.7654 | 8 | 0.76543
53395 | 5.355 | 1 | 2018-12-31 | 2019-12-31 | 365 | 6.1358 | 6 | 0.1358
53398 | 11.18 | 1 | 2018-12-31 | 2019-12-31 | 365 | 12.8101 | 12 | 0.81013
53411 | 7.395 | 1 | 2018-12-31 | 2019-12-31 | 365 | 8.4733 | 8 | 0.47325
53417 | 5.355 | 1 | 2018-12-31 | 2019-12-31 | 365 | 6.1358 | 6 | 0.1358
53422 | 5.61 | 1 | 2018-12-31 | 2019-12-31 | 365 | 6.428 | 6 | 0.42798
53426 | 5.46 | 1 | 2018-12-31 | 2019-12-31 | 365 | 6.2561 | 6 | 0.25611
53188 | 2.805 | 1 | 2018-12-31 | 2019-12-31 | 365 | 3.214 | 3 | 0.21399
53432 | 5.1 | 1 | 2018-12-31 | 2019-12-31 | 365 | 5.8436 | 5 | 0.84362
53435 | 8.16 | 1 | 2018-12-31 | 2019-12-31 | 365 | 9.3498 | 9 | 0.34979
53433 | 8.16 | 1 | 2018-12-31 | 2019-12-31 | 365 | 9.3498 | 9 | 0.34979
53436 | 6.63 | 1 | 2018-12-31 | 2019-12-31 | 365 | 7.5967 | 7 | 0.59671
53438 | 9.69 | 1 | 2018-12-31 | 2019-12-31 | 365 | 11.1029 | 11 | 0.10288
53201 | 6.12 | 1 | 2018-12-31 | 2019-12-31 | 365 | 7.0123 | 7 | 0.012345
53439 | 5.565 | 1 | 2018-12-31 | 2019-12-31 | 365 | 6.3764 | 6 | 0.37642
53440 | 10.66 | 1 | 2018-12-31 | 2019-12-31 | 365 | 12.2143 | 12 | 0.21431
53442 | 7.28 | 1 | 2018-12-31 | 2019-12-31 | 365 | 8.3415 | 8 | 0.34148
35273 | 105.28 | 0.9 | 2018-12-31 | 2019-12-31 | 365 | 108.5676 | 108 | 0.5676
53447 | 5.1 | 1 | 2018-12-31 | 2019-12-31 | 365 | 5.8436 | 5 | 0.84362
53213 | 7.395 | 1 | 2018-12-31 | 2019-12-31 | 365 | 8.4733 | 8 | 0.47325
53456 | 8.32 | 1 | 2018-12-31 | 2019-12-31 | 365 | 9.5331 | 9 | 0.53312
53458 | 4.94 | 1 | 2018-12-31 | 2019-12-31 | 365 | 5.6603 | 5 | 0.66029
53222 | 8.415 | 1 | 2018-12-31 | 2019-12-31 | 365 | 9.642 | 9 | 0.64197
53223 | 9.69 | 1 | 2018-12-31 | 2019-12-31 | 365 | 11.1029 | 11 | 0.10288
53224 | 7.42 | 1 | 2018-12-31 | 2019-12-31 | 365 | 8.5019 | 8 | 0.5019
53228 | 9.69 | 1 | 2018-12-31 | 2019-12-31 | 365 | 11.1029 | 11 | 0.10288
53227 | 8.415 | 1 | 2018-12-31 | 2019-12-31 | 365 | 9.642 | 9 | 0.64197
53230 | 9.62 | 1 | 2018-12-31 | 2019-12-31 | 365 | 11.0227 | 11 | 0.022673
53249 | 9.69 | 1 | 2018-12-31 | 2019-12-31 | 365 | 11.1029 | 11 | 0.10288
53253 | 2.805 | 1 | 2018-12-31 | 2019-12-31 | 365 | 3.214 | 3 | 0.21399
53256 | 2.04 | 1 | 2018-12-31 | 2019-12-31 | 365 | 2.3374 | 2 | 0.33745
53257 | 9.435 | 1 | 2018-12-31 | 2019-12-31 | 365 | 10.8107 | 10 | 0.8107
40476 | 6.24 | 1 | 2018-12-31 | 2019-12-31 | 365 | 7.1498 | 7 | 0.14984
53260 | 10.92 | 1 | 2018-12-31 | 2019-12-31 | 365 | 12.5122 | 12 | 0.51222
53265 | 6.5 | 1 | 2018-12-31 | 2019-12-31 | 365 | 7.4478 | 7 | 0.44775
43750 | 7.395 | 1 | 2018-12-31 | 2019-12-31 | 365 | 8.4733 | 8 | 0.47325
52906 | 8.84 | 1 | 2018-12-31 | 2019-12-31 | 365 | 10.1289 | 10 | 0.12894
41365 | 16.32 | 1 | 2018-12-31 | 2019-12-31 | 365 | 18.6996 | 18 | 0.69959
40569 | 4.16 | 1 | 2018-12-31 | 2019-12-31 | 365 | 4.7666 | 4 | 0.76656
53267 | 8.84 | 1 | 2018-12-31 | 2019-12-31 | 365 | 10.1289 | 10 | 0.12894
41813 | 5.565 | 1 | 2018-12-31 | 2019-12-31 | 365 | 6.3764 | 6 | 0.37642
53268 | 3.825 | 1 | 2018-12-31 | 2019-12-31 | 365 | 4.3827 | 4 | 0.38272
53270 | 7.905 | 1 | 2018-12-31 | 2019-12-31 | 365 | 9.0576 | 9 | 0.057612
53273 | 5.355 | 1 | 2018-12-31 | 2019-12-31 | 365 | 6.1358 | 6 | 0.1358
53279 | 10.2 | 1 | 2018-12-31 | 2019-12-31 | 365 | 11.6872 | 11 | 0.68724
40934 | 5.3 | 1 | 2018-12-31 | 2019-12-31 | 365 | 6.0728 | 6 | 0.072782
53276 | 3.9 | 1 | 2018-12-31 | 2019-12-31 | 365 | 4.4687 | 4 | 0.46865
53284 | 4.16 | 1 | 2018-12-31 | 2019-12-31 | 365 | 4.7666 | 4 | 0.76656
53180 | 5.61 | 1 | 2018-12-31 | 2019-12-31 | 365 | 6.428 | 6 | 0.42798
53486 | 3.9 | 1 | 2018-12-31 | 2019-12-31 | 365 | 4.4687 | 4 | 0.46865
53609 | 11.73 | 1 | 2018-12-31 | 2019-12-31 | 365 | 13.4403 | 13 | 0.44033
53559 | 6.885 | 1 | 2018-12-31 | 2019-12-31 | 365 | 7.8889 | 7 | 0.88889
53619 | 3.825 | 1 | 2018-12-31 | 2019-12-31 | 365 | 4.3827 | 4 | 0.38272
53614 | 4.59 | 1 | 2018-12-31 | 2019-12-31 | 365 | 5.2593 | 5 | 0.25926
53620 | 10.66 | 1 | 2018-12-31 | 2019-12-31 | 365 | 12.2143 | 12 | 0.21431
53631 | 8.67 | 1 | 2018-12-31 | 2019-12-31 | 365 | 9.9342 | 9 | 0.93416
53622 | 7.02 | 1 | 2018-12-31 | 2019-12-31 | 365 | 8.0436 | 8 | 0.043572
53627 | 14.04 | 1 | 2018-12-31 | 2019-12-31 | 365 | 16.0871 | 16 | 0.087144
53633 | 2.805 | 1 | 2018-12-31 | 2019-12-31 | 365 | 3.214 | 3 | 0.21399
53637 | 9.36 | 1 | 2018-12-31 | 2019-12-31 | 365 | 10.7248 | 10 | 0.72476
53636 | 9.18 | 1 | 2018-12-31 | 2019-12-31 | 365 | 10.5185 | 10 | 0.51852
53630 | 3.12 | 1 | 2018-12-31 | 2019-12-31 | 365 | 3.5749 | 3 | 0.57492
53638 | 7.54 | 1 | 2018-12-31 | 2019-12-31 | 365 | 8.6394 | 8 | 0.63939
53661 | 4.94 | 1 | 2018-12-31 | 2019-12-31 | 365 | 5.6603 | 5 | 0.66029
53642 | 4.08 | 1 | 2018-12-31 | 2019-12-31 | 365 | 4.6749 | 4 | 0.6749
53664 | 8.06 | 1 | 2018-12-31 | 2019-12-31 | 365 | 9.2352 | 9 | 0.23521
53667 | 10.455 | 1 | 2018-12-31 | 2019-12-31 | 365 | 11.9794 | 11 | 0.97942
53669 | 11.73 | 1 | 2018-12-31 | 2019-12-31 | 365 | 13.4403 | 13 | 0.44033
39411 | 6.24 | 1 | 2018-12-31 | 2019-12-31 | 365 | 7.1498 | 7 | 0.14984
39045 | 7.8 | 1 | 2018-12-31 | 2019-12-31 | 365 | 8.9373 | 8 | 0.9373
41263 | 8.58 | 1 | 2018-12-31 | 2019-12-31 | 365 | 9.831 | 9 | 0.83103
42123 | 4.845 | 1 | 2018-12-31 | 2019-12-31 | 365 | 5.5514 | 5 | 0.55144
39287 | 2.08 | 1 | 2018-12-31 | 2019-12-31 | 365 | 2.3833 | 2 | 0.38328
42903 | 13.26 | 1 | 2018-12-31 | 2019-12-31 | 365 | 15.1934 | 15 | 0.19341
41898 | 5.2 | 1 | 2018-12-31 | 2019-12-31 | 365 | 5.9582 | 5 | 0.9582
40851 | 8.32 | 1 | 2018-12-31 | 2019-12-31 | 365 | 9.5331 | 9 | 0.53312
41906 | 5.2 | 1 | 2018-12-31 | 2019-12-31 | 365 | 5.9582 | 5 | 0.9582
40413 | 9.1 | 1 | 2018-12-31 | 2019-12-31 | 365 | 10.4269 | 10 | 0.42685
42274 | 6.5 | 1 | 2018-12-31 | 2019-12-31 | 365 | 7.4478 | 7 | 0.44775
39726 | 8.32 | 1 | 2018-12-31 | 2019-12-31 | 365 | 9.5331 | 9 | 0.53312
39343 | 8.32 | 1 | 2018-12-31 | 2019-12-31 | 365 | 9.5331 | 9 | 0.53312
40019 | 4.42 | 1 | 2018-12-31 | 2019-12-31 | 365 | 5.0645 | 5 | 0.064471
45042 | 5.3 | 1 | 2018-12-31 | 2019-12-31 | 365 | 6.0728 | 6 | 0.072782
40234 | 4.94 | 1 | 2018-12-31 | 2019-12-31 | 365 | 5.6603 | 5 | 0.66029
37608 | 11.18 | 1 | 2018-12-31 | 2019-12-31 | 365 | 12.8101 | 12 | 0.81013
45646 | 2.6 | 1 | 2018-12-31 | 2019-12-31 | 365 | 2.9791 | 2 | 0.9791
39998 | 2.16 | 1 | 2018-12-31 | 2019-12-31 | 365 | 2.4749 | 2 | 0.47495
40730 | 8.32 | 1 | 2018-12-31 | 2019-12-31 | 365 | 9.5331 | 9 | 0.53312
46234 | 9.36 | 1 | 2018-12-31 | 2019-12-31 | 365 | 10.7248 | 10 | 0.72476
33067 | 9.88 | 1 | 2018-12-31 | 2019-12-31 | 365 | 11.3206 | 11 | 0.32058
45462 | 4.68 | 1 | 2018-12-31 | 2019-12-31 | 365 | 5.3624 | 5 | 0.36238
41423 | 3.64 | 1 | 2018-12-31 | 2019-12-31 | 365 | 4.1707 | 4 | 0.17074
38700 | 6.63 | 1 | 2018-12-31 | 2019-12-31 | 365 | 7.5967 | 7 | 0.59671
39237 | 4.94 | 1 | 2018-12-31 | 2019-12-31 | 365 | 5.6603 | 5 | 0.66029
45737 | 2.86 | 1 | 2018-12-31 | 2019-12-31 | 365 | 3.277 | 3 | 0.27701
41796 | 7.02 | 1 | 2018-12-31 | 2019-12-31 | 365 | 8.0436 | 8 | 0.043572
41750 | 9.36 | 1 | 2018-12-31 | 2019-12-31 | 365 | 10.7248 | 10 | 0.72476
40635 | 5.46 | 1 | 2018-12-31 | 2019-12-31 | 365 | 6.2561 | 6 | 0.25611
41711 | 8.58 | 1 | 2018-12-31 | 2019-12-31 | 365 | 9.831 | 9 | 0.83103
40079 | 14.04 | 1 | 2018-12-31 | 2019-12-31 | 365 | 16.0871 | 16 | 0.087144
39576 | 10.4 | 1 | 2018-12-31 | 2019-12-31 | 365 | 11.9164 | 11 | 0.9164
40025 | 5.46 | 1 | 2018-12-31 | 2019-12-31 | 365 | 6.2561 | 6 | 0.25611
39647 | 5.865 | 1 | 2018-12-31 | 2019-12-31 | 365 | 6.7202 | 6 | 0.72016
38883 | 14.04 | 1 | 2018-12-31 | 2019-12-31 | 365 | 16.0871 | 16 | 0.087144
42270 | 5.355 | 1 | 2018-12-31 | 2019-12-31 | 365 | 6.1358 | 6 | 0.1358
40461 | 10.4 | 1 | 2018-12-31 | 2019-12-31 | 365 | 11.9164 | 11 | 0.9164
39628 | 13.26 | 1 | 2018-12-31 | 2019-12-31 | 365 | 15.1934 | 15 | 0.19341
47768 | 9.435 | 1 | 2018-12-31 | 2019-12-31 | 365 | 10.8107 | 10 | 0.8107
41545 | 4.42 | 1 | 2018-12-31 | 2019-12-31 | 365 | 5.0645 | 5 | 0.064471
50308 | 8.06 | 1 | 2018-12-31 | 2019-12-31 | 365 | 9.2352 | 9 | 0.23521
40002 | 10.92 | 1 | 2018-12-31 | 2019-12-31 | 365 | 12.5122 | 12 | 0.51222
38601 | 7.905 | 1 | 2018-12-31 | 2019-12-31 | 365 | 9.0576 | 9 | 0.057612
50624 | 5.3 | 1 | 2018-12-31 | 2019-12-31 | 365 | 6.0728 | 6 | 0.072782
40077 | 11.44 | 1 | 2018-12-31 | 2019-12-31 | 365 | 13.108 | 13 | 0.10804
43698 | 7.95 | 1 | 2018-12-31 | 2019-12-31 | 365 | 9.1092 | 9 | 0.10917
38757 | 2.65 | 1 | 2018-12-31 | 2019-12-31 | 365 | 3.0364 | 3 | 0.036391
40194 | 6.5 | 1 | 2018-12-31 | 2019-12-31 | 365 | 7.4478 | 7 | 0.44775
42973 | 5.2 | 1 | 2018-12-31 | 2019-12-31 | 365 | 5.9582 | 5 | 0.9582
42091 | 7.02 | 1 | 2018-12-31 | 2019-12-31 | 365 | 8.0436 | 8 | 0.043572
41839 | 7.54 | 1 | 2018-12-31 | 2019-12-31 | 365 | 8.6394 | 8 | 0.63939
50391 | 8.215 | 1 | 2018-12-31 | 2019-12-31 | 365 | 9.4128 | 9 | 0.41281
42339 | 7.02 | 1 | 2018-12-31 | 2019-12-31 | 365 | 8.0436 | 8 | 0.043572
38242 | 5.2 | 1 | 2018-12-31 | 2019-12-31 | 365 | 5.9582 | 5 | 0.9582
40571 | 15.86 | 1 | 2018-12-31 | 2019-12-31 | 365 | 18.1725 | 18 | 0.17251
39023 | 4.59 | 1 | 2018-12-31 | 2019-12-31 | 365 | 5.2593 | 5 | 0.25926
39235 | 2.86 | 1 | 2018-12-31 | 2019-12-31 | 365 | 3.277 | 3 | 0.27701
41506 | 3.06 | 1 | 2018-12-31 | 2019-12-31 | 365 | 3.5062 | 3 | 0.50617
40150 | 8.67 | 1 | 2018-12-31 | 2019-12-31 | 365 | 9.9342 | 9 | 0.93416
41948 | 9.275 | 1 | 2018-12-31 | 2019-12-31 | 365 | 10.6274 | 10 | 0.62737
41852 | 3.975 | 1 | 2018-12-31 | 2019-12-31 | 365 | 4.5546 | 4 | 0.55459
39511 | 6.76 | 1 | 2018-12-31 | 2019-12-31 | 365 | 7.7457 | 7 | 0.74566
43019 | 7.905 | 1 | 2018-12-31 | 2019-12-31 | 365 | 9.0576 | 9 | 0.057612
43131 | 19.38 | 1 | 2018-12-31 | 2019-12-31 | 365 | 22.2058 | 22 | 0.20576
50519 | 10.71 | 1 | 2018-12-31 | 2019-12-31 | 365 | 12.2716 | 12 | 0.2716
39238 | 11.96 | 1 | 2018-12-31 | 2019-12-31 | 365 | 13.7039 | 13 | 0.70386
37985 | 9.1 | 1 | 2018-12-31 | 2019-12-31 | 365 | 10.4269 | 10 | 0.42685
53203 | 6.375 | 1 | 2018-12-31 | 2019-12-31 | 365 | 7.3045 | 7 | 0.30453
53208 | 2.805 | 1 | 2018-12-31 | 2019-12-31 | 365 | 3.214 | 3 | 0.21399
53248 | 4.59 | 1 | 2018-12-31 | 2019-12-31 | 365 | 5.2593 | 5 | 0.25926
53182 | 5.2 | 1 | 2018-12-31 | 2019-12-31 | 365 | 5.9582 | 5 | 0.9582
41741 | 3.445 | 1 | 2018-12-31 | 2019-12-31 | 365 | 3.9473 | 3 | 0.94731
53271 | 7.14 | 1 | 2018-12-31 | 2019-12-31 | 365 | 8.1811 | 8 | 0.18107
40995 | 3.64 | 1 | 2018-12-31 | 2019-12-31 | 365 | 4.1707 | 4 | 0.17074
39035 | 14.04 | 1 | 2018-12-31 | 2019-12-31 | 365 | 16.0871 | 16 | 0.087144
41339 | 13.52 | 1 | 2018-12-31 | 2019-12-31 | 365 | 15.4913 | 15 | 0.49132
40458 | 2.08 | 1 | 2018-12-31 | 2019-12-31 | 365 | 2.3833 | 2 | 0.38328
45311 | 4.68 | 1 | 2018-12-31 | 2019-12-31 | 365 | 5.3624 | 5 | 0.36238
41617 | 4.16 | 1 | 2018-12-31 | 2019-12-31 | 365 | 4.7666 | 4 | 0.76656
42478 | 14.025 | 1 | 2018-12-31 | 2019-12-31 | 365 | 16.07 | 16 | 0.069957
40724 | 10.4 | 1 | 2018-12-31 | 2019-12-31 | 365 | 11.9164 | 11 | 0.9164
38173 | 8.32 | 1 | 2018-12-31 | 2019-12-31 | 365 | 9.5331 | 9 | 0.53312
38931 | 7.8 | 1 | 2018-12-31 | 2019-12-31 | 365 | 8.9373 | 8 | 0.9373
42944 | 6.63 | 1 | 2018-12-31 | 2019-12-31 | 365 | 7.5967 | 7 | 0.59671
41655 | 9.1 | 1 | 2018-12-31 | 2019-12-31 | 365 | 10.4269 | 10 | 0.42685
43300 | 10.4 | 1 | 2018-12-31 | 2019-12-31 | 365 | 11.9164 | 11 | 0.9164
40144 | 10.66 | 1 | 2018-12-31 | 2019-12-31 | 365 | 12.2143 | 12 | 0.21431
41564 | 3.825 | 1 | 2018-12-31 | 2019-12-31 | 365 | 4.3827 | 4 | 0.38272
38741 | 10.66 | 1 | 2018-12-31 | 2019-12-31 | 365 | 12.2143 | 12 | 0.21431
43288 | 4.32 | 1 | 2018-12-31 | 2019-12-31 | 365 | 4.9499 | 4 | 0.94989
40177 | 8.84 | 1 | 2018-12-31 | 2019-12-31 | 365 | 10.1289 | 10 | 0.12894
39434 | 5.72 | 1 | 2018-12-31 | 2019-12-31 | 365 | 6.554 | 6 | 0.55402
38554 | 8.37 | 1 | 2018-12-31 | 2019-12-31 | 365 | 9.5904 | 9 | 0.59041
43323 | 7.14 | 1 | 2018-12-31 | 2019-12-31 | 365 | 8.1811 | 8 | 0.18107
41761 | 2.86 | 1 | 2018-12-31 | 2019-12-31 | 365 | 3.277 | 3 | 0.27701
41644 | 6.5 | 1 | 2018-12-31 | 2019-12-31 | 365 | 7.4478 | 7 | 0.44775
37785 | 2.97 | 1 | 2018-12-31 | 2019-12-31 | 365 | 3.403 | 3 | 0.40305
42116 | 6.76 | 1 | 2018-12-31 | 2019-12-31 | 365 | 7.7457 | 7 | 0.74566
38316 | 6.76 | 1 | 2018-12-31 | 2019-12-31 | 365 | 7.7457 | 7 | 0.74566
41326 | 5.355 | 1 | 2018-12-31 | 2019-12-31 | 365 | 6.1358 | 6 | 0.1358
38320 | 11.18 | 1 | 2018-12-31 | 2019-12-31 | 365 | 12.8101 | 12 | 0.81013
41170 | 4.59 | 1 | 2018-12-31 | 2019-12-31 | 365 | 5.2593 | 5 | 0.25926
45120 | 2.86 | 1 | 2018-12-31 | 2019-12-31 | 365 | 3.277 | 3 | 0.27701
39017 | 5.355 | 1 | 2018-12-31 | 2019-12-31 | 365 | 6.1358 | 6 | 0.1358
38832 | 11.96 | 1 | 2018-12-31 | 2019-12-31 | 365 | 13.7039 | 13 | 0.70386
41628 | 7.8 | 1 | 2018-12-31 | 2019-12-31 | 365 | 8.9373 | 8 | 0.9373
41013 | 12.22 | 1 | 2018-12-31 | 2019-12-31 | 365 | 14.0018 | 14 | 0.0017738
41868 | 3.825 | 1 | 2018-12-31 | 2019-12-31 | 365 | 4.3827 | 4 | 0.38272
50458 | 7.28 | 1 | 2018-12-31 | 2019-12-31 | 365 | 8.3415 | 8 | 0.34148
42032 | 7.54 | 1 | 2018-12-31 | 2019-12-31 | 365 | 8.6394 | 8 | 0.63939
37578 | 8.06 | 1 | 2018-12-31 | 2019-12-31 | 365 | 9.2352 | 9 | 0.23521
42601 | 7.685 | 1 | 2018-12-31 | 2019-12-31 | 365 | 8.8055 | 8 | 0.80553
38166 | 3.38 | 1 | 2018-12-31 | 2019-12-31 | 365 | 3.8728 | 3 | 0.87283
40694 | 11.18 | 1 | 2018-12-31 | 2019-12-31 | 365 | 12.8101 | 12 | 0.81013
47381 | 3.64 | 1 | 2018-12-31 | 2019-12-31 | 365 | 4.1707 | 4 | 0.17074
46601 | 5.98 | 1 | 2018-12-31 | 2019-12-31 | 365 | 6.8519 | 6 | 0.85193
39178 | 6.24 | 1 | 2018-12-31 | 2019-12-31 | 365 | 7.1498 | 7 | 0.14984
38912 | 8.58 | 1 | 2018-12-31 | 2019-12-31 | 365 | 9.831 | 9 | 0.83103
39708 | 9.88 | 1 | 2018-12-31 | 2019-12-31 | 365 | 11.3206 | 11 | 0.32058
38914 | 5.98 | 1 | 2018-12-31 | 2019-12-31 | 365 | 6.8519 | 6 | 0.85193
38371 | 6.24 | 1 | 2018-12-31 | 2019-12-31 | 365 | 7.1498 | 7 | 0.14984
42357 | 5.98 | 1 | 2018-12-31 | 2019-12-31 | 365 | 6.8519 | 6 | 0.85193
39565 | 5.2 | 1 | 2018-12-31 | 2019-12-31 | 365 | 5.9582 | 5 | 0.9582
41046 | 7.8 | 1 | 2018-12-31 | 2019-12-31 | 365 | 8.9373 | 8 | 0.9373
39118 | 5.46 | 1 | 2018-12-31 | 2019-12-31 | 365 | 6.2561 | 6 | 0.25611
41521 | 7.8 | 1 | 2018-12-31 | 2019-12-31 | 365 | 8.9373 | 8 | 0.9373
41373 | 8.37 | 1 | 2018-12-31 | 2019-12-31 | 365 | 9.5904 | 9 | 0.59041
37861 | 5.035 | 1 | 2018-12-31 | 2019-12-31 | 365 | 5.7691 | 5 | 0.76914
41798 | 3.9 | 1 | 2018-12-31 | 2019-12-31 | 365 | 4.4687 | 4 | 0.46865
40946 | 10.66 | 1 | 2018-12-31 | 2019-12-31 | 365 | 12.2143 | 12 | 0.21431
40707 | 8.84 | 1 | 2018-12-31 | 2019-12-31 | 365 | 10.1289 | 10 | 0.12894
47446 | 12.19 | 1 | 2018-12-31 | 2019-12-31 | 365 | 13.9674 | 13 | 0.9674
41951 | 9.88 | 1 | 2018-12-31 | 2019-12-31 | 365 | 11.3206 | 11 | 0.32058
41789 | 3.57 | 1 | 2018-12-31 | 2019-12-31 | 365 | 4.0905 | 4 | 0.090535
41269 | 5.2 | 1 | 2018-12-31 | 2019-12-31 | 365 | 5.9582 | 5 | 0.9582
43820 | 11.395 | 1 | 2018-12-31 | 2019-12-31 | 365 | 13.0565 | 13 | 0.056482
38907 | 6.63 | 1 | 2018-12-31 | 2019-12-31 | 365 | 7.5967 | 7 | 0.59671
42363 | 4.845 | 1 | 2018-12-31 | 2019-12-31 | 365 | 5.5514 | 5 | 0.55144
38314 | 9.36 | 1 | 2018-12-31 | 2019-12-31 | 365 | 10.7248 | 10 | 0.72476
41544 | 5.3 | 1 | 2018-12-31 | 2019-12-31 | 365 | 6.0728 | 6 | 0.072782
43746 | 13.26 | 1 | 2018-12-31 | 2019-12-31 | 365 | 15.1934 | 15 | 0.19341
46019 | 14.82 | 1 | 2018-12-31 | 2019-12-31 | 365 | 16.9809 | 16 | 0.98087
50292 | 10.6 | 1 | 2018-12-31 | 2019-12-31 | 365 | 12.1456 | 12 | 0.14556
47501 | 3.315 | 1 | 2018-12-31 | 2019-12-31 | 365 | 3.7984 | 3 | 0.79835
42487 | 3.64 | 1 | 2018-12-31 | 2019-12-31 | 365 | 4.1707 | 4 | 0.17074
41686 | 3.9 | 1 | 2018-12-31 | 2019-12-31 | 365 | 4.4687 | 4 | 0.46865
37877 | 13.78 | 1 | 2018-12-31 | 2019-12-31 | 365 | 15.7892 | 15 | 0.78923
41732 | 9.62 | 1 | 2018-12-31 | 2019-12-31 | 365 | 11.0227 | 11 | 0.022673
38724 | 6.76 | 1 | 2018-12-31 | 2019-12-31 | 365 | 7.7457 | 7 | 0.74566
39586 | 9.36 | 1 | 2018-12-31 | 2019-12-31 | 365 | 10.7248 | 10 | 0.72476
40863 | 5.865 | 1 | 2018-12-31 | 2019-12-31 | 365 | 6.7202 | 6 | 0.72016
50213 | 4.335 | 1 | 2018-12-31 | 2019-12-31 | 365 | 4.9671 | 4 | 0.96708
41025 | 12.455 | 1 | 2018-12-31 | 2019-12-31 | 365 | 14.271 | 14 | 0.27104
50310 | 8.84 | 1 | 2018-12-31 | 2019-12-31 | 365 | 10.1289 | 10 | 0.12894
43709 | 2.08 | 1 | 2018-12-31 | 2019-12-31 | 365 | 2.3833 | 2 | 0.38328
39709 | 2.295 | 1 | 2018-12-31 | 2019-12-31 | 365 | 2.6296 | 2 | 0.62963
45359 | 7.8 | 1 | 2018-12-31 | 2019-12-31 | 365 | 8.9373 | 8 | 0.9373
39520 | 5.72 | 1 | 2018-12-31 | 2019-12-31 | 365 | 6.554 | 6 | 0.55402
42984 | 8.84 | 1 | 2018-12-31 | 2019-12-31 | 365 | 10.1289 | 10 | 0.12894
46003 | 4.42 | 1 | 2018-12-31 | 2019-12-31 | 365 | 5.0645 | 5 | 0.064471
41551 | 13.5 | 1 | 2018-12-31 | 2019-12-31 | 365 | 15.4684 | 15 | 0.46841
38003 | 2.6 | 1 | 2018-12-31 | 2019-12-31 | 365 | 2.9791 | 2 | 0.9791
40752 | 5.46 | 1 | 2018-12-31 | 2019-12-31 | 365 | 6.2561 | 6 | 0.25611
41831 | 11.7 | 1 | 2018-12-31 | 2019-12-31 | 365 | 13.406 | 13 | 0.40595
43295 | 4.68 | 1 | 2018-12-31 | 2019-12-31 | 365 | 5.3624 | 5 | 0.36238
41385 | 4.08 | 1 | 2018-12-31 | 2019-12-31 | 365 | 4.6749 | 4 | 0.6749
39957 | 2.805 | 1 | 2018-12-31 | 2019-12-31 | 365 | 3.214 | 3 | 0.21399
40411 | 3.12 | 1 | 2018-12-31 | 2019-12-31 | 365 | 3.5749 | 3 | 0.57492
39424 | 12.19 | 1 | 2018-12-31 | 2019-12-31 | 365 | 13.9674 | 13 | 0.9674
42054 | 3.64 | 1 | 2018-12-31 | 2019-12-31 | 365 | 4.1707 | 4 | 0.17074
40261 | 7.8 | 1 | 2018-12-31 | 2019-12-31 | 365 | 8.9373 | 8 | 0.9373
41872 | 4.16 | 1 | 2018-12-31 | 2019-12-31 | 365 | 4.7666 | 4 | 0.76656
39053 | 12.48 | 1 | 2018-12-31 | 2019-12-31 | 365 | 14.2997 | 14 | 0.29968
40197 | 4.94 | 1 | 2018-12-31 | 2019-12-31 | 365 | 5.6603 | 5 | 0.66029
37591 | 8.32 | 1 | 2018-12-31 | 2019-12-31 | 365 | 9.5331 | 9 | 0.53312
40021 | 3.9 | 1 | 2018-12-31 | 2019-12-31 | 365 | 4.4687 | 4 | 0.46865
39572 | 2.08 | 1 | 2018-12-31 | 2019-12-31 | 365 | 2.3833 | 2 | 0.38328
42407 | 4.42 | 1 | 2018-12-31 | 2019-12-31 | 365 | 5.0645 | 5 | 0.064471
40169 | 10.2 | 1 | 2018-12-31 | 2019-12-31 | 365 | 11.6872 | 11 | 0.68724
45725 | 3.315 | 1 | 2018-12-31 | 2019-12-31 | 365 | 3.7984 | 3 | 0.79835
41150 | 11.7 | 1 | 2018-12-31 | 2019-12-31 | 365 | 13.406 | 13 | 0.40595
45732 | 3.06 | 1 | 2018-12-31 | 2019-12-31 | 365 | 3.5062 | 3 | 0.50617
42124 | 9.88 | 1 | 2018-12-31 | 2019-12-31 | 365 | 11.3206 | 11 | 0.32058
41561 | 8.06 | 1 | 2018-12-31 | 2019-12-31 | 365 | 9.2352 | 9 | 0.23521
45395 | 9.36 | 1 | 2018-12-31 | 2019-12-31 | 365 | 10.7248 | 10 | 0.72476
39187 | 3.9 | 1 | 2018-12-31 | 2019-12-31 | 365 | 4.4687 | 4 | 0.46865
39591 | 2.34 | 1 | 2018-12-31 | 2019-12-31 | 365 | 2.6812 | 2 | 0.68119
38049 | 10.455 | 1 | 2018-12-31 | 2019-12-31 | 365 | 11.9794 | 11 | 0.97942
40748 | 8.48 | 1 | 2018-12-31 | 2019-12-31 | 365 | 9.7165 | 9 | 0.71645
38066 | 7.54 | 1 | 2018-12-31 | 2019-12-31 | 365 | 8.6394 | 8 | 0.63939
39427 | 9.18 | 1 | 2018-12-31 | 2019-12-31 | 365 | 10.5185 | 10 | 0.51852
43183 | 14.535 | 1 | 2018-12-31 | 2019-12-31 | 365 | 16.6543 | 16 | 0.65432
42043 | 7.02 | 1 | 2018-12-31 | 2019-12-31 | 365 | 8.0436 | 8 | 0.043572
39494 | 6.5 | 1 | 2018-12-31 | 2019-12-31 | 365 | 7.4478 | 7 | 0.44775
37730 | 7.395 | 1 | 2018-12-31 | 2019-12-31 | 365 | 8.4733 | 8 | 0.47325
37595 | 9.62 | 1 | 2018-12-31 | 2019-12-31 | 365 | 11.0227 | 11 | 0.022673
41445 | 7.54 | 1 | 2018-12-31 | 2019-12-31 | 365 | 8.6394 | 8 | 0.63939
40145 | 6.24 | 1 | 2018-12-31 | 2019-12-31 | 365 | 7.1498 | 7 | 0.14984
39319 | 7.905 | 1 | 2018-12-31 | 2019-12-31 | 365 | 9.0576 | 9 | 0.057612
50722 | 12.74 | 1 | 2018-12-31 | 2019-12-31 | 365 | 14.5976 | 14 | 0.59759
45036 | 5.335 | 1 | 2018-12-31 | 2019-12-31 | 365 | 6.1129 | 6 | 0.11289
43757 | 5.72 | 1 | 2018-12-31 | 2019-12-31 | 365 | 6.554 | 6 | 0.55402
43271 | 5.67 | 1 | 2018-12-31 | 2019-12-31 | 365 | 6.4967 | 6 | 0.49673
39725 | 11.18 | 1 | 2018-12-31 | 2019-12-31 | 365 | 12.8101 | 12 | 0.81013
39150 | 10.455 | 1 | 2018-12-31 | 2019-12-31 | 365 | 11.9794 | 11 | 0.97942
40090 | 7.02 | 1 | 2018-12-31 | 2019-12-31 | 365 | 8.0436 | 8 | 0.043572
40630 | 5.1 | 1 | 2018-12-31 | 2019-12-31 | 365 | 5.8436 | 5 | 0.84362
40162 | 2.6 | 1 | 2018-12-31 | 2019-12-31 | 365 | 2.9791 | 2 | 0.9791
40849 | 4.42 | 1 | 2018-12-31 | 2019-12-31 | 365 | 5.0645 | 5 | 0.064471
37908 | 12.22 | 1 | 2018-12-31 | 2019-12-31 | 365 | 14.0018 | 14 | 0.0017738
39600 | 6.095 | 1 | 2018-12-31 | 2019-12-31 | 365 | 6.9837 | 6 | 0.9837
40624 | 13.52 | 1 | 2018-12-31 | 2019-12-31 | 365 | 15.4913 | 15 | 0.49132
39638 | 6.76 | 1 | 2018-12-31 | 2019-12-31 | 365 | 7.7457 | 7 | 0.74566
45902 | 7.54 | 1 | 2018-12-31 | 2019-12-31 | 365 | 8.6394 | 8 | 0.63939
41364 | 4.68 | 1 | 2018-12-31 | 2019-12-31 | 365 | 5.3624 | 5 | 0.36238
42991 | 3.64 | 1 | 2018-12-31 | 2019-12-31 | 365 | 4.1707 | 4 | 0.17074
39655 | 4.94 | 1 | 2018-12-31 | 2019-12-31 | 365 | 5.6603 | 5 | 0.66029
39599 | 10.4 | 1 | 2018-12-31 | 2019-12-31 | 365 | 11.9164 | 11 | 0.9164
39685 | 10.92 | 1 | 2018-12-31 | 2019-12-31 | 365 | 12.5122 | 12 | 0.51222
39646 | 10.4 | 1 | 2018-12-31 | 2019-12-31 | 365 | 11.9164 | 11 | 0.9164
45180 | 10.66 | 1 | 2018-12-31 | 2019-12-31 | 365 | 12.2143 | 12 | 0.21431
45056 | 10.2 | 1 | 2018-12-31 | 2019-12-31 | 365 | 11.6872 | 11 | 0.68724
38372 | 8.06 | 1 | 2018-12-31 | 2019-12-31 | 365 | 9.2352 | 9 | 0.23521
39693 | 7.54 | 1 | 2018-12-31 | 2019-12-31 | 365 | 8.6394 | 8 | 0.63939
39948 | 13.26 | 1 | 2018-12-31 | 2019-12-31 | 365 | 15.1934 | 15 | 0.19341
40399 | 14.82 | 1 | 2018-12-31 | 2019-12-31 | 365 | 16.9809 | 16 | 0.98087
45507 | 3.64 | 1 | 2018-12-31 | 2019-12-31 | 365 | 4.1707 | 4 | 0.17074
38095 | 4.68 | 1 | 2018-12-31 | 2019-12-31 | 365 | 5.3624 | 5 | 0.36238
40640 | 9.69 | 1 | 2018-12-31 | 2019-12-31 | 365 | 11.1029 | 11 | 0.10288
39489 | 11.96 | 1 | 2018-12-31 | 2019-12-31 | 365 | 13.7039 | 13 | 0.70386
39368 | 3.9 | 1 | 2018-12-31 | 2019-12-31 | 365 | 4.4687 | 4 | 0.46865
48070 | 3.18 | 1 | 2018-12-31 | 2019-12-31 | 365 | 3.6437 | 3 | 0.64367
39394 | 4.94 | 1 | 2018-12-31 | 2019-12-31 | 365 | 5.6603 | 5 | 0.66029
41927 | 5.46 | 1 | 2018-12-31 | 2019-12-31 | 365 | 6.2561 | 6 | 0.25611
40857 | 4.505 | 1 | 2018-12-31 | 2019-12-31 | 365 | 5.1619 | 5 | 0.16187
40248 | 7.905 | 1 | 2018-12-31 | 2019-12-31 | 365 | 9.0576 | 9 | 0.057612
38294 | 4.68 | 1 | 2018-12-31 | 2019-12-31 | 365 | 5.3624 | 5 | 0.36238
38823 | 8.32 | 1 | 2018-12-31 | 2019-12-31 | 365 | 9.5331 | 9 | 0.53312
40425 | 13.26 | 1 | 2018-12-31 | 2019-12-31 | 365 | 15.1934 | 15 | 0.19341
38416 | 5.67 | 1 | 2018-12-31 | 2019-12-31 | 365 | 6.4967 | 6 | 0.49673
38363 | 5.94 | 1 | 2018-12-31 | 2019-12-31 | 365 | 6.8061 | 6 | 0.8061
38270 | 6.76 | 1 | 2018-12-31 | 2019-12-31 | 365 | 7.7457 | 7 | 0.74566
45799 | 7.685 | 1 | 2018-12-31 | 2019-12-31 | 365 | 8.8055 | 8 | 0.80553
38335 | 4.42 | 1 | 2018-12-31 | 2019-12-31 | 365 | 5.0645 | 5 | 0.064471
52693 | 7.02 | 1 | 2018-12-31 | 2019-12-31 | 365 | 8.0436 | 8 | 0.043572
40045 | 5.2 | 1 | 2018-12-31 | 2019-12-31 | 365 | 5.9582 | 5 | 0.9582
40629 | 14.04 | 1 | 2018-12-31 | 2019-12-31 | 365 | 16.0871 | 16 | 0.087144
40370 | 4.16 | 1 | 2018-12-31 | 2019-12-31 | 365 | 4.7666 | 4 | 0.76656
38611 | 7.54 | 1 | 2018-12-31 | 2019-12-31 | 365 | 8.6394 | 8 | 0.63939
38952 | 4.94 | 1 | 2018-12-31 | 2019-12-31 | 365 | 5.6603 | 5 | 0.66029
46562 | 6.76 | 1 | 2018-12-31 | 2019-12-31 | 365 | 7.7457 | 7 | 0.74566
39381 | 12.48 | 1 | 2018-12-31 | 2019-12-31 | 365 | 14.2997 | 14 | 0.29968
52602 | 4.59 | 1 | 2018-12-31 | 2019-12-31 | 365 | 5.2593 | 5 | 0.25926
41534 | 14.045 | 1 | 2018-12-31 | 2019-12-31 | 365 | 16.0929 | 16 | 0.092873
40100 | 7.28 | 1 | 2018-12-31 | 2019-12-31 | 365 | 8.3415 | 8 | 0.34148
40829 | 11.7 | 1 | 2018-12-31 | 2019-12-31 | 365 | 13.406 | 13 | 0.40595
39654 | 14.04 | 1 | 2018-12-31 | 2019-12-31 | 365 | 16.0871 | 16 | 0.087144
45616 | 4.94 | 1 | 2018-12-31 | 2019-12-31 | 365 | 5.6603 | 5 | 0.66029
40763 | 2.34 | 1 | 2018-12-31 | 2019-12-31 | 365 | 2.6812 | 2 | 0.68119
48079 | 11.73 | 1 | 2018-12-31 | 2019-12-31 | 365 | 13.4403 | 13 | 0.44033
43597 | 8.32 | 1 | 2018-12-31 | 2019-12-31 | 365 | 9.5331 | 9 | 0.53312
41935 | 8.84 | 1 | 2018-12-31 | 2019-12-31 | 365 | 10.1289 | 10 | 0.12894
39959 | 12.74 | 1 | 2018-12-31 | 2019-12-31 | 365 | 14.5976 | 14 | 0.59759
43603 | 10.92 | 1 | 2018-12-31 | 2019-12-31 | 365 | 12.5122 | 12 | 0.51222
37714 | 8.84 | 1 | 2018-12-31 | 2019-12-31 | 365 | 10.1289 | 10 | 0.12894
42279 | 17.94 | 1 | 2018-12-31 | 2019-12-31 | 365 | 20.5558 | 20 | 0.5558
45940 | 6.63 | 1 | 2018-12-31 | 2019-12-31 | 365 | 7.5967 | 7 | 0.59671
42421 | 12.74 | 1 | 2018-12-31 | 2019-12-31 | 365 | 14.5976 | 14 | 0.59759
45496 | 4.335 | 1 | 2018-12-31 | 2019-12-31 | 365 | 4.9671 | 4 | 0.96708
39953 | 3.315 | 1 | 2018-12-31 | 2019-12-31 | 365 | 3.7984 | 3 | 0.79835
41124 | 8.16 | 1 | 2018-12-31 | 2019-12-31 | 365 | 9.3498 | 9 | 0.34979
41448 | 3.9 | 1 | 2018-12-31 | 2019-12-31 | 365 | 4.4687 | 4 | 0.46865
40609 | 11.18 | 1 | 2018-12-31 | 2019-12-31 | 365 | 12.8101 | 12 | 0.81013
39052 | 6.375 | 1 | 2018-12-31 | 2019-12-31 | 365 | 7.3045 | 7 | 0.30453
45521 | 9.1 | 1 | 2018-12-31 | 2019-12-31 | 365 | 10.4269 | 10 | 0.42685
43679 | 4.94 | 1 | 2018-12-31 | 2019-12-31 | 365 | 5.6603 | 5 | 0.66029
41771 | 9.18 | 1 | 2018-12-31 | 2019-12-31 | 365 | 10.5185 | 10 | 0.51852
43128 | 7.8 | 1 | 2018-12-31 | 2019-12-31 | 365 | 8.9373 | 8 | 0.9373
38944 | 6.24 | 1 | 2018-12-31 | 2019-12-31 | 365 | 7.1498 | 7 | 0.14984
45747 | 13.78 | 1 | 2018-12-31 | 2019-12-31 | 365 | 15.7892 | 15 | 0.78923
39560 | 7.65 | 1 | 2018-12-31 | 2019-12-31 | 365 | 8.7654 | 8 | 0.76543
46154 | 8.32 | 1 | 2018-12-31 | 2019-12-31 | 365 | 9.5331 | 9 | 0.53312
50594 | 7.65 | 1 | 2018-12-31 | 2019-12-31 | 365 | 8.7654 | 8 | 0.76543
50466 | 9.62 | 1 | 2018-12-31 | 2019-12-31 | 365 | 11.0227 | 11 | 0.022673
41390 | 8.67 | 1 | 2018-12-31 | 2019-12-31 | 365 | 9.9342 | 9 | 0.93416
45075 | 6.63 | 1 | 2018-12-31 | 2019-12-31 | 365 | 7.5967 | 7 | 0.59671
41721 | 6.24 | 1 | 2018-12-31 | 2019-12-31 | 365 | 7.1498 | 7 | 0.14984
39398 | 4.42 | 1 | 2018-12-31 | 2019-12-31 | 365 | 5.0645 | 5 | 0.064471
47937 | 3.315 | 1 | 2018-12-31 | 2019-12-31 | 365 | 3.7984 | 3 | 0.79835
48431 | 14.045 | 1 | 2018-12-31 | 2019-12-31 | 365 | 16.0929 | 16 | 0.092873
41270 | 11.13 | 1 | 2018-12-31 | 2019-12-31 | 365 | 12.7528 | 12 | 0.75284
43181 | 4.08 | 1 | 2018-12-31 | 2019-12-31 | 365 | 4.6749 | 4 | 0.6749
40956 | 10.92 | 1 | 2018-12-31 | 2019-12-31 | 365 | 12.5122 | 12 | 0.51222
41228 | 3.06 | 1 | 2018-12-31 | 2019-12-31 | 365 | 3.5062 | 3 | 0.50617
48368 | 9.62 | 1 | 2018-12-31 | 2019-12-31 | 365 | 11.0227 | 11 | 0.022673
40080 | 8.32 | 1 | 2018-12-31 | 2019-12-31 | 365 | 9.5331 | 9 | 0.53312
43678 | 7.02 | 1 | 2018-12-31 | 2019-12-31 | 365 | 8.0436 | 8 | 0.043572
40813 | 12.19 | 1 | 2018-12-31 | 2019-12-31 | 365 | 13.9674 | 13 | 0.9674
39567 | 8.84 | 1 | 2018-12-31 | 2019-12-31 | 365 | 10.1289 | 10 | 0.12894
42118 | 5.72 | 1 | 2018-12-31 | 2019-12-31 | 365 | 6.554 | 6 | 0.55402
50524 | 13.78 | 1 | 2018-12-31 | 2019-12-31 | 365 | 15.7892 | 15 | 0.78923
39596 | 6.24 | 1 | 2018-12-31 | 2019-12-31 | 365 | 7.1498 | 7 | 0.14984
39340 | 6.24 | 1 | 2018-12-31 | 2019-12-31 | 365 | 7.1498 | 7 | 0.14984
39493 | 12.48 | 1 | 2018-12-31 | 2019-12-31 | 365 | 14.2997 | 14 | 0.29968
39680 | 3.12 | 1 | 2018-12-31 | 2019-12-31 | 365 | 3.5749 | 3 | 0.57492
40978 | 11.73 | 1 | 2018-12-31 | 2019-12-31 | 365 | 13.4403 | 13 | 0.44033
41571 | 6.76 | 1 | 2018-12-31 | 2019-12-31 | 365 | 7.7457 | 7 | 0.74566
38352 | 3.9 | 1 | 2018-12-31 | 2019-12-31 | 365 | 4.4687 | 4 | 0.46865
40270 | 15.86 | 1 | 2018-12-31 | 2019-12-31 | 365 | 18.1725 | 18 | 0.17251
42206 | 9.1 | 1 | 2018-12-31 | 2019-12-31 | 365 | 10.4269 | 10 | 0.42685
40804 | 19.875 | 1 | 2018-12-31 | 2019-12-31 | 365 | 22.7729 | 22 | 0.77293
43760 | 8.06 | 1 | 2018-12-31 | 2019-12-31 | 365 | 9.2352 | 9 | 0.23521
40108 | 6.76 | 1 | 2018-12-31 | 2019-12-31 | 365 | 7.7457 | 7 | 0.74566
50628 | 18.46 | 1 | 2018-12-31 | 2019-12-31 | 365 | 21.1516 | 21 | 0.15162
38895 | 8.06 | 1 | 2018-12-31 | 2019-12-31 | 365 | 9.2352 | 9 | 0.23521
43767 | 3.57 | 1 | 2018-12-31 | 2019-12-31 | 365 | 4.0905 | 4 | 0.090535
40101 | 7.8 | 1 | 2018-12-31 | 2019-12-31 | 365 | 8.9373 | 8 | 0.9373
39359 | 12.74 | 1 | 2018-12-31 | 2019-12-31 | 365 | 14.5976 | 14 | 0.59759
47912 | 10.965 | 1 | 2018-12-31 | 2019-12-31 | 365 | 12.5638 | 12 | 0.56378
39015 | 2.34 | 1 | 2018-12-31 | 2019-12-31 | 365 | 2.6812 | 2 | 0.68119
50315 | 4.59 | 1 | 2018-12-31 | 2019-12-31 | 365 | 5.2593 | 5 | 0.25926
38822 | 8.58 | 1 | 2018-12-31 | 2019-12-31 | 365 | 9.831 | 9 | 0.83103
37800 | 3.38 | 1 | 2018-12-31 | 2019-12-31 | 365 | 3.8728 | 3 | 0.87283
39366 | 3.06 | 1 | 2018-12-31 | 2019-12-31 | 365 | 3.5062 | 3 | 0.50617
40527 | 3.12 | 1 | 2018-12-31 | 2019-12-31 | 365 | 3.5749 | 3 | 0.57492
41787 | 12.75 | 1 | 2018-12-31 | 2019-12-31 | 365 | 14.6091 | 14 | 0.60905
40907 | 5.2 | 1 | 2018-12-31 | 2019-12-31 | 365 | 5.9582 | 5 | 0.9582
41215 | 8.32 | 1 | 2018-12-31 | 2019-12-31 | 365 | 9.5331 | 9 | 0.53312
40641 | 4.16 | 1 | 2018-12-31 | 2019-12-31 | 365 | 4.7666 | 4 | 0.76656
40633 | 9.1 | 1 | 2018-12-31 | 2019-12-31 | 365 | 10.4269 | 10 | 0.42685
38968 | 9.88 | 1 | 2018-12-31 | 2019-12-31 | 365 | 11.3206 | 11 | 0.32058
39063 | 7.8 | 1 | 2018-12-31 | 2019-12-31 | 365 | 8.9373 | 8 | 0.9373
39495 | 5.72 | 1 | 2018-12-31 | 2019-12-31 | 365 | 6.554 | 6 | 0.55402
39248 | 9.36 | 1 | 2018-12-31 | 2019-12-31 | 365 | 10.7248 | 10 | 0.72476
41275 | 5.2 | 1 | 2018-12-31 | 2019-12-31 | 365 | 5.9582 | 5 | 0.9582
40192 | 5.98 | 1 | 2018-12-31 | 2019-12-31 | 365 | 6.8519 | 6 | 0.85193
40138 | 5.2 | 1 | 2018-12-31 | 2019-12-31 | 365 | 5.9582 | 5 | 0.9582
38531 | 4.94 | 1 | 2018-12-31 | 2019-12-31 | 365 | 5.6603 | 5 | 0.66029
42583 | 16.38 | 1 | 2018-12-31 | 2019-12-31 | 365 | 18.7683 | 18 | 0.76834
38921 | 5.98 | 1 | 2018-12-31 | 2019-12-31 | 365 | 6.8519 | 6 | 0.85193
38390 | 3.9 | 1 | 2018-12-31 | 2019-12-31 | 365 | 4.4687 | 4 | 0.46865
39180 | 4.16 | 1 | 2018-12-31 | 2019-12-31 | 365 | 4.7666 | 4 | 0.76656
43153 | 4.59 | 1 | 2018-12-31 | 2019-12-31 | 365 | 5.2593 | 5 | 0.25926
45775 | 6.885 | 1 | 2018-12-31 | 2019-12-31 | 365 | 7.8889 | 7 | 0.88889
40015 | 9.36 | 1 | 2018-12-31 | 2019-12-31 | 365 | 10.7248 | 10 | 0.72476
39090 | 6.76 | 1 | 2018-12-31 | 2019-12-31 | 365 | 7.7457 | 7 | 0.74566
41515 | 3.12 | 1 | 2018-12-31 | 2019-12-31 | 365 | 3.5749 | 3 | 0.57492
45072 | 4.845 | 1 | 2018-12-31 | 2019-12-31 | 365 | 5.5514 | 5 | 0.55144
41054 | 2.86 | 1 | 2018-12-31 | 2019-12-31 | 365 | 3.277 | 3 | 0.27701
42359 | 5.2 | 1 | 2018-12-31 | 2019-12-31 | 365 | 5.9582 | 5 | 0.9582
39402 | 10.66 | 1 | 2018-12-31 | 2019-12-31 | 365 | 12.2143 | 12 | 0.21431
40147 | 8.84 | 1 | 2018-12-31 | 2019-12-31 | 365 | 10.1289 | 10 | 0.12894
45655 | 4.68 | 1 | 2018-12-31 | 2019-12-31 | 365 | 5.3624 | 5 | 0.36238
41130 | 8.32 | 1 | 2018-12-31 | 2019-12-31 | 365 | 9.5331 | 9 | 0.53312
45151 | 5.83 | 1 | 2018-12-31 | 2019-12-31 | 365 | 6.6801 | 6 | 0.68006
41015 | 6.24 | 1 | 2018-12-31 | 2019-12-31 | 365 | 7.1498 | 7 | 0.14984
43801 | 3.06 | 1 | 2018-12-31 | 2019-12-31 | 365 | 3.5062 | 3 | 0.50617
41157 | 14.04 | 1 | 2018-12-31 | 2019-12-31 | 365 | 16.0871 | 16 | 0.087144
40877 | 5.67 | 1 | 2018-12-31 | 2019-12-31 | 365 | 6.4967 | 6 | 0.49673
46164 | 10.71 | 1 | 2018-12-31 | 2019-12-31 | 365 | 12.2716 | 12 | 0.2716
40760 | 14.56 | 1 | 2018-12-31 | 2019-12-31 | 365 | 16.683 | 16 | 0.68296
43747 | 11.18 | 1 | 2018-12-31 | 2019-12-31 | 365 | 12.8101 | 12 | 0.81013
50626 | 3.64 | 1 | 2018-12-31 | 2019-12-31 | 365 | 4.1707 | 4 | 0.17074
40057 | 13 | 1 | 2018-12-31 | 2019-12-31 | 365 | 14.8955 | 14 | 0.8955
41697 | 12.48 | 1 | 2018-12-31 | 2019-12-31 | 365 | 14.2997 | 14 | 0.29968
39385 | 10.14 | 1 | 2018-12-31 | 2019-12-31 | 365 | 11.6185 | 11 | 0.61849
47906 | 12.72 | 1 | 2018-12-31 | 2019-12-31 | 365 | 14.5747 | 14 | 0.57468
50538 | 9.88 | 1 | 2018-12-31 | 2019-12-31 | 365 | 11.3206 | 11 | 0.32058
41548 | 4.59 | 1 | 2018-12-31 | 2019-12-31 | 365 | 5.2593 | 5 | 0.25926
39246 | 6.24 | 1 | 2018-12-31 | 2019-12-31 | 365 | 7.1498 | 7 | 0.14984
45722 | 4.68 | 1 | 2018-12-31 | 2019-12-31 | 365 | 5.3624 | 5 | 0.36238
45455 | 6.885 | 1 | 2018-12-31 | 2019-12-31 | 365 | 7.8889 | 7 | 0.88889
40632 | 12.495 | 1 | 2018-12-31 | 2019-12-31 | 365 | 14.3169 | 14 | 0.31687
50321 | 7.02 | 1 | 2018-12-31 | 2019-12-31 | 365 | 8.0436 | 8 | 0.043572
50342 | 4.335 | 1 | 2018-12-31 | 2019-12-31 | 365 | 4.9671 | 4 | 0.96708
39432 | 5.2 | 1 | 2018-12-31 | 2019-12-31 | 365 | 5.9582 | 5 | 0.9582
41762 | 4.59 | 1 | 2018-12-31 | 2019-12-31 | 365 | 5.2593 | 5 | 0.25926
39557 | 11.7 | 1 | 2018-12-31 | 2019-12-31 | 365 | 13.406 | 13 | 0.40595
41720 | 6.12 | 1 | 2018-12-31 | 2019-12-31 | 365 | 7.0123 | 7 | 0.012345
42007 | 7.65 | 1 | 2018-12-31 | 2019-12-31 | 365 | 8.7654 | 8 | 0.76543
42065 | 8.06 | 1 | 2018-12-31 | 2019-12-31 | 365 | 9.2352 | 9 | 0.23521
41297 | 4.68 | 1 | 2018-12-31 | 2019-12-31 | 365 | 5.3624 | 5 | 0.36238
41986 | 5.2 | 1 | 2018-12-31 | 2019-12-31 | 365 | 5.9582 | 5 | 0.9582
47477 | 5.72 | 1 | 2018-12-31 | 2019-12-31 | 365 | 6.554 | 6 | 0.55402
38217 | 10.14 | 1 | 2018-12-31 | 2019-12-31 | 365 | 11.6185 | 11 | 0.61849
40131 | 3.38 | 1 | 2018-12-31 | 2019-12-31 | 365 | 3.8728 | 3 | 0.87283
39138 | 13.78 | 1 | 2018-12-31 | 2019-12-31 | 365 | 15.7892 | 15 | 0.78923
39055 | 10.71 | 1 | 2018-12-31 | 2019-12-31 | 365 | 12.2716 | 12 | 0.2716
45382 | 7.28 | 1 | 2018-12-31 | 2019-12-31 | 365 | 8.3415 | 8 | 0.34148
38716 | 2.6 | 1 | 2018-12-31 | 2019-12-31 | 365 | 2.9791 | 2 | 0.9791
39233 | 10.14 | 1 | 2018-12-31 | 2019-12-31 | 365 | 11.6185 | 11 | 0.61849
39451 | 13.52 | 1 | 2018-12-31 | 2019-12-31 | 365 | 15.4913 | 15 | 0.49132
45658 | 21 | 1 | 2018-12-31 | 2019-12-31 | 365 | 24.062 | 24 | 0.061968
39267 | 12.19 | 1 | 2018-12-31 | 2019-12-31 | 365 | 13.9674 | 13 | 0.9674
39390 | 7.02 | 1 | 2018-12-31 | 2019-12-31 | 365 | 8.0436 | 8 | 0.043572
45342 | 6.12 | 1 | 2018-12-31 | 2019-12-31 | 365 | 7.0123 | 7 | 0.012345
41873 | 4.68 | 1 | 2018-12-31 | 2019-12-31 | 365 | 5.3624 | 5 | 0.36238
43348 | 5.61 | 1 | 2018-12-31 | 2019-12-31 | 365 | 6.428 | 6 | 0.42798
39529 | 4.94 | 1 | 2018-12-31 | 2019-12-31 | 365 | 5.6603 | 5 | 0.66029
45360 | 4.335 | 1 | 2018-12-31 | 2019-12-31 | 365 | 4.9671 | 4 | 0.96708
45891 | 7.395 | 1 | 2018-12-31 | 2019-12-31 | 365 | 8.4733 | 8 | 0.47325
37832 | 5.2 | 1 | 2018-12-31 | 2019-12-31 | 365 | 5.9582 | 5 | 0.9582
39113 | 3.9 | 1 | 2018-12-31 | 2019-12-31 | 365 | 4.4687 | 4 | 0.46865
42234 | 10.965 | 1 | 2018-12-31 | 2019-12-31 | 365 | 12.5638 | 12 | 0.56378
39291 | 9.1 | 1 | 2018-12-31 | 2019-12-31 | 365 | 10.4269 | 10 | 0.42685
42053 | 8.58 | 1 | 2018-12-31 | 2019-12-31 | 365 | 9.831 | 9 | 0.83103
41979 | 6.5 | 1 | 2018-12-31 | 2019-12-31 | 365 | 7.4478 | 7 | 0.44775
41399 | 7.28 | 1 | 2018-12-31 | 2019-12-31 | 365 | 8.3415 | 8 | 0.34148
40971 | 3.38 | 1 | 2018-12-31 | 2019-12-31 | 365 | 3.8728 | 3 | 0.87283
45695 | 8.16 | 1 | 2018-12-31 | 2019-12-31 | 365 | 9.3498 | 9 | 0.34979
40167 | 8.06 | 1 | 2018-12-31 | 2019-12-31 | 365 | 9.2352 | 9 | 0.23521
40352 | 8.84 | 1 | 2018-12-31 | 2019-12-31 | 365 | 10.1289 | 10 | 0.12894
50694 | 5.2 | 1 | 2018-12-31 | 2019-12-31 | 365 | 5.9582 | 5 | 0.9582
50486 | 4.335 | 1 | 2018-12-31 | 2019-12-31 | 365 | 4.9671 | 4 | 0.96708
39331 | 4.505 | 1 | 2018-12-31 | 2019-12-31 | 365 | 5.1619 | 5 | 0.16187
39507 | 5.46 | 1 | 2018-12-31 | 2019-12-31 | 365 | 6.2561 | 6 | 0.25611
41557 | 9.88 | 1 | 2018-12-31 | 2019-12-31 | 365 | 11.3206 | 11 | 0.32058
40072 | 6.76 | 1 | 2018-12-31 | 2019-12-31 | 365 | 7.7457 | 7 | 0.74566
37891 | 5.98 | 1 | 2018-12-31 | 2019-12-31 | 365 | 6.8519 | 6 | 0.85193
50244 | 2.65 | 1 | 2018-12-31 | 2019-12-31 | 365 | 3.0364 | 3 | 0.036391
42419 | 7.8 | 1 | 2018-12-31 | 2019-12-31 | 365 | 8.9373 | 8 | 0.9373
40820 | 9.36 | 1 | 2018-12-31 | 2019-12-31 | 365 | 10.7248 | 10 | 0.72476
45376 | 5.72 | 1 | 2018-12-31 | 2019-12-31 | 365 | 6.554 | 6 | 0.55402
39727 | 9.62 | 1 | 2018-12-31 | 2019-12-31 | 365 | 11.0227 | 11 | 0.022673
40628 | 3.12 | 1 | 2018-12-31 | 2019-12-31 | 365 | 3.5749 | 3 | 0.57492
41319 | 9.88 | 1 | 2018-12-31 | 2019-12-31 | 365 | 11.3206 | 11 | 0.32058
40096 | 9.72 | 1 | 2018-12-31 | 2019-12-31 | 365 | 11.1373 | 11 | 0.13725
40657 | 8.06 | 1 | 2018-12-31 | 2019-12-31 | 365 | 9.2352 | 9 | 0.23521
39021 | 13.78 | 1 | 2018-12-31 | 2019-12-31 | 365 | 15.7892 | 15 | 0.78923
50253 | 6.625 | 1 | 2018-12-31 | 2019-12-31 | 365 | 7.591 | 7 | 0.59098
41477 | 2.86 | 1 | 2018-12-31 | 2019-12-31 | 365 | 3.277 | 3 | 0.27701
45483 | 7.54 | 1 | 2018-12-31 | 2019-12-31 | 365 | 8.6394 | 8 | 0.63939
39241 | 8.84 | 1 | 2018-12-31 | 2019-12-31 | 365 | 10.1289 | 10 | 0.12894
40716 | 4.505 | 1 | 2018-12-31 | 2019-12-31 | 365 | 5.1619 | 5 | 0.16187
43022 | 5.1 | 1 | 2018-12-31 | 2019-12-31 | 365 | 5.8436 | 5 | 0.84362
50330 | 6.63 | 1 | 2018-12-31 | 2019-12-31 | 365 | 7.5967 | 7 | 0.59671
42356 | 9.43 | 1 | 2018-12-31 | 2019-12-31 | 365 | 10.805 | 10 | 0.80497
39686 | 6.76 | 1 | 2018-12-31 | 2019-12-31 | 365 | 7.7457 | 7 | 0.74566
37722 | 7.54 | 1 | 2018-12-31 | 2019-12-31 | 365 | 8.6394 | 8 | 0.63939
43752 | 10.66 | 1 | 2018-12-31 | 2019-12-31 | 365 | 12.2143 | 12 | 0.21431
40046 | 6.76 | 1 | 2018-12-31 | 2019-12-31 | 365 | 7.7457 | 7 | 0.74566
48497 | 5.72 | 1 | 2018-12-31 | 2019-12-31 | 365 | 6.554 | 6 | 0.55402
45705 | 4.42 | 1 | 2018-12-31 | 2019-12-31 | 365 | 5.0645 | 5 | 0.064471
38884 | 4.68 | 1 | 2018-12-31 | 2019-12-31 | 365 | 5.3624 | 5 | 0.36238
50445 | 8.16 | 1 | 2018-12-31 | 2019-12-31 | 365 | 9.3498 | 9 | 0.34979
40474 | 12.74 | 1 | 2018-12-31 | 2019-12-31 | 365 | 14.5976 | 14 | 0.59759
40051 | 2.6 | 1 | 2018-12-31 | 2019-12-31 | 365 | 2.9791 | 2 | 0.9791
48384 | 9.945 | 1 | 2018-12-31 | 2019-12-31 | 365 | 11.3951 | 11 | 0.39506
42028 | 4.16 | 1 | 2018-12-31 | 2019-12-31 | 365 | 4.7666 | 4 | 0.76656
40588 | 10.92 | 1 | 2018-12-31 | 2019-12-31 | 365 | 12.5122 | 12 | 0.51222
42256 | 11.18 | 1 | 2018-12-31 | 2019-12-31 | 365 | 12.8101 | 12 | 0.81013
40216 | 3.57 | 1 | 2018-12-31 | 2019-12-31 | 365 | 4.0905 | 4 | 0.090535
46219 | 4.335 | 1 | 2018-12-31 | 2019-12-31 | 365 | 4.9671 | 4 | 0.96708
38661 | 7.28 | 1 | 2018-12-31 | 2019-12-31 | 365 | 8.3415 | 8 | 0.34148
45391 | 3.9 | 1 | 2018-12-31 | 2019-12-31 | 365 | 4.4687 | 4 | 0.46865
39508 | 3.825 | 1 | 2018-12-31 | 2019-12-31 | 365 | 4.3827 | 4 | 0.38272
41740 | 6.24 | 1 | 2018-12-31 | 2019-12-31 | 365 | 7.1498 | 7 | 0.14984
50632 | 2.7 | 1 | 2018-12-31 | 2019-12-31 | 365 | 3.0937 | 3 | 0.093682
39460 | 5.46 | 1 | 2018-12-31 | 2019-12-31 | 365 | 6.2561 | 6 | 0.25611
40677 | 6.625 | 1 | 2018-12-31 | 2019-12-31 | 365 | 7.591 | 7 | 0.59098
41997 | 3.445 | 1 | 2018-12-31 | 2019-12-31 | 365 | 3.9473 | 3 | 0.94731
40729 | 15.9 | 1 | 2018-12-31 | 2019-12-31 | 365 | 18.2183 | 18 | 0.21835
39612 | 6.24 | 1 | 2018-12-31 | 2019-12-31 | 365 | 7.1498 | 7 | 0.14984
40585 | 5.865 | 1 | 2018-12-31 | 2019-12-31 | 365 | 6.7202 | 6 | 0.72016
40322 | 7.02 | 1 | 2018-12-31 | 2019-12-31 | 365 | 8.0436 | 8 | 0.043572
41916 | 6.375 | 1 | 2018-12-31 | 2019-12-31 | 365 | 7.3045 | 7 | 0.30453
45365 | 8.415 | 1 | 2018-12-31 | 2019-12-31 | 365 | 9.642 | 9 | 0.64197
38810 | 9.88 | 1 | 2018-12-31 | 2019-12-31 | 365 | 11.3206 | 11 | 0.32058
48012 | 11.475 | 1 | 2018-12-31 | 2019-12-31 | 365 | 13.1481 | 13 | 0.14815
47560 | 9.1 | 1 | 2018-12-31 | 2019-12-31 | 365 | 10.4269 | 10 | 0.42685
38802 | 7.42 | 1 | 2018-12-31 | 2019-12-31 | 365 | 8.5019 | 8 | 0.5019
45611 | 5.61 | 1 | 2018-12-31 | 2019-12-31 | 365 | 6.428 | 6 | 0.42798
38179 | 7.02 | 1 | 2018-12-31 | 2019-12-31 | 365 | 8.0436 | 8 | 0.043572
48062 | 11.985 | 1 | 2018-12-31 | 2019-12-31 | 365 | 13.7325 | 13 | 0.73251
48393 | 3.825 | 1 | 2018-12-31 | 2019-12-31 | 365 | 4.3827 | 4 | 0.38272
45299 | 3.38 | 1 | 2018-12-31 | 2019-12-31 | 365 | 3.8728 | 3 | 0.87283
41573 | 8.32 | 1 | 2018-12-31 | 2019-12-31 | 365 | 9.5331 | 9 | 0.53312
45651 | 6.24 | 1 | 2018-12-31 | 2019-12-31 | 365 | 7.1498 | 7 | 0.14984
41569 | 7.02 | 1 | 2018-12-31 | 2019-12-31 | 365 | 8.0436 | 8 | 0.043572
41491 | 10.4 | 1 | 2018-12-31 | 2019-12-31 | 365 | 11.9164 | 11 | 0.9164
40049 | 4.59 | 1 | 2018-12-31 | 2019-12-31 | 365 | 5.2593 | 5 | 0.25926
39540 | 7.8 | 1 | 2018-12-31 | 2019-12-31 | 365 | 8.9373 | 8 | 0.9373
41656 | 7.14 | 1 | 2018-12-31 | 2019-12-31 | 365 | 8.1811 | 8 | 0.18107
39634 | 5.2 | 1 | 2018-12-31 | 2019-12-31 | 365 | 5.9582 | 5 | 0.9582
38177 | 6.24 | 1 | 2018-12-31 | 2019-12-31 | 365 | 7.1498 | 7 | 0.14984
39404 | 12.48 | 1 | 2018-12-31 | 2019-12-31 | 365 | 14.2997 | 14 | 0.29968
39159 | 2.04 | 1 | 2018-12-31 | 2019-12-31 | 365 | 2.3374 | 2 | 0.33745
43748 | 4.16 | 1 | 2018-12-31 | 2019-12-31 | 365 | 4.7666 | 4 | 0.76656
45468 | 3.38 | 1 | 2018-12-31 | 2019-12-31 | 365 | 3.8728 | 3 | 0.87283
39149 | 7.28 | 1 | 2018-12-31 | 2019-12-31 | 365 | 8.3415 | 8 | 0.34148
39100 | 7.8 | 1 | 2018-12-31 | 2019-12-31 | 365 | 8.9373 | 8 | 0.9373
43700 | 8.32 | 1 | 2018-12-31 | 2019-12-31 | 365 | 9.5331 | 9 | 0.53312
39386 | 8.64 | 1 | 2018-12-31 | 2019-12-31 | 365 | 9.8998 | 9 | 0.89978
41883 | 14.04 | 1 | 2018-12-31 | 2019-12-31 | 365 | 16.0871 | 16 | 0.087144
41880 | 2.805 | 1 | 2018-12-31 | 2019-12-31 | 365 | 3.214 | 3 | 0.21399
53800 | 7.395 | 1 | 2018-12-31 | 2019-12-31 | 365 | 8.4733 | 8 | 0.47325
40553 | 4.08 | 1 | 2018-12-31 | 2019-12-31 | 365 | 4.6749 | 4 | 0.6749
53753 | 8.58 | 1 | 2018-12-31 | 2019-12-31 | 365 | 9.831 | 9 | 0.83103
53875 | 4.08 | 1 | 2018-12-31 | 2019-12-31 | 365 | 4.6749 | 4 | 0.6749
40314 | 9.1 | 1 | 2018-12-31 | 2019-12-31 | 365 | 10.4269 | 10 | 0.42685
53879 | 4.08 | 1 | 2018-12-31 | 2019-12-31 | 365 | 4.6749 | 4 | 0.6749
45003 | 7.155 | 1 | 2018-12-31 | 2019-12-31 | 365 | 8.1983 | 8 | 0.19826
53883 | 9.435 | 1 | 2018-12-31 | 2019-12-31 | 365 | 10.8107 | 10 | 0.8107
48376 | 6.63 | 1 | 2018-12-31 | 2019-12-31 | 365 | 7.5967 | 7 | 0.59671
42042 | 5.72 | 1 | 2018-12-31 | 2019-12-31 | 365 | 6.554 | 6 | 0.55402
50475 | 4.08 | 1 | 2018-12-31 | 2019-12-31 | 365 | 4.6749 | 4 | 0.6749
47570 | 11.18 | 1 | 2018-12-31 | 2019-12-31 | 365 | 12.8101 | 12 | 0.81013
40341 | 4.94 | 1 | 2018-12-31 | 2019-12-31 | 365 | 5.6603 | 5 | 0.66029
50611 | 5.72 | 1 | 2018-12-31 | 2019-12-31 | 365 | 6.554 | 6 | 0.55402
40653 | 4.68 | 1 | 2018-12-31 | 2019-12-31 | 365 | 5.3624 | 5 | 0.36238
53164 | 7.54 | 1 | 2018-12-31 | 2019-12-31 | 365 | 8.6394 | 8 | 0.63939
42103 | 14.04 | 1 | 2018-12-31 | 2019-12-31 | 365 | 16.0871 | 16 | 0.087144
46041 | 2.04 | 1 | 2018-12-31 | 2019-12-31 | 365 | 2.3374 | 2 | 0.33745
47449 | 5.1 | 1 | 2018-12-31 | 2019-12-31 | 365 | 5.8436 | 5 | 0.84362
41257 | 14.04 | 1 | 2018-12-31 | 2019-12-31 | 365 | 16.0871 | 16 | 0.087144
50361 | 3.57 | 1 | 2018-12-31 | 2019-12-31 | 365 | 4.0905 | 4 | 0.090535
41205 | 7.8 | 1 | 2018-12-31 | 2019-12-31 | 365 | 8.9373 | 8 | 0.9373
41032 | 7.54 | 1 | 2018-12-31 | 2019-12-31 | 365 | 8.6394 | 8 | 0.63939
39057 | 12.495 | 1 | 2018-12-31 | 2019-12-31 | 365 | 14.3169 | 14 | 0.31687
45146 | 4.16 | 1 | 2018-12-31 | 2019-12-31 | 365 | 4.7666 | 4 | 0.76656
45104 | 6.24 | 1 | 2018-12-31 | 2019-12-31 | 365 | 7.1498 | 7 | 0.14984
43742 | 7.8 | 1 | 2018-12-31 | 2019-12-31 | 365 | 8.9373 | 8 | 0.9373
43782 | 4.42 | 1 | 2018-12-31 | 2019-12-31 | 365 | 5.0645 | 5 | 0.064471
38148 | 5.2 | 1 | 2018-12-31 | 2019-12-31 | 365 | 5.9582 | 5 | 0.9582
39618 | 13.52 | 1 | 2018-12-31 | 2019-12-31 | 365 | 15.4913 | 15 | 0.49132
42379 | 9.36 | 1 | 2018-12-31 | 2019-12-31 | 365 | 10.7248 | 10 | 0.72476
39454 | 3.12 | 1 | 2018-12-31 | 2019-12-31 | 365 | 3.5749 | 3 | 0.57492
39984 | 6.5 | 1 | 2018-12-31 | 2019-12-31 | 365 | 7.4478 | 7 | 0.44775
45476 | 3.12 | 1 | 2018-12-31 | 2019-12-31 | 365 | 3.5749 | 3 | 0.57492
39926 | 8.06 | 1 | 2018-12-31 | 2019-12-31 | 365 | 9.2352 | 9 | 0.23521
40599 | 5.72 | 1 | 2018-12-31 | 2019-12-31 | 365 | 6.554 | 6 | 0.55402
41408 | 13.52 | 1 | 2018-12-31 | 2019-12-31 | 365 | 15.4913 | 15 | 0.49132
39636 | 7.02 | 1 | 2018-12-31 | 2019-12-31 | 365 | 8.0436 | 8 | 0.043572
40163 | 4.86 | 1 | 2018-12-31 | 2019-12-31 | 365 | 5.5686 | 5 | 0.56863
50302 | 5.2 | 1 | 2018-12-31 | 2019-12-31 | 365 | 5.9582 | 5 | 0.9582
45297 | 11.44 | 1 | 2018-12-31 | 2019-12-31 | 365 | 13.108 | 13 | 0.10804
40532 | 11.475 | 1 | 2018-12-31 | 2019-12-31 | 365 | 13.1481 | 13 | 0.14815
41999 | 4.94 | 1 | 2018-12-31 | 2019-12-31 | 365 | 5.6603 | 5 | 0.66029
41295 | 13.52 | 1 | 2018-12-31 | 2019-12-31 | 365 | 15.4913 | 15 | 0.49132
42858 | 5.3 | 1 | 2018-12-31 | 2019-12-31 | 365 | 6.0728 | 6 | 0.072782
50501 | 3.64 | 1 | 2018-12-31 | 2019-12-31 | 365 | 4.1707 | 4 | 0.17074
43041 | 10.14 | 1 | 2018-12-31 | 2019-12-31 | 365 | 11.6185 | 11 | 0.61849
39437 | 11.96 | 1 | 2018-12-31 | 2019-12-31 | 365 | 13.7039 | 13 | 0.70386
39182 | 5.72 | 1 | 2018-12-31 | 2019-12-31 | 365 | 6.554 | 6 | 0.55402
45993 | 8.67 | 1 | 2018-12-31 | 2019-12-31 | 365 | 9.9342 | 9 | 0.93416
39207 | 4.16 | 1 | 2018-12-31 | 2019-12-31 | 365 | 4.7666 | 4 | 0.76656
41226 | 4.42 | 1 | 2018-12-31 | 2019-12-31 | 365 | 5.0645 | 5 | 0.064471
37818 | 3.51 | 1 | 2018-12-31 | 2019-12-31 | 365 | 4.0218 | 4 | 0.021786
40065 | 2.34 | 1 | 2018-12-31 | 2019-12-31 | 365 | 2.6812 | 2 | 0.68119
40560 | 13 | 1 | 2018-12-31 | 2019-12-31 | 365 | 14.8955 | 14 | 0.8955
42259 | 7.6 | 1 | 2018-12-31 | 2019-12-31 | 365 | 8.7081 | 8 | 0.70814
45717 | 5.35 | 1 | 2018-12-31 | 2019-12-31 | 365 | 6.1301 | 6 | 0.13007
41822 | 8.06 | 1 | 2018-12-31 | 2019-12-31 | 365 | 9.2352 | 9 | 0.23521
39691 | 2.6 | 1 | 2018-12-31 | 2019-12-31 | 365 | 2.9791 | 2 | 0.9791
39257 | 12.48 | 1 | 2018-12-31 | 2019-12-31 | 365 | 14.2997 | 14 | 0.29968
49840 | 9.1 | 1 | 2018-12-31 | 2019-12-31 | 365 | 10.4269 | 10 | 0.42685
47351 | 3.9 | 1 | 2018-12-31 | 2019-12-31 | 365 | 4.4687 | 4 | 0.46865
40615 | 5.2 | 1 | 2018-12-31 | 2019-12-31 | 365 | 5.9582 | 5 | 0.9582
41814 | 9.36 | 1 | 2018-12-31 | 2019-12-31 | 365 | 10.7248 | 10 | 0.72476
45641 | 9.18 | 1 | 2018-12-31 | 2019-12-31 | 365 | 10.5185 | 10 | 0.51852
53185 | 8.215 | 1 | 2018-12-31 | 2019-12-31 | 365 | 9.4128 | 9 | 0.41281
45650 | 8.16 | 1 | 2018-12-31 | 2019-12-31 | 365 | 9.3498 | 9 | 0.34979
53198 | 2.385 | 1 | 2018-12-31 | 2019-12-31 | 365 | 2.7328 | 2 | 0.73275
53250 | 5.83 | 1 | 2018-12-31 | 2019-12-31 | 365 | 6.6801 | 6 | 0.68006
53269 | 3.71 | 1 | 2018-12-31 | 2019-12-31 | 365 | 4.2509 | 4 | 0.25095
53288 | 4.505 | 1 | 2018-12-31 | 2019-12-31 | 365 | 5.1619 | 5 | 0.16187
53178 | 5.3 | 1 | 2018-12-31 | 2019-12-31 | 365 | 6.0728 | 6 | 0.072782
53610 | 5.565 | 1 | 2018-12-31 | 2019-12-31 | 365 | 6.3764 | 6 | 0.37642
40459 | 6.36 | 1 | 2018-12-31 | 2019-12-31 | 365 | 7.2873 | 7 | 0.28734
53639 | 7.95 | 1 | 2018-12-31 | 2019-12-31 | 365 | 9.1092 | 9 | 0.10917
47438 | 10.66 | 1 | 2018-12-31 | 2019-12-31 | 365 | 12.2143 | 12 | 0.21431
50340 | 6.12 | 1 | 2018-12-31 | 2019-12-31 | 365 | 7.0123 | 7 | 0.012345
45303 | 9.36 | 1 | 2018-12-31 | 2019-12-31 | 365 | 10.7248 | 10 | 0.72476
49506 | 3.9 | 1 | 2018-12-31 | 2019-12-31 | 365 | 4.4687 | 4 | 0.46865
39673 | 8.32 | 1 | 2018-12-31 | 2019-12-31 | 365 | 9.5331 | 9 | 0.53312
50218 | 6.24 | 1 | 2018-12-31 | 2019-12-31 | 365 | 7.1498 | 7 | 0.14984
39416 | 5.98 | 1 | 2018-12-31 | 2019-12-31 | 365 | 6.8519 | 6 | 0.85193
40614 | 5.72 | 1 | 2018-12-31 | 2019-12-31 | 365 | 6.554 | 6 | 0.55402
41829 | 4.68 | 1 | 2018-12-31 | 2019-12-31 | 365 | 5.3624 | 5 | 0.36238
40086 | 6.5 | 1 | 2018-12-31 | 2019-12-31 | 365 | 7.4478 | 7 | 0.44775
43315 | 5.46 | 1 | 2018-12-31 | 2019-12-31 | 365 | 6.2561 | 6 | 0.25611
48435 | 7.8 | 1 | 2018-12-31 | 2019-12-31 | 365 | 8.9373 | 8 | 0.9373
41693 | 7.02 | 1 | 2018-12-31 | 2019-12-31 | 365 | 8.0436 | 8 | 0.043572
50803 | 4.08 | 1 | 2018-12-31 | 2019-12-31 | 365 | 4.6749 | 4 | 0.6749
39657 | 4.68 | 1 | 2018-12-31 | 2019-12-31 | 365 | 5.3624 | 5 | 0.36238
43269 | 4.68 | 1 | 2018-12-31 | 2019-12-31 | 365 | 5.3624 | 5 | 0.36238
39370 | 2.55 | 1 | 2018-12-31 | 2019-12-31 | 365 | 2.9218 | 2 | 0.92181
49497 | 5.2 | 1 | 2018-12-31 | 2019-12-31 | 365 | 5.9582 | 5 | 0.9582
47781 | 8.415 | 1 | 2018-12-31 | 2019-12-31 | 365 | 9.642 | 9 | 0.64197
50402 | 6.885 | 1 | 2018-12-31 | 2019-12-31 | 365 | 7.8889 | 7 | 0.88889
40550 | 12.48 | 1 | 2018-12-31 | 2019-12-31 | 365 | 14.2997 | 14 | 0.29968
39954 | 8.84 | 1 | 2018-12-31 | 2019-12-31 | 365 | 10.1289 | 10 | 0.12894
37792 | 7.54 | 1 | 2018-12-31 | 2019-12-31 | 365 | 8.6394 | 8 | 0.63939
43848 | 4.05 | 1 | 2018-12-31 | 2019-12-31 | 365 | 4.6405 | 4 | 0.64052
45887 | 2.86 | 1 | 2018-12-31 | 2019-12-31 | 365 | 3.277 | 3 | 0.27701
47469 | 7.14 | 1 | 2018-12-31 | 2019-12-31 | 365 | 8.1811 | 8 | 0.18107
50314 | 5.1 | 1 | 2018-12-31 | 2019-12-31 | 365 | 5.8436 | 5 | 0.84362
48458 | 10.07 | 1 | 2018-12-31 | 2019-12-31 | 365 | 11.5383 | 11 | 0.53829
39589 | 4.845 | 1 | 2018-12-31 | 2019-12-31 | 365 | 5.5514 | 5 | 0.55144
45629 | 13.77 | 1 | 2018-12-31 | 2019-12-31 | 365 | 15.7778 | 15 | 0.77778
50490 | 8.32 | 1 | 2018-12-31 | 2019-12-31 | 365 | 9.5331 | 9 | 0.53312
42589 | 4.05 | 1 | 2018-12-31 | 2019-12-31 | 365 | 4.6405 | 4 | 0.64052
47444 | 2.43 | 1 | 2018-12-31 | 2019-12-31 | 365 | 2.7843 | 2 | 0.78431
38047 | 5.72 | 1 | 2018-12-31 | 2019-12-31 | 365 | 6.554 | 6 | 0.55402
50583 | 5.46 | 1 | 2018-12-31 | 2019-12-31 | 365 | 6.2561 | 6 | 0.25611
43601 | 5.2 | 1 | 2018-12-31 | 2019-12-31 | 365 | 5.9582 | 5 | 0.9582
46036 | 8.58 | 1 | 2018-12-31 | 2019-12-31 | 365 | 9.831 | 9 | 0.83103
50249 | 8.06 | 1 | 2018-12-31 | 2019-12-31 | 365 | 9.2352 | 9 | 0.23521
39942 | 8.415 | 1 | 2018-12-31 | 2019-12-31 | 365 | 9.642 | 9 | 0.64197
45693 | 9.435 | 1 | 2018-12-31 | 2019-12-31 | 365 | 10.8107 | 10 | 0.8107
40984 | 4.16 | 1 | 2018-12-31 | 2019-12-31 | 365 | 4.7666 | 4 | 0.76656
40503 | 2.6 | 1 | 2018-12-31 | 2019-12-31 | 365 | 2.9791 | 2 | 0.9791
45763 | 6.89 | 1 | 2018-12-31 | 2019-12-31 | 365 | 7.8946 | 7 | 0.89462
43720 | 4.335 | 1 | 2018-12-31 | 2019-12-31 | 365 | 4.9671 | 4 | 0.96708
50210 | 8.06 | 1 | 2018-12-31 | 2019-12-31 | 365 | 9.2352 | 9 | 0.23521
42179 | 6.5 | 1 | 2018-12-31 | 2019-12-31 | 365 | 7.4478 | 7 | 0.44775
39339 | 5.565 | 1 | 2018-12-31 | 2019-12-31 | 365 | 6.3764 | 6 | 0.37642
50270 | 7.65 | 1 | 2018-12-31 | 2019-12-31 | 365 | 8.7654 | 8 | 0.76543
47850 | 4.59 | 1 | 2018-12-31 | 2019-12-31 | 365 | 5.2593 | 5 | 0.25926
45331 | 3.975 | 1 | 2018-12-31 | 2019-12-31 | 365 | 4.5546 | 4 | 0.55459
38983 | 4.16 | 1 | 2018-12-31 | 2019-12-31 | 365 | 4.7666 | 4 | 0.76656
43600 | 3.12 | 1 | 2018-12-31 | 2019-12-31 | 365 | 3.5749 | 3 | 0.57492
39627 | 11.985 | 1 | 2018-12-31 | 2019-12-31 | 365 | 13.7325 | 13 | 0.73251
39344 | 8.84 | 1 | 2018-12-31 | 2019-12-31 | 365 | 10.1289 | 10 | 0.12894
41454 | 5.98 | 1 | 2018-12-31 | 2019-12-31 | 365 | 6.8519 | 6 | 0.85193
40605 | 7.02 | 1 | 2018-12-31 | 2019-12-31 | 365 | 8.0436 | 8 | 0.043572
40059 | 4.94 | 1 | 2018-12-31 | 2019-12-31 | 365 | 5.6603 | 5 | 0.66029
46671 | 4.68 | 1 | 2018-12-31 | 2019-12-31 | 365 | 5.3624 | 5 | 0.36238
43053 | 8.58 | 1 | 2018-12-31 | 2019-12-31 | 365 | 9.831 | 9 | 0.83103
41084 | 8.06 | 1 | 2018-12-31 | 2019-12-31 | 365 | 9.2352 | 9 | 0.23521
39581 | 12.74 | 1 | 2018-12-31 | 2019-12-31 | 365 | 14.5976 | 14 | 0.59759
43590 | 6.095 | 1 | 2018-12-31 | 2019-12-31 | 365 | 6.9837 | 6 | 0.9837
39990 | 2.6 | 1 | 2018-12-31 | 2019-12-31 | 365 | 2.9791 | 2 | 0.9791
39549 | 8.58 | 1 | 2018-12-31 | 2019-12-31 | 365 | 9.831 | 9 | 0.83103
40566 | 5.72 | 1 | 2018-12-31 | 2019-12-31 | 365 | 6.554 | 6 | 0.55402
41401 | 12.985 | 1 | 2018-12-31 | 2019-12-31 | 365 | 14.8783 | 14 | 0.87832
39468 | 2.97 | 1 | 2018-12-31 | 2019-12-31 | 365 | 3.403 | 3 | 0.40305
45867 | 10.14 | 1 | 2018-12-31 | 2019-12-31 | 365 | 11.6185 | 11 | 0.61849
40422 | 2.08 | 1 | 2018-12-31 | 2019-12-31 | 365 | 2.3833 | 2 | 0.38328
44993 | 6.5 | 1 | 2018-12-31 | 2019-12-31 | 365 | 7.4478 | 7 | 0.44775
38573 | 9.435 | 1 | 2018-12-31 | 2019-12-31 | 365 | 10.8107 | 10 | 0.8107
45293 | 13.005 | 1 | 2018-12-31 | 2019-12-31 | 365 | 14.9012 | 14 | 0.90123
43276 | 11.985 | 1 | 2018-12-31 | 2019-12-31 | 365 | 13.7325 | 13 | 0.73251
45600 | 5.1 | 1 | 2018-12-31 | 2019-12-31 | 365 | 5.8436 | 5 | 0.84362
42229 | 6.625 | 1 | 2018-12-31 | 2019-12-31 | 365 | 7.591 | 7 | 0.59098
48362 | 5.2 | 1 | 2018-12-31 | 2019-12-31 | 365 | 5.9582 | 5 | 0.9582
48511 | 10.92 | 1 | 2018-12-31 | 2019-12-31 | 365 | 12.5122 | 12 | 0.51222
37895 | 2.65 | 1 | 2018-12-31 | 2019-12-31 | 365 | 3.0364 | 3 | 0.036391
50215 | 5.61 | 1 | 2018-12-31 | 2019-12-31 | 365 | 6.428 | 6 | 0.42798
50325 | 4.845 | 1 | 2018-12-31 | 2019-12-31 | 365 | 5.5514 | 5 | 0.55144
45329 | 5.61 | 1 | 2018-12-31 | 2019-12-31 | 365 | 6.428 | 6 | 0.42798
48388 | 7.28 | 1 | 2018-12-31 | 2019-12-31 | 365 | 8.3415 | 8 | 0.34148
50419 | 9.18 | 1 | 2018-12-31 | 2019-12-31 | 365 | 10.5185 | 10 | 0.51852
45671 | 5.98 | 1 | 2018-12-31 | 2019-12-31 | 365 | 6.8519 | 6 | 0.85193
50489 | 8.67 | 1 | 2018-12-31 | 2019-12-31 | 365 | 9.9342 | 9 | 0.93416
40485 | 6.76 | 1 | 2018-12-31 | 2019-12-31 | 365 | 7.7457 | 7 | 0.74566
47364 | 3.38 | 1 | 2018-12-31 | 2019-12-31 | 365 | 3.8728 | 3 | 0.87283
47512 | 2.385 | 1 | 2018-12-31 | 2019-12-31 | 365 | 2.7328 | 2 | 0.73275
47953 | 14.04 | 1 | 2018-12-31 | 2019-12-31 | 365 | 16.0871 | 16 | 0.087144
50387 | 9.69 | 1 | 2018-12-31 | 2019-12-31 | 365 | 11.1029 | 11 | 0.10288
38790 | 4.16 | 1 | 2018-12-31 | 2019-12-31 | 365 | 4.7666 | 4 | 0.76656
50324 | 8.67 | 1 | 2018-12-31 | 2019-12-31 | 365 | 9.9342 | 9 | 0.93416
40105 | 10.66 | 1 | 2018-12-31 | 2019-12-31 | 365 | 12.2143 | 12 | 0.21431
40094 | 12.24 | 1 | 2018-12-31 | 2019-12-31 | 365 | 14.0247 | 14 | 0.02469
39650 | 2.34 | 1 | 2018-12-31 | 2019-12-31 | 365 | 2.6812 | 2 | 0.68119
43701 | 8.84 | 1 | 2018-12-31 | 2019-12-31 | 365 | 10.1289 | 10 | 0.12894
41835 | 13 | 1 | 2018-12-31 | 2019-12-31 | 365 | 14.8955 | 14 | 0.8955
45950 | 6.375 | 1 | 2018-12-31 | 2019-12-31 | 365 | 7.3045 | 7 | 0.30453
41254 | 3.38 | 1 | 2018-12-31 | 2019-12-31 | 365 | 3.8728 | 3 | 0.87283
45761 | 6.24 | 1 | 2018-12-31 | 2019-12-31 | 365 | 7.1498 | 7 | 0.14984
43743 | 13.78 | 1 | 2018-12-31 | 2019-12-31 | 365 | 15.7892 | 15 | 0.78923
37911 | 7.02 | 1 | 2018-12-31 | 2019-12-31 | 365 | 8.0436 | 8 | 0.043572
39648 | 8.925 | 1 | 2018-12-31 | 2019-12-31 | 365 | 10.2263 | 10 | 0.22634
43831 | 4.335 | 1 | 2018-12-31 | 2019-12-31 | 365 | 4.9671 | 4 | 0.96708
41826 | 5.98 | 1 | 2018-12-31 | 2019-12-31 | 365 | 6.8519 | 6 | 0.85193
41115 | 6.63 | 1 | 2018-12-31 | 2019-12-31 | 365 | 7.5967 | 7 | 0.59671
40506 | 12.48 | 1 | 2018-12-31 | 2019-12-31 | 365 | 14.2997 | 14 | 0.29968
47824 | 7.8 | 1 | 2018-12-31 | 2019-12-31 | 365 | 8.9373 | 8 | 0.9373
47515 | 9.01 | 1 | 2018-12-31 | 2019-12-31 | 365 | 10.3237 | 10 | 0.32373
47389 | 6.24 | 1 | 2018-12-31 | 2019-12-31 | 365 | 7.1498 | 7 | 0.14984
48494 | 13.26 | 1 | 2018-12-31 | 2019-12-31 | 365 | 15.1934 | 15 | 0.19341
42106 | 3.12 | 1 | 2018-12-31 | 2019-12-31 | 365 | 3.5749 | 3 | 0.57492
40623 | 5.335 | 1 | 2018-12-31 | 2019-12-31 | 365 | 6.1129 | 6 | 0.11289
45959 | 3.975 | 1 | 2018-12-31 | 2019-12-31 | 365 | 4.5546 | 4 | 0.55459
41718 | 11.18 | 1 | 2018-12-31 | 2019-12-31 | 365 | 12.8101 | 12 | 0.81013
42141 | 7.395 | 1 | 2018-12-31 | 2019-12-31 | 365 | 8.4733 | 8 | 0.47325
45150 | 6.5 | 1 | 2018-12-31 | 2019-12-31 | 365 | 7.4478 | 7 | 0.44775
39428 | 8.58 | 1 | 2018-12-31 | 2019-12-31 | 365 | 9.831 | 9 | 0.83103
50274 | 13.515 | 1 | 2018-12-31 | 2019-12-31 | 365 | 15.4856 | 15 | 0.4856
40479 | 10.92 | 1 | 2018-12-31 | 2019-12-31 | 365 | 12.5122 | 12 | 0.51222
37922 | 12.455 | 1 | 2018-12-31 | 2019-12-31 | 365 | 14.271 | 14 | 0.27104
44985 | 6.21 | 1 | 2018-12-31 | 2019-12-31 | 365 | 7.1155 | 7 | 0.11547
39927 | 5.565 | 1 | 2018-12-31 | 2019-12-31 | 365 | 6.3764 | 6 | 0.37642
39535 | 8.06 | 1 | 2018-12-31 | 2019-12-31 | 365 | 9.2352 | 9 | 0.23521
50587 | 14.025 | 1 | 2018-12-31 | 2019-12-31 | 365 | 16.07 | 16 | 0.069957
28824 | 4.505 | 1 | 2018-12-31 | 2019-12-31 | 365 | 5.1619 | 5 | 0.16187
38985 | 9.36 | 1 | 2018-12-31 | 2019-12-31 | 365 | 10.7248 | 10 | 0.72476
28871 | 10.4 | 1 | 2018-12-31 | 2019-12-31 | 365 | 11.9164 | 11 | 0.9164
45053 | 3.9 | 1 | 2018-12-31 | 2019-12-31 | 365 | 4.4687 | 4 | 0.46865
40304 | 10.71 | 1 | 2018-12-31 | 2019-12-31 | 365 | 12.2716 | 12 | 0.2716
45544 | 4.08 | 1 | 2018-12-31 | 2019-12-31 | 365 | 4.6749 | 4 | 0.6749
38684 | 4.68 | 1 | 2018-12-31 | 2019-12-31 | 365 | 5.3624 | 5 | 0.36238
40224 | 5.46 | 1 | 2018-12-31 | 2019-12-31 | 365 | 6.2561 | 6 | 0.25611
46191 | 6.5 | 1 | 2018-12-31 | 2019-12-31 | 365 | 7.4478 | 7 | 0.44775
41696 | 7.02 | 1 | 2018-12-31 | 2019-12-31 | 365 | 8.0436 | 8 | 0.043572
37787 | 9.1 | 1 | 2018-12-31 | 2019-12-31 | 365 | 10.4269 | 10 | 0.42685
40336 | 5.865 | 1 | 2018-12-31 | 2019-12-31 | 365 | 6.7202 | 6 | 0.72016
42565 | 9.435 | 1 | 2018-12-31 | 2019-12-31 | 365 | 10.8107 | 10 | 0.8107
45363 | 3.9 | 1 | 2018-12-31 | 2019-12-31 | 365 | 4.4687 | 4 | 0.46865
40562 | 2.86 | 1 | 2018-12-31 | 2019-12-31 | 365 | 3.277 | 3 | 0.27701
46260 | 7.95 | 1 | 2018-12-31 | 2019-12-31 | 365 | 9.1092 | 9 | 0.10917
41888 | 4.94 | 1 | 2018-12-31 | 2019-12-31 | 365 | 5.6603 | 5 | 0.66029
40720 | 3.98 | 1 | 2018-12-31 | 2019-12-31 | 365 | 4.5603 | 4 | 0.56032
42108 | 2.6 | 1 | 2018-12-31 | 2019-12-31 | 365 | 2.9791 | 2 | 0.9791
40202 | 4.16 | 1 | 2018-12-31 | 2019-12-31 | 365 | 4.7666 | 4 | 0.76656
46037 | 2.55 | 1 | 2018-12-31 | 2019-12-31 | 365 | 2.9218 | 2 | 0.92181
44749 | 5.46 | 1 | 2018-12-31 | 2019-12-31 | 365 | 6.2561 | 6 | 0.25611
38253 | 2.915 | 1 | 2018-12-31 | 2019-12-31 | 365 | 3.34 | 3 | 0.34003
43813 | 14.04 | 1 | 2018-12-31 | 2019-12-31 | 365 | 16.0871 | 16 | 0.087144
50344 | 7.14 | 1 | 2018-12-31 | 2019-12-31 | 365 | 8.1811 | 8 | 0.18107
50276 | 5.565 | 1 | 2018-12-31 | 2019-12-31 | 365 | 6.3764 | 6 | 0.37642
50211 | 6.37 | 1 | 2018-12-31 | 2019-12-31 | 365 | 7.2988 | 7 | 0.2988
45968 | 4.16 | 1 | 2018-12-31 | 2019-12-31 | 365 | 4.7666 | 4 | 0.76656
50462 | 8.48 | 1 | 2018-12-31 | 2019-12-31 | 365 | 9.7165 | 9 | 0.71645
50359 | 6.24 | 1 | 2018-12-31 | 2019-12-31 | 365 | 7.1498 | 7 | 0.14984
50234 | 11.985 | 1 | 2018-12-31 | 2019-12-31 | 365 | 13.7325 | 13 | 0.73251
45096 | 6.76 | 1 | 2018-12-31 | 2019-12-31 | 365 | 7.7457 | 7 | 0.74566
40348 | 8.41 | 1 | 2018-12-31 | 2019-12-31 | 365 | 9.6362 | 9 | 0.63625
39597 | 9.54 | 1 | 2018-12-31 | 2019-12-31 | 365 | 10.931 | 10 | 0.93101
39210 | 4.16 | 1 | 2018-12-31 | 2019-12-31 | 365 | 4.7666 | 4 | 0.76656
38777 | 5.72 | 1 | 2018-12-31 | 2019-12-31 | 365 | 6.554 | 6 | 0.55402
41043 | 9.54 | 1 | 2018-12-31 | 2019-12-31 | 365 | 10.931 | 10 | 0.93101
38959 | 6.24 | 1 | 2018-12-31 | 2019-12-31 | 365 | 7.1498 | 7 | 0.14984
40395 | 10.66 | 1 | 2018-12-31 | 2019-12-31 | 365 | 12.2143 | 12 | 0.21431
46155 | 5.1 | 1 | 2018-12-31 | 2019-12-31 | 365 | 5.8436 | 5 | 0.84362
45755 | 4.94 | 1 | 2018-12-31 | 2019-12-31 | 365 | 5.6603 | 5 | 0.66029
33161 | 4.68 | 1 | 2018-12-31 | 2019-12-31 | 365 | 5.3624 | 5 | 0.36238
38666 | 8.415 | 1 | 2018-12-31 | 2019-12-31 | 365 | 9.642 | 9 | 0.64197
39450 | 3.9 | 1 | 2018-12-31 | 2019-12-31 | 365 | 4.4687 | 4 | 0.46865
39323 | 6.625 | 1 | 2018-12-31 | 2019-12-31 | 365 | 7.591 | 7 | 0.59098
32750 | 4.94 | 1 | 2018-12-31 | 2019-12-31 | 365 | 5.6603 | 5 | 0.66029
45665 | 5.83 | 1 | 2018-12-31 | 2019-12-31 | 365 | 6.6801 | 6 | 0.68006
39867 | 6.63 | 1 | 2018-12-31 | 2019-12-31 | 365 | 7.5967 | 7 | 0.59671
41033 | 5.2 | 1 | 2018-12-31 | 2019-12-31 | 365 | 5.9582 | 5 | 0.9582
40976 | 6.24 | 1 | 2018-12-31 | 2019-12-31 | 365 | 7.1498 | 7 | 0.14984
45785 | 5.72 | 1 | 2018-12-31 | 2019-12-31 | 365 | 6.554 | 6 | 0.55402
47516 | 4.16 | 1 | 2018-12-31 | 2019-12-31 | 365 | 4.7666 | 4 | 0.76656
30466 | 10.92 | 1 | 2018-12-31 | 2019-12-31 | 365 | 12.5122 | 12 | 0.51222
39325 | 3.38 | 1 | 2018-12-31 | 2019-12-31 | 365 | 3.8728 | 3 | 0.87283
33519 | 8.06 | 1 | 2018-12-31 | 2019-12-31 | 365 | 9.2352 | 9 | 0.23521
50768 | 7.54 | 1 | 2018-12-31 | 2019-12-31 | 365 | 8.6394 | 8 | 0.63939
38286 | 4.42 | 1 | 2018-12-31 | 2019-12-31 | 365 | 5.0645 | 5 | 0.064471
30455 | 7.02 | 1 | 2018-12-31 | 2019-12-31 | 365 | 8.0436 | 8 | 0.043572
39273 | 4.16 | 1 | 2018-12-31 | 2019-12-31 | 365 | 4.7666 | 4 | 0.76656
33322 | 3.9 | 1 | 2018-12-31 | 2019-12-31 | 365 | 4.4687 | 4 | 0.46865
39231 | 5.1 | 1 | 2018-12-31 | 2019-12-31 | 365 | 5.8436 | 5 | 0.84362
41419 | 10.66 | 1 | 2018-12-31 | 2019-12-31 | 365 | 12.2143 | 12 | 0.21431
39610 | 14.56 | 1 | 2018-12-31 | 2019-12-31 | 365 | 16.683 | 16 | 0.68296
44148 | 13 | 1 | 2018-12-31 | 2019-12-31 | 365 | 14.8955 | 14 | 0.8955
50467 | 5.1 | 1 | 2018-12-31 | 2019-12-31 | 365 | 5.8436 | 5 | 0.84362
45970 | 17.085 | 1 | 2018-12-31 | 2019-12-31 | 365 | 19.5761 | 19 | 0.57613
42656 | 8.06 | 1 | 2018-12-31 | 2019-12-31 | 365 | 9.2352 | 9 | 0.23521
39242 | 5.98 | 1 | 2018-12-31 | 2019-12-31 | 365 | 6.8519 | 6 | 0.85193
47905 | 10.71 | 1 | 2018-12-31 | 2019-12-31 | 365 | 12.2716 | 12 | 0.2716
39463 | 14.04 | 1 | 2018-12-31 | 2019-12-31 | 365 | 16.0871 | 16 | 0.087144
32835 | 5.1 | 1 | 2018-12-31 | 2019-12-31 | 365 | 5.8436 | 5 | 0.84362
50220 | 5.865 | 1 | 2018-12-31 | 2019-12-31 | 365 | 6.7202 | 6 | 0.72016
47965 | 6.36 | 1 | 2018-12-31 | 2019-12-31 | 365 | 7.2873 | 7 | 0.28734
39527 | 3.12 | 1 | 2018-12-31 | 2019-12-31 | 365 | 3.5749 | 3 | 0.57492
47529 | 4.845 | 1 | 2018-12-31 | 2019-12-31 | 365 | 5.5514 | 5 | 0.55144
45121 | 4.59 | 1 | 2018-12-31 | 2019-12-31 | 365 | 5.2593 | 5 | 0.25926
50227 | 13.26 | 1 | 2018-12-31 | 2019-12-31 | 365 | 15.1934 | 15 | 0.19341
50281 | 12.24 | 1 | 2018-12-31 | 2019-12-31 | 365 | 14.0247 | 14 | 0.02469
45906 | 3.51 | 1 | 2018-12-31 | 2019-12-31 | 365 | 4.0218 | 4 | 0.021786
39320 | 4.42 | 1 | 2018-12-31 | 2019-12-31 | 365 | 5.0645 | 5 | 0.064471
40043 | 3.315 | 1 | 2018-12-31 | 2019-12-31 | 365 | 3.7984 | 3 | 0.79835
50473 | 5.355 | 1 | 2018-12-31 | 2019-12-31 | 365 | 6.1358 | 6 | 0.1358
39585 | 4.68 | 1 | 2018-12-31 | 2019-12-31 | 365 | 5.3624 | 5 | 0.36238
41929 | 6.24 | 1 | 2018-12-31 | 2019-12-31 | 365 | 7.1498 | 7 | 0.14984
44948 | 4.68 | 1 | 2018-12-31 | 2019-12-31 | 365 | 5.3624 | 5 | 0.36238
40584 | 9.1 | 1 | 2018-12-31 | 2019-12-31 | 365 | 10.4269 | 10 | 0.42685
31811 | 9.1 | 1 | 2018-12-31 | 2019-12-31 | 365 | 10.4269 | 10 | 0.42685
31227 | 4.68 | 1 | 2018-12-31 | 2019-12-31 | 365 | 5.3624 | 5 | 0.36238
39644 | 5.72 | 1 | 2018-12-31 | 2019-12-31 | 365 | 6.554 | 6 | 0.55402
28954 | 3.64 | 1 | 2018-12-31 | 2019-12-31 | 365 | 4.1707 | 4 | 0.17074
43318 | 6.24 | 1 | 2018-12-31 | 2019-12-31 | 365 | 7.1498 | 7 | 0.14984
37577 | 9.88 | 1 | 2018-12-31 | 2019-12-31 | 365 | 11.3206 | 11 | 0.32058
39467 | 10.965 | 1 | 2018-12-31 | 2019-12-31 | 365 | 12.5638 | 12 | 0.56378
39421 | 7.02 | 1 | 2018-12-31 | 2019-12-31 | 365 | 8.0436 | 8 | 0.043572
40509 | 5.2 | 1 | 2018-12-31 | 2019-12-31 | 365 | 5.9582 | 5 | 0.9582
43846 | 14.79 | 1 | 2018-12-31 | 2019-12-31 | 365 | 16.9465 | 16 | 0.9465
41812 | 3.315 | 1 | 2018-12-31 | 2019-12-31 | 365 | 3.7984 | 3 | 0.79835
50578 | 2.34 | 1 | 2018-12-31 | 2019-12-31 | 365 | 2.6812 | 2 | 0.68119
42069 | 5.2 | 1 | 2018-12-31 | 2019-12-31 | 365 | 5.9582 | 5 | 0.9582
39483 | 10.53 | 1 | 2018-12-31 | 2019-12-31 | 365 | 12.0654 | 12 | 0.065358
37930 | 8.67 | 1 | 2018-12-31 | 2019-12-31 | 365 | 9.9342 | 9 | 0.93416
39446 | 6.24 | 1 | 2018-12-31 | 2019-12-31 | 365 | 7.1498 | 7 | 0.14984
40510 | 5.72 | 1 | 2018-12-31 | 2019-12-31 | 365 | 6.554 | 6 | 0.55402
47545 | 6.375 | 1 | 2018-12-31 | 2019-12-31 | 365 | 7.3045 | 7 | 0.30453
50328 | 10.92 | 1 | 2018-12-31 | 2019-12-31 | 365 | 12.5122 | 12 | 0.51222
33584 | 4.42 | 1 | 2018-12-31 | 2019-12-31 | 365 | 5.0645 | 5 | 0.064471
40356 | 3.64 | 1 | 2018-12-31 | 2019-12-31 | 365 | 4.1707 | 4 | 0.17074
33664 | 8.84 | 1 | 2018-12-31 | 2019-12-31 | 365 | 10.1289 | 10 | 0.12894
40386 | 7.02 | 1 | 2018-12-31 | 2019-12-31 | 365 | 8.0436 | 8 | 0.043572
33101 | 8.32 | 1 | 2018-12-31 | 2019-12-31 | 365 | 9.5331 | 9 | 0.53312
40193 | 3.12 | 1 | 2018-12-31 | 2019-12-31 | 365 | 3.5749 | 3 | 0.57492
40909 | 9.805 | 1 | 2018-12-31 | 2019-12-31 | 365 | 11.2346 | 11 | 0.23465
38229 | 4.845 | 1 | 2018-12-31 | 2019-12-31 | 365 | 5.5514 | 5 | 0.55144
40528 | 8.06 | 1 | 2018-12-31 | 2019-12-31 | 365 | 9.2352 | 9 | 0.23521
41847 | 4.16 | 1 | 2018-12-31 | 2019-12-31 | 365 | 4.7666 | 4 | 0.76656
41688 | 6.24 | 1 | 2018-12-31 | 2019-12-31 | 365 | 7.1498 | 7 | 0.14984
49662 | 4.68 | 1 | 2018-12-31 | 2019-12-31 | 365 | 5.3624 | 5 | 0.36238
39328 | 10.4 | 1 | 2018-12-31 | 2019-12-31 | 365 | 11.9164 | 11 | 0.9164
42380 | 5.46 | 1 | 2018-12-31 | 2019-12-31 | 365 | 6.2561 | 6 | 0.25611
41381 | 6.885 | 1 | 2018-12-31 | 2019-12-31 | 365 | 7.8889 | 7 | 0.88889
43339 | 5.61 | 1 | 2018-12-31 | 2019-12-31 | 365 | 6.428 | 6 | 0.42798
41808 | 7.685 | 1 | 2018-12-31 | 2019-12-31 | 365 | 8.8055 | 8 | 0.80553
38062 | 7.14 | 1 | 2018-12-31 | 2019-12-31 | 365 | 8.1811 | 8 | 0.18107
43609 | 10.92 | 1 | 2018-12-31 | 2019-12-31 | 365 | 12.5122 | 12 | 0.51222
42978 | 13 | 1 | 2018-12-31 | 2019-12-31 | 365 | 14.8955 | 14 | 0.8955
43335 | 3.64 | 1 | 2018-12-31 | 2019-12-31 | 365 | 4.1707 | 4 | 0.17074
38488 | 13.52 | 1 | 2018-12-31 | 2019-12-31 | 365 | 15.4913 | 15 | 0.49132
41403 | 6.24 | 1 | 2018-12-31 | 2019-12-31 | 365 | 7.1498 | 7 | 0.14984
39407 | 7.02 | 1 | 2018-12-31 | 2019-12-31 | 365 | 8.0436 | 8 | 0.043572
35457 | 9.36 | 1 | 2018-12-31 | 2019-12-31 | 365 | 10.7248 | 10 | 0.72476
41828 | 8.32 | 1 | 2018-12-31 | 2019-12-31 | 365 | 9.5331 | 9 | 0.53312
45380 | 6.76 | 1 | 2018-12-31 | 2019-12-31 | 365 | 7.7457 | 7 | 0.74566
43690 | 7.95 | 1 | 2018-12-31 | 2019-12-31 | 365 | 9.1092 | 9 | 0.10917
50476 | 6.63 | 1 | 2018-12-31 | 2019-12-31 | 365 | 7.5967 | 7 | 0.59671
41083 | 11.18 | 1 | 2018-12-31 | 2019-12-31 | 365 | 12.8101 | 12 | 0.81013
38334 | 5.865 | 1 | 2018-12-31 | 2019-12-31 | 365 | 6.7202 | 6 | 0.72016
45619 | 7.65 | 1 | 2018-12-31 | 2019-12-31 | 365 | 8.7654 | 8 | 0.76543
47476 | 4.42 | 1 | 2018-12-31 | 2019-12-31 | 365 | 5.0645 | 5 | 0.064471
48008 | 13.26 | 1 | 2018-12-31 | 2019-12-31 | 365 | 15.1934 | 15 | 0.19341
43341 | 8.32 | 1 | 2018-12-31 | 2019-12-31 | 365 | 9.5331 | 9 | 0.53312
48091 | 13.77 | 1 | 2018-12-31 | 2019-12-31 | 365 | 15.7778 | 15 | 0.77778
48518 | 10.2 | 1 | 2018-12-31 | 2019-12-31 | 365 | 11.6872 | 11 | 0.68724
39349 | 12.48 | 1 | 2018-12-31 | 2019-12-31 | 365 | 14.2997 | 14 | 0.29968
48170 | 12.74 | 1 | 2018-12-31 | 2019-12-31 | 365 | 14.5976 | 14 | 0.59759
47511 | 6.375 | 1 | 2018-12-31 | 2019-12-31 | 365 | 7.3045 | 7 | 0.30453
50250 | 8.16 | 1 | 2018-12-31 | 2019-12-31 | 365 | 9.3498 | 9 | 0.34979
48403 | 4.68 | 1 | 2018-12-31 | 2019-12-31 | 365 | 5.3624 | 5 | 0.36238
40228 | 14.04 | 1 | 2018-12-31 | 2019-12-31 | 365 | 16.0871 | 16 | 0.087144
40087 | 12.24 | 1 | 2018-12-31 | 2019-12-31 | 365 | 14.0247 | 14 | 0.02469
39136 | 6.5 | 1 | 2018-12-31 | 2019-12-31 | 365 | 7.4478 | 7 | 0.44775
39480 | 14.56 | 1 | 2018-12-31 | 2019-12-31 | 365 | 16.683 | 16 | 0.68296
39106 | 4.16 | 1 | 2018-12-31 | 2019-12-31 | 365 | 4.7666 | 4 | 0.76656
48147 | 4.335 | 1 | 2018-12-31 | 2019-12-31 | 365 | 4.9671 | 4 | 0.96708
50336 | 10.2 | 1 | 2018-12-31 | 2019-12-31 | 365 | 11.6872 | 11 | 0.68724
45739 | 5.2 | 1 | 2018-12-31 | 2019-12-31 | 365 | 5.9582 | 5 | 0.9582
40512 | 7.02 | 1 | 2018-12-31 | 2019-12-31 | 365 | 8.0436 | 8 | 0.043572
43911 | 10.53 | 1 | 2018-12-31 | 2019-12-31 | 365 | 12.0654 | 12 | 0.065358
39438 | 8.925 | 1 | 2018-12-31 | 2019-12-31 | 365 | 10.2263 | 10 | 0.22634
50282 | 9.88 | 1 | 2018-12-31 | 2019-12-31 | 365 | 11.3206 | 11 | 0.32058
39327 | 4.16 | 1 | 2018-12-31 | 2019-12-31 | 365 | 4.7666 | 4 | 0.76656
39552 | 15.34 | 1 | 2018-12-31 | 2019-12-31 | 365 | 17.5767 | 17 | 0.57669
45451 | 12.75 | 1 | 2018-12-31 | 2019-12-31 | 365 | 14.6091 | 14 | 0.60905
39160 | 9.945 | 1 | 2018-12-31 | 2019-12-31 | 365 | 11.3951 | 11 | 0.39506
39389 | 4.68 | 1 | 2018-12-31 | 2019-12-31 | 365 | 5.3624 | 5 | 0.36238
42468 | 2.34 | 1 | 2018-12-31 | 2019-12-31 | 365 | 2.6812 | 2 | 0.68119
39546 | 6.76 | 1 | 2018-12-31 | 2019-12-31 | 365 | 7.7457 | 7 | 0.74566
41705 | 8.84 | 1 | 2018-12-31 | 2019-12-31 | 365 | 10.1289 | 10 | 0.12894
43708 | 13.52 | 1 | 2018-12-31 | 2019-12-31 | 365 | 15.4913 | 15 | 0.49132
39689 | 5.2 | 1 | 2018-12-31 | 2019-12-31 | 365 | 5.9582 | 5 | 0.9582
39333 | 6.885 | 1 | 2018-12-31 | 2019-12-31 | 365 | 7.8889 | 7 | 0.88889
39000 | 3.12 | 1 | 2018-12-31 | 2019-12-31 | 365 | 3.5749 | 3 | 0.57492
50326 | 7.02 | 1 | 2018-12-31 | 2019-12-31 | 365 | 8.0436 | 8 | 0.043572
45776 | 14.04 | 1 | 2018-12-31 | 2019-12-31 | 365 | 16.0871 | 16 | 0.087144
45884 | 4.08 | 1 | 2018-12-31 | 2019-12-31 | 365 | 4.6749 | 4 | 0.6749
39239 | 8.67 | 1 | 2018-12-31 | 2019-12-31 | 365 | 9.9342 | 9 | 0.93416
42225 | 12.22 | 1 | 2018-12-31 | 2019-12-31 | 365 | 14.0018 | 14 | 0.0017738
40298 | 11.22 | 1 | 2018-12-31 | 2019-12-31 | 365 | 12.856 | 12 | 0.85597
41749 | 4.16 | 1 | 2018-12-31 | 2019-12-31 | 365 | 4.7666 | 4 | 0.76656
41818 | 8.06 | 1 | 2018-12-31 | 2019-12-31 | 365 | 9.2352 | 9 | 0.23521
45295 | 10.965 | 1 | 2018-12-31 | 2019-12-31 | 365 | 12.5638 | 12 | 0.56378
38784 | 13 | 1 | 2018-12-31 | 2019-12-31 | 365 | 14.8955 | 14 | 0.8955
43278 | 7.28 | 1 | 2018-12-31 | 2019-12-31 | 365 | 8.3415 | 8 | 0.34148
41066 | 11.96 | 1 | 2018-12-31 | 2019-12-31 | 365 | 13.7039 | 13 | 0.70386
38014 | 8.67 | 1 | 2018-12-31 | 2019-12-31 | 365 | 9.9342 | 9 | 0.93416
39289 | 8.16 | 1 | 2018-12-31 | 2019-12-31 | 365 | 9.3498 | 9 | 0.34979
45189 | 3.975 | 1 | 2018-12-31 | 2019-12-31 | 365 | 4.5546 | 4 | 0.55459
39973 | 9.69 | 1 | 2018-12-31 | 2019-12-31 | 365 | 11.1029 | 11 | 0.10288
37887 | 2.86 | 1 | 2018-12-31 | 2019-12-31 | 365 | 3.277 | 3 | 0.27701
39629 | 8.06 | 1 | 2018-12-31 | 2019-12-31 | 365 | 9.2352 | 9 | 0.23521
40098 | 15.86 | 1 | 2018-12-31 | 2019-12-31 | 365 | 18.1725 | 18 | 0.17251
39562 | 9.1 | 1 | 2018-12-31 | 2019-12-31 | 365 | 10.4269 | 10 | 0.42685
42955 | 5.2 | 1 | 2018-12-31 | 2019-12-31 | 365 | 5.9582 | 5 | 0.9582
48123 | 4.59 | 1 | 2018-12-31 | 2019-12-31 | 365 | 5.2593 | 5 | 0.25926
43762 | 9.945 | 1 | 2018-12-31 | 2019-12-31 | 365 | 11.3951 | 11 | 0.39506
40947 | 5.1 | 1 | 2018-12-31 | 2019-12-31 | 365 | 5.8436 | 5 | 0.84362
39216 | 5.46 | 1 | 2018-12-31 | 2019-12-31 | 365 | 6.2561 | 6 | 0.25611
40128 | 9.1 | 1 | 2018-12-31 | 2019-12-31 | 365 | 10.4269 | 10 | 0.42685
45715 | 7.685 | 1 | 2018-12-31 | 2019-12-31 | 365 | 8.8055 | 8 | 0.80553
43170 | 12.48 | 1 | 2018-12-31 | 2019-12-31 | 365 | 14.2997 | 14 | 0.29968
41723 | 7.42 | 1 | 2018-12-31 | 2019-12-31 | 365 | 8.5019 | 8 | 0.5019
40904 | 5.46 | 1 | 2018-12-31 | 2019-12-31 | 365 | 6.2561 | 6 | 0.25611
38029 | 6.5 | 1 | 2018-12-31 | 2019-12-31 | 365 | 7.4478 | 7 | 0.44775
40035 | 8.06 | 1 | 2018-12-31 | 2019-12-31 | 365 | 9.2352 | 9 | 0.23521
39107 | 12.48 | 1 | 2018-12-31 | 2019-12-31 | 365 | 14.2997 | 14 | 0.29968
50666 | 6.885 | 1 | 2018-12-31 | 2019-12-31 | 365 | 7.8889 | 7 | 0.88889
47491 | 7.65 | 1 | 2018-12-31 | 2019-12-31 | 365 | 8.7654 | 8 | 0.76543
42249 | 4.68 | 1 | 2018-12-31 | 2019-12-31 | 365 | 5.3624 | 5 | 0.36238
39484 | 11.07 | 1 | 2018-12-31 | 2019-12-31 | 365 | 12.6841 | 12 | 0.68409
42001 | 12.72 | 1 | 2018-12-31 | 2019-12-31 | 365 | 14.5747 | 14 | 0.57468
41277 | 5.61 | 1 | 2018-12-31 | 2019-12-31 | 365 | 6.428 | 6 | 0.42798
50209 | 3.57 | 1 | 2018-12-31 | 2019-12-31 | 365 | 4.0905 | 4 | 0.090535
45158 | 3.64 | 1 | 2018-12-31 | 2019-12-31 | 365 | 4.1707 | 4 | 0.17074
41173 | 4.59 | 1 | 2018-12-31 | 2019-12-31 | 365 | 5.2593 | 5 | 0.25926
43840 | 8.06 | 1 | 2018-12-31 | 2019-12-31 | 365 | 9.2352 | 9 | 0.23521
41861 | 5.46 | 1 | 2018-12-31 | 2019-12-31 | 365 | 6.2561 | 6 | 0.25611
50679 | 11.96 | 1 | 2018-12-31 | 2019-12-31 | 365 | 13.7039 | 13 | 0.70386
39578 | 7.4 | 1 | 2018-12-31 | 2019-12-31 | 365 | 8.479 | 8 | 0.47898
39461 | 3.825 | 1 | 2018-12-31 | 2019-12-31 | 365 | 4.3827 | 4 | 0.38272
41631 | 13.26 | 1 | 2018-12-31 | 2019-12-31 | 365 | 15.1934 | 15 | 0.19341
39963 | 2.6 | 1 | 2018-12-31 | 2019-12-31 | 365 | 2.9791 | 2 | 0.9791
40058 | 8.1 | 1 | 2018-12-31 | 2019-12-31 | 365 | 9.281 | 9 | 0.28104
47558 | 2.805 | 1 | 2018-12-31 | 2019-12-31 | 365 | 3.214 | 3 | 0.21399
45546 | 3.64 | 1 | 2018-12-31 | 2019-12-31 | 365 | 4.1707 | 4 | 0.17074
43152 | 4.08 | 1 | 2018-12-31 | 2019-12-31 | 365 | 4.6749 | 4 | 0.6749
39579 | 5.72 | 1 | 2018-12-31 | 2019-12-31 | 365 | 6.554 | 6 | 0.55402
39080 | 8.84 | 1 | 2018-12-31 | 2019-12-31 | 365 | 10.1289 | 10 | 0.12894
40861 | 4.16 | 1 | 2018-12-31 | 2019-12-31 | 365 | 4.7666 | 4 | 0.76656
41397 | 11.18 | 1 | 2018-12-31 | 2019-12-31 | 365 | 12.8101 | 12 | 0.81013
41472 | 4.68 | 1 | 2018-12-31 | 2019-12-31 | 365 | 5.3624 | 5 | 0.36238
41255 | 4.68 | 1 | 2018-12-31 | 2019-12-31 | 365 | 5.3624 | 5 | 0.36238
41074 | 7.155 | 1 | 2018-12-31 | 2019-12-31 | 365 | 8.1983 | 8 | 0.19826
45673 | 8.06 | 1 | 2018-12-31 | 2019-12-31 | 365 | 9.2352 | 9 | 0.23521
45074 | 4.32 | 1 | 2018-12-31 | 2019-12-31 | 365 | 4.9499 | 4 | 0.94989
50586 | 3.825 | 1 | 2018-12-31 | 2019-12-31 | 365 | 4.3827 | 4 | 0.38272
42335 | 8.32 | 1 | 2018-12-31 | 2019-12-31 | 365 | 9.5331 | 9 | 0.53312
38378 | 8.06 | 1 | 2018-12-31 | 2019-12-31 | 365 | 9.2352 | 9 | 0.23521
41992 | 9.88 | 1 | 2018-12-31 | 2019-12-31 | 365 | 11.3206 | 11 | 0.32058
39393 | 10.14 | 1 | 2018-12-31 | 2019-12-31 | 365 | 11.6185 | 11 | 0.61849
42097 | 7.02 | 1 | 2018-12-31 | 2019-12-31 | 365 | 8.0436 | 8 | 0.043572
43308 | 5.67 | 1 | 2018-12-31 | 2019-12-31 | 365 | 6.4967 | 6 | 0.49673
39449 | 7.54 | 1 | 2018-12-31 | 2019-12-31 | 365 | 8.6394 | 8 | 0.63939
40073 | 6.12 | 1 | 2018-12-31 | 2019-12-31 | 365 | 7.0123 | 7 | 0.012345
45485 | 6.1 | 1 | 2018-12-31 | 2019-12-31 | 365 | 6.9894 | 6 | 0.98943
43605 | 10.92 | 1 | 2018-12-31 | 2019-12-31 | 365 | 12.5122 | 12 | 0.51222
38020 | 6.89 | 1 | 2018-12-31 | 2019-12-31 | 365 | 7.8946 | 7 | 0.89462
45980 | 9.36 | 1 | 2018-12-31 | 2019-12-31 | 365 | 10.7248 | 10 | 0.72476
47142 | 7.02 | 1 | 2018-12-31 | 2019-12-31 | 365 | 8.0436 | 8 | 0.043572
45153 | 10.92 | 1 | 2018-12-31 | 2019-12-31 | 365 | 12.5122 | 12 | 0.51222
40106 | 6.76 | 1 | 2018-12-31 | 2019-12-31 | 365 | 7.7457 | 7 | 0.74566
42883 | 4.42 | 1 | 2018-12-31 | 2019-12-31 | 365 | 5.0645 | 5 | 0.064471
40970 | 5.2 | 1 | 2018-12-31 | 2019-12-31 | 365 | 5.9582 | 5 | 0.9582
47796 | 10.965 | 1 | 2018-12-31 | 2019-12-31 | 365 | 12.5638 | 12 | 0.56378
43016 | 6.24 | 1 | 2018-12-31 | 2019-12-31 | 365 | 7.1498 | 7 | 0.14984
50495 | 10.14 | 1 | 2018-12-31 | 2019-12-31 | 365 | 11.6185 | 11 | 0.61849
42033 | 2.34 | 1 | 2018-12-31 | 2019-12-31 | 365 | 2.6812 | 2 | 0.68119
50355 | 5.865 | 1 | 2018-12-31 | 2019-12-31 | 365 | 6.7202 | 6 | 0.72016
42550 | 3.9 | 1 | 2018-12-31 | 2019-12-31 | 365 | 4.4687 | 4 | 0.46865
40174 | 6.12 | 1 | 2018-12-31 | 2019-12-31 | 365 | 7.0123 | 7 | 0.012345
46150 | 5.355 | 1 | 2018-12-31 | 2019-12-31 | 365 | 6.1358 | 6 | 0.1358
42610 | 7.42 | 1 | 2018-12-31 | 2019-12-31 | 365 | 8.5019 | 8 | 0.5019
42211 | 8.16 | 1 | 2018-12-31 | 2019-12-31 | 365 | 9.3498 | 9 | 0.34979
50527 | 11.475 | 1 | 2018-12-31 | 2019-12-31 | 365 | 13.1481 | 13 | 0.14815
39613 | 14.04 | 1 | 2018-12-31 | 2019-12-31 | 365 | 16.0871 | 16 | 0.087144
45339 | 11.66 | 1 | 2018-12-31 | 2019-12-31 | 365 | 13.3601 | 13 | 0.36012
38765 | 4.42 | 1 | 2018-12-31 | 2019-12-31 | 365 | 5.0645 | 5 | 0.064471
39574 | 5.98 | 1 | 2018-12-31 | 2019-12-31 | 365 | 6.8519 | 6 | 0.85193
41785 | 7.8 | 1 | 2018-12-31 | 2019-12-31 | 365 | 8.9373 | 8 | 0.9373
39024 | 5.72 | 1 | 2018-12-31 | 2019-12-31 | 365 | 6.554 | 6 | 0.55402
43818 | 6.76 | 1 | 2018-12-31 | 2019-12-31 | 365 | 7.7457 | 7 | 0.74566
42146 | 5.46 | 1 | 2018-12-31 | 2019-12-31 | 365 | 6.2561 | 6 | 0.25611
38203 | 9.1 | 1 | 2018-12-31 | 2019-12-31 | 365 | 10.4269 | 10 | 0.42685
38404 | 6.24 | 1 | 2018-12-31 | 2019-12-31 | 365 | 7.1498 | 7 | 0.14984
40920 | 6.5 | 1 | 2018-12-31 | 2019-12-31 | 365 | 7.4478 | 7 | 0.44775
42263 | 4.42 | 1 | 2018-12-31 | 2019-12-31 | 365 | 5.0645 | 5 | 0.064471
41903 | 11.925 | 1 | 2018-12-31 | 2019-12-31 | 365 | 13.6638 | 13 | 0.66376
39254 | 3.975 | 1 | 2018-12-31 | 2019-12-31 | 365 | 4.5546 | 4 | 0.55459
39418 | 10.66 | 1 | 2018-12-31 | 2019-12-31 | 365 | 12.2143 | 12 | 0.21431
38340 | 3.71 | 1 | 2018-12-31 | 2019-12-31 | 365 | 4.2509 | 4 | 0.25095
43018 | 13.52 | 1 | 2018-12-31 | 2019-12-31 | 365 | 15.4913 | 15 | 0.49132
38275 | 5.565 | 1 | 2018-12-31 | 2019-12-31 | 365 | 6.3764 | 6 | 0.37642
43594 | 8.48 | 1 | 2018-12-31 | 2019-12-31 | 365 | 9.7165 | 9 | 0.71645
38705 | 9 | 1 | 2018-12-31 | 2019-12-31 | 365 | 10.3123 | 10 | 0.31227
39510 | 5.46 | 1 | 2018-12-31 | 2019-12-31 | 365 | 6.2561 | 6 | 0.25611
42265 | 4.42 | 1 | 2018-12-31 | 2019-12-31 | 365 | 5.0645 | 5 | 0.064471
39703 | 3.9 | 1 | 2018-12-31 | 2019-12-31 | 365 | 4.4687 | 4 | 0.46865
45743 | 8.06 | 1 | 2018-12-31 | 2019-12-31 | 365 | 9.2352 | 9 | 0.23521
38228 | 9.62 | 1 | 2018-12-31 | 2019-12-31 | 365 | 11.0227 | 11 | 0.022673
42171 | 10.14 | 1 | 2018-12-31 | 2019-12-31 | 365 | 11.6185 | 11 | 0.61849
41160 | 5.1 | 1 | 2018-12-31 | 2019-12-31 | 365 | 5.8436 | 5 | 0.84362
50228 | 2.385 | 1 | 2018-12-31 | 2019-12-31 | 365 | 2.7328 | 2 | 0.73275
41689 | 4.68 | 1 | 2018-12-31 | 2019-12-31 | 365 | 5.3624 | 5 | 0.36238
45954 | 2.34 | 1 | 2018-12-31 | 2019-12-31 | 365 | 2.6812 | 2 | 0.68119
42257 | 10.965 | 1 | 2018-12-31 | 2019-12-31 | 365 | 12.5638 | 12 | 0.56378
38582 | 2.04 | 1 | 2018-12-31 | 2019-12-31 | 365 | 2.3374 | 2 | 0.33745
41690 | 6.885 | 1 | 2018-12-31 | 2019-12-31 | 365 | 7.8889 | 7 | 0.88889
39505 | 2.34 | 1 | 2018-12-31 | 2019-12-31 | 365 | 2.6812 | 2 | 0.68119
46289 | 4.24 | 1 | 2018-12-31 | 2019-12-31 | 365 | 4.8582 | 4 | 0.85823
38590 | 6.24 | 1 | 2018-12-31 | 2019-12-31 | 365 | 7.1498 | 7 | 0.14984
38278 | 6.095 | 1 | 2018-12-31 | 2019-12-31 | 365 | 6.9837 | 6 | 0.9837
47922 | 8.32 | 1 | 2018-12-31 | 2019-12-31 | 365 | 9.5331 | 9 | 0.53312
44992 | 7.65 | 1 | 2018-12-31 | 2019-12-31 | 365 | 8.7654 | 8 | 0.76543
39490 | 5.1 | 1 | 2018-12-31 | 2019-12-31 | 365 | 5.8436 | 5 | 0.84362
50259 | 7.65 | 1 | 2018-12-31 | 2019-12-31 | 365 | 8.7654 | 8 | 0.76543
45754 | 5.1 | 1 | 2018-12-31 | 2019-12-31 | 365 | 5.8436 | 5 | 0.84362
50629 | 11.985 | 1 | 2018-12-31 | 2019-12-31 | 365 | 13.7325 | 13 | 0.73251
50518 | 2.86 | 1 | 2018-12-31 | 2019-12-31 | 365 | 3.277 | 3 | 0.27701
39616 | 6.24 | 1 | 2018-12-31 | 2019-12-31 | 365 | 7.1498 | 7 | 0.14984
40438 | 12.22 | 1 | 2018-12-31 | 2019-12-31 | 365 | 14.0018 | 14 | 0.0017738
50630 | 11.44 | 1 | 2018-12-31 | 2019-12-31 | 365 | 13.108 | 13 | 0.10804
45681 | 5.2 | 1 | 2018-12-31 | 2019-12-31 | 365 | 5.9582 | 5 | 0.9582
42030 | 12.69 | 1 | 2018-12-31 | 2019-12-31 | 365 | 14.5403 | 14 | 0.5403
43738 | 6.76 | 1 | 2018-12-31 | 2019-12-31 | 365 | 7.7457 | 7 | 0.74566
51799 | 2.295 | 1 | 2018-12-31 | 2019-12-31 | 365 | 2.6296 | 2 | 0.62963
41660 | 9.36 | 1 | 2018-12-31 | 2019-12-31 | 365 | 10.7248 | 10 | 0.72476
49391 | 14.3 | 1 | 2018-12-31 | 2019-12-31 | 365 | 16.3851 | 16 | 0.38505
40704 | 11.96 | 1 | 2018-12-31 | 2019-12-31 | 365 | 13.7039 | 13 | 0.70386
50240 | 5.61 | 1 | 2018-12-31 | 2019-12-31 | 365 | 6.428 | 6 | 0.42798
40666 | 2.34 | 1 | 2018-12-31 | 2019-12-31 | 365 | 2.6812 | 2 | 0.68119
40518 | 8.06 | 1 | 2018-12-31 | 2019-12-31 | 365 | 9.2352 | 9 | 0.23521
42081 | 9.945 | 1 | 2018-12-31 | 2019-12-31 | 365 | 11.3951 | 11 | 0.39506
39652 | 12.22 | 1 | 2018-12-31 | 2019-12-31 | 365 | 14.0018 | 14 | 0.0017738
41443 | 6.5 | 1 | 2018-12-31 | 2019-12-31 | 365 | 7.4478 | 7 | 0.44775
41426 | 9.36 | 1 | 2018-12-31 | 2019-12-31 | 365 | 10.7248 | 10 | 0.72476
42232 | 3.64 | 1 | 2018-12-31 | 2019-12-31 | 365 | 4.1707 | 4 | 0.17074
45997 | 23.92 | 1 | 2018-12-31 | 2019-12-31 | 365 | 27.4077 | 27 | 0.40773
41193 | 8.58 | 1 | 2018-12-31 | 2019-12-31 | 365 | 9.831 | 9 | 0.83103
39306 | 8.84 | 1 | 2018-12-31 | 2019-12-31 | 365 | 10.1289 | 10 | 0.12894
39376 | 3.64 | 1 | 2018-12-31 | 2019-12-31 | 365 | 4.1707 | 4 | 0.17074
38281 | 3.9 | 1 | 2018-12-31 | 2019-12-31 | 365 | 4.4687 | 4 | 0.46865
37856 | 6.36 | 1 | 2018-12-31 | 2019-12-31 | 365 | 7.2873 | 7 | 0.28734
42974 | 6.5 | 1 | 2018-12-31 | 2019-12-31 | 365 | 7.4478 | 7 | 0.44775
41429 | 9.62 | 1 | 2018-12-31 | 2019-12-31 | 365 | 11.0227 | 11 | 0.022673
48577 | 11.985 | 1 | 2018-12-31 | 2019-12-31 | 365 | 13.7325 | 13 | 0.73251
41372 | 6.095 | 1 | 2018-12-31 | 2019-12-31 | 365 | 6.9837 | 6 | 0.9837
50642 | 7.02 | 1 | 2018-12-31 | 2019-12-31 | 365 | 8.0436 | 8 | 0.043572
43596 | 3.64 | 1 | 2018-12-31 | 2019-12-31 | 365 | 4.1707 | 4 | 0.17074
39966 | 8.16 | 1 | 2018-12-31 | 2019-12-31 | 365 | 9.3498 | 9 | 0.34979
39426 | 11.96 | 1 | 2018-12-31 | 2019-12-31 | 365 | 13.7039 | 13 | 0.70386
44994 | 11.7 | 1 | 2018-12-31 | 2019-12-31 | 365 | 13.406 | 13 | 0.40595
45086 | 10.66 | 1 | 2018-12-31 | 2019-12-31 | 365 | 12.2143 | 12 | 0.21431
41743 | 8.06 | 1 | 2018-12-31 | 2019-12-31 | 365 | 9.2352 | 9 | 0.23521
41760 | 2.65 | 1 | 2018-12-31 | 2019-12-31 | 365 | 3.0364 | 3 | 0.036391
39944 | 6.76 | 1 | 2018-12-31 | 2019-12-31 | 365 | 7.7457 | 7 | 0.74566
39936 | 12.48 | 1 | 2018-12-31 | 2019-12-31 | 365 | 14.2997 | 14 | 0.29968
41541 | 3.18 | 1 | 2018-12-31 | 2019-12-31 | 365 | 3.6437 | 3 | 0.64367
40050 | 8.415 | 1 | 2018-12-31 | 2019-12-31 | 365 | 9.642 | 9 | 0.64197
40546 | 6.24 | 1 | 2018-12-31 | 2019-12-31 | 365 | 7.1498 | 7 | 0.14984
39604 | 4.16 | 1 | 2018-12-31 | 2019-12-31 | 365 | 4.7666 | 4 | 0.76656
40173 | 9.1 | 1 | 2018-12-31 | 2019-12-31 | 365 | 10.4269 | 10 | 0.42685
39606 | 7.02 | 1 | 2018-12-31 | 2019-12-31 | 365 | 8.0436 | 8 | 0.043572
41188 | 11.44 | 1 | 2018-12-31 | 2019-12-31 | 365 | 13.108 | 13 | 0.10804
39509 | 5.46 | 1 | 2018-12-31 | 2019-12-31 | 365 | 6.2561 | 6 | 0.25611
47359 | 4.16 | 1 | 2018-12-31 | 2019-12-31 | 365 | 4.7666 | 4 | 0.76656
37913 | 8.84 | 1 | 2018-12-31 | 2019-12-31 | 365 | 10.1289 | 10 | 0.12894
39674 | 4.16 | 1 | 2018-12-31 | 2019-12-31 | 365 | 4.7666 | 4 | 0.76656
37889 | 2.915 | 1 | 2018-12-31 | 2019-12-31 | 365 | 3.34 | 3 | 0.34003
39949 | 3.975 | 1 | 2018-12-31 | 2019-12-31 | 365 | 4.5546 | 4 | 0.55459
41857 | 8.48 | 1 | 2018-12-31 | 2019-12-31 | 365 | 9.7165 | 9 | 0.71645
37979 | 9.88 | 1 | 2018-12-31 | 2019-12-31 | 365 | 11.3206 | 11 | 0.32058
39952 | 7.905 | 1 | 2018-12-31 | 2019-12-31 | 365 | 9.0576 | 9 | 0.057612
39379 | 11.18 | 1 | 2018-12-31 | 2019-12-31 | 365 | 12.8101 | 12 | 0.81013
39938 | 5.46 | 1 | 2018-12-31 | 2019-12-31 | 365 | 6.2561 | 6 | 0.25611
50267 | 3.12 | 1 | 2018-12-31 | 2019-12-31 | 365 | 3.5749 | 3 | 0.57492
43838 | 4.68 | 1 | 2018-12-31 | 2019-12-31 | 365 | 5.3624 | 5 | 0.36238
43807 | 5.1 | 1 | 2018-12-31 | 2019-12-31 | 365 | 5.8436 | 5 | 0.84362
40392 | 12.74 | 1 | 2018-12-31 | 2019-12-31 | 365 | 14.5976 | 14 | 0.59759
41159 | 12.22 | 1 | 2018-12-31 | 2019-12-31 | 365 | 14.0018 | 14 | 0.0017738
50285 | 5.2 | 1 | 2018-12-31 | 2019-12-31 | 365 | 5.9582 | 5 | 0.9582
37825 | 2.08 | 1 | 2018-12-31 | 2019-12-31 | 365 | 2.3833 | 2 | 0.38328
40240 | 7.65 | 1 | 2018-12-31 | 2019-12-31 | 365 | 8.7654 | 8 | 0.76543
38762 | 16.64 | 1 | 2018-12-31 | 2019-12-31 | 365 | 19.0662 | 19 | 0.066245
50591 | 20.02 | 1 | 2018-12-31 | 2019-12-31 | 365 | 22.9391 | 22 | 0.93908
39706 | 6.24 | 1 | 2018-12-31 | 2019-12-31 | 365 | 7.1498 | 7 | 0.14984
40860 | 5.565 | 1 | 2018-12-31 | 2019-12-31 | 365 | 6.3764 | 6 | 0.37642
42056 | 5.46 | 1 | 2018-12-31 | 2019-12-31 | 365 | 6.2561 | 6 | 0.25611
40759 | 10.14 | 1 | 2018-12-31 | 2019-12-31 | 365 | 11.6185 | 11 | 0.61849
40037 | 5.98 | 1 | 2018-12-31 | 2019-12-31 | 365 | 6.8519 | 6 | 0.85193
47357 | 16.96 | 1 | 2018-12-31 | 2019-12-31 | 365 | 19.4329 | 19 | 0.4329
47911 | 4.77 | 1 | 2018-12-31 | 2019-12-31 | 365 | 5.4655 | 5 | 0.4655
45948 | 3.825 | 1 | 2018-12-31 | 2019-12-31 | 365 | 4.3827 | 4 | 0.38272
37773 | 2.6 | 1 | 2018-12-31 | 2019-12-31 | 365 | 2.9791 | 2 | 0.9791
40114 | 8.06 | 1 | 2018-12-31 | 2019-12-31 | 365 | 9.2352 | 9 | 0.23521
43900 | 4.42 | 1 | 2018-12-31 | 2019-12-31 | 365 | 5.0645 | 5 | 0.064471
43606 | 5.98 | 1 | 2018-12-31 | 2019-12-31 | 365 | 6.8519 | 6 | 0.85193
39298 | 5.46 | 1 | 2018-12-31 | 2019-12-31 | 365 | 6.2561 | 6 | 0.25611
39933 | 6.885 | 1 | 2018-12-31 | 2019-12-31 | 365 | 7.8889 | 7 | 0.88889
50446 | 5.46 | 1 | 2018-12-31 | 2019-12-31 | 365 | 6.2561 | 6 | 0.25611
42066 | 9.69 | 1 | 2018-12-31 | 2019-12-31 | 365 | 11.1029 | 11 | 0.10288
38736 | 15.6 | 1 | 2018-12-31 | 2019-12-31 | 365 | 17.8746 | 17 | 0.8746
45469 | 4.68 | 1 | 2018-12-31 | 2019-12-31 | 365 | 5.3624 | 5 | 0.36238
46292 | 2.6 | 1 | 2018-12-31 | 2019-12-31 | 365 | 2.9791 | 2 | 0.9791
41540 | 6.5 | 1 | 2018-12-31 | 2019-12-31 | 365 | 7.4478 | 7 | 0.44775
41003 | 7.54 | 1 | 2018-12-31 | 2019-12-31 | 365 | 8.6394 | 8 | 0.63939
41972 | 8.48 | 1 | 2018-12-31 | 2019-12-31 | 365 | 9.7165 | 9 | 0.71645
37990 | 7.8 | 1 | 2018-12-31 | 2019-12-31 | 365 | 8.9373 | 8 | 0.9373
37803 | 4.42 | 1 | 2018-12-31 | 2019-12-31 | 365 | 5.0645 | 5 | 0.064471
40296 | 13.78 | 1 | 2018-12-31 | 2019-12-31 | 365 | 15.7892 | 15 | 0.78923
41823 | 2.6 | 1 | 2018-12-31 | 2019-12-31 | 365 | 2.9791 | 2 | 0.9791
41488 | 2.915 | 1 | 2018-12-31 | 2019-12-31 | 365 | 3.34 | 3 | 0.34003
47532 | 7.28 | 1 | 2018-12-31 | 2019-12-31 | 365 | 8.3415 | 8 | 0.34148
45740 | 3.9 | 1 | 2018-12-31 | 2019-12-31 | 365 | 4.4687 | 4 | 0.46865
39285 | 14.04 | 1 | 2018-12-31 | 2019-12-31 | 365 | 16.0871 | 16 | 0.087144
50348 | 14.025 | 1 | 2018-12-31 | 2019-12-31 | 365 | 16.07 | 16 | 0.069957
41704 | 14.04 | 1 | 2018-12-31 | 2019-12-31 | 365 | 16.0871 | 16 | 0.087144
47521 | 3.9 | 1 | 2018-12-31 | 2019-12-31 | 365 | 4.4687 | 4 | 0.46865
41502 | 5.3 | 1 | 2018-12-31 | 2019-12-31 | 365 | 6.0728 | 6 | 0.072782
43781 | 3.06 | 1 | 2018-12-31 | 2019-12-31 | 365 | 3.5062 | 3 | 0.50617
38252 | 14.04 | 1 | 2018-12-31 | 2019-12-31 | 365 | 16.0871 | 16 | 0.087144
50510 | 5.1 | 1 | 2018-12-31 | 2019-12-31 | 365 | 5.8436 | 5 | 0.84362
50618 | 10.2 | 1 | 2018-12-31 | 2019-12-31 | 365 | 11.6872 | 11 | 0.68724
50363 | 3.12 | 1 | 2018-12-31 | 2019-12-31 | 365 | 3.5749 | 3 | 0.57492
47390 | 7.8 | 1 | 2018-12-31 | 2019-12-31 | 365 | 8.9373 | 8 | 0.9373
45017 | 3.9 | 1 | 2018-12-31 | 2019-12-31 | 365 | 4.4687 | 4 | 0.46865
48573 | 8.16 | 1 | 2018-12-31 | 2019-12-31 | 365 | 9.3498 | 9 | 0.34979
50360 | 6.76 | 1 | 2018-12-31 | 2019-12-31 | 365 | 7.7457 | 7 | 0.74566
50478 | 3.12 | 1 | 2018-12-31 | 2019-12-31 | 365 | 3.5749 | 3 | 0.57492
40104 | 5.355 | 1 | 2018-12-31 | 2019-12-31 | 365 | 6.1358 | 6 | 0.1358
42449 | 7.54 | 1 | 2018-12-31 | 2019-12-31 | 365 | 8.6394 | 8 | 0.63939
40279 | 9.01 | 1 | 2018-12-31 | 2019-12-31 | 365 | 10.3237 | 10 | 0.32373
36054 | 4.42 | 1 | 2018-12-31 | 2019-12-31 | 365 | 5.0645 | 5 | 0.064471
39097 | 10.92 | 1 | 2018-12-31 | 2019-12-31 | 365 | 12.5122 | 12 | 0.51222
41233 | 12.42 | 1 | 2018-12-31 | 2019-12-31 | 365 | 14.2309 | 14 | 0.23094
48540 | 4.68 | 1 | 2018-12-31 | 2019-12-31 | 365 | 5.3624 | 5 | 0.36238
37971 | 7.8 | 1 | 2018-12-31 | 2019-12-31 | 365 | 8.9373 | 8 | 0.9373
50266 | 4.42 | 1 | 2018-12-31 | 2019-12-31 | 365 | 5.0645 | 5 | 0.064471
40120 | 10.4 | 1 | 2018-12-31 | 2019-12-31 | 365 | 11.9164 | 11 | 0.9164
38353 | 5.46 | 1 | 2018-12-31 | 2019-12-31 | 365 | 6.2561 | 6 | 0.25611
48550 | 6.5 | 1 | 2018-12-31 | 2019-12-31 | 365 | 7.4478 | 7 | 0.44775
39282 | 6.63 | 1 | 2018-12-31 | 2019-12-31 | 365 | 7.5967 | 7 | 0.59671
34620 | 2.86 | 1 | 2018-12-31 | 2019-12-31 | 365 | 3.277 | 3 | 0.27701
39608 | 7.28 | 1 | 2018-12-31 | 2019-12-31 | 365 | 8.3415 | 8 | 0.34148
33459 | 9.805 | 1 | 2018-12-31 | 2019-12-31 | 365 | 11.2346 | 11 | 0.23465
39499 | 4.32 | 1 | 2018-12-31 | 2019-12-31 | 365 | 4.9499 | 4 | 0.94989
39415 | 9.36 | 1 | 2018-12-31 | 2019-12-31 | 365 | 10.7248 | 10 | 0.72476
32865 | 7.28 | 1 | 2018-12-31 | 2019-12-31 | 365 | 8.3415 | 8 | 0.34148
41442 | 10.71 | 1 | 2018-12-31 | 2019-12-31 | 365 | 12.2716 | 12 | 0.2716
42057 | 15.9 | 1 | 2018-12-31 | 2019-12-31 | 365 | 18.2183 | 18 | 0.21835
38473 | 8.06 | 1 | 2018-12-31 | 2019-12-31 | 365 | 9.2352 | 9 | 0.23521
39357 | 5.1 | 1 | 2018-12-31 | 2019-12-31 | 365 | 5.8436 | 5 | 0.84362
40463 | 5.46 | 1 | 2018-12-31 | 2019-12-31 | 365 | 6.2561 | 6 | 0.25611
41362 | 5.46 | 1 | 2018-12-31 | 2019-12-31 | 365 | 6.2561 | 6 | 0.25611
50620 | 10.66 | 1 | 2018-12-31 | 2019-12-31 | 365 | 12.2143 | 12 | 0.21431
41480 | 10.965 | 1 | 2018-12-31 | 2019-12-31 | 365 | 12.5638 | 12 | 0.56378
52657 | 6.375 | 1 | 2018-12-31 | 2019-12-31 | 365 | 7.3045 | 7 | 0.30453
45751 | 8.58 | 1 | 2018-12-31 | 2019-12-31 | 365 | 9.831 | 9 | 0.83103
40185 | 7.54 | 1 | 2018-12-31 | 2019-12-31 | 365 | 8.6394 | 8 | 0.63939
40555 | 3.9 | 1 | 2018-12-31 | 2019-12-31 | 365 | 4.4687 | 4 | 0.46865
40414 | 4.16 | 1 | 2018-12-31 | 2019-12-31 | 365 | 4.7666 | 4 | 0.76656
39212 | 6.24 | 1 | 2018-12-31 | 2019-12-31 | 365 | 7.1498 | 7 | 0.14984
42367 | 6.24 | 1 | 2018-12-31 | 2019-12-31 | 365 | 7.1498 | 7 | 0.14984
39217 | 6.24 | 1 | 2018-12-31 | 2019-12-31 | 365 | 7.1498 | 7 | 0.14984
48591 | 5.1 | 1 | 2018-12-31 | 2019-12-31 | 365 | 5.8436 | 5 | 0.84362
45706 | 3.12 | 1 | 2018-12-31 | 2019-12-31 | 365 | 3.5749 | 3 | 0.57492
50317 | 6.63 | 1 | 2018-12-31 | 2019-12-31 | 365 | 7.5967 | 7 | 0.59671
43683 | 7.155 | 1 | 2018-12-31 | 2019-12-31 | 365 | 8.1983 | 8 | 0.19826
45399 | 3.9 | 1 | 2018-12-31 | 2019-12-31 | 365 | 4.4687 | 4 | 0.46865
38815 | 4.59 | 1 | 2018-12-31 | 2019-12-31 | 365 | 5.2593 | 5 | 0.25926
45630 | 12.985 | 1 | 2018-12-31 | 2019-12-31 | 365 | 14.8783 | 14 | 0.87832
47883 | 11.22 | 1 | 2018-12-31 | 2019-12-31 | 365 | 12.856 | 12 | 0.85597
46222 | 8.58 | 1 | 2018-12-31 | 2019-12-31 | 365 | 9.831 | 9 | 0.83103
50622 | 7.14 | 1 | 2018-12-31 | 2019-12-31 | 365 | 8.1811 | 8 | 0.18107
50464 | 6.12 | 1 | 2018-12-31 | 2019-12-31 | 365 | 7.0123 | 7 | 0.012345
39678 | 4.05 | 1 | 2018-12-31 | 2019-12-31 | 365 | 4.6405 | 4 | 0.64052
50602 | 3.825 | 1 | 2018-12-31 | 2019-12-31 | 365 | 4.3827 | 4 | 0.38272
50580 | 6.375 | 1 | 2018-12-31 | 2019-12-31 | 365 | 7.3045 | 7 | 0.30453
39714 | 8.415 | 1 | 2018-12-31 | 2019-12-31 | 365 | 9.642 | 9 | 0.64197
41098 | 5.035 | 1 | 2018-12-31 | 2019-12-31 | 365 | 5.7691 | 5 | 0.76914
43808 | 6.75 | 1 | 2018-12-31 | 2019-12-31 | 365 | 7.7342 | 7 | 0.7342
39663 | 11.44 | 1 | 2018-12-31 | 2019-12-31 | 365 | 13.108 | 13 | 0.10804
41146 | 9.88 | 1 | 2018-12-31 | 2019-12-31 | 365 | 11.3206 | 11 | 0.32058
40968 | 7.8 | 1 | 2018-12-31 | 2019-12-31 | 365 | 8.9373 | 8 | 0.9373
39653 | 11.18 | 1 | 2018-12-31 | 2019-12-31 | 365 | 12.8101 | 12 | 0.81013
50356 | 8.415 | 1 | 2018-12-31 | 2019-12-31 | 365 | 9.642 | 9 | 0.64197
45994 | 13.26 | 1 | 2018-12-31 | 2019-12-31 | 365 | 15.1934 | 15 | 0.19341
40190 | 8.16 | 1 | 2018-12-31 | 2019-12-31 | 365 | 9.3498 | 9 | 0.34979
43755 | 7.14 | 1 | 2018-12-31 | 2019-12-31 | 365 | 8.1811 | 8 | 0.18107
50736 | 7.905 | 1 | 2018-12-31 | 2019-12-31 | 365 | 9.0576 | 9 | 0.057612
31232 | 11.96 | 1 | 2018-12-31 | 2019-12-31 | 365 | 13.7039 | 13 | 0.70386
40008 | 5.865 | 1 | 2018-12-31 | 2019-12-31 | 365 | 6.7202 | 6 | 0.72016
50636 | 15.08 | 1 | 2018-12-31 | 2019-12-31 | 365 | 17.2788 | 17 | 0.27878
37854 | 3.38 | 1 | 2018-12-31 | 2019-12-31 | 365 | 3.8728 | 3 | 0.87283
39617 | 7.28 | 1 | 2018-12-31 | 2019-12-31 | 365 | 8.3415 | 8 | 0.34148
37705 | 6.5 | 1 | 2018-12-31 | 2019-12-31 | 365 | 7.4478 | 7 | 0.44775
42019 | 5.72 | 1 | 2018-12-31 | 2019-12-31 | 365 | 6.554 | 6 | 0.55402
50409 | 8.415 | 1 | 2018-12-31 | 2019-12-31 | 365 | 9.642 | 9 | 0.64197
50224 | 10.965 | 1 | 2018-12-31 | 2019-12-31 | 365 | 12.5638 | 12 | 0.56378
50616 | 6.63 | 1 | 2018-12-31 | 2019-12-31 | 365 | 7.5967 | 7 | 0.59671
43825 | 9.36 | 1 | 2018-12-31 | 2019-12-31 | 365 | 10.7248 | 10 | 0.72476
50386 | 10.965 | 1 | 2018-12-31 | 2019-12-31 | 365 | 12.5638 | 12 | 0.56378
38138 | 6.5 | 1 | 2018-12-31 | 2019-12-31 | 365 | 7.4478 | 7 | 0.44775
39996 | 5.46 | 1 | 2018-12-31 | 2019-12-31 | 365 | 6.2561 | 6 | 0.25611
39925 | 3.06 | 1 | 2018-12-31 | 2019-12-31 | 365 | 3.5062 | 3 | 0.50617
39513 | 4.94 | 1 | 2018-12-31 | 2019-12-31 | 365 | 5.6603 | 5 | 0.66029
40959 | 7.54 | 1 | 2018-12-31 | 2019-12-31 | 365 | 8.6394 | 8 | 0.63939
37298 | 3.9 | 1 | 2018-12-31 | 2019-12-31 | 365 | 4.4687 | 4 | 0.46865
49407 | 4.505 | 1 | 2018-12-31 | 2019-12-31 | 365 | 5.1619 | 5 | 0.16187
39154 | 5.46 | 1 | 2018-12-31 | 2019-12-31 | 365 | 6.2561 | 6 | 0.25611
41788 | 8.06 | 1 | 2018-12-31 | 2019-12-31 | 365 | 9.2352 | 9 | 0.23521
42863 | 6.24 | 1 | 2018-12-31 | 2019-12-31 | 365 | 7.1498 | 7 | 0.14984
39732 | 7.54 | 1 | 2018-12-31 | 2019-12-31 | 365 | 8.6394 | 8 | 0.63939
40916 | 3.64 | 1 | 2018-12-31 | 2019-12-31 | 365 | 4.1707 | 4 | 0.17074
45758 | 4.08 | 1 | 2018-12-31 | 2019-12-31 | 365 | 4.6749 | 4 | 0.6749
47553 | 12.72 | 1 | 2018-12-31 | 2019-12-31 | 365 | 14.5747 | 14 | 0.57468
41793 | 14.045 | 1 | 2018-12-31 | 2019-12-31 | 365 | 16.0929 | 16 | 0.092873
50615 | 5.1 | 1 | 2018-12-31 | 2019-12-31 | 365 | 5.8436 | 5 | 0.84362
42424 | 14.535 | 1 | 2018-12-31 | 2019-12-31 | 365 | 16.6543 | 16 | 0.65432
40551 | 5.46 | 1 | 2018-12-31 | 2019-12-31 | 365 | 6.2561 | 6 | 0.25611
39197 | 13.77 | 1 | 2018-12-31 | 2019-12-31 | 365 | 15.7778 | 15 | 0.77778
45101 | 9.18 | 1 | 2018-12-31 | 2019-12-31 | 365 | 10.5185 | 10 | 0.51852
45873 | 10.4 | 1 | 2018-12-31 | 2019-12-31 | 365 | 11.9164 | 11 | 0.9164
47509 | 8.925 | 1 | 2018-12-31 | 2019-12-31 | 365 | 10.2263 | 10 | 0.22634
40233 | 9.62 | 1 | 2018-12-31 | 2019-12-31 | 365 | 11.0227 | 11 | 0.022673
39365 | 6.76 | 1 | 2018-12-31 | 2019-12-31 | 365 | 7.7457 | 7 | 0.74566
38767 | 7.8 | 1 | 2018-12-31 | 2019-12-31 | 365 | 8.9373 | 8 | 0.9373
45324 | 20.8 | 1 | 2018-12-31 | 2019-12-31 | 365 | 23.8328 | 23 | 0.83281
38219 | 10.865 | 1 | 2018-12-31 | 2019-12-31 | 365 | 12.4492 | 12 | 0.4492
39594 | 6.24 | 1 | 2018-12-31 | 2019-12-31 | 365 | 7.1498 | 7 | 0.14984
41149 | 5.46 | 1 | 2018-12-31 | 2019-12-31 | 365 | 6.2561 | 6 | 0.25611
38162 | 7.8 | 1 | 2018-12-31 | 2019-12-31 | 365 | 8.9373 | 8 | 0.9373
39276 | 8.32 | 1 | 2018-12-31 | 2019-12-31 | 365 | 9.5331 | 9 | 0.53312
42078 | 12.74 | 1 | 2018-12-31 | 2019-12-31 | 365 | 14.5976 | 14 | 0.59759
38025 | 9.1 | 1 | 2018-12-31 | 2019-12-31 | 365 | 10.4269 | 10 | 0.42685
39322 | 10.14 | 1 | 2018-12-31 | 2019-12-31 | 365 | 11.6185 | 11 | 0.61849
50406 | 3.78 | 1 | 2018-12-31 | 2019-12-31 | 365 | 4.3312 | 4 | 0.33115
41416 | 11.44 | 1 | 2018-12-31 | 2019-12-31 | 365 | 13.108 | 13 | 0.10804
50562 | 8.06 | 1 | 2018-12-31 | 2019-12-31 | 365 | 9.2352 | 9 | 0.23521
39614 | 8.32 | 1 | 2018-12-31 | 2019-12-31 | 365 | 9.5331 | 9 | 0.53312
48107 | 3.12 | 1 | 2018-12-31 | 2019-12-31 | 365 | 3.5749 | 3 | 0.57492
41229 | 8.58 | 1 | 2018-12-31 | 2019-12-31 | 365 | 9.831 | 9 | 0.83103
42017 | 8.215 | 1 | 2018-12-31 | 2019-12-31 | 365 | 9.4128 | 9 | 0.41281
50233 | 5.355 | 1 | 2018-12-31 | 2019-12-31 | 365 | 6.1358 | 6 | 0.1358
42452 | 6.5 | 1 | 2018-12-31 | 2019-12-31 | 365 | 7.4478 | 7 | 0.44775
50368 | 5.865 | 1 | 2018-12-31 | 2019-12-31 | 365 | 6.7202 | 6 | 0.72016
39932 | 4.42 | 1 | 2018-12-31 | 2019-12-31 | 365 | 5.0645 | 5 | 0.064471
45969 | 6.12 | 1 | 2018-12-31 | 2019-12-31 | 365 | 7.0123 | 7 | 0.012345
40757 | 5.61 | 1 | 2018-12-31 | 2019-12-31 | 365 | 6.428 | 6 | 0.42798
37804 | 5.46 | 1 | 2018-12-31 | 2019-12-31 | 365 | 6.2561 | 6 | 0.25611
47555 | 4.68 | 1 | 2018-12-31 | 2019-12-31 | 365 | 5.3624 | 5 | 0.36238
42415 | 9.36 | 1 | 2018-12-31 | 2019-12-31 | 365 | 10.7248 | 10 | 0.72476
43816 | 14.28 | 1 | 2018-12-31 | 2019-12-31 | 365 | 16.3621 | 16 | 0.36214
40987 | 4.16 | 1 | 2018-12-31 | 2019-12-31 | 365 | 4.7666 | 4 | 0.76656
45502 | 6.375 | 1 | 2018-12-31 | 2019-12-31 | 365 | 7.3045 | 7 | 0.30453
50627 | 9.435 | 1 | 2018-12-31 | 2019-12-31 | 365 | 10.8107 | 10 | 0.8107
42369 | 9.62 | 1 | 2018-12-31 | 2019-12-31 | 365 | 11.0227 | 11 | 0.022673
38019 | 2.6 | 1 | 2018-12-31 | 2019-12-31 | 365 | 2.9791 | 2 | 0.9791
38529 | 5.98 | 1 | 2018-12-31 | 2019-12-31 | 365 | 6.8519 | 6 | 0.85193
40710 | 2.12 | 1 | 2018-12-31 | 2019-12-31 | 365 | 2.4291 | 2 | 0.42911
44952 | 4.68 | 1 | 2018-12-31 | 2019-12-31 | 365 | 5.3624 | 5 | 0.36238
38101 | 8.32 | 1 | 2018-12-31 | 2019-12-31 | 365 | 9.5331 | 9 | 0.53312
39609 | 12.22 | 1 | 2018-12-31 | 2019-12-31 | 365 | 14.0018 | 14 | 0.0017738
39290 | 4.68 | 1 | 2018-12-31 | 2019-12-31 | 365 | 5.3624 | 5 | 0.36238
41422 | 9.88 | 1 | 2018-12-31 | 2019-12-31 | 365 | 11.3206 | 11 | 0.32058
39580 | 8.84 | 1 | 2018-12-31 | 2019-12-31 | 365 | 10.1289 | 10 | 0.12894
42024 | 5.565 | 1 | 2018-12-31 | 2019-12-31 | 365 | 6.3764 | 6 | 0.37642
45769 | 4.845 | 1 | 2018-12-31 | 2019-12-31 | 365 | 5.5514 | 5 | 0.55144
47901 | 4.08 | 1 | 2018-12-31 | 2019-12-31 | 365 | 4.6749 | 4 | 0.6749
39236 | 3.975 | 1 | 2018-12-31 | 2019-12-31 | 365 | 4.5546 | 4 | 0.55459
42345 | 8.16 | 1 | 2018-12-31 | 2019-12-31 | 365 | 9.3498 | 9 | 0.34979
50238 | 4.08 | 1 | 2018-12-31 | 2019-12-31 | 365 | 4.6749 | 4 | 0.6749
48088 | 11.7 | 1 | 2018-12-31 | 2019-12-31 | 365 | 13.406 | 13 | 0.40595
45494 | 2.805 | 1 | 2018-12-31 | 2019-12-31 | 365 | 3.214 | 3 | 0.21399
50424 | 8.37 | 1 | 2018-12-31 | 2019-12-31 | 365 | 9.5904 | 9 | 0.59041
47865 | 7.14 | 1 | 2018-12-31 | 2019-12-31 | 365 | 8.1811 | 8 | 0.18107
39975 | 9.275 | 1 | 2018-12-31 | 2019-12-31 | 365 | 10.6274 | 10 | 0.62737
43815 | 9.36 | 1 | 2018-12-31 | 2019-12-31 | 365 | 10.7248 | 10 | 0.72476
45609 | 8.84 | 1 | 2018-12-31 | 2019-12-31 | 365 | 10.1289 | 10 | 0.12894
45660 | 4.08 | 1 | 2018-12-31 | 2019-12-31 | 365 | 4.6749 | 4 | 0.6749
42374 | 4.68 | 1 | 2018-12-31 | 2019-12-31 | 365 | 5.3624 | 5 | 0.36238
50364 | 5.1 | 1 | 2018-12-31 | 2019-12-31 | 365 | 5.8436 | 5 | 0.84362
47463 | 5.72 | 1 | 2018-12-31 | 2019-12-31 | 365 | 6.554 | 6 | 0.55402
41670 | 2.295 | 1 | 2018-12-31 | 2019-12-31 | 365 | 2.6296 | 2 | 0.62963
48036 | 2.6 | 1 | 2018-12-31 | 2019-12-31 | 365 | 2.9791 | 2 | 0.9791
40048 | 9.1 | 1 | 2018-12-31 | 2019-12-31 | 365 | 10.4269 | 10 | 0.42685
44758 | 7.02 | 1 | 2018-12-31 | 2019-12-31 | 365 | 8.0436 | 8 | 0.043572
41452 | 4.68 | 1 | 2018-12-31 | 2019-12-31 | 365 | 5.3624 | 5 | 0.36238
45765 | 10.4 | 1 | 2018-12-31 | 2019-12-31 | 365 | 11.9164 | 11 | 0.9164
47776 | 11.475 | 1 | 2018-12-31 | 2019-12-31 | 365 | 13.1481 | 13 | 0.14815
40175 | 11.7 | 1 | 2018-12-31 | 2019-12-31 | 365 | 13.406 | 13 | 0.40595
54741 | 10.6 | 1 | 2018-12-31 | 2019-12-31 | 365 | 12.1456 | 12 | 0.14556
45663 | 11.73 | 1 | 2018-12-31 | 2019-12-31 | 365 | 13.4403 | 13 | 0.44033
46356 | 9.945 | 1 | 2018-12-31 | 2019-12-31 | 365 | 11.3951 | 11 | 0.39506
43066 | 8.48 | 1 | 2018-12-31 | 2019-12-31 | 365 | 9.7165 | 9 | 0.71645
43741 | 10.335 | 1 | 2018-12-31 | 2019-12-31 | 365 | 11.8419 | 11 | 0.84193
41212 | 10.92 | 1 | 2018-12-31 | 2019-12-31 | 365 | 12.5122 | 12 | 0.51222
42208 | 6.12 | 1 | 2018-12-31 | 2019-12-31 | 365 | 7.0123 | 7 | 0.012345
41391 | 12.48 | 1 | 2018-12-31 | 2019-12-31 | 365 | 14.2997 | 14 | 0.29968
45767 | 4.95 | 1 | 2018-12-31 | 2019-12-31 | 365 | 5.6717 | 5 | 0.67175
54699 | 7.28 | 1 | 2018-12-31 | 2019-12-31 | 365 | 8.3415 | 8 | 0.34148
47502 | 12.22 | 1 | 2018-12-31 | 2019-12-31 | 365 | 14.0018 | 14 | 0.0017738
54702 | 4.59 | 1 | 2018-12-31 | 2019-12-31 | 365 | 5.2593 | 5 | 0.25926
48585 | 5.61 | 1 | 2018-12-31 | 2019-12-31 | 365 | 6.428 | 6 | 0.42798
46279 | 10.965 | 1 | 2018-12-31 | 2019-12-31 | 365 | 12.5638 | 12 | 0.56378
47563 | 3.825 | 1 | 2018-12-31 | 2019-12-31 | 365 | 4.3827 | 4 | 0.38272
42189 | 4.68 | 1 | 2018-12-31 | 2019-12-31 | 365 | 5.3624 | 5 | 0.36238
42346 | 9.62 | 1 | 2018-12-31 | 2019-12-31 | 365 | 11.0227 | 11 | 0.022673
50271 | 6.12 | 1 | 2018-12-31 | 2019-12-31 | 365 | 7.0123 | 7 | 0.012345
41134 | 8.84 | 1 | 2018-12-31 | 2019-12-31 | 365 | 10.1289 | 10 | 0.12894
40142 | 7.28 | 1 | 2018-12-31 | 2019-12-31 | 365 | 8.3415 | 8 | 0.34148
45174 | 2.295 | 1 | 2018-12-31 | 2019-12-31 | 365 | 2.6296 | 2 | 0.62963
43003 | 5.46 | 1 | 2018-12-31 | 2019-12-31 | 365 | 6.2561 | 6 | 0.25611
45916 | 9.435 | 1 | 2018-12-31 | 2019-12-31 | 365 | 10.8107 | 10 | 0.8107
39476 | 12.74 | 1 | 2018-12-31 | 2019-12-31 | 365 | 14.5976 | 14 | 0.59759
46237 | 14.04 | 1 | 2018-12-31 | 2019-12-31 | 365 | 16.0871 | 16 | 0.087144
50322 | 3.06 | 1 | 2018-12-31 | 2019-12-31 | 365 | 3.5062 | 3 | 0.50617
45475 | 4.59 | 1 | 2018-12-31 | 2019-12-31 | 365 | 5.2593 | 5 | 0.25926
54692 | 7.14 | 1 | 2018-12-31 | 2019-12-31 | 365 | 8.1811 | 8 | 0.18107
54690 | 9.435 | 1 | 2018-12-31 | 2019-12-31 | 365 | 10.8107 | 10 | 0.8107
54838 | 14.04 | 1 | 2018-12-31 | 2019-12-31 | 365 | 16.0871 | 16 | 0.087144
54729 | 13.78 | 1 | 2018-12-31 | 2019-12-31 | 365 | 15.7892 | 15 | 0.78923
54685 | 4.08 | 1 | 2018-12-31 | 2019-12-31 | 365 | 4.6749 | 4 | 0.6749
54385 | 9.435 | 1 | 2018-12-31 | 2019-12-31 | 365 | 10.8107 | 10 | 0.8107
40152 | 7.8 | 1 | 2018-12-31 | 2019-12-31 | 365 | 8.9373 | 8 | 0.9373
54392 | 7.28 | 1 | 2018-12-31 | 2019-12-31 | 365 | 8.3415 | 8 | 0.34148
39544 | 4.68 | 1 | 2018-12-31 | 2019-12-31 | 365 | 5.3624 | 5 | 0.36238
54365 | 10.455 | 1 | 2018-12-31 | 2019-12-31 | 365 | 11.9794 | 11 | 0.97942
45730 | 6.76 | 1 | 2018-12-31 | 2019-12-31 | 365 | 7.7457 | 7 | 0.74566
54358 | 7.65 | 1 | 2018-12-31 | 2019-12-31 | 365 | 8.7654 | 8 | 0.76543
40062 | 7.02 | 1 | 2018-12-31 | 2019-12-31 | 365 | 8.0436 | 8 | 0.043572
48112 | 7.02 | 1 | 2018-12-31 | 2019-12-31 | 365 | 8.0436 | 8 | 0.043572
54400 | 6.24 | 1 | 2018-12-31 | 2019-12-31 | 365 | 7.1498 | 7 | 0.14984
38881 | 7.14 | 1 | 2018-12-31 | 2019-12-31 | 365 | 8.1811 | 8 | 0.18107
40075 | 8.925 | 1 | 2018-12-31 | 2019-12-31 | 365 | 10.2263 | 10 | 0.22634
45893 | 8.84 | 1 | 2018-12-31 | 2019-12-31 | 365 | 10.1289 | 10 | 0.12894
40165 | 4.94 | 1 | 2018-12-31 | 2019-12-31 | 365 | 5.6603 | 5 | 0.66029
46665 | 9.62 | 1 | 2018-12-31 | 2019-12-31 | 365 | 11.0227 | 11 | 0.022673
50312 | 3.9 | 1 | 2018-12-31 | 2019-12-31 | 365 | 4.4687 | 4 | 0.46865
46609 | 8.06 | 1 | 2018-12-31 | 2019-12-31 | 365 | 9.2352 | 9 | 0.23521
50337 | 5.98 | 1 | 2018-12-31 | 2019-12-31 | 365 | 6.8519 | 6 | 0.85193
40434 | 4.42 | 1 | 2018-12-31 | 2019-12-31 | 365 | 5.0645 | 5 | 0.064471
50319 | 5.98 | 1 | 2018-12-31 | 2019-12-31 | 365 | 6.8519 | 6 | 0.85193
50652 | 17.34 | 1 | 2018-12-31 | 2019-12-31 | 365 | 19.8683 | 19 | 0.86831
50335 | 10.4 | 1 | 2018-12-31 | 2019-12-31 | 365 | 11.9164 | 11 | 0.9164
45308 | 5.72 | 1 | 2018-12-31 | 2019-12-31 | 365 | 6.554 | 6 | 0.55402
41634 | 4.335 | 1 | 2018-12-31 | 2019-12-31 | 365 | 4.9671 | 4 | 0.96708
54386 | 6.885 | 1 | 2018-12-31 | 2019-12-31 | 365 | 7.8889 | 7 | 0.88889
45682 | 5.035 | 1 | 2018-12-31 | 2019-12-31 | 365 | 5.7691 | 5 | 0.76914
45741 | 9.435 | 1 | 2018-12-31 | 2019-12-31 | 365 | 10.8107 | 10 | 0.8107
48414 | 6.24 | 1 | 2018-12-31 | 2019-12-31 | 365 | 7.1498 | 7 | 0.14984
54520 | 2.12 | 1 | 2018-12-31 | 2019-12-31 | 365 | 2.4291 | 2 | 0.42911
45659 | 9.69 | 1 | 2018-12-31 | 2019-12-31 | 365 | 11.1029 | 11 | 0.10288
54370 | 2.55 | 1 | 2018-12-31 | 2019-12-31 | 365 | 2.9218 | 2 | 0.92181
48139 | 12.24 | 1 | 2018-12-31 | 2019-12-31 | 365 | 14.0247 | 14 | 0.02469
46364 | 5.355 | 1 | 2018-12-31 | 2019-12-31 | 365 | 6.1358 | 6 | 0.1358
54389 | 11.985 | 1 | 2018-12-31 | 2019-12-31 | 365 | 13.7325 | 13 | 0.73251
46159 | 10.455 | 1 | 2018-12-31 | 2019-12-31 | 365 | 11.9794 | 11 | 0.97942
50633 | 6.12 | 1 | 2018-12-31 | 2019-12-31 | 365 | 7.0123 | 7 | 0.012345
54347 | 9.69 | 1 | 2018-12-31 | 2019-12-31 | 365 | 11.1029 | 11 | 0.10288
54447 | 7.8 | 1 | 2018-12-31 | 2019-12-31 | 365 | 8.9373 | 8 | 0.9373
54471 | 6.12 | 1 | 2018-12-31 | 2019-12-31 | 365 | 7.0123 | 7 | 0.012345
54458 | 11.73 | 1 | 2018-12-31 | 2019-12-31 | 365 | 13.4403 | 13 | 0.44033
48101 | 4.59 | 1 | 2018-12-31 | 2019-12-31 | 365 | 5.2593 | 5 | 0.25926
45364 | 9.01 | 1 | 2018-12-31 | 2019-12-31 | 365 | 10.3237 | 10 | 0.32373
54460 | 7.395 | 1 | 2018-12-31 | 2019-12-31 | 365 | 8.4733 | 8 | 0.47325
45680 | 8.16 | 1 | 2018-12-31 | 2019-12-31 | 365 | 9.3498 | 9 | 0.34979
53684 | 8.84 | 1 | 2018-12-31 | 2019-12-31 | 365 | 10.1289 | 10 | 0.12894
47845 | 9.62 | 1 | 2018-12-31 | 2019-12-31 | 365 | 11.0227 | 11 | 0.022673
39923 | 5.2 | 1 | 2018-12-31 | 2019-12-31 | 365 | 5.9582 | 5 | 0.9582
53729 | 4.335 | 1 | 2018-12-31 | 2019-12-31 | 365 | 4.9671 | 4 | 0.96708
47741 | 10.71 | 1 | 2018-12-31 | 2019-12-31 | 365 | 12.2716 | 12 | 0.2716
53889 | 11.18 | 1 | 2018-12-31 | 2019-12-31 | 365 | 12.8101 | 12 | 0.81013
53928 | 5.83 | 1 | 2018-12-31 | 2019-12-31 | 365 | 6.6801 | 6 | 0.68006
53934 | 14.535 | 1 | 2018-12-31 | 2019-12-31 | 365 | 16.6543 | 16 | 0.65432
50496 | 3.38 | 1 | 2018-12-31 | 2019-12-31 | 365 | 3.8728 | 3 | 0.87283
53939 | 8.16 | 1 | 2018-12-31 | 2019-12-31 | 365 | 9.3498 | 9 | 0.34979
53940 | 6.375 | 1 | 2018-12-31 | 2019-12-31 | 365 | 7.3045 | 7 | 0.30453
53941 | 4.59 | 1 | 2018-12-31 | 2019-12-31 | 365 | 5.2593 | 5 | 0.25926
50455 | 9.69 | 1 | 2018-12-31 | 2019-12-31 | 365 | 11.1029 | 11 | 0.10288
53942 | 4.59 | 1 | 2018-12-31 | 2019-12-31 | 365 | 5.2593 | 5 | 0.25926
53955 | 9.18 | 1 | 2018-12-31 | 2019-12-31 | 365 | 10.5185 | 10 | 0.51852
52191 | 8.925 | 1 | 2018-12-31 | 2019-12-31 | 365 | 10.2263 | 10 | 0.22634
54050 | 3.12 | 1 | 2018-12-31 | 2019-12-31 | 365 | 3.5749 | 3 | 0.57492
53150 | 6.75 | 1 | 2018-12-31 | 2019-12-31 | 365 | 7.7342 | 7 | 0.7342
40664 | 5.865 | 1 | 2018-12-31 | 2019-12-31 | 365 | 6.7202 | 6 | 0.72016
50377 | 4.59 | 1 | 2018-12-31 | 2019-12-31 | 365 | 5.2593 | 5 | 0.25926
54096 | 8.925 | 1 | 2018-12-31 | 2019-12-31 | 365 | 10.2263 | 10 | 0.22634
53242 | 9.435 | 1 | 2018-12-31 | 2019-12-31 | 365 | 10.8107 | 10 | 0.8107
41485 | 5.865 | 1 | 2018-12-31 | 2019-12-31 | 365 | 6.7202 | 6 | 0.72016
47535 | 9.945 | 1 | 2018-12-31 | 2019-12-31 | 365 | 11.3951 | 11 | 0.39506
54327 | 4.16 | 1 | 2018-12-31 | 2019-12-31 | 365 | 4.7666 | 4 | 0.76656
54329 | 3.38 | 1 | 2018-12-31 | 2019-12-31 | 365 | 3.8728 | 3 | 0.87283
53184 | 4.59 | 1 | 2018-12-31 | 2019-12-31 | 365 | 5.2593 | 5 | 0.25926
54330 | 13.78 | 1 | 2018-12-31 | 2019-12-31 | 365 | 15.7892 | 15 | 0.78923
54336 | 14.04 | 1 | 2018-12-31 | 2019-12-31 | 365 | 16.0871 | 16 | 0.087144
41942 | 6.76 | 1 | 2018-12-31 | 2019-12-31 | 365 | 7.7457 | 7 | 0.74566
54338 | 3.12 | 1 | 2018-12-31 | 2019-12-31 | 365 | 3.5749 | 3 | 0.57492
53244 | 5.1 | 1 | 2018-12-31 | 2019-12-31 | 365 | 5.8436 | 5 | 0.84362
47566 | 2.04 | 1 | 2018-12-31 | 2019-12-31 | 365 | 2.3374 | 2 | 0.33745
47554 | 5.61 | 1 | 2018-12-31 | 2019-12-31 | 365 | 6.428 | 6 | 0.42798
50640 | 5.2 | 1 | 2018-12-31 | 2019-12-31 | 365 | 5.9582 | 5 | 0.9582
44954 | 3.9 | 1 | 2018-12-31 | 2019-12-31 | 365 | 4.4687 | 4 | 0.46865
40951 | 7.02 | 1 | 2018-12-31 | 2019-12-31 | 365 | 8.0436 | 8 | 0.043572
40515 | 4.68 | 1 | 2018-12-31 | 2019-12-31 | 365 | 5.3624 | 5 | 0.36238
54453 | 5.1 | 1 | 2018-12-31 | 2019-12-31 | 365 | 5.8436 | 5 | 0.84362
54450 | 8.32 | 1 | 2018-12-31 | 2019-12-31 | 365 | 9.5331 | 9 | 0.53312
54445 | 10.4 | 1 | 2018-12-31 | 2019-12-31 | 365 | 11.9164 | 11 | 0.9164
54439 | 10.92 | 1 | 2018-12-31 | 2019-12-31 | 365 | 12.5122 | 12 | 0.51222
54438 | 6.375 | 1 | 2018-12-31 | 2019-12-31 | 365 | 7.3045 | 7 | 0.30453
54433 | 6.63 | 1 | 2018-12-31 | 2019-12-31 | 365 | 7.5967 | 7 | 0.59671
54434 | 5.1 | 1 | 2018-12-31 | 2019-12-31 | 365 | 5.8436 | 5 | 0.84362
54431 | 7.8 | 1 | 2018-12-31 | 2019-12-31 | 365 | 8.9373 | 8 | 0.9373
54416 | 4.335 | 1 | 2018-12-31 | 2019-12-31 | 365 | 4.9671 | 4 | 0.96708
54516 | 9.69 | 1 | 2018-12-31 | 2019-12-31 | 365 | 11.1029 | 11 | 0.10288
54506 | 7.65 | 1 | 2018-12-31 | 2019-12-31 | 365 | 8.7654 | 8 | 0.76543
54507 | 10.2 | 1 | 2018-12-31 | 2019-12-31 | 365 | 11.6872 | 11 | 0.68724
54505 | 5.565 | 1 | 2018-12-31 | 2019-12-31 | 365 | 6.3764 | 6 | 0.37642
54544 | 6.885 | 1 | 2018-12-31 | 2019-12-31 | 365 | 7.8889 | 7 | 0.88889
54427 | 4.08 | 1 | 2018-12-31 | 2019-12-31 | 365 | 4.6749 | 4 | 0.6749
54554 | 2.295 | 1 | 2018-12-31 | 2019-12-31 | 365 | 2.6296 | 2 | 0.62963
54413 | 10.965 | 1 | 2018-12-31 | 2019-12-31 | 365 | 12.5638 | 12 | 0.56378
37805 | 2.86 | 1 | 2018-12-31 | 2019-12-31 | 365 | 3.277 | 3 | 0.27701
41991 | 3.32 | 1 | 2018-12-31 | 2019-12-31 | 365 | 3.8041 | 3 | 0.80408
45869 | 9.945 | 1 | 2018-12-31 | 2019-12-31 | 365 | 11.3951 | 11 | 0.39506
47562 | 8.06 | 1 | 2018-12-31 | 2019-12-31 | 365 | 9.2352 | 9 | 0.23521
45979 | 7.28 | 1 | 2018-12-31 | 2019-12-31 | 365 | 8.3415 | 8 | 0.34148
50570 | 7.29 | 1 | 2018-12-31 | 2019-12-31 | 365 | 8.3529 | 8 | 0.35294
39264 | 8.84 | 1 | 2018-12-31 | 2019-12-31 | 365 | 10.1289 | 10 | 0.12894
39664 | 5.2 | 1 | 2018-12-31 | 2019-12-31 | 365 | 5.9582 | 5 | 0.9582
40124 | 4.68 | 1 | 2018-12-31 | 2019-12-31 | 365 | 5.3624 | 5 | 0.36238
54343 | 4.77 | 1 | 2018-12-31 | 2019-12-31 | 365 | 5.4655 | 5 | 0.4655
39542 | 13.52 | 1 | 2018-12-31 | 2019-12-31 | 365 | 15.4913 | 15 | 0.49132
54346 | 4.845 | 1 | 2018-12-31 | 2019-12-31 | 365 | 5.5514 | 5 | 0.55144
45141 | 5.98 | 1 | 2018-12-31 | 2019-12-31 | 365 | 6.8519 | 6 | 0.85193
45694 | 6.625 | 1 | 2018-12-31 | 2019-12-31 | 365 | 7.591 | 7 | 0.59098
54529 | 4.335 | 1 | 2018-12-31 | 2019-12-31 | 365 | 4.9671 | 4 | 0.96708
39543 | 10.965 | 1 | 2018-12-31 | 2019-12-31 | 365 | 12.5638 | 12 | 0.56378
38170 | 6.5 | 1 | 2018-12-31 | 2019-12-31 | 365 | 7.4478 | 7 | 0.44775
45752 | 3.315 | 1 | 2018-12-31 | 2019-12-31 | 365 | 3.7984 | 3 | 0.79835
53886 | 7.28 | 1 | 2018-12-31 | 2019-12-31 | 365 | 8.3415 | 8 | 0.34148
48562 | 6.24 | 1 | 2018-12-31 | 2019-12-31 | 365 | 7.1498 | 7 | 0.14984
40017 | 8.32 | 1 | 2018-12-31 | 2019-12-31 | 365 | 9.5331 | 9 | 0.53312
55676 | 4.59 | 1 | 2018-12-31 | 2019-12-31 | 365 | 5.2593 | 5 | 0.25926
55712 | 6.12 | 1 | 2018-12-31 | 2019-12-31 | 365 | 7.0123 | 7 | 0.012345
55705 | 10.455 | 1 | 2018-12-31 | 2019-12-31 | 365 | 11.9794 | 11 | 0.97942
41567 | 8.32 | 1 | 2018-12-31 | 2019-12-31 | 365 | 9.5331 | 9 | 0.53312
39414 | 8.415 | 1 | 2018-12-31 | 2019-12-31 | 365 | 9.642 | 9 | 0.64197
47479 | 9.18 | 1 | 2018-12-31 | 2019-12-31 | 365 | 10.5185 | 10 | 0.51852
41106 | 7.42 | 1 | 2018-12-31 | 2019-12-31 | 365 | 8.5019 | 8 | 0.5019
40828 | 4.68 | 1 | 2018-12-31 | 2019-12-31 | 365 | 5.3624 | 5 | 0.36238
54351 | 11.22 | 1 | 2018-12-31 | 2019-12-31 | 365 | 12.856 | 12 | 0.85597
54354 | 5.865 | 1 | 2018-12-31 | 2019-12-31 | 365 | 6.7202 | 6 | 0.72016
54422 | 4.08 | 1 | 2018-12-31 | 2019-12-31 | 365 | 4.6749 | 4 | 0.6749
54429 | 3.9 | 1 | 2018-12-31 | 2019-12-31 | 365 | 4.4687 | 4 | 0.46865
54488 | 6.63 | 1 | 2018-12-31 | 2019-12-31 | 365 | 7.5967 | 7 | 0.59671
54498 | 3.38 | 1 | 2018-12-31 | 2019-12-31 | 365 | 3.8728 | 3 | 0.87283
39406 | 11.7 | 1 | 2018-12-31 | 2019-12-31 | 365 | 13.406 | 13 | 0.40595
54464 | 5.2 | 1 | 2018-12-31 | 2019-12-31 | 365 | 5.9582 | 5 | 0.9582
50436 | 5.61 | 1 | 2018-12-31 | 2019-12-31 | 365 | 6.428 | 6 | 0.42798
54519 | 4.68 | 1 | 2018-12-31 | 2019-12-31 | 365 | 5.3624 | 5 | 0.36238
39730 | 7.8 | 1 | 2018-12-31 | 2019-12-31 | 365 | 8.9373 | 8 | 0.9373
46042 | 8.84 | 1 | 2018-12-31 | 2019-12-31 | 365 | 10.1289 | 10 | 0.12894
54549 | 3.825 | 1 | 2018-12-31 | 2019-12-31 | 365 | 4.3827 | 4 | 0.38272
54608 | 8.925 | 1 | 2018-12-31 | 2019-12-31 | 365 | 10.2263 | 10 | 0.22634
42556 | 5.72 | 1 | 2018-12-31 | 2019-12-31 | 365 | 6.554 | 6 | 0.55402
54610 | 9.435 | 1 | 2018-12-31 | 2019-12-31 | 365 | 10.8107 | 10 | 0.8107
54611 | 11.22 | 1 | 2018-12-31 | 2019-12-31 | 365 | 12.856 | 12 | 0.85597
54609 | 9.435 | 1 | 2018-12-31 | 2019-12-31 | 365 | 10.8107 | 10 | 0.8107
54615 | 9.88 | 1 | 2018-12-31 | 2019-12-31 | 365 | 11.3206 | 11 | 0.32058
54616 | 8.415 | 1 | 2018-12-31 | 2019-12-31 | 365 | 9.642 | 9 | 0.64197
50581 | 7.14 | 1 | 2018-12-31 | 2019-12-31 | 365 | 8.1811 | 8 | 0.18107
54622 | 3.06 | 1 | 2018-12-31 | 2019-12-31 | 365 | 3.5062 | 3 | 0.50617
54624 | 6.89 | 1 | 2018-12-31 | 2019-12-31 | 365 | 7.8946 | 7 | 0.89462
54621 | 3.315 | 1 | 2018-12-31 | 2019-12-31 | 365 | 3.7984 | 3 | 0.79835
54627 | 3.06 | 1 | 2018-12-31 | 2019-12-31 | 365 | 3.5062 | 3 | 0.50617
54648 | 7.28 | 1 | 2018-12-31 | 2019-12-31 | 365 | 8.3415 | 8 | 0.34148
54654 | 10.14 | 1 | 2018-12-31 | 2019-12-31 | 365 | 11.6185 | 11 | 0.61849
49456 | 6.5 | 1 | 2018-12-31 | 2019-12-31 | 365 | 7.4478 | 7 | 0.44775
54656 | 10.455 | 1 | 2018-12-31 | 2019-12-31 | 365 | 11.9794 | 11 | 0.97942
54658 | 4.94 | 1 | 2018-12-31 | 2019-12-31 | 365 | 5.6603 | 5 | 0.66029
54660 | 3.38 | 1 | 2018-12-31 | 2019-12-31 | 365 | 3.8728 | 3 | 0.87283
37747 | 4.05 | 1 | 2018-12-31 | 2019-12-31 | 365 | 4.6405 | 4 | 0.64052
41256 | 3.9 | 1 | 2018-12-31 | 2019-12-31 | 365 | 4.4687 | 4 | 0.46865
39482 | 10.335 | 1 | 2018-12-31 | 2019-12-31 | 365 | 11.8419 | 11 | 0.84193
39069 | 12.22 | 1 | 2018-12-31 | 2019-12-31 | 365 | 14.0018 | 14 | 0.0017738
37882 | 11.44 | 1 | 2018-12-31 | 2019-12-31 | 365 | 13.108 | 13 | 0.10804
39431 | 5.98 | 1 | 2018-12-31 | 2019-12-31 | 365 | 6.8519 | 6 | 0.85193
50303 | 6.12 | 1 | 2018-12-31 | 2019-12-31 | 365 | 7.0123 | 7 | 0.012345
54457 | 6.63 | 1 | 2018-12-31 | 2019-12-31 | 365 | 7.5967 | 7 | 0.59671
54409 | 7.395 | 1 | 2018-12-31 | 2019-12-31 | 365 | 8.4733 | 8 | 0.47325
50346 | 12.22 | 1 | 2018-12-31 | 2019-12-31 | 365 | 14.0018 | 14 | 0.0017738
47361 | 6.21 | 1 | 2018-12-31 | 2019-12-31 | 365 | 7.1155 | 7 | 0.11547
39667 | 9.18 | 1 | 2018-12-31 | 2019-12-31 | 365 | 10.5185 | 10 | 0.51852
45937 | 6.12 | 1 | 2018-12-31 | 2019-12-31 | 365 | 7.0123 | 7 | 0.012345
50414 | 2.08 | 1 | 2018-12-31 | 2019-12-31 | 365 | 2.3833 | 2 | 0.38328
37868 | 5.72 | 1 | 2018-12-31 | 2019-12-31 | 365 | 6.554 | 6 | 0.55402
39473 | 5.2 | 1 | 2018-12-31 | 2019-12-31 | 365 | 5.9582 | 5 | 0.9582
39145 | 3.12 | 1 | 2018-12-31 | 2019-12-31 | 365 | 3.5749 | 3 | 0.57492
39355 | 14.04 | 1 | 2018-12-31 | 2019-12-31 | 365 | 16.0871 | 16 | 0.087144
56302 | 8.925 | 1 | 2018-12-31 | 2019-12-31 | 365 | 10.2263 | 10 | 0.22634
38050 | 3.975 | 1 | 2018-12-31 | 2019-12-31 | 365 | 4.5546 | 4 | 0.55459
40495 | 10.4 | 1 | 2018-12-31 | 2019-12-31 | 365 | 11.9164 | 11 | 0.9164
54440 | 3.12 | 1 | 2018-12-31 | 2019-12-31 | 365 | 3.5749 | 3 | 0.57492
39271 | 5.46 | 1 | 2018-12-31 | 2019-12-31 | 365 | 6.2561 | 6 | 0.25611
47557 | 10.455 | 1 | 2018-12-31 | 2019-12-31 | 365 | 11.9794 | 11 | 0.97942
46298 | 7.14 | 1 | 2018-12-31 | 2019-12-31 | 365 | 8.1811 | 8 | 0.18107
50428 | 9.69 | 1 | 2018-12-31 | 2019-12-31 | 365 | 11.1029 | 11 | 0.10288
48558 | 7.95 | 1 | 2018-12-31 | 2019-12-31 | 365 | 9.1092 | 9 | 0.10917
45918 | 7.54 | 1 | 2018-12-31 | 2019-12-31 | 365 | 8.6394 | 8 | 0.63939
55225 | 8.925 | 1 | 2018-12-31 | 2019-12-31 | 365 | 10.2263 | 10 | 0.22634
39916 | 6.24 | 1 | 2018-12-31 | 2019-12-31 | 365 | 7.1498 | 7 | 0.14984
55269 | 5.61 | 1 | 2018-12-31 | 2019-12-31 | 365 | 6.428 | 6 | 0.42798
55376 | 3.06 | 1 | 2018-12-31 | 2019-12-31 | 365 | 3.5062 | 3 | 0.50617
55381 | 10.455 | 1 | 2018-12-31 | 2019-12-31 | 365 | 11.9794 | 11 | 0.97942
55384 | 5.1 | 1 | 2018-12-31 | 2019-12-31 | 365 | 5.8436 | 5 | 0.84362
55386 | 6.12 | 1 | 2018-12-31 | 2019-12-31 | 365 | 7.0123 | 7 | 0.012345
55402 | 5.61 | 1 | 2018-12-31 | 2019-12-31 | 365 | 6.428 | 6 | 0.42798
56130 | 5.46 | 1 | 2018-12-31 | 2019-12-31 | 365 | 6.2561 | 6 | 0.25611
49781 | 4.16 | 1 | 2018-12-31 | 2019-12-31 | 365 | 4.7666 | 4 | 0.76656
55056 | 6.12 | 1 | 2018-12-31 | 2019-12-31 | 365 | 7.0123 | 7 | 0.012345
55088 | 5.865 | 1 | 2018-12-31 | 2019-12-31 | 365 | 6.7202 | 6 | 0.72016
55089 | 12.75 | 1 | 2018-12-31 | 2019-12-31 | 365 | 14.6091 | 14 | 0.60905
55099 | 2.34 | 1 | 2018-12-31 | 2019-12-31 | 365 | 2.6812 | 2 | 0.68119
55101 | 6.095 | 1 | 2018-12-31 | 2019-12-31 | 365 | 6.9837 | 6 | 0.9837
55157 | 6.24 | 1 | 2018-12-31 | 2019-12-31 | 365 | 7.1498 | 7 | 0.14984
55167 | 8.06 | 1 | 2018-12-31 | 2019-12-31 | 365 | 9.2352 | 9 | 0.23521
55173 | 2.08 | 1 | 2018-12-31 | 2019-12-31 | 365 | 2.3833 | 2 | 0.38328
55174 | 4.845 | 1 | 2018-12-31 | 2019-12-31 | 365 | 5.5514 | 5 | 0.55144
55175 | 7.54 | 1 | 2018-12-31 | 2019-12-31 | 365 | 8.6394 | 8 | 0.63939
55200 | 5.035 | 1 | 2018-12-31 | 2019-12-31 | 365 | 5.7691 | 5 | 0.76914
55213 | 5.865 | 1 | 2018-12-31 | 2019-12-31 | 365 | 6.7202 | 6 | 0.72016
55217 | 4.59 | 1 | 2018-12-31 | 2019-12-31 | 365 | 5.2593 | 5 | 0.25926
55220 | 6.89 | 1 | 2018-12-31 | 2019-12-31 | 365 | 7.8946 | 7 | 0.89462
55223 | 10.92 | 1 | 2018-12-31 | 2019-12-31 | 365 | 12.5122 | 12 | 0.51222
55229 | 3.12 | 1 | 2018-12-31 | 2019-12-31 | 365 | 3.5749 | 3 | 0.57492
55232 | 3.64 | 1 | 2018-12-31 | 2019-12-31 | 365 | 4.1707 | 4 | 0.17074
55261 | 10.455 | 1 | 2018-12-31 | 2019-12-31 | 365 | 11.9794 | 11 | 0.97942
39288 | 5.72 | 1 | 2018-12-31 | 2019-12-31 | 365 | 6.554 | 6 | 0.55402
39312 | 3.38 | 1 | 2018-12-31 | 2019-12-31 | 365 | 3.8728 | 3 | 0.87283
41273 | 6.625 | 1 | 2018-12-31 | 2019-12-31 | 365 | 7.591 | 7 | 0.59098
53623 | 8.16 | 1 | 2018-12-31 | 2019-12-31 | 365 | 9.3498 | 9 | 0.34979
42144 | 5.2 | 1 | 2018-12-31 | 2019-12-31 | 365 | 5.9582 | 5 | 0.9582
50407 | 5.72 | 1 | 2018-12-31 | 2019-12-31 | 365 | 6.554 | 6 | 0.55402
45889 | 8.06 | 1 | 2018-12-31 | 2019-12-31 | 365 | 9.2352 | 9 | 0.23521
40706 | 8.84 | 1 | 2018-12-31 | 2019-12-31 | 365 | 10.1289 | 10 | 0.12894
40743 | 4.77 | 1 | 2018-12-31 | 2019-12-31 | 365 | 5.4655 | 5 | 0.4655
38918 | 13.77 | 1 | 2018-12-31 | 2019-12-31 | 365 | 15.7778 | 15 | 0.77778
37923 | 12.22 | 1 | 2018-12-31 | 2019-12-31 | 365 | 14.0018 | 14 | 0.0017738
41854 | 7.02 | 1 | 2018-12-31 | 2019-12-31 | 365 | 8.0436 | 8 | 0.043572
42336 | 6.5 | 1 | 2018-12-31 | 2019-12-31 | 365 | 7.4478 | 7 | 0.44775
39666 | 14.04 | 1 | 2018-12-31 | 2019-12-31 | 365 | 16.0871 | 16 | 0.087144
40252 | 3.57 | 1 | 2018-12-31 | 2019-12-31 | 365 | 4.0905 | 4 | 0.090535
41706 | 16.12 | 1 | 2018-12-31 | 2019-12-31 | 365 | 18.4704 | 18 | 0.47042
45704 | 6.76 | 1 | 2018-12-31 | 2019-12-31 | 365 | 7.7457 | 7 | 0.74566
38351 | 5.61 | 1 | 2018-12-31 | 2019-12-31 | 365 | 6.428 | 6 | 0.42798
40712 | 4.335 | 1 | 2018-12-31 | 2019-12-31 | 365 | 4.9671 | 4 | 0.96708
42273 | 19.76 | 1 | 2018-12-31 | 2019-12-31 | 365 | 22.6412 | 22 | 0.64117
47453 | 6.75 | 1 | 2018-12-31 | 2019-12-31 | 365 | 7.7342 | 7 | 0.7342
42094 | 14.025 | 1 | 2018-12-31 | 2019-12-31 | 365 | 16.07 | 16 | 0.069957
37618 | 9.1 | 1 | 2018-12-31 | 2019-12-31 | 365 | 10.4269 | 10 | 0.42685
48158 | 6.5 | 1 | 2018-12-31 | 2019-12-31 | 365 | 7.4478 | 7 | 0.44775
47503 | 8.58 | 1 | 2018-12-31 | 2019-12-31 | 365 | 9.831 | 9 | 0.83103
50365 | 6.12 | 1 | 2018-12-31 | 2019-12-31 | 365 | 7.0123 | 7 | 0.012345
45746 | 4.42 | 1 | 2018-12-31 | 2019-12-31 | 365 | 5.0645 | 5 | 0.064471
39692 | 9.1 | 1 | 2018-12-31 | 2019-12-31 | 365 | 10.4269 | 10 | 0.42685
43591 | 5.61 | 1 | 2018-12-31 | 2019-12-31 | 365 | 6.428 | 6 | 0.42798
41265 | 8.58 | 1 | 2018-12-31 | 2019-12-31 | 365 | 9.831 | 9 | 0.83103
50601 | 8.58 | 1 | 2018-12-31 | 2019-12-31 | 365 | 9.831 | 9 | 0.83103
47611 | 9.18 | 1 | 2018-12-31 | 2019-12-31 | 365 | 10.5185 | 10 | 0.51852
45529 | 5.46 | 1 | 2018-12-31 | 2019-12-31 | 365 | 6.2561 | 6 | 0.25611
39630 | 13.52 | 1 | 2018-12-31 | 2019-12-31 | 365 | 15.4913 | 15 | 0.49132
50451 | 9.945 | 1 | 2018-12-31 | 2019-12-31 | 365 | 11.3951 | 11 | 0.39506
39403 | 3.18 | 1 | 2018-12-31 | 2019-12-31 | 365 | 3.6437 | 3 | 0.64367
45733 | 3.18 | 1 | 2018-12-31 | 2019-12-31 | 365 | 3.6437 | 3 | 0.64367
39299 | 5.72 | 1 | 2018-12-31 | 2019-12-31 | 365 | 6.554 | 6 | 0.55402
45692 | 6.5 | 1 | 2018-12-31 | 2019-12-31 | 365 | 7.4478 | 7 | 0.44775
40366 | 5.46 | 1 | 2018-12-31 | 2019-12-31 | 365 | 6.2561 | 6 | 0.25611
45762 | 3.64 | 1 | 2018-12-31 | 2019-12-31 | 365 | 4.1707 | 4 | 0.17074
39980 | 3.64 | 1 | 2018-12-31 | 2019-12-31 | 365 | 4.1707 | 4 | 0.17074
50320 | 14.04 | 1 | 2018-12-31 | 2019-12-31 | 365 | 16.0871 | 16 | 0.087144
39621 | 5.72 | 1 | 2018-12-31 | 2019-12-31 | 365 | 6.554 | 6 | 0.55402
41492 | 7.54 | 1 | 2018-12-31 | 2019-12-31 | 365 | 8.6394 | 8 | 0.63939
40070 | 6.12 | 1 | 2018-12-31 | 2019-12-31 | 365 | 7.0123 | 7 | 0.012345
39945 | 8.84 | 1 | 2018-12-31 | 2019-12-31 | 365 | 10.1289 | 10 | 0.12894
40490 | 4.59 | 1 | 2018-12-31 | 2019-12-31 | 365 | 5.2593 | 5 | 0.25926
42035 | 12.74 | 1 | 2018-12-31 | 2019-12-31 | 365 | 14.5976 | 14 | 0.59759
46280 | 10.455 | 1 | 2018-12-31 | 2019-12-31 | 365 | 11.9794 | 11 | 0.97942
38331 | 8.16 | 1 | 2018-12-31 | 2019-12-31 | 365 | 9.3498 | 9 | 0.34979
40482 | 15.6 | 1 | 2018-12-31 | 2019-12-31 | 365 | 17.8746 | 17 | 0.8746
45961 | 7.8 | 1 | 2018-12-31 | 2019-12-31 | 365 | 8.9373 | 8 | 0.9373
40547 | 10.66 | 1 | 2018-12-31 | 2019-12-31 | 365 | 12.2143 | 12 | 0.21431
43737 | 8.415 | 1 | 2018-12-31 | 2019-12-31 | 365 | 9.642 | 9 | 0.64197
50700 | 15.86 | 1 | 2018-12-31 | 2019-12-31 | 365 | 18.1725 | 18 | 0.17251
45935 | 5.98 | 1 | 2018-12-31 | 2019-12-31 | 365 | 6.8519 | 6 | 0.85193
46050 | 3.825 | 1 | 2018-12-31 | 2019-12-31 | 365 | 4.3827 | 4 | 0.38272
42222 | 5.98 | 1 | 2018-12-31 | 2019-12-31 | 365 | 6.8519 | 6 | 0.85193
50498 | 12.75 | 1 | 2018-12-31 | 2019-12-31 | 365 | 14.6091 | 14 | 0.60905
50598 | 8.215 | 1 | 2018-12-31 | 2019-12-31 | 365 | 9.4128 | 9 | 0.41281
40272 | 11.22 | 1 | 2018-12-31 | 2019-12-31 | 365 | 12.856 | 12 | 0.85597
50444 | 5.72 | 1 | 2018-12-31 | 2019-12-31 | 365 | 6.554 | 6 | 0.55402
43333 | 4.505 | 1 | 2018-12-31 | 2019-12-31 | 365 | 5.1619 | 5 | 0.16187
39270 | 5.865 | 1 | 2018-12-31 | 2019-12-31 | 365 | 6.7202 | 6 | 0.72016
39675 | 4.59 | 1 | 2018-12-31 | 2019-12-31 | 365 | 5.2593 | 5 | 0.25926
50488 | 4.94 | 1 | 2018-12-31 | 2019-12-31 | 365 | 5.6603 | 5 | 0.66029
47360 | 2.805 | 1 | 2018-12-31 | 2019-12-31 | 365 | 3.214 | 3 | 0.21399
50483 | 7.02 | 1 | 2018-12-31 | 2019-12-31 | 365 | 8.0436 | 8 | 0.043572
50287 | 11.7 | 1 | 2018-12-31 | 2019-12-31 | 365 | 13.406 | 13 | 0.40595
50592 | 10.965 | 1 | 2018-12-31 | 2019-12-31 | 365 | 12.5638 | 12 | 0.56378
53254 | 2.295 | 1 | 2018-12-31 | 2019-12-31 | 365 | 2.6296 | 2 | 0.62963
54090 | 5.46 | 1 | 2018-12-31 | 2019-12-31 | 365 | 6.2561 | 6 | 0.25611
54143 | 6.885 | 1 | 2018-12-31 | 2019-12-31 | 365 | 7.8889 | 7 | 0.88889
54200 | 3.825 | 1 | 2018-12-31 | 2019-12-31 | 365 | 4.3827 | 4 | 0.38272
54203 | 5.865 | 1 | 2018-12-31 | 2019-12-31 | 365 | 6.7202 | 6 | 0.72016
54222 | 6.24 | 1 | 2018-12-31 | 2019-12-31 | 365 | 7.1498 | 7 | 0.14984
54317 | 2.86 | 1 | 2018-12-31 | 2019-12-31 | 365 | 3.277 | 3 | 0.27701
54318 | 7.8 | 1 | 2018-12-31 | 2019-12-31 | 365 | 8.9373 | 8 | 0.9373
54331 | 7.8 | 1 | 2018-12-31 | 2019-12-31 | 365 | 8.9373 | 8 | 0.9373
54342 | 8.58 | 1 | 2018-12-31 | 2019-12-31 | 365 | 9.831 | 9 | 0.83103
50380 | 12.24 | 1 | 2018-12-31 | 2019-12-31 | 365 | 14.0247 | 14 | 0.02469
50374 | 13.515 | 1 | 2018-12-31 | 2019-12-31 | 365 | 15.4856 | 15 | 0.4856
50435 | 4.68 | 1 | 2018-12-31 | 2019-12-31 | 365 | 5.3624 | 5 | 0.36238
50511 | 5.83 | 1 | 2018-12-31 | 2019-12-31 | 365 | 6.6801 | 6 | 0.68006
39532 | 4.42 | 1 | 2018-12-31 | 2019-12-31 | 365 | 5.0645 | 5 | 0.064471
50350 | 8.16 | 1 | 2018-12-31 | 2019-12-31 | 365 | 9.3498 | 9 | 0.34979
39176 | 5.565 | 1 | 2018-12-31 | 2019-12-31 | 365 | 6.3764 | 6 | 0.37642
41117 | 5.2 | 1 | 2018-12-31 | 2019-12-31 | 365 | 5.9582 | 5 | 0.9582
48072 | 4.08 | 1 | 2018-12-31 | 2019-12-31 | 365 | 4.6749 | 4 | 0.6749
39413 | 8.1 | 1 | 2018-12-31 | 2019-12-31 | 365 | 9.281 | 9 | 0.28104
50606 | 9.805 | 1 | 2018-12-31 | 2019-12-31 | 365 | 11.2346 | 11 | 0.23465
47350 | 9.18 | 1 | 2018-12-31 | 2019-12-31 | 365 | 10.5185 | 10 | 0.51852
50399 | 3.315 | 1 | 2018-12-31 | 2019-12-31 | 365 | 3.7984 | 3 | 0.79835
50589 | 10.71 | 1 | 2018-12-31 | 2019-12-31 | 365 | 12.2716 | 12 | 0.2716
50529 | 8.16 | 1 | 2018-12-31 | 2019-12-31 | 365 | 9.3498 | 9 | 0.34979
47540 | 6.625 | 1 | 2018-12-31 | 2019-12-31 | 365 | 7.591 | 7 | 0.59098
43886 | 11.7 | 1 | 2018-12-31 | 2019-12-31 | 365 | 13.406 | 13 | 0.40595
50469 | 14.3 | 1 | 2018-12-31 | 2019-12-31 | 365 | 16.3851 | 16 | 0.38505
41111 | 13 | 1 | 2018-12-31 | 2019-12-31 | 365 | 14.8955 | 14 | 0.8955
50316 | 14.025 | 1 | 2018-12-31 | 2019-12-31 | 365 | 16.07 | 16 | 0.069957
50381 | 7.905 | 1 | 2018-12-31 | 2019-12-31 | 365 | 9.0576 | 9 | 0.057612
45378 | 4.42 | 1 | 2018-12-31 | 2019-12-31 | 365 | 5.0645 | 5 | 0.064471
40078 | 7.8 | 1 | 2018-12-31 | 2019-12-31 | 365 | 8.9373 | 8 | 0.9373
43282 | 9.36 | 1 | 2018-12-31 | 2019-12-31 | 365 | 10.7248 | 10 | 0.72476
40102 | 3.78 | 1 | 2018-12-31 | 2019-12-31 | 365 | 4.3312 | 4 | 0.33115
45325 | 9.1 | 1 | 2018-12-31 | 2019-12-31 | 365 | 10.4269 | 10 | 0.42685
40999 | 14.04 | 1 | 2018-12-31 | 2019-12-31 | 365 | 16.0871 | 16 | 0.087144
50434 | 3.64 | 1 | 2018-12-31 | 2019-12-31 | 365 | 4.1707 | 4 | 0.17074
50262 | 3.18 | 1 | 2018-12-31 | 2019-12-31 | 365 | 3.6437 | 3 | 0.64367
54895 | 5.2 | 1 | 2018-12-31 | 2019-12-31 | 365 | 5.9582 | 5 | 0.9582
54803 | 8.215 | 1 | 2018-12-31 | 2019-12-31 | 365 | 9.4128 | 9 | 0.41281
54786 | 3.12 | 1 | 2018-12-31 | 2019-12-31 | 365 | 3.5749 | 3 | 0.57492
54869 | 8.32 | 1 | 2018-12-31 | 2019-12-31 | 365 | 9.5331 | 9 | 0.53312
54798 | 8.84 | 1 | 2018-12-31 | 2019-12-31 | 365 | 10.1289 | 10 | 0.12894
54704 | 6.24 | 1 | 2018-12-31 | 2019-12-31 | 365 | 7.1498 | 7 | 0.14984
54752 | 6.24 | 1 | 2018-12-31 | 2019-12-31 | 365 | 7.1498 | 7 | 0.14984
54701 | 7.395 | 1 | 2018-12-31 | 2019-12-31 | 365 | 8.4733 | 8 | 0.47325
54730 | 7.28 | 1 | 2018-12-31 | 2019-12-31 | 365 | 8.3415 | 8 | 0.34148
39658 | 7.8 | 1 | 2018-12-31 | 2019-12-31 | 365 | 8.9373 | 8 | 0.9373
39534 | 8.06 | 1 | 2018-12-31 | 2019-12-31 | 365 | 9.2352 | 9 | 0.23521
50354 | 4.94 | 1 | 2018-12-31 | 2019-12-31 | 365 | 5.6603 | 5 | 0.66029
41932 | 5.98 | 1 | 2018-12-31 | 2019-12-31 | 365 | 6.8519 | 6 | 0.85193
45687 | 2.55 | 1 | 2018-12-31 | 2019-12-31 | 365 | 2.9218 | 2 | 0.92181
39245 | 11.44 | 1 | 2018-12-31 | 2019-12-31 | 365 | 13.108 | 13 | 0.10804
50608 | 21.84 | 1 | 2018-12-31 | 2019-12-31 | 365 | 25.0244 | 25 | 0.024447
45865 | 5.94 | 1 | 2018-12-31 | 2019-12-31 | 365 | 6.8061 | 6 | 0.8061
40545 | 14.3 | 1 | 2018-12-31 | 2019-12-31 | 365 | 16.3851 | 16 | 0.38505
47473 | 7.28 | 1 | 2018-12-31 | 2019-12-31 | 365 | 8.3415 | 8 | 0.34148
50410 | 10.335 | 1 | 2018-12-31 | 2019-12-31 | 365 | 11.8419 | 11 | 0.84193
39417 | 5.83 | 1 | 2018-12-31 | 2019-12-31 | 365 | 6.6801 | 6 | 0.68006
54871 | 4.505 | 1 | 2018-12-31 | 2019-12-31 | 365 | 5.1619 | 5 | 0.16187
54742 | 8.415 | 1 | 2018-12-31 | 2019-12-31 | 365 | 9.642 | 9 | 0.64197
54795 | 6.885 | 1 | 2018-12-31 | 2019-12-31 | 365 | 7.8889 | 7 | 0.88889
54827 | 6.625 | 1 | 2018-12-31 | 2019-12-31 | 365 | 7.591 | 7 | 0.59098
54695 | 7.14 | 1 | 2018-12-31 | 2019-12-31 | 365 | 8.1811 | 8 | 0.18107
54812 | 8.84 | 1 | 2018-12-31 | 2019-12-31 | 365 | 10.1289 | 10 | 0.12894
54884 | 5.1 | 1 | 2018-12-31 | 2019-12-31 | 365 | 5.8436 | 5 | 0.84362
54691 | 4.08 | 1 | 2018-12-31 | 2019-12-31 | 365 | 4.6749 | 4 | 0.6749
54935 | 8.84 | 1 | 2018-12-31 | 2019-12-31 | 365 | 10.1289 | 10 | 0.12894
54953 | 5.98 | 1 | 2018-12-31 | 2019-12-31 | 365 | 6.8519 | 6 | 0.85193
54678 | 2.34 | 1 | 2018-12-31 | 2019-12-31 | 365 | 2.6812 | 2 | 0.68119
54683 | 2.805 | 1 | 2018-12-31 | 2019-12-31 | 365 | 3.214 | 3 | 0.21399
54668 | 11.475 | 1 | 2018-12-31 | 2019-12-31 | 365 | 13.1481 | 13 | 0.14815
54671 | 10.965 | 1 | 2018-12-31 | 2019-12-31 | 365 | 12.5638 | 12 | 0.56378
54675 | 7.14 | 1 | 2018-12-31 | 2019-12-31 | 365 | 8.1811 | 8 | 0.18107
54669 | 7.54 | 1 | 2018-12-31 | 2019-12-31 | 365 | 8.6394 | 8 | 0.63939
54674 | 9.54 | 1 | 2018-12-31 | 2019-12-31 | 365 | 10.931 | 10 | 0.93101
54662 | 8.415 | 1 | 2018-12-31 | 2019-12-31 | 365 | 9.642 | 9 | 0.64197
54651 | 8.745 | 1 | 2018-12-31 | 2019-12-31 | 365 | 10.0201 | 10 | 0.020091
54876 | 8.84 | 1 | 2018-12-31 | 2019-12-31 | 365 | 10.1289 | 10 | 0.12894
54401 | 4.335 | 1 | 2018-12-31 | 2019-12-31 | 365 | 4.9671 | 4 | 0.96708
54387 | 9.88 | 1 | 2018-12-31 | 2019-12-31 | 365 | 11.3206 | 11 | 0.32058
54369 | 3.445 | 1 | 2018-12-31 | 2019-12-31 | 365 | 3.9473 | 3 | 0.94731
54368 | 7.65 | 1 | 2018-12-31 | 2019-12-31 | 365 | 8.7654 | 8 | 0.76543
54375 | 11.66 | 1 | 2018-12-31 | 2019-12-31 | 365 | 13.3601 | 13 | 0.36012
54381 | 2.295 | 1 | 2018-12-31 | 2019-12-31 | 365 | 2.6296 | 2 | 0.62963
54456 | 4.16 | 1 | 2018-12-31 | 2019-12-31 | 365 | 4.7666 | 4 | 0.76656
54483 | 7.95 | 1 | 2018-12-31 | 2019-12-31 | 365 | 9.1092 | 9 | 0.10917
54466 | 6.5 | 1 | 2018-12-31 | 2019-12-31 | 365 | 7.4478 | 7 | 0.44775
54455 | 10.71 | 1 | 2018-12-31 | 2019-12-31 | 365 | 12.2716 | 12 | 0.2716
54454 | 5.1 | 1 | 2018-12-31 | 2019-12-31 | 365 | 5.8436 | 5 | 0.84362
54452 | 10.2 | 1 | 2018-12-31 | 2019-12-31 | 365 | 11.6872 | 11 | 0.68724
54451 | 11.73 | 1 | 2018-12-31 | 2019-12-31 | 365 | 13.4403 | 13 | 0.44033
54448 | 6.5 | 1 | 2018-12-31 | 2019-12-31 | 365 | 7.4478 | 7 | 0.44775
54443 | 4.845 | 1 | 2018-12-31 | 2019-12-31 | 365 | 5.5514 | 5 | 0.55144
54446 | 7.65 | 1 | 2018-12-31 | 2019-12-31 | 365 | 8.7654 | 8 | 0.76543
54442 | 8.06 | 1 | 2018-12-31 | 2019-12-31 | 365 | 9.2352 | 9 | 0.23521
54490 | 7.14 | 1 | 2018-12-31 | 2019-12-31 | 365 | 8.1811 | 8 | 0.18107
54437 | 4.16 | 1 | 2018-12-31 | 2019-12-31 | 365 | 4.7666 | 4 | 0.76656
54576 | 14.045 | 1 | 2018-12-31 | 2019-12-31 | 365 | 16.0929 | 16 | 0.092873
54605 | 4.08 | 1 | 2018-12-31 | 2019-12-31 | 365 | 4.6749 | 4 | 0.6749
54606 | 5.61 | 1 | 2018-12-31 | 2019-12-31 | 365 | 6.428 | 6 | 0.42798
54584 | 5.865 | 1 | 2018-12-31 | 2019-12-31 | 365 | 6.7202 | 6 | 0.72016
54601 | 7.54 | 1 | 2018-12-31 | 2019-12-31 | 365 | 8.6394 | 8 | 0.63939
54589 | 5.865 | 1 | 2018-12-31 | 2019-12-31 | 365 | 6.7202 | 6 | 0.72016
54513 | 4.845 | 1 | 2018-12-31 | 2019-12-31 | 365 | 5.5514 | 5 | 0.55144
54575 | 10.4 | 1 | 2018-12-31 | 2019-12-31 | 365 | 11.9164 | 11 | 0.9164
54504 | 8.415 | 1 | 2018-12-31 | 2019-12-31 | 365 | 9.642 | 9 | 0.64197
54607 | 8.37 | 1 | 2018-12-31 | 2019-12-31 | 365 | 9.5904 | 9 | 0.59041
54573 | 6.625 | 1 | 2018-12-31 | 2019-12-31 | 365 | 7.591 | 7 | 0.59098
54535 | 8.415 | 1 | 2018-12-31 | 2019-12-31 | 365 | 9.642 | 9 | 0.64197
54491 | 4.59 | 1 | 2018-12-31 | 2019-12-31 | 365 | 5.2593 | 5 | 0.25926
54500 | 5.2 | 1 | 2018-12-31 | 2019-12-31 | 365 | 5.9582 | 5 | 0.9582
54586 | 8.32 | 1 | 2018-12-31 | 2019-12-31 | 365 | 9.5331 | 9 | 0.53312
54501 | 10.66 | 1 | 2018-12-31 | 2019-12-31 | 365 | 12.2143 | 12 | 0.21431
54581 | 10.66 | 1 | 2018-12-31 | 2019-12-31 | 365 | 12.2143 | 12 | 0.21431
54578 | 5.865 | 1 | 2018-12-31 | 2019-12-31 | 365 | 6.7202 | 6 | 0.72016
54572 | 3.315 | 1 | 2018-12-31 | 2019-12-31 | 365 | 3.7984 | 3 | 0.79835
54555 | 6.12 | 1 | 2018-12-31 | 2019-12-31 | 365 | 7.0123 | 7 | 0.012345
54361 | 5.865 | 1 | 2018-12-31 | 2019-12-31 | 365 | 6.7202 | 6 | 0.72016
54404 | 14.025 | 1 | 2018-12-31 | 2019-12-31 | 365 | 16.07 | 16 | 0.069957
54553 | 5.1 | 1 | 2018-12-31 | 2019-12-31 | 365 | 5.8436 | 5 | 0.84362
54625 | 5.1 | 1 | 2018-12-31 | 2019-12-31 | 365 | 5.8436 | 5 | 0.84362
54633 | 7.65 | 1 | 2018-12-31 | 2019-12-31 | 365 | 8.7654 | 8 | 0.76543
50288 | 8.925 | 1 | 2018-12-31 | 2019-12-31 | 365 | 10.2263 | 10 | 0.22634
50366 | 8.32 | 1 | 2018-12-31 | 2019-12-31 | 365 | 9.5331 | 9 | 0.53312
40902 | 8.32 | 1 | 2018-12-31 | 2019-12-31 | 365 | 9.5331 | 9 | 0.53312
38564 | 10.4 | 1 | 2018-12-31 | 2019-12-31 | 365 | 11.9164 | 11 | 0.9164
54355 | 7.14 | 1 | 2018-12-31 | 2019-12-31 | 365 | 8.1811 | 8 | 0.18107
54363 | 7.14 | 1 | 2018-12-31 | 2019-12-31 | 365 | 8.1811 | 8 | 0.18107
54398 | 5.61 | 1 | 2018-12-31 | 2019-12-31 | 365 | 6.428 | 6 | 0.42798
54406 | 6.885 | 1 | 2018-12-31 | 2019-12-31 | 365 | 7.8889 | 7 | 0.88889
54418 | 5.83 | 1 | 2018-12-31 | 2019-12-31 | 365 | 6.6801 | 6 | 0.68006
54428 | 14.025 | 1 | 2018-12-31 | 2019-12-31 | 365 | 16.07 | 16 | 0.069957
54613 | 9.275 | 1 | 2018-12-31 | 2019-12-31 | 365 | 10.6274 | 10 | 0.62737
54612 | 9.36 | 1 | 2018-12-31 | 2019-12-31 | 365 | 10.7248 | 10 | 0.72476
54620 | 5.61 | 1 | 2018-12-31 | 2019-12-31 | 365 | 6.428 | 6 | 0.42798
54623 | 3.12 | 1 | 2018-12-31 | 2019-12-31 | 365 | 3.5749 | 3 | 0.57492
54626 | 9.18 | 1 | 2018-12-31 | 2019-12-31 | 365 | 10.5185 | 10 | 0.51852
54628 | 4.42 | 1 | 2018-12-31 | 2019-12-31 | 365 | 5.0645 | 5 | 0.064471
54632 | 14.025 | 1 | 2018-12-31 | 2019-12-31 | 365 | 16.07 | 16 | 0.069957
54642 | 7.155 | 1 | 2018-12-31 | 2019-12-31 | 365 | 8.1983 | 8 | 0.19826
54647 | 3.18 | 1 | 2018-12-31 | 2019-12-31 | 365 | 3.6437 | 3 | 0.64367
54655 | 4.59 | 1 | 2018-12-31 | 2019-12-31 | 365 | 5.2593 | 5 | 0.25926
54661 | 4.24 | 1 | 2018-12-31 | 2019-12-31 | 365 | 4.8582 | 4 | 0.85823
54663 | 8.415 | 1 | 2018-12-31 | 2019-12-31 | 365 | 9.642 | 9 | 0.64197
54887 | 10.865 | 1 | 2018-12-31 | 2019-12-31 | 365 | 12.4492 | 12 | 0.4492
54949 | 5.2 | 1 | 2018-12-31 | 2019-12-31 | 365 | 5.9582 | 5 | 0.9582
50577 | 3.9 | 1 | 2018-12-31 | 2019-12-31 | 365 | 4.4687 | 4 | 0.46865
55059 | 7.905 | 1 | 2018-12-31 | 2019-12-31 | 365 | 9.0576 | 9 | 0.057612
55063 | 6.375 | 1 | 2018-12-31 | 2019-12-31 | 365 | 7.3045 | 7 | 0.30453
55065 | 4.59 | 1 | 2018-12-31 | 2019-12-31 | 365 | 5.2593 | 5 | 0.25926
55080 | 8.925 | 1 | 2018-12-31 | 2019-12-31 | 365 | 10.2263 | 10 | 0.22634
55103 | 10.92 | 1 | 2018-12-31 | 2019-12-31 | 365 | 12.5122 | 12 | 0.51222
55118 | 7.28 | 1 | 2018-12-31 | 2019-12-31 | 365 | 8.3415 | 8 | 0.34148
55119 | 4.16 | 1 | 2018-12-31 | 2019-12-31 | 365 | 4.7666 | 4 | 0.76656
55120 | 5.46 | 1 | 2018-12-31 | 2019-12-31 | 365 | 6.2561 | 6 | 0.25611
55126 | 4.16 | 1 | 2018-12-31 | 2019-12-31 | 365 | 4.7666 | 4 | 0.76656
55131 | 4.08 | 1 | 2018-12-31 | 2019-12-31 | 365 | 4.6749 | 4 | 0.6749
55146 | 6.24 | 1 | 2018-12-31 | 2019-12-31 | 365 | 7.1498 | 7 | 0.14984
55149 | 5.2 | 1 | 2018-12-31 | 2019-12-31 | 365 | 5.9582 | 5 | 0.9582
55171 | 8.32 | 1 | 2018-12-31 | 2019-12-31 | 365 | 9.5331 | 9 | 0.53312
55189 | 9.18 | 1 | 2018-12-31 | 2019-12-31 | 365 | 10.5185 | 10 | 0.51852
55214 | 8.415 | 1 | 2018-12-31 | 2019-12-31 | 365 | 9.642 | 9 | 0.64197
55218 | 2.805 | 1 | 2018-12-31 | 2019-12-31 | 365 | 3.214 | 3 | 0.21399
55228 | 10.14 | 1 | 2018-12-31 | 2019-12-31 | 365 | 11.6185 | 11 | 0.61849
55230 | 2.04 | 1 | 2018-12-31 | 2019-12-31 | 365 | 2.3374 | 2 | 0.33745
55234 | 4.59 | 1 | 2018-12-31 | 2019-12-31 | 365 | 5.2593 | 5 | 0.25926
55250 | 9.69 | 1 | 2018-12-31 | 2019-12-31 | 365 | 11.1029 | 11 | 0.10288
55362 | 12.495 | 1 | 2018-12-31 | 2019-12-31 | 365 | 14.3169 | 14 | 0.31687
55366 | 6.76 | 1 | 2018-12-31 | 2019-12-31 | 365 | 7.7457 | 7 | 0.74566
55371 | 2.12 | 1 | 2018-12-31 | 2019-12-31 | 365 | 2.4291 | 2 | 0.42911
55377 | 4.335 | 1 | 2018-12-31 | 2019-12-31 | 365 | 4.9671 | 4 | 0.96708
55382 | 4.335 | 1 | 2018-12-31 | 2019-12-31 | 365 | 4.9671 | 4 | 0.96708
55383 | 5.61 | 1 | 2018-12-31 | 2019-12-31 | 365 | 6.428 | 6 | 0.42798
55387 | 3.06 | 1 | 2018-12-31 | 2019-12-31 | 365 | 3.5062 | 3 | 0.50617
55389 | 3.64 | 1 | 2018-12-31 | 2019-12-31 | 365 | 4.1707 | 4 | 0.17074
55394 | 7.28 | 1 | 2018-12-31 | 2019-12-31 | 365 | 8.3415 | 8 | 0.34148
50388 | 6.375 | 1 | 2018-12-31 | 2019-12-31 | 365 | 7.3045 | 7 | 0.30453
55592 | 4.08 | 1 | 2018-12-31 | 2019-12-31 | 365 | 4.6749 | 4 | 0.6749
55593 | 10.92 | 1 | 2018-12-31 | 2019-12-31 | 365 | 12.5122 | 12 | 0.51222
55594 | 5.1 | 1 | 2018-12-31 | 2019-12-31 | 365 | 5.8436 | 5 | 0.84362
55595 | 6.76 | 1 | 2018-12-31 | 2019-12-31 | 365 | 7.7457 | 7 | 0.74566
55404 | 4.68 | 1 | 2018-12-31 | 2019-12-31 | 365 | 5.3624 | 5 | 0.36238
55601 | 4.42 | 1 | 2018-12-31 | 2019-12-31 | 365 | 5.0645 | 5 | 0.064471
55406 | 10.2 | 1 | 2018-12-31 | 2019-12-31 | 365 | 11.6872 | 11 | 0.68724
55407 | 6.375 | 1 | 2018-12-31 | 2019-12-31 | 365 | 7.3045 | 7 | 0.30453
55606 | 2.04 | 1 | 2018-12-31 | 2019-12-31 | 365 | 2.3374 | 2 | 0.33745
55420 | 7.65 | 1 | 2018-12-31 | 2019-12-31 | 365 | 8.7654 | 8 | 0.76543
55614 | 6.5 | 1 | 2018-12-31 | 2019-12-31 | 365 | 7.4478 | 7 | 0.44775
55428 | 3.38 | 1 | 2018-12-31 | 2019-12-31 | 365 | 3.8728 | 3 | 0.87283
55616 | 4.68 | 1 | 2018-12-31 | 2019-12-31 | 365 | 5.3624 | 5 | 0.36238
55429 | 10.14 | 1 | 2018-12-31 | 2019-12-31 | 365 | 11.6185 | 11 | 0.61849
55430 | 7.54 | 1 | 2018-12-31 | 2019-12-31 | 365 | 8.6394 | 8 | 0.63939
55431 | 8.925 | 1 | 2018-12-31 | 2019-12-31 | 365 | 10.2263 | 10 | 0.22634
55617 | 3.06 | 1 | 2018-12-31 | 2019-12-31 | 365 | 3.5062 | 3 | 0.50617
55432 | 6.24 | 1 | 2018-12-31 | 2019-12-31 | 365 | 7.1498 | 7 | 0.14984
55618 | 4.24 | 1 | 2018-12-31 | 2019-12-31 | 365 | 4.8582 | 4 | 0.85823
55434 | 3.57 | 1 | 2018-12-31 | 2019-12-31 | 365 | 4.0905 | 4 | 0.090535
55437 | 11.18 | 1 | 2018-12-31 | 2019-12-31 | 365 | 12.8101 | 12 | 0.81013
55619 | 4.335 | 1 | 2018-12-31 | 2019-12-31 | 365 | 4.9671 | 4 | 0.96708
55442 | 4.42 | 1 | 2018-12-31 | 2019-12-31 | 365 | 5.0645 | 5 | 0.064471
55446 | 4.16 | 1 | 2018-12-31 | 2019-12-31 | 365 | 4.7666 | 4 | 0.76656
55472 | 2.04 | 1 | 2018-12-31 | 2019-12-31 | 365 | 2.3374 | 2 | 0.33745
55400 | 6.63 | 1 | 2018-12-31 | 2019-12-31 | 365 | 7.5967 | 7 | 0.59671
55476 | 11.73 | 1 | 2018-12-31 | 2019-12-31 | 365 | 13.4403 | 13 | 0.44033
55475 | 7.8 | 1 | 2018-12-31 | 2019-12-31 | 365 | 8.9373 | 8 | 0.9373
55478 | 8.06 | 1 | 2018-12-31 | 2019-12-31 | 365 | 9.2352 | 9 | 0.23521
55620 | 4.77 | 1 | 2018-12-31 | 2019-12-31 | 365 | 5.4655 | 5 | 0.4655
55621 | 8.67 | 1 | 2018-12-31 | 2019-12-31 | 365 | 9.9342 | 9 | 0.93416
55626 | 6.375 | 1 | 2018-12-31 | 2019-12-31 | 365 | 7.3045 | 7 | 0.30453
55625 | 5.1 | 1 | 2018-12-31 | 2019-12-31 | 365 | 5.8436 | 5 | 0.84362
55624 | 10.965 | 1 | 2018-12-31 | 2019-12-31 | 365 | 12.5638 | 12 | 0.56378
55629 | 5.565 | 1 | 2018-12-31 | 2019-12-31 | 365 | 6.3764 | 6 | 0.37642
55630 | 3.64 | 1 | 2018-12-31 | 2019-12-31 | 365 | 4.1707 | 4 | 0.17074
55631 | 5.98 | 1 | 2018-12-31 | 2019-12-31 | 365 | 6.8519 | 6 | 0.85193
55633 | 5.035 | 1 | 2018-12-31 | 2019-12-31 | 365 | 5.7691 | 5 | 0.76914
55635 | 8.58 | 1 | 2018-12-31 | 2019-12-31 | 365 | 9.831 | 9 | 0.83103
55634 | 3.315 | 1 | 2018-12-31 | 2019-12-31 | 365 | 3.7984 | 3 | 0.79835
55637 | 8.84 | 1 | 2018-12-31 | 2019-12-31 | 365 | 10.1289 | 10 | 0.12894
55638 | 10.14 | 1 | 2018-12-31 | 2019-12-31 | 365 | 11.6185 | 11 | 0.61849
55639 | 9.945 | 1 | 2018-12-31 | 2019-12-31 | 365 | 11.3951 | 11 | 0.39506
55643 | 7.54 | 1 | 2018-12-31 | 2019-12-31 | 365 | 8.6394 | 8 | 0.63939
55484 | 8.16 | 1 | 2018-12-31 | 2019-12-31 | 365 | 9.3498 | 9 | 0.34979
55487 | 3.64 | 1 | 2018-12-31 | 2019-12-31 | 365 | 4.1707 | 4 | 0.17074
55488 | 11.22 | 1 | 2018-12-31 | 2019-12-31 | 365 | 12.856 | 12 | 0.85597
55490 | 11.66 | 1 | 2018-12-31 | 2019-12-31 | 365 | 13.3601 | 13 | 0.36012
55495 | 13.77 | 1 | 2018-12-31 | 2019-12-31 | 365 | 15.7778 | 15 | 0.77778
55496 | 8.16 | 1 | 2018-12-31 | 2019-12-31 | 365 | 9.3498 | 9 | 0.34979
55502 | 8.67 | 1 | 2018-12-31 | 2019-12-31 | 365 | 9.9342 | 9 | 0.93416
55505 | 6.375 | 1 | 2018-12-31 | 2019-12-31 | 365 | 7.3045 | 7 | 0.30453
55507 | 8.06 | 1 | 2018-12-31 | 2019-12-31 | 365 | 9.2352 | 9 | 0.23521
55636 | 13.515 | 1 | 2018-12-31 | 2019-12-31 | 365 | 15.4856 | 15 | 0.4856
55508 | 4.335 | 1 | 2018-12-31 | 2019-12-31 | 365 | 4.9671 | 4 | 0.96708
55583 | 7.02 | 1 | 2018-12-31 | 2019-12-31 | 365 | 8.0436 | 8 | 0.043572
55644 | 5.3 | 1 | 2018-12-31 | 2019-12-31 | 365 | 6.0728 | 6 | 0.072782
55585 | 5.355 | 1 | 2018-12-31 | 2019-12-31 | 365 | 6.1358 | 6 | 0.1358
55589 | 5.565 | 1 | 2018-12-31 | 2019-12-31 | 365 | 6.3764 | 6 | 0.37642
55647 | 4.24 | 1 | 2018-12-31 | 2019-12-31 | 365 | 4.8582 | 4 | 0.85823
55651 | 9.1 | 1 | 2018-12-31 | 2019-12-31 | 365 | 10.4269 | 10 | 0.42685
55757 | 8.415 | 1 | 2018-12-31 | 2019-12-31 | 365 | 9.642 | 9 | 0.64197
55650 | 6.76 | 1 | 2018-12-31 | 2019-12-31 | 365 | 7.7457 | 7 | 0.74566
55653 | 14.04 | 1 | 2018-12-31 | 2019-12-31 | 365 | 16.0871 | 16 | 0.087144
55654 | 3.825 | 1 | 2018-12-31 | 2019-12-31 | 365 | 4.3827 | 4 | 0.38272
54435 | 4.34 | 1 | 2018-12-31 | 2019-12-31 | 365 | 4.9728 | 4 | 0.97281
55656 | 10.4 | 1 | 2018-12-31 | 2019-12-31 | 365 | 11.9164 | 11 | 0.9164
55759 | 14.025 | 1 | 2018-12-31 | 2019-12-31 | 365 | 16.07 | 16 | 0.069957
55658 | 10.92 | 1 | 2018-12-31 | 2019-12-31 | 365 | 12.5122 | 12 | 0.51222
55762 | 8.415 | 1 | 2018-12-31 | 2019-12-31 | 365 | 9.642 | 9 | 0.64197
55765 | 7.02 | 1 | 2018-12-31 | 2019-12-31 | 365 | 8.0436 | 8 | 0.043572
55657 | 7.28 | 1 | 2018-12-31 | 2019-12-31 | 365 | 8.3415 | 8 | 0.34148
55767 | 3.315 | 1 | 2018-12-31 | 2019-12-31 | 365 | 3.7984 | 3 | 0.79835
55776 | 7.54 | 1 | 2018-12-31 | 2019-12-31 | 365 | 8.6394 | 8 | 0.63939
55660 | 5.355 | 1 | 2018-12-31 | 2019-12-31 | 365 | 6.1358 | 6 | 0.1358
39555 | 7.02 | 1 | 2018-12-31 | 2019-12-31 | 365 | 8.0436 | 8 | 0.043572
55648 | 5.46 | 1 | 2018-12-31 | 2019-12-31 | 365 | 6.2561 | 6 | 0.25611
50612 | 4.68 | 1 | 2018-12-31 | 2019-12-31 | 365 | 5.3624 | 5 | 0.36238
39228 | 6.24 | 1 | 2018-12-31 | 2019-12-31 | 365 | 7.1498 | 7 | 0.14984
55781 | 7.8 | 1 | 2018-12-31 | 2019-12-31 | 365 | 8.9373 | 8 | 0.9373
54141 | 4.335 | 1 | 2018-12-31 | 2019-12-31 | 365 | 4.9671 | 4 | 0.96708
55786 | 5.98 | 1 | 2018-12-31 | 2019-12-31 | 365 | 6.8519 | 6 | 0.85193
54142 | 7.905 | 1 | 2018-12-31 | 2019-12-31 | 365 | 9.0576 | 9 | 0.057612
55788 | 9.62 | 1 | 2018-12-31 | 2019-12-31 | 365 | 11.0227 | 11 | 0.022673
45170 | 9.805 | 1 | 2018-12-31 | 2019-12-31 | 365 | 11.2346 | 11 | 0.23465
37737 | 5.035 | 1 | 2018-12-31 | 2019-12-31 | 365 | 5.7691 | 5 | 0.76914
45760 | 4.68 | 1 | 2018-12-31 | 2019-12-31 | 365 | 5.3624 | 5 | 0.36238
55839 | 6.5 | 1 | 2018-12-31 | 2019-12-31 | 365 | 7.4478 | 7 | 0.44775
54697 | 4.86 | 1 | 2018-12-31 | 2019-12-31 | 365 | 5.5686 | 5 | 0.56863
55844 | 6.63 | 1 | 2018-12-31 | 2019-12-31 | 365 | 7.5967 | 7 | 0.59671
54694 | 9.1 | 1 | 2018-12-31 | 2019-12-31 | 365 | 10.4269 | 10 | 0.42685
55718 | 4.94 | 1 | 2018-12-31 | 2019-12-31 | 365 | 5.6603 | 5 | 0.66029
54659 | 8.48 | 1 | 2018-12-31 | 2019-12-31 | 365 | 9.7165 | 9 | 0.71645
54485 | 9.99 | 1 | 2018-12-31 | 2019-12-31 | 365 | 11.4466 | 11 | 0.44662
54593 | 5.865 | 1 | 2018-12-31 | 2019-12-31 | 365 | 6.7202 | 6 | 0.72016
54590 | 5.035 | 1 | 2018-12-31 | 2019-12-31 | 365 | 5.7691 | 5 | 0.76914
55719 | 2.34 | 1 | 2018-12-31 | 2019-12-31 | 365 | 2.6812 | 2 | 0.68119
54588 | 9.01 | 1 | 2018-12-31 | 2019-12-31 | 365 | 10.3237 | 10 | 0.32373
55848 | 4.94 | 1 | 2018-12-31 | 2019-12-31 | 365 | 5.6603 | 5 | 0.66029
55645 | 6.24 | 1 | 2018-12-31 | 2019-12-31 | 365 | 7.1498 | 7 | 0.14984
54509 | 8.925 | 1 | 2018-12-31 | 2019-12-31 | 365 | 10.2263 | 10 | 0.22634
55703 | 4.32 | 1 | 2018-12-31 | 2019-12-31 | 365 | 4.9499 | 4 | 0.94989
55663 | 6.885 | 1 | 2018-12-31 | 2019-12-31 | 365 | 7.8889 | 7 | 0.88889
54530 | 14.025 | 1 | 2018-12-31 | 2019-12-31 | 365 | 16.07 | 16 | 0.069957
55669 | 7.65 | 1 | 2018-12-31 | 2019-12-31 | 365 | 8.7654 | 8 | 0.76543
54571 | 3.78 | 1 | 2018-12-31 | 2019-12-31 | 365 | 4.3312 | 4 | 0.33115
55664 | 12.22 | 1 | 2018-12-31 | 2019-12-31 | 365 | 14.0018 | 14 | 0.0017738
54534 | 2.805 | 1 | 2018-12-31 | 2019-12-31 | 365 | 3.214 | 3 | 0.21399
55642 | 4.08 | 1 | 2018-12-31 | 2019-12-31 | 365 | 4.6749 | 4 | 0.6749
55132 | 7.14 | 1 | 2018-12-31 | 2019-12-31 | 365 | 8.1811 | 8 | 0.18107
55438 | 7.28 | 1 | 2018-12-31 | 2019-12-31 | 365 | 8.3415 | 8 | 0.34148
55666 | 2.16 | 1 | 2018-12-31 | 2019-12-31 | 365 | 2.4749 | 2 | 0.47495
55358 | 9.945 | 1 | 2018-12-31 | 2019-12-31 | 365 | 11.3951 | 11 | 0.39506
55665 | 7.395 | 1 | 2018-12-31 | 2019-12-31 | 365 | 8.4733 | 8 | 0.47325
40373 | 3.64 | 1 | 2018-12-31 | 2019-12-31 | 365 | 4.1707 | 4 | 0.17074
55667 | 7.42 | 1 | 2018-12-31 | 2019-12-31 | 365 | 8.5019 | 8 | 0.5019
55668 | 15.08 | 1 | 2018-12-31 | 2019-12-31 | 365 | 17.2788 | 17 | 0.27878
38562 | 8.84 | 1 | 2018-12-31 | 2019-12-31 | 365 | 10.1289 | 10 | 0.12894
55671 | 12.495 | 1 | 2018-12-31 | 2019-12-31 | 365 | 14.3169 | 14 | 0.31687
55628 | 5.61 | 1 | 2018-12-31 | 2019-12-31 | 365 | 6.428 | 6 | 0.42798
55670 | 7.905 | 1 | 2018-12-31 | 2019-12-31 | 365 | 9.0576 | 9 | 0.057612
55673 | 5.67 | 1 | 2018-12-31 | 2019-12-31 | 365 | 6.4967 | 6 | 0.49673
50394 | 3.57 | 1 | 2018-12-31 | 2019-12-31 | 365 | 4.0905 | 4 | 0.090535
50610 | 5.61 | 1 | 2018-12-31 | 2019-12-31 | 365 | 6.428 | 6 | 0.42798
50345 | 8.925 | 1 | 2018-12-31 | 2019-12-31 | 365 | 10.2263 | 10 | 0.22634
55764 | 8.925 | 1 | 2018-12-31 | 2019-12-31 | 365 | 10.2263 | 10 | 0.22634
50375 | 6.375 | 1 | 2018-12-31 | 2019-12-31 | 365 | 7.3045 | 7 | 0.30453
47524 | 5.3 | 1 | 2018-12-31 | 2019-12-31 | 365 | 6.0728 | 6 | 0.072782
55741 | 3.06 | 1 | 2018-12-31 | 2019-12-31 | 365 | 3.5062 | 3 | 0.50617
55745 | 11.22 | 1 | 2018-12-31 | 2019-12-31 | 365 | 12.856 | 12 | 0.85597
50260 | 7.8 | 1 | 2018-12-31 | 2019-12-31 | 365 | 8.9373 | 8 | 0.9373
40541 | 3.38 | 1 | 2018-12-31 | 2019-12-31 | 365 | 3.8728 | 3 | 0.87283
50661 | 18.02 | 1 | 2018-12-31 | 2019-12-31 | 365 | 20.6475 | 20 | 0.64746
43292 | 8.58 | 1 | 2018-12-31 | 2019-12-31 | 365 | 9.831 | 9 | 0.83103
48442 | 7.02 | 1 | 2018-12-31 | 2019-12-31 | 365 | 8.0436 | 8 | 0.043572
40709 | 9.805 | 1 | 2018-12-31 | 2019-12-31 | 365 | 11.2346 | 11 | 0.23465
41087 | 12.75 | 1 | 2018-12-31 | 2019-12-31 | 365 | 14.6091 | 14 | 0.60905
38052 | 3.12 | 1 | 2018-12-31 | 2019-12-31 | 365 | 3.5749 | 3 | 0.57492
47573 | 6.885 | 1 | 2018-12-31 | 2019-12-31 | 365 | 7.8889 | 7 | 0.88889
55380 | 7.395 | 1 | 2018-12-31 | 2019-12-31 | 365 | 8.4733 | 8 | 0.47325
39360 | 10.66 | 1 | 2018-12-31 | 2019-12-31 | 365 | 12.2143 | 12 | 0.21431
48568 | 14.04 | 1 | 2018-12-31 | 2019-12-31 | 365 | 16.0871 | 16 | 0.087144
45664 | 5.46 | 1 | 2018-12-31 | 2019-12-31 | 365 | 6.2561 | 6 | 0.25611
38093 | 8.745 | 1 | 2018-12-31 | 2019-12-31 | 365 | 10.0201 | 10 | 0.020091
41287 | 6.24 | 1 | 2018-12-31 | 2019-12-31 | 365 | 7.1498 | 7 | 0.14984
55857 | 5.72 | 1 | 2018-12-31 | 2019-12-31 | 365 | 6.554 | 6 | 0.55402
55868 | 4.16 | 1 | 2018-12-31 | 2019-12-31 | 365 | 4.7666 | 4 | 0.76656
50561 | 10.4 | 1 | 2018-12-31 | 2019-12-31 | 365 | 11.9164 | 11 | 0.9164
55864 | 6.5 | 1 | 2018-12-31 | 2019-12-31 | 365 | 7.4478 | 7 | 0.44775
55102 | 2.34 | 1 | 2018-12-31 | 2019-12-31 | 365 | 2.6812 | 2 | 0.68119
55869 | 4.77 | 1 | 2018-12-31 | 2019-12-31 | 365 | 5.4655 | 5 | 0.4655
55235 | 7.28 | 1 | 2018-12-31 | 2019-12-31 | 365 | 8.3415 | 8 | 0.34148
55867 | 9.435 | 1 | 2018-12-31 | 2019-12-31 | 365 | 10.8107 | 10 | 0.8107
55907 | 3.12 | 1 | 2018-12-31 | 2019-12-31 | 365 | 3.5749 | 3 | 0.57492
55906 | 6.5 | 1 | 2018-12-31 | 2019-12-31 | 365 | 7.4478 | 7 | 0.44775
55896 | 9.69 | 1 | 2018-12-31 | 2019-12-31 | 365 | 11.1029 | 11 | 0.10288
55892 | 6.885 | 1 | 2018-12-31 | 2019-12-31 | 365 | 7.8889 | 7 | 0.88889
55672 | 8.215 | 1 | 2018-12-31 | 2019-12-31 | 365 | 9.4128 | 9 | 0.41281
45490 | 5.72 | 1 | 2018-12-31 | 2019-12-31 | 365 | 6.554 | 6 | 0.55402
55893 | 4.845 | 1 | 2018-12-31 | 2019-12-31 | 365 | 5.5514 | 5 | 0.55144
55880 | 4.505 | 1 | 2018-12-31 | 2019-12-31 | 365 | 5.1619 | 5 | 0.16187
50452 | 9.69 | 1 | 2018-12-31 | 2019-12-31 | 365 | 11.1029 | 11 | 0.10288
55674 | 7.14 | 1 | 2018-12-31 | 2019-12-31 | 365 | 8.1811 | 8 | 0.18107
55887 | 11.475 | 1 | 2018-12-31 | 2019-12-31 | 365 | 13.1481 | 13 | 0.14815
55675 | 5.83 | 1 | 2018-12-31 | 2019-12-31 | 365 | 6.6801 | 6 | 0.68006
55870 | 12.19 | 1 | 2018-12-31 | 2019-12-31 | 365 | 13.9674 | 13 | 0.9674
55685 | 2.12 | 1 | 2018-12-31 | 2019-12-31 | 365 | 2.4291 | 2 | 0.42911
55686 | 5.98 | 1 | 2018-12-31 | 2019-12-31 | 365 | 6.8519 | 6 | 0.85193
54698 | 2.16 | 1 | 2018-12-31 | 2019-12-31 | 365 | 2.4749 | 2 | 0.47495
55876 | 9.18 | 1 | 2018-12-31 | 2019-12-31 | 365 | 10.5185 | 10 | 0.51852
55874 | 7.28 | 1 | 2018-12-31 | 2019-12-31 | 365 | 8.3415 | 8 | 0.34148
55687 | 7.685 | 1 | 2018-12-31 | 2019-12-31 | 365 | 8.8055 | 8 | 0.80553
55688 | 5.61 | 1 | 2018-12-31 | 2019-12-31 | 365 | 6.428 | 6 | 0.42798
54604 | 5.61 | 1 | 2018-12-31 | 2019-12-31 | 365 | 6.428 | 6 | 0.42798
55689 | 8.925 | 1 | 2018-12-31 | 2019-12-31 | 365 | 10.2263 | 10 | 0.22634
41801 | 4.94 | 1 | 2018-12-31 | 2019-12-31 | 365 | 5.6603 | 5 | 0.66029
55872 | 7.54 | 1 | 2018-12-31 | 2019-12-31 | 365 | 8.6394 | 8 | 0.63939
55960 | 8.32 | 1 | 2018-12-31 | 2019-12-31 | 365 | 9.5331 | 9 | 0.53312
55959 | 7.14 | 1 | 2018-12-31 | 2019-12-31 | 365 | 8.1811 | 8 | 0.18107
55690 | 9.69 | 1 | 2018-12-31 | 2019-12-31 | 365 | 11.1029 | 11 | 0.10288
55691 | 7.155 | 1 | 2018-12-31 | 2019-12-31 | 365 | 8.1983 | 8 | 0.19826
55692 | 3.825 | 1 | 2018-12-31 | 2019-12-31 | 365 | 4.3827 | 4 | 0.38272
55693 | 13.26 | 1 | 2018-12-31 | 2019-12-31 | 365 | 15.1934 | 15 | 0.19341
55865 | 7.905 | 1 | 2018-12-31 | 2019-12-31 | 365 | 9.0576 | 9 | 0.057612
55694 | 13 | 1 | 2018-12-31 | 2019-12-31 | 365 | 14.8955 | 14 | 0.8955
55954 | 4.42 | 1 | 2018-12-31 | 2019-12-31 | 365 | 5.0645 | 5 | 0.064471
55929 | 5.46 | 1 | 2018-12-31 | 2019-12-31 | 365 | 6.2561 | 6 | 0.25611
55921 | 7.02 | 1 | 2018-12-31 | 2019-12-31 | 365 | 8.0436 | 8 | 0.043572
55695 | 3.18 | 1 | 2018-12-31 | 2019-12-31 | 365 | 3.6437 | 3 | 0.64367
55696 | 10.2 | 1 | 2018-12-31 | 2019-12-31 | 365 | 11.6872 | 11 | 0.68724
55697 | 3.78 | 1 | 2018-12-31 | 2019-12-31 | 365 | 4.3312 | 4 | 0.33115
55699 | 8.67 | 1 | 2018-12-31 | 2019-12-31 | 365 | 9.9342 | 9 | 0.93416
55700 | 4.845 | 1 | 2018-12-31 | 2019-12-31 | 365 | 5.5514 | 5 | 0.55144
55996 | 2.12 | 1 | 2018-12-31 | 2019-12-31 | 365 | 2.4291 | 2 | 0.42911
55983 | 7.54 | 1 | 2018-12-31 | 2019-12-31 | 365 | 8.6394 | 8 | 0.63939
55995 | 11.44 | 1 | 2018-12-31 | 2019-12-31 | 365 | 13.108 | 13 | 0.10804
55982 | 2.55 | 1 | 2018-12-31 | 2019-12-31 | 365 | 2.9218 | 2 | 0.92181
55980 | 4.08 | 1 | 2018-12-31 | 2019-12-31 | 365 | 4.6749 | 4 | 0.6749
55972 | 4.845 | 1 | 2018-12-31 | 2019-12-31 | 365 | 5.5514 | 5 | 0.55144
55958 | 3.825 | 1 | 2018-12-31 | 2019-12-31 | 365 | 4.3827 | 4 | 0.38272
56145 | 2.295 | 1 | 2018-12-31 | 2019-12-31 | 365 | 2.6296 | 2 | 0.62963
55917 | 7.02 | 1 | 2018-12-31 | 2019-12-31 | 365 | 8.0436 | 8 | 0.043572
55908 | 2.34 | 1 | 2018-12-31 | 2019-12-31 | 365 | 2.6812 | 2 | 0.68119
55881 | 3.38 | 1 | 2018-12-31 | 2019-12-31 | 365 | 3.8728 | 3 | 0.87283
55877 | 6.12 | 1 | 2018-12-31 | 2019-12-31 | 365 | 7.0123 | 7 | 0.012345
55998 | 2.65 | 1 | 2018-12-31 | 2019-12-31 | 365 | 3.0364 | 3 | 0.036391
56142 | 3.57 | 1 | 2018-12-31 | 2019-12-31 | 365 | 4.0905 | 4 | 0.090535
56144 | 5.865 | 1 | 2018-12-31 | 2019-12-31 | 365 | 6.7202 | 6 | 0.72016
56139 | 9.435 | 1 | 2018-12-31 | 2019-12-31 | 365 | 10.8107 | 10 | 0.8107
56140 | 3.12 | 1 | 2018-12-31 | 2019-12-31 | 365 | 3.5749 | 3 | 0.57492
55878 | 4.68 | 1 | 2018-12-31 | 2019-12-31 | 365 | 5.3624 | 5 | 0.36238
55999 | 3.64 | 1 | 2018-12-31 | 2019-12-31 | 365 | 4.1707 | 4 | 0.17074
55873 | 11.985 | 1 | 2018-12-31 | 2019-12-31 | 365 | 13.7325 | 13 | 0.73251
55875 | 4.335 | 1 | 2018-12-31 | 2019-12-31 | 365 | 4.9671 | 4 | 0.96708
56083 | 5.2 | 1 | 2018-12-31 | 2019-12-31 | 365 | 5.9582 | 5 | 0.9582
56081 | 6.12 | 1 | 2018-12-31 | 2019-12-31 | 365 | 7.0123 | 7 | 0.012345
56076 | 2.55 | 1 | 2018-12-31 | 2019-12-31 | 365 | 2.9218 | 2 | 0.92181
54619 | 6.24 | 1 | 2018-12-31 | 2019-12-31 | 365 | 7.1498 | 7 | 0.14984
56094 | 3.315 | 1 | 2018-12-31 | 2019-12-31 | 365 | 3.7984 | 3 | 0.79835
56077 | 14.025 | 1 | 2018-12-31 | 2019-12-31 | 365 | 16.07 | 16 | 0.069957
56092 | 9.945 | 1 | 2018-12-31 | 2019-12-31 | 365 | 11.3951 | 11 | 0.39506
56074 | 7.395 | 1 | 2018-12-31 | 2019-12-31 | 365 | 8.4733 | 8 | 0.47325
56073 | 17.595 | 1 | 2018-12-31 | 2019-12-31 | 365 | 20.1605 | 20 | 0.16049
56072 | 5.98 | 1 | 2018-12-31 | 2019-12-31 | 365 | 6.8519 | 6 | 0.85193
56069 | 8.32 | 1 | 2018-12-31 | 2019-12-31 | 365 | 9.5331 | 9 | 0.53312
56037 | 4.845 | 1 | 2018-12-31 | 2019-12-31 | 365 | 5.5514 | 5 | 0.55144
56091 | 6.24 | 1 | 2018-12-31 | 2019-12-31 | 365 | 7.1498 | 7 | 0.14984
56026 | 13.515 | 1 | 2018-12-31 | 2019-12-31 | 365 | 15.4856 | 15 | 0.4856
56090 | 3.38 | 1 | 2018-12-31 | 2019-12-31 | 365 | 3.8728 | 3 | 0.87283
56016 | 7.65 | 1 | 2018-12-31 | 2019-12-31 | 365 | 8.7654 | 8 | 0.76543
56097 | 5.98 | 1 | 2018-12-31 | 2019-12-31 | 365 | 6.8519 | 6 | 0.85193
56237 | 3.38 | 1 | 2018-12-31 | 2019-12-31 | 365 | 3.8728 | 3 | 0.87283
55903 | 4.94 | 1 | 2018-12-31 | 2019-12-31 | 365 | 5.6603 | 5 | 0.66029
56007 | 6.75 | 1 | 2018-12-31 | 2019-12-31 | 365 | 7.7342 | 7 | 0.7342
56011 | 11.18 | 1 | 2018-12-31 | 2019-12-31 | 365 | 12.8101 | 12 | 0.81013
56005 | 13.515 | 1 | 2018-12-31 | 2019-12-31 | 365 | 15.4856 | 15 | 0.4856
56003 | 4.16 | 1 | 2018-12-31 | 2019-12-31 | 365 | 4.7666 | 4 | 0.76656
56254 | 14.025 | 1 | 2018-12-31 | 2019-12-31 | 365 | 16.07 | 16 | 0.069957
56253 | 9.945 | 1 | 2018-12-31 | 2019-12-31 | 365 | 11.3951 | 11 | 0.39506
56245 | 11.96 | 1 | 2018-12-31 | 2019-12-31 | 365 | 13.7039 | 13 | 0.70386
56229 | 4.68 | 1 | 2018-12-31 | 2019-12-31 | 365 | 5.3624 | 5 | 0.36238
56227 | 4.42 | 1 | 2018-12-31 | 2019-12-31 | 365 | 5.0645 | 5 | 0.064471
56222 | 4.16 | 1 | 2018-12-31 | 2019-12-31 | 365 | 4.7666 | 4 | 0.76656
56215 | 2.805 | 1 | 2018-12-31 | 2019-12-31 | 365 | 3.214 | 3 | 0.21399
56286 | 10.965 | 1 | 2018-12-31 | 2019-12-31 | 365 | 12.5638 | 12 | 0.56378
54705 | 6.5 | 1 | 2018-12-31 | 2019-12-31 | 365 | 7.4478 | 7 | 0.44775
50599 | 5.2 | 1 | 2018-12-31 | 2019-12-31 | 365 | 5.9582 | 5 | 0.9582
55191 | 5.46 | 1 | 2018-12-31 | 2019-12-31 | 365 | 6.2561 | 6 | 0.25611
47564 | 5.46 | 1 | 2018-12-31 | 2019-12-31 | 365 | 6.2561 | 6 | 0.25611
43062 | 4.94 | 1 | 2018-12-31 | 2019-12-31 | 365 | 5.6603 | 5 | 0.66029
53292 | 5.2 | 1 | 2018-12-31 | 2019-12-31 | 365 | 5.9582 | 5 | 0.9582
56489 | 6.76 | 1 | 2018-12-31 | 2019-12-31 | 365 | 7.7457 | 7 | 0.74566
56484 | 5.3 | 1 | 2018-12-31 | 2019-12-31 | 365 | 6.0728 | 6 | 0.072782
56485 | 3.9 | 1 | 2018-12-31 | 2019-12-31 | 365 | 4.4687 | 4 | 0.46865
40039 | 8.58 | 1 | 2018-12-31 | 2019-12-31 | 365 | 9.831 | 9 | 0.83103
41920 | 5.98 | 1 | 2018-12-31 | 2019-12-31 | 365 | 6.8519 | 6 | 0.85193
37846 | 5.72 | 1 | 2018-12-31 | 2019-12-31 | 365 | 6.554 | 6 | 0.55402
50572 | 4.94 | 1 | 2018-12-31 | 2019-12-31 | 365 | 5.6603 | 5 | 0.66029
50347 | 5.1 | 1 | 2018-12-31 | 2019-12-31 | 365 | 5.8436 | 5 | 0.84362
41757 | 9.36 | 1 | 2018-12-31 | 2019-12-31 | 365 | 10.7248 | 10 | 0.72476
42329 | 5.61 | 1 | 2018-12-31 | 2019-12-31 | 365 | 6.428 | 6 | 0.42798
45703 | 9.36 | 1 | 2018-12-31 | 2019-12-31 | 365 | 10.7248 | 10 | 0.72476
45933 | 13 | 1 | 2018-12-31 | 2019-12-31 | 365 | 14.8955 | 14 | 0.8955
54202 | 5.865 | 1 | 2018-12-31 | 2019-12-31 | 365 | 6.7202 | 6 | 0.72016
54467 | 10.71 | 1 | 2018-12-31 | 2019-12-31 | 365 | 12.2716 | 12 | 0.2716
54469 | 14.045 | 1 | 2018-12-31 | 2019-12-31 | 365 | 16.0929 | 16 | 0.092873
54672 | 7.65 | 1 | 2018-12-31 | 2019-12-31 | 365 | 8.7654 | 8 | 0.76543
55591 | 7.395 | 1 | 2018-12-31 | 2019-12-31 | 365 | 8.4733 | 8 | 0.47325
55841 | 3.9 | 1 | 2018-12-31 | 2019-12-31 | 365 | 4.4687 | 4 | 0.46865
55924 | 3.9 | 1 | 2018-12-31 | 2019-12-31 | 365 | 4.4687 | 4 | 0.46865
55984 | 3.64 | 1 | 2018-12-31 | 2019-12-31 | 365 | 4.1707 | 4 | 0.17074
56205 | 6.375 | 1 | 2018-12-31 | 2019-12-31 | 365 | 7.3045 | 7 | 0.30453
56414 | 2.04 | 1 | 2018-12-31 | 2019-12-31 | 365 | 2.3374 | 2 | 0.33745
56733 | 7.28 | 1 | 2018-12-31 | 2019-12-31 | 365 | 8.3415 | 8 | 0.34148
57728 | 7.14 | 1 | 2018-12-31 | 2019-12-31 | 365 | 8.1811 | 8 | 0.18107
57930 | 6.89 | 1 | 2018-12-31 | 2019-12-31 | 365 | 7.8946 | 7 | 0.89462
48027 | 8.32 | 1 | 2018-12-31 | 2019-12-31 | 365 | 9.5331 | 9 | 0.53312
54882 | 5.72 | 1 | 2018-12-31 | 2019-12-31 | 365 | 6.554 | 6 | 0.55402
39661 | 13.26 | 1 | 2018-12-31 | 2019-12-31 | 365 | 15.1934 | 15 | 0.19341
40160 | 4.94 | 1 | 2018-12-31 | 2019-12-31 | 365 | 5.6603 | 5 | 0.66029
43485 | 8.415 | 1 | 2018-12-31 | 2019-12-31 | 365 | 9.642 | 9 | 0.64197
50479 | 13 | 1 | 2018-12-31 | 2019-12-31 | 365 | 14.8955 | 14 | 0.8955
38656 | 4.845 | 1 | 2018-12-31 | 2019-12-31 | 365 | 5.5514 | 5 | 0.55144
47517 | 11.985 | 1 | 2018-12-31 | 2019-12-31 | 365 | 13.7325 | 13 | 0.73251
47807 | 13 | 1 | 2018-12-31 | 2019-12-31 | 365 | 14.8955 | 14 | 0.8955
39554 | 7.02 | 1 | 2018-12-31 | 2019-12-31 | 365 | 8.0436 | 8 | 0.043572
40992 | 10.4 | 1 | 2018-12-31 | 2019-12-31 | 365 | 11.9164 | 11 | 0.9164
50447 | 10.2 | 1 | 2018-12-31 | 2019-12-31 | 365 | 11.6872 | 11 | 0.68724
48159 | 6.48 | 1 | 2018-12-31 | 2019-12-31 | 365 | 7.4248 | 7 | 0.42484
40119 | 9.1 | 1 | 2018-12-31 | 2019-12-31 | 365 | 10.4269 | 10 | 0.42685
47366 | 5.98 | 1 | 2018-12-31 | 2019-12-31 | 365 | 6.8519 | 6 | 0.85193
38061 | 3.315 | 1 | 2018-12-31 | 2019-12-31 | 365 | 3.7984 | 3 | 0.79835
46613 | 6.76 | 1 | 2018-12-31 | 2019-12-31 | 365 | 7.7457 | 7 | 0.74566
38643 | 13.78 | 1 | 2018-12-31 | 2019-12-31 | 365 | 15.7892 | 15 | 0.78923
50295 | 5.72 | 1 | 2018-12-31 | 2019-12-31 | 365 | 6.554 | 6 | 0.55402
39316 | 7.02 | 1 | 2018-12-31 | 2019-12-31 | 365 | 8.0436 | 8 | 0.043572
45729 | 3.975 | 1 | 2018-12-31 | 2019-12-31 | 365 | 4.5546 | 4 | 0.55459
38227 | 7.28 | 1 | 2018-12-31 | 2019-12-31 | 365 | 8.3415 | 8 | 0.34148
45162 | 5.46 | 1 | 2018-12-31 | 2019-12-31 | 365 | 6.2561 | 6 | 0.25611
47571 | 3.9 | 1 | 2018-12-31 | 2019-12-31 | 365 | 4.4687 | 4 | 0.46865
47498 | 9.18 | 1 | 2018-12-31 | 2019-12-31 | 365 | 10.5185 | 10 | 0.51852
40257 | 4.68 | 1 | 2018-12-31 | 2019-12-31 | 365 | 5.3624 | 5 | 0.36238
39211 | 3.12 | 1 | 2018-12-31 | 2019-12-31 | 365 | 3.5749 | 3 | 0.57492
50242 | 7.54 | 1 | 2018-12-31 | 2019-12-31 | 365 | 8.6394 | 8 | 0.63939
54376 | 2.55 | 1 | 2018-12-31 | 2019-12-31 | 365 | 2.9218 | 2 | 0.92181
55770 | 4.42 | 1 | 2018-12-31 | 2019-12-31 | 365 | 5.0645 | 5 | 0.064471
54209 | 8.06 | 1 | 2018-12-31 | 2019-12-31 | 365 | 9.2352 | 9 | 0.23521
50588 | 4.16 | 1 | 2018-12-31 | 2019-12-31 | 365 | 4.7666 | 4 | 0.76656
55758 | 11.44 | 1 | 2018-12-31 | 2019-12-31 | 365 | 13.108 | 13 | 0.10804
55853 | 6.24 | 1 | 2018-12-31 | 2019-12-31 | 365 | 7.1498 | 7 | 0.14984
41958 | 12.22 | 1 | 2018-12-31 | 2019-12-31 | 365 | 14.0018 | 14 | 0.0017738
40158 | 5.98 | 1 | 2018-12-31 | 2019-12-31 | 365 | 6.8519 | 6 | 0.85193
50481 | 8.415 | 1 | 2018-12-31 | 2019-12-31 | 365 | 9.642 | 9 | 0.64197
50416 | 2.55 | 1 | 2018-12-31 | 2019-12-31 | 365 | 2.9218 | 2 | 0.92181
39987 | 3.18 | 1 | 2018-12-31 | 2019-12-31 | 365 | 3.6437 | 3 | 0.64367
50352 | 6.885 | 1 | 2018-12-31 | 2019-12-31 | 365 | 7.8889 | 7 | 0.88889
40621 | 5.98 | 1 | 2018-12-31 | 2019-12-31 | 365 | 6.8519 | 6 | 0.85193
45669 | 3.825 | 1 | 2018-12-31 | 2019-12-31 | 365 | 4.3827 | 4 | 0.38272
40122 | 7.905 | 1 | 2018-12-31 | 2019-12-31 | 365 | 9.0576 | 9 | 0.057612
37849 | 4.68 | 1 | 2018-12-31 | 2019-12-31 | 365 | 5.3624 | 5 | 0.36238
50613 | 7.395 | 1 | 2018-12-31 | 2019-12-31 | 365 | 8.4733 | 8 | 0.47325
50358 | 7.14 | 1 | 2018-12-31 | 2019-12-31 | 365 | 8.1811 | 8 | 0.18107
48052 | 6.095 | 1 | 2018-12-31 | 2019-12-31 | 365 | 6.9837 | 6 | 0.9837
41896 | 15.08 | 1 | 2018-12-31 | 2019-12-31 | 365 | 17.2788 | 17 | 0.27878
40168 | 10.92 | 1 | 2018-12-31 | 2019-12-31 | 365 | 12.5122 | 12 | 0.51222
38033 | 12.74 | 1 | 2018-12-31 | 2019-12-31 | 365 | 14.5976 | 14 | 0.59759
50294 | 10.4 | 1 | 2018-12-31 | 2019-12-31 | 365 | 11.9164 | 11 | 0.9164
42193 | 4.08 | 1 | 2018-12-31 | 2019-12-31 | 365 | 4.6749 | 4 | 0.6749
40656 | 5.2 | 1 | 2018-12-31 | 2019-12-31 | 365 | 5.9582 | 5 | 0.9582
50576 | 8.415 | 1 | 2018-12-31 | 2019-12-31 | 365 | 9.642 | 9 | 0.64197
40522 | 15.08 | 1 | 2018-12-31 | 2019-12-31 | 365 | 17.2788 | 17 | 0.27878
39588 | 3.12 | 1 | 2018-12-31 | 2019-12-31 | 365 | 3.5749 | 3 | 0.57492
50585 | 3.06 | 1 | 2018-12-31 | 2019-12-31 | 365 | 3.5062 | 3 | 0.50617
37739 | 2.34 | 1 | 2018-12-31 | 2019-12-31 | 365 | 2.6812 | 2 | 0.68119
50579 | 6.76 | 1 | 2018-12-31 | 2019-12-31 | 365 | 7.7457 | 7 | 0.74566
39997 | 5.3 | 1 | 2018-12-31 | 2019-12-31 | 365 | 6.0728 | 6 | 0.072782
50370 | 5.355 | 1 | 2018-12-31 | 2019-12-31 | 365 | 6.1358 | 6 | 0.1358
42327 | 11.475 | 1 | 2018-12-31 | 2019-12-31 | 365 | 13.1481 | 13 | 0.14815
45366 | 7.65 | 1 | 2018-12-31 | 2019-12-31 | 365 | 8.7654 | 8 | 0.76543
45789 | 6.885 | 1 | 2018-12-31 | 2019-12-31 | 365 | 7.8889 | 7 | 0.88889
40559 | 3.64 | 1 | 2018-12-31 | 2019-12-31 | 365 | 4.1707 | 4 | 0.17074
41222 | 4.77 | 1 | 2018-12-31 | 2019-12-31 | 365 | 5.4655 | 5 | 0.4655
47987 | 11.34 | 1 | 2018-12-31 | 2019-12-31 | 365 | 12.9935 | 12 | 0.99346
42334 | 4.16 | 1 | 2018-12-31 | 2019-12-31 | 365 | 4.7666 | 4 | 0.76656
45147 | 9.36 | 1 | 2018-12-31 | 2019-12-31 | 365 | 10.7248 | 10 | 0.72476
47514 | 7.83 | 1 | 2018-12-31 | 2019-12-31 | 365 | 8.9717 | 8 | 0.97168
42444 | 18.46 | 1 | 2018-12-31 | 2019-12-31 | 365 | 21.1516 | 21 | 0.15162
45679 | 9.805 | 1 | 2018-12-31 | 2019-12-31 | 365 | 11.2346 | 11 | 0.23465
39575 | 7.28 | 1 | 2018-12-31 | 2019-12-31 | 365 | 8.3415 | 8 | 0.34148
48584 | 6.885 | 1 | 2018-12-31 | 2019-12-31 | 365 | 7.8889 | 7 | 0.88889
50646 | 13.515 | 1 | 2018-12-31 | 2019-12-31 | 365 | 15.4856 | 15 | 0.4856
41305 | 15.34 | 1 | 2018-12-31 | 2019-12-31 | 365 | 17.5767 | 17 | 0.57669
38053 | 6.5 | 1 | 2018-12-31 | 2019-12-31 | 365 | 7.4478 | 7 | 0.44775
55398 | 7.14 | 1 | 2018-12-31 | 2019-12-31 | 365 | 8.1811 | 8 | 0.18107
55378 | 7.02 | 1 | 2018-12-31 | 2019-12-31 | 365 | 8.0436 | 8 | 0.043572
55855 | 7.42 | 1 | 2018-12-31 | 2019-12-31 | 365 | 8.5019 | 8 | 0.5019
55856 | 13.26 | 1 | 2018-12-31 | 2019-12-31 | 365 | 15.1934 | 15 | 0.19341
55858 | 4.335 | 1 | 2018-12-31 | 2019-12-31 | 365 | 4.9671 | 4 | 0.96708
55871 | 9.99 | 1 | 2018-12-31 | 2019-12-31 | 365 | 11.4466 | 11 | 0.44662
56004 | 10.965 | 1 | 2018-12-31 | 2019-12-31 | 365 | 12.5638 | 12 | 0.56378
56082 | 2.65 | 1 | 2018-12-31 | 2019-12-31 | 365 | 3.0364 | 3 | 0.036391
56101 | 6.76 | 1 | 2018-12-31 | 2019-12-31 | 365 | 7.7457 | 7 | 0.74566
56109 | 9.36 | 1 | 2018-12-31 | 2019-12-31 | 365 | 10.7248 | 10 | 0.72476
56119 | 11.18 | 1 | 2018-12-31 | 2019-12-31 | 365 | 12.8101 | 12 | 0.81013
56117 | 3.57 | 1 | 2018-12-31 | 2019-12-31 | 365 | 4.0905 | 4 | 0.090535
56121 | 10.8 | 1 | 2018-12-31 | 2019-12-31 | 365 | 12.3747 | 12 | 0.37473
56123 | 3.12 | 1 | 2018-12-31 | 2019-12-31 | 365 | 3.5749 | 3 | 0.57492
56133 | 8.16 | 1 | 2018-12-31 | 2019-12-31 | 365 | 9.3498 | 9 | 0.34979
56146 | 5.865 | 1 | 2018-12-31 | 2019-12-31 | 365 | 6.7202 | 6 | 0.72016
56148 | 7.905 | 1 | 2018-12-31 | 2019-12-31 | 365 | 9.0576 | 9 | 0.057612
56149 | 11.7 | 1 | 2018-12-31 | 2019-12-31 | 365 | 13.406 | 13 | 0.40595
56150 | 7.14 | 1 | 2018-12-31 | 2019-12-31 | 365 | 8.1811 | 8 | 0.18107
56153 | 3.315 | 1 | 2018-12-31 | 2019-12-31 | 365 | 3.7984 | 3 | 0.79835
56156 | 8.67 | 1 | 2018-12-31 | 2019-12-31 | 365 | 9.9342 | 9 | 0.93416
56151 | 3.51 | 1 | 2018-12-31 | 2019-12-31 | 365 | 4.0218 | 4 | 0.021786
56164 | 13.515 | 1 | 2018-12-31 | 2019-12-31 | 365 | 15.4856 | 15 | 0.4856
55859 | 4.94 | 1 | 2018-12-31 | 2019-12-31 | 365 | 5.6603 | 5 | 0.66029
56173 | 3.9 | 1 | 2018-12-31 | 2019-12-31 | 365 | 4.4687 | 4 | 0.46865
55655 | 12.48 | 1 | 2018-12-31 | 2019-12-31 | 365 | 14.2997 | 14 | 0.29968
56175 | 7.02 | 1 | 2018-12-31 | 2019-12-31 | 365 | 8.0436 | 8 | 0.043572
56182 | 6.5 | 1 | 2018-12-31 | 2019-12-31 | 365 | 7.4478 | 7 | 0.44775
56183 | 7.02 | 1 | 2018-12-31 | 2019-12-31 | 365 | 8.0436 | 8 | 0.043572
56184 | 5.865 | 1 | 2018-12-31 | 2019-12-31 | 365 | 6.7202 | 6 | 0.72016
56186 | 5.1 | 1 | 2018-12-31 | 2019-12-31 | 365 | 5.8436 | 5 | 0.84362
56189 | 6.12 | 1 | 2018-12-31 | 2019-12-31 | 365 | 7.0123 | 7 | 0.012345
56193 | 2.86 | 1 | 2018-12-31 | 2019-12-31 | 365 | 3.277 | 3 | 0.27701
56194 | 8.32 | 1 | 2018-12-31 | 2019-12-31 | 365 | 9.5331 | 9 | 0.53312
56196 | 6.24 | 1 | 2018-12-31 | 2019-12-31 | 365 | 7.1498 | 7 | 0.14984
56197 | 7.8 | 1 | 2018-12-31 | 2019-12-31 | 365 | 8.9373 | 8 | 0.9373
56201 | 5.2 | 1 | 2018-12-31 | 2019-12-31 | 365 | 5.9582 | 5 | 0.9582
56208 | 5.61 | 1 | 2018-12-31 | 2019-12-31 | 365 | 6.428 | 6 | 0.42798
56207 | 4.59 | 1 | 2018-12-31 | 2019-12-31 | 365 | 5.2593 | 5 | 0.25926
56210 | 4.94 | 1 | 2018-12-31 | 2019-12-31 | 365 | 5.6603 | 5 | 0.66029
56218 | 5.1 | 1 | 2018-12-31 | 2019-12-31 | 365 | 5.8436 | 5 | 0.84362
56236 | 5.46 | 1 | 2018-12-31 | 2019-12-31 | 365 | 6.2561 | 6 | 0.25611
56240 | 7.14 | 1 | 2018-12-31 | 2019-12-31 | 365 | 8.1811 | 8 | 0.18107
56264 | 4.59 | 1 | 2018-12-31 | 2019-12-31 | 365 | 5.2593 | 5 | 0.25926
56415 | 5.3 | 1 | 2018-12-31 | 2019-12-31 | 365 | 6.0728 | 6 | 0.072782
56416 | 9.01 | 1 | 2018-12-31 | 2019-12-31 | 365 | 10.3237 | 10 | 0.32373
56417 | 4.16 | 1 | 2018-12-31 | 2019-12-31 | 365 | 4.7666 | 4 | 0.76656
56419 | 11.475 | 1 | 2018-12-31 | 2019-12-31 | 365 | 13.1481 | 13 | 0.14815
56420 | 7.8 | 1 | 2018-12-31 | 2019-12-31 | 365 | 8.9373 | 8 | 0.9373
56423 | 10.4 | 1 | 2018-12-31 | 2019-12-31 | 365 | 11.9164 | 11 | 0.9164
56426 | 5.035 | 1 | 2018-12-31 | 2019-12-31 | 365 | 5.7691 | 5 | 0.76914
56427 | 7.02 | 1 | 2018-12-31 | 2019-12-31 | 365 | 8.0436 | 8 | 0.043572
56429 | 2.86 | 1 | 2018-12-31 | 2019-12-31 | 365 | 3.277 | 3 | 0.27701
56466 | 3.38 | 1 | 2018-12-31 | 2019-12-31 | 365 | 3.8728 | 3 | 0.87283
56437 | 2.6 | 1 | 2018-12-31 | 2019-12-31 | 365 | 2.9791 | 2 | 0.9791
56467 | 5.035 | 1 | 2018-12-31 | 2019-12-31 | 365 | 5.7691 | 5 | 0.76914
56469 | 3.9 | 1 | 2018-12-31 | 2019-12-31 | 365 | 4.4687 | 4 | 0.46865
56440 | 4.24 | 1 | 2018-12-31 | 2019-12-31 | 365 | 4.8582 | 4 | 0.85823
56468 | 10.71 | 1 | 2018-12-31 | 2019-12-31 | 365 | 12.2716 | 12 | 0.2716
56446 | 3.51 | 1 | 2018-12-31 | 2019-12-31 | 365 | 4.0218 | 4 | 0.021786
56471 | 9.88 | 1 | 2018-12-31 | 2019-12-31 | 365 | 11.3206 | 11 | 0.32058
56470 | 7.155 | 1 | 2018-12-31 | 2019-12-31 | 365 | 8.1983 | 8 | 0.19826
56474 | 5.83 | 1 | 2018-12-31 | 2019-12-31 | 365 | 6.6801 | 6 | 0.68006
56447 | 5.565 | 1 | 2018-12-31 | 2019-12-31 | 365 | 6.3764 | 6 | 0.37642
56475 | 12.48 | 1 | 2018-12-31 | 2019-12-31 | 365 | 14.2997 | 14 | 0.29968
56448 | 9.69 | 1 | 2018-12-31 | 2019-12-31 | 365 | 11.1029 | 11 | 0.10288
56476 | 4.94 | 1 | 2018-12-31 | 2019-12-31 | 365 | 5.6603 | 5 | 0.66029
56449 | 5.98 | 1 | 2018-12-31 | 2019-12-31 | 365 | 6.8519 | 6 | 0.85193
56477 | 9.435 | 1 | 2018-12-31 | 2019-12-31 | 365 | 10.8107 | 10 | 0.8107
56451 | 13.26 | 1 | 2018-12-31 | 2019-12-31 | 365 | 15.1934 | 15 | 0.19341
56478 | 6.5 | 1 | 2018-12-31 | 2019-12-31 | 365 | 7.4478 | 7 | 0.44775
56479 | 10.2 | 1 | 2018-12-31 | 2019-12-31 | 365 | 11.6872 | 11 | 0.68724
56480 | 6.89 | 1 | 2018-12-31 | 2019-12-31 | 365 | 7.8946 | 7 | 0.89462
56482 | 7.54 | 1 | 2018-12-31 | 2019-12-31 | 365 | 8.6394 | 8 | 0.63939
56453 | 7.395 | 1 | 2018-12-31 | 2019-12-31 | 365 | 8.4733 | 8 | 0.47325
56481 | 6.12 | 1 | 2018-12-31 | 2019-12-31 | 365 | 7.0123 | 7 | 0.012345
56284 | 6.36 | 1 | 2018-12-31 | 2019-12-31 | 365 | 7.2873 | 7 | 0.28734
56483 | 2.08 | 1 | 2018-12-31 | 2019-12-31 | 365 | 2.3833 | 2 | 0.38328
56490 | 3.9 | 1 | 2018-12-31 | 2019-12-31 | 365 | 4.4687 | 4 | 0.46865
56491 | 7.02 | 1 | 2018-12-31 | 2019-12-31 | 365 | 8.0436 | 8 | 0.043572
56492 | 6.625 | 1 | 2018-12-31 | 2019-12-31 | 365 | 7.591 | 7 | 0.59098
56493 | 7.905 | 1 | 2018-12-31 | 2019-12-31 | 365 | 9.0576 | 9 | 0.057612
56444 | 3.18 | 1 | 2018-12-31 | 2019-12-31 | 365 | 3.6437 | 3 | 0.64367
56455 | 11.18 | 1 | 2018-12-31 | 2019-12-31 | 365 | 12.8101 | 12 | 0.81013
56456 | 9.435 | 1 | 2018-12-31 | 2019-12-31 | 365 | 10.8107 | 10 | 0.8107
56458 | 5.83 | 1 | 2018-12-31 | 2019-12-31 | 365 | 6.6801 | 6 | 0.68006
56460 | 14.04 | 1 | 2018-12-31 | 2019-12-31 | 365 | 16.0871 | 16 | 0.087144
56462 | 4.94 | 1 | 2018-12-31 | 2019-12-31 | 365 | 5.6603 | 5 | 0.66029
56461 | 8.32 | 1 | 2018-12-31 | 2019-12-31 | 365 | 9.5331 | 9 | 0.53312
56452 | 6.375 | 1 | 2018-12-31 | 2019-12-31 | 365 | 7.3045 | 7 | 0.30453
56465 | 9.1 | 1 | 2018-12-31 | 2019-12-31 | 365 | 10.4269 | 10 | 0.42685
56464 | 2.55 | 1 | 2018-12-31 | 2019-12-31 | 365 | 2.9218 | 2 | 0.92181
56497 | 5.865 | 1 | 2018-12-31 | 2019-12-31 | 365 | 6.7202 | 6 | 0.72016
56506 | 7.685 | 1 | 2018-12-31 | 2019-12-31 | 365 | 8.8055 | 8 | 0.80553
56503 | 4.94 | 1 | 2018-12-31 | 2019-12-31 | 365 | 5.6603 | 5 | 0.66029
56507 | 6.12 | 1 | 2018-12-31 | 2019-12-31 | 365 | 7.0123 | 7 | 0.012345
56510 | 4.335 | 1 | 2018-12-31 | 2019-12-31 | 365 | 4.9671 | 4 | 0.96708
56512 | 4.68 | 1 | 2018-12-31 | 2019-12-31 | 365 | 5.3624 | 5 | 0.36238
56513 | 4.16 | 1 | 2018-12-31 | 2019-12-31 | 365 | 4.7666 | 4 | 0.76656
56509 | 10.965 | 1 | 2018-12-31 | 2019-12-31 | 365 | 12.5638 | 12 | 0.56378
56514 | 14.79 | 1 | 2018-12-31 | 2019-12-31 | 365 | 16.9465 | 16 | 0.9465
56517 | 3.975 | 1 | 2018-12-31 | 2019-12-31 | 365 | 4.5546 | 4 | 0.55459
56520 | 2.805 | 1 | 2018-12-31 | 2019-12-31 | 365 | 3.214 | 3 | 0.21399
56522 | 5.67 | 1 | 2018-12-31 | 2019-12-31 | 365 | 6.4967 | 6 | 0.49673
56861 | 7.14 | 1 | 2018-12-31 | 2019-12-31 | 365 | 8.1811 | 8 | 0.18107
56524 | 13.005 | 1 | 2018-12-31 | 2019-12-31 | 365 | 14.9012 | 14 | 0.90123
56865 | 2.12 | 1 | 2018-12-31 | 2019-12-31 | 365 | 2.4291 | 2 | 0.42911
56532 | 4.845 | 1 | 2018-12-31 | 2019-12-31 | 365 | 5.5514 | 5 | 0.55144
56535 | 5.2 | 1 | 2018-12-31 | 2019-12-31 | 365 | 5.9582 | 5 | 0.9582
56534 | 2.295 | 1 | 2018-12-31 | 2019-12-31 | 365 | 2.6296 | 2 | 0.62963
56537 | 11.985 | 1 | 2018-12-31 | 2019-12-31 | 365 | 13.7325 | 13 | 0.73251
56539 | 9.01 | 1 | 2018-12-31 | 2019-12-31 | 365 | 10.3237 | 10 | 0.32373
56543 | 5.1 | 1 | 2018-12-31 | 2019-12-31 | 365 | 5.8436 | 5 | 0.84362
56546 | 16.32 | 1 | 2018-12-31 | 2019-12-31 | 365 | 18.6996 | 18 | 0.69959
56547 | 14.04 | 1 | 2018-12-31 | 2019-12-31 | 365 | 16.0871 | 16 | 0.087144
56552 | 5.83 | 1 | 2018-12-31 | 2019-12-31 | 365 | 6.6801 | 6 | 0.68006
56553 | 5.3 | 1 | 2018-12-31 | 2019-12-31 | 365 | 6.0728 | 6 | 0.072782
56863 | 7.42 | 1 | 2018-12-31 | 2019-12-31 | 365 | 8.5019 | 8 | 0.5019
56549 | 11.73 | 1 | 2018-12-31 | 2019-12-31 | 365 | 13.4403 | 13 | 0.44033
56556 | 4.505 | 1 | 2018-12-31 | 2019-12-31 | 365 | 5.1619 | 5 | 0.16187
56869 | 6.095 | 1 | 2018-12-31 | 2019-12-31 | 365 | 6.9837 | 6 | 0.9837
56557 | 7.65 | 1 | 2018-12-31 | 2019-12-31 | 365 | 8.7654 | 8 | 0.76543
56866 | 8.58 | 1 | 2018-12-31 | 2019-12-31 | 365 | 9.831 | 9 | 0.83103
56560 | 2.86 | 1 | 2018-12-31 | 2019-12-31 | 365 | 3.277 | 3 | 0.27701
56871 | 6.63 | 1 | 2018-12-31 | 2019-12-31 | 365 | 7.5967 | 7 | 0.59671
56562 | 7.95 | 1 | 2018-12-31 | 2019-12-31 | 365 | 9.1092 | 9 | 0.10917
56564 | 4.42 | 1 | 2018-12-31 | 2019-12-31 | 365 | 5.0645 | 5 | 0.064471
56870 | 14.025 | 1 | 2018-12-31 | 2019-12-31 | 365 | 16.07 | 16 | 0.069957
56563 | 11.96 | 1 | 2018-12-31 | 2019-12-31 | 365 | 13.7039 | 13 | 0.70386
56873 | 2.65 | 1 | 2018-12-31 | 2019-12-31 | 365 | 3.0364 | 3 | 0.036391
56558 | 4.335 | 1 | 2018-12-31 | 2019-12-31 | 365 | 4.9671 | 4 | 0.96708
56872 | 11.475 | 1 | 2018-12-31 | 2019-12-31 | 365 | 13.1481 | 13 | 0.14815
56568 | 11.96 | 1 | 2018-12-31 | 2019-12-31 | 365 | 13.7039 | 13 | 0.70386
56875 | 14.04 | 1 | 2018-12-31 | 2019-12-31 | 365 | 16.0871 | 16 | 0.087144
56570 | 13.77 | 1 | 2018-12-31 | 2019-12-31 | 365 | 15.7778 | 15 | 0.77778
56874 | 3.975 | 1 | 2018-12-31 | 2019-12-31 | 365 | 4.5546 | 4 | 0.55459
56607 | 9.69 | 1 | 2018-12-31 | 2019-12-31 | 365 | 11.1029 | 11 | 0.10288
56877 | 7.95 | 1 | 2018-12-31 | 2019-12-31 | 365 | 9.1092 | 9 | 0.10917
56876 | 4.94 | 1 | 2018-12-31 | 2019-12-31 | 365 | 5.6603 | 5 | 0.66029
56878 | 5.2 | 1 | 2018-12-31 | 2019-12-31 | 365 | 5.9582 | 5 | 0.9582
56880 | 6.5 | 1 | 2018-12-31 | 2019-12-31 | 365 | 7.4478 | 7 | 0.44775
56618 | 7.42 | 1 | 2018-12-31 | 2019-12-31 | 365 | 8.5019 | 8 | 0.5019
56621 | 3.64 | 1 | 2018-12-31 | 2019-12-31 | 365 | 4.1707 | 4 | 0.17074
56622 | 3.57 | 1 | 2018-12-31 | 2019-12-31 | 365 | 4.0905 | 4 | 0.090535
56892 | 12.495 | 1 | 2018-12-31 | 2019-12-31 | 365 | 14.3169 | 14 | 0.31687
56624 | 10.66 | 1 | 2018-12-31 | 2019-12-31 | 365 | 12.2143 | 12 | 0.21431
56627 | 7.42 | 1 | 2018-12-31 | 2019-12-31 | 365 | 8.5019 | 8 | 0.5019
56623 | 9.88 | 1 | 2018-12-31 | 2019-12-31 | 365 | 11.3206 | 11 | 0.32058
56626 | 4.59 | 1 | 2018-12-31 | 2019-12-31 | 365 | 5.2593 | 5 | 0.25926
56631 | 6.885 | 1 | 2018-12-31 | 2019-12-31 | 365 | 7.8889 | 7 | 0.88889
56630 | 11.18 | 1 | 2018-12-31 | 2019-12-31 | 365 | 12.8101 | 12 | 0.81013
56185 | 9.36 | 1 | 2018-12-31 | 2019-12-31 | 365 | 10.7248 | 10 | 0.72476
56646 | 4.59 | 1 | 2018-12-31 | 2019-12-31 | 365 | 5.2593 | 5 | 0.25926
56643 | 14.04 | 1 | 2018-12-31 | 2019-12-31 | 365 | 16.0871 | 16 | 0.087144
56516 | 8.84 | 1 | 2018-12-31 | 2019-12-31 | 365 | 10.1289 | 10 | 0.12894
56657 | 5.72 | 1 | 2018-12-31 | 2019-12-31 | 365 | 6.554 | 6 | 0.55402
56665 | 5.3 | 1 | 2018-12-31 | 2019-12-31 | 365 | 6.0728 | 6 | 0.072782
56669 | 7.54 | 1 | 2018-12-31 | 2019-12-31 | 365 | 8.6394 | 8 | 0.63939
56659 | 5.2 | 1 | 2018-12-31 | 2019-12-31 | 365 | 5.9582 | 5 | 0.9582
56634 | 6.24 | 1 | 2018-12-31 | 2019-12-31 | 365 | 7.1498 | 7 | 0.14984
56674 | 5.2 | 1 | 2018-12-31 | 2019-12-31 | 365 | 5.9582 | 5 | 0.9582
56675 | 15.6 | 1 | 2018-12-31 | 2019-12-31 | 365 | 17.8746 | 17 | 0.8746
56734 | 6.48 | 1 | 2018-12-31 | 2019-12-31 | 365 | 7.4248 | 7 | 0.42484
56736 | 4.42 | 1 | 2018-12-31 | 2019-12-31 | 365 | 5.0645 | 5 | 0.064471
56738 | 7.8 | 1 | 2018-12-31 | 2019-12-31 | 365 | 8.9373 | 8 | 0.9373
56742 | 14.28 | 1 | 2018-12-31 | 2019-12-31 | 365 | 16.3621 | 16 | 0.36214
56746 | 7.02 | 1 | 2018-12-31 | 2019-12-31 | 365 | 8.0436 | 8 | 0.043572
56772 | 4.77 | 1 | 2018-12-31 | 2019-12-31 | 365 | 5.4655 | 5 | 0.4655
56773 | 11.475 | 1 | 2018-12-31 | 2019-12-31 | 365 | 13.1481 | 13 | 0.14815
56776 | 7.14 | 1 | 2018-12-31 | 2019-12-31 | 365 | 8.1811 | 8 | 0.18107
56258 | 3.06 | 1 | 2018-12-31 | 2019-12-31 | 365 | 3.5062 | 3 | 0.50617
56778 | 11.18 | 1 | 2018-12-31 | 2019-12-31 | 365 | 12.8101 | 12 | 0.81013
56267 | 7.905 | 1 | 2018-12-31 | 2019-12-31 | 365 | 9.0576 | 9 | 0.057612
56775 | 6.24 | 1 | 2018-12-31 | 2019-12-31 | 365 | 7.1498 | 7 | 0.14984
56270 | 5.355 | 1 | 2018-12-31 | 2019-12-31 | 365 | 6.1358 | 6 | 0.1358
56780 | 4.68 | 1 | 2018-12-31 | 2019-12-31 | 365 | 5.3624 | 5 | 0.36238
56802 | 7.395 | 1 | 2018-12-31 | 2019-12-31 | 365 | 8.4733 | 8 | 0.47325
56803 | 7.14 | 1 | 2018-12-31 | 2019-12-31 | 365 | 8.1811 | 8 | 0.18107
56804 | 2.915 | 1 | 2018-12-31 | 2019-12-31 | 365 | 3.34 | 3 | 0.34003
56269 | 7.54 | 1 | 2018-12-31 | 2019-12-31 | 365 | 8.6394 | 8 | 0.63939
56815 | 3.38 | 1 | 2018-12-31 | 2019-12-31 | 365 | 3.8728 | 3 | 0.87283
56272 | 2.55 | 1 | 2018-12-31 | 2019-12-31 | 365 | 2.9218 | 2 | 0.92181
56274 | 3.57 | 1 | 2018-12-31 | 2019-12-31 | 365 | 4.0905 | 4 | 0.090535
56816 | 5.1 | 1 | 2018-12-31 | 2019-12-31 | 365 | 5.8436 | 5 | 0.84362
56275 | 4.68 | 1 | 2018-12-31 | 2019-12-31 | 365 | 5.3624 | 5 | 0.36238
56817 | 5.98 | 1 | 2018-12-31 | 2019-12-31 | 365 | 6.8519 | 6 | 0.85193
56281 | 4.16 | 1 | 2018-12-31 | 2019-12-31 | 365 | 4.7666 | 4 | 0.76656
56819 | 7.28 | 1 | 2018-12-31 | 2019-12-31 | 365 | 8.3415 | 8 | 0.34148
56282 | 11.18 | 1 | 2018-12-31 | 2019-12-31 | 365 | 12.8101 | 12 | 0.81013
56821 | 5.72 | 1 | 2018-12-31 | 2019-12-31 | 365 | 6.554 | 6 | 0.55402
56301 | 6.12 | 1 | 2018-12-31 | 2019-12-31 | 365 | 7.0123 | 7 | 0.012345
56303 | 10.66 | 1 | 2018-12-31 | 2019-12-31 | 365 | 12.2143 | 12 | 0.21431
56822 | 9.1 | 1 | 2018-12-31 | 2019-12-31 | 365 | 10.4269 | 10 | 0.42685
56342 | 7.685 | 1 | 2018-12-31 | 2019-12-31 | 365 | 8.8055 | 8 | 0.80553
56823 | 4.24 | 1 | 2018-12-31 | 2019-12-31 | 365 | 4.8582 | 4 | 0.85823
56332 | 6.12 | 1 | 2018-12-31 | 2019-12-31 | 365 | 7.0123 | 7 | 0.012345
56825 | 14.04 | 1 | 2018-12-31 | 2019-12-31 | 365 | 16.0871 | 16 | 0.087144
56343 | 7.28 | 1 | 2018-12-31 | 2019-12-31 | 365 | 8.3415 | 8 | 0.34148
56345 | 4.42 | 1 | 2018-12-31 | 2019-12-31 | 365 | 5.0645 | 5 | 0.064471
56347 | 13.78 | 1 | 2018-12-31 | 2019-12-31 | 365 | 15.7892 | 15 | 0.78923
56826 | 3.38 | 1 | 2018-12-31 | 2019-12-31 | 365 | 3.8728 | 3 | 0.87283
56348 | 5.565 | 1 | 2018-12-31 | 2019-12-31 | 365 | 6.3764 | 6 | 0.37642
56372 | 9.88 | 1 | 2018-12-31 | 2019-12-31 | 365 | 11.3206 | 11 | 0.32058
56827 | 6.375 | 1 | 2018-12-31 | 2019-12-31 | 365 | 7.3045 | 7 | 0.30453
56828 | 9.01 | 1 | 2018-12-31 | 2019-12-31 | 365 | 10.3237 | 10 | 0.32373
56377 | 10.965 | 1 | 2018-12-31 | 2019-12-31 | 365 | 12.5638 | 12 | 0.56378
56830 | 14.04 | 1 | 2018-12-31 | 2019-12-31 | 365 | 16.0871 | 16 | 0.087144
56382 | 4.42 | 1 | 2018-12-31 | 2019-12-31 | 365 | 5.0645 | 5 | 0.064471
56832 | 10.92 | 1 | 2018-12-31 | 2019-12-31 | 365 | 12.5122 | 12 | 0.51222
56381 | 8.32 | 1 | 2018-12-31 | 2019-12-31 | 365 | 9.5331 | 9 | 0.53312
56383 | 9.69 | 1 | 2018-12-31 | 2019-12-31 | 365 | 11.1029 | 11 | 0.10288
56836 | 11.44 | 1 | 2018-12-31 | 2019-12-31 | 365 | 13.108 | 13 | 0.10804
56387 | 5.83 | 1 | 2018-12-31 | 2019-12-31 | 365 | 6.6801 | 6 | 0.68006
56837 | 10.4 | 1 | 2018-12-31 | 2019-12-31 | 365 | 11.9164 | 11 | 0.9164
56391 | 11.475 | 1 | 2018-12-31 | 2019-12-31 | 365 | 13.1481 | 13 | 0.14815
56848 | 7.395 | 1 | 2018-12-31 | 2019-12-31 | 365 | 8.4733 | 8 | 0.47325
56401 | 2.04 | 1 | 2018-12-31 | 2019-12-31 | 365 | 2.3374 | 2 | 0.33745
56840 | 6.625 | 1 | 2018-12-31 | 2019-12-31 | 365 | 7.591 | 7 | 0.59098
47860 | 26.52 | 0.9 | 2018-12-31 | 2019-12-31 | 365 | 27.3481 | 27 | 0.34815
56846 | 2.86 | 1 | 2018-12-31 | 2019-12-31 | 365 | 3.277 | 3 | 0.27701
56403 | 3.06 | 1 | 2018-12-31 | 2019-12-31 | 365 | 3.5062 | 3 | 0.50617
56851 | 7.28 | 1 | 2018-12-31 | 2019-12-31 | 365 | 8.3415 | 8 | 0.34148
56407 | 5.61 | 1 | 2018-12-31 | 2019-12-31 | 365 | 6.428 | 6 | 0.42798
56408 | 4.505 | 1 | 2018-12-31 | 2019-12-31 | 365 | 5.1619 | 5 | 0.16187
56853 | 4.59 | 1 | 2018-12-31 | 2019-12-31 | 365 | 5.2593 | 5 | 0.25926
56405 | 3.06 | 1 | 2018-12-31 | 2019-12-31 | 365 | 3.5062 | 3 | 0.50617
56413 | 4.845 | 1 | 2018-12-31 | 2019-12-31 | 365 | 5.5514 | 5 | 0.55144
56857 | 16.96 | 1 | 2018-12-31 | 2019-12-31 | 365 | 19.4329 | 19 | 0.4329
56859 | 4.16 | 1 | 2018-12-31 | 2019-12-31 | 365 | 4.7666 | 4 | 0.76656
56858 | 6.5 | 1 | 2018-12-31 | 2019-12-31 | 365 | 7.4478 | 7 | 0.44775
56894 | 3.57 | 1 | 2018-12-31 | 2019-12-31 | 365 | 4.0905 | 4 | 0.090535
56896 | 14.04 | 1 | 2018-12-31 | 2019-12-31 | 365 | 16.0871 | 16 | 0.087144
56903 | 5.355 | 1 | 2018-12-31 | 2019-12-31 | 365 | 6.1358 | 6 | 0.1358
56906 | 2.295 | 1 | 2018-12-31 | 2019-12-31 | 365 | 2.6296 | 2 | 0.62963
56907 | 8.32 | 1 | 2018-12-31 | 2019-12-31 | 365 | 9.5331 | 9 | 0.53312
56910 | 2.385 | 1 | 2018-12-31 | 2019-12-31 | 365 | 2.7328 | 2 | 0.73275
56912 | 7.54 | 1 | 2018-12-31 | 2019-12-31 | 365 | 8.6394 | 8 | 0.63939
56913 | 2.55 | 1 | 2018-12-31 | 2019-12-31 | 365 | 2.9218 | 2 | 0.92181
56914 | 4.42 | 1 | 2018-12-31 | 2019-12-31 | 365 | 5.0645 | 5 | 0.064471
56915 | 5.1 | 1 | 2018-12-31 | 2019-12-31 | 365 | 5.8436 | 5 | 0.84362
56919 | 4.68 | 1 | 2018-12-31 | 2019-12-31 | 365 | 5.3624 | 5 | 0.36238
56924 | 3.57 | 1 | 2018-12-31 | 2019-12-31 | 365 | 4.0905 | 4 | 0.090535
56927 | 2.34 | 1 | 2018-12-31 | 2019-12-31 | 365 | 2.6812 | 2 | 0.68119
56925 | 6.36 | 1 | 2018-12-31 | 2019-12-31 | 365 | 7.2873 | 7 | 0.28734
56931 | 6.375 | 1 | 2018-12-31 | 2019-12-31 | 365 | 7.3045 | 7 | 0.30453
56933 | 6.24 | 1 | 2018-12-31 | 2019-12-31 | 365 | 7.1498 | 7 | 0.14984
56934 | 5.1 | 1 | 2018-12-31 | 2019-12-31 | 365 | 5.8436 | 5 | 0.84362
56936 | 7.28 | 1 | 2018-12-31 | 2019-12-31 | 365 | 8.3415 | 8 | 0.34148
56970 | 10.92 | 1 | 2018-12-31 | 2019-12-31 | 365 | 12.5122 | 12 | 0.51222
56974 | 6.24 | 1 | 2018-12-31 | 2019-12-31 | 365 | 7.1498 | 7 | 0.14984
57009 | 9.18 | 1 | 2018-12-31 | 2019-12-31 | 365 | 10.5185 | 10 | 0.51852
57011 | 7.54 | 1 | 2018-12-31 | 2019-12-31 | 365 | 8.6394 | 8 | 0.63939
57015 | 8.215 | 1 | 2018-12-31 | 2019-12-31 | 365 | 9.4128 | 9 | 0.41281
57016 | 3.38 | 1 | 2018-12-31 | 2019-12-31 | 365 | 3.8728 | 3 | 0.87283
57019 | 3.9 | 1 | 2018-12-31 | 2019-12-31 | 365 | 4.4687 | 4 | 0.46865
57018 | 7.02 | 1 | 2018-12-31 | 2019-12-31 | 365 | 8.0436 | 8 | 0.043572
57020 | 11.44 | 1 | 2018-12-31 | 2019-12-31 | 365 | 13.108 | 13 | 0.10804
57022 | 12.48 | 1 | 2018-12-31 | 2019-12-31 | 365 | 14.2997 | 14 | 0.29968
57023 | 8.48 | 1 | 2018-12-31 | 2019-12-31 | 365 | 9.7165 | 9 | 0.71645
57065 | 3.64 | 1 | 2018-12-31 | 2019-12-31 | 365 | 4.1707 | 4 | 0.17074
57068 | 8.67 | 1 | 2018-12-31 | 2019-12-31 | 365 | 9.9342 | 9 | 0.93416
57074 | 4.42 | 1 | 2018-12-31 | 2019-12-31 | 365 | 5.0645 | 5 | 0.064471
57095 | 8.84 | 1 | 2018-12-31 | 2019-12-31 | 365 | 10.1289 | 10 | 0.12894
57150 | 7.02 | 1 | 2018-12-31 | 2019-12-31 | 365 | 8.0436 | 8 | 0.043572
57151 | 3.12 | 1 | 2018-12-31 | 2019-12-31 | 365 | 3.5749 | 3 | 0.57492
57153 | 4.94 | 1 | 2018-12-31 | 2019-12-31 | 365 | 5.6603 | 5 | 0.66029
57198 | 3.12 | 1 | 2018-12-31 | 2019-12-31 | 365 | 3.5749 | 3 | 0.57492
57201 | 13.52 | 1 | 2018-12-31 | 2019-12-31 | 365 | 15.4913 | 15 | 0.49132
57208 | 6.5 | 1 | 2018-12-31 | 2019-12-31 | 365 | 7.4478 | 7 | 0.44775
57215 | 3.51 | 1 | 2018-12-31 | 2019-12-31 | 365 | 4.0218 | 4 | 0.021786
57219 | 3.64 | 1 | 2018-12-31 | 2019-12-31 | 365 | 4.1707 | 4 | 0.17074
57290 | 13.005 | 1 | 2018-12-31 | 2019-12-31 | 365 | 14.9012 | 14 | 0.90123
57221 | 8.32 | 1 | 2018-12-31 | 2019-12-31 | 365 | 9.5331 | 9 | 0.53312
57220 | 4.59 | 1 | 2018-12-31 | 2019-12-31 | 365 | 5.2593 | 5 | 0.25926
57296 | 6.24 | 1 | 2018-12-31 | 2019-12-31 | 365 | 7.1498 | 7 | 0.14984
57224 | 13.78 | 1 | 2018-12-31 | 2019-12-31 | 365 | 15.7892 | 15 | 0.78923
57301 | 3.38 | 1 | 2018-12-31 | 2019-12-31 | 365 | 3.8728 | 3 | 0.87283
57223 | 8.32 | 1 | 2018-12-31 | 2019-12-31 | 365 | 9.5331 | 9 | 0.53312
57229 | 8.58 | 1 | 2018-12-31 | 2019-12-31 | 365 | 9.831 | 9 | 0.83103
57305 | 4.59 | 1 | 2018-12-31 | 2019-12-31 | 365 | 5.2593 | 5 | 0.25926
57228 | 9.1 | 1 | 2018-12-31 | 2019-12-31 | 365 | 10.4269 | 10 | 0.42685
57308 | 5.1 | 1 | 2018-12-31 | 2019-12-31 | 365 | 5.8436 | 5 | 0.84362
57240 | 6.885 | 1 | 2018-12-31 | 2019-12-31 | 365 | 7.8889 | 7 | 0.88889
57316 | 5.46 | 1 | 2018-12-31 | 2019-12-31 | 365 | 6.2561 | 6 | 0.25611
57243 | 7.395 | 1 | 2018-12-31 | 2019-12-31 | 365 | 8.4733 | 8 | 0.47325
57322 | 5.1 | 1 | 2018-12-31 | 2019-12-31 | 365 | 5.8436 | 5 | 0.84362
57247 | 3.825 | 1 | 2018-12-31 | 2019-12-31 | 365 | 4.3827 | 4 | 0.38272
57328 | 8.415 | 1 | 2018-12-31 | 2019-12-31 | 365 | 9.642 | 9 | 0.64197
57334 | 13.26 | 1 | 2018-12-31 | 2019-12-31 | 365 | 15.1934 | 15 | 0.19341
57251 | 11.44 | 1 | 2018-12-31 | 2019-12-31 | 365 | 13.108 | 13 | 0.10804
57321 | 5.46 | 1 | 2018-12-31 | 2019-12-31 | 365 | 6.2561 | 6 | 0.25611
57244 | 2.08 | 1 | 2018-12-31 | 2019-12-31 | 365 | 2.3833 | 2 | 0.38328
57261 | 4.505 | 1 | 2018-12-31 | 2019-12-31 | 365 | 5.1619 | 5 | 0.16187
57337 | 6.24 | 1 | 2018-12-31 | 2019-12-31 | 365 | 7.1498 | 7 | 0.14984
57286 | 12.74 | 1 | 2018-12-31 | 2019-12-31 | 365 | 14.5976 | 14 | 0.59759
57289 | 6.24 | 1 | 2018-12-31 | 2019-12-31 | 365 | 7.1498 | 7 | 0.14984
57343 | 5.865 | 1 | 2018-12-31 | 2019-12-31 | 365 | 6.7202 | 6 | 0.72016
57344 | 9.36 | 1 | 2018-12-31 | 2019-12-31 | 365 | 10.7248 | 10 | 0.72476
57677 | 8.16 | 1 | 2018-12-31 | 2019-12-31 | 365 | 9.3498 | 9 | 0.34979
57350 | 5.565 | 1 | 2018-12-31 | 2019-12-31 | 365 | 6.3764 | 6 | 0.37642
57352 | 5.2 | 1 | 2018-12-31 | 2019-12-31 | 365 | 5.9582 | 5 | 0.9582
57355 | 10.14 | 1 | 2018-12-31 | 2019-12-31 | 365 | 11.6185 | 11 | 0.61849
57681 | 3.9 | 1 | 2018-12-31 | 2019-12-31 | 365 | 4.4687 | 4 | 0.46865
57684 | 7.28 | 1 | 2018-12-31 | 2019-12-31 | 365 | 8.3415 | 8 | 0.34148
57356 | 13.26 | 1 | 2018-12-31 | 2019-12-31 | 365 | 15.1934 | 15 | 0.19341
57688 | 6.24 | 1 | 2018-12-31 | 2019-12-31 | 365 | 7.1498 | 7 | 0.14984
57690 | 17.16 | 1 | 2018-12-31 | 2019-12-31 | 365 | 19.6621 | 19 | 0.66207
57692 | 4.335 | 1 | 2018-12-31 | 2019-12-31 | 365 | 4.9671 | 4 | 0.96708
57695 | 9.18 | 1 | 2018-12-31 | 2019-12-31 | 365 | 10.5185 | 10 | 0.51852
54441 | 4.42 | 1 | 2018-12-31 | 2019-12-31 | 365 | 5.0645 | 5 | 0.064471
40013 | 3.64 | 1 | 2018-12-31 | 2019-12-31 | 365 | 4.1707 | 4 | 0.17074
57696 | 8.745 | 1 | 2018-12-31 | 2019-12-31 | 365 | 10.0201 | 10 | 0.020091
57700 | 3.38 | 1 | 2018-12-31 | 2019-12-31 | 365 | 3.8728 | 3 | 0.87283
57723 | 4.94 | 1 | 2018-12-31 | 2019-12-31 | 365 | 5.6603 | 5 | 0.66029
56202 | 5.1 | 1 | 2018-12-31 | 2019-12-31 | 365 | 5.8436 | 5 | 0.84362
57729 | 8.415 | 1 | 2018-12-31 | 2019-12-31 | 365 | 9.642 | 9 | 0.64197
57731 | 9.18 | 1 | 2018-12-31 | 2019-12-31 | 365 | 10.5185 | 10 | 0.51852
57763 | 6.24 | 1 | 2018-12-31 | 2019-12-31 | 365 | 7.1498 | 7 | 0.14984
57774 | 8.32 | 1 | 2018-12-31 | 2019-12-31 | 365 | 9.5331 | 9 | 0.53312
57785 | 10.4 | 1 | 2018-12-31 | 2019-12-31 | 365 | 11.9164 | 11 | 0.9164
57797 | 2.86 | 1 | 2018-12-31 | 2019-12-31 | 365 | 3.277 | 3 | 0.27701
57807 | 12.24 | 1 | 2018-12-31 | 2019-12-31 | 365 | 14.0247 | 14 | 0.02469
57808 | 5.1 | 1 | 2018-12-31 | 2019-12-31 | 365 | 5.8436 | 5 | 0.84362
57809 | 5.3 | 1 | 2018-12-31 | 2019-12-31 | 365 | 6.0728 | 6 | 0.072782
57810 | 9.36 | 1 | 2018-12-31 | 2019-12-31 | 365 | 10.7248 | 10 | 0.72476
57358 | 5.46 | 1 | 2018-12-31 | 2019-12-31 | 365 | 6.2561 | 6 | 0.25611
57361 | 6.76 | 1 | 2018-12-31 | 2019-12-31 | 365 | 7.7457 | 7 | 0.74566
57812 | 5.2 | 1 | 2018-12-31 | 2019-12-31 | 365 | 5.9582 | 5 | 0.9582
57365 | 3.38 | 1 | 2018-12-31 | 2019-12-31 | 365 | 3.8728 | 3 | 0.87283
57369 | 4.24 | 1 | 2018-12-31 | 2019-12-31 | 365 | 4.8582 | 4 | 0.85823
57811 | 9.1 | 1 | 2018-12-31 | 2019-12-31 | 365 | 10.4269 | 10 | 0.42685
57373 | 4.94 | 1 | 2018-12-31 | 2019-12-31 | 365 | 5.6603 | 5 | 0.66029
57374 | 8.32 | 1 | 2018-12-31 | 2019-12-31 | 365 | 9.5331 | 9 | 0.53312
57386 | 8.32 | 1 | 2018-12-31 | 2019-12-31 | 365 | 9.5331 | 9 | 0.53312
57470 | 10.92 | 1 | 2018-12-31 | 2019-12-31 | 365 | 12.5122 | 12 | 0.51222
57475 | 3.825 | 1 | 2018-12-31 | 2019-12-31 | 365 | 4.3827 | 4 | 0.38272
57476 | 2.6 | 1 | 2018-12-31 | 2019-12-31 | 365 | 2.9791 | 2 | 0.9791
57507 | 6.12 | 1 | 2018-12-31 | 2019-12-31 | 365 | 7.0123 | 7 | 0.012345
57508 | 5.72 | 1 | 2018-12-31 | 2019-12-31 | 365 | 6.554 | 6 | 0.55402
57515 | 16.9 | 1 | 2018-12-31 | 2019-12-31 | 365 | 19.3642 | 19 | 0.36416
57569 | 7.95 | 1 | 2018-12-31 | 2019-12-31 | 365 | 9.1092 | 9 | 0.10917
57555 | 5.1 | 1 | 2018-12-31 | 2019-12-31 | 365 | 5.8436 | 5 | 0.84362
57513 | 3.12 | 1 | 2018-12-31 | 2019-12-31 | 365 | 3.5749 | 3 | 0.57492
57814 | 5.355 | 1 | 2018-12-31 | 2019-12-31 | 365 | 6.1358 | 6 | 0.1358
57815 | 6.12 | 1 | 2018-12-31 | 2019-12-31 | 365 | 7.0123 | 7 | 0.012345
57574 | 3.975 | 1 | 2018-12-31 | 2019-12-31 | 365 | 4.5546 | 4 | 0.55459
57579 | 4.94 | 1 | 2018-12-31 | 2019-12-31 | 365 | 5.6603 | 5 | 0.66029
57578 | 7.28 | 1 | 2018-12-31 | 2019-12-31 | 365 | 8.3415 | 8 | 0.34148
57580 | 2.86 | 1 | 2018-12-31 | 2019-12-31 | 365 | 3.277 | 3 | 0.27701
57598 | 4.77 | 1 | 2018-12-31 | 2019-12-31 | 365 | 5.4655 | 5 | 0.4655
57604 | 8.745 | 1 | 2018-12-31 | 2019-12-31 | 365 | 10.0201 | 10 | 0.020091
57816 | 3.06 | 1 | 2018-12-31 | 2019-12-31 | 365 | 3.5062 | 3 | 0.50617
57607 | 10.14 | 1 | 2018-12-31 | 2019-12-31 | 365 | 11.6185 | 11 | 0.61849
57609 | 3.57 | 1 | 2018-12-31 | 2019-12-31 | 365 | 4.0905 | 4 | 0.090535
57656 | 6.76 | 1 | 2018-12-31 | 2019-12-31 | 365 | 7.7457 | 7 | 0.74566
57817 | 7.28 | 1 | 2018-12-31 | 2019-12-31 | 365 | 8.3415 | 8 | 0.34148
57840 | 9.88 | 1 | 2018-12-31 | 2019-12-31 | 365 | 11.3206 | 11 | 0.32058
57821 | 10.66 | 1 | 2018-12-31 | 2019-12-31 | 365 | 12.2143 | 12 | 0.21431
57823 | 11.7 | 1 | 2018-12-31 | 2019-12-31 | 365 | 13.406 | 13 | 0.40595
57841 | 9.1 | 1 | 2018-12-31 | 2019-12-31 | 365 | 10.4269 | 10 | 0.42685
57843 | 8.06 | 1 | 2018-12-31 | 2019-12-31 | 365 | 9.2352 | 9 | 0.23521
57851 | 12.74 | 1 | 2018-12-31 | 2019-12-31 | 365 | 14.5976 | 14 | 0.59759
57863 | 6.76 | 1 | 2018-12-31 | 2019-12-31 | 365 | 7.7457 | 7 | 0.74566
57825 | 10.66 | 1 | 2018-12-31 | 2019-12-31 | 365 | 12.2143 | 12 | 0.21431
57868 | 16.32 | 1 | 2018-12-31 | 2019-12-31 | 365 | 18.6996 | 18 | 0.69959
57828 | 4.77 | 1 | 2018-12-31 | 2019-12-31 | 365 | 5.4655 | 5 | 0.4655
57833 | 7.28 | 1 | 2018-12-31 | 2019-12-31 | 365 | 8.3415 | 8 | 0.34148
57871 | 14.04 | 1 | 2018-12-31 | 2019-12-31 | 365 | 16.0871 | 16 | 0.087144
57913 | 6.095 | 1 | 2018-12-31 | 2019-12-31 | 365 | 6.9837 | 6 | 0.9837
57914 | 8.925 | 1 | 2018-12-31 | 2019-12-31 | 365 | 10.2263 | 10 | 0.22634
57873 | 3.64 | 1 | 2018-12-31 | 2019-12-31 | 365 | 4.1707 | 4 | 0.17074
57920 | 9.36 | 1 | 2018-12-31 | 2019-12-31 | 365 | 10.7248 | 10 | 0.72476
57927 | 11.985 | 1 | 2018-12-31 | 2019-12-31 | 365 | 13.7325 | 13 | 0.73251
57928 | 7.8 | 1 | 2018-12-31 | 2019-12-31 | 365 | 8.9373 | 8 | 0.9373
57875 | 5.2 | 1 | 2018-12-31 | 2019-12-31 | 365 | 5.9582 | 5 | 0.9582
57929 | 12.48 | 1 | 2018-12-31 | 2019-12-31 | 365 | 14.2997 | 14 | 0.29968
57931 | 2.6 | 1 | 2018-12-31 | 2019-12-31 | 365 | 2.9791 | 2 | 0.9791
57932 | 5.865 | 1 | 2018-12-31 | 2019-12-31 | 365 | 6.7202 | 6 | 0.72016
57933 | 10.14 | 1 | 2018-12-31 | 2019-12-31 | 365 | 11.6185 | 11 | 0.61849
57878 | 2.12 | 1 | 2018-12-31 | 2019-12-31 | 365 | 2.4291 | 2 | 0.42911
57888 | 4.59 | 1 | 2018-12-31 | 2019-12-31 | 365 | 5.2593 | 5 | 0.25926
57934 | 3.12 | 1 | 2018-12-31 | 2019-12-31 | 365 | 3.5749 | 3 | 0.57492
57936 | 5.46 | 1 | 2018-12-31 | 2019-12-31 | 365 | 6.2561 | 6 | 0.25611
57892 | 8.32 | 1 | 2018-12-31 | 2019-12-31 | 365 | 9.5331 | 9 | 0.53312
57943 | 10.4 | 1 | 2018-12-31 | 2019-12-31 | 365 | 11.9164 | 11 | 0.9164
57942 | 3.64 | 1 | 2018-12-31 | 2019-12-31 | 365 | 4.1707 | 4 | 0.17074
57896 | 8.415 | 1 | 2018-12-31 | 2019-12-31 | 365 | 9.642 | 9 | 0.64197
57900 | 7.14 | 1 | 2018-12-31 | 2019-12-31 | 365 | 8.1811 | 8 | 0.18107
57902 | 8.32 | 1 | 2018-12-31 | 2019-12-31 | 365 | 9.5331 | 9 | 0.53312
57903 | 8.84 | 1 | 2018-12-31 | 2019-12-31 | 365 | 10.1289 | 10 | 0.12894
57905 | 5.46 | 1 | 2018-12-31 | 2019-12-31 | 365 | 6.2561 | 6 | 0.25611
57908 | 11.96 | 1 | 2018-12-31 | 2019-12-31 | 365 | 13.7039 | 13 | 0.70386
57910 | 3.9 | 1 | 2018-12-31 | 2019-12-31 | 365 | 4.4687 | 4 | 0.46865
41187 | 2.6 | 1 | 2018-12-31 | 2019-12-31 | 365 | 2.9791 | 2 | 0.9791
55433 | 3.06 | 1 | 2018-12-31 | 2019-12-31 | 365 | 3.5062 | 3 | 0.50617
55790 | 4.42 | 1 | 2018-12-31 | 2019-12-31 | 365 | 5.0645 | 5 | 0.064471
41840 | 8.58 | 1 | 2018-12-31 | 2019-12-31 | 365 | 9.831 | 9 | 0.83103
50298 | 9.69 | 1 | 2018-12-31 | 2019-12-31 | 365 | 11.1029 | 11 | 0.10288
57945 | 5.2 | 1 | 2018-12-31 | 2019-12-31 | 365 | 5.9582 | 5 | 0.9582
57947 | 5.2 | 1 | 2018-12-31 | 2019-12-31 | 365 | 5.9582 | 5 | 0.9582
57951 | 5.46 | 1 | 2018-12-31 | 2019-12-31 | 365 | 6.2561 | 6 | 0.25611
57954 | 3.9 | 1 | 2018-12-31 | 2019-12-31 | 365 | 4.4687 | 4 | 0.46865
57960 | 13.52 | 1 | 2018-12-31 | 2019-12-31 | 365 | 15.4913 | 15 | 0.49132
57985 | 11.22 | 1 | 2018-12-31 | 2019-12-31 | 365 | 12.856 | 12 | 0.85597
57988 | 6.76 | 1 | 2018-12-31 | 2019-12-31 | 365 | 7.7457 | 7 | 0.74566
57991 | 8.84 | 1 | 2018-12-31 | 2019-12-31 | 365 | 10.1289 | 10 | 0.12894
57993 | 13.78 | 1 | 2018-12-31 | 2019-12-31 | 365 | 15.7892 | 15 | 0.78923
57999 | 13.26 | 1 | 2018-12-31 | 2019-12-31 | 365 | 15.1934 | 15 | 0.19341
58004 | 12.74 | 1 | 2018-12-31 | 2019-12-31 | 365 | 14.5976 | 14 | 0.59759
58008 | 13.26 | 1 | 2018-12-31 | 2019-12-31 | 365 | 15.1934 | 15 | 0.19341
58011 | 7.8 | 1 | 2018-12-31 | 2019-12-31 | 365 | 8.9373 | 8 | 0.9373
58017 | 10.14 | 1 | 2018-12-31 | 2019-12-31 | 365 | 11.6185 | 11 | 0.61849
58022 | 4.335 | 1 | 2018-12-31 | 2019-12-31 | 365 | 4.9671 | 4 | 0.96708
58045 | 13 | 1 | 2018-12-31 | 2019-12-31 | 365 | 14.8955 | 14 | 0.8955
58047 | 9.36 | 1 | 2018-12-31 | 2019-12-31 | 365 | 10.7248 | 10 | 0.72476
57154 | 4.05 | 1 | 2018-12-31 | 2019-12-31 | 365 | 4.6405 | 4 | 0.64052
57155 | 9.62 | 1 | 2018-12-31 | 2019-12-31 | 365 | 11.0227 | 11 | 0.022673
57156 | 9.435 | 1 | 2018-12-31 | 2019-12-31 | 365 | 10.8107 | 10 | 0.8107
58054 | 8.91 | 1 | 2018-12-31 | 2019-12-31 | 365 | 10.2091 | 10 | 0.20915
58055 | 2.97 | 1 | 2018-12-31 | 2019-12-31 | 365 | 3.403 | 3 | 0.40305
58057 | 3.12 | 1 | 2018-12-31 | 2019-12-31 | 365 | 3.5749 | 3 | 0.57492
58060 | 3.78 | 1 | 2018-12-31 | 2019-12-31 | 365 | 4.3312 | 4 | 0.33115
58063 | 4.16 | 1 | 2018-12-31 | 2019-12-31 | 365 | 4.7666 | 4 | 0.76656
58070 | 6.36 | 1 | 2018-12-31 | 2019-12-31 | 365 | 7.2873 | 7 | 0.28734
58073 | 4.68 | 1 | 2018-12-31 | 2019-12-31 | 365 | 5.3624 | 5 | 0.36238
57263 | 10.14 | 1 | 2018-12-31 | 2019-12-31 | 365 | 11.6185 | 11 | 0.61849
57265 | 6.76 | 1 | 2018-12-31 | 2019-12-31 | 365 | 7.7457 | 7 | 0.74566
58074 | 8.16 | 1 | 2018-12-31 | 2019-12-31 | 365 | 9.3498 | 9 | 0.34979
58078 | 2.6 | 1 | 2018-12-31 | 2019-12-31 | 365 | 2.9791 | 2 | 0.9791
58083 | 5.2 | 1 | 2018-12-31 | 2019-12-31 | 365 | 5.9582 | 5 | 0.9582
58086 | 12.48 | 1 | 2018-12-31 | 2019-12-31 | 365 | 14.2997 | 14 | 0.29968
58085 | 3.9 | 1 | 2018-12-31 | 2019-12-31 | 365 | 4.4687 | 4 | 0.46865
58087 | 9.88 | 1 | 2018-12-31 | 2019-12-31 | 365 | 11.3206 | 11 | 0.32058
58088 | 7.02 | 1 | 2018-12-31 | 2019-12-31 | 365 | 8.0436 | 8 | 0.043572
58089 | 9.62 | 1 | 2018-12-31 | 2019-12-31 | 365 | 11.0227 | 11 | 0.022673
58090 | 2.12 | 1 | 2018-12-31 | 2019-12-31 | 365 | 2.4291 | 2 | 0.42911
58100 | 10.965 | 1 | 2018-12-31 | 2019-12-31 | 365 | 12.5638 | 12 | 0.56378
58101 | 2.34 | 1 | 2018-12-31 | 2019-12-31 | 365 | 2.6812 | 2 | 0.68119
58103 | 2.86 | 1 | 2018-12-31 | 2019-12-31 | 365 | 3.277 | 3 | 0.27701
58105 | 7.02 | 1 | 2018-12-31 | 2019-12-31 | 365 | 8.0436 | 8 | 0.043572
58107 | 14.79 | 1 | 2018-12-31 | 2019-12-31 | 365 | 16.9465 | 16 | 0.9465
58113 | 8.32 | 1 | 2018-12-31 | 2019-12-31 | 365 | 9.5331 | 9 | 0.53312
58116 | 3.57 | 1 | 2018-12-31 | 2019-12-31 | 365 | 4.0905 | 4 | 0.090535
58118 | 4.68 | 1 | 2018-12-31 | 2019-12-31 | 365 | 5.3624 | 5 | 0.36238
58119 | 2.6 | 1 | 2018-12-31 | 2019-12-31 | 365 | 2.9791 | 2 | 0.9791
58121 | 6.5 | 1 | 2018-12-31 | 2019-12-31 | 365 | 7.4478 | 7 | 0.44775
58124 | 3.38 | 1 | 2018-12-31 | 2019-12-31 | 365 | 3.8728 | 3 | 0.87283
58130 | 6.24 | 1 | 2018-12-31 | 2019-12-31 | 365 | 7.1498 | 7 | 0.14984
58132 | 5.3 | 1 | 2018-12-31 | 2019-12-31 | 365 | 6.0728 | 6 | 0.072782
58136 | 4.16 | 1 | 2018-12-31 | 2019-12-31 | 365 | 4.7666 | 4 | 0.76656
58145 | 6.5 | 1 | 2018-12-31 | 2019-12-31 | 365 | 7.4478 | 7 | 0.44775
58156 | 2.805 | 1 | 2018-12-31 | 2019-12-31 | 365 | 3.214 | 3 | 0.21399
58155 | 4.59 | 1 | 2018-12-31 | 2019-12-31 | 365 | 5.2593 | 5 | 0.25926
58159 | 9.36 | 1 | 2018-12-31 | 2019-12-31 | 365 | 10.7248 | 10 | 0.72476
58164 | 5.1 | 1 | 2018-12-31 | 2019-12-31 | 365 | 5.8436 | 5 | 0.84362
58169 | 13.78 | 1 | 2018-12-31 | 2019-12-31 | 365 | 15.7892 | 15 | 0.78923
58209 | 8.84 | 1 | 2018-12-31 | 2019-12-31 | 365 | 10.1289 | 10 | 0.12894
58253 | 10.14 | 1 | 2018-12-31 | 2019-12-31 | 365 | 11.6185 | 11 | 0.61849
58255 | 5.2 | 1 | 2018-12-31 | 2019-12-31 | 365 | 5.9582 | 5 | 0.9582
58257 | 11.395 | 1 | 2018-12-31 | 2019-12-31 | 365 | 13.0565 | 13 | 0.056482
58263 | 14.04 | 1 | 2018-12-31 | 2019-12-31 | 365 | 16.0871 | 16 | 0.087144
58266 | 4.845 | 1 | 2018-12-31 | 2019-12-31 | 365 | 5.5514 | 5 | 0.55144
58269 | 10.965 | 1 | 2018-12-31 | 2019-12-31 | 365 | 12.5638 | 12 | 0.56378
58271 | 12.48 | 1 | 2018-12-31 | 2019-12-31 | 365 | 14.2997 | 14 | 0.29968
58272 | 3.9 | 1 | 2018-12-31 | 2019-12-31 | 365 | 4.4687 | 4 | 0.46865
58273 | 5.13 | 1 | 2018-12-31 | 2019-12-31 | 365 | 5.878 | 5 | 0.878
58324 | 6.76 | 1 | 2018-12-31 | 2019-12-31 | 365 | 7.7457 | 7 | 0.74566
58325 | 7.395 | 1 | 2018-12-31 | 2019-12-31 | 365 | 8.4733 | 8 | 0.47325
58338 | 9.69 | 1 | 2018-12-31 | 2019-12-31 | 365 | 11.1029 | 11 | 0.10288
58343 | 4.42 | 1 | 2018-12-31 | 2019-12-31 | 365 | 5.0645 | 5 | 0.064471
58346 | 8.48 | 1 | 2018-12-31 | 2019-12-31 | 365 | 9.7165 | 9 | 0.71645
58348 | 7.28 | 1 | 2018-12-31 | 2019-12-31 | 365 | 8.3415 | 8 | 0.34148
58350 | 6.885 | 1 | 2018-12-31 | 2019-12-31 | 365 | 7.8889 | 7 | 0.88889
58354 | 11.22 | 1 | 2018-12-31 | 2019-12-31 | 365 | 12.856 | 12 | 0.85597
58360 | 3.315 | 1 | 2018-12-31 | 2019-12-31 | 365 | 3.7984 | 3 | 0.79835
58367 | 5.98 | 1 | 2018-12-31 | 2019-12-31 | 365 | 6.8519 | 6 | 0.85193
58373 | 9.62 | 1 | 2018-12-31 | 2019-12-31 | 365 | 11.0227 | 11 | 0.022673
58387 | 13.77 | 1 | 2018-12-31 | 2019-12-31 | 365 | 15.7778 | 15 | 0.77778
58399 | 9.1 | 1 | 2018-12-31 | 2019-12-31 | 365 | 10.4269 | 10 | 0.42685
58439 | 8.58 | 1 | 2018-12-31 | 2019-12-31 | 365 | 9.831 | 9 | 0.83103
58440 | 3.9 | 1 | 2018-12-31 | 2019-12-31 | 365 | 4.4687 | 4 | 0.46865
58480 | 13.25 | 1 | 2018-12-31 | 2019-12-31 | 365 | 15.182 | 15 | 0.18196
58483 | 4.68 | 1 | 2018-12-31 | 2019-12-31 | 365 | 5.3624 | 5 | 0.36238
58487 | 5.98 | 1 | 2018-12-31 | 2019-12-31 | 365 | 6.8519 | 6 | 0.85193
58499 | 2.385 | 1 | 2018-12-31 | 2019-12-31 | 365 | 2.7328 | 2 | 0.73275
58523 | 2.6 | 1 | 2018-12-31 | 2019-12-31 | 365 | 2.9791 | 2 | 0.9791
58526 | 5.865 | 1 | 2018-12-31 | 2019-12-31 | 365 | 6.7202 | 6 | 0.72016
58530 | 12.48 | 1 | 2018-12-31 | 2019-12-31 | 365 | 14.2997 | 14 | 0.29968
58537 | 9.805 | 1 | 2018-12-31 | 2019-12-31 | 365 | 11.2346 | 11 | 0.23465
58538 | 7.28 | 1 | 2018-12-31 | 2019-12-31 | 365 | 8.3415 | 8 | 0.34148
58564 | 13.005 | 1 | 2018-12-31 | 2019-12-31 | 365 | 14.9012 | 14 | 0.90123
58540 | 3.71 | 1 | 2018-12-31 | 2019-12-31 | 365 | 4.2509 | 4 | 0.25095
58589 | 3.975 | 1 | 2018-12-31 | 2019-12-31 | 365 | 4.5546 | 4 | 0.55459
58610 | 13 | 1 | 2018-12-31 | 2019-12-31 | 365 | 14.8955 | 14 | 0.8955
58613 | 4.845 | 1 | 2018-12-31 | 2019-12-31 | 365 | 5.5514 | 5 | 0.55144
58623 | 11.475 | 1 | 2018-12-31 | 2019-12-31 | 365 | 13.1481 | 13 | 0.14815
58627 | 7.02 | 1 | 2018-12-31 | 2019-12-31 | 365 | 8.0436 | 8 | 0.043572
58674 | 6.24 | 1 | 2018-12-31 | 2019-12-31 | 365 | 7.1498 | 7 | 0.14984
58680 | 10.2 | 1 | 2018-12-31 | 2019-12-31 | 365 | 11.6872 | 11 | 0.68724
58683 | 5.46 | 1 | 2018-12-31 | 2019-12-31 | 365 | 6.2561 | 6 | 0.25611
58685 | 5.61 | 1 | 2018-12-31 | 2019-12-31 | 365 | 6.428 | 6 | 0.42798
58745 | 8.16 | 1 | 2018-12-31 | 2019-12-31 | 365 | 9.3498 | 9 | 0.34979
58750 | 8.32 | 1 | 2018-12-31 | 2019-12-31 | 365 | 9.5331 | 9 | 0.53312
58752 | 7.28 | 1 | 2018-12-31 | 2019-12-31 | 365 | 8.3415 | 8 | 0.34148
58754 | 6.375 | 1 | 2018-12-31 | 2019-12-31 | 365 | 7.3045 | 7 | 0.30453
58755 | 11.7 | 1 | 2018-12-31 | 2019-12-31 | 365 | 13.406 | 13 | 0.40595
58757 | 9.62 | 1 | 2018-12-31 | 2019-12-31 | 365 | 11.0227 | 11 | 0.022673
58769 | 14.04 | 1 | 2018-12-31 | 2019-12-31 | 365 | 16.0871 | 16 | 0.087144
58774 | 12.72 | 1 | 2018-12-31 | 2019-12-31 | 365 | 14.5747 | 14 | 0.57468
58781 | 7.395 | 1 | 2018-12-31 | 2019-12-31 | 365 | 8.4733 | 8 | 0.47325
58794 | 10.4 | 1 | 2018-12-31 | 2019-12-31 | 365 | 11.9164 | 11 | 0.9164
58795 | 9.88 | 1 | 2018-12-31 | 2019-12-31 | 365 | 11.3206 | 11 | 0.32058
58797 | 9.62 | 1 | 2018-12-31 | 2019-12-31 | 365 | 11.0227 | 11 | 0.022673
58800 | 3.9 | 1 | 2018-12-31 | 2019-12-31 | 365 | 4.4687 | 4 | 0.46865
50415 | 4.845 | 1 | 2018-12-31 | 2019-12-31 | 365 | 5.5514 | 5 | 0.55144
45700 | 3.12 | 1 | 2018-12-31 | 2019-12-31 | 365 | 3.5749 | 3 | 0.57492
45753 | 6.24 | 1 | 2018-12-31 | 2019-12-31 | 365 | 7.1498 | 7 | 0.14984
41359 | 8.06 | 1 | 2018-12-31 | 2019-12-31 | 365 | 9.2352 | 9 | 0.23521
58827 | 7.29 | 1 | 2018-12-31 | 2019-12-31 | 365 | 8.3529 | 8 | 0.35294
50418 | 6.63 | 1 | 2018-12-31 | 2019-12-31 | 365 | 7.5967 | 7 | 0.59671
58829 | 12.495 | 1 | 2018-12-31 | 2019-12-31 | 365 | 14.3169 | 14 | 0.31687
50575 | 7.395 | 1 | 2018-12-31 | 2019-12-31 | 365 | 8.4733 | 8 | 0.47325
39058 | 5.98 | 1 | 2018-12-31 | 2019-12-31 | 365 | 6.8519 | 6 | 0.85193
39396 | 7.28 | 1 | 2018-12-31 | 2019-12-31 | 365 | 8.3415 | 8 | 0.34148
48164 | 5.61 | 1 | 2018-12-31 | 2019-12-31 | 365 | 6.428 | 6 | 0.42798
42910 | 5.72 | 1 | 2018-12-31 | 2019-12-31 | 365 | 6.554 | 6 | 0.55402
39329 | 5.72 | 1 | 2018-12-31 | 2019-12-31 | 365 | 6.554 | 6 | 0.55402
45771 | 6.375 | 1 | 2018-12-31 | 2019-12-31 | 365 | 7.3045 | 7 | 0.30453
50305 | 2.805 | 1 | 2018-12-31 | 2019-12-31 | 365 | 3.214 | 3 | 0.21399
44982 | 5.46 | 1 | 2018-12-31 | 2019-12-31 | 365 | 6.2561 | 6 | 0.25611
41456 | 2.86 | 1 | 2018-12-31 | 2019-12-31 | 365 | 3.277 | 3 | 0.27701
47542 | 8.32 | 1 | 2018-12-31 | 2019-12-31 | 365 | 9.5331 | 9 | 0.53312
58832 | 9.18 | 1 | 2018-12-31 | 2019-12-31 | 365 | 10.5185 | 10 | 0.51852
43766 | 6.76 | 1 | 2018-12-31 | 2019-12-31 | 365 | 7.7457 | 7 | 0.74566
41023 | 11.73 | 1 | 2018-12-31 | 2019-12-31 | 365 | 13.4403 | 13 | 0.44033
42982 | 5.46 | 1 | 2018-12-31 | 2019-12-31 | 365 | 6.2561 | 6 | 0.25611
42358 | 13.78 | 1 | 2018-12-31 | 2019-12-31 | 365 | 15.7892 | 15 | 0.78923
50507 | 6.76 | 1 | 2018-12-31 | 2019-12-31 | 365 | 7.7457 | 7 | 0.74566
50597 | 5.61 | 1 | 2018-12-31 | 2019-12-31 | 365 | 6.428 | 6 | 0.42798
43692 | 7.54 | 1 | 2018-12-31 | 2019-12-31 | 365 | 8.6394 | 8 | 0.63939
50373 | 7.28 | 1 | 2018-12-31 | 2019-12-31 | 365 | 8.3415 | 8 | 0.34148
39342 | 4.94 | 1 | 2018-12-31 | 2019-12-31 | 365 | 5.6603 | 5 | 0.66029
41753 | 4.94 | 1 | 2018-12-31 | 2019-12-31 | 365 | 5.6603 | 5 | 0.66029
50442 | 4.59 | 1 | 2018-12-31 | 2019-12-31 | 365 | 5.2593 | 5 | 0.25926
50584 | 6.12 | 1 | 2018-12-31 | 2019-12-31 | 365 | 7.0123 | 7 | 0.012345
50397 | 11.985 | 1 | 2018-12-31 | 2019-12-31 | 365 | 13.7325 | 13 | 0.73251
37874 | 10.4 | 1 | 2018-12-31 | 2019-12-31 | 365 | 11.9164 | 11 | 0.9164
48095 | 3.315 | 1 | 2018-12-31 | 2019-12-31 | 365 | 3.7984 | 3 | 0.79835
45952 | 7.8 | 1 | 2018-12-31 | 2019-12-31 | 365 | 8.9373 | 8 | 0.9373
40699 | 11.475 | 1 | 2018-12-31 | 2019-12-31 | 365 | 13.1481 | 13 | 0.14815
50413 | 12.24 | 1 | 2018-12-31 | 2019-12-31 | 365 | 14.0247 | 14 | 0.02469
40603 | 11.18 | 1 | 2018-12-31 | 2019-12-31 | 365 | 12.8101 | 12 | 0.81013
43771 | 10.07 | 1 | 2018-12-31 | 2019-12-31 | 365 | 11.5383 | 11 | 0.53829
50437 | 8.16 | 1 | 2018-12-31 | 2019-12-31 | 365 | 9.3498 | 9 | 0.34979
40703 | 3.64 | 1 | 2018-12-31 | 2019-12-31 | 365 | 4.1707 | 4 | 0.17074
45963 | 10.455 | 1 | 2018-12-31 | 2019-12-31 | 365 | 11.9794 | 11 | 0.97942
37797 | 9.88 | 1 | 2018-12-31 | 2019-12-31 | 365 | 11.3206 | 11 | 0.32058
40443 | 2.86 | 1 | 2018-12-31 | 2019-12-31 | 365 | 3.277 | 3 | 0.27701
50351 | 10.965 | 1 | 2018-12-31 | 2019-12-31 | 365 | 12.5638 | 12 | 0.56378
45551 | 2.7 | 1 | 2018-12-31 | 2019-12-31 | 365 | 3.0937 | 3 | 0.093682
44772 | 9.36 | 1 | 2018-12-31 | 2019-12-31 | 365 | 10.7248 | 10 | 0.72476
39620 | 12.495 | 1 | 2018-12-31 | 2019-12-31 | 365 | 14.3169 | 14 | 0.31687
39374 | 5.98 | 1 | 2018-12-31 | 2019-12-31 | 365 | 6.8519 | 6 | 0.85193
50395 | 3.315 | 1 | 2018-12-31 | 2019-12-31 | 365 | 3.7984 | 3 | 0.79835
50431 | 4.68 | 1 | 2018-12-31 | 2019-12-31 | 365 | 5.3624 | 5 | 0.36238
57509 | 7.395 | 1 | 2018-12-31 | 2019-12-31 | 365 | 8.4733 | 8 | 0.47325
38690 | 7.395 | 1 | 2018-12-31 | 2019-12-31 | 365 | 8.4733 | 8 | 0.47325
47372 | 5.355 | 1 | 2018-12-31 | 2019-12-31 | 365 | 6.1358 | 6 | 0.1358
45312 | 8.16 | 1 | 2018-12-31 | 2019-12-31 | 365 | 9.3498 | 9 | 0.34979
39470 | 5.72 | 1 | 2018-12-31 | 2019-12-31 | 365 | 6.554 | 6 | 0.55402
39539 | 21.58 | 1 | 2018-12-31 | 2019-12-31 | 365 | 24.7265 | 24 | 0.72654
50439 | 2.86 | 1 | 2018-12-31 | 2019-12-31 | 365 | 3.277 | 3 | 0.27701
41661 | 2.295 | 1 | 2018-12-31 | 2019-12-31 | 365 | 2.6296 | 2 | 0.62963
45900 | 8.58 | 1 | 2018-12-31 | 2019-12-31 | 365 | 9.831 | 9 | 0.83103
45443 | 3.38 | 1 | 2018-12-31 | 2019-12-31 | 365 | 3.8728 | 3 | 0.87283
50590 | 5.61 | 1 | 2018-12-31 | 2019-12-31 | 365 | 6.428 | 6 | 0.42798
45537 | 12.19 | 1 | 2018-12-31 | 2019-12-31 | 365 | 13.9674 | 13 | 0.9674
47917 | 4.59 | 1 | 2018-12-31 | 2019-12-31 | 365 | 5.2593 | 5 | 0.25926
50430 | 3.57 | 1 | 2018-12-31 | 2019-12-31 | 365 | 4.0905 | 4 | 0.090535
50247 | 6.24 | 1 | 2018-12-31 | 2019-12-31 | 365 | 7.1498 | 7 | 0.14984
50596 | 9.36 | 1 | 2018-12-31 | 2019-12-31 | 365 | 10.7248 | 10 | 0.72476
40230 | 5.1 | 1 | 2018-12-31 | 2019-12-31 | 365 | 5.8436 | 5 | 0.84362
37890 | 12.48 | 1 | 2018-12-31 | 2019-12-31 | 365 | 14.2997 | 14 | 0.29968
47454 | 8.06 | 1 | 2018-12-31 | 2019-12-31 | 365 | 9.2352 | 9 | 0.23521
40960 | 8.06 | 1 | 2018-12-31 | 2019-12-31 | 365 | 9.2352 | 9 | 0.23521
48044 | 4.32 | 1 | 2018-12-31 | 2019-12-31 | 365 | 4.9499 | 4 | 0.94989
47962 | 9.36 | 1 | 2018-12-31 | 2019-12-31 | 365 | 10.7248 | 10 | 0.72476
50379 | 7.65 | 1 | 2018-12-31 | 2019-12-31 | 365 | 8.7654 | 8 | 0.76543
47622 | 6.375 | 1 | 2018-12-31 | 2019-12-31 | 365 | 7.3045 | 7 | 0.30453
41185 | 2.6 | 1 | 2018-12-31 | 2019-12-31 | 365 | 2.9791 | 2 | 0.9791
42577 | 2.08 | 1 | 2018-12-31 | 2019-12-31 | 365 | 2.3833 | 2 | 0.38328
40227 | 3.64 | 1 | 2018-12-31 | 2019-12-31 | 365 | 4.1707 | 4 | 0.17074
38035 | 11.44 | 1 | 2018-12-31 | 2019-12-31 | 365 | 13.108 | 13 | 0.10804
41404 | 6.5 | 1 | 2018-12-31 | 2019-12-31 | 365 | 7.4478 | 7 | 0.44775
39335 | 9.62 | 1 | 2018-12-31 | 2019-12-31 | 365 | 11.0227 | 11 | 0.022673
57950 | 8.84 | 1 | 2018-12-31 | 2019-12-31 | 365 | 10.1289 | 10 | 0.12894
57952 | 3.12 | 1 | 2018-12-31 | 2019-12-31 | 365 | 3.5749 | 3 | 0.57492
57953 | 9.1 | 1 | 2018-12-31 | 2019-12-31 | 365 | 10.4269 | 10 | 0.42685
57956 | 4.16 | 1 | 2018-12-31 | 2019-12-31 | 365 | 4.7666 | 4 | 0.76656
57957 | 4.68 | 1 | 2018-12-31 | 2019-12-31 | 365 | 5.3624 | 5 | 0.36238
57958 | 8.06 | 1 | 2018-12-31 | 2019-12-31 | 365 | 9.2352 | 9 | 0.23521
57977 | 5.61 | 1 | 2018-12-31 | 2019-12-31 | 365 | 6.428 | 6 | 0.42798
57980 | 4.77 | 1 | 2018-12-31 | 2019-12-31 | 365 | 5.4655 | 5 | 0.4655
40580 | 3.64 | 1 | 2018-12-31 | 2019-12-31 | 365 | 4.1707 | 4 | 0.17074
47887 | 3.57 | 1 | 2018-12-31 | 2019-12-31 | 365 | 4.0905 | 4 | 0.090535
38731 | 5.2 | 1 | 2018-12-31 | 2019-12-31 | 365 | 5.9582 | 5 | 0.9582
45648 | 10.92 | 1 | 2018-12-31 | 2019-12-31 | 365 | 12.5122 | 12 | 0.51222
41752 | 7.02 | 1 | 2018-12-31 | 2019-12-31 | 365 | 8.0436 | 8 | 0.043572
54430 | 11.22 | 1 | 2018-12-31 | 2019-12-31 | 365 | 12.856 | 12 | 0.85597
55395 | 9.945 | 1 | 2018-12-31 | 2019-12-31 | 365 | 11.3951 | 11 | 0.39506
55727 | 5.2 | 1 | 2018-12-31 | 2019-12-31 | 365 | 5.9582 | 5 | 0.9582
55735 | 4.335 | 1 | 2018-12-31 | 2019-12-31 | 365 | 4.9671 | 4 | 0.96708
50440 | 7.28 | 1 | 2018-12-31 | 2019-12-31 | 365 | 8.3415 | 8 | 0.34148
55955 | 11.475 | 1 | 2018-12-31 | 2019-12-31 | 365 | 13.1481 | 13 | 0.14815
56030 | 6.12 | 1 | 2018-12-31 | 2019-12-31 | 365 | 7.0123 | 7 | 0.012345
37879 | 4.16 | 1 | 2018-12-31 | 2019-12-31 | 365 | 4.7666 | 4 | 0.76656
39464 | 5.13 | 1 | 2018-12-31 | 2019-12-31 | 365 | 5.878 | 5 | 0.878
48046 | 12.22 | 1 | 2018-12-31 | 2019-12-31 | 365 | 14.0018 | 14 | 0.0017738
50338 | 13.26 | 1 | 2018-12-31 | 2019-12-31 | 365 | 15.1934 | 15 | 0.19341
50372 | 7.56 | 1 | 2018-12-31 | 2019-12-31 | 365 | 8.6623 | 8 | 0.66231
56494 | 6.48 | 1 | 2018-12-31 | 2019-12-31 | 365 | 7.4248 | 7 | 0.42484
56531 | 3.64 | 1 | 2018-12-31 | 2019-12-31 | 365 | 4.1707 | 4 | 0.17074
56551 | 4.845 | 1 | 2018-12-31 | 2019-12-31 | 365 | 5.5514 | 5 | 0.55144
55889 | 6.12 | 1 | 2018-12-31 | 2019-12-31 | 365 | 7.0123 | 7 | 0.012345
57983 | 5.46 | 1 | 2018-12-31 | 2019-12-31 | 365 | 6.2561 | 6 | 0.25611
57986 | 4.16 | 1 | 2018-12-31 | 2019-12-31 | 365 | 4.7666 | 4 | 0.76656
57987 | 9.945 | 1 | 2018-12-31 | 2019-12-31 | 365 | 11.3951 | 11 | 0.39506
57994 | 4.42 | 1 | 2018-12-31 | 2019-12-31 | 365 | 5.0645 | 5 | 0.064471
58003 | 4.16 | 1 | 2018-12-31 | 2019-12-31 | 365 | 4.7666 | 4 | 0.76656
58013 | 10.14 | 1 | 2018-12-31 | 2019-12-31 | 365 | 11.6185 | 11 | 0.61849
58019 | 3.825 | 1 | 2018-12-31 | 2019-12-31 | 365 | 4.3827 | 4 | 0.38272
58023 | 4.59 | 1 | 2018-12-31 | 2019-12-31 | 365 | 5.2593 | 5 | 0.25926
58026 | 5.2 | 1 | 2018-12-31 | 2019-12-31 | 365 | 5.9582 | 5 | 0.9582
58030 | 4.42 | 1 | 2018-12-31 | 2019-12-31 | 365 | 5.0645 | 5 | 0.064471
58037 | 5.83 | 1 | 2018-12-31 | 2019-12-31 | 365 | 6.6801 | 6 | 0.68006
58041 | 7.54 | 1 | 2018-12-31 | 2019-12-31 | 365 | 8.6394 | 8 | 0.63939
58048 | 7.54 | 1 | 2018-12-31 | 2019-12-31 | 365 | 8.6394 | 8 | 0.63939
58076 | 5.46 | 1 | 2018-12-31 | 2019-12-31 | 365 | 6.2561 | 6 | 0.25611
58080 | 11.96 | 1 | 2018-12-31 | 2019-12-31 | 365 | 13.7039 | 13 | 0.70386
58082 | 4.68 | 1 | 2018-12-31 | 2019-12-31 | 365 | 5.3624 | 5 | 0.36238
58127 | 9.36 | 1 | 2018-12-31 | 2019-12-31 | 365 | 10.7248 | 10 | 0.72476
58131 | 2.12 | 1 | 2018-12-31 | 2019-12-31 | 365 | 2.4291 | 2 | 0.42911
56488 | 2.86 | 1 | 2018-12-31 | 2019-12-31 | 365 | 3.277 | 3 | 0.27701
58135 | 8.67 | 1 | 2018-12-31 | 2019-12-31 | 365 | 9.9342 | 9 | 0.93416
58158 | 4.68 | 1 | 2018-12-31 | 2019-12-31 | 365 | 5.3624 | 5 | 0.36238
58228 | 4.94 | 1 | 2018-12-31 | 2019-12-31 | 365 | 5.6603 | 5 | 0.66029
58270 | 5.865 | 1 | 2018-12-31 | 2019-12-31 | 365 | 6.7202 | 6 | 0.72016
58296 | 6.5 | 1 | 2018-12-31 | 2019-12-31 | 365 | 7.4478 | 7 | 0.44775
58297 | 8.06 | 1 | 2018-12-31 | 2019-12-31 | 365 | 9.2352 | 9 | 0.23521
58299 | 14.04 | 1 | 2018-12-31 | 2019-12-31 | 365 | 16.0871 | 16 | 0.087144
58405 | 11.475 | 1 | 2018-12-31 | 2019-12-31 | 365 | 13.1481 | 13 | 0.14815
58444 | 10.66 | 1 | 2018-12-31 | 2019-12-31 | 365 | 12.2143 | 12 | 0.21431
58445 | 5.1 | 1 | 2018-12-31 | 2019-12-31 | 365 | 5.8436 | 5 | 0.84362
58461 | 3.9 | 1 | 2018-12-31 | 2019-12-31 | 365 | 4.4687 | 4 | 0.46865
58489 | 11.985 | 1 | 2018-12-31 | 2019-12-31 | 365 | 13.7325 | 13 | 0.73251
58479 | 3.12 | 1 | 2018-12-31 | 2019-12-31 | 365 | 3.5749 | 3 | 0.57492
58498 | 3.18 | 1 | 2018-12-31 | 2019-12-31 | 365 | 3.6437 | 3 | 0.64367
58506 | 7.54 | 1 | 2018-12-31 | 2019-12-31 | 365 | 8.6394 | 8 | 0.63939
58513 | 3.315 | 1 | 2018-12-31 | 2019-12-31 | 365 | 3.7984 | 3 | 0.79835
58519 | 6.24 | 1 | 2018-12-31 | 2019-12-31 | 365 | 7.1498 | 7 | 0.14984
58521 | 9.1 | 1 | 2018-12-31 | 2019-12-31 | 365 | 10.4269 | 10 | 0.42685
55272 | 3.975 | 1 | 2018-12-31 | 2019-12-31 | 365 | 4.5546 | 4 | 0.55459
39983 | 8.32 | 1 | 2018-12-31 | 2019-12-31 | 365 | 9.5331 | 9 | 0.53312
45811 | 7.65 | 1 | 2018-12-31 | 2019-12-31 | 365 | 8.7654 | 8 | 0.76543
39442 | 11.395 | 1 | 2018-12-31 | 2019-12-31 | 365 | 13.0565 | 13 | 0.056482
40583 | 7.02 | 1 | 2018-12-31 | 2019-12-31 | 365 | 8.0436 | 8 | 0.043572
39521 | 10.4 | 1 | 2018-12-31 | 2019-12-31 | 365 | 11.9164 | 11 | 0.9164
39559 | 8.32 | 1 | 2018-12-31 | 2019-12-31 | 365 | 9.5331 | 9 | 0.53312
50353 | 3.315 | 1 | 2018-12-31 | 2019-12-31 | 365 | 3.7984 | 3 | 0.79835
37907 | 7.14 | 1 | 2018-12-31 | 2019-12-31 | 365 | 8.1811 | 8 | 0.18107
41178 | 5.72 | 1 | 2018-12-31 | 2019-12-31 | 365 | 6.554 | 6 | 0.55402
55095 | 6.63 | 1 | 2018-12-31 | 2019-12-31 | 365 | 7.5967 | 7 | 0.59671
55845 | 10.965 | 1 | 2018-12-31 | 2019-12-31 | 365 | 12.5638 | 12 | 0.56378
37813 | 10.865 | 1 | 2018-12-31 | 2019-12-31 | 365 | 12.4492 | 12 | 0.4492
55698 | 7.395 | 1 | 2018-12-31 | 2019-12-31 | 365 | 8.4733 | 8 | 0.47325
54681 | 4.08 | 1 | 2018-12-31 | 2019-12-31 | 365 | 4.6749 | 4 | 0.6749
45635 | 4.16 | 1 | 2018-12-31 | 2019-12-31 | 365 | 4.7666 | 4 | 0.76656
42238 | 3.64 | 1 | 2018-12-31 | 2019-12-31 | 365 | 4.1707 | 4 | 0.17074
50300 | 12.48 | 1 | 2018-12-31 | 2019-12-31 | 365 | 14.2997 | 14 | 0.29968
50341 | 12.24 | 1 | 2018-12-31 | 2019-12-31 | 365 | 14.0247 | 14 | 0.02469
55098 | 2.805 | 1 | 2018-12-31 | 2019-12-31 | 365 | 3.214 | 3 | 0.21399
45985 | 4.42 | 1 | 2018-12-31 | 2019-12-31 | 365 | 5.0645 | 5 | 0.064471
59606 | 14.04 | 1 | 2018-12-31 | 2019-12-31 | 365 | 16.0871 | 16 | 0.087144
59610 | 5.2 | 1 | 2018-12-31 | 2019-12-31 | 365 | 5.9582 | 5 | 0.9582
45696 | 3.38 | 1 | 2018-12-31 | 2019-12-31 | 365 | 3.8728 | 3 | 0.87283
59185 | 7.02 | 1 | 2018-12-31 | 2019-12-31 | 365 | 8.0436 | 8 | 0.043572
59348 | 4.42 | 1 | 2018-12-31 | 2019-12-31 | 365 | 5.0645 | 5 | 0.064471
59108 | 11.44 | 1 | 2018-12-31 | 2019-12-31 | 365 | 13.108 | 13 | 0.10804
43122 | 12.48 | 1 | 2018-12-31 | 2019-12-31 | 365 | 14.2997 | 14 | 0.29968
49663 | 4.68 | 1 | 2018-12-31 | 2019-12-31 | 365 | 5.3624 | 5 | 0.36238
37954 | 11.7 | 1 | 2018-12-31 | 2019-12-31 | 365 | 13.406 | 13 | 0.40595
40817 | 8.06 | 1 | 2018-12-31 | 2019-12-31 | 365 | 9.2352 | 9 | 0.23521
47507 | 7.42 | 1 | 2018-12-31 | 2019-12-31 | 365 | 8.5019 | 8 | 0.5019
42254 | 2.65 | 1 | 2018-12-31 | 2019-12-31 | 365 | 3.0364 | 3 | 0.036391
40519 | 7.02 | 1 | 2018-12-31 | 2019-12-31 | 365 | 8.0436 | 8 | 0.043572
38719 | 10.6 | 1 | 2018-12-31 | 2019-12-31 | 365 | 12.1456 | 12 | 0.14556
38834 | 3.51 | 1 | 2018-12-31 | 2019-12-31 | 365 | 4.0218 | 4 | 0.021786
40097 | 13 | 1 | 2018-12-31 | 2019-12-31 | 365 | 14.8955 | 14 | 0.8955
42046 | 6.375 | 1 | 2018-12-31 | 2019-12-31 | 365 | 7.3045 | 7 | 0.30453
38180 | 8.32 | 1 | 2018-12-31 | 2019-12-31 | 365 | 9.5331 | 9 | 0.53312
53154 | 4.59 | 1 | 2018-12-31 | 2019-12-31 | 365 | 5.2593 | 5 | 0.25926
53176 | 7.905 | 1 | 2018-12-31 | 2019-12-31 | 365 | 9.0576 | 9 | 0.057612
53186 | 6.12 | 1 | 2018-12-31 | 2019-12-31 | 365 | 7.0123 | 7 | 0.012345
53189 | 3.825 | 1 | 2018-12-31 | 2019-12-31 | 365 | 4.3827 | 4 | 0.38272
53229 | 13.78 | 1 | 2018-12-31 | 2019-12-31 | 365 | 15.7892 | 15 | 0.78923
53204 | 6.5 | 1 | 2018-12-31 | 2019-12-31 | 365 | 7.4478 | 7 | 0.44775
52938 | 2.04 | 1 | 2018-12-31 | 2019-12-31 | 365 | 2.3374 | 2 | 0.33745
50457 | 10.4 | 1 | 2018-12-31 | 2019-12-31 | 365 | 11.9164 | 11 | 0.9164
38783 | 7.02 | 1 | 2018-12-31 | 2019-12-31 | 365 | 8.0436 | 8 | 0.043572
41700 | 6.5 | 1 | 2018-12-31 | 2019-12-31 | 365 | 7.4478 | 7 | 0.44775
56860 | 9.18 | 1 | 2018-12-31 | 2019-12-31 | 365 | 10.5185 | 10 | 0.51852
57285 | 4.59 | 1 | 2018-12-31 | 2019-12-31 | 365 | 5.2593 | 5 | 0.25926
57339 | 4.16 | 1 | 2018-12-31 | 2019-12-31 | 365 | 4.7666 | 4 | 0.76656
57662 | 7.54 | 1 | 2018-12-31 | 2019-12-31 | 365 | 8.6394 | 8 | 0.63939
57730 | 4.59 | 1 | 2018-12-31 | 2019-12-31 | 365 | 5.2593 | 5 | 0.25926
57772 | 9.275 | 1 | 2018-12-31 | 2019-12-31 | 365 | 10.6274 | 10 | 0.62737
57819 | 2.34 | 1 | 2018-12-31 | 2019-12-31 | 365 | 2.6812 | 2 | 0.68119
53252 | 9.18 | 1 | 2018-12-31 | 2019-12-31 | 365 | 10.5185 | 10 | 0.51852
58123 | 6.5 | 1 | 2018-12-31 | 2019-12-31 | 365 | 7.4478 | 7 | 0.44775
58146 | 4.59 | 1 | 2018-12-31 | 2019-12-31 | 365 | 5.2593 | 5 | 0.25926
40140 | 15.08 | 1 | 2018-12-31 | 2019-12-31 | 365 | 17.2788 | 17 | 0.27878
54577 | 2.6 | 1 | 2018-12-31 | 2019-12-31 | 365 | 2.9791 | 2 | 0.9791
41478 | 6.63 | 1 | 2018-12-31 | 2019-12-31 | 365 | 7.5967 | 7 | 0.59671
46619 | 10.4 | 1 | 2018-12-31 | 2019-12-31 | 365 | 11.9164 | 11 | 0.9164
50641 | 6.24 | 1 | 2018-12-31 | 2019-12-31 | 365 | 7.1498 | 7 | 0.14984
39373 | 7.155 | 1 | 2018-12-31 | 2019-12-31 | 365 | 8.1983 | 8 | 0.19826
48090 | 4.59 | 1 | 2018-12-31 | 2019-12-31 | 365 | 5.2593 | 5 | 0.25926
40531 | 6.24 | 1 | 2018-12-31 | 2019-12-31 | 365 | 7.1498 | 7 | 0.14984
42240 | 11.18 | 1 | 2018-12-31 | 2019-12-31 | 365 | 12.8101 | 12 | 0.81013
40033 | 6.24 | 1 | 2018-12-31 | 2019-12-31 | 365 | 7.1498 | 7 | 0.14984
40022 | 7.54 | 1 | 2018-12-31 | 2019-12-31 | 365 | 8.6394 | 8 | 0.63939
50252 | 10.66 | 1 | 2018-12-31 | 2019-12-31 | 365 | 12.2143 | 12 | 0.21431
50277 | 3.9 | 1 | 2018-12-31 | 2019-12-31 | 365 | 4.4687 | 4 | 0.46865
50567 | 2.04 | 1 | 2018-12-31 | 2019-12-31 | 365 | 2.3374 | 2 | 0.33745
39293 | 5.1 | 1 | 2018-12-31 | 2019-12-31 | 365 | 5.8436 | 5 | 0.84362
50284 | 12.75 | 1 | 2018-12-31 | 2019-12-31 | 365 | 14.6091 | 14 | 0.60905
39940 | 2.86 | 1 | 2018-12-31 | 2019-12-31 | 365 | 3.277 | 3 | 0.27701
39479 | 14.82 | 1 | 2018-12-31 | 2019-12-31 | 365 | 16.9809 | 16 | 0.98087
40092 | 12.22 | 1 | 2018-12-31 | 2019-12-31 | 365 | 14.0018 | 14 | 0.0017738
50332 | 3.71 | 1 | 2018-12-31 | 2019-12-31 | 365 | 4.2509 | 4 | 0.25095
43448 | 11.25 | 1 | 2018-12-31 | 2019-12-31 | 365 | 12.8903 | 12 | 0.89034
39173 | 3.64 | 1 | 2018-12-31 | 2019-12-31 | 365 | 4.1707 | 4 | 0.17074
47371 | 6.5 | 1 | 2018-12-31 | 2019-12-31 | 365 | 7.4478 | 7 | 0.44775
39481 | 13.78 | 1 | 2018-12-31 | 2019-12-31 | 365 | 15.7892 | 15 | 0.78923
50376 | 3.315 | 1 | 2018-12-31 | 2019-12-31 | 365 | 3.7984 | 3 | 0.79835
45079 | 7.905 | 1 | 2018-12-31 | 2019-12-31 | 365 | 9.0576 | 9 | 0.057612
42353 | 3.06 | 1 | 2018-12-31 | 2019-12-31 | 365 | 3.5062 | 3 | 0.50617
42434 | 5.72 | 1 | 2018-12-31 | 2019-12-31 | 365 | 6.554 | 6 | 0.55402
46249 | 10.14 | 1 | 2018-12-31 | 2019-12-31 | 365 | 11.6185 | 11 | 0.61849
39523 | 14.04 | 1 | 2018-12-31 | 2019-12-31 | 365 | 16.0871 | 16 | 0.087144
39205 | 3.12 | 1 | 2018-12-31 | 2019-12-31 | 365 | 3.5749 | 3 | 0.57492
45372 | 6.375 | 1 | 2018-12-31 | 2019-12-31 | 365 | 7.3045 | 7 | 0.30453
37830 | 4.68 | 1 | 2018-12-31 | 2019-12-31 | 365 | 5.3624 | 5 | 0.36238
45782 | 6.89 | 1 | 2018-12-31 | 2019-12-31 | 365 | 7.8946 | 7 | 0.89462
42975 | 7.54 | 1 | 2018-12-31 | 2019-12-31 | 365 | 8.6394 | 8 | 0.63939
45727 | 3.38 | 1 | 2018-12-31 | 2019-12-31 | 365 | 3.8728 | 3 | 0.87283
50245 | 7.395 | 1 | 2018-12-31 | 2019-12-31 | 365 | 8.4733 | 8 | 0.47325
53259 | 11.925 | 1 | 2018-12-31 | 2019-12-31 | 365 | 13.6638 | 13 | 0.66376
53012 | 6.24 | 1 | 2018-12-31 | 2019-12-31 | 365 | 7.1498 | 7 | 0.14984
41096 | 9.62 | 1 | 2018-12-31 | 2019-12-31 | 365 | 11.0227 | 11 | 0.022673
40939 | 10.455 | 1 | 2018-12-31 | 2019-12-31 | 365 | 11.9794 | 11 | 0.97942
38567 | 3.57 | 1 | 2018-12-31 | 2019-12-31 | 365 | 4.0905 | 4 | 0.090535
52391 | 4.68 | 1 | 2018-12-31 | 2019-12-31 | 365 | 5.3624 | 5 | 0.36238
55863 | 5.355 | 1 | 2018-12-31 | 2019-12-31 | 365 | 6.1358 | 6 | 0.1358
40561 | 9.69 | 1 | 2018-12-31 | 2019-12-31 | 365 | 11.1029 | 11 | 0.10288
41940 | 9.18 | 1 | 2018-12-31 | 2019-12-31 | 365 | 10.5185 | 10 | 0.51852
39156 | 3.975 | 1 | 2018-12-31 | 2019-12-31 | 365 | 4.5546 | 4 | 0.55459
50651 | 15.6 | 1 | 2018-12-31 | 2019-12-31 | 365 | 17.8746 | 17 | 0.8746
50382 | 7.14 | 1 | 2018-12-31 | 2019-12-31 | 365 | 8.1811 | 8 | 0.18107
45928 | 3.64 | 1 | 2018-12-31 | 2019-12-31 | 365 | 4.1707 | 4 | 0.17074
52873 | 4.16 | 1 | 2018-12-31 | 2019-12-31 | 365 | 4.7666 | 4 | 0.76656
52907 | 6.12 | 1 | 2018-12-31 | 2019-12-31 | 365 | 7.0123 | 7 | 0.012345
47552 | 9.88 | 1 | 2018-12-31 | 2019-12-31 | 365 | 11.3206 | 11 | 0.32058
40498 | 3.64 | 1 | 2018-12-31 | 2019-12-31 | 365 | 4.1707 | 4 | 0.17074
50237 | 10.71 | 1 | 2018-12-31 | 2019-12-31 | 365 | 12.2716 | 12 | 0.2716
52963 | 8.16 | 1 | 2018-12-31 | 2019-12-31 | 365 | 9.3498 | 9 | 0.34979
52987 | 7.395 | 1 | 2018-12-31 | 2019-12-31 | 365 | 8.4733 | 8 | 0.47325
53006 | 6.5 | 1 | 2018-12-31 | 2019-12-31 | 365 | 7.4478 | 7 | 0.44775
38871 | 11.88 | 1 | 2018-12-31 | 2019-12-31 | 365 | 13.6122 | 13 | 0.6122
50408 | 2.08 | 1 | 2018-12-31 | 2019-12-31 | 365 | 2.3833 | 2 | 0.38328
45545 | 3.825 | 1 | 2018-12-31 | 2019-12-31 | 365 | 4.3827 | 4 | 0.38272
39684 | 4.16 | 1 | 2018-12-31 | 2019-12-31 | 365 | 4.7666 | 4 | 0.76656
37878 | 14.04 | 1 | 2018-12-31 | 2019-12-31 | 365 | 16.0871 | 16 | 0.087144
39018 | 5.46 | 1 | 2018-12-31 | 2019-12-31 | 365 | 6.2561 | 6 | 0.25611
50392 | 5.1 | 1 | 2018-12-31 | 2019-12-31 | 365 | 5.8436 | 5 | 0.84362
40380 | 5.035 | 1 | 2018-12-31 | 2019-12-31 | 365 | 5.7691 | 5 | 0.76914
58847 | 5.72 | 1 | 2018-12-31 | 2019-12-31 | 365 | 6.554 | 6 | 0.55402
38966 | 8.06 | 1 | 2018-12-31 | 2019-12-31 | 365 | 9.2352 | 9 | 0.23521
57976 | 10.07 | 1 | 2018-12-31 | 2019-12-31 | 365 | 11.5383 | 11 | 0.53829
58007 | 7.685 | 1 | 2018-12-31 | 2019-12-31 | 365 | 8.8055 | 8 | 0.80553
58027 | 2.385 | 1 | 2018-12-31 | 2019-12-31 | 365 | 2.7328 | 2 | 0.73275
58098 | 5.83 | 1 | 2018-12-31 | 2019-12-31 | 365 | 6.6801 | 6 | 0.68006
58106 | 3.18 | 1 | 2018-12-31 | 2019-12-31 | 365 | 3.6437 | 3 | 0.64367
58141 | 6.89 | 1 | 2018-12-31 | 2019-12-31 | 365 | 7.8946 | 7 | 0.89462
58151 | 9.54 | 1 | 2018-12-31 | 2019-12-31 | 365 | 10.931 | 10 | 0.93101
58492 | 4.68 | 1 | 2018-12-31 | 2019-12-31 | 365 | 5.3624 | 5 | 0.36238
58500 | 3.71 | 1 | 2018-12-31 | 2019-12-31 | 365 | 4.2509 | 4 | 0.25095
50517 | 5.3 | 1 | 2018-12-31 | 2019-12-31 | 365 | 6.0728 | 6 | 0.072782
57891 | 8.745 | 1 | 2018-12-31 | 2019-12-31 | 365 | 10.0201 | 10 | 0.020091
59071 | 6.36 | 1 | 2018-12-31 | 2019-12-31 | 365 | 7.2873 | 7 | 0.28734
47577 | 8.06 | 1 | 2018-12-31 | 2019-12-31 | 365 | 9.2352 | 9 | 0.23521
40189 | 4.16 | 1 | 2018-12-31 | 2019-12-31 | 365 | 4.7666 | 4 | 0.76656
45990 | 10.4 | 1 | 2018-12-31 | 2019-12-31 | 365 | 11.9164 | 11 | 0.9164
43811 | 7.28 | 1 | 2018-12-31 | 2019-12-31 | 365 | 8.3415 | 8 | 0.34148
58862 | 7.65 | 1 | 2018-12-31 | 2019-12-31 | 365 | 8.7654 | 8 | 0.76543
46146 | 6.12 | 1 | 2018-12-31 | 2019-12-31 | 365 | 7.0123 | 7 | 0.012345
48038 | 6.5 | 1 | 2018-12-31 | 2019-12-31 | 365 | 7.4478 | 7 | 0.44775
37576 | 4.16 | 1 | 2018-12-31 | 2019-12-31 | 365 | 4.7666 | 4 | 0.76656
40265 | 6.12 | 1 | 2018-12-31 | 2019-12-31 | 365 | 7.0123 | 7 | 0.012345
43043 | 9.69 | 1 | 2018-12-31 | 2019-12-31 | 365 | 11.1029 | 11 | 0.10288
45448 | 9.945 | 1 | 2018-12-31 | 2019-12-31 | 365 | 11.3951 | 11 | 0.39506
58857 | 3.38 | 1 | 2018-12-31 | 2019-12-31 | 365 | 3.8728 | 3 | 0.87283
38307 | 7.28 | 1 | 2018-12-31 | 2019-12-31 | 365 | 8.3415 | 8 | 0.34148
45105 | 6.5 | 1 | 2018-12-31 | 2019-12-31 | 365 | 7.4478 | 7 | 0.44775
40180 | 9.1 | 1 | 2018-12-31 | 2019-12-31 | 365 | 10.4269 | 10 | 0.42685
45992 | 4.845 | 1 | 2018-12-31 | 2019-12-31 | 365 | 5.5514 | 5 | 0.55144
41027 | 13 | 1 | 2018-12-31 | 2019-12-31 | 365 | 14.8955 | 14 | 0.8955
38713 | 8.58 | 1 | 2018-12-31 | 2019-12-31 | 365 | 9.831 | 9 | 0.83103
38155 | 8.32 | 1 | 2018-12-31 | 2019-12-31 | 365 | 9.5331 | 9 | 0.53312
42389 | 6.76 | 1 | 2018-12-31 | 2019-12-31 | 365 | 7.7457 | 7 | 0.74566
40026 | 9.1 | 1 | 2018-12-31 | 2019-12-31 | 365 | 10.4269 | 10 | 0.42685
45517 | 9.1 | 1 | 2018-12-31 | 2019-12-31 | 365 | 10.4269 | 10 | 0.42685
41516 | 4.94 | 1 | 2018-12-31 | 2019-12-31 | 365 | 5.6603 | 5 | 0.66029
48588 | 4.42 | 1 | 2018-12-31 | 2019-12-31 | 365 | 5.0645 | 5 | 0.064471
40865 | 8.06 | 1 | 2018-12-31 | 2019-12-31 | 365 | 9.2352 | 9 | 0.23521
41707 | 3.9 | 1 | 2018-12-31 | 2019-12-31 | 365 | 4.4687 | 4 | 0.46865
58868 | 7.685 | 1 | 2018-12-31 | 2019-12-31 | 365 | 8.8055 | 8 | 0.80553
42088 | 4.335 | 1 | 2018-12-31 | 2019-12-31 | 365 | 4.9671 | 4 | 0.96708
53157 | 7.28 | 1 | 2018-12-31 | 2019-12-31 | 365 | 8.3415 | 8 | 0.34148
39672 | 4.16 | 1 | 2018-12-31 | 2019-12-31 | 365 | 4.7666 | 4 | 0.76656
41100 | 8.745 | 1 | 2018-12-31 | 2019-12-31 | 365 | 10.0201 | 10 | 0.020091
39240 | 9.36 | 1 | 2018-12-31 | 2019-12-31 | 365 | 10.7248 | 10 | 0.72476
58916 | 2.915 | 1 | 2018-12-31 | 2019-12-31 | 365 | 3.34 | 3 | 0.34003
39631 | 2.805 | 1 | 2018-12-31 | 2019-12-31 | 365 | 3.214 | 3 | 0.21399
59179 | 1.56 | 1 | 2018-12-31 | 2019-12-31 | 365 | 1.7875 | 1 | 0.78746
60078 | 8.84 | 1 | 2018-12-31 | 2019-12-31 | 365 | 10.1289 | 10 | 0.12894
38031 | 5.72 | 1 | 2018-12-31 | 2019-12-31 | 365 | 6.554 | 6 | 0.55402
58798 | 4.42 | 1 | 2018-12-31 | 2019-12-31 | 365 | 5.0645 | 5 | 0.064471
50650 | 10.4 | 1 | 2018-12-31 | 2019-12-31 | 365 | 11.9164 | 11 | 0.9164
59131 | 2.34 | 1 | 2018-12-31 | 2019-12-31 | 365 | 2.6812 | 2 | 0.68119
58941 | 2.08 | 1 | 2018-12-31 | 2019-12-31 | 365 | 2.3833 | 2 | 0.38328
58943 | 14.04 | 1 | 2018-12-31 | 2019-12-31 | 365 | 16.0871 | 16 | 0.087144
58945 | 10.66 | 1 | 2018-12-31 | 2019-12-31 | 365 | 12.2143 | 12 | 0.21431
58946 | 4.68 | 1 | 2018-12-31 | 2019-12-31 | 365 | 5.3624 | 5 | 0.36238
58948 | 8.06 | 1 | 2018-12-31 | 2019-12-31 | 365 | 9.2352 | 9 | 0.23521
58950 | 8.06 | 1 | 2018-12-31 | 2019-12-31 | 365 | 9.2352 | 9 | 0.23521
58952 | 8.215 | 1 | 2018-12-31 | 2019-12-31 | 365 | 9.4128 | 9 | 0.41281
59028 | 7.02 | 1 | 2018-12-31 | 2019-12-31 | 365 | 8.0436 | 8 | 0.043572
59037 | 4.42 | 1 | 2018-12-31 | 2019-12-31 | 365 | 5.0645 | 5 | 0.064471
59042 | 3.18 | 1 | 2018-12-31 | 2019-12-31 | 365 | 3.6437 | 3 | 0.64367
59043 | 8.32 | 1 | 2018-12-31 | 2019-12-31 | 365 | 9.5331 | 9 | 0.53312
59047 | 13.26 | 1 | 2018-12-31 | 2019-12-31 | 365 | 15.1934 | 15 | 0.19341
59205 | 4.16 | 1 | 2018-12-31 | 2019-12-31 | 365 | 4.7666 | 4 | 0.76656
59059 | 8.32 | 1 | 2018-12-31 | 2019-12-31 | 365 | 9.5331 | 9 | 0.53312
59062 | 4.335 | 1 | 2018-12-31 | 2019-12-31 | 365 | 4.9671 | 4 | 0.96708
59064 | 5.98 | 1 | 2018-12-31 | 2019-12-31 | 365 | 6.8519 | 6 | 0.85193
59067 | 3.64 | 1 | 2018-12-31 | 2019-12-31 | 365 | 4.1707 | 4 | 0.17074
59068 | 8.32 | 1 | 2018-12-31 | 2019-12-31 | 365 | 9.5331 | 9 | 0.53312
59215 | 9.88 | 1 | 2018-12-31 | 2019-12-31 | 365 | 11.3206 | 11 | 0.32058
59072 | 3.12 | 1 | 2018-12-31 | 2019-12-31 | 365 | 3.5749 | 3 | 0.57492
59220 | 4.68 | 1 | 2018-12-31 | 2019-12-31 | 365 | 5.3624 | 5 | 0.36238
59073 | 9.62 | 1 | 2018-12-31 | 2019-12-31 | 365 | 11.0227 | 11 | 0.022673
59097 | 8.32 | 1 | 2018-12-31 | 2019-12-31 | 365 | 9.5331 | 9 | 0.53312
59099 | 3.9 | 1 | 2018-12-31 | 2019-12-31 | 365 | 4.4687 | 4 | 0.46865
59101 | 10.4 | 1 | 2018-12-31 | 2019-12-31 | 365 | 11.9164 | 11 | 0.9164
59102 | 5.46 | 1 | 2018-12-31 | 2019-12-31 | 365 | 6.2561 | 6 | 0.25611
59103 | 4.68 | 1 | 2018-12-31 | 2019-12-31 | 365 | 5.3624 | 5 | 0.36238
59104 | 6.5 | 1 | 2018-12-31 | 2019-12-31 | 365 | 7.4478 | 7 | 0.44775
59107 | 7.14 | 1 | 2018-12-31 | 2019-12-31 | 365 | 8.1811 | 8 | 0.18107
59222 | 4.845 | 1 | 2018-12-31 | 2019-12-31 | 365 | 5.5514 | 5 | 0.55144
59112 | 3.9 | 1 | 2018-12-31 | 2019-12-31 | 365 | 4.4687 | 4 | 0.46865
59280 | 5.865 | 1 | 2018-12-31 | 2019-12-31 | 365 | 6.7202 | 6 | 0.72016
59283 | 3.9 | 1 | 2018-12-31 | 2019-12-31 | 365 | 4.4687 | 4 | 0.46865
59340 | 7.54 | 1 | 2018-12-31 | 2019-12-31 | 365 | 8.6394 | 8 | 0.63939
59343 | 4.68 | 1 | 2018-12-31 | 2019-12-31 | 365 | 5.3624 | 5 | 0.36238
59345 | 3.9 | 1 | 2018-12-31 | 2019-12-31 | 365 | 4.4687 | 4 | 0.46865
59114 | 5.1 | 1 | 2018-12-31 | 2019-12-31 | 365 | 5.8436 | 5 | 0.84362
59351 | 12.74 | 1 | 2018-12-31 | 2019-12-31 | 365 | 14.5976 | 14 | 0.59759
59354 | 7.28 | 1 | 2018-12-31 | 2019-12-31 | 365 | 8.3415 | 8 | 0.34148
59356 | 3.9 | 1 | 2018-12-31 | 2019-12-31 | 365 | 4.4687 | 4 | 0.46865
59359 | 9.62 | 1 | 2018-12-31 | 2019-12-31 | 365 | 11.0227 | 11 | 0.022673
59361 | 3.445 | 1 | 2018-12-31 | 2019-12-31 | 365 | 3.9473 | 3 | 0.94731
59362 | 4.335 | 1 | 2018-12-31 | 2019-12-31 | 365 | 4.9671 | 4 | 0.96708
59365 | 7.14 | 1 | 2018-12-31 | 2019-12-31 | 365 | 8.1811 | 8 | 0.18107
59372 | 6.89 | 1 | 2018-12-31 | 2019-12-31 | 365 | 7.8946 | 7 | 0.89462
59377 | 13 | 1 | 2018-12-31 | 2019-12-31 | 365 | 14.8955 | 14 | 0.8955
59384 | 7.8 | 1 | 2018-12-31 | 2019-12-31 | 365 | 8.9373 | 8 | 0.9373
59388 | 7.155 | 1 | 2018-12-31 | 2019-12-31 | 365 | 8.1983 | 8 | 0.19826
59413 | 2.12 | 1 | 2018-12-31 | 2019-12-31 | 365 | 2.4291 | 2 | 0.42911
59115 | 3.12 | 1 | 2018-12-31 | 2019-12-31 | 365 | 3.5749 | 3 | 0.57492
59419 | 5.2 | 1 | 2018-12-31 | 2019-12-31 | 365 | 5.9582 | 5 | 0.9582
59415 | 6.5 | 1 | 2018-12-31 | 2019-12-31 | 365 | 7.4478 | 7 | 0.44775
59420 | 8.16 | 1 | 2018-12-31 | 2019-12-31 | 365 | 9.3498 | 9 | 0.34979
59431 | 10.92 | 1 | 2018-12-31 | 2019-12-31 | 365 | 12.5122 | 12 | 0.51222
59446 | 5.355 | 1 | 2018-12-31 | 2019-12-31 | 365 | 6.1358 | 6 | 0.1358
59453 | 5.355 | 1 | 2018-12-31 | 2019-12-31 | 365 | 6.1358 | 6 | 0.1358
59119 | 5.72 | 1 | 2018-12-31 | 2019-12-31 | 365 | 6.554 | 6 | 0.55402
59456 | 13.26 | 1 | 2018-12-31 | 2019-12-31 | 365 | 15.1934 | 15 | 0.19341
59458 | 6.5 | 1 | 2018-12-31 | 2019-12-31 | 365 | 7.4478 | 7 | 0.44775
59486 | 8.32 | 1 | 2018-12-31 | 2019-12-31 | 365 | 9.5331 | 9 | 0.53312
59487 | 8.415 | 1 | 2018-12-31 | 2019-12-31 | 365 | 9.642 | 9 | 0.64197
59488 | 3.64 | 1 | 2018-12-31 | 2019-12-31 | 365 | 4.1707 | 4 | 0.17074
59490 | 5.565 | 1 | 2018-12-31 | 2019-12-31 | 365 | 6.3764 | 6 | 0.37642
59573 | 7.395 | 1 | 2018-12-31 | 2019-12-31 | 365 | 8.4733 | 8 | 0.47325
59571 | 2.04 | 1 | 2018-12-31 | 2019-12-31 | 365 | 2.3374 | 2 | 0.33745
59585 | 8.415 | 1 | 2018-12-31 | 2019-12-31 | 365 | 9.642 | 9 | 0.64197
59584 | 4.68 | 1 | 2018-12-31 | 2019-12-31 | 365 | 5.3624 | 5 | 0.36238
59588 | 5.61 | 1 | 2018-12-31 | 2019-12-31 | 365 | 6.428 | 6 | 0.42798
59590 | 4.16 | 1 | 2018-12-31 | 2019-12-31 | 365 | 4.7666 | 4 | 0.76656
59580 | 11.22 | 1 | 2018-12-31 | 2019-12-31 | 365 | 12.856 | 12 | 0.85597
59593 | 10.4 | 1 | 2018-12-31 | 2019-12-31 | 365 | 11.9164 | 11 | 0.9164
59597 | 7.28 | 1 | 2018-12-31 | 2019-12-31 | 365 | 8.3415 | 8 | 0.34148
59599 | 10.455 | 1 | 2018-12-31 | 2019-12-31 | 365 | 11.9794 | 11 | 0.97942
59601 | 2.55 | 1 | 2018-12-31 | 2019-12-31 | 365 | 2.9218 | 2 | 0.92181
59605 | 11.7 | 1 | 2018-12-31 | 2019-12-31 | 365 | 13.406 | 13 | 0.40595
59615 | 10.14 | 1 | 2018-12-31 | 2019-12-31 | 365 | 11.6185 | 11 | 0.61849
59624 | 6.885 | 1 | 2018-12-31 | 2019-12-31 | 365 | 7.8889 | 7 | 0.88889
59705 | 5.2 | 1 | 2018-12-31 | 2019-12-31 | 365 | 5.9582 | 5 | 0.9582
59708 | 14.04 | 1 | 2018-12-31 | 2019-12-31 | 365 | 16.0871 | 16 | 0.087144
59712 | 10.66 | 1 | 2018-12-31 | 2019-12-31 | 365 | 12.2143 | 12 | 0.21431
59715 | 5.98 | 1 | 2018-12-31 | 2019-12-31 | 365 | 6.8519 | 6 | 0.85193
59716 | 8.84 | 1 | 2018-12-31 | 2019-12-31 | 365 | 10.1289 | 10 | 0.12894
59718 | 12.96 | 1 | 2018-12-31 | 2019-12-31 | 365 | 14.8497 | 14 | 0.84967
59725 | 2.6 | 1 | 2018-12-31 | 2019-12-31 | 365 | 2.9791 | 2 | 0.9791
59735 | 2.915 | 1 | 2018-12-31 | 2019-12-31 | 365 | 3.34 | 3 | 0.34003
59871 | 6.63 | 1 | 2018-12-31 | 2019-12-31 | 365 | 7.5967 | 7 | 0.59671
59875 | 3.975 | 1 | 2018-12-31 | 2019-12-31 | 365 | 4.5546 | 4 | 0.55459
59884 | 6.76 | 1 | 2018-12-31 | 2019-12-31 | 365 | 7.7457 | 7 | 0.74566
59934 | 3.18 | 1 | 2018-12-31 | 2019-12-31 | 365 | 3.6437 | 3 | 0.64367
59994 | 4.59 | 1 | 2018-12-31 | 2019-12-31 | 365 | 5.2593 | 5 | 0.25926
59997 | 9.36 | 1 | 2018-12-31 | 2019-12-31 | 365 | 10.7248 | 10 | 0.72476
60072 | 8.84 | 1 | 2018-12-31 | 2019-12-31 | 365 | 10.1289 | 10 | 0.12894
41908 | 13.52 | 1 | 2018-12-31 | 2019-12-31 | 365 | 15.4913 | 15 | 0.49132
60186 | 8.84 | 1 | 2018-12-31 | 2019-12-31 | 365 | 10.1289 | 10 | 0.12894
60189 | 3.9 | 1 | 2018-12-31 | 2019-12-31 | 365 | 4.4687 | 4 | 0.46865
60192 | 9.01 | 1 | 2018-12-31 | 2019-12-31 | 365 | 10.3237 | 10 | 0.32373
45640 | 3.315 | 1 | 2018-12-31 | 2019-12-31 | 365 | 3.7984 | 3 | 0.79835
37735 | 4.24 | 1 | 2018-12-31 | 2019-12-31 | 365 | 4.8582 | 4 | 0.85823
39016 | 8.06 | 1 | 2018-12-31 | 2019-12-31 | 365 | 9.2352 | 9 | 0.23521
59121 | 6.76 | 1 | 2018-12-31 | 2019-12-31 | 365 | 7.7457 | 7 | 0.74566
50362 | 6.24 | 1 | 2018-12-31 | 2019-12-31 | 365 | 7.1498 | 7 | 0.14984
59124 | 2.86 | 1 | 2018-12-31 | 2019-12-31 | 365 | 3.277 | 3 | 0.27701
40009 | 9.72 | 1 | 2018-12-31 | 2019-12-31 | 365 | 11.1373 | 11 | 0.13725
60262 | 8.06 | 1 | 2018-12-31 | 2019-12-31 | 365 | 9.2352 | 9 | 0.23521
59120 | 6.24 | 1 | 2018-12-31 | 2019-12-31 | 365 | 7.1498 | 7 | 0.14984
60340 | 2.915 | 1 | 2018-12-31 | 2019-12-31 | 365 | 3.34 | 3 | 0.34003
60342 | 5.46 | 1 | 2018-12-31 | 2019-12-31 | 365 | 6.2561 | 6 | 0.25611
59126 | 7.155 | 1 | 2018-12-31 | 2019-12-31 | 365 | 8.1983 | 8 | 0.19826
59118 | 9.62 | 1 | 2018-12-31 | 2019-12-31 | 365 | 11.0227 | 11 | 0.022673
59135 | 5.46 | 1 | 2018-12-31 | 2019-12-31 | 365 | 6.2561 | 6 | 0.25611
59143 | 8.32 | 1 | 2018-12-31 | 2019-12-31 | 365 | 9.5331 | 9 | 0.53312
59147 | 6.24 | 1 | 2018-12-31 | 2019-12-31 | 365 | 7.1498 | 7 | 0.14984
59149 | 5.98 | 1 | 2018-12-31 | 2019-12-31 | 365 | 6.8519 | 6 | 0.85193
59152 | 6.24 | 1 | 2018-12-31 | 2019-12-31 | 365 | 7.1498 | 7 | 0.14984
59158 | 5.2 | 1 | 2018-12-31 | 2019-12-31 | 365 | 5.9582 | 5 | 0.9582
59162 | 9.54 | 1 | 2018-12-31 | 2019-12-31 | 365 | 10.931 | 10 | 0.93101
59160 | 5.83 | 1 | 2018-12-31 | 2019-12-31 | 365 | 6.6801 | 6 | 0.68006
59167 | 6.625 | 1 | 2018-12-31 | 2019-12-31 | 365 | 7.591 | 7 | 0.59098
59136 | 3.64 | 1 | 2018-12-31 | 2019-12-31 | 365 | 4.1707 | 4 | 0.17074
59172 | 11.96 | 1 | 2018-12-31 | 2019-12-31 | 365 | 13.7039 | 13 | 0.70386
59173 | 7.8 | 1 | 2018-12-31 | 2019-12-31 | 365 | 8.9373 | 8 | 0.9373
59174 | 8.32 | 1 | 2018-12-31 | 2019-12-31 | 365 | 9.5331 | 9 | 0.53312
59177 | 3.12 | 1 | 2018-12-31 | 2019-12-31 | 365 | 3.5749 | 3 | 0.57492
59178 | 5.72 | 1 | 2018-12-31 | 2019-12-31 | 365 | 6.554 | 6 | 0.55402
50389 | 4.77 | 1 | 2018-12-31 | 2019-12-31 | 365 | 5.4655 | 5 | 0.4655
48374 | 4.94 | 1 | 2018-12-31 | 2019-12-31 | 365 | 5.6603 | 5 | 0.66029
57262 | 6.76 | 1 | 2018-12-31 | 2019-12-31 | 365 | 7.7457 | 7 | 0.74566
37606 | 4.94 | 1 | 2018-12-31 | 2019-12-31 | 365 | 5.6603 | 5 | 0.66029
57310 | 3.9 | 1 | 2018-12-31 | 2019-12-31 | 365 | 4.4687 | 4 | 0.46865
52380 | 5.98 | 1 | 2018-12-31 | 2019-12-31 | 365 | 6.8519 | 6 | 0.85193
42128 | 10.4 | 1 | 2018-12-31 | 2019-12-31 | 365 | 11.9164 | 11 | 0.9164
40353 | 3.64 | 1 | 2018-12-31 | 2019-12-31 | 365 | 4.1707 | 4 | 0.17074
56106 | 8.32 | 1 | 2018-12-31 | 2019-12-31 | 365 | 9.5331 | 9 | 0.53312
56162 | 2.55 | 1 | 2018-12-31 | 2019-12-31 | 365 | 2.9218 | 2 | 0.92181
56199 | 8.415 | 1 | 2018-12-31 | 2019-12-31 | 365 | 9.642 | 9 | 0.64197
60728 | 8.32 | 1 | 2018-12-31 | 2019-12-31 | 365 | 9.5331 | 9 | 0.53312
61021 | 11.18 | 1 | 2018-12-31 | 2019-12-31 | 365 | 12.8101 | 12 | 0.81013
61099 | 9.88 | 1 | 2018-12-31 | 2019-12-31 | 365 | 11.3206 | 11 | 0.32058
61105 | 5.3 | 1 | 2018-12-31 | 2019-12-31 | 365 | 6.0728 | 6 | 0.072782
56373 | 7.905 | 1 | 2018-12-31 | 2019-12-31 | 365 | 9.0576 | 9 | 0.057612
56428 | 6.625 | 1 | 2018-12-31 | 2019-12-31 | 365 | 7.591 | 7 | 0.59098
56868 | 8.16 | 1 | 2018-12-31 | 2019-12-31 | 365 | 9.3498 | 9 | 0.34979
56937 | 7.65 | 1 | 2018-12-31 | 2019-12-31 | 365 | 8.7654 | 8 | 0.76543
57061 | 4.59 | 1 | 2018-12-31 | 2019-12-31 | 365 | 5.2593 | 5 | 0.25926
57481 | 14.025 | 1 | 2018-12-31 | 2019-12-31 | 365 | 16.07 | 16 | 0.069957
57577 | 5.61 | 1 | 2018-12-31 | 2019-12-31 | 365 | 6.428 | 6 | 0.42798
57584 | 4.845 | 1 | 2018-12-31 | 2019-12-31 | 365 | 5.5514 | 5 | 0.55144
57597 | 7.54 | 1 | 2018-12-31 | 2019-12-31 | 365 | 8.6394 | 8 | 0.63939
57603 | 4.16 | 1 | 2018-12-31 | 2019-12-31 | 365 | 4.7666 | 4 | 0.76656
57724 | 7.905 | 1 | 2018-12-31 | 2019-12-31 | 365 | 9.0576 | 9 | 0.057612
58102 | 5.565 | 1 | 2018-12-31 | 2019-12-31 | 365 | 6.3764 | 6 | 0.37642
57834 | 2.6 | 1 | 2018-12-31 | 2019-12-31 | 365 | 2.9791 | 2 | 0.9791
57867 | 2.6 | 1 | 2018-12-31 | 2019-12-31 | 365 | 2.9791 | 2 | 0.9791
57911 | 10.8 | 1 | 2018-12-31 | 2019-12-31 | 365 | 12.3747 | 12 | 0.37473
58495 | 6.76 | 1 | 2018-12-31 | 2019-12-31 | 365 | 7.7457 | 7 | 0.74566
57918 | 3.64 | 1 | 2018-12-31 | 2019-12-31 | 365 | 4.1707 | 4 | 0.17074
48559 | 8.67 | 1 | 2018-12-31 | 2019-12-31 | 365 | 9.9342 | 9 | 0.93416
58618 | 3.06 | 1 | 2018-12-31 | 2019-12-31 | 365 | 3.5062 | 3 | 0.50617
58651 | 9.62 | 1 | 2018-12-31 | 2019-12-31 | 365 | 11.0227 | 11 | 0.022673
58723 | 3.64 | 1 | 2018-12-31 | 2019-12-31 | 365 | 4.1707 | 4 | 0.17074
38867 | 3.9 | 1 | 2018-12-31 | 2019-12-31 | 365 | 4.4687 | 4 | 0.46865
37847 | 3.12 | 1 | 2018-12-31 | 2019-12-31 | 365 | 3.5749 | 3 | 0.57492
50398 | 12.75 | 1 | 2018-12-31 | 2019-12-31 | 365 | 14.6091 | 14 | 0.60905
39570 | 2.86 | 1 | 2018-12-31 | 2019-12-31 | 365 | 3.277 | 3 | 0.27701
39506 | 5.94 | 1 | 2018-12-31 | 2019-12-31 | 365 | 6.8061 | 6 | 0.8061
39311 | 7.8 | 1 | 2018-12-31 | 2019-12-31 | 365 | 8.9373 | 8 | 0.9373
40488 | 2.55 | 1 | 2018-12-31 | 2019-12-31 | 365 | 2.9218 | 2 | 0.92181
42095 | 11.985 | 1 | 2018-12-31 | 2019-12-31 | 365 | 13.7325 | 13 | 0.73251
41672 | 9.36 | 1 | 2018-12-31 | 2019-12-31 | 365 | 10.7248 | 10 | 0.72476
46637 | 4.42 | 1 | 2018-12-31 | 2019-12-31 | 365 | 5.0645 | 5 | 0.064471
43177 | 9.88 | 1 | 2018-12-31 | 2019-12-31 | 365 | 11.3206 | 11 | 0.32058
39929 | 4.16 | 1 | 2018-12-31 | 2019-12-31 | 365 | 4.7666 | 4 | 0.76656
50582 | 4.68 | 1 | 2018-12-31 | 2019-12-31 | 365 | 5.3624 | 5 | 0.36238
56888 | 6.24 | 1 | 2018-12-31 | 2019-12-31 | 365 | 7.1498 | 7 | 0.14984
56529 | 6.76 | 1 | 2018-12-31 | 2019-12-31 | 365 | 7.7457 | 7 | 0.74566
39906 | 3.12 | 1 | 2018-12-31 | 2019-12-31 | 365 | 3.5749 | 3 | 0.57492
40333 | 4.68 | 1 | 2018-12-31 | 2019-12-31 | 365 | 5.3624 | 5 | 0.36238
38905 | 9.88 | 1 | 2018-12-31 | 2019-12-31 | 365 | 11.3206 | 11 | 0.32058
38780 | 9.88 | 1 | 2018-12-31 | 2019-12-31 | 365 | 11.3206 | 11 | 0.32058
41816 | 4.68 | 1 | 2018-12-31 | 2019-12-31 | 365 | 5.3624 | 5 | 0.36238
45688 | 10.14 | 1 | 2018-12-31 | 2019-12-31 | 365 | 11.6185 | 11 | 0.61849
59738 | 6.5 | 1 | 2018-12-31 | 2019-12-31 | 365 | 7.4478 | 7 | 0.44775
59729 | 2.12 | 1 | 2018-12-31 | 2019-12-31 | 365 | 2.4291 | 2 | 0.42911
58787 | 4.335 | 1 | 2018-12-31 | 2019-12-31 | 365 | 4.9671 | 4 | 0.96708
45974 | 10.14 | 1 | 2018-12-31 | 2019-12-31 | 365 | 11.6185 | 11 | 0.61849
47485 | 7.8 | 1 | 2018-12-31 | 2019-12-31 | 365 | 8.9373 | 8 | 0.9373
50563 | 9.88 | 1 | 2018-12-31 | 2019-12-31 | 365 | 11.3206 | 11 | 0.32058
41799 | 8.06 | 1 | 2018-12-31 | 2019-12-31 | 365 | 9.2352 | 9 | 0.23521
59577 | 9.805 | 1 | 2018-12-31 | 2019-12-31 | 365 | 11.2346 | 11 | 0.23465
60270 | 6.89 | 1 | 2018-12-31 | 2019-12-31 | 365 | 7.8946 | 7 | 0.89462
59617 | 3.825 | 1 | 2018-12-31 | 2019-12-31 | 365 | 4.3827 | 4 | 0.38272
39209 | 4.16 | 1 | 2018-12-31 | 2019-12-31 | 365 | 4.7666 | 4 | 0.76656
60726 | 3.71 | 1 | 2018-12-31 | 2019-12-31 | 365 | 4.2509 | 4 | 0.25095
61205 | 10.4 | 1 | 2018-12-31 | 2019-12-31 | 365 | 11.9164 | 11 | 0.9164
57217 | 8.48 | 1 | 2018-12-31 | 2019-12-31 | 365 | 9.7165 | 9 | 0.71645
57347 | 4.77 | 1 | 2018-12-31 | 2019-12-31 | 365 | 5.4655 | 5 | 0.4655
57587 | 6.5 | 1 | 2018-12-31 | 2019-12-31 | 365 | 7.4478 | 7 | 0.44775
57152 | 9.1 | 1 | 2018-12-31 | 2019-12-31 | 365 | 10.4269 | 10 | 0.42685
58150 | 3.9 | 1 | 2018-12-31 | 2019-12-31 | 365 | 4.4687 | 4 | 0.46865
57014 | 4.68 | 1 | 2018-12-31 | 2019-12-31 | 365 | 5.3624 | 5 | 0.36238
36304 | 4.94 | 1 | 2018-12-31 | 2019-12-31 | 365 | 5.6603 | 5 | 0.66029
59713 | 10.455 | 1 | 2018-12-31 | 2019-12-31 | 365 | 11.9794 | 11 | 0.97942
40084 | 5.46 | 1 | 2018-12-31 | 2019-12-31 | 365 | 6.2561 | 6 | 0.25611
50214 | 2.295 | 1 | 2018-12-31 | 2019-12-31 | 365 | 2.6296 | 2 | 0.62963
48031 | 11.44 | 1 | 2018-12-31 | 2019-12-31 | 365 | 13.108 | 13 | 0.10804
61879 | 2.34 | 1 | 2018-12-31 | 2019-12-31 | 365 | 2.6812 | 2 | 0.68119
62005 | 6.36 | 1 | 2018-12-31 | 2019-12-31 | 365 | 7.2873 | 7 | 0.28734
62076 | 2.6 | 1 | 2018-12-31 | 2019-12-31 | 365 | 2.9791 | 2 | 0.9791
47435 | 3.24 | 1 | 2018-12-31 | 2019-12-31 | 365 | 3.7124 | 3 | 0.71242
45082 | 7.28 | 1 | 2018-12-31 | 2019-12-31 | 365 | 8.3415 | 8 | 0.34148
61574 | 9.435 | 1 | 2018-12-31 | 2019-12-31 | 365 | 10.8107 | 10 | 0.8107
57959 | 4.24 | 1 | 2018-12-31 | 2019-12-31 | 365 | 4.8582 | 4 | 0.85823
58032 | 6.76 | 1 | 2018-12-31 | 2019-12-31 | 365 | 7.7457 | 7 | 0.74566
58043 | 4.16 | 1 | 2018-12-31 | 2019-12-31 | 365 | 4.7666 | 4 | 0.76656
40589 | 9.1 | 1 | 2018-12-31 | 2019-12-31 | 365 | 10.4269 | 10 | 0.42685
57826 | 6.24 | 1 | 2018-12-31 | 2019-12-31 | 365 | 7.1498 | 7 | 0.14984
57835 | 3.9 | 1 | 2018-12-31 | 2019-12-31 | 365 | 4.4687 | 4 | 0.46865
58104 | 4.59 | 1 | 2018-12-31 | 2019-12-31 | 365 | 5.2593 | 5 | 0.25926
37775 | 7.905 | 1 | 2018-12-31 | 2019-12-31 | 365 | 9.0576 | 9 | 0.057612
52942 | 3.38 | 1 | 2018-12-31 | 2019-12-31 | 365 | 3.8728 | 3 | 0.87283
59079 | 7.95 | 1 | 2018-12-31 | 2019-12-31 | 365 | 9.1092 | 9 | 0.10917
59123 | 4.24 | 1 | 2018-12-31 | 2019-12-31 | 365 | 4.8582 | 4 | 0.85823
59161 | 7.42 | 1 | 2018-12-31 | 2019-12-31 | 365 | 8.5019 | 8 | 0.5019
59166 | 11.925 | 1 | 2018-12-31 | 2019-12-31 | 365 | 13.6638 | 13 | 0.66376
59176 | 12.19 | 1 | 2018-12-31 | 2019-12-31 | 365 | 13.9674 | 13 | 0.9674
59181 | 3.18 | 1 | 2018-12-31 | 2019-12-31 | 365 | 3.6437 | 3 | 0.64367
59295 | 8.84 | 1 | 2018-12-31 | 2019-12-31 | 365 | 10.1289 | 10 | 0.12894
59285 | 4.59 | 1 | 2018-12-31 | 2019-12-31 | 365 | 5.2593 | 5 | 0.25926
59321 | 3.315 | 1 | 2018-12-31 | 2019-12-31 | 365 | 3.7984 | 3 | 0.79835
59320 | 2.08 | 1 | 2018-12-31 | 2019-12-31 | 365 | 2.3833 | 2 | 0.38328
59322 | 5.2 | 1 | 2018-12-31 | 2019-12-31 | 365 | 5.9582 | 5 | 0.9582
59323 | 7.02 | 1 | 2018-12-31 | 2019-12-31 | 365 | 8.0436 | 8 | 0.043572
59355 | 13.25 | 1 | 2018-12-31 | 2019-12-31 | 365 | 15.182 | 15 | 0.18196
59360 | 4.505 | 1 | 2018-12-31 | 2019-12-31 | 365 | 5.1619 | 5 | 0.16187
59363 | 8.58 | 1 | 2018-12-31 | 2019-12-31 | 365 | 9.831 | 9 | 0.83103
59368 | 8.58 | 1 | 2018-12-31 | 2019-12-31 | 365 | 9.831 | 9 | 0.83103
59370 | 7.28 | 1 | 2018-12-31 | 2019-12-31 | 365 | 8.3415 | 8 | 0.34148
59375 | 5.46 | 1 | 2018-12-31 | 2019-12-31 | 365 | 6.2561 | 6 | 0.25611
59392 | 3.38 | 1 | 2018-12-31 | 2019-12-31 | 365 | 3.8728 | 3 | 0.87283
59395 | 9.36 | 1 | 2018-12-31 | 2019-12-31 | 365 | 10.7248 | 10 | 0.72476
59399 | 6.63 | 1 | 2018-12-31 | 2019-12-31 | 365 | 7.5967 | 7 | 0.59671
59400 | 7.905 | 1 | 2018-12-31 | 2019-12-31 | 365 | 9.0576 | 9 | 0.057612
59401 | 10.92 | 1 | 2018-12-31 | 2019-12-31 | 365 | 12.5122 | 12 | 0.51222
59403 | 15.6 | 1 | 2018-12-31 | 2019-12-31 | 365 | 17.8746 | 17 | 0.8746
59404 | 5.83 | 1 | 2018-12-31 | 2019-12-31 | 365 | 6.6801 | 6 | 0.68006
59405 | 3.9 | 1 | 2018-12-31 | 2019-12-31 | 365 | 4.4687 | 4 | 0.46865
59406 | 4.08 | 1 | 2018-12-31 | 2019-12-31 | 365 | 4.6749 | 4 | 0.6749
59407 | 5.98 | 1 | 2018-12-31 | 2019-12-31 | 365 | 6.8519 | 6 | 0.85193
59408 | 4.24 | 1 | 2018-12-31 | 2019-12-31 | 365 | 4.8582 | 4 | 0.85823
59423 | 2.34 | 1 | 2018-12-31 | 2019-12-31 | 365 | 2.6812 | 2 | 0.68119
59427 | 8.745 | 1 | 2018-12-31 | 2019-12-31 | 365 | 10.0201 | 10 | 0.020091
59436 | 7.685 | 1 | 2018-12-31 | 2019-12-31 | 365 | 8.8055 | 8 | 0.80553
59440 | 4.42 | 1 | 2018-12-31 | 2019-12-31 | 365 | 5.0645 | 5 | 0.064471
60754 | 2.08 | 1 | 2018-12-31 | 2019-12-31 | 365 | 2.3833 | 2 | 0.38328
59445 | 5.2 | 1 | 2018-12-31 | 2019-12-31 | 365 | 5.9582 | 5 | 0.9582
59444 | 4.77 | 1 | 2018-12-31 | 2019-12-31 | 365 | 5.4655 | 5 | 0.4655
59448 | 5.72 | 1 | 2018-12-31 | 2019-12-31 | 365 | 6.554 | 6 | 0.55402
59450 | 4.77 | 1 | 2018-12-31 | 2019-12-31 | 365 | 5.4655 | 5 | 0.4655
59462 | 4.24 | 1 | 2018-12-31 | 2019-12-31 | 365 | 4.8582 | 4 | 0.85823
59463 | 7.685 | 1 | 2018-12-31 | 2019-12-31 | 365 | 8.8055 | 8 | 0.80553
59465 | 6.76 | 1 | 2018-12-31 | 2019-12-31 | 365 | 7.7457 | 7 | 0.74566
59466 | 8.32 | 1 | 2018-12-31 | 2019-12-31 | 365 | 9.5331 | 9 | 0.53312
59467 | 7.54 | 1 | 2018-12-31 | 2019-12-31 | 365 | 8.6394 | 8 | 0.63939
59470 | 5.83 | 1 | 2018-12-31 | 2019-12-31 | 365 | 6.6801 | 6 | 0.68006
59492 | 6.36 | 1 | 2018-12-31 | 2019-12-31 | 365 | 7.2873 | 7 | 0.28734
59496 | 6.63 | 1 | 2018-12-31 | 2019-12-31 | 365 | 7.5967 | 7 | 0.59671
59493 | 9.805 | 1 | 2018-12-31 | 2019-12-31 | 365 | 11.2346 | 11 | 0.23465
59545 | 5.3 | 1 | 2018-12-31 | 2019-12-31 | 365 | 6.0728 | 6 | 0.072782
59495 | 13.52 | 1 | 2018-12-31 | 2019-12-31 | 365 | 15.4913 | 15 | 0.49132
59546 | 12.74 | 1 | 2018-12-31 | 2019-12-31 | 365 | 14.5976 | 14 | 0.59759
59499 | 12.48 | 1 | 2018-12-31 | 2019-12-31 | 365 | 14.2997 | 14 | 0.29968
59548 | 9.88 | 1 | 2018-12-31 | 2019-12-31 | 365 | 11.3206 | 11 | 0.32058
59500 | 6.5 | 1 | 2018-12-31 | 2019-12-31 | 365 | 7.4478 | 7 | 0.44775
59504 | 12.48 | 1 | 2018-12-31 | 2019-12-31 | 365 | 14.2997 | 14 | 0.29968
59549 | 10.335 | 1 | 2018-12-31 | 2019-12-31 | 365 | 11.8419 | 11 | 0.84193
59503 | 12.48 | 1 | 2018-12-31 | 2019-12-31 | 365 | 14.2997 | 14 | 0.29968
59506 | 6.76 | 1 | 2018-12-31 | 2019-12-31 | 365 | 7.7457 | 7 | 0.74566
59507 | 5.2 | 1 | 2018-12-31 | 2019-12-31 | 365 | 5.9582 | 5 | 0.9582
59614 | 3.18 | 1 | 2018-12-31 | 2019-12-31 | 365 | 3.6437 | 3 | 0.64367
59516 | 8.215 | 1 | 2018-12-31 | 2019-12-31 | 365 | 9.4128 | 9 | 0.41281
59620 | 9.1 | 1 | 2018-12-31 | 2019-12-31 | 365 | 10.4269 | 10 | 0.42685
59517 | 11.96 | 1 | 2018-12-31 | 2019-12-31 | 365 | 13.7039 | 13 | 0.70386
59619 | 4.505 | 1 | 2018-12-31 | 2019-12-31 | 365 | 5.1619 | 5 | 0.16187
59519 | 4.335 | 1 | 2018-12-31 | 2019-12-31 | 365 | 4.9671 | 4 | 0.96708
59623 | 13.78 | 1 | 2018-12-31 | 2019-12-31 | 365 | 15.7892 | 15 | 0.78923
59521 | 4.77 | 1 | 2018-12-31 | 2019-12-31 | 365 | 5.4655 | 5 | 0.4655
59520 | 7.28 | 1 | 2018-12-31 | 2019-12-31 | 365 | 8.3415 | 8 | 0.34148
59630 | 5.035 | 1 | 2018-12-31 | 2019-12-31 | 365 | 5.7691 | 5 | 0.76914
59522 | 6.12 | 1 | 2018-12-31 | 2019-12-31 | 365 | 7.0123 | 7 | 0.012345
59633 | 11.73 | 1 | 2018-12-31 | 2019-12-31 | 365 | 13.4403 | 13 | 0.44033
59523 | 7.8 | 1 | 2018-12-31 | 2019-12-31 | 365 | 8.9373 | 8 | 0.9373
59524 | 10.335 | 1 | 2018-12-31 | 2019-12-31 | 365 | 11.8419 | 11 | 0.84193
59525 | 10.335 | 1 | 2018-12-31 | 2019-12-31 | 365 | 11.8419 | 11 | 0.84193
59527 | 4.59 | 1 | 2018-12-31 | 2019-12-31 | 365 | 5.2593 | 5 | 0.25926
59526 | 4.24 | 1 | 2018-12-31 | 2019-12-31 | 365 | 4.8582 | 4 | 0.85823
59529 | 4.68 | 1 | 2018-12-31 | 2019-12-31 | 365 | 5.3624 | 5 | 0.36238
59530 | 7.42 | 1 | 2018-12-31 | 2019-12-31 | 365 | 8.5019 | 8 | 0.5019
59534 | 10.66 | 1 | 2018-12-31 | 2019-12-31 | 365 | 12.2143 | 12 | 0.21431
59531 | 3.975 | 1 | 2018-12-31 | 2019-12-31 | 365 | 4.5546 | 4 | 0.55459
59537 | 4.77 | 1 | 2018-12-31 | 2019-12-31 | 365 | 5.4655 | 5 | 0.4655
59539 | 7.65 | 1 | 2018-12-31 | 2019-12-31 | 365 | 8.7654 | 8 | 0.76543
59540 | 5.46 | 1 | 2018-12-31 | 2019-12-31 | 365 | 6.2561 | 6 | 0.25611
59541 | 6.24 | 1 | 2018-12-31 | 2019-12-31 | 365 | 7.1498 | 7 | 0.14984
59825 | 5.035 | 1 | 2018-12-31 | 2019-12-31 | 365 | 5.7691 | 5 | 0.76914
59828 | 3.38 | 1 | 2018-12-31 | 2019-12-31 | 365 | 3.8728 | 3 | 0.87283
59829 | 7.395 | 1 | 2018-12-31 | 2019-12-31 | 365 | 8.4733 | 8 | 0.47325
59831 | 10.6 | 1 | 2018-12-31 | 2019-12-31 | 365 | 12.1456 | 12 | 0.14556
59838 | 6.24 | 1 | 2018-12-31 | 2019-12-31 | 365 | 7.1498 | 7 | 0.14984
59840 | 9.36 | 1 | 2018-12-31 | 2019-12-31 | 365 | 10.7248 | 10 | 0.72476
59842 | 10.2 | 1 | 2018-12-31 | 2019-12-31 | 365 | 11.6872 | 11 | 0.68724
59843 | 2.16 | 1 | 2018-12-31 | 2019-12-31 | 365 | 2.4749 | 2 | 0.47495
59844 | 3.78 | 1 | 2018-12-31 | 2019-12-31 | 365 | 4.3312 | 4 | 0.33115
59862 | 10.66 | 1 | 2018-12-31 | 2019-12-31 | 365 | 12.2143 | 12 | 0.21431
59860 | 11.925 | 1 | 2018-12-31 | 2019-12-31 | 365 | 13.6638 | 13 | 0.66376
59869 | 5.61 | 1 | 2018-12-31 | 2019-12-31 | 365 | 6.428 | 6 | 0.42798
59868 | 4.94 | 1 | 2018-12-31 | 2019-12-31 | 365 | 5.6603 | 5 | 0.66029
59879 | 12.72 | 1 | 2018-12-31 | 2019-12-31 | 365 | 14.5747 | 14 | 0.57468
59886 | 2.86 | 1 | 2018-12-31 | 2019-12-31 | 365 | 3.277 | 3 | 0.27701
59889 | 8.32 | 1 | 2018-12-31 | 2019-12-31 | 365 | 9.5331 | 9 | 0.53312
59893 | 6.36 | 1 | 2018-12-31 | 2019-12-31 | 365 | 7.2873 | 7 | 0.28734
59894 | 6.5 | 1 | 2018-12-31 | 2019-12-31 | 365 | 7.4478 | 7 | 0.44775
59895 | 7.54 | 1 | 2018-12-31 | 2019-12-31 | 365 | 8.6394 | 8 | 0.63939
59904 | 9.1 | 1 | 2018-12-31 | 2019-12-31 | 365 | 10.4269 | 10 | 0.42685
59892 | 3.18 | 1 | 2018-12-31 | 2019-12-31 | 365 | 3.6437 | 3 | 0.64367
59916 | 7.54 | 1 | 2018-12-31 | 2019-12-31 | 365 | 8.6394 | 8 | 0.63939
59919 | 2.86 | 1 | 2018-12-31 | 2019-12-31 | 365 | 3.277 | 3 | 0.27701
59917 | 13.78 | 1 | 2018-12-31 | 2019-12-31 | 365 | 15.7892 | 15 | 0.78923
59922 | 5.2 | 1 | 2018-12-31 | 2019-12-31 | 365 | 5.9582 | 5 | 0.9582
59924 | 9.36 | 1 | 2018-12-31 | 2019-12-31 | 365 | 10.7248 | 10 | 0.72476
59926 | 8.32 | 1 | 2018-12-31 | 2019-12-31 | 365 | 9.5331 | 9 | 0.53312
59929 | 4.68 | 1 | 2018-12-31 | 2019-12-31 | 365 | 5.3624 | 5 | 0.36238
59932 | 5.3 | 1 | 2018-12-31 | 2019-12-31 | 365 | 6.0728 | 6 | 0.072782
59931 | 3.64 | 1 | 2018-12-31 | 2019-12-31 | 365 | 4.1707 | 4 | 0.17074
59930 | 6.63 | 1 | 2018-12-31 | 2019-12-31 | 365 | 7.5967 | 7 | 0.59671
59933 | 4.505 | 1 | 2018-12-31 | 2019-12-31 | 365 | 5.1619 | 5 | 0.16187
59937 | 8.48 | 1 | 2018-12-31 | 2019-12-31 | 365 | 9.7165 | 9 | 0.71645
59936 | 8.58 | 1 | 2018-12-31 | 2019-12-31 | 365 | 9.831 | 9 | 0.83103
59945 | 9.62 | 1 | 2018-12-31 | 2019-12-31 | 365 | 11.0227 | 11 | 0.022673
59947 | 12.48 | 1 | 2018-12-31 | 2019-12-31 | 365 | 14.2997 | 14 | 0.29968
59949 | 5.46 | 1 | 2018-12-31 | 2019-12-31 | 365 | 6.2561 | 6 | 0.25611
59952 | 2.6 | 1 | 2018-12-31 | 2019-12-31 | 365 | 2.9791 | 2 | 0.9791
59953 | 4.68 | 1 | 2018-12-31 | 2019-12-31 | 365 | 5.3624 | 5 | 0.36238
59954 | 6.5 | 1 | 2018-12-31 | 2019-12-31 | 365 | 7.4478 | 7 | 0.44775
59955 | 9.18 | 1 | 2018-12-31 | 2019-12-31 | 365 | 10.5185 | 10 | 0.51852
59956 | 13.52 | 1 | 2018-12-31 | 2019-12-31 | 365 | 15.4913 | 15 | 0.49132
59975 | 11.18 | 1 | 2018-12-31 | 2019-12-31 | 365 | 12.8101 | 12 | 0.81013
59977 | 12.22 | 1 | 2018-12-31 | 2019-12-31 | 365 | 14.0018 | 14 | 0.0017738
59981 | 5.98 | 1 | 2018-12-31 | 2019-12-31 | 365 | 6.8519 | 6 | 0.85193
59988 | 4.24 | 1 | 2018-12-31 | 2019-12-31 | 365 | 4.8582 | 4 | 0.85823
59990 | 12.48 | 1 | 2018-12-31 | 2019-12-31 | 365 | 14.2997 | 14 | 0.29968
59991 | 9.36 | 1 | 2018-12-31 | 2019-12-31 | 365 | 10.7248 | 10 | 0.72476
59992 | 9.88 | 1 | 2018-12-31 | 2019-12-31 | 365 | 11.3206 | 11 | 0.32058
59995 | 14.31 | 1 | 2018-12-31 | 2019-12-31 | 365 | 16.3965 | 16 | 0.39651
59998 | 7.685 | 1 | 2018-12-31 | 2019-12-31 | 365 | 8.8055 | 8 | 0.80553
59996 | 4.68 | 1 | 2018-12-31 | 2019-12-31 | 365 | 5.3624 | 5 | 0.36238
60002 | 9.62 | 1 | 2018-12-31 | 2019-12-31 | 365 | 11.0227 | 11 | 0.022673
60003 | 13.52 | 1 | 2018-12-31 | 2019-12-31 | 365 | 15.4913 | 15 | 0.49132
60004 | 5.2 | 1 | 2018-12-31 | 2019-12-31 | 365 | 5.9582 | 5 | 0.9582
60018 | 7.54 | 1 | 2018-12-31 | 2019-12-31 | 365 | 8.6394 | 8 | 0.63939
60019 | 7.54 | 1 | 2018-12-31 | 2019-12-31 | 365 | 8.6394 | 8 | 0.63939
60026 | 12.22 | 1 | 2018-12-31 | 2019-12-31 | 365 | 14.0018 | 14 | 0.0017738
60024 | 3.38 | 1 | 2018-12-31 | 2019-12-31 | 365 | 3.8728 | 3 | 0.87283
60030 | 7.8 | 1 | 2018-12-31 | 2019-12-31 | 365 | 8.9373 | 8 | 0.9373
60032 | 4.505 | 1 | 2018-12-31 | 2019-12-31 | 365 | 5.1619 | 5 | 0.16187
60040 | 10.14 | 1 | 2018-12-31 | 2019-12-31 | 365 | 11.6185 | 11 | 0.61849
59636 | 2.08 | 1 | 2018-12-31 | 2019-12-31 | 365 | 2.3833 | 2 | 0.38328
59638 | 5.61 | 1 | 2018-12-31 | 2019-12-31 | 365 | 6.428 | 6 | 0.42798
59686 | 10.66 | 1 | 2018-12-31 | 2019-12-31 | 365 | 12.2143 | 12 | 0.21431
59697 | 6.76 | 1 | 2018-12-31 | 2019-12-31 | 365 | 7.7457 | 7 | 0.74566
59702 | 4.42 | 1 | 2018-12-31 | 2019-12-31 | 365 | 5.0645 | 5 | 0.064471
59706 | 7.155 | 1 | 2018-12-31 | 2019-12-31 | 365 | 8.1983 | 8 | 0.19826
59737 | 11.73 | 1 | 2018-12-31 | 2019-12-31 | 365 | 13.4403 | 13 | 0.44033
59740 | 6.625 | 1 | 2018-12-31 | 2019-12-31 | 365 | 7.591 | 7 | 0.59098
59746 | 8.48 | 1 | 2018-12-31 | 2019-12-31 | 365 | 9.7165 | 9 | 0.71645
59748 | 3.38 | 1 | 2018-12-31 | 2019-12-31 | 365 | 3.8728 | 3 | 0.87283
59749 | 7.685 | 1 | 2018-12-31 | 2019-12-31 | 365 | 8.8055 | 8 | 0.80553
59750 | 8.84 | 1 | 2018-12-31 | 2019-12-31 | 365 | 10.1289 | 10 | 0.12894
59751 | 7.685 | 1 | 2018-12-31 | 2019-12-31 | 365 | 8.8055 | 8 | 0.80553
59752 | 8.84 | 1 | 2018-12-31 | 2019-12-31 | 365 | 10.1289 | 10 | 0.12894
59754 | 3.71 | 1 | 2018-12-31 | 2019-12-31 | 365 | 4.2509 | 4 | 0.25095
59755 | 6.12 | 1 | 2018-12-31 | 2019-12-31 | 365 | 7.0123 | 7 | 0.012345
59766 | 5.83 | 1 | 2018-12-31 | 2019-12-31 | 365 | 6.6801 | 6 | 0.68006
59769 | 5.98 | 1 | 2018-12-31 | 2019-12-31 | 365 | 6.8519 | 6 | 0.85193
59770 | 7.54 | 1 | 2018-12-31 | 2019-12-31 | 365 | 8.6394 | 8 | 0.63939
59772 | 4.16 | 1 | 2018-12-31 | 2019-12-31 | 365 | 4.7666 | 4 | 0.76656
59774 | 12.48 | 1 | 2018-12-31 | 2019-12-31 | 365 | 14.2997 | 14 | 0.29968
59775 | 10.07 | 1 | 2018-12-31 | 2019-12-31 | 365 | 11.5383 | 11 | 0.53829
59776 | 9.36 | 1 | 2018-12-31 | 2019-12-31 | 365 | 10.7248 | 10 | 0.72476
59778 | 10.865 | 1 | 2018-12-31 | 2019-12-31 | 365 | 12.4492 | 12 | 0.4492
59779 | 7.8 | 1 | 2018-12-31 | 2019-12-31 | 365 | 8.9373 | 8 | 0.9373
59777 | 3.71 | 1 | 2018-12-31 | 2019-12-31 | 365 | 4.2509 | 4 | 0.25095
59781 | 9.36 | 1 | 2018-12-31 | 2019-12-31 | 365 | 10.7248 | 10 | 0.72476
59786 | 9.88 | 1 | 2018-12-31 | 2019-12-31 | 365 | 11.3206 | 11 | 0.32058
60042 | 9.36 | 1 | 2018-12-31 | 2019-12-31 | 365 | 10.7248 | 10 | 0.72476
60045 | 5.72 | 1 | 2018-12-31 | 2019-12-31 | 365 | 6.554 | 6 | 0.55402
60046 | 7.8 | 1 | 2018-12-31 | 2019-12-31 | 365 | 8.9373 | 8 | 0.9373
60047 | 8.84 | 1 | 2018-12-31 | 2019-12-31 | 365 | 10.1289 | 10 | 0.12894
60052 | 8.32 | 1 | 2018-12-31 | 2019-12-31 | 365 | 9.5331 | 9 | 0.53312
60053 | 8.84 | 1 | 2018-12-31 | 2019-12-31 | 365 | 10.1289 | 10 | 0.12894
60054 | 7.28 | 1 | 2018-12-31 | 2019-12-31 | 365 | 8.3415 | 8 | 0.34148
60055 | 8.58 | 1 | 2018-12-31 | 2019-12-31 | 365 | 9.831 | 9 | 0.83103
60075 | 6.63 | 1 | 2018-12-31 | 2019-12-31 | 365 | 7.5967 | 7 | 0.59671
60081 | 13.52 | 1 | 2018-12-31 | 2019-12-31 | 365 | 15.4913 | 15 | 0.49132
60079 | 8.215 | 1 | 2018-12-31 | 2019-12-31 | 365 | 9.4128 | 9 | 0.41281
60083 | 7.8 | 1 | 2018-12-31 | 2019-12-31 | 365 | 8.9373 | 8 | 0.9373
60084 | 13.52 | 1 | 2018-12-31 | 2019-12-31 | 365 | 15.4913 | 15 | 0.49132
60088 | 4.24 | 1 | 2018-12-31 | 2019-12-31 | 365 | 4.8582 | 4 | 0.85823
59787 | 11.44 | 1 | 2018-12-31 | 2019-12-31 | 365 | 13.108 | 13 | 0.10804
60091 | 9.36 | 1 | 2018-12-31 | 2019-12-31 | 365 | 10.7248 | 10 | 0.72476
60101 | 5.72 | 1 | 2018-12-31 | 2019-12-31 | 365 | 6.554 | 6 | 0.55402
60103 | 5.98 | 1 | 2018-12-31 | 2019-12-31 | 365 | 6.8519 | 6 | 0.85193
59788 | 14.04 | 1 | 2018-12-31 | 2019-12-31 | 365 | 16.0871 | 16 | 0.087144
59790 | 4.42 | 1 | 2018-12-31 | 2019-12-31 | 365 | 5.0645 | 5 | 0.064471
59796 | 7.65 | 1 | 2018-12-31 | 2019-12-31 | 365 | 8.7654 | 8 | 0.76543
59800 | 4.42 | 1 | 2018-12-31 | 2019-12-31 | 365 | 5.0645 | 5 | 0.064471
59808 | 5.61 | 1 | 2018-12-31 | 2019-12-31 | 365 | 6.428 | 6 | 0.42798
59810 | 6.24 | 1 | 2018-12-31 | 2019-12-31 | 365 | 7.1498 | 7 | 0.14984
59789 | 5.98 | 1 | 2018-12-31 | 2019-12-31 | 365 | 6.8519 | 6 | 0.85193
59812 | 5.565 | 1 | 2018-12-31 | 2019-12-31 | 365 | 6.3764 | 6 | 0.37642
59813 | 6.36 | 1 | 2018-12-31 | 2019-12-31 | 365 | 7.2873 | 7 | 0.28734
59816 | 7.28 | 1 | 2018-12-31 | 2019-12-31 | 365 | 8.3415 | 8 | 0.34148
59814 | 7.95 | 1 | 2018-12-31 | 2019-12-31 | 365 | 9.1092 | 9 | 0.10917
59817 | 9.945 | 1 | 2018-12-31 | 2019-12-31 | 365 | 11.3951 | 11 | 0.39506
59818 | 9.69 | 1 | 2018-12-31 | 2019-12-31 | 365 | 11.1029 | 11 | 0.10288
59821 | 3.12 | 1 | 2018-12-31 | 2019-12-31 | 365 | 3.5749 | 3 | 0.57492
59824 | 3.12 | 1 | 2018-12-31 | 2019-12-31 | 365 | 3.5749 | 3 | 0.57492
60357 | 8.16 | 1 | 2018-12-31 | 2019-12-31 | 365 | 9.3498 | 9 | 0.34979
60367 | 5.035 | 1 | 2018-12-31 | 2019-12-31 | 365 | 5.7691 | 5 | 0.76914
60369 | 7.8 | 1 | 2018-12-31 | 2019-12-31 | 365 | 8.9373 | 8 | 0.9373
60397 | 7.155 | 1 | 2018-12-31 | 2019-12-31 | 365 | 8.1983 | 8 | 0.19826
60402 | 5.1 | 1 | 2018-12-31 | 2019-12-31 | 365 | 5.8436 | 5 | 0.84362
60403 | 7.02 | 1 | 2018-12-31 | 2019-12-31 | 365 | 8.0436 | 8 | 0.043572
60410 | 8.32 | 1 | 2018-12-31 | 2019-12-31 | 365 | 9.5331 | 9 | 0.53312
60415 | 12.455 | 1 | 2018-12-31 | 2019-12-31 | 365 | 14.271 | 14 | 0.27104
60418 | 11.44 | 1 | 2018-12-31 | 2019-12-31 | 365 | 13.108 | 13 | 0.10804
60425 | 11.13 | 1 | 2018-12-31 | 2019-12-31 | 365 | 12.7528 | 12 | 0.75284
60426 | 4.42 | 1 | 2018-12-31 | 2019-12-31 | 365 | 5.0645 | 5 | 0.064471
60434 | 7.54 | 1 | 2018-12-31 | 2019-12-31 | 365 | 8.6394 | 8 | 0.63939
60438 | 12.72 | 1 | 2018-12-31 | 2019-12-31 | 365 | 14.5747 | 14 | 0.57468
60440 | 10.66 | 1 | 2018-12-31 | 2019-12-31 | 365 | 12.2143 | 12 | 0.21431
60441 | 7.54 | 1 | 2018-12-31 | 2019-12-31 | 365 | 8.6394 | 8 | 0.63939
60444 | 7.28 | 1 | 2018-12-31 | 2019-12-31 | 365 | 8.3415 | 8 | 0.34148
60446 | 9.88 | 1 | 2018-12-31 | 2019-12-31 | 365 | 11.3206 | 11 | 0.32058
60449 | 2.86 | 1 | 2018-12-31 | 2019-12-31 | 365 | 3.277 | 3 | 0.27701
60453 | 8.215 | 1 | 2018-12-31 | 2019-12-31 | 365 | 9.4128 | 9 | 0.41281
60458 | 5.2 | 1 | 2018-12-31 | 2019-12-31 | 365 | 5.9582 | 5 | 0.9582
60459 | 7.42 | 1 | 2018-12-31 | 2019-12-31 | 365 | 8.5019 | 8 | 0.5019
60465 | 7.395 | 1 | 2018-12-31 | 2019-12-31 | 365 | 8.4733 | 8 | 0.47325
60467 | 11.44 | 1 | 2018-12-31 | 2019-12-31 | 365 | 13.108 | 13 | 0.10804
60470 | 9.36 | 1 | 2018-12-31 | 2019-12-31 | 365 | 10.7248 | 10 | 0.72476
60480 | 8.745 | 1 | 2018-12-31 | 2019-12-31 | 365 | 10.0201 | 10 | 0.020091
60482 | 10.4 | 1 | 2018-12-31 | 2019-12-31 | 365 | 11.9164 | 11 | 0.9164
60483 | 4.68 | 1 | 2018-12-31 | 2019-12-31 | 365 | 5.3624 | 5 | 0.36238
60484 | 9.88 | 1 | 2018-12-31 | 2019-12-31 | 365 | 11.3206 | 11 | 0.32058
60485 | 4.59 | 1 | 2018-12-31 | 2019-12-31 | 365 | 5.2593 | 5 | 0.25926
60487 | 7.155 | 1 | 2018-12-31 | 2019-12-31 | 365 | 8.1983 | 8 | 0.19826
60486 | 4.94 | 1 | 2018-12-31 | 2019-12-31 | 365 | 5.6603 | 5 | 0.66029
60489 | 6.76 | 1 | 2018-12-31 | 2019-12-31 | 365 | 7.7457 | 7 | 0.74566
60491 | 2.6 | 1 | 2018-12-31 | 2019-12-31 | 365 | 2.9791 | 2 | 0.9791
60492 | 10.92 | 1 | 2018-12-31 | 2019-12-31 | 365 | 12.5122 | 12 | 0.51222
60494 | 5.2 | 1 | 2018-12-31 | 2019-12-31 | 365 | 5.9582 | 5 | 0.9582
60493 | 3.9 | 1 | 2018-12-31 | 2019-12-31 | 365 | 4.4687 | 4 | 0.46865
60112 | 5.94 | 1 | 2018-12-31 | 2019-12-31 | 365 | 6.8061 | 6 | 0.8061
60498 | 2.385 | 1 | 2018-12-31 | 2019-12-31 | 365 | 2.7328 | 2 | 0.73275
60500 | 7.28 | 1 | 2018-12-31 | 2019-12-31 | 365 | 8.3415 | 8 | 0.34148
60499 | 6.24 | 1 | 2018-12-31 | 2019-12-31 | 365 | 7.1498 | 7 | 0.14984
60501 | 11.44 | 1 | 2018-12-31 | 2019-12-31 | 365 | 13.108 | 13 | 0.10804
60502 | 4.68 | 1 | 2018-12-31 | 2019-12-31 | 365 | 5.3624 | 5 | 0.36238
60505 | 10.865 | 1 | 2018-12-31 | 2019-12-31 | 365 | 12.4492 | 12 | 0.4492
60504 | 14.045 | 1 | 2018-12-31 | 2019-12-31 | 365 | 16.0929 | 16 | 0.092873
60508 | 6.24 | 1 | 2018-12-31 | 2019-12-31 | 365 | 7.1498 | 7 | 0.14984
57651 | 6.76 | 1 | 2018-12-31 | 2019-12-31 | 365 | 7.7457 | 7 | 0.74566
60115 | 8.84 | 1 | 2018-12-31 | 2019-12-31 | 365 | 10.1289 | 10 | 0.12894
60105 | 3.18 | 1 | 2018-12-31 | 2019-12-31 | 365 | 3.6437 | 3 | 0.64367
60130 | 5.83 | 1 | 2018-12-31 | 2019-12-31 | 365 | 6.6801 | 6 | 0.68006
60132 | 2.7 | 1 | 2018-12-31 | 2019-12-31 | 365 | 3.0937 | 3 | 0.093682
60136 | 3.9 | 1 | 2018-12-31 | 2019-12-31 | 365 | 4.4687 | 4 | 0.46865
60190 | 4.94 | 1 | 2018-12-31 | 2019-12-31 | 365 | 5.6603 | 5 | 0.66029
60196 | 5.565 | 1 | 2018-12-31 | 2019-12-31 | 365 | 6.3764 | 6 | 0.37642
60201 | 6.5 | 1 | 2018-12-31 | 2019-12-31 | 365 | 7.4478 | 7 | 0.44775
60202 | 6.625 | 1 | 2018-12-31 | 2019-12-31 | 365 | 7.591 | 7 | 0.59098
60205 | 3.38 | 1 | 2018-12-31 | 2019-12-31 | 365 | 3.8728 | 3 | 0.87283
60217 | 4.94 | 1 | 2018-12-31 | 2019-12-31 | 365 | 5.6603 | 5 | 0.66029
60219 | 6.5 | 1 | 2018-12-31 | 2019-12-31 | 365 | 7.4478 | 7 | 0.44775
60220 | 6.89 | 1 | 2018-12-31 | 2019-12-31 | 365 | 7.8946 | 7 | 0.89462
60208 | 7.54 | 1 | 2018-12-31 | 2019-12-31 | 365 | 8.6394 | 8 | 0.63939
60225 | 2.805 | 1 | 2018-12-31 | 2019-12-31 | 365 | 3.214 | 3 | 0.21399
60224 | 8.32 | 1 | 2018-12-31 | 2019-12-31 | 365 | 9.5331 | 9 | 0.53312
60230 | 4.24 | 1 | 2018-12-31 | 2019-12-31 | 365 | 4.8582 | 4 | 0.85823
60263 | 2.08 | 1 | 2018-12-31 | 2019-12-31 | 365 | 2.3833 | 2 | 0.38328
60264 | 14.04 | 1 | 2018-12-31 | 2019-12-31 | 365 | 16.0871 | 16 | 0.087144
60266 | 5.98 | 1 | 2018-12-31 | 2019-12-31 | 365 | 6.8519 | 6 | 0.85193
60268 | 13 | 1 | 2018-12-31 | 2019-12-31 | 365 | 14.8955 | 14 | 0.8955
60269 | 10.6 | 1 | 2018-12-31 | 2019-12-31 | 365 | 12.1456 | 12 | 0.14556
60283 | 4.335 | 1 | 2018-12-31 | 2019-12-31 | 365 | 4.9671 | 4 | 0.96708
60271 | 10.455 | 1 | 2018-12-31 | 2019-12-31 | 365 | 11.9794 | 11 | 0.97942
60301 | 3.12 | 1 | 2018-12-31 | 2019-12-31 | 365 | 3.5749 | 3 | 0.57492
60303 | 2.08 | 1 | 2018-12-31 | 2019-12-31 | 365 | 2.3833 | 2 | 0.38328
60305 | 4.16 | 1 | 2018-12-31 | 2019-12-31 | 365 | 4.7666 | 4 | 0.76656
60307 | 5.46 | 1 | 2018-12-31 | 2019-12-31 | 365 | 6.2561 | 6 | 0.25611
60313 | 5.61 | 1 | 2018-12-31 | 2019-12-31 | 365 | 6.428 | 6 | 0.42798
60318 | 7.02 | 1 | 2018-12-31 | 2019-12-31 | 365 | 8.0436 | 8 | 0.043572
60319 | 5.1 | 1 | 2018-12-31 | 2019-12-31 | 365 | 5.8436 | 5 | 0.84362
60332 | 2.6 | 1 | 2018-12-31 | 2019-12-31 | 365 | 2.9791 | 2 | 0.9791
60347 | 6.76 | 1 | 2018-12-31 | 2019-12-31 | 365 | 7.7457 | 7 | 0.74566
60345 | 9.62 | 1 | 2018-12-31 | 2019-12-31 | 365 | 11.0227 | 11 | 0.022673
60346 | 8.48 | 1 | 2018-12-31 | 2019-12-31 | 365 | 9.7165 | 9 | 0.71645
60348 | 9.1 | 1 | 2018-12-31 | 2019-12-31 | 365 | 10.4269 | 10 | 0.42685
60350 | 8.58 | 1 | 2018-12-31 | 2019-12-31 | 365 | 9.831 | 9 | 0.83103
60576 | 3.64 | 1 | 2018-12-31 | 2019-12-31 | 365 | 4.1707 | 4 | 0.17074
60512 | 12.455 | 1 | 2018-12-31 | 2019-12-31 | 365 | 14.271 | 14 | 0.27104
60510 | 10.14 | 1 | 2018-12-31 | 2019-12-31 | 365 | 11.6185 | 11 | 0.61849
60579 | 7.28 | 1 | 2018-12-31 | 2019-12-31 | 365 | 8.3415 | 8 | 0.34148
60517 | 12.72 | 1 | 2018-12-31 | 2019-12-31 | 365 | 14.5747 | 14 | 0.57468
60578 | 8.745 | 1 | 2018-12-31 | 2019-12-31 | 365 | 10.0201 | 10 | 0.020091
60509 | 4.59 | 1 | 2018-12-31 | 2019-12-31 | 365 | 5.2593 | 5 | 0.25926
60588 | 10.92 | 1 | 2018-12-31 | 2019-12-31 | 365 | 12.5122 | 12 | 0.51222
60589 | 8.215 | 1 | 2018-12-31 | 2019-12-31 | 365 | 9.4128 | 9 | 0.41281
60519 | 3.71 | 1 | 2018-12-31 | 2019-12-31 | 365 | 4.2509 | 4 | 0.25095
60514 | 7.8 | 1 | 2018-12-31 | 2019-12-31 | 365 | 8.9373 | 8 | 0.9373
60591 | 9.945 | 1 | 2018-12-31 | 2019-12-31 | 365 | 11.3951 | 11 | 0.39506
60520 | 3.9 | 1 | 2018-12-31 | 2019-12-31 | 365 | 4.4687 | 4 | 0.46865
60594 | 6.5 | 1 | 2018-12-31 | 2019-12-31 | 365 | 7.4478 | 7 | 0.44775
60524 | 11.7 | 1 | 2018-12-31 | 2019-12-31 | 365 | 13.406 | 13 | 0.40595
60606 | 4.42 | 1 | 2018-12-31 | 2019-12-31 | 365 | 5.0645 | 5 | 0.064471
60523 | 8.58 | 1 | 2018-12-31 | 2019-12-31 | 365 | 9.831 | 9 | 0.83103
60605 | 11.96 | 1 | 2018-12-31 | 2019-12-31 | 365 | 13.7039 | 13 | 0.70386
60522 | 8.58 | 1 | 2018-12-31 | 2019-12-31 | 365 | 9.831 | 9 | 0.83103
60604 | 8.215 | 1 | 2018-12-31 | 2019-12-31 | 365 | 9.4128 | 9 | 0.41281
60535 | 6.24 | 1 | 2018-12-31 | 2019-12-31 | 365 | 7.1498 | 7 | 0.14984
60607 | 7.14 | 1 | 2018-12-31 | 2019-12-31 | 365 | 8.1811 | 8 | 0.18107
60610 | 11.73 | 1 | 2018-12-31 | 2019-12-31 | 365 | 13.4403 | 13 | 0.44033
60611 | 11.18 | 1 | 2018-12-31 | 2019-12-31 | 365 | 12.8101 | 12 | 0.81013
60612 | 3.64 | 1 | 2018-12-31 | 2019-12-31 | 365 | 4.1707 | 4 | 0.17074
60613 | 13.78 | 1 | 2018-12-31 | 2019-12-31 | 365 | 15.7892 | 15 | 0.78923
60537 | 5.3 | 1 | 2018-12-31 | 2019-12-31 | 365 | 6.0728 | 6 | 0.072782
57830 | 17.34 | 1 | 2018-12-31 | 2019-12-31 | 365 | 19.8683 | 19 | 0.86831
60536 | 5.98 | 1 | 2018-12-31 | 2019-12-31 | 365 | 6.8519 | 6 | 0.85193
50248 | 10.865 | 1 | 2018-12-31 | 2019-12-31 | 365 | 12.4492 | 12 | 0.4492
45647 | 3.06 | 1 | 2018-12-31 | 2019-12-31 | 365 | 3.5062 | 3 | 0.50617
42117 | 9.36 | 1 | 2018-12-31 | 2019-12-31 | 365 | 10.7248 | 10 | 0.72476
40117 | 13.52 | 1 | 2018-12-31 | 2019-12-31 | 365 | 15.4913 | 15 | 0.49132
45016 | 5.72 | 1 | 2018-12-31 | 2019-12-31 | 365 | 6.554 | 6 | 0.55402
43905 | 4.845 | 1 | 2018-12-31 | 2019-12-31 | 365 | 5.5514 | 5 | 0.55144
47547 | 6.5 | 1 | 2018-12-31 | 2019-12-31 | 365 | 7.4478 | 7 | 0.44775
39219 | 7.28 | 1 | 2018-12-31 | 2019-12-31 | 365 | 8.3415 | 8 | 0.34148
38942 | 5.2 | 1 | 2018-12-31 | 2019-12-31 | 365 | 5.9582 | 5 | 0.9582
38343 | 12.74 | 1 | 2018-12-31 | 2019-12-31 | 365 | 14.5976 | 14 | 0.59759
50623 | 7.42 | 1 | 2018-12-31 | 2019-12-31 | 365 | 8.5019 | 8 | 0.5019
46375 | 6.76 | 1 | 2018-12-31 | 2019-12-31 | 365 | 7.7457 | 7 | 0.74566
59798 | 4.68 | 1 | 2018-12-31 | 2019-12-31 | 365 | 5.3624 | 5 | 0.36238
41298 | 3.9 | 1 | 2018-12-31 | 2019-12-31 | 365 | 4.4687 | 4 | 0.46865
43756 | 3.57 | 1 | 2018-12-31 | 2019-12-31 | 365 | 4.0905 | 4 | 0.090535
39690 | 8.925 | 1 | 2018-12-31 | 2019-12-31 | 365 | 10.2263 | 10 | 0.22634
50609 | 8.58 | 1 | 2018-12-31 | 2019-12-31 | 365 | 9.831 | 9 | 0.83103
60616 | 3.64 | 1 | 2018-12-31 | 2019-12-31 | 365 | 4.1707 | 4 | 0.17074
60618 | 13.78 | 1 | 2018-12-31 | 2019-12-31 | 365 | 15.7892 | 15 | 0.78923
60619 | 2.65 | 1 | 2018-12-31 | 2019-12-31 | 365 | 3.0364 | 3 | 0.036391
60629 | 7.54 | 1 | 2018-12-31 | 2019-12-31 | 365 | 8.6394 | 8 | 0.63939
60622 | 7.54 | 1 | 2018-12-31 | 2019-12-31 | 365 | 8.6394 | 8 | 0.63939
60636 | 13.77 | 1 | 2018-12-31 | 2019-12-31 | 365 | 15.7778 | 15 | 0.77778
60662 | 2.86 | 1 | 2018-12-31 | 2019-12-31 | 365 | 3.277 | 3 | 0.27701
60665 | 11.18 | 1 | 2018-12-31 | 2019-12-31 | 365 | 12.8101 | 12 | 0.81013
60667 | 10.14 | 1 | 2018-12-31 | 2019-12-31 | 365 | 11.6185 | 11 | 0.61849
60668 | 15.045 | 1 | 2018-12-31 | 2019-12-31 | 365 | 17.2387 | 17 | 0.23868
60670 | 14.025 | 1 | 2018-12-31 | 2019-12-31 | 365 | 16.07 | 16 | 0.069957
60671 | 4.42 | 1 | 2018-12-31 | 2019-12-31 | 365 | 5.0645 | 5 | 0.064471
60674 | 6.36 | 1 | 2018-12-31 | 2019-12-31 | 365 | 7.2873 | 7 | 0.28734
60672 | 4.42 | 1 | 2018-12-31 | 2019-12-31 | 365 | 5.0645 | 5 | 0.064471
60675 | 6.24 | 1 | 2018-12-31 | 2019-12-31 | 365 | 7.1498 | 7 | 0.14984
60676 | 6.5 | 1 | 2018-12-31 | 2019-12-31 | 365 | 7.4478 | 7 | 0.44775
60677 | 3.9 | 1 | 2018-12-31 | 2019-12-31 | 365 | 4.4687 | 4 | 0.46865
60678 | 5.72 | 1 | 2018-12-31 | 2019-12-31 | 365 | 6.554 | 6 | 0.55402
60693 | 6.12 | 1 | 2018-12-31 | 2019-12-31 | 365 | 7.0123 | 7 | 0.012345
60697 | 5.83 | 1 | 2018-12-31 | 2019-12-31 | 365 | 6.6801 | 6 | 0.68006
60703 | 7.395 | 1 | 2018-12-31 | 2019-12-31 | 365 | 8.4733 | 8 | 0.47325
60715 | 6.36 | 1 | 2018-12-31 | 2019-12-31 | 365 | 7.2873 | 7 | 0.28734
60731 | 4.335 | 1 | 2018-12-31 | 2019-12-31 | 365 | 4.9671 | 4 | 0.96708
60736 | 9.88 | 1 | 2018-12-31 | 2019-12-31 | 365 | 11.3206 | 11 | 0.32058
60737 | 6.5 | 1 | 2018-12-31 | 2019-12-31 | 365 | 7.4478 | 7 | 0.44775
60669 | 3.38 | 1 | 2018-12-31 | 2019-12-31 | 365 | 3.8728 | 3 | 0.87283
60743 | 6.36 | 1 | 2018-12-31 | 2019-12-31 | 365 | 7.2873 | 7 | 0.28734
60745 | 11.18 | 1 | 2018-12-31 | 2019-12-31 | 365 | 12.8101 | 12 | 0.81013
60747 | 5.3 | 1 | 2018-12-31 | 2019-12-31 | 365 | 6.0728 | 6 | 0.072782
60750 | 2.86 | 1 | 2018-12-31 | 2019-12-31 | 365 | 3.277 | 3 | 0.27701
60755 | 6.095 | 1 | 2018-12-31 | 2019-12-31 | 365 | 6.9837 | 6 | 0.9837
60756 | 3.71 | 1 | 2018-12-31 | 2019-12-31 | 365 | 4.2509 | 4 | 0.25095
60759 | 2.65 | 1 | 2018-12-31 | 2019-12-31 | 365 | 3.0364 | 3 | 0.036391
60767 | 3.71 | 1 | 2018-12-31 | 2019-12-31 | 365 | 4.2509 | 4 | 0.25095
60769 | 9.1 | 1 | 2018-12-31 | 2019-12-31 | 365 | 10.4269 | 10 | 0.42685
60770 | 8.48 | 1 | 2018-12-31 | 2019-12-31 | 365 | 9.7165 | 9 | 0.71645
60210 | 7.95 | 1 | 2018-12-31 | 2019-12-31 | 365 | 9.1092 | 9 | 0.10917
60741 | 8.06 | 1 | 2018-12-31 | 2019-12-31 | 365 | 9.2352 | 9 | 0.23521
60779 | 9.88 | 1 | 2018-12-31 | 2019-12-31 | 365 | 11.3206 | 11 | 0.32058
60773 | 2.65 | 1 | 2018-12-31 | 2019-12-31 | 365 | 3.0364 | 3 | 0.036391
60781 | 10.335 | 1 | 2018-12-31 | 2019-12-31 | 365 | 11.8419 | 11 | 0.84193
60782 | 5.98 | 1 | 2018-12-31 | 2019-12-31 | 365 | 6.8519 | 6 | 0.85193
60792 | 10.6 | 1 | 2018-12-31 | 2019-12-31 | 365 | 12.1456 | 12 | 0.14556
60794 | 3.38 | 1 | 2018-12-31 | 2019-12-31 | 365 | 3.8728 | 3 | 0.87283
60798 | 11.13 | 1 | 2018-12-31 | 2019-12-31 | 365 | 12.7528 | 12 | 0.75284
60799 | 10.335 | 1 | 2018-12-31 | 2019-12-31 | 365 | 11.8419 | 11 | 0.84193
60802 | 10.4 | 1 | 2018-12-31 | 2019-12-31 | 365 | 11.9164 | 11 | 0.9164
60801 | 7.42 | 1 | 2018-12-31 | 2019-12-31 | 365 | 8.5019 | 8 | 0.5019
60803 | 7.28 | 1 | 2018-12-31 | 2019-12-31 | 365 | 8.3415 | 8 | 0.34148
60804 | 5.035 | 1 | 2018-12-31 | 2019-12-31 | 365 | 5.7691 | 5 | 0.76914
60812 | 5.2 | 1 | 2018-12-31 | 2019-12-31 | 365 | 5.9582 | 5 | 0.9582
60829 | 5.565 | 1 | 2018-12-31 | 2019-12-31 | 365 | 6.3764 | 6 | 0.37642
60828 | 2.915 | 1 | 2018-12-31 | 2019-12-31 | 365 | 3.34 | 3 | 0.34003
60844 | 13.52 | 1 | 2018-12-31 | 2019-12-31 | 365 | 15.4913 | 15 | 0.49132
60846 | 4.94 | 1 | 2018-12-31 | 2019-12-31 | 365 | 5.6603 | 5 | 0.66029
60851 | 7.685 | 1 | 2018-12-31 | 2019-12-31 | 365 | 8.8055 | 8 | 0.80553
60858 | 3.975 | 1 | 2018-12-31 | 2019-12-31 | 365 | 4.5546 | 4 | 0.55459
60833 | 3.38 | 1 | 2018-12-31 | 2019-12-31 | 365 | 3.8728 | 3 | 0.87283
60861 | 5.035 | 1 | 2018-12-31 | 2019-12-31 | 365 | 5.7691 | 5 | 0.76914
60870 | 4.16 | 1 | 2018-12-31 | 2019-12-31 | 365 | 4.7666 | 4 | 0.76656
60867 | 6.36 | 1 | 2018-12-31 | 2019-12-31 | 365 | 7.2873 | 7 | 0.28734
60889 | 5.46 | 1 | 2018-12-31 | 2019-12-31 | 365 | 6.2561 | 6 | 0.25611
60892 | 10.92 | 1 | 2018-12-31 | 2019-12-31 | 365 | 12.5122 | 12 | 0.51222
60891 | 9.54 | 1 | 2018-12-31 | 2019-12-31 | 365 | 10.931 | 10 | 0.93101
60897 | 9.945 | 1 | 2018-12-31 | 2019-12-31 | 365 | 11.3951 | 11 | 0.39506
60902 | 4.68 | 1 | 2018-12-31 | 2019-12-31 | 365 | 5.3624 | 5 | 0.36238
60912 | 13.26 | 1 | 2018-12-31 | 2019-12-31 | 365 | 15.1934 | 15 | 0.19341
60911 | 3.71 | 1 | 2018-12-31 | 2019-12-31 | 365 | 4.2509 | 4 | 0.25095
60898 | 7.685 | 1 | 2018-12-31 | 2019-12-31 | 365 | 8.8055 | 8 | 0.80553
60922 | 6.095 | 1 | 2018-12-31 | 2019-12-31 | 365 | 6.9837 | 6 | 0.9837
60926 | 7.95 | 1 | 2018-12-31 | 2019-12-31 | 365 | 9.1092 | 9 | 0.10917
60927 | 7.02 | 1 | 2018-12-31 | 2019-12-31 | 365 | 8.0436 | 8 | 0.043572
60931 | 9.275 | 1 | 2018-12-31 | 2019-12-31 | 365 | 10.6274 | 10 | 0.62737
60939 | 6.36 | 1 | 2018-12-31 | 2019-12-31 | 365 | 7.2873 | 7 | 0.28734
60944 | 5.565 | 1 | 2018-12-31 | 2019-12-31 | 365 | 6.3764 | 6 | 0.37642
60947 | 3.18 | 1 | 2018-12-31 | 2019-12-31 | 365 | 3.6437 | 3 | 0.64367
60949 | 3.71 | 1 | 2018-12-31 | 2019-12-31 | 365 | 4.2509 | 4 | 0.25095
60663 | 9.88 | 1 | 2018-12-31 | 2019-12-31 | 365 | 11.3206 | 11 | 0.32058
60953 | 9.01 | 1 | 2018-12-31 | 2019-12-31 | 365 | 10.3237 | 10 | 0.32373
60955 | 5.2 | 1 | 2018-12-31 | 2019-12-31 | 365 | 5.9582 | 5 | 0.9582
60957 | 3.12 | 1 | 2018-12-31 | 2019-12-31 | 365 | 3.5749 | 3 | 0.57492
60959 | 4.77 | 1 | 2018-12-31 | 2019-12-31 | 365 | 5.4655 | 5 | 0.4655
60963 | 4.16 | 1 | 2018-12-31 | 2019-12-31 | 365 | 4.7666 | 4 | 0.76656
60964 | 3.975 | 1 | 2018-12-31 | 2019-12-31 | 365 | 4.5546 | 4 | 0.55459
60965 | 3.9 | 1 | 2018-12-31 | 2019-12-31 | 365 | 4.4687 | 4 | 0.46865
60972 | 3.18 | 1 | 2018-12-31 | 2019-12-31 | 365 | 3.6437 | 3 | 0.64367
60976 | 12.48 | 1 | 2018-12-31 | 2019-12-31 | 365 | 14.2997 | 14 | 0.29968
60980 | 3.975 | 1 | 2018-12-31 | 2019-12-31 | 365 | 4.5546 | 4 | 0.55459
60982 | 7.02 | 1 | 2018-12-31 | 2019-12-31 | 365 | 8.0436 | 8 | 0.043572
62735 | 9.88 | 1 | 2018-12-31 | 2019-12-31 | 365 | 11.3206 | 11 | 0.32058
60987 | 7.14 | 1 | 2018-12-31 | 2019-12-31 | 365 | 8.1811 | 8 | 0.18107
63017 | 5.035 | 1 | 2018-12-31 | 2019-12-31 | 365 | 5.7691 | 5 | 0.76914
61016 | 5.98 | 1 | 2018-12-31 | 2019-12-31 | 365 | 6.8519 | 6 | 0.85193
61017 | 5.98 | 1 | 2018-12-31 | 2019-12-31 | 365 | 6.8519 | 6 | 0.85193
61019 | 2.6 | 1 | 2018-12-31 | 2019-12-31 | 365 | 2.9791 | 2 | 0.9791
61029 | 7.28 | 1 | 2018-12-31 | 2019-12-31 | 365 | 8.3415 | 8 | 0.34148
61040 | 9.01 | 1 | 2018-12-31 | 2019-12-31 | 365 | 10.3237 | 10 | 0.32373
61041 | 9.275 | 1 | 2018-12-31 | 2019-12-31 | 365 | 10.6274 | 10 | 0.62737
61042 | 5.3 | 1 | 2018-12-31 | 2019-12-31 | 365 | 6.0728 | 6 | 0.072782
61043 | 5.035 | 1 | 2018-12-31 | 2019-12-31 | 365 | 5.7691 | 5 | 0.76914
61044 | 4.24 | 1 | 2018-12-31 | 2019-12-31 | 365 | 4.8582 | 4 | 0.85823
61054 | 13.515 | 1 | 2018-12-31 | 2019-12-31 | 365 | 15.4856 | 15 | 0.4856
61055 | 6.89 | 1 | 2018-12-31 | 2019-12-31 | 365 | 7.8946 | 7 | 0.89462
61056 | 9.36 | 1 | 2018-12-31 | 2019-12-31 | 365 | 10.7248 | 10 | 0.72476
60797 | 5.67 | 1 | 2018-12-31 | 2019-12-31 | 365 | 6.4967 | 6 | 0.49673
61074 | 6.5 | 1 | 2018-12-31 | 2019-12-31 | 365 | 7.4478 | 7 | 0.44775
61075 | 5.355 | 1 | 2018-12-31 | 2019-12-31 | 365 | 6.1358 | 6 | 0.1358
61083 | 5.94 | 1 | 2018-12-31 | 2019-12-31 | 365 | 6.8061 | 6 | 0.8061
61085 | 10.2 | 1 | 2018-12-31 | 2019-12-31 | 365 | 11.6872 | 11 | 0.68724
61089 | 6.76 | 1 | 2018-12-31 | 2019-12-31 | 365 | 7.7457 | 7 | 0.74566
61096 | 6.375 | 1 | 2018-12-31 | 2019-12-31 | 365 | 7.3045 | 7 | 0.30453
61104 | 3.06 | 1 | 2018-12-31 | 2019-12-31 | 365 | 3.5062 | 3 | 0.50617
61109 | 10.71 | 1 | 2018-12-31 | 2019-12-31 | 365 | 12.2716 | 12 | 0.2716
61103 | 14.04 | 1 | 2018-12-31 | 2019-12-31 | 365 | 16.0871 | 16 | 0.087144
61107 | 9.36 | 1 | 2018-12-31 | 2019-12-31 | 365 | 10.7248 | 10 | 0.72476
61112 | 9.36 | 1 | 2018-12-31 | 2019-12-31 | 365 | 10.7248 | 10 | 0.72476
61111 | 3.71 | 1 | 2018-12-31 | 2019-12-31 | 365 | 4.2509 | 4 | 0.25095
61113 | 7.14 | 1 | 2018-12-31 | 2019-12-31 | 365 | 8.1811 | 8 | 0.18107
61114 | 2.6 | 1 | 2018-12-31 | 2019-12-31 | 365 | 2.9791 | 2 | 0.9791
61122 | 6.5 | 1 | 2018-12-31 | 2019-12-31 | 365 | 7.4478 | 7 | 0.44775
61125 | 13 | 1 | 2018-12-31 | 2019-12-31 | 365 | 14.8955 | 14 | 0.8955
61129 | 5.46 | 1 | 2018-12-31 | 2019-12-31 | 365 | 6.2561 | 6 | 0.25611
61131 | 4.16 | 1 | 2018-12-31 | 2019-12-31 | 365 | 4.7666 | 4 | 0.76656
61132 | 5.3 | 1 | 2018-12-31 | 2019-12-31 | 365 | 6.0728 | 6 | 0.072782
61134 | 6.5 | 1 | 2018-12-31 | 2019-12-31 | 365 | 7.4478 | 7 | 0.44775
61138 | 5.565 | 1 | 2018-12-31 | 2019-12-31 | 365 | 6.3764 | 6 | 0.37642
60940 | 5.565 | 1 | 2018-12-31 | 2019-12-31 | 365 | 6.3764 | 6 | 0.37642
61141 | 7.95 | 1 | 2018-12-31 | 2019-12-31 | 365 | 9.1092 | 9 | 0.10917
61139 | 6.36 | 1 | 2018-12-31 | 2019-12-31 | 365 | 7.2873 | 7 | 0.28734
61143 | 8.745 | 1 | 2018-12-31 | 2019-12-31 | 365 | 10.0201 | 10 | 0.020091
61144 | 12.19 | 1 | 2018-12-31 | 2019-12-31 | 365 | 13.9674 | 13 | 0.9674
61146 | 13.78 | 1 | 2018-12-31 | 2019-12-31 | 365 | 15.7892 | 15 | 0.78923
61175 | 2.08 | 1 | 2018-12-31 | 2019-12-31 | 365 | 2.3833 | 2 | 0.38328
61174 | 7.02 | 1 | 2018-12-31 | 2019-12-31 | 365 | 8.0436 | 8 | 0.043572
61178 | 13.23 | 1 | 2018-12-31 | 2019-12-31 | 365 | 15.159 | 15 | 0.15904
61177 | 13.77 | 1 | 2018-12-31 | 2019-12-31 | 365 | 15.7778 | 15 | 0.77778
61185 | 12.985 | 1 | 2018-12-31 | 2019-12-31 | 365 | 14.8783 | 14 | 0.87832
61182 | 6.625 | 1 | 2018-12-31 | 2019-12-31 | 365 | 7.591 | 7 | 0.59098
61201 | 5.98 | 1 | 2018-12-31 | 2019-12-31 | 365 | 6.8519 | 6 | 0.85193
61188 | 10.14 | 1 | 2018-12-31 | 2019-12-31 | 365 | 11.6185 | 11 | 0.61849
61187 | 6.76 | 1 | 2018-12-31 | 2019-12-31 | 365 | 7.7457 | 7 | 0.74566
61204 | 8.84 | 1 | 2018-12-31 | 2019-12-31 | 365 | 10.1289 | 10 | 0.12894
61209 | 14.04 | 1 | 2018-12-31 | 2019-12-31 | 365 | 16.0871 | 16 | 0.087144
61218 | 9.54 | 1 | 2018-12-31 | 2019-12-31 | 365 | 10.931 | 10 | 0.93101
61220 | 4.24 | 1 | 2018-12-31 | 2019-12-31 | 365 | 4.8582 | 4 | 0.85823
61223 | 8.48 | 1 | 2018-12-31 | 2019-12-31 | 365 | 9.7165 | 9 | 0.71645
61224 | 7.155 | 1 | 2018-12-31 | 2019-12-31 | 365 | 8.1983 | 8 | 0.19826
61231 | 10.865 | 1 | 2018-12-31 | 2019-12-31 | 365 | 12.4492 | 12 | 0.4492
61235 | 14.04 | 1 | 2018-12-31 | 2019-12-31 | 365 | 16.0871 | 16 | 0.087144
61238 | 6.5 | 1 | 2018-12-31 | 2019-12-31 | 365 | 7.4478 | 7 | 0.44775
61279 | 9.1 | 1 | 2018-12-31 | 2019-12-31 | 365 | 10.4269 | 10 | 0.42685
61281 | 3.825 | 1 | 2018-12-31 | 2019-12-31 | 365 | 4.3827 | 4 | 0.38272
61284 | 2.34 | 1 | 2018-12-31 | 2019-12-31 | 365 | 2.6812 | 2 | 0.68119
61289 | 2.915 | 1 | 2018-12-31 | 2019-12-31 | 365 | 3.34 | 3 | 0.34003
61294 | 7.155 | 1 | 2018-12-31 | 2019-12-31 | 365 | 8.1983 | 8 | 0.19826
61292 | 4.505 | 1 | 2018-12-31 | 2019-12-31 | 365 | 5.1619 | 5 | 0.16187
61298 | 4.505 | 1 | 2018-12-31 | 2019-12-31 | 365 | 5.1619 | 5 | 0.16187
61300 | 6.89 | 1 | 2018-12-31 | 2019-12-31 | 365 | 7.8946 | 7 | 0.89462
61297 | 13 | 1 | 2018-12-31 | 2019-12-31 | 365 | 14.8955 | 14 | 0.8955
61301 | 5.83 | 1 | 2018-12-31 | 2019-12-31 | 365 | 6.6801 | 6 | 0.68006
61335 | 3.38 | 1 | 2018-12-31 | 2019-12-31 | 365 | 3.8728 | 3 | 0.87283
61336 | 6.89 | 1 | 2018-12-31 | 2019-12-31 | 365 | 7.8946 | 7 | 0.89462
61337 | 7.685 | 1 | 2018-12-31 | 2019-12-31 | 365 | 8.8055 | 8 | 0.80553
61339 | 7.905 | 1 | 2018-12-31 | 2019-12-31 | 365 | 9.0576 | 9 | 0.057612
61338 | 4.42 | 1 | 2018-12-31 | 2019-12-31 | 365 | 5.0645 | 5 | 0.064471
61340 | 7.28 | 1 | 2018-12-31 | 2019-12-31 | 365 | 8.3415 | 8 | 0.34148
61342 | 4.68 | 1 | 2018-12-31 | 2019-12-31 | 365 | 5.3624 | 5 | 0.36238
61343 | 15.08 | 1 | 2018-12-31 | 2019-12-31 | 365 | 17.2788 | 17 | 0.27878
61344 | 5.46 | 1 | 2018-12-31 | 2019-12-31 | 365 | 6.2561 | 6 | 0.25611
61345 | 9.36 | 1 | 2018-12-31 | 2019-12-31 | 365 | 10.7248 | 10 | 0.72476
61346 | 6.24 | 1 | 2018-12-31 | 2019-12-31 | 365 | 7.1498 | 7 | 0.14984
61349 | 6.76 | 1 | 2018-12-31 | 2019-12-31 | 365 | 7.7457 | 7 | 0.74566
61348 | 7.28 | 1 | 2018-12-31 | 2019-12-31 | 365 | 8.3415 | 8 | 0.34148
61351 | 3.9 | 1 | 2018-12-31 | 2019-12-31 | 365 | 4.4687 | 4 | 0.46865
61352 | 13.78 | 1 | 2018-12-31 | 2019-12-31 | 365 | 15.7892 | 15 | 0.78923
61354 | 9.275 | 1 | 2018-12-31 | 2019-12-31 | 365 | 10.6274 | 10 | 0.62737
61355 | 13.78 | 1 | 2018-12-31 | 2019-12-31 | 365 | 15.7892 | 15 | 0.78923
61359 | 2.915 | 1 | 2018-12-31 | 2019-12-31 | 365 | 3.34 | 3 | 0.34003
61361 | 8.32 | 1 | 2018-12-31 | 2019-12-31 | 365 | 9.5331 | 9 | 0.53312
37780 | 5.2 | 1 | 2018-12-31 | 2019-12-31 | 365 | 5.9582 | 5 | 0.9582
46253 | 2.12 | 1 | 2018-12-31 | 2019-12-31 | 365 | 2.4291 | 2 | 0.42911
45488 | 8.58 | 1 | 2018-12-31 | 2019-12-31 | 365 | 9.831 | 9 | 0.83103
41330 | 7.65 | 1 | 2018-12-31 | 2019-12-31 | 365 | 8.7654 | 8 | 0.76543
39514 | 3.825 | 1 | 2018-12-31 | 2019-12-31 | 365 | 4.3827 | 4 | 0.38272
54197 | 4.42 | 1 | 2018-12-31 | 2019-12-31 | 365 | 5.0645 | 5 | 0.064471
42352 | 13.78 | 1 | 2018-12-31 | 2019-12-31 | 365 | 15.7892 | 15 | 0.78923
38258 | 7.28 | 1 | 2018-12-31 | 2019-12-31 | 365 | 8.3415 | 8 | 0.34148
60481 | 10.2 | 1 | 2018-12-31 | 2019-12-31 | 365 | 11.6872 | 11 | 0.68724
41666 | 9.1 | 1 | 2018-12-31 | 2019-12-31 | 365 | 10.4269 | 10 | 0.42685
60777 | 12.72 | 1 | 2018-12-31 | 2019-12-31 | 365 | 14.5747 | 14 | 0.57468
50474 | 7.8 | 1 | 2018-12-31 | 2019-12-31 | 365 | 8.9373 | 8 | 0.9373
61383 | 10.865 | 1 | 2018-12-31 | 2019-12-31 | 365 | 12.4492 | 12 | 0.4492
55957 | 6.375 | 1 | 2018-12-31 | 2019-12-31 | 365 | 7.3045 | 7 | 0.30453
41211 | 5.98 | 1 | 2018-12-31 | 2019-12-31 | 365 | 6.8519 | 6 | 0.85193
56569 | 3.12 | 1 | 2018-12-31 | 2019-12-31 | 365 | 3.5749 | 3 | 0.57492
60034 | 2.295 | 1 | 2018-12-31 | 2019-12-31 | 365 | 2.6296 | 2 | 0.62963
43728 | 7.8 | 1 | 2018-12-31 | 2019-12-31 | 365 | 8.9373 | 8 | 0.9373
62336 | 2.6 | 1 | 2018-12-31 | 2019-12-31 | 365 | 2.9791 | 2 | 0.9791
59464 | 14.04 | 1 | 2018-12-31 | 2019-12-31 | 365 | 16.0871 | 16 | 0.087144
59469 | 5.3 | 1 | 2018-12-31 | 2019-12-31 | 365 | 6.0728 | 6 | 0.072782
59542 | 5.98 | 1 | 2018-12-31 | 2019-12-31 | 365 | 6.8519 | 6 | 0.85193
59899 | 6.5 | 1 | 2018-12-31 | 2019-12-31 | 365 | 7.4478 | 7 | 0.44775
60089 | 8.06 | 1 | 2018-12-31 | 2019-12-31 | 365 | 9.2352 | 9 | 0.23521
60455 | 4.94 | 1 | 2018-12-31 | 2019-12-31 | 365 | 5.6603 | 5 | 0.66029
40170 | 6.24 | 1 | 2018-12-31 | 2019-12-31 | 365 | 7.1498 | 7 | 0.14984
59253 | 2.86 | 1 | 2018-12-31 | 2019-12-31 | 365 | 3.277 | 3 | 0.27701
50401 | 12.22 | 1 | 2018-12-31 | 2019-12-31 | 365 | 14.0018 | 14 | 0.0017738
58378 | 6.095 | 1 | 2018-12-31 | 2019-12-31 | 365 | 6.9837 | 6 | 0.9837
61407 | 14.04 | 1 | 2018-12-31 | 2019-12-31 | 365 | 16.0871 | 16 | 0.087144
61410 | 9.36 | 1 | 2018-12-31 | 2019-12-31 | 365 | 10.7248 | 10 | 0.72476
61419 | 10.71 | 1 | 2018-12-31 | 2019-12-31 | 365 | 12.2716 | 12 | 0.2716
61420 | 4.94 | 1 | 2018-12-31 | 2019-12-31 | 365 | 5.6603 | 5 | 0.66029
61421 | 5.98 | 1 | 2018-12-31 | 2019-12-31 | 365 | 6.8519 | 6 | 0.85193
61423 | 5.46 | 1 | 2018-12-31 | 2019-12-31 | 365 | 6.2561 | 6 | 0.25611
61422 | 5.72 | 1 | 2018-12-31 | 2019-12-31 | 365 | 6.554 | 6 | 0.55402
61424 | 2.08 | 1 | 2018-12-31 | 2019-12-31 | 365 | 2.3833 | 2 | 0.38328
61425 | 13.78 | 1 | 2018-12-31 | 2019-12-31 | 365 | 15.7892 | 15 | 0.78923
61428 | 13.25 | 1 | 2018-12-31 | 2019-12-31 | 365 | 15.182 | 15 | 0.18196
61434 | 9.275 | 1 | 2018-12-31 | 2019-12-31 | 365 | 10.6274 | 10 | 0.62737
61454 | 8.745 | 1 | 2018-12-31 | 2019-12-31 | 365 | 10.0201 | 10 | 0.020091
61456 | 8.745 | 1 | 2018-12-31 | 2019-12-31 | 365 | 10.0201 | 10 | 0.020091
61457 | 3.825 | 1 | 2018-12-31 | 2019-12-31 | 365 | 4.3827 | 4 | 0.38272
61460 | 8.84 | 1 | 2018-12-31 | 2019-12-31 | 365 | 10.1289 | 10 | 0.12894
61468 | 12.72 | 1 | 2018-12-31 | 2019-12-31 | 365 | 14.5747 | 14 | 0.57468
61470 | 5.3 | 1 | 2018-12-31 | 2019-12-31 | 365 | 6.0728 | 6 | 0.072782
61474 | 3.71 | 1 | 2018-12-31 | 2019-12-31 | 365 | 4.2509 | 4 | 0.25095
61475 | 10.335 | 1 | 2018-12-31 | 2019-12-31 | 365 | 11.8419 | 11 | 0.84193
61478 | 4.77 | 1 | 2018-12-31 | 2019-12-31 | 365 | 5.4655 | 5 | 0.4655
61482 | 4.94 | 1 | 2018-12-31 | 2019-12-31 | 365 | 5.6603 | 5 | 0.66029
61484 | 9.62 | 1 | 2018-12-31 | 2019-12-31 | 365 | 11.0227 | 11 | 0.022673
61486 | 5.2 | 1 | 2018-12-31 | 2019-12-31 | 365 | 5.9582 | 5 | 0.9582
61489 | 3.315 | 1 | 2018-12-31 | 2019-12-31 | 365 | 3.7984 | 3 | 0.79835
61487 | 4.77 | 1 | 2018-12-31 | 2019-12-31 | 365 | 5.4655 | 5 | 0.4655
61493 | 7.8 | 1 | 2018-12-31 | 2019-12-31 | 365 | 8.9373 | 8 | 0.9373
61494 | 4.24 | 1 | 2018-12-31 | 2019-12-31 | 365 | 4.8582 | 4 | 0.85823
61505 | 11.96 | 1 | 2018-12-31 | 2019-12-31 | 365 | 13.7039 | 13 | 0.70386
61532 | 4.68 | 1 | 2018-12-31 | 2019-12-31 | 365 | 5.3624 | 5 | 0.36238
61540 | 3.9 | 1 | 2018-12-31 | 2019-12-31 | 365 | 4.4687 | 4 | 0.46865
61573 | 6.625 | 1 | 2018-12-31 | 2019-12-31 | 365 | 7.591 | 7 | 0.59098
61577 | 4.42 | 1 | 2018-12-31 | 2019-12-31 | 365 | 5.0645 | 5 | 0.064471
61578 | 5.2 | 1 | 2018-12-31 | 2019-12-31 | 365 | 5.9582 | 5 | 0.9582
61580 | 7.685 | 1 | 2018-12-31 | 2019-12-31 | 365 | 8.8055 | 8 | 0.80553
61581 | 8.84 | 1 | 2018-12-31 | 2019-12-31 | 365 | 10.1289 | 10 | 0.12894
61584 | 6.89 | 1 | 2018-12-31 | 2019-12-31 | 365 | 7.8946 | 7 | 0.89462
61637 | 7.155 | 1 | 2018-12-31 | 2019-12-31 | 365 | 8.1983 | 8 | 0.19826
61587 | 7.42 | 1 | 2018-12-31 | 2019-12-31 | 365 | 8.5019 | 8 | 0.5019
61639 | 11.66 | 1 | 2018-12-31 | 2019-12-31 | 365 | 13.3601 | 13 | 0.36012
61641 | 5.61 | 1 | 2018-12-31 | 2019-12-31 | 365 | 6.428 | 6 | 0.42798
59885 | 3.38 | 1 | 2018-12-31 | 2019-12-31 | 365 | 3.8728 | 3 | 0.87283
61642 | 6.76 | 1 | 2018-12-31 | 2019-12-31 | 365 | 7.7457 | 7 | 0.74566
61664 | 8.215 | 1 | 2018-12-31 | 2019-12-31 | 365 | 9.4128 | 9 | 0.41281
61662 | 7.8 | 1 | 2018-12-31 | 2019-12-31 | 365 | 8.9373 | 8 | 0.9373
61726 | 5.72 | 1 | 2018-12-31 | 2019-12-31 | 365 | 6.554 | 6 | 0.55402
61730 | 7.8 | 1 | 2018-12-31 | 2019-12-31 | 365 | 8.9373 | 8 | 0.9373
61080 | 5.1 | 1 | 2018-12-31 | 2019-12-31 | 365 | 5.8436 | 5 | 0.84362
61732 | 10.14 | 1 | 2018-12-31 | 2019-12-31 | 365 | 11.6185 | 11 | 0.61849
61739 | 5.72 | 1 | 2018-12-31 | 2019-12-31 | 365 | 6.554 | 6 | 0.55402
61744 | 3.975 | 1 | 2018-12-31 | 2019-12-31 | 365 | 4.5546 | 4 | 0.55459
61743 | 8.58 | 1 | 2018-12-31 | 2019-12-31 | 365 | 9.831 | 9 | 0.83103
61748 | 2.6 | 1 | 2018-12-31 | 2019-12-31 | 365 | 2.9791 | 2 | 0.9791
61753 | 4.505 | 1 | 2018-12-31 | 2019-12-31 | 365 | 5.1619 | 5 | 0.16187
61751 | 8.84 | 1 | 2018-12-31 | 2019-12-31 | 365 | 10.1289 | 10 | 0.12894
61756 | 5.98 | 1 | 2018-12-31 | 2019-12-31 | 365 | 6.8519 | 6 | 0.85193
61758 | 3.64 | 1 | 2018-12-31 | 2019-12-31 | 365 | 4.1707 | 4 | 0.17074
61757 | 10.07 | 1 | 2018-12-31 | 2019-12-31 | 365 | 11.5383 | 11 | 0.53829
61759 | 5.2 | 1 | 2018-12-31 | 2019-12-31 | 365 | 5.9582 | 5 | 0.9582
61764 | 3.9 | 1 | 2018-12-31 | 2019-12-31 | 365 | 4.4687 | 4 | 0.46865
61763 | 6.095 | 1 | 2018-12-31 | 2019-12-31 | 365 | 6.9837 | 6 | 0.9837
61767 | 8.745 | 1 | 2018-12-31 | 2019-12-31 | 365 | 10.0201 | 10 | 0.020091
61773 | 8.48 | 1 | 2018-12-31 | 2019-12-31 | 365 | 9.7165 | 9 | 0.71645
61772 | 4.24 | 1 | 2018-12-31 | 2019-12-31 | 365 | 4.8582 | 4 | 0.85823
61776 | 8.745 | 1 | 2018-12-31 | 2019-12-31 | 365 | 10.0201 | 10 | 0.020091
61788 | 6.76 | 1 | 2018-12-31 | 2019-12-31 | 365 | 7.7457 | 7 | 0.74566
61803 | 3.12 | 1 | 2018-12-31 | 2019-12-31 | 365 | 3.5749 | 3 | 0.57492
61856 | 2.915 | 1 | 2018-12-31 | 2019-12-31 | 365 | 3.34 | 3 | 0.34003
61853 | 6.24 | 1 | 2018-12-31 | 2019-12-31 | 365 | 7.1498 | 7 | 0.14984
61858 | 8.06 | 1 | 2018-12-31 | 2019-12-31 | 365 | 9.2352 | 9 | 0.23521
61877 | 9.88 | 1 | 2018-12-31 | 2019-12-31 | 365 | 11.3206 | 11 | 0.32058
61885 | 3.975 | 1 | 2018-12-31 | 2019-12-31 | 365 | 4.5546 | 4 | 0.55459
61890 | 11.475 | 1 | 2018-12-31 | 2019-12-31 | 365 | 13.1481 | 13 | 0.14815
61893 | 13.77 | 1 | 2018-12-31 | 2019-12-31 | 365 | 15.7778 | 15 | 0.77778
61896 | 4.68 | 1 | 2018-12-31 | 2019-12-31 | 365 | 5.3624 | 5 | 0.36238
61892 | 2.34 | 1 | 2018-12-31 | 2019-12-31 | 365 | 2.6812 | 2 | 0.68119
61897 | 6.89 | 1 | 2018-12-31 | 2019-12-31 | 365 | 7.8946 | 7 | 0.89462
61899 | 6.095 | 1 | 2018-12-31 | 2019-12-31 | 365 | 6.9837 | 6 | 0.9837
61898 | 7.155 | 1 | 2018-12-31 | 2019-12-31 | 365 | 8.1983 | 8 | 0.19826
61907 | 7.685 | 1 | 2018-12-31 | 2019-12-31 | 365 | 8.8055 | 8 | 0.80553
61919 | 10.335 | 1 | 2018-12-31 | 2019-12-31 | 365 | 11.8419 | 11 | 0.84193
61924 | 7.685 | 1 | 2018-12-31 | 2019-12-31 | 365 | 8.8055 | 8 | 0.80553
61983 | 3.12 | 1 | 2018-12-31 | 2019-12-31 | 365 | 3.5749 | 3 | 0.57492
61984 | 6.63 | 1 | 2018-12-31 | 2019-12-31 | 365 | 7.5967 | 7 | 0.59671
61985 | 13.52 | 1 | 2018-12-31 | 2019-12-31 | 365 | 15.4913 | 15 | 0.49132
61997 | 10.865 | 1 | 2018-12-31 | 2019-12-31 | 365 | 12.4492 | 12 | 0.4492
62001 | 7.155 | 1 | 2018-12-31 | 2019-12-31 | 365 | 8.1983 | 8 | 0.19826
62000 | 12.19 | 1 | 2018-12-31 | 2019-12-31 | 365 | 13.9674 | 13 | 0.9674
62003 | 10.07 | 1 | 2018-12-31 | 2019-12-31 | 365 | 11.5383 | 11 | 0.53829
62004 | 2.6 | 1 | 2018-12-31 | 2019-12-31 | 365 | 2.9791 | 2 | 0.9791
62008 | 7.155 | 1 | 2018-12-31 | 2019-12-31 | 365 | 8.1983 | 8 | 0.19826
62010 | 4.16 | 1 | 2018-12-31 | 2019-12-31 | 365 | 4.7666 | 4 | 0.76656
62012 | 4.94 | 1 | 2018-12-31 | 2019-12-31 | 365 | 5.6603 | 5 | 0.66029
62015 | 15.86 | 1 | 2018-12-31 | 2019-12-31 | 365 | 18.1725 | 18 | 0.17251
62017 | 12.75 | 1 | 2018-12-31 | 2019-12-31 | 365 | 14.6091 | 14 | 0.60905
62051 | 6.63 | 1 | 2018-12-31 | 2019-12-31 | 365 | 7.5967 | 7 | 0.59671
62054 | 13.52 | 1 | 2018-12-31 | 2019-12-31 | 365 | 15.4913 | 15 | 0.49132
62055 | 6.5 | 1 | 2018-12-31 | 2019-12-31 | 365 | 7.4478 | 7 | 0.44775
62061 | 6.36 | 1 | 2018-12-31 | 2019-12-31 | 365 | 7.2873 | 7 | 0.28734
62060 | 14.04 | 1 | 2018-12-31 | 2019-12-31 | 365 | 16.0871 | 16 | 0.087144
62066 | 6.76 | 1 | 2018-12-31 | 2019-12-31 | 365 | 7.7457 | 7 | 0.74566
62067 | 8.415 | 1 | 2018-12-31 | 2019-12-31 | 365 | 9.642 | 9 | 0.64197
47377 | 4.68 | 1 | 2018-12-31 | 2019-12-31 | 365 | 5.3624 | 5 | 0.36238
62070 | 11.96 | 1 | 2018-12-31 | 2019-12-31 | 365 | 13.7039 | 13 | 0.70386
62073 | 8.84 | 1 | 2018-12-31 | 2019-12-31 | 365 | 10.1289 | 10 | 0.12894
62074 | 2.65 | 1 | 2018-12-31 | 2019-12-31 | 365 | 3.0364 | 3 | 0.036391
62078 | 8.06 | 1 | 2018-12-31 | 2019-12-31 | 365 | 9.2352 | 9 | 0.23521
62075 | 7.395 | 1 | 2018-12-31 | 2019-12-31 | 365 | 8.4733 | 8 | 0.47325
59437 | 5.25 | 1 | 2018-12-31 | 2019-12-31 | 365 | 6.0155 | 6 | 0.015492
37758 | 12.22 | 1 | 2018-12-31 | 2019-12-31 | 365 | 14.0018 | 14 | 0.0017738
59141 | 6.76 | 1 | 2018-12-31 | 2019-12-31 | 365 | 7.7457 | 7 | 0.74566
60299 | 8.32 | 1 | 2018-12-31 | 2019-12-31 | 365 | 9.5331 | 9 | 0.53312
39566 | 12.96 | 1 | 2018-12-31 | 2019-12-31 | 365 | 14.8497 | 14 | 0.84967
60339 | 6.89 | 1 | 2018-12-31 | 2019-12-31 | 365 | 7.8946 | 7 | 0.89462
60049 | 4.94 | 1 | 2018-12-31 | 2019-12-31 | 365 | 5.6603 | 5 | 0.66029
50710 | 14.85 | 1 | 2018-12-31 | 2019-12-31 | 365 | 17.0152 | 17 | 0.015249
59710 | 7.02 | 1 | 2018-12-31 | 2019-12-31 | 365 | 8.0436 | 8 | 0.043572
59536 | 5.83 | 1 | 2018-12-31 | 2019-12-31 | 365 | 6.6801 | 6 | 0.68006
61497 | 3.18 | 1 | 2018-12-31 | 2019-12-31 | 365 | 3.6437 | 3 | 0.64367
61435 | 5.565 | 1 | 2018-12-31 | 2019-12-31 | 365 | 6.3764 | 6 | 0.37642
60979 | 11 | 1 | 2018-12-31 | 2019-12-31 | 365 | 12.6039 | 12 | 0.60389
52485 | 5.865 | 1 | 2018-12-31 | 2019-12-31 | 365 | 6.7202 | 6 | 0.72016
39698 | 3.64 | 1 | 2018-12-31 | 2019-12-31 | 365 | 4.1707 | 4 | 0.17074
41198 | 23.66 | 1 | 2018-12-31 | 2019-12-31 | 365 | 27.1098 | 27 | 0.10982
61495 | 4.77 | 1 | 2018-12-31 | 2019-12-31 | 365 | 5.4655 | 5 | 0.4655
40390 | 5.72 | 1 | 2018-12-31 | 2019-12-31 | 365 | 6.554 | 6 | 0.55402
61035 | 6.095 | 1 | 2018-12-31 | 2019-12-31 | 365 | 6.9837 | 6 | 0.9837
48054 | 3.825 | 1 | 2018-12-31 | 2019-12-31 | 365 | 4.3827 | 4 | 0.38272
41462 | 2.04 | 1 | 2018-12-31 | 2019-12-31 | 365 | 2.3374 | 2 | 0.33745
62297 | 2.805 | 1 | 2018-12-31 | 2019-12-31 | 365 | 3.214 | 3 | 0.21399
50371 | 9.18 | 1 | 2018-12-31 | 2019-12-31 | 365 | 10.5185 | 10 | 0.51852
47633 | 8.925 | 1 | 2018-12-31 | 2019-12-31 | 365 | 10.2263 | 10 | 0.22634
62404 | 6.885 | 1 | 2018-12-31 | 2019-12-31 | 365 | 7.8889 | 7 | 0.88889
62293 | 11.13 | 1 | 2018-12-31 | 2019-12-31 | 365 | 12.7528 | 12 | 0.75284
62309 | 8.215 | 1 | 2018-12-31 | 2019-12-31 | 365 | 9.4128 | 9 | 0.41281
62330 | 6.36 | 1 | 2018-12-31 | 2019-12-31 | 365 | 7.2873 | 7 | 0.28734
62339 | 2.6 | 1 | 2018-12-31 | 2019-12-31 | 365 | 2.9791 | 2 | 0.9791
62344 | 6.36 | 1 | 2018-12-31 | 2019-12-31 | 365 | 7.2873 | 7 | 0.28734
62351 | 5.46 | 1 | 2018-12-31 | 2019-12-31 | 365 | 6.2561 | 6 | 0.25611
62354 | 6.89 | 1 | 2018-12-31 | 2019-12-31 | 365 | 7.8946 | 7 | 0.89462
62358 | 3.18 | 1 | 2018-12-31 | 2019-12-31 | 365 | 3.6437 | 3 | 0.64367
62360 | 9.36 | 1 | 2018-12-31 | 2019-12-31 | 365 | 10.7248 | 10 | 0.72476
62361 | 7.28 | 1 | 2018-12-31 | 2019-12-31 | 365 | 8.3415 | 8 | 0.34148
62365 | 7.65 | 1 | 2018-12-31 | 2019-12-31 | 365 | 8.7654 | 8 | 0.76543
62371 | 12.24 | 1 | 2018-12-31 | 2019-12-31 | 365 | 14.0247 | 14 | 0.02469
62368 | 3.12 | 1 | 2018-12-31 | 2019-12-31 | 365 | 3.5749 | 3 | 0.57492
62376 | 13.78 | 1 | 2018-12-31 | 2019-12-31 | 365 | 15.7892 | 15 | 0.78923
62377 | 3.975 | 1 | 2018-12-31 | 2019-12-31 | 365 | 4.5546 | 4 | 0.55459
62369 | 2.805 | 1 | 2018-12-31 | 2019-12-31 | 365 | 3.214 | 3 | 0.21399
62375 | 7.65 | 1 | 2018-12-31 | 2019-12-31 | 365 | 8.7654 | 8 | 0.76543
62378 | 5.3 | 1 | 2018-12-31 | 2019-12-31 | 365 | 6.0728 | 6 | 0.072782
62382 | 7.8 | 1 | 2018-12-31 | 2019-12-31 | 365 | 8.9373 | 8 | 0.9373
62381 | 8.84 | 1 | 2018-12-31 | 2019-12-31 | 365 | 10.1289 | 10 | 0.12894
62388 | 7.02 | 1 | 2018-12-31 | 2019-12-31 | 365 | 8.0436 | 8 | 0.043572
62392 | 10.335 | 1 | 2018-12-31 | 2019-12-31 | 365 | 11.8419 | 11 | 0.84193
62390 | 7.02 | 1 | 2018-12-31 | 2019-12-31 | 365 | 8.0436 | 8 | 0.043572
62394 | 6.24 | 1 | 2018-12-31 | 2019-12-31 | 365 | 7.1498 | 7 | 0.14984
62395 | 7.28 | 1 | 2018-12-31 | 2019-12-31 | 365 | 8.3415 | 8 | 0.34148
62401 | 2.6 | 1 | 2018-12-31 | 2019-12-31 | 365 | 2.9791 | 2 | 0.9791
62400 | 4.845 | 1 | 2018-12-31 | 2019-12-31 | 365 | 5.5514 | 5 | 0.55144
62402 | 2.08 | 1 | 2018-12-31 | 2019-12-31 | 365 | 2.3833 | 2 | 0.38328
62406 | 5.98 | 1 | 2018-12-31 | 2019-12-31 | 365 | 6.8519 | 6 | 0.85193
62407 | 4.68 | 1 | 2018-12-31 | 2019-12-31 | 365 | 5.3624 | 5 | 0.36238
62409 | 8.215 | 1 | 2018-12-31 | 2019-12-31 | 365 | 9.4128 | 9 | 0.41281
62379 | 4.505 | 1 | 2018-12-31 | 2019-12-31 | 365 | 5.1619 | 5 | 0.16187
62417 | 4.505 | 1 | 2018-12-31 | 2019-12-31 | 365 | 5.1619 | 5 | 0.16187
62420 | 2.12 | 1 | 2018-12-31 | 2019-12-31 | 365 | 2.4291 | 2 | 0.42911
62418 | 5.2 | 1 | 2018-12-31 | 2019-12-31 | 365 | 5.9582 | 5 | 0.9582
39641 | 3.445 | 1 | 2018-12-31 | 2019-12-31 | 365 | 3.9473 | 3 | 0.94731
62415 | 7.95 | 1 | 2018-12-31 | 2019-12-31 | 365 | 9.1092 | 9 | 0.10917
42264 | 9.945 | 1 | 2018-12-31 | 2019-12-31 | 365 | 11.3951 | 11 | 0.39506
62433 | 9.01 | 1 | 2018-12-31 | 2019-12-31 | 365 | 10.3237 | 10 | 0.32373
62428 | 8.58 | 1 | 2018-12-31 | 2019-12-31 | 365 | 9.831 | 9 | 0.83103
62435 | 11.395 | 1 | 2018-12-31 | 2019-12-31 | 365 | 13.0565 | 13 | 0.056482
62090 | 4.68 | 1 | 2018-12-31 | 2019-12-31 | 365 | 5.3624 | 5 | 0.36238
62436 | 6.89 | 1 | 2018-12-31 | 2019-12-31 | 365 | 7.8946 | 7 | 0.89462
62438 | 8.84 | 1 | 2018-12-31 | 2019-12-31 | 365 | 10.1289 | 10 | 0.12894
62443 | 11.66 | 1 | 2018-12-31 | 2019-12-31 | 365 | 13.3601 | 13 | 0.36012
62439 | 5.565 | 1 | 2018-12-31 | 2019-12-31 | 365 | 6.3764 | 6 | 0.37642
62447 | 2.12 | 1 | 2018-12-31 | 2019-12-31 | 365 | 2.4291 | 2 | 0.42911
62454 | 4.42 | 1 | 2018-12-31 | 2019-12-31 | 365 | 5.0645 | 5 | 0.064471
62137 | 12.985 | 1 | 2018-12-31 | 2019-12-31 | 365 | 14.8783 | 14 | 0.87832
62453 | 7.685 | 1 | 2018-12-31 | 2019-12-31 | 365 | 8.8055 | 8 | 0.80553
62134 | 5.72 | 1 | 2018-12-31 | 2019-12-31 | 365 | 6.554 | 6 | 0.55402
62457 | 6.885 | 1 | 2018-12-31 | 2019-12-31 | 365 | 7.8889 | 7 | 0.88889
62460 | 8.84 | 1 | 2018-12-31 | 2019-12-31 | 365 | 10.1289 | 10 | 0.12894
62141 | 10.6 | 1 | 2018-12-31 | 2019-12-31 | 365 | 12.1456 | 12 | 0.14556
62462 | 5.72 | 1 | 2018-12-31 | 2019-12-31 | 365 | 6.554 | 6 | 0.55402
62469 | 2.86 | 1 | 2018-12-31 | 2019-12-31 | 365 | 3.277 | 3 | 0.27701
62478 | 6.625 | 1 | 2018-12-31 | 2019-12-31 | 365 | 7.591 | 7 | 0.59098
62143 | 10.455 | 1 | 2018-12-31 | 2019-12-31 | 365 | 11.9794 | 11 | 0.97942
62481 | 3.64 | 1 | 2018-12-31 | 2019-12-31 | 365 | 4.1707 | 4 | 0.17074
62480 | 9.01 | 1 | 2018-12-31 | 2019-12-31 | 365 | 10.3237 | 10 | 0.32373
62482 | 2.86 | 1 | 2018-12-31 | 2019-12-31 | 365 | 3.277 | 3 | 0.27701
62144 | 5.3 | 1 | 2018-12-31 | 2019-12-31 | 365 | 6.0728 | 6 | 0.072782
62486 | 7.54 | 1 | 2018-12-31 | 2019-12-31 | 365 | 8.6394 | 8 | 0.63939
62491 | 6.24 | 1 | 2018-12-31 | 2019-12-31 | 365 | 7.1498 | 7 | 0.14984
62146 | 10.92 | 1 | 2018-12-31 | 2019-12-31 | 365 | 12.5122 | 12 | 0.51222
62148 | 6.625 | 1 | 2018-12-31 | 2019-12-31 | 365 | 7.591 | 7 | 0.59098
62145 | 9.36 | 1 | 2018-12-31 | 2019-12-31 | 365 | 10.7248 | 10 | 0.72476
62153 | 9.805 | 1 | 2018-12-31 | 2019-12-31 | 365 | 11.2346 | 11 | 0.23465
62176 | 2.04 | 1 | 2018-12-31 | 2019-12-31 | 365 | 2.3374 | 2 | 0.33745
62223 | 13.78 | 1 | 2018-12-31 | 2019-12-31 | 365 | 15.7892 | 15 | 0.78923
62220 | 4.77 | 1 | 2018-12-31 | 2019-12-31 | 365 | 5.4655 | 5 | 0.4655
62301 | 8.16 | 1 | 2018-12-31 | 2019-12-31 | 365 | 9.3498 | 9 | 0.34979
62305 | 7.14 | 1 | 2018-12-31 | 2019-12-31 | 365 | 8.1811 | 8 | 0.18107
62307 | 8.925 | 1 | 2018-12-31 | 2019-12-31 | 365 | 10.2263 | 10 | 0.22634
62311 | 6.76 | 1 | 2018-12-31 | 2019-12-31 | 365 | 7.7457 | 7 | 0.74566
62310 | 5.3 | 1 | 2018-12-31 | 2019-12-31 | 365 | 6.0728 | 6 | 0.072782
62312 | 3.9 | 1 | 2018-12-31 | 2019-12-31 | 365 | 4.4687 | 4 | 0.46865
62313 | 3.9 | 1 | 2018-12-31 | 2019-12-31 | 365 | 4.4687 | 4 | 0.46865
62320 | 8.84 | 1 | 2018-12-31 | 2019-12-31 | 365 | 10.1289 | 10 | 0.12894
62321 | 6.36 | 1 | 2018-12-31 | 2019-12-31 | 365 | 7.2873 | 7 | 0.28734
62322 | 7.28 | 1 | 2018-12-31 | 2019-12-31 | 365 | 8.3415 | 8 | 0.34148
62323 | 5.83 | 1 | 2018-12-31 | 2019-12-31 | 365 | 6.6801 | 6 | 0.68006
62328 | 4.77 | 1 | 2018-12-31 | 2019-12-31 | 365 | 5.4655 | 5 | 0.4655
62325 | 10.71 | 1 | 2018-12-31 | 2019-12-31 | 365 | 12.2716 | 12 | 0.2716
56126 | 14.025 | 1 | 2018-12-31 | 2019-12-31 | 365 | 16.07 | 16 | 0.069957
58785 | 9.275 | 1 | 2018-12-31 | 2019-12-31 | 365 | 10.6274 | 10 | 0.62737
48127 | 9.01 | 1 | 2018-12-31 | 2019-12-31 | 365 | 10.3237 | 10 | 0.32373
42282 | 15.08 | 1 | 2018-12-31 | 2019-12-31 | 365 | 17.2788 | 17 | 0.27878
62846 | 17.595 | 1 | 2018-12-31 | 2019-12-31 | 365 | 20.1605 | 20 | 0.16049
62503 | 7.685 | 1 | 2018-12-31 | 2019-12-31 | 365 | 8.8055 | 8 | 0.80553
62502 | 11.96 | 1 | 2018-12-31 | 2019-12-31 | 365 | 13.7039 | 13 | 0.70386
62505 | 4.845 | 1 | 2018-12-31 | 2019-12-31 | 365 | 5.5514 | 5 | 0.55144
62507 | 13 | 1 | 2018-12-31 | 2019-12-31 | 365 | 14.8955 | 14 | 0.8955
62533 | 7.28 | 1 | 2018-12-31 | 2019-12-31 | 365 | 8.3415 | 8 | 0.34148
62535 | 4.77 | 1 | 2018-12-31 | 2019-12-31 | 365 | 5.4655 | 5 | 0.4655
62537 | 5.035 | 1 | 2018-12-31 | 2019-12-31 | 365 | 5.7691 | 5 | 0.76914
62541 | 5.46 | 1 | 2018-12-31 | 2019-12-31 | 365 | 6.2561 | 6 | 0.25611
62543 | 5.565 | 1 | 2018-12-31 | 2019-12-31 | 365 | 6.3764 | 6 | 0.37642
62548 | 9.88 | 1 | 2018-12-31 | 2019-12-31 | 365 | 11.3206 | 11 | 0.32058
62557 | 7.54 | 1 | 2018-12-31 | 2019-12-31 | 365 | 8.6394 | 8 | 0.63939
62559 | 9.1 | 1 | 2018-12-31 | 2019-12-31 | 365 | 10.4269 | 10 | 0.42685
62562 | 9.54 | 1 | 2018-12-31 | 2019-12-31 | 365 | 10.931 | 10 | 0.93101
62569 | 7.42 | 1 | 2018-12-31 | 2019-12-31 | 365 | 8.5019 | 8 | 0.5019
62572 | 7.95 | 1 | 2018-12-31 | 2019-12-31 | 365 | 9.1092 | 9 | 0.10917
62578 | 4.77 | 1 | 2018-12-31 | 2019-12-31 | 365 | 5.4655 | 5 | 0.4655
62580 | 7.155 | 1 | 2018-12-31 | 2019-12-31 | 365 | 8.1983 | 8 | 0.19826
62583 | 14.04 | 1 | 2018-12-31 | 2019-12-31 | 365 | 16.0871 | 16 | 0.087144
62597 | 14.04 | 1 | 2018-12-31 | 2019-12-31 | 365 | 16.0871 | 16 | 0.087144
62599 | 4.68 | 1 | 2018-12-31 | 2019-12-31 | 365 | 5.3624 | 5 | 0.36238
62601 | 8.215 | 1 | 2018-12-31 | 2019-12-31 | 365 | 9.4128 | 9 | 0.41281
62617 | 13.78 | 1 | 2018-12-31 | 2019-12-31 | 365 | 15.7892 | 15 | 0.78923
62660 | 6.5 | 1 | 2018-12-31 | 2019-12-31 | 365 | 7.4478 | 7 | 0.44775
62663 | 3.38 | 1 | 2018-12-31 | 2019-12-31 | 365 | 3.8728 | 3 | 0.87283
62666 | 4.505 | 1 | 2018-12-31 | 2019-12-31 | 365 | 5.1619 | 5 | 0.16187
62668 | 5.83 | 1 | 2018-12-31 | 2019-12-31 | 365 | 6.6801 | 6 | 0.68006
62667 | 6.89 | 1 | 2018-12-31 | 2019-12-31 | 365 | 7.8946 | 7 | 0.89462
62672 | 2.86 | 1 | 2018-12-31 | 2019-12-31 | 365 | 3.277 | 3 | 0.27701
62670 | 3.18 | 1 | 2018-12-31 | 2019-12-31 | 365 | 3.6437 | 3 | 0.64367
62674 | 7.685 | 1 | 2018-12-31 | 2019-12-31 | 365 | 8.8055 | 8 | 0.80553
62676 | 5.3 | 1 | 2018-12-31 | 2019-12-31 | 365 | 6.0728 | 6 | 0.072782
62678 | 2.6 | 1 | 2018-12-31 | 2019-12-31 | 365 | 2.9791 | 2 | 0.9791
62677 | 8.06 | 1 | 2018-12-31 | 2019-12-31 | 365 | 9.2352 | 9 | 0.23521
62682 | 5.2 | 1 | 2018-12-31 | 2019-12-31 | 365 | 5.9582 | 5 | 0.9582
62683 | 8.32 | 1 | 2018-12-31 | 2019-12-31 | 365 | 9.5331 | 9 | 0.53312
62684 | 8.32 | 1 | 2018-12-31 | 2019-12-31 | 365 | 9.5331 | 9 | 0.53312
62694 | 7.8 | 1 | 2018-12-31 | 2019-12-31 | 365 | 8.9373 | 8 | 0.9373
62698 | 4.77 | 1 | 2018-12-31 | 2019-12-31 | 365 | 5.4655 | 5 | 0.4655
62697 | 6.24 | 1 | 2018-12-31 | 2019-12-31 | 365 | 7.1498 | 7 | 0.14984
62701 | 5.2 | 1 | 2018-12-31 | 2019-12-31 | 365 | 5.9582 | 5 | 0.9582
62704 | 9.275 | 1 | 2018-12-31 | 2019-12-31 | 365 | 10.6274 | 10 | 0.62737
62693 | 5.98 | 1 | 2018-12-31 | 2019-12-31 | 365 | 6.8519 | 6 | 0.85193
62706 | 4.77 | 1 | 2018-12-31 | 2019-12-31 | 365 | 5.4655 | 5 | 0.4655
62722 | 4.08 | 1 | 2018-12-31 | 2019-12-31 | 365 | 4.6749 | 4 | 0.6749
62728 | 6.24 | 1 | 2018-12-31 | 2019-12-31 | 365 | 7.1498 | 7 | 0.14984
62723 | 5.72 | 1 | 2018-12-31 | 2019-12-31 | 365 | 6.554 | 6 | 0.55402
62726 | 6.24 | 1 | 2018-12-31 | 2019-12-31 | 365 | 7.1498 | 7 | 0.14984
62731 | 5.3 | 1 | 2018-12-31 | 2019-12-31 | 365 | 6.0728 | 6 | 0.072782
62733 | 2.65 | 1 | 2018-12-31 | 2019-12-31 | 365 | 3.0364 | 3 | 0.036391
62739 | 3.71 | 1 | 2018-12-31 | 2019-12-31 | 365 | 4.2509 | 4 | 0.25095
59987 | 6.5 | 1 | 2018-12-31 | 2019-12-31 | 365 | 7.4478 | 7 | 0.44775
60035 | 3.975 | 1 | 2018-12-31 | 2019-12-31 | 365 | 4.5546 | 4 | 0.55459
59950 | 4.68 | 1 | 2018-12-31 | 2019-12-31 | 365 | 5.3624 | 5 | 0.36238
61073 | 3.12 | 1 | 2018-12-31 | 2019-12-31 | 365 | 3.5749 | 3 | 0.57492
62760 | 9.01 | 1 | 2018-12-31 | 2019-12-31 | 365 | 10.3237 | 10 | 0.32373
63061 | 7.02 | 1 | 2018-12-31 | 2019-12-31 | 365 | 8.0436 | 8 | 0.043572
62062 | 7.28 | 1 | 2018-12-31 | 2019-12-31 | 365 | 8.3415 | 8 | 0.34148
62778 | 4.68 | 1 | 2018-12-31 | 2019-12-31 | 365 | 5.3624 | 5 | 0.36238
62784 | 5.565 | 1 | 2018-12-31 | 2019-12-31 | 365 | 6.3764 | 6 | 0.37642
62787 | 3.975 | 1 | 2018-12-31 | 2019-12-31 | 365 | 4.5546 | 4 | 0.55459
62791 | 5.035 | 1 | 2018-12-31 | 2019-12-31 | 365 | 5.7691 | 5 | 0.76914
62789 | 9.01 | 1 | 2018-12-31 | 2019-12-31 | 365 | 10.3237 | 10 | 0.32373
62792 | 6.36 | 1 | 2018-12-31 | 2019-12-31 | 365 | 7.2873 | 7 | 0.28734
62793 | 11.66 | 1 | 2018-12-31 | 2019-12-31 | 365 | 13.3601 | 13 | 0.36012
62796 | 6.89 | 1 | 2018-12-31 | 2019-12-31 | 365 | 7.8946 | 7 | 0.89462
62801 | 5.3 | 1 | 2018-12-31 | 2019-12-31 | 365 | 6.0728 | 6 | 0.072782
41657 | 10.14 | 1 | 2018-12-31 | 2019-12-31 | 365 | 11.6185 | 11 | 0.61849
62808 | 7.8 | 1 | 2018-12-31 | 2019-12-31 | 365 | 8.9373 | 8 | 0.9373
62832 | 5.83 | 1 | 2018-12-31 | 2019-12-31 | 365 | 6.6801 | 6 | 0.68006
62833 | 10.6 | 1 | 2018-12-31 | 2019-12-31 | 365 | 12.1456 | 12 | 0.14556
62848 | 6.76 | 1 | 2018-12-31 | 2019-12-31 | 365 | 7.7457 | 7 | 0.74566
62853 | 19.635 | 1 | 2018-12-31 | 2019-12-31 | 365 | 22.4979 | 22 | 0.49794
62854 | 8.67 | 1 | 2018-12-31 | 2019-12-31 | 365 | 9.9342 | 9 | 0.93416
62855 | 3.64 | 1 | 2018-12-31 | 2019-12-31 | 365 | 4.1707 | 4 | 0.17074
62857 | 7.28 | 1 | 2018-12-31 | 2019-12-31 | 365 | 8.3415 | 8 | 0.34148
59532 | 6.36 | 1 | 2018-12-31 | 2019-12-31 | 365 | 7.2873 | 7 | 0.28734
62860 | 9.36 | 1 | 2018-12-31 | 2019-12-31 | 365 | 10.7248 | 10 | 0.72476
62862 | 7.42 | 1 | 2018-12-31 | 2019-12-31 | 365 | 8.5019 | 8 | 0.5019
62859 | 4.24 | 1 | 2018-12-31 | 2019-12-31 | 365 | 4.8582 | 4 | 0.85823
62874 | 6.36 | 1 | 2018-12-31 | 2019-12-31 | 365 | 7.2873 | 7 | 0.28734
62877 | 9.88 | 1 | 2018-12-31 | 2019-12-31 | 365 | 11.3206 | 11 | 0.32058
62888 | 7.8 | 1 | 2018-12-31 | 2019-12-31 | 365 | 8.9373 | 8 | 0.9373
62894 | 12.22 | 1 | 2018-12-31 | 2019-12-31 | 365 | 14.0018 | 14 | 0.0017738
62902 | 15.08 | 1 | 2018-12-31 | 2019-12-31 | 365 | 17.2788 | 17 | 0.27878
62905 | 11.985 | 1 | 2018-12-31 | 2019-12-31 | 365 | 13.7325 | 13 | 0.73251
62907 | 9.88 | 1 | 2018-12-31 | 2019-12-31 | 365 | 11.3206 | 11 | 0.32058
62935 | 4.16 | 1 | 2018-12-31 | 2019-12-31 | 365 | 4.7666 | 4 | 0.76656
62940 | 11.18 | 1 | 2018-12-31 | 2019-12-31 | 365 | 12.8101 | 12 | 0.81013
62942 | 5.355 | 1 | 2018-12-31 | 2019-12-31 | 365 | 6.1358 | 6 | 0.1358
62945 | 11.96 | 1 | 2018-12-31 | 2019-12-31 | 365 | 13.7039 | 13 | 0.70386
62947 | 14.04 | 1 | 2018-12-31 | 2019-12-31 | 365 | 16.0871 | 16 | 0.087144
62950 | 8.06 | 1 | 2018-12-31 | 2019-12-31 | 365 | 9.2352 | 9 | 0.23521
62962 | 18.72 | 1 | 2018-12-31 | 2019-12-31 | 365 | 21.4495 | 21 | 0.44953
62973 | 7.95 | 1 | 2018-12-31 | 2019-12-31 | 365 | 9.1092 | 9 | 0.10917
62976 | 3.12 | 1 | 2018-12-31 | 2019-12-31 | 365 | 3.5749 | 3 | 0.57492
62978 | 7.28 | 1 | 2018-12-31 | 2019-12-31 | 365 | 8.3415 | 8 | 0.34148
62979 | 4.42 | 1 | 2018-12-31 | 2019-12-31 | 365 | 5.0645 | 5 | 0.064471
62981 | 12.19 | 1 | 2018-12-31 | 2019-12-31 | 365 | 13.9674 | 13 | 0.9674
62983 | 5.46 | 1 | 2018-12-31 | 2019-12-31 | 365 | 6.2561 | 6 | 0.25611
62986 | 11.7 | 1 | 2018-12-31 | 2019-12-31 | 365 | 13.406 | 13 | 0.40595
62987 | 5.2 | 1 | 2018-12-31 | 2019-12-31 | 365 | 5.9582 | 5 | 0.9582
62988 | 14.82 | 1 | 2018-12-31 | 2019-12-31 | 365 | 16.9809 | 16 | 0.98087
62989 | 3.445 | 1 | 2018-12-31 | 2019-12-31 | 365 | 3.9473 | 3 | 0.94731
62990 | 5.98 | 1 | 2018-12-31 | 2019-12-31 | 365 | 6.8519 | 6 | 0.85193
62993 | 3.12 | 1 | 2018-12-31 | 2019-12-31 | 365 | 3.5749 | 3 | 0.57492
62994 | 8.84 | 1 | 2018-12-31 | 2019-12-31 | 365 | 10.1289 | 10 | 0.12894
63006 | 2.86 | 1 | 2018-12-31 | 2019-12-31 | 365 | 3.277 | 3 | 0.27701
63007 | 6.095 | 1 | 2018-12-31 | 2019-12-31 | 365 | 6.9837 | 6 | 0.9837
63010 | 5.72 | 1 | 2018-12-31 | 2019-12-31 | 365 | 6.554 | 6 | 0.55402
63012 | 6.12 | 1 | 2018-12-31 | 2019-12-31 | 365 | 7.0123 | 7 | 0.012345
63016 | 4.335 | 1 | 2018-12-31 | 2019-12-31 | 365 | 4.9671 | 4 | 0.96708
63028 | 7.02 | 1 | 2018-12-31 | 2019-12-31 | 365 | 8.0436 | 8 | 0.043572
63030 | 5.46 | 1 | 2018-12-31 | 2019-12-31 | 365 | 6.2561 | 6 | 0.25611
63031 | 6.5 | 1 | 2018-12-31 | 2019-12-31 | 365 | 7.4478 | 7 | 0.44775
63033 | 6.5 | 1 | 2018-12-31 | 2019-12-31 | 365 | 7.4478 | 7 | 0.44775
63034 | 12.74 | 1 | 2018-12-31 | 2019-12-31 | 365 | 14.5976 | 14 | 0.59759
63037 | 8.215 | 1 | 2018-12-31 | 2019-12-31 | 365 | 9.4128 | 9 | 0.41281
63038 | 5.565 | 1 | 2018-12-31 | 2019-12-31 | 365 | 6.3764 | 6 | 0.37642
63039 | 7.42 | 1 | 2018-12-31 | 2019-12-31 | 365 | 8.5019 | 8 | 0.5019
59909 | 4.24 | 1 | 2018-12-31 | 2019-12-31 | 365 | 4.8582 | 4 | 0.85823
63053 | 10.865 | 1 | 2018-12-31 | 2019-12-31 | 365 | 12.4492 | 12 | 0.4492
63040 | 5.83 | 1 | 2018-12-31 | 2019-12-31 | 365 | 6.6801 | 6 | 0.68006
61461 | 5.98 | 1 | 2018-12-31 | 2019-12-31 | 365 | 6.8519 | 6 | 0.85193
62464 | 10.14 | 1 | 2018-12-31 | 2019-12-31 | 365 | 11.6185 | 11 | 0.61849
62421 | 7.02 | 1 | 2018-12-31 | 2019-12-31 | 365 | 8.0436 | 8 | 0.043572
59918 | 7.28 | 1 | 2018-12-31 | 2019-12-31 | 365 | 8.3415 | 8 | 0.34148
59986 | 9.88 | 1 | 2018-12-31 | 2019-12-31 | 365 | 11.3206 | 11 | 0.32058
42324 | 9.88 | 1 | 2018-12-31 | 2019-12-31 | 365 | 11.3206 | 11 | 0.32058
60951 | 5.98 | 1 | 2018-12-31 | 2019-12-31 | 365 | 6.8519 | 6 | 0.85193
39710 | 6.885 | 1 | 2018-12-31 | 2019-12-31 | 365 | 7.8889 | 7 | 0.88889
59398 | 8.32 | 1 | 2018-12-31 | 2019-12-31 | 365 | 9.5331 | 9 | 0.53312
60488 | 9.805 | 1 | 2018-12-31 | 2019-12-31 | 365 | 11.2346 | 11 | 0.23465
60096 | 7.83 | 1 | 2018-12-31 | 2019-12-31 | 365 | 8.9717 | 8 | 0.97168
60355 | 9.1 | 1 | 2018-12-31 | 2019-12-31 | 365 | 10.4269 | 10 | 0.42685
39603 | 2.34 | 1 | 2018-12-31 | 2019-12-31 | 365 | 2.6812 | 2 | 0.68119
40222 | 5.2 | 1 | 2018-12-31 | 2019-12-31 | 365 | 5.9582 | 5 | 0.9582
45457 | 10.92 | 1 | 2018-12-31 | 2019-12-31 | 365 | 12.5122 | 12 | 0.51222
47864 | 7.8 | 1 | 2018-12-31 | 2019-12-31 | 365 | 8.9373 | 8 | 0.9373
37963 | 5.1 | 1 | 2018-12-31 | 2019-12-31 | 365 | 5.8436 | 5 | 0.84362
39445 | 8.06 | 1 | 2018-12-31 | 2019-12-31 | 365 | 9.2352 | 9 | 0.23521
42226 | 12.48 | 1 | 2018-12-31 | 2019-12-31 | 365 | 14.2997 | 14 | 0.29968
43892 | 14.045 | 1 | 2018-12-31 | 2019-12-31 | 365 | 16.0929 | 16 | 0.092873
54682 | 6.76 | 1 | 2018-12-31 | 2019-12-31 | 365 | 7.7457 | 7 | 0.74566
55403 | 6.095 | 1 | 2018-12-31 | 2019-12-31 | 365 | 6.9837 | 6 | 0.9837
62991 | 4.42 | 1 | 2018-12-31 | 2019-12-31 | 365 | 5.0645 | 5 | 0.064471
63439 | 6.76 | 1 | 2018-12-31 | 2019-12-31 | 365 | 7.7457 | 7 | 0.74566
63600 | 10.07 | 1 | 2018-12-31 | 2019-12-31 | 365 | 11.5383 | 11 | 0.53829
63625 | 7.54 | 1 | 2018-12-31 | 2019-12-31 | 365 | 8.6394 | 8 | 0.63939
63630 | 6.5 | 1 | 2018-12-31 | 2019-12-31 | 365 | 7.4478 | 7 | 0.44775
63635 | 9.54 | 1 | 2018-12-31 | 2019-12-31 | 365 | 10.931 | 10 | 0.93101
63637 | 6.24 | 1 | 2018-12-31 | 2019-12-31 | 365 | 7.1498 | 7 | 0.14984
63655 | 11.44 | 1 | 2018-12-31 | 2019-12-31 | 365 | 13.108 | 13 | 0.10804
63678 | 4.505 | 1 | 2018-12-31 | 2019-12-31 | 365 | 5.1619 | 5 | 0.16187
63682 | 9.275 | 1 | 2018-12-31 | 2019-12-31 | 365 | 10.6274 | 10 | 0.62737
63690 | 9.01 | 1 | 2018-12-31 | 2019-12-31 | 365 | 10.3237 | 10 | 0.32373
63692 | 3.64 | 1 | 2018-12-31 | 2019-12-31 | 365 | 4.1707 | 4 | 0.17074
63701 | 4.77 | 1 | 2018-12-31 | 2019-12-31 | 365 | 5.4655 | 5 | 0.4655
63768 | 8.32 | 1 | 2018-12-31 | 2019-12-31 | 365 | 9.5331 | 9 | 0.53312
63803 | 5.865 | 1 | 2018-12-31 | 2019-12-31 | 365 | 6.7202 | 6 | 0.72016
63846 | 8.84 | 1 | 2018-12-31 | 2019-12-31 | 365 | 10.1289 | 10 | 0.12894
63847 | 5.035 | 1 | 2018-12-31 | 2019-12-31 | 365 | 5.7691 | 5 | 0.76914
63855 | 5.72 | 1 | 2018-12-31 | 2019-12-31 | 365 | 6.554 | 6 | 0.55402
63878 | 4.68 | 1 | 2018-12-31 | 2019-12-31 | 365 | 5.3624 | 5 | 0.36238
63880 | 7.8 | 1 | 2018-12-31 | 2019-12-31 | 365 | 8.9373 | 8 | 0.9373
63884 | 13 | 1 | 2018-12-31 | 2019-12-31 | 365 | 14.8955 | 14 | 0.8955
63887 | 9.1 | 1 | 2018-12-31 | 2019-12-31 | 365 | 10.4269 | 10 | 0.42685
63888 | 3.64 | 1 | 2018-12-31 | 2019-12-31 | 365 | 4.1707 | 4 | 0.17074
63890 | 2.65 | 1 | 2018-12-31 | 2019-12-31 | 365 | 3.0364 | 3 | 0.036391
63905 | 6.5 | 1 | 2018-12-31 | 2019-12-31 | 365 | 7.4478 | 7 | 0.44775
63932 | 9.54 | 1 | 2018-12-31 | 2019-12-31 | 365 | 10.931 | 10 | 0.93101
63951 | 8.84 | 1 | 2018-12-31 | 2019-12-31 | 365 | 10.1289 | 10 | 0.12894
63959 | 11.96 | 1 | 2018-12-31 | 2019-12-31 | 365 | 13.7039 | 13 | 0.70386
63963 | 4.94 | 1 | 2018-12-31 | 2019-12-31 | 365 | 5.6603 | 5 | 0.66029
63964 | 13.78 | 1 | 2018-12-31 | 2019-12-31 | 365 | 15.7892 | 15 | 0.78923
63974 | 6.24 | 1 | 2018-12-31 | 2019-12-31 | 365 | 7.1498 | 7 | 0.14984
63984 | 2.34 | 1 | 2018-12-31 | 2019-12-31 | 365 | 2.6812 | 2 | 0.68119
63998 | 6.095 | 1 | 2018-12-31 | 2019-12-31 | 365 | 6.9837 | 6 | 0.9837
64049 | 5.46 | 1 | 2018-12-31 | 2019-12-31 | 365 | 6.2561 | 6 | 0.25611
64063 | 4.42 | 1 | 2018-12-31 | 2019-12-31 | 365 | 5.0645 | 5 | 0.064471
64070 | 4.42 | 1 | 2018-12-31 | 2019-12-31 | 365 | 5.0645 | 5 | 0.064471
64167 | 8.215 | 1 | 2018-12-31 | 2019-12-31 | 365 | 9.4128 | 9 | 0.41281
64347 | 5.83 | 1 | 2018-12-31 | 2019-12-31 | 365 | 6.6801 | 6 | 0.68006
64349 | 5.3 | 1 | 2018-12-31 | 2019-12-31 | 365 | 6.0728 | 6 | 0.072782
64390 | 12.455 | 1 | 2018-12-31 | 2019-12-31 | 365 | 14.271 | 14 | 0.27104
64398 | 8.58 | 1 | 2018-12-31 | 2019-12-31 | 365 | 9.831 | 9 | 0.83103
64399 | 6.76 | 1 | 2018-12-31 | 2019-12-31 | 365 | 7.7457 | 7 | 0.74566
64402 | 4.725 | 1 | 2018-12-31 | 2019-12-31 | 365 | 5.4139 | 5 | 0.41394
64411 | 3.18 | 1 | 2018-12-31 | 2019-12-31 | 365 | 3.6437 | 3 | 0.64367
64439 | 5.3 | 1 | 2018-12-31 | 2019-12-31 | 365 | 6.0728 | 6 | 0.072782
64461 | 5.2 | 1 | 2018-12-31 | 2019-12-31 | 365 | 5.9582 | 5 | 0.9582
64516 | 9.805 | 1 | 2018-12-31 | 2019-12-31 | 365 | 11.2346 | 11 | 0.23465
64522 | 4.68 | 1 | 2018-12-31 | 2019-12-31 | 365 | 5.3624 | 5 | 0.36238
64525 | 3.18 | 1 | 2018-12-31 | 2019-12-31 | 365 | 3.6437 | 3 | 0.64367
64526 | 3.64 | 1 | 2018-12-31 | 2019-12-31 | 365 | 4.1707 | 4 | 0.17074
64527 | 3.64 | 1 | 2018-12-31 | 2019-12-31 | 365 | 4.1707 | 4 | 0.17074
64563 | 5.72 | 1 | 2018-12-31 | 2019-12-31 | 365 | 6.554 | 6 | 0.55402
64572 | 10.66 | 1 | 2018-12-31 | 2019-12-31 | 365 | 12.2143 | 12 | 0.21431
64575 | 5.98 | 1 | 2018-12-31 | 2019-12-31 | 365 | 6.8519 | 6 | 0.85193
64583 | 9.88 | 1 | 2018-12-31 | 2019-12-31 | 365 | 11.3206 | 11 | 0.32058
64585 | 4.68 | 1 | 2018-12-31 | 2019-12-31 | 365 | 5.3624 | 5 | 0.36238
64586 | 5.46 | 1 | 2018-12-31 | 2019-12-31 | 365 | 6.2561 | 6 | 0.25611
59719 | 4.24 | 1 | 2018-12-31 | 2019-12-31 | 365 | 4.8582 | 4 | 0.85823
64666 | 5.98 | 1 | 2018-12-31 | 2019-12-31 | 365 | 6.8519 | 6 | 0.85193
40446 | 7.28 | 1 | 2018-12-31 | 2019-12-31 | 365 | 8.3415 | 8 | 0.34148
64672 | 3.38 | 1 | 2018-12-31 | 2019-12-31 | 365 | 3.8728 | 3 | 0.87283
64676 | 8.32 | 1 | 2018-12-31 | 2019-12-31 | 365 | 9.5331 | 9 | 0.53312
64682 | 2.6 | 1 | 2018-12-31 | 2019-12-31 | 365 | 2.9791 | 2 | 0.9791
64684 | 8.32 | 1 | 2018-12-31 | 2019-12-31 | 365 | 9.5331 | 9 | 0.53312
64685 | 10.4 | 1 | 2018-12-31 | 2019-12-31 | 365 | 11.9164 | 11 | 0.9164
64686 | 11.66 | 1 | 2018-12-31 | 2019-12-31 | 365 | 13.3601 | 13 | 0.36012
64739 | 15.6 | 1 | 2018-12-31 | 2019-12-31 | 365 | 17.8746 | 17 | 0.8746
64749 | 3.64 | 1 | 2018-12-31 | 2019-12-31 | 365 | 4.1707 | 4 | 0.17074
64841 | 4.16 | 1 | 2018-12-31 | 2019-12-31 | 365 | 4.7666 | 4 | 0.76656
64842 | 5.72 | 1 | 2018-12-31 | 2019-12-31 | 365 | 6.554 | 6 | 0.55402
64847 | 3.38 | 1 | 2018-12-31 | 2019-12-31 | 365 | 3.8728 | 3 | 0.87283
64851 | 3.64 | 1 | 2018-12-31 | 2019-12-31 | 365 | 4.1707 | 4 | 0.17074
64857 | 14.79 | 1 | 2018-12-31 | 2019-12-31 | 365 | 16.9465 | 16 | 0.9465
64860 | 6.12 | 1 | 2018-12-31 | 2019-12-31 | 365 | 7.0123 | 7 | 0.012345
64915 | 13.25 | 1 | 2018-12-31 | 2019-12-31 | 365 | 15.182 | 15 | 0.18196
59822 | 13.77 | 1 | 2018-12-31 | 2019-12-31 | 365 | 15.7778 | 15 | 0.77778
59985 | 9.62 | 1 | 2018-12-31 | 2019-12-31 | 365 | 11.0227 | 11 | 0.022673
63141 | 6.76 | 1 | 2018-12-31 | 2019-12-31 | 365 | 7.7457 | 7 | 0.74566
63155 | 7.95 | 1 | 2018-12-31 | 2019-12-31 | 365 | 9.1092 | 9 | 0.10917
63166 | 5.4 | 1 | 2018-12-31 | 2019-12-31 | 365 | 6.1874 | 6 | 0.18736
63167 | 9.01 | 1 | 2018-12-31 | 2019-12-31 | 365 | 10.3237 | 10 | 0.32373
63153 | 3.9 | 1 | 2018-12-31 | 2019-12-31 | 365 | 4.4687 | 4 | 0.46865
63151 | 9.54 | 1 | 2018-12-31 | 2019-12-31 | 365 | 10.931 | 10 | 0.93101
63145 | 5.72 | 1 | 2018-12-31 | 2019-12-31 | 365 | 6.554 | 6 | 0.55402
63143 | 3.38 | 1 | 2018-12-31 | 2019-12-31 | 365 | 3.8728 | 3 | 0.87283
63147 | 4.77 | 1 | 2018-12-31 | 2019-12-31 | 365 | 5.4655 | 5 | 0.4655
63149 | 6.095 | 1 | 2018-12-31 | 2019-12-31 | 365 | 6.9837 | 6 | 0.9837
63169 | 4.24 | 1 | 2018-12-31 | 2019-12-31 | 365 | 4.8582 | 4 | 0.85823
63170 | 4.68 | 1 | 2018-12-31 | 2019-12-31 | 365 | 5.3624 | 5 | 0.36238
63171 | 9.88 | 1 | 2018-12-31 | 2019-12-31 | 365 | 11.3206 | 11 | 0.32058
63173 | 7.8 | 1 | 2018-12-31 | 2019-12-31 | 365 | 8.9373 | 8 | 0.9373
63174 | 9.01 | 1 | 2018-12-31 | 2019-12-31 | 365 | 10.3237 | 10 | 0.32373
63175 | 5.72 | 1 | 2018-12-31 | 2019-12-31 | 365 | 6.554 | 6 | 0.55402
63180 | 7.685 | 1 | 2018-12-31 | 2019-12-31 | 365 | 8.8055 | 8 | 0.80553
63183 | 4.24 | 1 | 2018-12-31 | 2019-12-31 | 365 | 4.8582 | 4 | 0.85823
63185 | 9.54 | 1 | 2018-12-31 | 2019-12-31 | 365 | 10.931 | 10 | 0.93101
63187 | 4.94 | 1 | 2018-12-31 | 2019-12-31 | 365 | 5.6603 | 5 | 0.66029
63192 | 9.62 | 1 | 2018-12-31 | 2019-12-31 | 365 | 11.0227 | 11 | 0.022673
63246 | 11.22 | 1 | 2018-12-31 | 2019-12-31 | 365 | 12.856 | 12 | 0.85597
63245 | 7.42 | 1 | 2018-12-31 | 2019-12-31 | 365 | 8.5019 | 8 | 0.5019
63288 | 4.16 | 1 | 2018-12-31 | 2019-12-31 | 365 | 4.7666 | 4 | 0.76656
63302 | 7.8 | 1 | 2018-12-31 | 2019-12-31 | 365 | 8.9373 | 8 | 0.9373
63304 | 7.02 | 1 | 2018-12-31 | 2019-12-31 | 365 | 8.0436 | 8 | 0.043572
63305 | 13.52 | 1 | 2018-12-31 | 2019-12-31 | 365 | 15.4913 | 15 | 0.49132
63291 | 3.315 | 1 | 2018-12-31 | 2019-12-31 | 365 | 3.7984 | 3 | 0.79835
63306 | 2.915 | 1 | 2018-12-31 | 2019-12-31 | 365 | 3.34 | 3 | 0.34003
63307 | 5.3 | 1 | 2018-12-31 | 2019-12-31 | 365 | 6.0728 | 6 | 0.072782
63308 | 13.25 | 1 | 2018-12-31 | 2019-12-31 | 365 | 15.182 | 15 | 0.18196
63325 | 4.77 | 1 | 2018-12-31 | 2019-12-31 | 365 | 5.4655 | 5 | 0.4655
63331 | 13.78 | 1 | 2018-12-31 | 2019-12-31 | 365 | 15.7892 | 15 | 0.78923
63335 | 14.04 | 1 | 2018-12-31 | 2019-12-31 | 365 | 16.0871 | 16 | 0.087144
63363 | 11.475 | 1 | 2018-12-31 | 2019-12-31 | 365 | 13.1481 | 13 | 0.14815
63368 | 3.64 | 1 | 2018-12-31 | 2019-12-31 | 365 | 4.1707 | 4 | 0.17074
63370 | 4.08 | 1 | 2018-12-31 | 2019-12-31 | 365 | 4.6749 | 4 | 0.6749
63372 | 9.69 | 1 | 2018-12-31 | 2019-12-31 | 365 | 11.1029 | 11 | 0.10288
63373 | 4.68 | 1 | 2018-12-31 | 2019-12-31 | 365 | 5.3624 | 5 | 0.36238
63375 | 12.455 | 1 | 2018-12-31 | 2019-12-31 | 365 | 14.271 | 14 | 0.27104
63376 | 14.31 | 1 | 2018-12-31 | 2019-12-31 | 365 | 16.3965 | 16 | 0.39651
63378 | 2.65 | 1 | 2018-12-31 | 2019-12-31 | 365 | 3.0364 | 3 | 0.036391
63379 | 8.48 | 1 | 2018-12-31 | 2019-12-31 | 365 | 9.7165 | 9 | 0.71645
63380 | 6.095 | 1 | 2018-12-31 | 2019-12-31 | 365 | 6.9837 | 6 | 0.9837
63382 | 9.01 | 1 | 2018-12-31 | 2019-12-31 | 365 | 10.3237 | 10 | 0.32373
63387 | 11.96 | 1 | 2018-12-31 | 2019-12-31 | 365 | 13.7039 | 13 | 0.70386
63388 | 7.42 | 1 | 2018-12-31 | 2019-12-31 | 365 | 8.5019 | 8 | 0.5019
63405 | 7.8 | 1 | 2018-12-31 | 2019-12-31 | 365 | 8.9373 | 8 | 0.9373
63409 | 3.06 | 1 | 2018-12-31 | 2019-12-31 | 365 | 3.5062 | 3 | 0.50617
63410 | 9.36 | 1 | 2018-12-31 | 2019-12-31 | 365 | 10.7248 | 10 | 0.72476
45965 | 3.57 | 1 | 2018-12-31 | 2019-12-31 | 365 | 4.0905 | 4 | 0.090535
63474 | 9.36 | 1 | 2018-12-31 | 2019-12-31 | 365 | 10.7248 | 10 | 0.72476
63476 | 13.545 | 1 | 2018-12-31 | 2019-12-31 | 365 | 15.52 | 15 | 0.51997
63478 | 4.68 | 1 | 2018-12-31 | 2019-12-31 | 365 | 5.3624 | 5 | 0.36238
63491 | 14.04 | 1 | 2018-12-31 | 2019-12-31 | 365 | 16.0871 | 16 | 0.087144
63492 | 5.04 | 1 | 2018-12-31 | 2019-12-31 | 365 | 5.7749 | 5 | 0.77487
63493 | 13.26 | 1 | 2018-12-31 | 2019-12-31 | 365 | 15.1934 | 15 | 0.19341
63494 | 11.96 | 1 | 2018-12-31 | 2019-12-31 | 365 | 13.7039 | 13 | 0.70386
63495 | 5.2 | 1 | 2018-12-31 | 2019-12-31 | 365 | 5.9582 | 5 | 0.9582
63497 | 3.64 | 1 | 2018-12-31 | 2019-12-31 | 365 | 4.1707 | 4 | 0.17074
63536 | 2.65 | 1 | 2018-12-31 | 2019-12-31 | 365 | 3.0364 | 3 | 0.036391
63540 | 4.16 | 1 | 2018-12-31 | 2019-12-31 | 365 | 4.7666 | 4 | 0.76656
63556 | 9.54 | 1 | 2018-12-31 | 2019-12-31 | 365 | 10.931 | 10 | 0.93101
63560 | 5.565 | 1 | 2018-12-31 | 2019-12-31 | 365 | 6.3764 | 6 | 0.37642
63561 | 7.28 | 1 | 2018-12-31 | 2019-12-31 | 365 | 8.3415 | 8 | 0.34148
63563 | 7.685 | 1 | 2018-12-31 | 2019-12-31 | 365 | 8.8055 | 8 | 0.80553
63566 | 7.395 | 1 | 2018-12-31 | 2019-12-31 | 365 | 8.4733 | 8 | 0.47325
63626 | 12.74 | 1 | 2018-12-31 | 2019-12-31 | 365 | 14.5976 | 14 | 0.59759
63628 | 3.71 | 1 | 2018-12-31 | 2019-12-31 | 365 | 4.2509 | 4 | 0.25095
63629 | 2.295 | 1 | 2018-12-31 | 2019-12-31 | 365 | 2.6296 | 2 | 0.62963
63632 | 9.36 | 1 | 2018-12-31 | 2019-12-31 | 365 | 10.7248 | 10 | 0.72476
63633 | 3.38 | 1 | 2018-12-31 | 2019-12-31 | 365 | 3.8728 | 3 | 0.87283
63634 | 3.12 | 1 | 2018-12-31 | 2019-12-31 | 365 | 3.5749 | 3 | 0.57492
63636 | 6.76 | 1 | 2018-12-31 | 2019-12-31 | 365 | 7.7457 | 7 | 0.74566
63639 | 2.6 | 1 | 2018-12-31 | 2019-12-31 | 365 | 2.9791 | 2 | 0.9791
63641 | 4.68 | 1 | 2018-12-31 | 2019-12-31 | 365 | 5.3624 | 5 | 0.36238
63648 | 4.77 | 1 | 2018-12-31 | 2019-12-31 | 365 | 5.4655 | 5 | 0.4655
63651 | 9.54 | 1 | 2018-12-31 | 2019-12-31 | 365 | 10.931 | 10 | 0.93101
63654 | 2.65 | 1 | 2018-12-31 | 2019-12-31 | 365 | 3.0364 | 3 | 0.036391
63658 | 7.95 | 1 | 2018-12-31 | 2019-12-31 | 365 | 9.1092 | 9 | 0.10917
63662 | 9.01 | 1 | 2018-12-31 | 2019-12-31 | 365 | 10.3237 | 10 | 0.32373
63666 | 7.8 | 1 | 2018-12-31 | 2019-12-31 | 365 | 8.9373 | 8 | 0.9373
63675 | 9.88 | 1 | 2018-12-31 | 2019-12-31 | 365 | 11.3206 | 11 | 0.32058
47896 | 5.98 | 1 | 2018-12-31 | 2019-12-31 | 365 | 6.8519 | 6 | 0.85193
63681 | 4.94 | 1 | 2018-12-31 | 2019-12-31 | 365 | 5.6603 | 5 | 0.66029
63684 | 7.8 | 1 | 2018-12-31 | 2019-12-31 | 365 | 8.9373 | 8 | 0.9373
63685 | 5.72 | 1 | 2018-12-31 | 2019-12-31 | 365 | 6.554 | 6 | 0.55402
63688 | 7.02 | 1 | 2018-12-31 | 2019-12-31 | 365 | 8.0436 | 8 | 0.043572
63689 | 6.5 | 1 | 2018-12-31 | 2019-12-31 | 365 | 7.4478 | 7 | 0.44775
63693 | 4.68 | 1 | 2018-12-31 | 2019-12-31 | 365 | 5.3624 | 5 | 0.36238
63695 | 13.26 | 1 | 2018-12-31 | 2019-12-31 | 365 | 15.1934 | 15 | 0.19341
63698 | 8.67 | 1 | 2018-12-31 | 2019-12-31 | 365 | 9.9342 | 9 | 0.93416
63700 | 5.1 | 1 | 2018-12-31 | 2019-12-31 | 365 | 5.8436 | 5 | 0.84362
63703 | 8.32 | 1 | 2018-12-31 | 2019-12-31 | 365 | 9.5331 | 9 | 0.53312
63708 | 3.64 | 1 | 2018-12-31 | 2019-12-31 | 365 | 4.1707 | 4 | 0.17074
63713 | 3.825 | 1 | 2018-12-31 | 2019-12-31 | 365 | 4.3827 | 4 | 0.38272
63714 | 4.59 | 1 | 2018-12-31 | 2019-12-31 | 365 | 5.2593 | 5 | 0.25926
63745 | 4.42 | 1 | 2018-12-31 | 2019-12-31 | 365 | 5.0645 | 5 | 0.064471
63748 | 3.18 | 1 | 2018-12-31 | 2019-12-31 | 365 | 3.6437 | 3 | 0.64367
63752 | 7.685 | 1 | 2018-12-31 | 2019-12-31 | 365 | 8.8055 | 8 | 0.80553
63754 | 3.825 | 1 | 2018-12-31 | 2019-12-31 | 365 | 4.3827 | 4 | 0.38272
63757 | 11.18 | 1 | 2018-12-31 | 2019-12-31 | 365 | 12.8101 | 12 | 0.81013
63759 | 11.7 | 1 | 2018-12-31 | 2019-12-31 | 365 | 13.406 | 13 | 0.40595
63761 | 17.68 | 1 | 2018-12-31 | 2019-12-31 | 365 | 20.2579 | 20 | 0.25789
63763 | 15.6 | 1 | 2018-12-31 | 2019-12-31 | 365 | 17.8746 | 17 | 0.8746
63852 | 6.3 | 1 | 2018-12-31 | 2019-12-31 | 365 | 7.2186 | 7 | 0.21859
63853 | 9.1 | 1 | 2018-12-31 | 2019-12-31 | 365 | 10.4269 | 10 | 0.42685
63875 | 12.22 | 1 | 2018-12-31 | 2019-12-31 | 365 | 14.0018 | 14 | 0.0017738
63877 | 4.24 | 1 | 2018-12-31 | 2019-12-31 | 365 | 4.8582 | 4 | 0.85823
63883 | 3.38 | 1 | 2018-12-31 | 2019-12-31 | 365 | 3.8728 | 3 | 0.87283
63885 | 4.68 | 1 | 2018-12-31 | 2019-12-31 | 365 | 5.3624 | 5 | 0.36238
63915 | 3.12 | 1 | 2018-12-31 | 2019-12-31 | 365 | 3.5749 | 3 | 0.57492
63916 | 3.38 | 1 | 2018-12-31 | 2019-12-31 | 365 | 3.8728 | 3 | 0.87283
63918 | 7.42 | 1 | 2018-12-31 | 2019-12-31 | 365 | 8.5019 | 8 | 0.5019
63919 | 3.38 | 1 | 2018-12-31 | 2019-12-31 | 365 | 3.8728 | 3 | 0.87283
63929 | 5.72 | 1 | 2018-12-31 | 2019-12-31 | 365 | 6.554 | 6 | 0.55402
63947 | 6.76 | 1 | 2018-12-31 | 2019-12-31 | 365 | 7.7457 | 7 | 0.74566
63949 | 8.84 | 1 | 2018-12-31 | 2019-12-31 | 365 | 10.1289 | 10 | 0.12894
63970 | 4.725 | 1 | 2018-12-31 | 2019-12-31 | 365 | 5.4139 | 5 | 0.41394
64001 | 10.865 | 1 | 2018-12-31 | 2019-12-31 | 365 | 12.4492 | 12 | 0.4492
64012 | 7.95 | 1 | 2018-12-31 | 2019-12-31 | 365 | 9.1092 | 9 | 0.10917
64014 | 3.71 | 1 | 2018-12-31 | 2019-12-31 | 365 | 4.2509 | 4 | 0.25095
64016 | 11.96 | 1 | 2018-12-31 | 2019-12-31 | 365 | 13.7039 | 13 | 0.70386
64056 | 10.66 | 1 | 2018-12-31 | 2019-12-31 | 365 | 12.2143 | 12 | 0.21431
64057 | 7.28 | 1 | 2018-12-31 | 2019-12-31 | 365 | 8.3415 | 8 | 0.34148
64052 | 7.395 | 1 | 2018-12-31 | 2019-12-31 | 365 | 8.4733 | 8 | 0.47325
64162 | 8.06 | 1 | 2018-12-31 | 2019-12-31 | 365 | 9.2352 | 9 | 0.23521
64064 | 5.1 | 1 | 2018-12-31 | 2019-12-31 | 365 | 5.8436 | 5 | 0.84362
64065 | 8.32 | 1 | 2018-12-31 | 2019-12-31 | 365 | 9.5331 | 9 | 0.53312
64081 | 12.455 | 1 | 2018-12-31 | 2019-12-31 | 365 | 14.271 | 14 | 0.27104
64085 | 14.84 | 1 | 2018-12-31 | 2019-12-31 | 365 | 17.0038 | 17 | 0.0037907
64123 | 6.12 | 1 | 2018-12-31 | 2019-12-31 | 365 | 7.0123 | 7 | 0.012345
64131 | 5.035 | 1 | 2018-12-31 | 2019-12-31 | 365 | 5.7691 | 5 | 0.76914
64133 | 7.28 | 1 | 2018-12-31 | 2019-12-31 | 365 | 8.3415 | 8 | 0.34148
64134 | 6.625 | 1 | 2018-12-31 | 2019-12-31 | 365 | 7.591 | 7 | 0.59098
64135 | 9.805 | 1 | 2018-12-31 | 2019-12-31 | 365 | 11.2346 | 11 | 0.23465
64156 | 4.77 | 1 | 2018-12-31 | 2019-12-31 | 365 | 5.4655 | 5 | 0.4655
64157 | 5.355 | 1 | 2018-12-31 | 2019-12-31 | 365 | 6.1358 | 6 | 0.1358
60292 | 5.865 | 1 | 2018-12-31 | 2019-12-31 | 365 | 6.7202 | 6 | 0.72016
64160 | 3.445 | 1 | 2018-12-31 | 2019-12-31 | 365 | 3.9473 | 3 | 0.94731
64166 | 3.975 | 1 | 2018-12-31 | 2019-12-31 | 365 | 4.5546 | 4 | 0.55459
64169 | 10.14 | 1 | 2018-12-31 | 2019-12-31 | 365 | 11.6185 | 11 | 0.61849
64170 | 6.93 | 1 | 2018-12-31 | 2019-12-31 | 365 | 7.9404 | 7 | 0.94045
64173 | 8.58 | 1 | 2018-12-31 | 2019-12-31 | 365 | 9.831 | 9 | 0.83103
64174 | 4.77 | 1 | 2018-12-31 | 2019-12-31 | 365 | 5.4655 | 5 | 0.4655
64175 | 7.95 | 1 | 2018-12-31 | 2019-12-31 | 365 | 9.1092 | 9 | 0.10917
64179 | 8.06 | 1 | 2018-12-31 | 2019-12-31 | 365 | 9.2352 | 9 | 0.23521
64180 | 14.045 | 1 | 2018-12-31 | 2019-12-31 | 365 | 16.0929 | 16 | 0.092873
64178 | 5.46 | 1 | 2018-12-31 | 2019-12-31 | 365 | 6.2561 | 6 | 0.25611
64185 | 5.3 | 1 | 2018-12-31 | 2019-12-31 | 365 | 6.0728 | 6 | 0.072782
64188 | 6.5 | 1 | 2018-12-31 | 2019-12-31 | 365 | 7.4478 | 7 | 0.44775
64191 | 10.92 | 1 | 2018-12-31 | 2019-12-31 | 365 | 12.5122 | 12 | 0.51222
64195 | 9.36 | 1 | 2018-12-31 | 2019-12-31 | 365 | 10.7248 | 10 | 0.72476
64194 | 8.06 | 1 | 2018-12-31 | 2019-12-31 | 365 | 9.2352 | 9 | 0.23521
64198 | 3.465 | 1 | 2018-12-31 | 2019-12-31 | 365 | 3.9702 | 3 | 0.97022
60490 | 6.095 | 1 | 2018-12-31 | 2019-12-31 | 365 | 6.9837 | 6 | 0.9837
64206 | 13.515 | 1 | 2018-12-31 | 2019-12-31 | 365 | 15.4856 | 15 | 0.4856
64208 | 7.95 | 1 | 2018-12-31 | 2019-12-31 | 365 | 9.1092 | 9 | 0.10917
60200 | 2.12 | 1 | 2018-12-31 | 2019-12-31 | 365 | 2.4291 | 2 | 0.42911
64213 | 8.32 | 1 | 2018-12-31 | 2019-12-31 | 365 | 9.5331 | 9 | 0.53312
64227 | 5.61 | 1 | 2018-12-31 | 2019-12-31 | 365 | 6.428 | 6 | 0.42798
60341 | 2.08 | 1 | 2018-12-31 | 2019-12-31 | 365 | 2.3833 | 2 | 0.38328
64232 | 5.565 | 1 | 2018-12-31 | 2019-12-31 | 365 | 6.3764 | 6 | 0.37642
64234 | 10.14 | 1 | 2018-12-31 | 2019-12-31 | 365 | 11.6185 | 11 | 0.61849
64239 | 8.215 | 1 | 2018-12-31 | 2019-12-31 | 365 | 9.4128 | 9 | 0.41281
64242 | 9.88 | 1 | 2018-12-31 | 2019-12-31 | 365 | 11.3206 | 11 | 0.32058
64244 | 2.6 | 1 | 2018-12-31 | 2019-12-31 | 365 | 2.9791 | 2 | 0.9791
64247 | 5.2 | 1 | 2018-12-31 | 2019-12-31 | 365 | 5.9582 | 5 | 0.9582
64249 | 3.71 | 1 | 2018-12-31 | 2019-12-31 | 365 | 4.2509 | 4 | 0.25095
64333 | 5.46 | 1 | 2018-12-31 | 2019-12-31 | 365 | 6.2561 | 6 | 0.25611
64407 | 9.69 | 1 | 2018-12-31 | 2019-12-31 | 365 | 11.1029 | 11 | 0.10288
37964 | 4.42 | 1 | 2018-12-31 | 2019-12-31 | 365 | 5.0645 | 5 | 0.064471
64414 | 3.71 | 1 | 2018-12-31 | 2019-12-31 | 365 | 4.2509 | 4 | 0.25095
64425 | 2.385 | 1 | 2018-12-31 | 2019-12-31 | 365 | 2.7328 | 2 | 0.73275
64518 | 8.84 | 1 | 2018-12-31 | 2019-12-31 | 365 | 10.1289 | 10 | 0.12894
64524 | 6.5 | 1 | 2018-12-31 | 2019-12-31 | 365 | 7.4478 | 7 | 0.44775
64523 | 11.34 | 1 | 2018-12-31 | 2019-12-31 | 365 | 12.9935 | 12 | 0.99346
64528 | 7.42 | 1 | 2018-12-31 | 2019-12-31 | 365 | 8.5019 | 8 | 0.5019
64537 | 6.36 | 1 | 2018-12-31 | 2019-12-31 | 365 | 7.2873 | 7 | 0.28734
64550 | 8.58 | 1 | 2018-12-31 | 2019-12-31 | 365 | 9.831 | 9 | 0.83103
64554 | 7.54 | 1 | 2018-12-31 | 2019-12-31 | 365 | 8.6394 | 8 | 0.63939
64566 | 9.54 | 1 | 2018-12-31 | 2019-12-31 | 365 | 10.931 | 10 | 0.93101
64569 | 4.68 | 1 | 2018-12-31 | 2019-12-31 | 365 | 5.3624 | 5 | 0.36238
64578 | 7.875 | 1 | 2018-12-31 | 2019-12-31 | 365 | 9.0232 | 9 | 0.023238
38030 | 7.54 | 1 | 2018-12-31 | 2019-12-31 | 365 | 8.6394 | 8 | 0.63939
64582 | 6.76 | 1 | 2018-12-31 | 2019-12-31 | 365 | 7.7457 | 7 | 0.74566
64587 | 7.155 | 1 | 2018-12-31 | 2019-12-31 | 365 | 8.1983 | 8 | 0.19826
64589 | 2.65 | 1 | 2018-12-31 | 2019-12-31 | 365 | 3.0364 | 3 | 0.036391
64592 | 8.84 | 1 | 2018-12-31 | 2019-12-31 | 365 | 10.1289 | 10 | 0.12894
64591 | 4.41 | 1 | 2018-12-31 | 2019-12-31 | 365 | 5.053 | 5 | 0.053013
60188 | 4.16 | 1 | 2018-12-31 | 2019-12-31 | 365 | 4.7666 | 4 | 0.76656
64601 | 9.88 | 1 | 2018-12-31 | 2019-12-31 | 365 | 11.3206 | 11 | 0.32058
64603 | 5.83 | 1 | 2018-12-31 | 2019-12-31 | 365 | 6.6801 | 6 | 0.68006
64605 | 4.59 | 1 | 2018-12-31 | 2019-12-31 | 365 | 5.2593 | 5 | 0.25926
64617 | 3.15 | 1 | 2018-12-31 | 2019-12-31 | 365 | 3.6093 | 3 | 0.6093
64618 | 8.58 | 1 | 2018-12-31 | 2019-12-31 | 365 | 9.831 | 9 | 0.83103
64680 | 6.625 | 1 | 2018-12-31 | 2019-12-31 | 365 | 7.591 | 7 | 0.59098
64753 | 7.685 | 1 | 2018-12-31 | 2019-12-31 | 365 | 8.8055 | 8 | 0.80553
64775 | 6.93 | 1 | 2018-12-31 | 2019-12-31 | 365 | 7.9404 | 7 | 0.94045
64776 | 3.15 | 1 | 2018-12-31 | 2019-12-31 | 365 | 3.6093 | 3 | 0.6093
64827 | 7.28 | 1 | 2018-12-31 | 2019-12-31 | 365 | 8.3415 | 8 | 0.34148
64829 | 4.59 | 1 | 2018-12-31 | 2019-12-31 | 365 | 5.2593 | 5 | 0.25926
64849 | 4.77 | 1 | 2018-12-31 | 2019-12-31 | 365 | 5.4655 | 5 | 0.4655
64923 | 6.24 | 1 | 2018-12-31 | 2019-12-31 | 365 | 7.1498 | 7 | 0.14984
65073 | 4.16 | 1 | 2018-12-31 | 2019-12-31 | 365 | 4.7666 | 4 | 0.76656
65083 | 9.62 | 1 | 2018-12-31 | 2019-12-31 | 365 | 11.0227 | 11 | 0.022673
65089 | 6.36 | 1 | 2018-12-31 | 2019-12-31 | 365 | 7.2873 | 7 | 0.28734
65098 | 5.72 | 1 | 2018-12-31 | 2019-12-31 | 365 | 6.554 | 6 | 0.55402
65103 | 8.67 | 1 | 2018-12-31 | 2019-12-31 | 365 | 9.9342 | 9 | 0.93416
65113 | 10.4 | 1 | 2018-12-31 | 2019-12-31 | 365 | 11.9164 | 11 | 0.9164
65135 | 2.86 | 1 | 2018-12-31 | 2019-12-31 | 365 | 3.277 | 3 | 0.27701
65140 | 8.58 | 1 | 2018-12-31 | 2019-12-31 | 365 | 9.831 | 9 | 0.83103
65202 | 2.55 | 1 | 2018-12-31 | 2019-12-31 | 365 | 2.9218 | 2 | 0.92181
65203 | 4.08 | 1 | 2018-12-31 | 2019-12-31 | 365 | 4.6749 | 4 | 0.6749
65214 | 8.84 | 1 | 2018-12-31 | 2019-12-31 | 365 | 10.1289 | 10 | 0.12894
65394 | 4.77 | 1 | 2018-12-31 | 2019-12-31 | 365 | 5.4655 | 5 | 0.4655
63060 | 7.95 | 1 | 2018-12-31 | 2019-12-31 | 365 | 9.1092 | 9 | 0.10917
63062 | 10.92 | 1 | 2018-12-31 | 2019-12-31 | 365 | 12.5122 | 12 | 0.51222
63066 | 4.42 | 1 | 2018-12-31 | 2019-12-31 | 365 | 5.0645 | 5 | 0.064471
63067 | 5.2 | 1 | 2018-12-31 | 2019-12-31 | 365 | 5.9582 | 5 | 0.9582
63076 | 14.025 | 1 | 2018-12-31 | 2019-12-31 | 365 | 16.07 | 16 | 0.069957
63082 | 5.1 | 1 | 2018-12-31 | 2019-12-31 | 365 | 5.8436 | 5 | 0.84362
63085 | 8.58 | 1 | 2018-12-31 | 2019-12-31 | 365 | 9.831 | 9 | 0.83103
63113 | 11.925 | 1 | 2018-12-31 | 2019-12-31 | 365 | 13.6638 | 13 | 0.66376
63442 | 8.32 | 1 | 2018-12-31 | 2019-12-31 | 365 | 9.5331 | 9 | 0.53312
63532 | 6.095 | 1 | 2018-12-31 | 2019-12-31 | 365 | 6.9837 | 6 | 0.9837
63667 | 12.19 | 1 | 2018-12-31 | 2019-12-31 | 365 | 13.9674 | 13 | 0.9674
63545 | 7.8 | 1 | 2018-12-31 | 2019-12-31 | 365 | 8.9373 | 8 | 0.9373
63537 | 9.01 | 1 | 2018-12-31 | 2019-12-31 | 365 | 10.3237 | 10 | 0.32373
63541 | 4.16 | 1 | 2018-12-31 | 2019-12-31 | 365 | 4.7666 | 4 | 0.76656
63555 | 10.395 | 1 | 2018-12-31 | 2019-12-31 | 365 | 11.9107 | 11 | 0.91067
63574 | 7.95 | 1 | 2018-12-31 | 2019-12-31 | 365 | 9.1092 | 9 | 0.10917
63663 | 3.975 | 1 | 2018-12-31 | 2019-12-31 | 365 | 4.5546 | 4 | 0.55459
63766 | 6.36 | 1 | 2018-12-31 | 2019-12-31 | 365 | 7.2873 | 7 | 0.28734
64541 | 10.66 | 1 | 2018-12-31 | 2019-12-31 | 365 | 12.2143 | 12 | 0.21431
64546 | 6.76 | 1 | 2018-12-31 | 2019-12-31 | 365 | 7.7457 | 7 | 0.74566
64552 | 8.32 | 1 | 2018-12-31 | 2019-12-31 | 365 | 9.5331 | 9 | 0.53312
64553 | 6.76 | 1 | 2018-12-31 | 2019-12-31 | 365 | 7.7457 | 7 | 0.74566
63300 | 7.54 | 1 | 2018-12-31 | 2019-12-31 | 365 | 8.6394 | 8 | 0.63939
64850 | 5.83 | 1 | 2018-12-31 | 2019-12-31 | 365 | 6.6801 | 6 | 0.68006
59191 | 7.155 | 1 | 2018-12-31 | 2019-12-31 | 365 | 8.1983 | 8 | 0.19826
60960 | 7.155 | 1 | 2018-12-31 | 2019-12-31 | 365 | 8.1983 | 8 | 0.19826
61207 | 4.94 | 1 | 2018-12-31 | 2019-12-31 | 365 | 5.6603 | 5 | 0.66029
61214 | 2.08 | 1 | 2018-12-31 | 2019-12-31 | 365 | 2.3833 | 2 | 0.38328
63156 | 11.7 | 1 | 2018-12-31 | 2019-12-31 | 365 | 13.406 | 13 | 0.40595
63769 | 5.035 | 1 | 2018-12-31 | 2019-12-31 | 365 | 5.7691 | 5 | 0.76914
64410 | 13.52 | 1 | 2018-12-31 | 2019-12-31 | 365 | 15.4913 | 15 | 0.49132
61227 | 4.335 | 1 | 2018-12-31 | 2019-12-31 | 365 | 4.9671 | 4 | 0.96708
64844 | 6.24 | 1 | 2018-12-31 | 2019-12-31 | 365 | 7.1498 | 7 | 0.14984
64570 | 11.66 | 1 | 2018-12-31 | 2019-12-31 | 365 | 13.3601 | 13 | 0.36012
64405 | 10.4 | 1 | 2018-12-31 | 2019-12-31 | 365 | 11.9164 | 11 | 0.9164
65078 | 8.67 | 1 | 2018-12-31 | 2019-12-31 | 365 | 9.9342 | 9 | 0.93416
64013 | 7.95 | 1 | 2018-12-31 | 2019-12-31 | 365 | 9.1092 | 9 | 0.10917
64838 | 2.86 | 1 | 2018-12-31 | 2019-12-31 | 365 | 3.277 | 3 | 0.27701
50571 | 8.16 | 1 | 2018-12-31 | 2019-12-31 | 365 | 9.3498 | 9 | 0.34979
61660 | 3.71 | 1 | 2018-12-31 | 2019-12-31 | 365 | 4.2509 | 4 | 0.25095
63533 | 5.83 | 1 | 2018-12-31 | 2019-12-31 | 365 | 6.6801 | 6 | 0.68006
61217 | 9.54 | 1 | 2018-12-31 | 2019-12-31 | 365 | 10.931 | 10 | 0.93101
62366 | 3.12 | 1 | 2018-12-31 | 2019-12-31 | 365 | 3.5749 | 3 | 0.57492
65222 | 7.875 | 1 | 2018-12-31 | 2019-12-31 | 365 | 9.0232 | 9 | 0.023238
35617 | 37.485 | 0.9 | 2018-12-31 | 2019-12-31 | 365 | 38.6556 | 38 | 0.65555
65758 | 4.68 | 1 | 2018-12-31 | 2019-12-31 | 365 | 5.3624 | 5 | 0.36238
65952 | 2.12 | 1 | 2018-12-31 | 2019-12-31 | 365 | 2.4291 | 2 | 0.42911
65955 | 3.71 | 1 | 2018-12-31 | 2019-12-31 | 365 | 4.2509 | 4 | 0.25095
65975 | 9.36 | 1 | 2018-12-31 | 2019-12-31 | 365 | 10.7248 | 10 | 0.72476
65976 | 9.54 | 1 | 2018-12-31 | 2019-12-31 | 365 | 10.931 | 10 | 0.93101
66024 | 7.8 | 1 | 2018-12-31 | 2019-12-31 | 365 | 8.9373 | 8 | 0.9373
66182 | 6.095 | 1 | 2018-12-31 | 2019-12-31 | 365 | 6.9837 | 6 | 0.9837
66188 | 3.12 | 1 | 2018-12-31 | 2019-12-31 | 365 | 3.5749 | 3 | 0.57492
66247 | 5.2 | 1 | 2018-12-31 | 2019-12-31 | 365 | 5.9582 | 5 | 0.9582
66297 | 8.215 | 1 | 2018-12-31 | 2019-12-31 | 365 | 9.4128 | 9 | 0.41281
60563 | 6.76 | 1 | 2018-12-31 | 2019-12-31 | 365 | 7.7457 | 7 | 0.74566
60735 | 8.32 | 1 | 2018-12-31 | 2019-12-31 | 365 | 9.5331 | 9 | 0.53312
60881 | 10.66 | 1 | 2018-12-31 | 2019-12-31 | 365 | 12.2143 | 12 | 0.21431
60932 | 5.83 | 1 | 2018-12-31 | 2019-12-31 | 365 | 6.6801 | 6 | 0.68006
61479 | 3.315 | 1 | 2018-12-31 | 2019-12-31 | 365 | 3.7984 | 3 | 0.79835
63973 | 13.78 | 1 | 2018-12-31 | 2019-12-31 | 365 | 15.7892 | 15 | 0.78923
64521 | 2.52 | 1 | 2018-12-31 | 2019-12-31 | 365 | 2.8874 | 2 | 0.88744
60795 | 2.04 | 1 | 2018-12-31 | 2019-12-31 | 365 | 2.3374 | 2 | 0.33745
66111 | 2.6 | 1 | 2018-12-31 | 2019-12-31 | 365 | 2.9791 | 2 | 0.9791
65926 | 6.5 | 1 | 2018-12-31 | 2019-12-31 | 365 | 7.4478 | 7 | 0.44775
61769 | 9.805 | 1 | 2018-12-31 | 2019-12-31 | 365 | 11.2346 | 11 | 0.23465
61883 | 7.02 | 1 | 2018-12-31 | 2019-12-31 | 365 | 8.0436 | 8 | 0.043572
62302 | 10.66 | 1 | 2018-12-31 | 2019-12-31 | 365 | 12.2143 | 12 | 0.21431
62315 | 8.84 | 1 | 2018-12-31 | 2019-12-31 | 365 | 10.1289 | 10 | 0.12894
62341 | 7.8 | 1 | 2018-12-31 | 2019-12-31 | 365 | 8.9373 | 8 | 0.9373
62347 | 4.42 | 1 | 2018-12-31 | 2019-12-31 | 365 | 5.0645 | 5 | 0.064471
62359 | 16.12 | 1 | 2018-12-31 | 2019-12-31 | 365 | 18.4704 | 18 | 0.47042
62396 | 4.335 | 1 | 2018-12-31 | 2019-12-31 | 365 | 4.9671 | 4 | 0.96708
62405 | 5.2 | 1 | 2018-12-31 | 2019-12-31 | 365 | 5.9582 | 5 | 0.9582
62429 | 4.16 | 1 | 2018-12-31 | 2019-12-31 | 365 | 4.7666 | 4 | 0.76656
62452 | 9.36 | 1 | 2018-12-31 | 2019-12-31 | 365 | 10.7248 | 10 | 0.72476
64831 | 10.965 | 1 | 2018-12-31 | 2019-12-31 | 365 | 12.5638 | 12 | 0.56378
64833 | 5.2 | 1 | 2018-12-31 | 2019-12-31 | 365 | 5.9582 | 5 | 0.9582
64947 | 7.685 | 1 | 2018-12-31 | 2019-12-31 | 365 | 8.8055 | 8 | 0.80553
64980 | 8.745 | 1 | 2018-12-31 | 2019-12-31 | 365 | 10.0201 | 10 | 0.020091
64988 | 4.725 | 1 | 2018-12-31 | 2019-12-31 | 365 | 5.4139 | 5 | 0.41394
65143 | 5.72 | 1 | 2018-12-31 | 2019-12-31 | 365 | 6.554 | 6 | 0.55402
65147 | 4.68 | 1 | 2018-12-31 | 2019-12-31 | 365 | 5.3624 | 5 | 0.36238
65158 | 5.565 | 1 | 2018-12-31 | 2019-12-31 | 365 | 6.3764 | 6 | 0.37642
65165 | 9.62 | 1 | 2018-12-31 | 2019-12-31 | 365 | 11.0227 | 11 | 0.022673
65915 | 3.12 | 0.8 | 2018-12-31 | 2019-12-31 | 365 | 2.8599 | 2 | 0.85994
65934 | 9.62 | 0.8 | 2018-12-31 | 2019-12-31 | 365 | 8.8181 | 8 | 0.81814
65941 | 6.76 | 0.8 | 2018-12-31 | 2019-12-31 | 365 | 6.1965 | 6 | 0.19653
65945 | 2.34 | 1 | 2018-12-31 | 2019-12-31 | 365 | 2.6812 | 2 | 0.68119
65949 | 11.22 | 1 | 2018-12-31 | 2019-12-31 | 365 | 12.856 | 12 | 0.85597
65951 | 9.88 | 1 | 2018-12-31 | 2019-12-31 | 365 | 11.3206 | 11 | 0.32058
65953 | 5.83 | 1 | 2018-12-31 | 2019-12-31 | 365 | 6.6801 | 6 | 0.68006
65954 | 8.58 | 1 | 2018-12-31 | 2019-12-31 | 365 | 9.831 | 9 | 0.83103
65956 | 4.77 | 1 | 2018-12-31 | 2019-12-31 | 365 | 5.4655 | 5 | 0.4655
65970 | 5.1 | 0.8 | 2018-12-31 | 2019-12-31 | 365 | 4.6749 | 4 | 0.6749
65971 | 5.61 | 0.8 | 2018-12-31 | 2019-12-31 | 365 | 5.1424 | 5 | 0.14239
66051 | 8.84 | 0.8 | 2018-12-31 | 2019-12-31 | 365 | 8.1032 | 8 | 0.10315
66291 | 2.65 | 1 | 2018-12-31 | 2019-12-31 | 365 | 3.0364 | 3 | 0.036391
66069 | 10.07 | 0.8 | 2018-12-31 | 2019-12-31 | 365 | 9.2306 | 9 | 0.23063
66189 | 11.985 | 0.8 | 2018-12-31 | 2019-12-31 | 365 | 10.986 | 10 | 0.98601
66241 | 5.98 | 0.8 | 2018-12-31 | 2019-12-31 | 365 | 5.4815 | 5 | 0.48155
62306 | 14.04 | 1 | 2018-12-31 | 2019-12-31 | 365 | 16.0871 | 16 | 0.087144
65969 | 13.52 | 1 | 2018-12-31 | 2019-12-31 | 365 | 15.4913 | 15 | 0.49132
62687 | 4.24 | 1 | 2018-12-31 | 2019-12-31 | 365 | 4.8582 | 4 | 0.85823
62692 | 5.565 | 1 | 2018-12-31 | 2019-12-31 | 365 | 6.3764 | 6 | 0.37642
62961 | 3.9 | 1 | 2018-12-31 | 2019-12-31 | 365 | 4.4687 | 4 | 0.46865
63575 | 9.765 | 1 | 2018-12-31 | 2019-12-31 | 365 | 11.1888 | 11 | 0.18882
63961 | 13.545 | 1 | 2018-12-31 | 2019-12-31 | 365 | 15.52 | 15 | 0.51997
64824 | 4.42 | 1 | 2018-12-31 | 2019-12-31 | 365 | 5.0645 | 5 | 0.064471
64830 | 5.355 | 1 | 2018-12-31 | 2019-12-31 | 365 | 6.1358 | 6 | 0.1358
64832 | 3.12 | 1 | 2018-12-31 | 2019-12-31 | 365 | 3.5749 | 3 | 0.57492
64834 | 3.64 | 1 | 2018-12-31 | 2019-12-31 | 365 | 4.1707 | 4 | 0.17074
64835 | 2.08 | 1 | 2018-12-31 | 2019-12-31 | 365 | 2.3833 | 2 | 0.38328
64837 | 7.02 | 1 | 2018-12-31 | 2019-12-31 | 365 | 8.0436 | 8 | 0.043572
64839 | 8.745 | 1 | 2018-12-31 | 2019-12-31 | 365 | 10.0201 | 10 | 0.020091
64840 | 9.62 | 1 | 2018-12-31 | 2019-12-31 | 365 | 11.0227 | 11 | 0.022673
64843 | 7.8 | 1 | 2018-12-31 | 2019-12-31 | 365 | 8.9373 | 8 | 0.9373
64845 | 5.035 | 1 | 2018-12-31 | 2019-12-31 | 365 | 5.7691 | 5 | 0.76914
64864 | 7.28 | 1 | 2018-12-31 | 2019-12-31 | 365 | 8.3415 | 8 | 0.34148
64865 | 5.035 | 1 | 2018-12-31 | 2019-12-31 | 365 | 5.7691 | 5 | 0.76914
64937 | 5.2 | 1 | 2018-12-31 | 2019-12-31 | 365 | 5.9582 | 5 | 0.9582
64942 | 18.72 | 1 | 2018-12-31 | 2019-12-31 | 365 | 21.4495 | 21 | 0.44953
64949 | 8.84 | 1 | 2018-12-31 | 2019-12-31 | 365 | 10.1289 | 10 | 0.12894
64989 | 6.625 | 1 | 2018-12-31 | 2019-12-31 | 365 | 7.591 | 7 | 0.59098
64992 | 8.06 | 1 | 2018-12-31 | 2019-12-31 | 365 | 9.2352 | 9 | 0.23521
65225 | 4.94 | 1 | 2018-12-31 | 2019-12-31 | 365 | 5.6603 | 5 | 0.66029
65237 | 4.94 | 1 | 2018-12-31 | 2019-12-31 | 365 | 5.6603 | 5 | 0.66029
65253 | 5.98 | 1 | 2018-12-31 | 2019-12-31 | 365 | 6.8519 | 6 | 0.85193
65412 | 7.685 | 1 | 2018-12-31 | 2019-12-31 | 365 | 8.8055 | 8 | 0.80553
65418 | 3.71 | 1 | 2018-12-31 | 2019-12-31 | 365 | 4.2509 | 4 | 0.25095
65419 | 3.78 | 1 | 2018-12-31 | 2019-12-31 | 365 | 4.3312 | 4 | 0.33115
65416 | 9.945 | 1 | 2018-12-31 | 2019-12-31 | 365 | 11.3951 | 11 | 0.39506
65476 | 5.035 | 1 | 2018-12-31 | 2019-12-31 | 365 | 5.7691 | 5 | 0.76914
65546 | 9.36 | 1 | 2018-12-31 | 2019-12-31 | 365 | 10.7248 | 10 | 0.72476
65568 | 5.3 | 1 | 2018-12-31 | 2019-12-31 | 365 | 6.0728 | 6 | 0.072782
65574 | 7.155 | 1 | 2018-12-31 | 2019-12-31 | 365 | 8.1983 | 8 | 0.19826
65578 | 10.92 | 1 | 2018-12-31 | 2019-12-31 | 365 | 12.5122 | 12 | 0.51222
65586 | 3.64 | 1 | 2018-12-31 | 2019-12-31 | 365 | 4.1707 | 4 | 0.17074
65589 | 4.24 | 1 | 2018-12-31 | 2019-12-31 | 365 | 4.8582 | 4 | 0.85823
65595 | 5.985 | 1 | 2018-12-31 | 2019-12-31 | 365 | 6.8577 | 6 | 0.85766
65599 | 10.07 | 1 | 2018-12-31 | 2019-12-31 | 365 | 11.5383 | 11 | 0.53829
65603 | 3.06 | 0.8 | 2018-12-31 | 2019-12-31 | 365 | 2.8049 | 2 | 0.80494
65634 | 6.89 | 0.8 | 2018-12-31 | 2019-12-31 | 365 | 6.3157 | 6 | 0.31569
37612 | 13.52 | 1 | 2018-12-31 | 2019-12-31 | 365 | 15.4913 | 15 | 0.49132
65641 | 2.915 | 1 | 2018-12-31 | 2019-12-31 | 365 | 3.34 | 3 | 0.34003
65642 | 7.875 | 1 | 2018-12-31 | 2019-12-31 | 365 | 9.0232 | 9 | 0.023238
65644 | 4.68 | 1 | 2018-12-31 | 2019-12-31 | 365 | 5.3624 | 5 | 0.36238
65646 | 7.685 | 0.8 | 2018-12-31 | 2019-12-31 | 365 | 7.0444 | 7 | 0.044428
65648 | 4.24 | 1 | 2018-12-31 | 2019-12-31 | 365 | 4.8582 | 4 | 0.85823
65649 | 8.745 | 1 | 2018-12-31 | 2019-12-31 | 365 | 10.0201 | 10 | 0.020091
65650 | 5.83 | 1 | 2018-12-31 | 2019-12-31 | 365 | 6.6801 | 6 | 0.68006
65653 | 4.59 | 0.8 | 2018-12-31 | 2019-12-31 | 365 | 4.2074 | 4 | 0.20741
65665 | 7.54 | 0.8 | 2018-12-31 | 2019-12-31 | 365 | 6.9115 | 6 | 0.91151
65667 | 6.36 | 0.8 | 2018-12-31 | 2019-12-31 | 365 | 5.8299 | 5 | 0.82987
65692 | 4.16 | 1 | 2018-12-31 | 2019-12-31 | 365 | 4.7666 | 4 | 0.76656
65695 | 4.68 | 1 | 2018-12-31 | 2019-12-31 | 365 | 5.3624 | 5 | 0.36238
65696 | 3.38 | 1 | 2018-12-31 | 2019-12-31 | 365 | 3.8728 | 3 | 0.87283
65762 | 13.26 | 0.8 | 2018-12-31 | 2019-12-31 | 365 | 12.1547 | 12 | 0.15473
65928 | 6.5 | 1 | 2018-12-31 | 2019-12-31 | 365 | 7.4478 | 7 | 0.44775
65930 | 13.78 | 1 | 2018-12-31 | 2019-12-31 | 365 | 15.7892 | 15 | 0.78923
65932 | 3.71 | 1 | 2018-12-31 | 2019-12-31 | 365 | 4.2509 | 4 | 0.25095
65933 | 8.58 | 1 | 2018-12-31 | 2019-12-31 | 365 | 9.831 | 9 | 0.83103
65935 | 2.86 | 1 | 2018-12-31 | 2019-12-31 | 365 | 3.277 | 3 | 0.27701
65938 | 3.64 | 0.8 | 2018-12-31 | 2019-12-31 | 365 | 3.3366 | 3 | 0.33659
65939 | 3.78 | 1 | 2018-12-31 | 2019-12-31 | 365 | 4.3312 | 4 | 0.33115
65940 | 7.875 | 1 | 2018-12-31 | 2019-12-31 | 365 | 9.0232 | 9 | 0.023238
65942 | 5.985 | 0.8 | 2018-12-31 | 2019-12-31 | 365 | 5.4861 | 5 | 0.48613
65944 | 4.725 | 0.8 | 2018-12-31 | 2019-12-31 | 365 | 4.3312 | 4 | 0.33115
65946 | 2.6 | 1 | 2018-12-31 | 2019-12-31 | 365 | 2.9791 | 2 | 0.9791
65947 | 9.88 | 0.8 | 2018-12-31 | 2019-12-31 | 365 | 9.0565 | 9 | 0.056466
62484 | 3.12 | 1 | 2018-12-31 | 2019-12-31 | 365 | 3.5749 | 3 | 0.57492
62783 | 5.83 | 1 | 2018-12-31 | 2019-12-31 | 365 | 6.6801 | 6 | 0.68006
63029 | 3.38 | 1 | 2018-12-31 | 2019-12-31 | 365 | 3.8728 | 3 | 0.87283
63980 | 9.1 | 1 | 2018-12-31 | 2019-12-31 | 365 | 10.4269 | 10 | 0.42685
64132 | 3.12 | 1 | 2018-12-31 | 2019-12-31 | 365 | 3.5749 | 3 | 0.57492
65948 | 8.06 | 0.8 | 2018-12-31 | 2019-12-31 | 365 | 7.3882 | 7 | 0.38817
65950 | 7.54 | 0.8 | 2018-12-31 | 2019-12-31 | 365 | 6.9115 | 6 | 0.91151
66006 | 13.52 | 0.8 | 2018-12-31 | 2019-12-31 | 365 | 12.3931 | 12 | 0.39306
66017 | 4.16 | 1 | 2018-12-31 | 2019-12-31 | 365 | 4.7666 | 4 | 0.76656
66018 | 5.2 | 1 | 2018-12-31 | 2019-12-31 | 365 | 5.9582 | 5 | 0.9582
66019 | 4.77 | 1 | 2018-12-31 | 2019-12-31 | 365 | 5.4655 | 5 | 0.4655
66020 | 6.095 | 0.8 | 2018-12-31 | 2019-12-31 | 365 | 5.587 | 5 | 0.58696
66021 | 7.685 | 0.8 | 2018-12-31 | 2019-12-31 | 365 | 7.0444 | 7 | 0.044428
66023 | 4.42 | 1 | 2018-12-31 | 2019-12-31 | 365 | 5.0645 | 5 | 0.064471
66087 | 7.14 | 0.8 | 2018-12-31 | 2019-12-31 | 365 | 6.5449 | 6 | 0.54486
66096 | 13.26 | 0.8 | 2018-12-31 | 2019-12-31 | 365 | 12.1547 | 12 | 0.15473
66177 | 9.01 | 1 | 2018-12-31 | 2019-12-31 | 365 | 10.3237 | 10 | 0.32373
66178 | 5.46 | 1 | 2018-12-31 | 2019-12-31 | 365 | 6.2561 | 6 | 0.25611
66181 | 6.5 | 1 | 2018-12-31 | 2019-12-31 | 365 | 7.4478 | 7 | 0.44775
66183 | 2.6 | 1 | 2018-12-31 | 2019-12-31 | 365 | 2.9791 | 2 | 0.9791
66208 | 6.76 | 0.8 | 2018-12-31 | 2019-12-31 | 365 | 6.1965 | 6 | 0.19653
66210 | 6.5 | 0.8 | 2018-12-31 | 2019-12-31 | 365 | 5.9582 | 5 | 0.9582
66239 | 6.625 | 0.8 | 2018-12-31 | 2019-12-31 | 365 | 6.0728 | 6 | 0.072782
66253 | 3.38 | 0.8 | 2018-12-31 | 2019-12-31 | 365 | 3.0983 | 3 | 0.098265
66268 | 11.66 | 0.8 | 2018-12-31 | 2019-12-31 | 365 | 10.6881 | 10 | 0.6881
66269 | 2.86 | 0.8 | 2018-12-31 | 2019-12-31 | 365 | 2.6216 | 2 | 0.62161
66289 | 14.04 | 1 | 2018-12-31 | 2019-12-31 | 365 | 16.0871 | 16 | 0.087144
66287 | 11.44 | 1 | 2018-12-31 | 2019-12-31 | 365 | 13.108 | 13 | 0.10804
27446 | 12.455 | 1 | 2018-12-31 | 2019-12-31 | 365 | 14.271 | 14 | 0.27104
30972 | 11.96 | 1 | 2018-12-31 | 2019-12-31 | 365 | 13.7039 | 13 | 0.70386
66299 | 2.6 | 1 | 2018-12-31 | 2019-12-31 | 365 | 2.9791 | 2 | 0.9791
66296 | 6.76 | 1 | 2018-12-31 | 2019-12-31 | 365 | 7.7457 | 7 | 0.74566
50560 | 2.34 | 1 | 2018-12-31 | 2019-12-31 | 365 | 2.6812 | 2 | 0.68119
66309 | 8.58 | 1 | 2018-12-31 | 2019-12-31 | 365 | 9.831 | 9 | 0.83103
66314 | 5.46 | 1 | 2018-12-31 | 2019-12-31 | 365 | 6.2561 | 6 | 0.25611
66316 | 6.24 | 1 | 2018-12-31 | 2019-12-31 | 365 | 7.1498 | 7 | 0.14984
66317 | 5.46 | 1 | 2018-12-31 | 2019-12-31 | 365 | 6.2561 | 6 | 0.25611
66303 | 7.02 | 1 | 2018-12-31 | 2019-12-31 | 365 | 8.0436 | 8 | 0.043572
66321 | 9.945 | 1 | 2018-12-31 | 2019-12-31 | 365 | 11.3951 | 11 | 0.39506
66320 | 7.14 | 1 | 2018-12-31 | 2019-12-31 | 365 | 8.1811 | 8 | 0.18107
39697 | 4.68 | 1 | 2018-12-31 | 2019-12-31 | 365 | 5.3624 | 5 | 0.36238
66323 | 6.24 | 1 | 2018-12-31 | 2019-12-31 | 365 | 7.1498 | 7 | 0.14984
66326 | 6.5 | 1 | 2018-12-31 | 2019-12-31 | 365 | 7.4478 | 7 | 0.44775
66327 | 9.945 | 1 | 2018-12-31 | 2019-12-31 | 365 | 11.3951 | 11 | 0.39506
65714 | 8.415 | 0.8 | 2018-12-31 | 2019-12-31 | 365 | 7.7136 | 7 | 0.71358
66206 | 2.34 | 1 | 2018-12-31 | 2019-12-31 | 365 | 2.6812 | 2 | 0.68119
66305 | 11.44 | 1 | 2018-12-31 | 2019-12-31 | 365 | 13.108 | 13 | 0.10804
66324 | 2.08 | 1 | 2018-12-31 | 2019-12-31 | 365 | 2.3833 | 2 | 0.38328
66329 | 6.24 | 1 | 2018-12-31 | 2019-12-31 | 365 | 7.1498 | 7 | 0.14984
66330 | 6.375 | 1 | 2018-12-31 | 2019-12-31 | 365 | 7.3045 | 7 | 0.30453
66334 | 8.32 | 1 | 2018-12-31 | 2019-12-31 | 365 | 9.5331 | 9 | 0.53312
50619 | 20.4 | 1 | 2018-12-31 | 2019-12-31 | 365 | 23.3745 | 23 | 0.37448
66337 | 6.885 | 1 | 2018-12-31 | 2019-12-31 | 365 | 7.8889 | 7 | 0.88889
66338 | 6.5 | 1 | 2018-12-31 | 2019-12-31 | 365 | 7.4478 | 7 | 0.44775
66340 | 5.72 | 1 | 2018-12-31 | 2019-12-31 | 365 | 6.554 | 6 | 0.55402
66349 | 11.7 | 1 | 2018-12-31 | 2019-12-31 | 365 | 13.406 | 13 | 0.40595
40232 | 8.06 | 1 | 2018-12-31 | 2019-12-31 | 365 | 9.2352 | 9 | 0.23521
66368 | 5.565 | 1 | 2018-12-31 | 2019-12-31 | 365 | 6.3764 | 6 | 0.37642
66366 | 4.845 | 1 | 2018-12-31 | 2019-12-31 | 365 | 5.5514 | 5 | 0.55144
66364 | 5.865 | 0.8 | 2018-12-31 | 2019-12-31 | 365 | 5.3761 | 5 | 0.37613
66371 | 6.24 | 1 | 2018-12-31 | 2019-12-31 | 365 | 7.1498 | 7 | 0.14984
66369 | 5.46 | 1 | 2018-12-31 | 2019-12-31 | 365 | 6.2561 | 6 | 0.25611
66376 | 4.16 | 1 | 2018-12-31 | 2019-12-31 | 365 | 4.7666 | 4 | 0.76656
66374 | 5.61 | 1 | 2018-12-31 | 2019-12-31 | 365 | 6.428 | 6 | 0.42798
66380 | 8.84 | 1 | 2018-12-31 | 2019-12-31 | 365 | 10.1289 | 10 | 0.12894
66383 | 8.06 | 1 | 2018-12-31 | 2019-12-31 | 365 | 9.2352 | 9 | 0.23521
66382 | 9.36 | 1 | 2018-12-31 | 2019-12-31 | 365 | 10.7248 | 10 | 0.72476
66386 | 2.86 | 1 | 2018-12-31 | 2019-12-31 | 365 | 3.277 | 3 | 0.27701
66384 | 4.24 | 1 | 2018-12-31 | 2019-12-31 | 365 | 4.8582 | 4 | 0.85823
66387 | 5.83 | 1 | 2018-12-31 | 2019-12-31 | 365 | 6.6801 | 6 | 0.68006
66389 | 6.24 | 1 | 2018-12-31 | 2019-12-31 | 365 | 7.1498 | 7 | 0.14984
66393 | 4.94 | 1 | 2018-12-31 | 2019-12-31 | 365 | 5.6603 | 5 | 0.66029
66397 | 6.36 | 1 | 2018-12-31 | 2019-12-31 | 365 | 7.2873 | 7 | 0.28734
66395 | 8.215 | 1 | 2018-12-31 | 2019-12-31 | 365 | 9.4128 | 9 | 0.41281
66400 | 7.95 | 1 | 2018-12-31 | 2019-12-31 | 365 | 9.1092 | 9 | 0.10917
66402 | 2.6 | 1 | 2018-12-31 | 2019-12-31 | 365 | 2.9791 | 2 | 0.9791
66407 | 5.72 | 1 | 2018-12-31 | 2019-12-31 | 365 | 6.554 | 6 | 0.55402
66408 | 4.94 | 1 | 2018-12-31 | 2019-12-31 | 365 | 5.6603 | 5 | 0.66029
66412 | 7.28 | 1 | 2018-12-31 | 2019-12-31 | 365 | 8.3415 | 8 | 0.34148
66414 | 3.975 | 1 | 2018-12-31 | 2019-12-31 | 365 | 4.5546 | 4 | 0.55459
66417 | 9.36 | 0.8 | 2018-12-31 | 2019-12-31 | 365 | 8.5798 | 8 | 0.57981
66418 | 6.36 | 1 | 2018-12-31 | 2019-12-31 | 365 | 7.2873 | 7 | 0.28734
66421 | 4.94 | 1 | 2018-12-31 | 2019-12-31 | 365 | 5.6603 | 5 | 0.66029
66424 | 7.42 | 0.8 | 2018-12-31 | 2019-12-31 | 365 | 6.8015 | 6 | 0.80152
66426 | 6.36 | 1 | 2018-12-31 | 2019-12-31 | 365 | 7.2873 | 7 | 0.28734
66427 | 4.77 | 1 | 2018-12-31 | 2019-12-31 | 365 | 5.4655 | 5 | 0.4655
66429 | 5.035 | 0.8 | 2018-12-31 | 2019-12-31 | 365 | 4.6153 | 4 | 0.61531
66428 | 5.565 | 1 | 2018-12-31 | 2019-12-31 | 365 | 6.3764 | 6 | 0.37642
66431 | 5.3 | 1 | 2018-12-31 | 2019-12-31 | 365 | 6.0728 | 6 | 0.072782
66432 | 6.89 | 1 | 2018-12-31 | 2019-12-31 | 365 | 7.8946 | 7 | 0.89462
66434 | 3.975 | 1 | 2018-12-31 | 2019-12-31 | 365 | 4.5546 | 4 | 0.55459
66435 | 4.505 | 1 | 2018-12-31 | 2019-12-31 | 365 | 5.1619 | 5 | 0.16187
66436 | 3.64 | 1 | 2018-12-31 | 2019-12-31 | 365 | 4.1707 | 4 | 0.17074
66438 | 7.42 | 1 | 2018-12-31 | 2019-12-31 | 365 | 8.5019 | 8 | 0.5019
66439 | 6.095 | 1 | 2018-12-31 | 2019-12-31 | 365 | 6.9837 | 6 | 0.9837
66440 | 6.095 | 1 | 2018-12-31 | 2019-12-31 | 365 | 6.9837 | 6 | 0.9837
66445 | 6.5 | 1 | 2018-12-31 | 2019-12-31 | 365 | 7.4478 | 7 | 0.44775
66449 | 4.68 | 0.8 | 2018-12-31 | 2019-12-31 | 365 | 4.2899 | 4 | 0.28991
66451 | 6.76 | 0.8 | 2018-12-31 | 2019-12-31 | 365 | 6.1965 | 6 | 0.19653
66447 | 9.805 | 1 | 2018-12-31 | 2019-12-31 | 365 | 11.2346 | 11 | 0.23465
66454 | 6.5 | 1 | 2018-12-31 | 2019-12-31 | 365 | 7.4478 | 7 | 0.44775
66450 | 5.2 | 0.8 | 2018-12-31 | 2019-12-31 | 365 | 4.7666 | 4 | 0.76656
66456 | 5.2 | 1 | 2018-12-31 | 2019-12-31 | 365 | 5.9582 | 5 | 0.9582
66457 | 3.975 | 1 | 2018-12-31 | 2019-12-31 | 365 | 4.5546 | 4 | 0.55459
66461 | 6.615 | 0.8 | 2018-12-31 | 2019-12-31 | 365 | 6.0636 | 6 | 0.063616
66448 | 4.24 | 1 | 2018-12-31 | 2019-12-31 | 365 | 4.8582 | 4 | 0.85823
66464 | 7.28 | 1 | 2018-12-31 | 2019-12-31 | 365 | 8.3415 | 8 | 0.34148
66463 | 6.76 | 1 | 2018-12-31 | 2019-12-31 | 365 | 7.7457 | 7 | 0.74566
66466 | 9.1 | 0.8 | 2018-12-31 | 2019-12-31 | 365 | 8.3415 | 8 | 0.34148
66467 | 3.18 | 0.8 | 2018-12-31 | 2019-12-31 | 365 | 2.9149 | 2 | 0.91494
66470 | 4.41 | 1 | 2018-12-31 | 2019-12-31 | 365 | 5.053 | 5 | 0.053013
66472 | 9.36 | 0.8 | 2018-12-31 | 2019-12-31 | 365 | 8.5798 | 8 | 0.57981
66471 | 9.45 | 1 | 2018-12-31 | 2019-12-31 | 365 | 10.8279 | 10 | 0.82789
66473 | 5.46 | 1 | 2018-12-31 | 2019-12-31 | 365 | 6.2561 | 6 | 0.25611
66475 | 6.24 | 1 | 2018-12-31 | 2019-12-31 | 365 | 7.1498 | 7 | 0.14984
66477 | 8.06 | 0.8 | 2018-12-31 | 2019-12-31 | 365 | 7.3882 | 7 | 0.38817
66482 | 6.24 | 0.8 | 2018-12-31 | 2019-12-31 | 365 | 5.7199 | 5 | 0.71987
66486 | 6.93 | 1 | 2018-12-31 | 2019-12-31 | 365 | 7.9404 | 7 | 0.94045
66489 | 9.135 | 0.8 | 2018-12-31 | 2019-12-31 | 365 | 8.3736 | 8 | 0.37356
66491 | 6.625 | 0.8 | 2018-12-31 | 2019-12-31 | 365 | 6.0728 | 6 | 0.072782
66507 | 8.215 | 1 | 2018-12-31 | 2019-12-31 | 365 | 9.4128 | 9 | 0.41281
66518 | 2.34 | 1 | 2018-12-31 | 2019-12-31 | 365 | 2.6812 | 2 | 0.68119
66517 | 5.46 | 1 | 2018-12-31 | 2019-12-31 | 365 | 6.2561 | 6 | 0.25611
66521 | 5.04 | 1 | 2018-12-31 | 2019-12-31 | 365 | 5.7749 | 5 | 0.77487
66522 | 6.5 | 1 | 2018-12-31 | 2019-12-31 | 365 | 7.4478 | 7 | 0.44775
66523 | 4.24 | 0.8 | 2018-12-31 | 2019-12-31 | 365 | 3.8866 | 3 | 0.88658
66525 | 8.58 | 1 | 2018-12-31 | 2019-12-31 | 365 | 9.831 | 9 | 0.83103
66527 | 22.95 | 0.8 | 2018-12-31 | 2019-12-31 | 365 | 21.037 | 21 | 0.037035
66538 | 4.77 | 0.8 | 2018-12-31 | 2019-12-31 | 365 | 4.3724 | 4 | 0.3724
66548 | 13 | 0.8 | 2018-12-31 | 2019-12-31 | 365 | 11.9164 | 11 | 0.9164
66550 | 6.375 | 0.8 | 2018-12-31 | 2019-12-31 | 365 | 5.8436 | 5 | 0.84362
66556 | 6.3 | 0.8 | 2018-12-31 | 2019-12-31 | 365 | 5.7749 | 5 | 0.77487
61575 | 4.16 | 1 | 2018-12-31 | 2019-12-31 | 365 | 4.7666 | 4 | 0.76656
66612 | 5.355 | 0.8 | 2018-12-31 | 2019-12-31 | 365 | 4.9086 | 4 | 0.90864
66616 | 5.72 | 0.8 | 2018-12-31 | 2019-12-31 | 365 | 5.2432 | 5 | 0.24322
66618 | 6.36 | 0.8 | 2018-12-31 | 2019-12-31 | 365 | 5.8299 | 5 | 0.82987
66619 | 9.01 | 0.8 | 2018-12-31 | 2019-12-31 | 365 | 8.259 | 8 | 0.25898
66623 | 4.94 | 0.8 | 2018-12-31 | 2019-12-31 | 365 | 4.5282 | 4 | 0.52823
66622 | 9.62 | 0.8 | 2018-12-31 | 2019-12-31 | 365 | 8.8181 | 8 | 0.81814
66625 | 5.46 | 0.8 | 2018-12-31 | 2019-12-31 | 365 | 5.0049 | 5 | 0.0048893
66627 | 13.545 | 0.8 | 2018-12-31 | 2019-12-31 | 365 | 12.416 | 12 | 0.41598
65632 | 4.505 | 1 | 2018-12-31 | 2019-12-31 | 365 | 5.1619 | 5 | 0.16187
66628 | 4.16 | 0.8 | 2018-12-31 | 2019-12-31 | 365 | 3.8132 | 3 | 0.81325
66626 | 9.805 | 0.8 | 2018-12-31 | 2019-12-31 | 365 | 8.9877 | 8 | 0.98772
66630 | 10.66 | 0.8 | 2018-12-31 | 2019-12-31 | 365 | 9.7715 | 9 | 0.77145
66632 | 8.16 | 0.8 | 2018-12-31 | 2019-12-31 | 365 | 7.4798 | 7 | 0.47983
66631 | 2.6 | 0.8 | 2018-12-31 | 2019-12-31 | 365 | 2.3833 | 2 | 0.38328
66634 | 6.76 | 0.8 | 2018-12-31 | 2019-12-31 | 365 | 6.1965 | 6 | 0.19653
66637 | 4.68 | 0.8 | 2018-12-31 | 2019-12-31 | 365 | 4.2899 | 4 | 0.28991
66651 | 8.58 | 0.8 | 2018-12-31 | 2019-12-31 | 365 | 7.8648 | 7 | 0.86483
66655 | 7.28 | 0.8 | 2018-12-31 | 2019-12-31 | 365 | 6.6732 | 6 | 0.67319
66658 | 7.28 | 0.8 | 2018-12-31 | 2019-12-31 | 365 | 6.6732 | 6 | 0.67319
66660 | 5.72 | 0.8 | 2018-12-31 | 2019-12-31 | 365 | 5.2432 | 5 | 0.24322
66662 | 4.68 | 0.8 | 2018-12-31 | 2019-12-31 | 365 | 4.2899 | 4 | 0.28991
66683 | 3.9 | 0.8 | 2018-12-31 | 2019-12-31 | 365 | 3.5749 | 3 | 0.57492
66684 | 9.36 | 0.8 | 2018-12-31 | 2019-12-31 | 365 | 8.5798 | 8 | 0.57981
66685 | 8.82 | 0.8 | 2018-12-31 | 2019-12-31 | 365 | 8.0848 | 8 | 0.084821
66686 | 10.14 | 0.8 | 2018-12-31 | 2019-12-31 | 365 | 9.2948 | 9 | 0.29479
66709 | 8.58 | 0.8 | 2018-12-31 | 2019-12-31 | 365 | 7.8648 | 7 | 0.86483
66711 | 5.565 | 0.8 | 2018-12-31 | 2019-12-31 | 365 | 5.1011 | 5 | 0.10114
66714 | 5.98 | 0.8 | 2018-12-31 | 2019-12-31 | 365 | 5.4815 | 5 | 0.48155
66715 | 4.68 | 0.8 | 2018-12-31 | 2019-12-31 | 365 | 4.2899 | 4 | 0.28991
66725 | 6.36 | 0.8 | 2018-12-31 | 2019-12-31 | 365 | 5.8299 | 5 | 0.82987
66728 | 4.42 | 0.8 | 2018-12-31 | 2019-12-31 | 365 | 4.0516 | 4 | 0.051577
66726 | 13.23 | 0.8 | 2018-12-31 | 2019-12-31 | 365 | 12.1272 | 12 | 0.12723
66730 | 8.32 | 0.8 | 2018-12-31 | 2019-12-31 | 365 | 7.6265 | 7 | 0.6265
66734 | 3.38 | 0.8 | 2018-12-31 | 2019-12-31 | 365 | 3.0983 | 3 | 0.098265
66752 | 13.545 | 0.8 | 2018-12-31 | 2019-12-31 | 365 | 12.416 | 12 | 0.41598
66753 | 3.38 | 1 | 2018-12-31 | 2019-12-31 | 365 | 3.8728 | 3 | 0.87283
66754 | 6.24 | 0.8 | 2018-12-31 | 2019-12-31 | 365 | 5.7199 | 5 | 0.71987
66755 | 4.68 | 0.8 | 2018-12-31 | 2019-12-31 | 365 | 4.2899 | 4 | 0.28991
66757 | 8.505 | 0.8 | 2018-12-31 | 2019-12-31 | 365 | 7.7961 | 7 | 0.79608
66759 | 10.14 | 0.8 | 2018-12-31 | 2019-12-31 | 365 | 9.2948 | 9 | 0.29479
66761 | 11.96 | 0.8 | 2018-12-31 | 2019-12-31 | 365 | 10.9631 | 10 | 0.96309
66763 | 7.56 | 0.8 | 2018-12-31 | 2019-12-31 | 365 | 6.9298 | 6 | 0.92985
66764 | 6.24 | 0.8 | 2018-12-31 | 2019-12-31 | 365 | 5.7199 | 5 | 0.71987
66765 | 12.6 | 0.8 | 2018-12-31 | 2019-12-31 | 365 | 11.5497 | 11 | 0.54974
66766 | 9.52 | 0.8 | 2018-12-31 | 2019-12-31 | 365 | 8.7265 | 8 | 0.72647
66767 | 4.24 | 0.8 | 2018-12-31 | 2019-12-31 | 365 | 3.8866 | 3 | 0.88658
66788 | 3.38 | 0.8 | 2018-12-31 | 2019-12-31 | 365 | 3.0983 | 3 | 0.098265
66789 | 10.6 | 0.8 | 2018-12-31 | 2019-12-31 | 365 | 9.7165 | 9 | 0.71645
66790 | 5.72 | 0.8 | 2018-12-31 | 2019-12-31 | 365 | 5.2432 | 5 | 0.24322
66792 | 7.02 | 0.8 | 2018-12-31 | 2019-12-31 | 365 | 6.4349 | 6 | 0.43486
66795 | 6.5 | 0.8 | 2018-12-31 | 2019-12-31 | 365 | 5.9582 | 5 | 0.9582
66796 | 5.355 | 0.8 | 2018-12-31 | 2019-12-31 | 365 | 4.9086 | 4 | 0.90864
66798 | 8.32 | 0.8 | 2018-12-31 | 2019-12-31 | 365 | 7.6265 | 7 | 0.6265
66799 | 11.7 | 0.8 | 2018-12-31 | 2019-12-31 | 365 | 10.7248 | 10 | 0.72476
66800 | 6.625 | 0.8 | 2018-12-31 | 2019-12-31 | 365 | 6.0728 | 6 | 0.072782
66802 | 9.275 | 0.8 | 2018-12-31 | 2019-12-31 | 365 | 8.5019 | 8 | 0.5019
66822 | 6.76 | 0.8 | 2018-12-31 | 2019-12-31 | 365 | 6.1965 | 6 | 0.19653
66823 | 3.9 | 0.8 | 2018-12-31 | 2019-12-31 | 365 | 3.5749 | 3 | 0.57492
66842 | 4.24 | 0.8 | 2018-12-31 | 2019-12-31 | 365 | 3.8866 | 3 | 0.88658
66846 | 5.67 | 0.8 | 2018-12-31 | 2019-12-31 | 365 | 5.1974 | 5 | 0.19739
66848 | 7.28 | 0.8 | 2018-12-31 | 2019-12-31 | 365 | 6.6732 | 6 | 0.67319
66866 | 4.94 | 0.8 | 2018-12-31 | 2019-12-31 | 365 | 4.5282 | 4 | 0.52823
66886 | 3.975 | 0.8 | 2018-12-31 | 2019-12-31 | 365 | 3.6437 | 3 | 0.64367
66888 | 11.18 | 0.8 | 2018-12-31 | 2019-12-31 | 365 | 10.2481 | 10 | 0.24811
67086 | 5.2 | 0.8 | 2018-12-31 | 2019-12-31 | 365 | 4.7666 | 4 | 0.76656
45582 | 9.62 | 1 | 2018-12-31 | 2019-12-31 | 365 | 11.0227 | 11 | 0.022673
63687 | 5.3 | 1 | 2018-12-31 | 2019-12-31 | 365 | 6.0728 | 6 | 0.072782
63650 | 7.54 | 1 | 2018-12-31 | 2019-12-31 | 365 | 8.6394 | 8 | 0.63939
39043 | 6.375 | 1 | 2018-12-31 | 2019-12-31 | 365 | 7.3045 | 7 | 0.30453
63177 | 3.975 | 1 | 2018-12-31 | 2019-12-31 | 365 | 4.5546 | 4 | 0.55459
63163 | 2.6 | 1 | 2018-12-31 | 2019-12-31 | 365 | 2.9791 | 2 | 0.9791
63377 | 4.24 | 1 | 2018-12-31 | 2019-12-31 | 365 | 4.8582 | 4 | 0.85823
63069 | 8.32 | 1 | 2018-12-31 | 2019-12-31 | 365 | 9.5331 | 9 | 0.53312
62884 | 5.83 | 1 | 2018-12-31 | 2019-12-31 | 365 | 6.6801 | 6 | 0.68006
62807 | 5.46 | 1 | 2018-12-31 | 2019-12-31 | 365 | 6.2561 | 6 | 0.25611
62691 | 3.975 | 1 | 2018-12-31 | 2019-12-31 | 365 | 4.5546 | 4 | 0.55459
62685 | 7.14 | 1 | 2018-12-31 | 2019-12-31 | 365 | 8.1811 | 8 | 0.18107
62702 | 7.155 | 1 | 2018-12-31 | 2019-12-31 | 365 | 8.1983 | 8 | 0.19826
59575 | 9.435 | 1 | 2018-12-31 | 2019-12-31 | 365 | 10.8107 | 10 | 0.8107
59535 | 2.34 | 1 | 2018-12-31 | 2019-12-31 | 365 | 2.6812 | 2 | 0.68119
66939 | 4.16 | 0.8 | 2018-12-31 | 2019-12-31 | 365 | 3.8132 | 3 | 0.81325
66941 | 9.275 | 0.8 | 2018-12-31 | 2019-12-31 | 365 | 8.5019 | 8 | 0.5019
66943 | 8.06 | 0.8 | 2018-12-31 | 2019-12-31 | 365 | 7.3882 | 7 | 0.38817
66946 | 5.565 | 0.8 | 2018-12-31 | 2019-12-31 | 365 | 5.1011 | 5 | 0.10114
66960 | 6.36 | 0.8 | 2018-12-31 | 2019-12-31 | 365 | 5.8299 | 5 | 0.82987
66961 | 6.12 | 0.8 | 2018-12-31 | 2019-12-31 | 365 | 5.6099 | 5 | 0.60988
66962 | 2.915 | 0.8 | 2018-12-31 | 2019-12-31 | 365 | 2.672 | 2 | 0.67202
66964 | 3.9 | 0.8 | 2018-12-31 | 2019-12-31 | 365 | 3.5749 | 3 | 0.57492
66971 | 13 | 0.8 | 2018-12-31 | 2019-12-31 | 365 | 11.9164 | 11 | 0.9164
66978 | 4.16 | 0.8 | 2018-12-31 | 2019-12-31 | 365 | 3.8132 | 3 | 0.81325
66989 | 5.46 | 0.8 | 2018-12-31 | 2019-12-31 | 365 | 5.0049 | 5 | 0.0048893
66991 | 3.18 | 0.8 | 2018-12-31 | 2019-12-31 | 365 | 2.9149 | 2 | 0.91494
66994 | 6.89 | 0.8 | 2018-12-31 | 2019-12-31 | 365 | 6.3157 | 6 | 0.31569
66995 | 5.46 | 0.8 | 2018-12-31 | 2019-12-31 | 365 | 5.0049 | 5 | 0.0048893
66997 | 5.72 | 0.8 | 2018-12-31 | 2019-12-31 | 365 | 5.2432 | 5 | 0.24322
66999 | 5.04 | 0.8 | 2018-12-31 | 2019-12-31 | 365 | 4.6199 | 4 | 0.6199
67005 | 7.02 | 0.8 | 2018-12-31 | 2019-12-31 | 365 | 6.4349 | 6 | 0.43486
67035 | 6.24 | 0.8 | 2018-12-31 | 2019-12-31 | 365 | 5.7199 | 5 | 0.71987
67037 | 9.62 | 0.8 | 2018-12-31 | 2019-12-31 | 365 | 8.8181 | 8 | 0.81814
67038 | 4.48 | 0.8 | 2018-12-31 | 2019-12-31 | 365 | 4.1066 | 4 | 0.10658
67067 | 11.44 | 0.8 | 2018-12-31 | 2019-12-31 | 365 | 10.4864 | 10 | 0.48643
67070 | 6.3 | 0.8 | 2018-12-31 | 2019-12-31 | 365 | 5.7749 | 5 | 0.77487
67073 | 8.505 | 0.8 | 2018-12-31 | 2019-12-31 | 365 | 7.7961 | 7 | 0.79608
67075 | 8.4 | 0.8 | 2018-12-31 | 2019-12-31 | 365 | 7.6998 | 7 | 0.69983
67076 | 13.545 | 0.8 | 2018-12-31 | 2019-12-31 | 365 | 12.416 | 12 | 0.41598
67078 | 6.93 | 0.8 | 2018-12-31 | 2019-12-31 | 365 | 6.3524 | 6 | 0.35236
67079 | 8.84 | 0.8 | 2018-12-31 | 2019-12-31 | 365 | 8.1032 | 8 | 0.10315
67080 | 9.765 | 1 | 2018-12-31 | 2019-12-31 | 365 | 11.1888 | 11 | 0.18882
67081 | 6.76 | 0.8 | 2018-12-31 | 2019-12-31 | 365 | 6.1965 | 6 | 0.19653
67082 | 7.54 | 0.8 | 2018-12-31 | 2019-12-31 | 365 | 6.9115 | 6 | 0.91151
67083 | 9.45 | 0.8 | 2018-12-31 | 2019-12-31 | 365 | 8.6623 | 8 | 0.66231
67084 | 6.76 | 0.8 | 2018-12-31 | 2019-12-31 | 365 | 6.1965 | 6 | 0.19653
67085 | 12.74 | 0.8 | 2018-12-31 | 2019-12-31 | 365 | 11.6781 | 11 | 0.67808
67087 | 5.98 | 0.8 | 2018-12-31 | 2019-12-31 | 365 | 5.4815 | 5 | 0.48155
67088 | 12.285 | 0.8 | 2018-12-31 | 2019-12-31 | 365 | 11.261 | 11 | 0.261
67094 | 3.975 | 0.8 | 2018-12-31 | 2019-12-31 | 365 | 3.6437 | 3 | 0.64367
67095 | 8.48 | 0.8 | 2018-12-31 | 2019-12-31 | 365 | 7.7732 | 7 | 0.77316
67096 | 4.68 | 0.8 | 2018-12-31 | 2019-12-31 | 365 | 4.2899 | 4 | 0.28991
67097 | 11.44 | 0.8 | 2018-12-31 | 2019-12-31 | 365 | 10.4864 | 10 | 0.48643
67098 | 9.62 | 0.8 | 2018-12-31 | 2019-12-31 | 365 | 8.8181 | 8 | 0.81814
67099 | 6.76 | 0.8 | 2018-12-31 | 2019-12-31 | 365 | 6.1965 | 6 | 0.19653
67100 | 5.72 | 1 | 2018-12-31 | 2019-12-31 | 365 | 6.554 | 6 | 0.55402
67111 | 6.615 | 0.8 | 2018-12-31 | 2019-12-31 | 365 | 6.0636 | 6 | 0.063616
67113 | 5.2 | 0.8 | 2018-12-31 | 2019-12-31 | 365 | 4.7666 | 4 | 0.76656
67114 | 8.505 | 0.8 | 2018-12-31 | 2019-12-31 | 365 | 7.7961 | 7 | 0.79608
67116 | 2.6 | 0.8 | 2018-12-31 | 2019-12-31 | 365 | 2.3833 | 2 | 0.38328
67117 | 5.46 | 0.8 | 2018-12-31 | 2019-12-31 | 365 | 5.0049 | 5 | 0.0048893
67121 | 7.54 | 0.8 | 2018-12-31 | 2019-12-31 | 365 | 6.9115 | 6 | 0.91151
67119 | 7.28 | 0.8 | 2018-12-31 | 2019-12-31 | 365 | 6.6732 | 6 | 0.67319
67122 | 9.45 | 0.8 | 2018-12-31 | 2019-12-31 | 365 | 8.6623 | 8 | 0.66231
67126 | 8.19 | 0.8 | 2018-12-31 | 2019-12-31 | 365 | 7.5073 | 7 | 0.50733
67124 | 5.72 | 0.8 | 2018-12-31 | 2019-12-31 | 365 | 5.2432 | 5 | 0.24322
67130 | 8.32 | 1 | 2018-12-31 | 2019-12-31 | 365 | 9.5331 | 9 | 0.53312
67138 | 8.32 | 1 | 2018-12-31 | 2019-12-31 | 365 | 9.5331 | 9 | 0.53312
67144 | 8.58 | 1 | 2018-12-31 | 2019-12-31 | 365 | 9.831 | 9 | 0.83103
67147 | 6.625 | 1 | 2018-12-31 | 2019-12-31 | 365 | 7.591 | 7 | 0.59098
67151 | 5.565 | 0.8 | 2018-12-31 | 2019-12-31 | 365 | 5.1011 | 5 | 0.10114
67154 | 4.24 | 0.8 | 2018-12-31 | 2019-12-31 | 365 | 3.8866 | 3 | 0.88658
67170 | 8.48 | 1 | 2018-12-31 | 2019-12-31 | 365 | 9.7165 | 9 | 0.71645
67180 | 7.42 | 0.8 | 2018-12-31 | 2019-12-31 | 365 | 6.8015 | 6 | 0.80152
67181 | 5.2 | 0.8 | 2018-12-31 | 2019-12-31 | 365 | 4.7666 | 4 | 0.76656
67183 | 4.24 | 0.8 | 2018-12-31 | 2019-12-31 | 365 | 3.8866 | 3 | 0.88658
67184 | 8.06 | 0.8 | 2018-12-31 | 2019-12-31 | 365 | 7.3882 | 7 | 0.38817
67246 | 5.355 | 0.8 | 2018-12-31 | 2019-12-31 | 365 | 4.9086 | 4 | 0.90864
66969 | 6.24 | 0.8 | 2018-12-31 | 2019-12-31 | 365 | 5.7199 | 5 | 0.71987
66506 | 7.875 | 0.8 | 2018-12-31 | 2019-12-31 | 365 | 7.2186 | 7 | 0.21859
66793 | 7.875 | 0.8 | 2018-12-31 | 2019-12-31 | 365 | 7.2186 | 7 | 0.21859
63710 | 5.2 | 1 | 2018-12-31 | 2019-12-31 | 365 | 5.9582 | 5 | 0.9582
63009 | 7.02 | 1 | 2018-12-31 | 2019-12-31 | 365 | 8.0436 | 8 | 0.043572
66617 | 3.38 | 0.8 | 2018-12-31 | 2019-12-31 | 365 | 3.0983 | 3 | 0.098265
67739 | 12.19 | 0.8 | 2018-12-31 | 2019-12-31 | 365 | 11.1739 | 11 | 0.17392
66420 | 7.8 | 0.8 | 2018-12-31 | 2019-12-31 | 365 | 7.1498 | 7 | 0.14984
67136 | 7.42 | 0.8 | 2018-12-31 | 2019-12-31 | 365 | 6.8015 | 6 | 0.80152
67227 | 4.16 | 0.8 | 2018-12-31 | 2019-12-31 | 365 | 3.8132 | 3 | 0.81325
66336 | 3.825 | 1 | 2018-12-31 | 2019-12-31 | 365 | 4.3827 | 4 | 0.38272
67240 | 5.67 | 0.8 | 2018-12-31 | 2019-12-31 | 365 | 5.1974 | 5 | 0.19739
67242 | 13.78 | 0.8 | 2018-12-31 | 2019-12-31 | 365 | 12.6314 | 12 | 0.63139
67839 | 3.445 | 0.8 | 2018-12-31 | 2019-12-31 | 365 | 3.1578 | 3 | 0.15785
67243 | 5.98 | 0.8 | 2018-12-31 | 2019-12-31 | 365 | 5.4815 | 5 | 0.48155
67245 | 3.64 | 0.8 | 2018-12-31 | 2019-12-31 | 365 | 3.3366 | 3 | 0.33659
66401 | 3.12 | 1 | 2018-12-31 | 2019-12-31 | 365 | 3.5749 | 3 | 0.57492
67249 | 3.78 | 0.8 | 2018-12-31 | 2019-12-31 | 365 | 3.4649 | 3 | 0.46492
67251 | 14.04 | 0.8 | 2018-12-31 | 2019-12-31 | 365 | 12.8697 | 12 | 0.86972
67261 | 13.78 | 0.8 | 2018-12-31 | 2019-12-31 | 365 | 12.6314 | 12 | 0.63139
67263 | 2.65 | 0.8 | 2018-12-31 | 2019-12-31 | 365 | 2.4291 | 2 | 0.42911
67266 | 5.46 | 0.8 | 2018-12-31 | 2019-12-31 | 365 | 5.0049 | 5 | 0.0048893
64836 | 9.135 | 1 | 2018-12-31 | 2019-12-31 | 365 | 10.467 | 10 | 0.46696
64853 | 11.7 | 1 | 2018-12-31 | 2019-12-31 | 365 | 13.406 | 13 | 0.40595
64848 | 3.38 | 1 | 2018-12-31 | 2019-12-31 | 365 | 3.8728 | 3 | 0.87283
64571 | 5.67 | 1 | 2018-12-31 | 2019-12-31 | 365 | 6.4967 | 6 | 0.49673
64520 | 5.72 | 1 | 2018-12-31 | 2019-12-31 | 365 | 6.554 | 6 | 0.55402
64531 | 9.18 | 1 | 2018-12-31 | 2019-12-31 | 365 | 10.5185 | 10 | 0.51852
64400 | 14.04 | 1 | 2018-12-31 | 2019-12-31 | 365 | 16.0871 | 16 | 0.087144
62449 | 3.57 | 1 | 2018-12-31 | 2019-12-31 | 365 | 4.0905 | 4 | 0.090535
64164 | 5.565 | 1 | 2018-12-31 | 2019-12-31 | 365 | 6.3764 | 6 | 0.37642
63694 | 5.72 | 1 | 2018-12-31 | 2019-12-31 | 365 | 6.554 | 6 | 0.55402
63042 | 3.71 | 1 | 2018-12-31 | 2019-12-31 | 365 | 4.2509 | 4 | 0.25095
63990 | 7.02 | 1 | 2018-12-31 | 2019-12-31 | 365 | 8.0436 | 8 | 0.043572
63943 | 6.24 | 1 | 2018-12-31 | 2019-12-31 | 365 | 7.1498 | 7 | 0.14984
63913 | 5.035 | 1 | 2018-12-31 | 2019-12-31 | 365 | 5.7691 | 5 | 0.76914
63796 | 4.725 | 1 | 2018-12-31 | 2019-12-31 | 365 | 5.4139 | 5 | 0.41394
67275 | 5.72 | 0.8 | 2018-12-31 | 2019-12-31 | 365 | 5.2432 | 5 | 0.24322
63790 | 14.04 | 1 | 2018-12-31 | 2019-12-31 | 365 | 16.0871 | 16 | 0.087144
67268 | 5.72 | 0.8 | 2018-12-31 | 2019-12-31 | 365 | 5.2432 | 5 | 0.24322
67280 | 4.42 | 0.8 | 2018-12-31 | 2019-12-31 | 365 | 4.0516 | 4 | 0.051577
67271 | 7.8 | 0.8 | 2018-12-31 | 2019-12-31 | 365 | 7.1498 | 7 | 0.14984
67283 | 7.8 | 0.8 | 2018-12-31 | 2019-12-31 | 365 | 7.1498 | 7 | 0.14984
67273 | 5.83 | 0.8 | 2018-12-31 | 2019-12-31 | 365 | 5.344 | 5 | 0.34405
67295 | 6.625 | 0.8 | 2018-12-31 | 2019-12-31 | 365 | 6.0728 | 6 | 0.072782
67302 | 12.6 | 0.8 | 2018-12-31 | 2019-12-31 | 365 | 11.5497 | 11 | 0.54974
67303 | 11.34 | 0.8 | 2018-12-31 | 2019-12-31 | 365 | 10.3948 | 10 | 0.39477
67350 | 8.19 | 0.8 | 2018-12-31 | 2019-12-31 | 365 | 7.5073 | 7 | 0.50733
67354 | 12.72 | 0.8 | 2018-12-31 | 2019-12-31 | 365 | 11.6597 | 11 | 0.65974
67466 | 4.41 | 0.8 | 2018-12-31 | 2019-12-31 | 365 | 4.0424 | 4 | 0.042411
67541 | 5.83 | 0.8 | 2018-12-31 | 2019-12-31 | 365 | 5.344 | 5 | 0.34405
67544 | 6.615 | 0.8 | 2018-12-31 | 2019-12-31 | 365 | 6.0636 | 6 | 0.063616
67500 | 10.14 | 0.8 | 2018-12-31 | 2019-12-31 | 365 | 9.2948 | 9 | 0.29479
67600 | 4.68 | 0.8 | 2018-12-31 | 2019-12-31 | 365 | 4.2899 | 4 | 0.28991
67601 | 5.98 | 0.8 | 2018-12-31 | 2019-12-31 | 365 | 5.4815 | 5 | 0.48155
67604 | 9.88 | 0.8 | 2018-12-31 | 2019-12-31 | 365 | 9.0565 | 9 | 0.056466
67659 | 9.275 | 0.8 | 2018-12-31 | 2019-12-31 | 365 | 8.5019 | 8 | 0.5019
67669 | 7.02 | 0.8 | 2018-12-31 | 2019-12-31 | 365 | 6.4349 | 6 | 0.43486
64935 | 4.68 | 1 | 2018-12-31 | 2019-12-31 | 365 | 5.3624 | 5 | 0.36238
62383 | 7.28 | 1 | 2018-12-31 | 2019-12-31 | 365 | 8.3415 | 8 | 0.34148
63975 | 7.02 | 1 | 2018-12-31 | 2019-12-31 | 365 | 8.0436 | 8 | 0.043572
45375 | 9.88 | 1 | 2018-12-31 | 2019-12-31 | 365 | 11.3206 | 11 | 0.32058
50453 | 9.69 | 0.8 | 2018-12-31 | 2019-12-31 | 365 | 8.8823 | 8 | 0.8823
67687 | 5.355 | 0.8 | 2018-12-31 | 2019-12-31 | 365 | 4.9086 | 4 | 0.90864
67690 | 8.215 | 0.8 | 2018-12-31 | 2019-12-31 | 365 | 7.5303 | 7 | 0.53025
67691 | 5.98 | 0.8 | 2018-12-31 | 2019-12-31 | 365 | 5.4815 | 5 | 0.48155
67695 | 5.035 | 0.8 | 2018-12-31 | 2019-12-31 | 365 | 4.6153 | 4 | 0.61531
67696 | 3.975 | 0.8 | 2018-12-31 | 2019-12-31 | 365 | 3.6437 | 3 | 0.64367
67697 | 5.2 | 0.8 | 2018-12-31 | 2019-12-31 | 365 | 4.7666 | 4 | 0.76656
67698 | 3.38 | 0.8 | 2018-12-31 | 2019-12-31 | 365 | 3.0983 | 3 | 0.098265
67699 | 7.8 | 0.8 | 2018-12-31 | 2019-12-31 | 365 | 7.1498 | 7 | 0.14984
67708 | 12.22 | 0.8 | 2018-12-31 | 2019-12-31 | 365 | 11.2014 | 11 | 0.20142
67709 | 7.56 | 0.8 | 2018-12-31 | 2019-12-31 | 365 | 6.9298 | 6 | 0.92985
67710 | 5.67 | 0.8 | 2018-12-31 | 2019-12-31 | 365 | 5.1974 | 5 | 0.19739
67714 | 5.565 | 0.8 | 2018-12-31 | 2019-12-31 | 365 | 5.1011 | 5 | 0.10114
67718 | 7.54 | 0.8 | 2018-12-31 | 2019-12-31 | 365 | 6.9115 | 6 | 0.91151
67720 | 7.54 | 0.8 | 2018-12-31 | 2019-12-31 | 365 | 6.9115 | 6 | 0.91151
67721 | 3.445 | 1 | 2018-12-31 | 2019-12-31 | 365 | 3.9473 | 3 | 0.94731
39066 | 15.86 | 0.8 | 2018-12-31 | 2019-12-31 | 365 | 14.538 | 14 | 0.53801
67741 | 8.215 | 0.8 | 2018-12-31 | 2019-12-31 | 365 | 7.5303 | 7 | 0.53025
67743 | 4.68 | 0.8 | 2018-12-31 | 2019-12-31 | 365 | 4.2899 | 4 | 0.28991
67744 | 9.62 | 0.8 | 2018-12-31 | 2019-12-31 | 365 | 8.8181 | 8 | 0.81814
67745 | 9.135 | 0.8 | 2018-12-31 | 2019-12-31 | 365 | 8.3736 | 8 | 0.37356
67746 | 6.24 | 0.8 | 2018-12-31 | 2019-12-31 | 365 | 5.7199 | 5 | 0.71987
67844 | 3.445 | 0.8 | 2018-12-31 | 2019-12-31 | 365 | 3.1578 | 3 | 0.15785
67853 | 2.6 | 0.8 | 2018-12-31 | 2019-12-31 | 365 | 2.3833 | 2 | 0.38328
67874 | 3.18 | 0.8 | 2018-12-31 | 2019-12-31 | 365 | 2.9149 | 2 | 0.91494
67878 | 5.565 | 0.8 | 2018-12-31 | 2019-12-31 | 365 | 5.1011 | 5 | 0.10114
67883 | 7.56 | 0.8 | 2018-12-31 | 2019-12-31 | 365 | 6.9298 | 6 | 0.92985
67906 | 5.83 | 0.8 | 2018-12-31 | 2019-12-31 | 365 | 5.344 | 5 | 0.34405
67909 | 4.68 | 0.8 | 2018-12-31 | 2019-12-31 | 365 | 4.2899 | 4 | 0.28991
67931 | 8.67 | 0.8 | 2018-12-31 | 2019-12-31 | 365 | 7.9473 | 7 | 0.94732
67939 | 6.375 | 0.8 | 2018-12-31 | 2019-12-31 | 365 | 5.8436 | 5 | 0.84362
67941 | 11.97 | 0.8 | 2018-12-31 | 2019-12-31 | 365 | 10.9723 | 10 | 0.97226
67943 | 9.135 | 0.8 | 2018-12-31 | 2019-12-31 | 365 | 8.3736 | 8 | 0.37356
67944 | 5.2 | 0.8 | 2018-12-31 | 2019-12-31 | 365 | 4.7666 | 4 | 0.76656
67947 | 10.66 | 0.8 | 2018-12-31 | 2019-12-31 | 365 | 9.7715 | 9 | 0.77145
67960 | 4.16 | 0.8 | 2018-12-31 | 2019-12-31 | 365 | 3.8132 | 3 | 0.81325
67962 | 13 | 0.8 | 2018-12-31 | 2019-12-31 | 365 | 11.9164 | 11 | 0.9164
67964 | 11.395 | 0.8 | 2018-12-31 | 2019-12-31 | 365 | 10.4452 | 10 | 0.44519
67969 | 13.545 | 0.8 | 2018-12-31 | 2019-12-31 | 365 | 12.416 | 12 | 0.41598
67970 | 13.78 | 0.8 | 2018-12-31 | 2019-12-31 | 365 | 12.6314 | 12 | 0.63139
67971 | 2.835 | 0.8 | 2018-12-31 | 2019-12-31 | 365 | 2.5987 | 2 | 0.59869
67972 | 9.36 | 0.8 | 2018-12-31 | 2019-12-31 | 365 | 8.5798 | 8 | 0.57981
67994 | 8.12 | 0.8 | 2018-12-31 | 2019-12-31 | 365 | 7.4432 | 7 | 0.44317
67993 | 12.22 | 0.8 | 2018-12-31 | 2019-12-31 | 365 | 11.2014 | 11 | 0.20142
67997 | 2.6 | 1 | 2018-12-31 | 2019-12-31 | 365 | 2.9791 | 2 | 0.9791
67999 | 7.155 | 0.8 | 2018-12-31 | 2019-12-31 | 365 | 6.5586 | 6 | 0.5586
68001 | 7.28 | 0.8 | 2018-12-31 | 2019-12-31 | 365 | 6.6732 | 6 | 0.67319
68002 | 6.93 | 0.8 | 2018-12-31 | 2019-12-31 | 365 | 6.3524 | 6 | 0.35236
68004 | 4.095 | 0.8 | 2018-12-31 | 2019-12-31 | 365 | 3.7537 | 3 | 0.75367
68008 | 7.42 | 0.8 | 2018-12-31 | 2019-12-31 | 365 | 6.8015 | 6 | 0.80152
68010 | 4.68 | 0.8 | 2018-12-31 | 2019-12-31 | 365 | 4.2899 | 4 | 0.28991
68012 | 5.98 | 0.8 | 2018-12-31 | 2019-12-31 | 365 | 5.4815 | 5 | 0.48155
68011 | 9.36 | 0.8 | 2018-12-31 | 2019-12-31 | 365 | 8.5798 | 8 | 0.57981
68013 | 4.24 | 0.8 | 2018-12-31 | 2019-12-31 | 365 | 3.8866 | 3 | 0.88658
68014 | 8.12 | 0.8 | 2018-12-31 | 2019-12-31 | 365 | 7.4432 | 7 | 0.44317
68015 | 7.84 | 0.8 | 2018-12-31 | 2019-12-31 | 365 | 7.1865 | 7 | 0.18651
68018 | 7.155 | 0.8 | 2018-12-31 | 2019-12-31 | 365 | 6.5586 | 6 | 0.5586
68020 | 11.18 | 0.8 | 2018-12-31 | 2019-12-31 | 365 | 10.2481 | 10 | 0.24811
66391 | 2.43 | 1 | 2018-12-31 | 2019-12-31 | 365 | 2.7843 | 2 | 0.78431
66394 | 1.82 | 1 | 2018-12-31 | 2019-12-31 | 365 | 2.0854 | 2 | 0.085371
66392 | 10.14 | 1 | 2018-12-31 | 2019-12-31 | 365 | 11.6185 | 11 | 0.61849
66410 | 2.08 | 1 | 2018-12-31 | 2019-12-31 | 365 | 2.3833 | 2 | 0.38328
66441 | 1.82 | 1 | 2018-12-31 | 2019-12-31 | 365 | 2.0854 | 2 | 0.085371
66608 | 2.34 | 0.8 | 2018-12-31 | 2019-12-31 | 365 | 2.145 | 2 | 0.14495
66621 | 2.08 | 0.8 | 2018-12-31 | 2019-12-31 | 365 | 1.9066 | 1 | 0.90662
66712 | 2.12 | 0.8 | 2018-12-31 | 2019-12-31 | 365 | 1.9433 | 1 | 0.94329
66825 | 2.34 | 0.8 | 2018-12-31 | 2019-12-31 | 365 | 2.145 | 2 | 0.14495
62675 | 2.08 | 1 | 2018-12-31 | 2019-12-31 | 365 | 2.3833 | 2 | 0.38328
62427 | 1.59 | 1 | 2018-12-31 | 2019-12-31 | 365 | 1.8218 | 1 | 0.82183
62326 | 2.385 | 1 | 2018-12-31 | 2019-12-31 | 365 | 2.7328 | 2 | 0.73275
62488 | 4.68 | 1 | 2018-12-31 | 2019-12-31 | 365 | 5.3624 | 5 | 0.36238
59951 | 2.385 | 1 | 2018-12-31 | 2019-12-31 | 365 | 2.7328 | 2 | 0.73275
60894 | 1.59 | 1 | 2018-12-31 | 2019-12-31 | 365 | 1.8218 | 1 | 0.82183
66992 | 2.12 | 0.8 | 2018-12-31 | 2019-12-31 | 365 | 1.9433 | 1 | 0.94329
67001 | 1.56 | 0.8 | 2018-12-31 | 2019-12-31 | 365 | 1.43 | 1 | 0.42997
67109 | 3.12 | 0.8 | 2018-12-31 | 2019-12-31 | 365 | 2.8599 | 2 | 0.85994
67182 | 2.08 | 0.8 | 2018-12-31 | 2019-12-31 | 365 | 1.9066 | 1 | 0.90662
67223 | 4.94 | 0.8 | 2018-12-31 | 2019-12-31 | 365 | 4.5282 | 4 | 0.52823
66379 | 3.06 | 1 | 2018-12-31 | 2019-12-31 | 365 | 3.5062 | 3 | 0.50617
62992 | 3.9 | 1 | 2018-12-31 | 2019-12-31 | 365 | 4.4687 | 4 | 0.46865
64573 | 2.6 | 1 | 2018-12-31 | 2019-12-31 | 365 | 2.9791 | 2 | 0.9791
64404 | 2.34 | 1 | 2018-12-31 | 2019-12-31 | 365 | 2.6812 | 2 | 0.68119
64517 | 4.94 | 1 | 2018-12-31 | 2019-12-31 | 365 | 5.6603 | 5 | 0.66029
64367 | 1.855 | 1 | 2018-12-31 | 2019-12-31 | 365 | 2.1255 | 2 | 0.12547
64209 | 4.94 | 1 | 2018-12-31 | 2019-12-31 | 365 | 5.6603 | 5 | 0.66029
64223 | 2.08 | 1 | 2018-12-31 | 2019-12-31 | 365 | 2.3833 | 2 | 0.38328
63496 | 2.08 | 1 | 2018-12-31 | 2019-12-31 | 365 | 2.3833 | 2 | 0.38328
63977 | 2.08 | 1 | 2018-12-31 | 2019-12-31 | 365 | 2.3833 | 2 | 0.38328
63891 | 2.08 | 1 | 2018-12-31 | 2019-12-31 | 365 | 2.3833 | 2 | 0.38328
63849 | 2.34 | 1 | 2018-12-31 | 2019-12-31 | 365 | 2.6812 | 2 | 0.68119
65425 | 7.8 | 1 | 2018-12-31 | 2019-12-31 | 365 | 8.9373 | 8 | 0.9373
65542 | 5.565 | 1 | 2018-12-31 | 2019-12-31 | 365 | 6.3764 | 6 | 0.37642
65210 | 1.855 | 1 | 2018-12-31 | 2019-12-31 | 365 | 2.1255 | 2 | 0.12547
65232 | 14.04 | 1 | 2018-12-31 | 2019-12-31 | 365 | 16.0871 | 16 | 0.087144
67694 | 1.82 | 0.8 | 2018-12-31 | 2019-12-31 | 365 | 1.6683 | 1 | 0.6683
67851 | 3.825 | 0.8 | 2018-12-31 | 2019-12-31 | 365 | 3.5062 | 3 | 0.50617
67992 | 4.16 | 0.8 | 2018-12-31 | 2019-12-31 | 365 | 3.8132 | 3 | 0.81325
68007 | 1.855 | 0.8 | 2018-12-31 | 2019-12-31 | 365 | 1.7004 | 1 | 0.70038
68016 | 2.34 | 0.8 | 2018-12-31 | 2019-12-31 | 365 | 2.145 | 2 | 0.14495
63697 | 2.08 | 1 | 2018-12-31 | 2019-12-31 | 365 | 2.3833 | 2 | 0.38328
63659 | 2.385 | 1 | 2018-12-31 | 2019-12-31 | 365 | 2.7328 | 2 | 0.73275
67998 | 9.1 | 1 | 2018-12-31 | 2019-12-31 | 365 | 10.4269 | 10 | 0.42685
63716 | 3.9 | 1 | 2018-12-31 | 2019-12-31 | 365 | 4.4687 | 4 | 0.46865
55399 | 13.005 | 1 | 2018-12-31 | 2019-12-31 | 365 | 14.9012 | 14 | 0.90123
63854 | 7.65 | 1 | 2018-12-31 | 2019-12-31 | 365 | 8.7654 | 8 | 0.76543
59793 | 11.13 | 1 | 2018-12-31 | 2019-12-31 | 365 | 12.7528 | 12 | 0.75284
60569 | 11.13 | 1 | 2018-12-31 | 2019-12-31 | 365 | 12.7528 | 12 | 0.75284
59744 | 10.4 | 1 | 2018-12-31 | 2019-12-31 | 365 | 11.9164 | 11 | 0.9164
59881 | 10.865 | 1 | 2018-12-31 | 2019-12-31 | 365 | 12.4492 | 12 | 0.4492
60044 | 11.66 | 1 | 2018-12-31 | 2019-12-31 | 365 | 13.3601 | 13 | 0.36012
60212 | 10.4 | 1 | 2018-12-31 | 2019-12-31 | 365 | 11.9164 | 11 | 0.9164
60311 | 10.07 | 1 | 2018-12-31 | 2019-12-31 | 365 | 11.5383 | 11 | 0.53829
60574 | 10.4 | 1 | 2018-12-31 | 2019-12-31 | 365 | 11.9164 | 11 | 0.9164
60739 | 10.4 | 1 | 2018-12-31 | 2019-12-31 | 365 | 11.9164 | 11 | 0.9164
60749 | 10.335 | 1 | 2018-12-31 | 2019-12-31 | 365 | 11.8419 | 11 | 0.84193
60934 | 10.07 | 1 | 2018-12-31 | 2019-12-31 | 365 | 11.5383 | 11 | 0.53829
61023 | 11.7 | 1 | 2018-12-31 | 2019-12-31 | 365 | 13.406 | 13 | 0.40595
61062 | 10.335 | 1 | 2018-12-31 | 2019-12-31 | 365 | 11.8419 | 11 | 0.84193
61121 | 11.18 | 1 | 2018-12-31 | 2019-12-31 | 365 | 12.8101 | 12 | 0.81013
61221 | 11.395 | 1 | 2018-12-31 | 2019-12-31 | 365 | 13.0565 | 13 | 0.056482
61229 | 12.985 | 1 | 2018-12-31 | 2019-12-31 | 365 | 14.8783 | 14 | 0.87832
61363 | 10.335 | 1 | 2018-12-31 | 2019-12-31 | 365 | 11.8419 | 11 | 0.84193
61485 | 10.07 | 1 | 2018-12-31 | 2019-12-31 | 365 | 11.5383 | 11 | 0.53829
61760 | 11.44 | 1 | 2018-12-31 | 2019-12-31 | 365 | 13.108 | 13 | 0.10804
61888 | 12.22 | 1 | 2018-12-31 | 2019-12-31 | 365 | 14.0018 | 14 | 0.0017738
62011 | 10.6 | 1 | 2018-12-31 | 2019-12-31 | 365 | 12.1456 | 12 | 0.14556
62236 | 14.82 | 1 | 2018-12-31 | 2019-12-31 | 365 | 16.9809 | 16 | 0.98087
62329 | 11.925 | 1 | 2018-12-31 | 2019-12-31 | 365 | 13.6638 | 13 | 0.66376
62414 | 11.44 | 1 | 2018-12-31 | 2019-12-31 | 365 | 13.108 | 13 | 0.10804
62465 | 12.19 | 1 | 2018-12-31 | 2019-12-31 | 365 | 13.9674 | 13 | 0.9674
62461 | 10.6 | 1 | 2018-12-31 | 2019-12-31 | 365 | 12.1456 | 12 | 0.14556
62664 | 12.455 | 1 | 2018-12-31 | 2019-12-31 | 365 | 14.271 | 14 | 0.27104
62681 | 11.13 | 1 | 2018-12-31 | 2019-12-31 | 365 | 12.7528 | 12 | 0.75284
62680 | 11.66 | 1 | 2018-12-31 | 2019-12-31 | 365 | 13.3601 | 13 | 0.36012
62779 | 15.6 | 1 | 2018-12-31 | 2019-12-31 | 365 | 17.8746 | 17 | 0.8746
62858 | 10.14 | 1 | 2018-12-31 | 2019-12-31 | 365 | 11.6185 | 11 | 0.61849
62951 | 10.92 | 1 | 2018-12-31 | 2019-12-31 | 365 | 12.5122 | 12 | 0.51222
62952 | 11.44 | 1 | 2018-12-31 | 2019-12-31 | 365 | 13.108 | 13 | 0.10804
62956 | 11.96 | 1 | 2018-12-31 | 2019-12-31 | 365 | 13.7039 | 13 | 0.70386
63057 | 11.96 | 1 | 2018-12-31 | 2019-12-31 | 365 | 13.7039 | 13 | 0.70386
63090 | 11.44 | 1 | 2018-12-31 | 2019-12-31 | 365 | 13.108 | 13 | 0.10804
63168 | 11.925 | 1 | 2018-12-31 | 2019-12-31 | 365 | 13.6638 | 13 | 0.66376
63234 | 10.14 | 1 | 2018-12-31 | 2019-12-31 | 365 | 11.6185 | 11 | 0.61849
63670 | 11.475 | 1 | 2018-12-31 | 2019-12-31 | 365 | 13.1481 | 13 | 0.14815
63705 | 11.96 | 1 | 2018-12-31 | 2019-12-31 | 365 | 13.7039 | 13 | 0.70386
63709 | 10.6 | 1 | 2018-12-31 | 2019-12-31 | 365 | 12.1456 | 12 | 0.14556
63712 | 10.14 | 1 | 2018-12-31 | 2019-12-31 | 365 | 11.6185 | 11 | 0.61849
63729 | 11.18 | 1 | 2018-12-31 | 2019-12-31 | 365 | 12.8101 | 12 | 0.81013
63760 | 12.48 | 1 | 2018-12-31 | 2019-12-31 | 365 | 14.2997 | 14 | 0.29968
63773 | 10.4 | 1 | 2018-12-31 | 2019-12-31 | 365 | 11.9164 | 11 | 0.9164
63850 | 10.92 | 1 | 2018-12-31 | 2019-12-31 | 365 | 12.5122 | 12 | 0.51222
63889 | 11.7 | 1 | 2018-12-31 | 2019-12-31 | 365 | 13.406 | 13 | 0.40595
63945 | 10.4 | 1 | 2018-12-31 | 2019-12-31 | 365 | 11.9164 | 11 | 0.9164
63965 | 10.4 | 1 | 2018-12-31 | 2019-12-31 | 365 | 11.9164 | 11 | 0.9164
63996 | 10.92 | 1 | 2018-12-31 | 2019-12-31 | 365 | 12.5122 | 12 | 0.51222
64026 | 10.335 | 1 | 2018-12-31 | 2019-12-31 | 365 | 11.8419 | 11 | 0.84193
64018 | 11.44 | 1 | 2018-12-31 | 2019-12-31 | 365 | 13.108 | 13 | 0.10804
64183 | 11.395 | 1 | 2018-12-31 | 2019-12-31 | 365 | 13.0565 | 13 | 0.056482
64196 | 10.08 | 1 | 2018-12-31 | 2019-12-31 | 365 | 11.5497 | 11 | 0.54974
64532 | 10.07 | 1 | 2018-12-31 | 2019-12-31 | 365 | 11.5383 | 11 | 0.53829
64568 | 11.13 | 1 | 2018-12-31 | 2019-12-31 | 365 | 12.7528 | 12 | 0.75284
64579 | 10.07 | 1 | 2018-12-31 | 2019-12-31 | 365 | 11.5383 | 11 | 0.53829
64584 | 11.13 | 1 | 2018-12-31 | 2019-12-31 | 365 | 12.7528 | 12 | 0.75284
64742 | 10.4 | 1 | 2018-12-31 | 2019-12-31 | 365 | 11.9164 | 11 | 0.9164
64929 | 10.14 | 1 | 2018-12-31 | 2019-12-31 | 365 | 11.6185 | 11 | 0.61849
65137 | 10.07 | 1 | 2018-12-31 | 2019-12-31 | 365 | 11.5383 | 11 | 0.53829
62455 | 10.07 | 1 | 2018-12-31 | 2019-12-31 | 365 | 11.5383 | 11 | 0.53829
66180 | 14.56 | 1 | 2018-12-31 | 2019-12-31 | 365 | 16.683 | 16 | 0.68296
65922 | 6.63 | 1 | 2018-12-31 | 2019-12-31 | 365 | 7.5967 | 7 | 0.59671
65983 | 13.78 | 0.8 | 2018-12-31 | 2019-12-31 | 365 | 12.6314 | 12 | 0.63139
65924 | 10.92 | 0.8 | 2018-12-31 | 2019-12-31 | 365 | 10.0098 | 10 | 0.0097787
64866 | 13 | 1 | 2018-12-31 | 2019-12-31 | 365 | 14.8955 | 14 | 0.8955
65929 | 10.4 | 1 | 2018-12-31 | 2019-12-31 | 365 | 11.9164 | 11 | 0.9164
65943 | 10.4 | 0.8 | 2018-12-31 | 2019-12-31 | 365 | 9.5331 | 9 | 0.53312
66026 | 10.4 | 1 | 2018-12-31 | 2019-12-31 | 365 | 11.9164 | 11 | 0.9164
66027 | 10.07 | 0.8 | 2018-12-31 | 2019-12-31 | 365 | 9.2306 | 9 | 0.23063
66186 | 10.14 | 0.8 | 2018-12-31 | 2019-12-31 | 365 | 9.2948 | 9 | 0.29479
66372 | 11.22 | 1 | 2018-12-31 | 2019-12-31 | 365 | 12.856 | 12 | 0.85597
66405 | 11.18 | 1 | 2018-12-31 | 2019-12-31 | 365 | 12.8101 | 12 | 0.81013
66469 | 12.48 | 0.8 | 2018-12-31 | 2019-12-31 | 365 | 11.4397 | 11 | 0.43975
66493 | 10.08 | 0.8 | 2018-12-31 | 2019-12-31 | 365 | 9.2398 | 9 | 0.2398
66733 | 10.08 | 0.8 | 2018-12-31 | 2019-12-31 | 365 | 9.2398 | 9 | 0.2398
63981 | 12.22 | 1 | 2018-12-31 | 2019-12-31 | 365 | 14.0018 | 14 | 0.0017738
67356 | 10.865 | 0.8 | 2018-12-31 | 2019-12-31 | 365 | 9.9594 | 9 | 0.95936
67662 | 11.66 | 0.8 | 2018-12-31 | 2019-12-31 | 365 | 10.6881 | 10 | 0.6881
67838 | 11.18 | 0.8 | 2018-12-31 | 2019-12-31 | 365 | 10.2481 | 10 | 0.24811
66089 | 12.22 | 1 | 2018-12-31 | 2019-12-31 | 365 | 14.0018 | 14 | 0.0017738
66098 | 11.13 | 1 | 2018-12-31 | 2019-12-31 | 365 | 12.7528 | 12 | 0.75284
66184 | 9.36 | 0.8 | 2018-12-31 | 2019-12-31 | 365 | 8.5798 | 8 | 0.57981
66255 | 9.805 | 0.8 | 2018-12-31 | 2019-12-31 | 365 | 8.9877 | 8 | 0.98772
39717 | 14.535 | 1 | 2018-12-31 | 2019-12-31 | 365 | 16.6543 | 16 | 0.65432
66325 | 17.34 | 1 | 2018-12-31 | 2019-12-31 | 365 | 19.8683 | 19 | 0.86831
42200 | 6.5 | 1 | 2018-12-31 | 2019-12-31 | 365 | 7.4478 | 7 | 0.44775
66300 | 13 | 1 | 2018-12-31 | 2019-12-31 | 365 | 14.8955 | 14 | 0.8955
66485 | 7.155 | 1 | 2018-12-31 | 2019-12-31 | 365 | 8.1983 | 8 | 0.19826
66516 | 10.6 | 1 | 2018-12-31 | 2019-12-31 | 365 | 12.1456 | 12 | 0.14556
46713 | 12.22 | 1 | 2018-12-31 | 2019-12-31 | 365 | 14.0018 | 14 | 0.0017738
66385 | 4.59 | 1 | 2018-12-31 | 2019-12-31 | 365 | 5.2593 | 5 | 0.25926
68370 | 9.69 | 0.8 | 2018-12-31 | 2019-12-31 | 365 | 8.8823 | 8 | 0.8823
68371 | 5.98 | 0.8 | 2018-12-31 | 2019-12-31 | 365 | 5.4815 | 5 | 0.48155
68373 | 11.655 | 0.8 | 2018-12-31 | 2019-12-31 | 365 | 10.6835 | 10 | 0.68351
68374 | 9.435 | 0.8 | 2018-12-31 | 2019-12-31 | 365 | 8.6486 | 8 | 0.64856
68377 | 5.88 | 0.8 | 2018-12-31 | 2019-12-31 | 365 | 5.3899 | 5 | 0.38988
68378 | 3.78 | 0.8 | 2018-12-31 | 2019-12-31 | 365 | 3.4649 | 3 | 0.46492
68391 | 4.42 | 0.8 | 2018-12-31 | 2019-12-31 | 365 | 4.0516 | 4 | 0.051577
68393 | 5.72 | 0.8 | 2018-12-31 | 2019-12-31 | 365 | 5.2432 | 5 | 0.24322
65911 | 3.9 | 1 | 2018-12-31 | 2019-12-31 | 365 | 4.4687 | 4 | 0.46865
65411 | 5.3 | 1 | 2018-12-31 | 2019-12-31 | 365 | 6.0728 | 6 | 0.072782
64927 | 13 | 1 | 2018-12-31 | 2019-12-31 | 365 | 14.8955 | 14 | 0.8955
63924 | 5.1 | 1 | 2018-12-31 | 2019-12-31 | 365 | 5.8436 | 5 | 0.84362
65972 | 3.12 | 1 | 2018-12-31 | 2019-12-31 | 365 | 3.5749 | 3 | 0.57492
65925 | 5.2 | 1 | 2018-12-31 | 2019-12-31 | 365 | 5.9582 | 5 | 0.9582
66113 | 12.455 | 0.8 | 2018-12-31 | 2019-12-31 | 365 | 11.4168 | 11 | 0.41683
65973 | 13.26 | 0.8 | 2018-12-31 | 2019-12-31 | 365 | 12.1547 | 12 | 0.15473
66528 | 2.08 | 0.8 | 2018-12-31 | 2019-12-31 | 365 | 1.9066 | 1 | 0.90662
66094 | 2.6 | 0.8 | 2018-12-31 | 2019-12-31 | 365 | 2.3833 | 2 | 0.38328
39721 | 2.6 | 1 | 2018-12-31 | 2019-12-31 | 365 | 2.9791 | 2 | 0.9791
66611 | 12.285 | 0.8 | 2018-12-31 | 2019-12-31 | 365 | 11.261 | 11 | 0.261
66339 | 11.44 | 1 | 2018-12-31 | 2019-12-31 | 365 | 13.108 | 13 | 0.10804
68436 | 12.6 | 0.8 | 2018-12-31 | 2019-12-31 | 365 | 11.5497 | 11 | 0.54974
68439 | 4.725 | 0.8 | 2018-12-31 | 2019-12-31 | 365 | 4.3312 | 4 | 0.33115
66614 | 12.22 | 0.8 | 2018-12-31 | 2019-12-31 | 365 | 11.2014 | 11 | 0.20142
67139 | 8.505 | 0.8 | 2018-12-31 | 2019-12-31 | 365 | 7.7961 | 7 | 0.79608
68442 | 8.4 | 0.8 | 2018-12-31 | 2019-12-31 | 365 | 7.6998 | 7 | 0.69983
67284 | 6.89 | 0.8 | 2018-12-31 | 2019-12-31 | 365 | 6.3157 | 6 | 0.31569
67543 | 8.32 | 0.8 | 2018-12-31 | 2019-12-31 | 365 | 7.6265 | 7 | 0.6265
68466 | 4.41 | 0.8 | 2018-12-31 | 2019-12-31 | 365 | 4.0424 | 4 | 0.042411
68475 | 4.68 | 0.8 | 2018-12-31 | 2019-12-31 | 365 | 4.2899 | 4 | 0.28991
68476 | 10.965 | 0.8 | 2018-12-31 | 2019-12-31 | 365 | 10.051 | 10 | 0.051028
68481 | 4.08 | 0.8 | 2018-12-31 | 2019-12-31 | 365 | 3.7399 | 3 | 0.73992
68485 | 7.8 | 0.8 | 2018-12-31 | 2019-12-31 | 365 | 7.1498 | 7 | 0.14984
68486 | 2.08 | 0.8 | 2018-12-31 | 2019-12-31 | 365 | 1.9066 | 1 | 0.90662
68487 | 8.58 | 0.8 | 2018-12-31 | 2019-12-31 | 365 | 7.8648 | 7 | 0.86483
68490 | 16.64 | 0.8 | 2018-12-31 | 2019-12-31 | 365 | 15.253 | 15 | 0.253
68491 | 5.035 | 0.8 | 2018-12-31 | 2019-12-31 | 365 | 4.6153 | 4 | 0.61531
68493 | 7.28 | 0.8 | 2018-12-31 | 2019-12-31 | 365 | 6.6732 | 6 | 0.67319
68494 | 7.42 | 0.8 | 2018-12-31 | 2019-12-31 | 365 | 6.8015 | 6 | 0.80152
68495 | 7.8 | 0.8 | 2018-12-31 | 2019-12-31 | 365 | 7.1498 | 7 | 0.14984
68497 | 7.8 | 0.8 | 2018-12-31 | 2019-12-31 | 365 | 7.1498 | 7 | 0.14984
68499 | 11.44 | 0.8 | 2018-12-31 | 2019-12-31 | 365 | 10.4864 | 10 | 0.48643
68509 | 13.23 | 0.8 | 2018-12-31 | 2019-12-31 | 365 | 12.1272 | 12 | 0.12723
68510 | 11.025 | 0.8 | 2018-12-31 | 2019-12-31 | 365 | 10.106 | 10 | 0.10603
68511 | 7.54 | 0.8 | 2018-12-31 | 2019-12-31 | 365 | 6.9115 | 6 | 0.91151
68516 | 5.355 | 0.8 | 2018-12-31 | 2019-12-31 | 365 | 4.9086 | 4 | 0.90864
68522 | 9.88 | 0.8 | 2018-12-31 | 2019-12-31 | 365 | 9.0565 | 9 | 0.056466
68526 | 3.78 | 0.8 | 2018-12-31 | 2019-12-31 | 365 | 3.4649 | 3 | 0.46492
68532 | 5.2 | 0.8 | 2018-12-31 | 2019-12-31 | 365 | 4.7666 | 4 | 0.76656
68531 | 10.08 | 0.8 | 2018-12-31 | 2019-12-31 | 365 | 9.2398 | 9 | 0.2398
68538 | 6.095 | 0.8 | 2018-12-31 | 2019-12-31 | 365 | 5.587 | 5 | 0.58696
68539 | 6.5 | 0.8 | 2018-12-31 | 2019-12-31 | 365 | 5.9582 | 5 | 0.9582
68540 | 8.06 | 0.8 | 2018-12-31 | 2019-12-31 | 365 | 7.3882 | 7 | 0.38817
68542 | 9.765 | 0.8 | 2018-12-31 | 2019-12-31 | 365 | 8.9511 | 8 | 0.95105
68544 | 8.505 | 0.8 | 2018-12-31 | 2019-12-31 | 365 | 7.7961 | 7 | 0.79608
68545 | 3.9 | 0.8 | 2018-12-31 | 2019-12-31 | 365 | 3.5749 | 3 | 0.57492
68546 | 3.38 | 0.8 | 2018-12-31 | 2019-12-31 | 365 | 3.0983 | 3 | 0.098265
68570 | 11.2 | 0.8 | 2018-12-31 | 2019-12-31 | 365 | 10.2664 | 10 | 0.26644
68574 | 3.36 | 0.8 | 2018-12-31 | 2019-12-31 | 365 | 3.0799 | 3 | 0.079932
68577 | 5.04 | 0.8 | 2018-12-31 | 2019-12-31 | 365 | 4.6199 | 4 | 0.6199
68580 | 5.46 | 0.8 | 2018-12-31 | 2019-12-31 | 365 | 5.0049 | 5 | 0.0048893
68583 | 5.88 | 0.8 | 2018-12-31 | 2019-12-31 | 365 | 5.3899 | 5 | 0.38988
68586 | 4.94 | 0.8 | 2018-12-31 | 2019-12-31 | 365 | 4.5282 | 4 | 0.52823
68589 | 4.68 | 0.8 | 2018-12-31 | 2019-12-31 | 365 | 4.2899 | 4 | 0.28991
68592 | 14 | 0.8 | 2018-12-31 | 2019-12-31 | 365 | 12.833 | 12 | 0.83305
68598 | 11.76 | 0.8 | 2018-12-31 | 2019-12-31 | 365 | 10.7798 | 10 | 0.77976
68601 | 10.08 | 0.8 | 2018-12-31 | 2019-12-31 | 365 | 9.2398 | 9 | 0.2398
68602 | 5.04 | 0.8 | 2018-12-31 | 2019-12-31 | 365 | 4.6199 | 4 | 0.6199
68603 | 6.72 | 0.8 | 2018-12-31 | 2019-12-31 | 365 | 6.1599 | 6 | 0.15986
68604 | 7.84 | 0.8 | 2018-12-31 | 2019-12-31 | 365 | 7.1865 | 7 | 0.18651
68605 | 7.56 | 0.8 | 2018-12-31 | 2019-12-31 | 365 | 6.9298 | 6 | 0.92985
68606 | 9.45 | 0.8 | 2018-12-31 | 2019-12-31 | 365 | 8.6623 | 8 | 0.66231
68607 | 7.84 | 0.8 | 2018-12-31 | 2019-12-31 | 365 | 7.1865 | 7 | 0.18651
68608 | 6.447 | 0.8 | 2018-12-31 | 2019-12-31 | 365 | 5.9096 | 5 | 0.90962
68609 | 6.76 | 0.8 | 2018-12-31 | 2019-12-31 | 365 | 6.1965 | 6 | 0.19653
68610 | 7.65 | 0.8 | 2018-12-31 | 2019-12-31 | 365 | 7.0123 | 7 | 0.012345
68611 | 13.26 | 0.8 | 2018-12-31 | 2019-12-31 | 365 | 12.1547 | 12 | 0.15473
68612 | 5.98 | 0.8 | 2018-12-31 | 2019-12-31 | 365 | 5.4815 | 5 | 0.48155
68613 | 10.92 | 0.8 | 2018-12-31 | 2019-12-31 | 365 | 10.0098 | 10 | 0.0097787
68614 | 7.54 | 0.8 | 2018-12-31 | 2019-12-31 | 365 | 6.9115 | 6 | 0.91151
68616 | 13.25 | 0.8 | 2018-12-31 | 2019-12-31 | 365 | 12.1456 | 12 | 0.14556
68625 | 9.52 | 0.8 | 2018-12-31 | 2019-12-31 | 365 | 8.7265 | 8 | 0.72647
68626 | 8.4 | 0.8 | 2018-12-31 | 2019-12-31 | 365 | 7.6998 | 7 | 0.69983
68627 | 2.24 | 0.8 | 2018-12-31 | 2019-12-31 | 365 | 2.0533 | 2 | 0.053288
68628 | 5.67 | 0.8 | 2018-12-31 | 2019-12-31 | 365 | 5.1974 | 5 | 0.19739
68630 | 2.86 | 0.8 | 2018-12-31 | 2019-12-31 | 365 | 2.6216 | 2 | 0.62161
68631 | 5.2 | 0.8 | 2018-12-31 | 2019-12-31 | 365 | 4.7666 | 4 | 0.76656
68632 | 7 | 0.8 | 2018-12-31 | 2019-12-31 | 365 | 6.4165 | 6 | 0.41652
68635 | 7.56 | 0.8 | 2018-12-31 | 2019-12-31 | 365 | 6.9298 | 6 | 0.92985
68637 | 2.08 | 0.8 | 2018-12-31 | 2019-12-31 | 365 | 1.9066 | 1 | 0.90662
68638 | 9.135 | 0.8 | 2018-12-31 | 2019-12-31 | 365 | 8.3736 | 8 | 0.37356
68641 | 5.88 | 0.8 | 2018-12-31 | 2019-12-31 | 365 | 5.3899 | 5 | 0.38988
68643 | 10.64 | 0.8 | 2018-12-31 | 2019-12-31 | 365 | 9.7531 | 9 | 0.75312
68644 | 5.72 | 0.8 | 2018-12-31 | 2019-12-31 | 365 | 5.2432 | 5 | 0.24322
68646 | 3.36 | 0.8 | 2018-12-31 | 2019-12-31 | 365 | 3.0799 | 3 | 0.079932
68679 | 2.205 | 0.8 | 2018-12-31 | 2019-12-31 | 365 | 2.0212 | 2 | 0.021205
68681 | 4.16 | 0.8 | 2018-12-31 | 2019-12-31 | 365 | 3.8132 | 3 | 0.81325
68687 | 7.245 | 0.8 | 2018-12-31 | 2019-12-31 | 365 | 6.6411 | 6 | 0.6411
68688 | 7.02 | 0.8 | 2018-12-31 | 2019-12-31 | 365 | 6.4349 | 6 | 0.43486
68690 | 5.72 | 0.8 | 2018-12-31 | 2019-12-31 | 365 | 5.2432 | 5 | 0.24322
68696 | 14.04 | 0.8 | 2018-12-31 | 2019-12-31 | 365 | 12.8697 | 12 | 0.86972
68697 | 4.42 | 0.8 | 2018-12-31 | 2019-12-31 | 365 | 4.0516 | 4 | 0.051577
68698 | 14 | 0.8 | 2018-12-31 | 2019-12-31 | 365 | 12.833 | 12 | 0.83305
68699 | 1.96 | 0.8 | 2018-12-31 | 2019-12-31 | 365 | 1.7966 | 1 | 0.79663
68700 | 7.28 | 0.8 | 2018-12-31 | 2019-12-31 | 365 | 6.6732 | 6 | 0.67319
68701 | 9.36 | 0.8 | 2018-12-31 | 2019-12-31 | 365 | 8.5798 | 8 | 0.57981
68702 | 5.67 | 0.8 | 2018-12-31 | 2019-12-31 | 365 | 5.1974 | 5 | 0.19739
68703 | 8.505 | 0.8 | 2018-12-31 | 2019-12-31 | 365 | 7.7961 | 7 | 0.79608
68704 | 7.56 | 0.8 | 2018-12-31 | 2019-12-31 | 365 | 6.9298 | 6 | 0.92985
68705 | 6.76 | 0.8 | 2018-12-31 | 2019-12-31 | 365 | 6.1965 | 6 | 0.19653
68706 | 4.48 | 0.8 | 2018-12-31 | 2019-12-31 | 365 | 4.1066 | 4 | 0.10658
68708 | 3.64 | 0.8 | 2018-12-31 | 2019-12-31 | 365 | 3.3366 | 3 | 0.33659
68709 | 13.78 | 0.8 | 2018-12-31 | 2019-12-31 | 365 | 12.6314 | 12 | 0.63139
68710 | 8.32 | 0.8 | 2018-12-31 | 2019-12-31 | 365 | 7.6265 | 7 | 0.6265
68711 | 8.82 | 0.8 | 2018-12-31 | 2019-12-31 | 365 | 8.0848 | 8 | 0.084821
68712 | 6.5 | 0.8 | 2018-12-31 | 2019-12-31 | 365 | 5.9582 | 5 | 0.9582
68713 | 13.44 | 0.8 | 2018-12-31 | 2019-12-31 | 365 | 12.3197 | 12 | 0.31973
68714 | 8.82 | 0.8 | 2018-12-31 | 2019-12-31 | 365 | 8.0848 | 8 | 0.084821
68716 | 6.615 | 0.8 | 2018-12-31 | 2019-12-31 | 365 | 6.0636 | 6 | 0.063616
66290 | 7.95 | 1 | 2018-12-31 | 2019-12-31 | 365 | 9.1092 | 9 | 0.10917
66352 | 5.72 | 1 | 2018-12-31 | 2019-12-31 | 365 | 6.554 | 6 | 0.55402
66399 | 7.54 | 1 | 2018-12-31 | 2019-12-31 | 365 | 8.6394 | 8 | 0.63939
66430 | 9.01 | 1 | 2018-12-31 | 2019-12-31 | 365 | 10.3237 | 10 | 0.32373
68707 | 12.74 | 0.8 | 2018-12-31 | 2019-12-31 | 365 | 11.6781 | 11 | 0.67808
66378 | 6.24 | 1 | 2018-12-31 | 2019-12-31 | 365 | 7.1498 | 7 | 0.14984
39503 | 7.54 | 1 | 2018-12-31 | 2019-12-31 | 365 | 8.6394 | 8 | 0.63939
68488 | 5.565 | 0.8 | 2018-12-31 | 2019-12-31 | 365 | 5.1011 | 5 | 0.10114
68615 | 11.96 | 0.8 | 2018-12-31 | 2019-12-31 | 365 | 10.9631 | 10 | 0.96309
68740 | 3.975 | 0.8 | 2018-12-31 | 2019-12-31 | 365 | 3.6437 | 3 | 0.64367
68743 | 13.52 | 0.8 | 2018-12-31 | 2019-12-31 | 365 | 12.3931 | 12 | 0.39306
68747 | 3.315 | 0.8 | 2018-12-31 | 2019-12-31 | 365 | 3.0387 | 3 | 0.038683
68748 | 11.2 | 0.8 | 2018-12-31 | 2019-12-31 | 365 | 10.2664 | 10 | 0.26644
68750 | 9.52 | 0.8 | 2018-12-31 | 2019-12-31 | 365 | 8.7265 | 8 | 0.72647
68752 | 2.34 | 0.8 | 2018-12-31 | 2019-12-31 | 365 | 2.145 | 2 | 0.14495
68753 | 9.45 | 0.8 | 2018-12-31 | 2019-12-31 | 365 | 8.6623 | 8 | 0.66231
68754 | 9.36 | 0.8 | 2018-12-31 | 2019-12-31 | 365 | 8.5798 | 8 | 0.57981
68758 | 6.16 | 0.8 | 2018-12-31 | 2019-12-31 | 365 | 5.6465 | 5 | 0.64654
68760 | 7.56 | 0.8 | 2018-12-31 | 2019-12-31 | 365 | 6.9298 | 6 | 0.92985
68763 | 3.975 | 0.8 | 2018-12-31 | 2019-12-31 | 365 | 3.6437 | 3 | 0.64367
68772 | 6.36 | 0.8 | 2018-12-31 | 2019-12-31 | 365 | 5.8299 | 5 | 0.82987
68773 | 3.36 | 0.8 | 2018-12-31 | 2019-12-31 | 365 | 3.0799 | 3 | 0.079932
68775 | 12.04 | 0.8 | 2018-12-31 | 2019-12-31 | 365 | 11.0364 | 11 | 0.036423
68776 | 5.565 | 0.8 | 2018-12-31 | 2019-12-31 | 365 | 5.1011 | 5 | 0.10114
68777 | 6.16 | 0.8 | 2018-12-31 | 2019-12-31 | 365 | 5.6465 | 5 | 0.64654
68778 | 12.915 | 0.8 | 2018-12-31 | 2019-12-31 | 365 | 11.8385 | 11 | 0.83849
68780 | 2.915 | 0.8 | 2018-12-31 | 2019-12-31 | 365 | 2.672 | 2 | 0.67202
68808 | 8.75 | 0.8 | 2018-12-31 | 2019-12-31 | 365 | 8.0207 | 8 | 0.020656
68811 | 8.82 | 0.8 | 2018-12-31 | 2019-12-31 | 365 | 8.0848 | 8 | 0.084821
68814 | 3.12 | 0.8 | 2018-12-31 | 2019-12-31 | 365 | 2.8599 | 2 | 0.85994
68815 | 9.765 | 0.8 | 2018-12-31 | 2019-12-31 | 365 | 8.9511 | 8 | 0.95105
68817 | 7.84 | 0.8 | 2018-12-31 | 2019-12-31 | 365 | 7.1865 | 7 | 0.18651
68857 | 4.68 | 0.8 | 2018-12-31 | 2019-12-31 | 365 | 4.2899 | 4 | 0.28991
68859 | 2.86 | 0.8 | 2018-12-31 | 2019-12-31 | 365 | 2.6216 | 2 | 0.62161
68863 | 6.72 | 0.8 | 2018-12-31 | 2019-12-31 | 365 | 6.1599 | 6 | 0.15986
68866 | 11.34 | 0.8 | 2018-12-31 | 2019-12-31 | 365 | 10.3948 | 10 | 0.39477
68867 | 4.76 | 0.8 | 2018-12-31 | 2019-12-31 | 365 | 4.3632 | 4 | 0.36324
68877 | 10.14 | 0.8 | 2018-12-31 | 2019-12-31 | 365 | 9.2948 | 9 | 0.29479
68881 | 9.765 | 0.8 | 2018-12-31 | 2019-12-31 | 365 | 8.9511 | 8 | 0.95105
68883 | 6.93 | 0.8 | 2018-12-31 | 2019-12-31 | 365 | 6.3524 | 6 | 0.35236
68889 | 4.41 | 0.8 | 2018-12-31 | 2019-12-31 | 365 | 4.0424 | 4 | 0.042411
68893 | 4.68 | 0.8 | 2018-12-31 | 2019-12-31 | 365 | 4.2899 | 4 | 0.28991
68894 | 7.875 | 0.8 | 2018-12-31 | 2019-12-31 | 365 | 7.2186 | 7 | 0.21859
68895 | 8.96 | 0.8 | 2018-12-31 | 2019-12-31 | 365 | 8.2132 | 8 | 0.21315
68896 | 3.12 | 0.8 | 2018-12-31 | 2019-12-31 | 365 | 2.8599 | 2 | 0.85994
68897 | 5.2 | 0.8 | 2018-12-31 | 2019-12-31 | 365 | 4.7666 | 4 | 0.76656
68899 | 9.88 | 0.8 | 2018-12-31 | 2019-12-31 | 365 | 9.0565 | 9 | 0.056466
68900 | 6.76 | 0.8 | 2018-12-31 | 2019-12-31 | 365 | 6.1965 | 6 | 0.19653
68901 | 4.48 | 0.8 | 2018-12-31 | 2019-12-31 | 365 | 4.1066 | 4 | 0.10658
68902 | 12.455 | 0.8 | 2018-12-31 | 2019-12-31 | 365 | 11.4168 | 11 | 0.41683
68904 | 10.4 | 0.8 | 2018-12-31 | 2019-12-31 | 365 | 9.5331 | 9 | 0.53312
68906 | 7.02 | 0.8 | 2018-12-31 | 2019-12-31 | 365 | 6.4349 | 6 | 0.43486
68911 | 13.8 | 0.8 | 2018-12-31 | 2019-12-31 | 365 | 12.6497 | 12 | 0.64972
68936 | 5.04 | 0.8 | 2018-12-31 | 2019-12-31 | 365 | 4.6199 | 4 | 0.6199
68940 | 3.78 | 0.8 | 2018-12-31 | 2019-12-31 | 365 | 3.4649 | 3 | 0.46492
68942 | 2.34 | 0.8 | 2018-12-31 | 2019-12-31 | 365 | 2.145 | 2 | 0.14495
68943 | 10.4 | 0.8 | 2018-12-31 | 2019-12-31 | 365 | 9.5331 | 9 | 0.53312
68945 | 6.76 | 0.8 | 2018-12-31 | 2019-12-31 | 365 | 6.1965 | 6 | 0.19653
68947 | 5.72 | 0.8 | 2018-12-31 | 2019-12-31 | 365 | 5.2432 | 5 | 0.24322
68948 | 4.48 | 0.8 | 2018-12-31 | 2019-12-31 | 365 | 4.1066 | 4 | 0.10658
68950 | 4.48 | 0.8 | 2018-12-31 | 2019-12-31 | 365 | 4.1066 | 4 | 0.10658
68951 | 1.68 | 0.8 | 2018-12-31 | 2019-12-31 | 365 | 1.54 | 1 | 0.53997
68952 | 14.3 | 0.8 | 2018-12-31 | 2019-12-31 | 365 | 13.108 | 13 | 0.10804
68975 | 14.04 | 0.8 | 2018-12-31 | 2019-12-31 | 365 | 12.8697 | 12 | 0.86972
68979 | 2.52 | 0.8 | 2018-12-31 | 2019-12-31 | 365 | 2.3099 | 2 | 0.30995
68980 | 11.18 | 0.8 | 2018-12-31 | 2019-12-31 | 365 | 10.2481 | 10 | 0.24811
68981 | 11.655 | 0.8 | 2018-12-31 | 2019-12-31 | 365 | 10.6835 | 10 | 0.68351
68982 | 5.88 | 0.8 | 2018-12-31 | 2019-12-31 | 365 | 5.3899 | 5 | 0.38988
68983 | 8.58 | 0.8 | 2018-12-31 | 2019-12-31 | 365 | 7.8648 | 7 | 0.86483
68984 | 5.2 | 0.8 | 2018-12-31 | 2019-12-31 | 365 | 4.7666 | 4 | 0.76656
68985 | 3.12 | 0.8 | 2018-12-31 | 2019-12-31 | 365 | 2.8599 | 2 | 0.85994
68986 | 10.92 | 0.8 | 2018-12-31 | 2019-12-31 | 365 | 10.0098 | 10 | 0.0097787
68989 | 5.6 | 0.8 | 2018-12-31 | 2019-12-31 | 365 | 5.1332 | 5 | 0.13322
69014 | 14.04 | 0.8 | 2018-12-31 | 2019-12-31 | 365 | 12.8697 | 12 | 0.86972
69023 | 6.12 | 0.8 | 2018-12-31 | 2019-12-31 | 365 | 5.6099 | 5 | 0.60988
69024 | 11.96 | 0.8 | 2018-12-31 | 2019-12-31 | 365 | 10.9631 | 10 | 0.96309
69025 | 7.245 | 0.8 | 2018-12-31 | 2019-12-31 | 365 | 6.6411 | 6 | 0.6411
69026 | 10.66 | 0.8 | 2018-12-31 | 2019-12-31 | 365 | 9.7715 | 9 | 0.77145
69058 | 6.76 | 0.8 | 2018-12-31 | 2019-12-31 | 365 | 6.1965 | 6 | 0.19653
69060 | 5.355 | 0.8 | 2018-12-31 | 2019-12-31 | 365 | 4.9086 | 4 | 0.90864
69066 | 8.84 | 0.8 | 2018-12-31 | 2019-12-31 | 365 | 8.1032 | 8 | 0.10315
69063 | 8.32 | 0.8 | 2018-12-31 | 2019-12-31 | 365 | 7.6265 | 7 | 0.6265
69069 | 7.28 | 0.8 | 2018-12-31 | 2019-12-31 | 365 | 6.6732 | 6 | 0.67319
69071 | 5.2 | 0.8 | 2018-12-31 | 2019-12-31 | 365 | 4.7666 | 4 | 0.76656
69073 | 2.86 | 0.8 | 2018-12-31 | 2019-12-31 | 365 | 2.6216 | 2 | 0.62161
69074 | 7.28 | 0.8 | 2018-12-31 | 2019-12-31 | 365 | 6.6732 | 6 | 0.67319
69076 | 10.07 | 0.8 | 2018-12-31 | 2019-12-31 | 365 | 9.2306 | 9 | 0.23063
69078 | 3.64 | 0.8 | 2018-12-31 | 2019-12-31 | 365 | 3.3366 | 3 | 0.33659
69113 | 2.08 | 0.8 | 2018-12-31 | 2019-12-31 | 365 | 1.9066 | 1 | 0.90662
69112 | 5.04 | 0.8 | 2018-12-31 | 2019-12-31 | 365 | 4.6199 | 4 | 0.6199
69120 | 4.68 | 0.8 | 2018-12-31 | 2019-12-31 | 365 | 4.2899 | 4 | 0.28991
69122 | 3.92 | 0.8 | 2018-12-31 | 2019-12-31 | 365 | 3.5933 | 3 | 0.59325
69126 | 5.46 | 0.8 | 2018-12-31 | 2019-12-31 | 365 | 5.0049 | 5 | 0.0048893
69130 | 13.545 | 0.8 | 2018-12-31 | 2019-12-31 | 365 | 12.416 | 12 | 0.41598
69132 | 4.41 | 0.8 | 2018-12-31 | 2019-12-31 | 365 | 4.0424 | 4 | 0.042411
66245 | 30.16 | 0.9 | 2018-12-31 | 2019-12-31 | 365 | 31.1018 | 31 | 0.10181
67857 | 3.71 | 0.8 | 2018-12-31 | 2019-12-31 | 365 | 3.4008 | 3 | 0.40076
67664 | 12.74 | 0.8 | 2018-12-31 | 2019-12-31 | 365 | 11.6781 | 11 | 0.67808
67692 | 5.67 | 0.8 | 2018-12-31 | 2019-12-31 | 365 | 5.1974 | 5 | 0.19739
67608 | 8.58 | 0.8 | 2018-12-31 | 2019-12-31 | 365 | 7.8648 | 7 | 0.86483
69027 | 10.92 | 0.8 | 2018-12-31 | 2019-12-31 | 365 | 10.0098 | 10 | 0.0097787
69147 | 8.68 | 0.8 | 2018-12-31 | 2019-12-31 | 365 | 7.9565 | 7 | 0.95649
69168 | 10.965 | 1 | 2018-12-31 | 2019-12-31 | 365 | 12.5638 | 12 | 0.56378
69175 | 11.76 | 0.8 | 2018-12-31 | 2019-12-31 | 365 | 10.7798 | 10 | 0.77976
69185 | 6.89 | 0.8 | 2018-12-31 | 2019-12-31 | 365 | 6.3157 | 6 | 0.31569
69189 | 10.08 | 0.8 | 2018-12-31 | 2019-12-31 | 365 | 9.2398 | 9 | 0.2398
69186 | 6.24 | 0.8 | 2018-12-31 | 2019-12-31 | 365 | 5.7199 | 5 | 0.71987
69191 | 6.36 | 0.8 | 2018-12-31 | 2019-12-31 | 365 | 5.8299 | 5 | 0.82987
69195 | 6.72 | 0.8 | 2018-12-31 | 2019-12-31 | 365 | 6.1599 | 6 | 0.15986
69210 | 5.035 | 0.8 | 2018-12-31 | 2019-12-31 | 365 | 4.6153 | 4 | 0.61531
69212 | 7.875 | 0.8 | 2018-12-31 | 2019-12-31 | 365 | 7.2186 | 7 | 0.21859
69215 | 6.095 | 0.8 | 2018-12-31 | 2019-12-31 | 365 | 5.587 | 5 | 0.58696
69216 | 5.04 | 0.8 | 2018-12-31 | 2019-12-31 | 365 | 4.6199 | 4 | 0.6199
69217 | 3.38 | 0.8 | 2018-12-31 | 2019-12-31 | 365 | 3.0983 | 3 | 0.098265
69254 | 6.44 | 0.8 | 2018-12-31 | 2019-12-31 | 365 | 5.9032 | 5 | 0.9032
69259 | 5.04 | 0.8 | 2018-12-31 | 2019-12-31 | 365 | 4.6199 | 4 | 0.6199
69264 | 9.6 | 0.8 | 2018-12-31 | 2019-12-31 | 365 | 8.7998 | 8 | 0.79981
50718 | 7.54 | 1 | 2018-12-31 | 2019-12-31 | 365 | 8.6394 | 8 | 0.63939
64567 | 12.22 | 1 | 2018-12-31 | 2019-12-31 | 365 | 14.0018 | 14 | 0.0017738
66022 | 9.88 | 1 | 2018-12-31 | 2019-12-31 | 365 | 11.3206 | 11 | 0.32058
69298 | 3.15 | 0.8 | 2018-12-31 | 2019-12-31 | 365 | 2.8874 | 2 | 0.88744
69300 | 6.16 | 0.8 | 2018-12-31 | 2019-12-31 | 365 | 5.6465 | 5 | 0.64654
69302 | 5.1 | 0.8 | 2018-12-31 | 2019-12-31 | 365 | 4.6749 | 4 | 0.6749
69303 | 10.6 | 0.8 | 2018-12-31 | 2019-12-31 | 365 | 9.7165 | 9 | 0.71645
69305 | 3.36 | 0.8 | 2018-12-31 | 2019-12-31 | 365 | 3.0799 | 3 | 0.079932
66390 | 2.08 | 1 | 2018-12-31 | 2019-12-31 | 365 | 2.3833 | 2 | 0.38328
66542 | 11.44 | 0.8 | 2018-12-31 | 2019-12-31 | 365 | 10.4864 | 10 | 0.48643
66536 | 10.4 | 0.8 | 2018-12-31 | 2019-12-31 | 365 | 9.5331 | 9 | 0.53312
66605 | 14.04 | 0.8 | 2018-12-31 | 2019-12-31 | 365 | 12.8697 | 12 | 0.86972
66635 | 12.22 | 0.8 | 2018-12-31 | 2019-12-31 | 365 | 11.2014 | 11 | 0.20142
66731 | 11.44 | 0.8 | 2018-12-31 | 2019-12-31 | 365 | 10.4864 | 10 | 0.48643
69340 | 9.1 | 0.8 | 2018-12-31 | 2019-12-31 | 365 | 8.3415 | 8 | 0.34148
69349 | 2.52 | 0.8 | 2018-12-31 | 2019-12-31 | 365 | 2.3099 | 2 | 0.30995
69352 | 10.36 | 0.8 | 2018-12-31 | 2019-12-31 | 365 | 9.4965 | 9 | 0.49646
69350 | 3.78 | 1 | 2018-12-31 | 2019-12-31 | 365 | 4.3312 | 4 | 0.33115
69354 | 7 | 0.8 | 2018-12-31 | 2019-12-31 | 365 | 6.4165 | 6 | 0.41652
67281 | 3.18 | 0.8 | 2018-12-31 | 2019-12-31 | 365 | 2.9149 | 2 | 0.91494
67241 | 2.44 | 0.8 | 2018-12-31 | 2019-12-31 | 365 | 2.2366 | 2 | 0.23662
67464 | 7.8 | 0.8 | 2018-12-31 | 2019-12-31 | 365 | 7.1498 | 7 | 0.14984
67545 | 7.42 | 0.8 | 2018-12-31 | 2019-12-31 | 365 | 6.8015 | 6 | 0.80152
67607 | 14.04 | 0.8 | 2018-12-31 | 2019-12-31 | 365 | 12.8697 | 12 | 0.86972
66179 | 4.08 | 0.8 | 2018-12-31 | 2019-12-31 | 365 | 3.7399 | 3 | 0.73992
66244 | 10.66 | 1 | 2018-12-31 | 2019-12-31 | 365 | 12.2143 | 12 | 0.21431
69468 | 5.035 | 0.8 | 2018-12-31 | 2019-12-31 | 365 | 4.6153 | 4 | 0.61531
69470 | 2.08 | 0.8 | 2018-12-31 | 2019-12-31 | 365 | 1.9066 | 1 | 0.90662
69472 | 7.8 | 0.8 | 2018-12-31 | 2019-12-31 | 365 | 7.1498 | 7 | 0.14984
69475 | 6.3 | 0.8 | 2018-12-31 | 2019-12-31 | 365 | 5.7749 | 5 | 0.77487
69481 | 11.2 | 0.8 | 2018-12-31 | 2019-12-31 | 365 | 10.2664 | 10 | 0.26644
69523 | 6.24 | 0.8 | 2018-12-31 | 2019-12-31 | 365 | 5.7199 | 5 | 0.71987
69527 | 6.89 | 0.8 | 2018-12-31 | 2019-12-31 | 365 | 6.3157 | 6 | 0.31569
69528 | 2.1 | 0.8 | 2018-12-31 | 2019-12-31 | 365 | 1.925 | 1 | 0.92496
69262 | 6.6 | 0.8 | 2018-12-31 | 2019-12-31 | 365 | 6.0499 | 6 | 0.049866
69545 | 3.6 | 0.8 | 2018-12-31 | 2019-12-31 | 365 | 3.2999 | 3 | 0.29993
69351 | 3.12 | 0.8 | 2018-12-31 | 2019-12-31 | 365 | 2.8599 | 2 | 0.85994
69547 | 3.92 | 0.8 | 2018-12-31 | 2019-12-31 | 365 | 3.5933 | 3 | 0.59325
69558 | 6.615 | 0.8 | 2018-12-31 | 2019-12-31 | 365 | 6.0636 | 6 | 0.063616
69559 | 8.4 | 0.8 | 2018-12-31 | 2019-12-31 | 365 | 7.6998 | 7 | 0.69983
69560 | 9.88 | 0.8 | 2018-12-31 | 2019-12-31 | 365 | 9.0565 | 9 | 0.056466
69561 | 4.68 | 0.8 | 2018-12-31 | 2019-12-31 | 365 | 4.2899 | 4 | 0.28991
69563 | 1.96 | 0.8 | 2018-12-31 | 2019-12-31 | 365 | 1.7966 | 1 | 0.79663
69569 | 1.89 | 0.8 | 2018-12-31 | 2019-12-31 | 365 | 1.7325 | 1 | 0.73246
69571 | 8.68 | 0.8 | 2018-12-31 | 2019-12-31 | 365 | 7.9565 | 7 | 0.95649
69572 | 12.04 | 0.8 | 2018-12-31 | 2019-12-31 | 365 | 11.0364 | 11 | 0.036423
69575 | 2.6 | 0.8 | 2018-12-31 | 2019-12-31 | 365 | 2.3833 | 2 | 0.38328
69194 | 4.94 | 0.8 | 2018-12-31 | 2019-12-31 | 365 | 4.5282 | 4 | 0.52823
69581 | 20.54 | 0.8 | 2018-12-31 | 2019-12-31 | 365 | 18.8279 | 18 | 0.82792
69190 | 5.67 | 0.8 | 2018-12-31 | 2019-12-31 | 365 | 5.1974 | 5 | 0.19739
69193 | 12.285 | 0.8 | 2018-12-31 | 2019-12-31 | 365 | 11.261 | 11 | 0.261
69585 | 9.275 | 0.8 | 2018-12-31 | 2019-12-31 | 365 | 8.5019 | 8 | 0.5019
69597 | 2.6 | 0.8 | 2018-12-31 | 2019-12-31 | 365 | 2.3833 | 2 | 0.38328
69598 | 2.52 | 0.8 | 2018-12-31 | 2019-12-31 | 365 | 2.3099 | 2 | 0.30995
69601 | 6.16 | 0.8 | 2018-12-31 | 2019-12-31 | 365 | 5.6465 | 5 | 0.64654
69602 | 14 | 0.8 | 2018-12-31 | 2019-12-31 | 365 | 12.833 | 12 | 0.83305
69603 | 2.4 | 0.8 | 2018-12-31 | 2019-12-31 | 365 | 2.2 | 2 | 0.19995
69605 | 13.52 | 0.8 | 2018-12-31 | 2019-12-31 | 365 | 12.3931 | 12 | 0.39306
69606 | 9.24 | 0.8 | 2018-12-31 | 2019-12-31 | 365 | 8.4698 | 8 | 0.46981
69608 | 8.16 | 0.8 | 2018-12-31 | 2019-12-31 | 365 | 7.4798 | 7 | 0.47983
69610 | 3.92 | 0.8 | 2018-12-31 | 2019-12-31 | 365 | 3.5933 | 3 | 0.59325
69613 | 14 | 0.8 | 2018-12-31 | 2019-12-31 | 365 | 12.833 | 12 | 0.83305
69604 | 6.9 | 0.8 | 2018-12-31 | 2019-12-31 | 365 | 6.3249 | 6 | 0.32486
69616 | 11.7 | 0.8 | 2018-12-31 | 2019-12-31 | 365 | 10.7248 | 10 | 0.72476
69617 | 3.64 | 0.8 | 2018-12-31 | 2019-12-31 | 365 | 3.3366 | 3 | 0.33659
69619 | 6.72 | 0.8 | 2018-12-31 | 2019-12-31 | 365 | 6.1599 | 6 | 0.15986
69622 | 4.76 | 0.8 | 2018-12-31 | 2019-12-31 | 365 | 4.3632 | 4 | 0.36324
69626 | 6.44 | 0.8 | 2018-12-31 | 2019-12-31 | 365 | 5.9032 | 5 | 0.9032
69627 | 5.7 | 0.8 | 2018-12-31 | 2019-12-31 | 365 | 5.2249 | 5 | 0.22488
69628 | 10.8 | 0.8 | 2018-12-31 | 2019-12-31 | 365 | 9.8998 | 9 | 0.89978
69629 | 8.82 | 0.8 | 2018-12-31 | 2019-12-31 | 365 | 8.0848 | 8 | 0.084821
69631 | 7.8 | 0.8 | 2018-12-31 | 2019-12-31 | 365 | 7.1498 | 7 | 0.14984
69632 | 14.04 | 0.8 | 2018-12-31 | 2019-12-31 | 365 | 12.8697 | 12 | 0.86972
69633 | 5.6 | 0.8 | 2018-12-31 | 2019-12-31 | 365 | 5.1332 | 5 | 0.13322
69634 | 8.68 | 0.8 | 2018-12-31 | 2019-12-31 | 365 | 7.9565 | 7 | 0.95649
69635 | 2.4 | 0.8 | 2018-12-31 | 2019-12-31 | 365 | 2.2 | 2 | 0.19995
69636 | 6.72 | 0.8 | 2018-12-31 | 2019-12-31 | 365 | 6.1599 | 6 | 0.15986
69637 | 8.12 | 0.8 | 2018-12-31 | 2019-12-31 | 365 | 7.4432 | 7 | 0.44317
69638 | 9.62 | 0.8 | 2018-12-31 | 2019-12-31 | 365 | 8.8181 | 8 | 0.81814
69639 | 8.82 | 0.8 | 2018-12-31 | 2019-12-31 | 365 | 8.0848 | 8 | 0.084821
69640 | 6.3 | 0.8 | 2018-12-31 | 2019-12-31 | 365 | 5.7749 | 5 | 0.77487
69641 | 6.615 | 0.8 | 2018-12-31 | 2019-12-31 | 365 | 6.0636 | 6 | 0.063616
69642 | 4.5 | 0.8 | 2018-12-31 | 2019-12-31 | 365 | 4.1249 | 4 | 0.12491
69643 | 4.94 | 0.8 | 2018-12-31 | 2019-12-31 | 365 | 4.5282 | 4 | 0.52823
69644 | 7.02 | 0.8 | 2018-12-31 | 2019-12-31 | 365 | 6.4349 | 6 | 0.43486
69645 | 12.04 | 0.8 | 2018-12-31 | 2019-12-31 | 365 | 11.0364 | 11 | 0.036423
69661 | 6.16 | 0.8 | 2018-12-31 | 2019-12-31 | 365 | 5.6465 | 5 | 0.64654
69663 | 13.16 | 0.8 | 2018-12-31 | 2019-12-31 | 365 | 12.0631 | 12 | 0.063067
69666 | 7.8 | 0.8 | 2018-12-31 | 2019-12-31 | 365 | 7.1498 | 7 | 0.14984
69667 | 2.4 | 0.8 | 2018-12-31 | 2019-12-31 | 365 | 2.2 | 2 | 0.19995
69674 | 13.2 | 0.8 | 2018-12-31 | 2019-12-31 | 365 | 12.0997 | 12 | 0.099732
69676 | 6.6 | 0.8 | 2018-12-31 | 2019-12-31 | 365 | 6.0499 | 6 | 0.049866
69678 | 3.18 | 0.8 | 2018-12-31 | 2019-12-31 | 365 | 2.9149 | 2 | 0.91494
69680 | 2.12 | 0.8 | 2018-12-31 | 2019-12-31 | 365 | 1.9433 | 1 | 0.94329
69692 | 8.505 | 0.8 | 2018-12-31 | 2019-12-31 | 365 | 7.7961 | 7 | 0.79608
69700 | 6.76 | 0.8 | 2018-12-31 | 2019-12-31 | 365 | 6.1965 | 6 | 0.19653
69701 | 6.36 | 0.8 | 2018-12-31 | 2019-12-31 | 365 | 5.8299 | 5 | 0.82987
69702 | 2.34 | 0.8 | 2018-12-31 | 2019-12-31 | 365 | 2.145 | 2 | 0.14495
69721 | 8.4 | 0.8 | 2018-12-31 | 2019-12-31 | 365 | 7.6998 | 7 | 0.69983
69727 | 3 | 0.8 | 2018-12-31 | 2019-12-31 | 365 | 2.7499 | 2 | 0.74994
69733 | 4.725 | 0.8 | 2018-12-31 | 2019-12-31 | 365 | 4.3312 | 4 | 0.33115
69737 | 7.28 | 0.8 | 2018-12-31 | 2019-12-31 | 365 | 6.6732 | 6 | 0.67319
69739 | 4.42 | 0.8 | 2018-12-31 | 2019-12-31 | 365 | 4.0516 | 4 | 0.051577
69740 | 3.6 | 0.8 | 2018-12-31 | 2019-12-31 | 365 | 3.2999 | 3 | 0.29993
69766 | 3.78 | 0.8 | 2018-12-31 | 2019-12-31 | 365 | 3.4649 | 3 | 0.46492
69767 | 1.96 | 0.8 | 2018-12-31 | 2019-12-31 | 365 | 1.7966 | 1 | 0.79663
69770 | 14.04 | 0.8 | 2018-12-31 | 2019-12-31 | 365 | 12.8697 | 12 | 0.86972
69772 | 6.615 | 0.8 | 2018-12-31 | 2019-12-31 | 365 | 6.0636 | 6 | 0.063616
69776 | 6.76 | 0.8 | 2018-12-31 | 2019-12-31 | 365 | 6.1965 | 6 | 0.19653
69778 | 7.28 | 0.8 | 2018-12-31 | 2019-12-31 | 365 | 6.6732 | 6 | 0.67319
69779 | 5.72 | 0.8 | 2018-12-31 | 2019-12-31 | 365 | 5.2432 | 5 | 0.24322
69780 | 3.6 | 0.8 | 2018-12-31 | 2019-12-31 | 365 | 3.2999 | 3 | 0.29993
69781 | 7.8 | 0.8 | 2018-12-31 | 2019-12-31 | 365 | 7.1498 | 7 | 0.14984
69782 | 6.3 | 0.8 | 2018-12-31 | 2019-12-31 | 365 | 5.7749 | 5 | 0.77487
69784 | 7.02 | 0.8 | 2018-12-31 | 2019-12-31 | 365 | 6.4349 | 6 | 0.43486
69786 | 8.1 | 0.8 | 2018-12-31 | 2019-12-31 | 365 | 7.4248 | 7 | 0.42484
69817 | 9.3 | 0.8 | 2018-12-31 | 2019-12-31 | 365 | 8.5248 | 8 | 0.52481
69818 | 3.18 | 0.8 | 2018-12-31 | 2019-12-31 | 365 | 2.9149 | 2 | 0.91494
69820 | 9.135 | 0.8 | 2018-12-31 | 2019-12-31 | 365 | 8.3736 | 8 | 0.37356
69821 | 6.36 | 0.8 | 2018-12-31 | 2019-12-31 | 365 | 5.8299 | 5 | 0.82987
69823 | 12 | 0.8 | 2018-12-31 | 2019-12-31 | 365 | 10.9998 | 10 | 0.99976
69825 | 11.4 | 0.8 | 2018-12-31 | 2019-12-31 | 365 | 10.4498 | 10 | 0.44977
69835 | 3.12 | 0.8 | 2018-12-31 | 2019-12-31 | 365 | 2.8599 | 2 | 0.85994
69861 | 5.98 | 0.8 | 2018-12-31 | 2019-12-31 | 365 | 5.4815 | 5 | 0.48155
69905 | 5.6 | 0.8 | 2018-12-31 | 2019-12-31 | 365 | 5.1332 | 5 | 0.13322
66345 | 5.3 | 1 | 2018-12-31 | 2019-12-31 | 365 | 6.0728 | 6 | 0.072782
66348 | 3.12 | 1 | 2018-12-31 | 2019-12-31 | 365 | 3.5749 | 3 | 0.57492
66356 | 3.64 | 1 | 2018-12-31 | 2019-12-31 | 365 | 4.1707 | 4 | 0.17074
66365 | 2.34 | 1 | 2018-12-31 | 2019-12-31 | 365 | 2.6812 | 2 | 0.68119
66373 | 2.295 | 1 | 2018-12-31 | 2019-12-31 | 365 | 2.6296 | 2 | 0.62963
69830 | 2.86 | 0.8 | 2018-12-31 | 2019-12-31 | 365 | 2.6216 | 2 | 0.62161
70052 | 3.64 | 0.8 | 2018-12-31 | 2019-12-31 | 365 | 3.3366 | 3 | 0.33659
70063 | 8.7 | 0.8 | 2018-12-31 | 2019-12-31 | 365 | 7.9748 | 7 | 0.97482
70062 | 8.4 | 0.8 | 2018-12-31 | 2019-12-31 | 365 | 7.6998 | 7 | 0.69983
70076 | 5.6 | 0.8 | 2018-12-31 | 2019-12-31 | 365 | 5.1332 | 5 | 0.13322
70069 | 7.2 | 0.8 | 2018-12-31 | 2019-12-31 | 365 | 6.5999 | 6 | 0.59985
70059 | 9.45 | 0.8 | 2018-12-31 | 2019-12-31 | 365 | 8.6623 | 8 | 0.66231
70060 | 3.38 | 0.8 | 2018-12-31 | 2019-12-31 | 365 | 3.0983 | 3 | 0.098265
70084 | 11.96 | 0.8 | 2018-12-31 | 2019-12-31 | 365 | 10.9631 | 10 | 0.96309
70049 | 6.76 | 0.8 | 2018-12-31 | 2019-12-31 | 365 | 6.1965 | 6 | 0.19653
70077 | 6.9 | 0.8 | 2018-12-31 | 2019-12-31 | 365 | 6.3249 | 6 | 0.32486
70085 | 7.56 | 0.8 | 2018-12-31 | 2019-12-31 | 365 | 6.9298 | 6 | 0.92985
70090 | 11.655 | 0.8 | 2018-12-31 | 2019-12-31 | 365 | 10.6835 | 10 | 0.68351
70086 | 9.6 | 0.8 | 2018-12-31 | 2019-12-31 | 365 | 8.7998 | 8 | 0.79981
70061 | 4.48 | 0.8 | 2018-12-31 | 2019-12-31 | 365 | 4.1066 | 4 | 0.10658
70094 | 3.465 | 0.8 | 2018-12-31 | 2019-12-31 | 365 | 3.1762 | 3 | 0.17618
70091 | 4.2 | 0.8 | 2018-12-31 | 2019-12-31 | 365 | 3.8499 | 3 | 0.84991
70101 | 3.36 | 0.8 | 2018-12-31 | 2019-12-31 | 365 | 3.0799 | 3 | 0.079932
70099 | 9.1 | 1 | 2018-12-31 | 2019-12-31 | 365 | 10.4269 | 10 | 0.42685
70103 | 3.12 | 0.8 | 2018-12-31 | 2019-12-31 | 365 | 2.8599 | 2 | 0.85994
70098 | 5.7 | 0.8 | 2018-12-31 | 2019-12-31 | 365 | 5.2249 | 5 | 0.22488
70065 | 9.1 | 0.8 | 2018-12-31 | 2019-12-31 | 365 | 8.3415 | 8 | 0.34148
70108 | 5.7 | 0.8 | 2018-12-31 | 2019-12-31 | 365 | 5.2249 | 5 | 0.22488
70104 | 7.14 | 0.8 | 2018-12-31 | 2019-12-31 | 365 | 6.5449 | 6 | 0.54486
70124 | 9 | 0.8 | 2018-12-31 | 2019-12-31 | 365 | 8.2498 | 8 | 0.24982
70100 | 13.72 | 0.8 | 2018-12-31 | 2019-12-31 | 365 | 12.5764 | 12 | 0.57639
70111 | 8.12 | 0.8 | 2018-12-31 | 2019-12-31 | 365 | 7.4432 | 7 | 0.44317
70121 | 3.38 | 0.8 | 2018-12-31 | 2019-12-31 | 365 | 3.0983 | 3 | 0.098265
70128 | 6.625 | 0.8 | 2018-12-31 | 2019-12-31 | 365 | 6.0728 | 6 | 0.072782
70117 | 10.8 | 0.8 | 2018-12-31 | 2019-12-31 | 365 | 9.8998 | 9 | 0.89978
70129 | 3.36 | 0.8 | 2018-12-31 | 2019-12-31 | 365 | 3.0799 | 3 | 0.079932
70133 | 5.2 | 0.8 | 2018-12-31 | 2019-12-31 | 365 | 4.7666 | 4 | 0.76656
70132 | 12.22 | 0.8 | 2018-12-31 | 2019-12-31 | 365 | 11.2014 | 11 | 0.20142
70138 | 7.28 | 0.8 | 2018-12-31 | 2019-12-31 | 365 | 6.6732 | 6 | 0.67319
70142 | 8.12 | 0.8 | 2018-12-31 | 2019-12-31 | 365 | 7.4432 | 7 | 0.44317
70147 | 10.8 | 0.8 | 2018-12-31 | 2019-12-31 | 365 | 9.8998 | 9 | 0.89978
70149 | 4.16 | 0.8 | 2018-12-31 | 2019-12-31 | 365 | 3.8132 | 3 | 0.81325
70151 | 3.975 | 0.8 | 2018-12-31 | 2019-12-31 | 365 | 3.6437 | 3 | 0.64367
70152 | 9.45 | 0.8 | 2018-12-31 | 2019-12-31 | 365 | 8.6623 | 8 | 0.66231
70183 | 8.4 | 0.8 | 2018-12-31 | 2019-12-31 | 365 | 7.6998 | 7 | 0.69983
70185 | 5.1 | 0.8 | 2018-12-31 | 2019-12-31 | 365 | 4.6749 | 4 | 0.6749
70190 | 8.7 | 0.8 | 2018-12-31 | 2019-12-31 | 365 | 7.9748 | 7 | 0.97482
70192 | 5.04 | 0.8 | 2018-12-31 | 2019-12-31 | 365 | 4.6199 | 4 | 0.6199
70196 | 9.52 | 0.8 | 2018-12-31 | 2019-12-31 | 365 | 8.7265 | 8 | 0.72647
70199 | 13.78 | 0.8 | 2018-12-31 | 2019-12-31 | 365 | 12.6314 | 12 | 0.63139
70202 | 10.08 | 0.8 | 2018-12-31 | 2019-12-31 | 365 | 9.2398 | 9 | 0.2398
70203 | 7.56 | 0.8 | 2018-12-31 | 2019-12-31 | 365 | 6.9298 | 6 | 0.92985
70204 | 8.7 | 0.8 | 2018-12-31 | 2019-12-31 | 365 | 7.9748 | 7 | 0.97482
70205 | 4.725 | 0.8 | 2018-12-31 | 2019-12-31 | 365 | 4.3312 | 4 | 0.33115
70206 | 9.135 | 0.8 | 2018-12-31 | 2019-12-31 | 365 | 8.3736 | 8 | 0.37356
70211 | 6.93 | 0.8 | 2018-12-31 | 2019-12-31 | 365 | 6.3524 | 6 | 0.35236
70213 | 6.16 | 0.8 | 2018-12-31 | 2019-12-31 | 365 | 5.6465 | 5 | 0.64654
70217 | 6.24 | 0.8 | 2018-12-31 | 2019-12-31 | 365 | 5.7199 | 5 | 0.71987
70214 | 5.46 | 0.8 | 2018-12-31 | 2019-12-31 | 365 | 5.0049 | 5 | 0.0048893
70218 | 3.6 | 0.8 | 2018-12-31 | 2019-12-31 | 365 | 3.2999 | 3 | 0.29993
70220 | 14.04 | 0.8 | 2018-12-31 | 2019-12-31 | 365 | 12.8697 | 12 | 0.86972
70207 | 10.5 | 0.8 | 2018-12-31 | 2019-12-31 | 365 | 9.6248 | 9 | 0.62479
70224 | 11.655 | 0.8 | 2018-12-31 | 2019-12-31 | 365 | 10.6835 | 10 | 0.68351
70228 | 8.4 | 0.8 | 2018-12-31 | 2019-12-31 | 365 | 7.6998 | 7 | 0.69983
70208 | 5.72 | 0.8 | 2018-12-31 | 2019-12-31 | 365 | 5.2432 | 5 | 0.24322
70222 | 5.32 | 0.8 | 2018-12-31 | 2019-12-31 | 365 | 4.8766 | 4 | 0.87656
70109 | 7.8 | 0.8 | 2018-12-31 | 2019-12-31 | 365 | 7.1498 | 7 | 0.14984
70092 | 13.5 | 0.8 | 2018-12-31 | 2019-12-31 | 365 | 12.3747 | 12 | 0.37473
70233 | 4.94 | 0.8 | 2018-12-31 | 2019-12-31 | 365 | 4.5282 | 4 | 0.52823
70234 | 3.9 | 0.8 | 2018-12-31 | 2019-12-31 | 365 | 3.5749 | 3 | 0.57492
70236 | 4.76 | 0.8 | 2018-12-31 | 2019-12-31 | 365 | 4.3632 | 4 | 0.36324
70239 | 14.04 | 0.8 | 2018-12-31 | 2019-12-31 | 365 | 12.8697 | 12 | 0.86972
70240 | 7.5 | 0.8 | 2018-12-31 | 2019-12-31 | 365 | 6.8748 | 6 | 0.87485
70226 | 5.4 | 0.8 | 2018-12-31 | 2019-12-31 | 365 | 4.9499 | 4 | 0.94989
70244 | 3.64 | 0.8 | 2018-12-31 | 2019-12-31 | 365 | 3.3366 | 3 | 0.33659
70235 | 5.72 | 0.8 | 2018-12-31 | 2019-12-31 | 365 | 5.2432 | 5 | 0.24322
70230 | 9.54 | 0.8 | 2018-12-31 | 2019-12-31 | 365 | 8.7448 | 8 | 0.74481
70245 | 3.9 | 0.8 | 2018-12-31 | 2019-12-31 | 365 | 3.5749 | 3 | 0.57492
70247 | 9 | 0.8 | 2018-12-31 | 2019-12-31 | 365 | 8.2498 | 8 | 0.24982
70248 | 3.6 | 0.8 | 2018-12-31 | 2019-12-31 | 365 | 3.2999 | 3 | 0.29993
70249 | 5.46 | 0.8 | 2018-12-31 | 2019-12-31 | 365 | 5.0049 | 5 | 0.0048893
70252 | 11.44 | 0.8 | 2018-12-31 | 2019-12-31 | 365 | 10.4864 | 10 | 0.48643
70251 | 7.56 | 0.8 | 2018-12-31 | 2019-12-31 | 365 | 6.9298 | 6 | 0.92985
70254 | 9.8 | 0.8 | 2018-12-31 | 2019-12-31 | 365 | 8.9831 | 8 | 0.98313
70259 | 5.72 | 0.8 | 2018-12-31 | 2019-12-31 | 365 | 5.2432 | 5 | 0.24322
66359 | 6.375 | 1 | 2018-12-31 | 2019-12-31 | 365 | 7.3045 | 7 | 0.30453
66381 | 5.98 | 1 | 2018-12-31 | 2019-12-31 | 365 | 6.8519 | 6 | 0.85193
66478 | 6.24 | 0.8 | 2018-12-31 | 2019-12-31 | 365 | 5.7199 | 5 | 0.71987
67661 | 1.59 | 0.8 | 2018-12-31 | 2019-12-31 | 365 | 1.4575 | 1 | 0.45747
67668 | 14.04 | 0.8 | 2018-12-31 | 2019-12-31 | 365 | 12.8697 | 12 | 0.86972
67670 | 5.2 | 0.8 | 2018-12-31 | 2019-12-31 | 365 | 4.7666 | 4 | 0.76656
67774 | 12.74 | 0.8 | 2018-12-31 | 2019-12-31 | 365 | 11.6781 | 11 | 0.67808
67996 | 7.155 | 0.8 | 2018-12-31 | 2019-12-31 | 365 | 6.5586 | 6 | 0.5586
68003 | 2.6 | 0.8 | 2018-12-31 | 2019-12-31 | 365 | 2.3833 | 2 | 0.38328
70334 | 2.4 | 0.8 | 2018-12-31 | 2019-12-31 | 365 | 2.2 | 2 | 0.19995
70339 | 8.4 | 0.8 | 2018-12-31 | 2019-12-31 | 365 | 7.6998 | 7 | 0.69983
70342 | 13.8 | 0.8 | 2018-12-31 | 2019-12-31 | 365 | 12.6497 | 12 | 0.64972
70344 | 11.4 | 0.8 | 2018-12-31 | 2019-12-31 | 365 | 10.4498 | 10 | 0.44977
70346 | 10.08 | 0.8 | 2018-12-31 | 2019-12-31 | 365 | 9.2398 | 9 | 0.2398
70250 | 7.28 | 0.8 | 2018-12-31 | 2019-12-31 | 365 | 6.6732 | 6 | 0.67319
70405 | 11.1 | 0.8 | 2018-12-31 | 2019-12-31 | 365 | 10.1748 | 10 | 0.17478
70409 | 5.72 | 0.8 | 2018-12-31 | 2019-12-31 | 365 | 5.2432 | 5 | 0.24322
70412 | 9.275 | 0.8 | 2018-12-31 | 2019-12-31 | 365 | 8.5019 | 8 | 0.5019
70413 | 7.8 | 0.8 | 2018-12-31 | 2019-12-31 | 365 | 7.1498 | 7 | 0.14984
70414 | 6 | 0.8 | 2018-12-31 | 2019-12-31 | 365 | 5.4999 | 5 | 0.49988
70415 | 11.7 | 0.8 | 2018-12-31 | 2019-12-31 | 365 | 10.7248 | 10 | 0.72476
70418 | 4.5 | 0.8 | 2018-12-31 | 2019-12-31 | 365 | 4.1249 | 4 | 0.12491
70419 | 9.01 | 0.8 | 2018-12-31 | 2019-12-31 | 365 | 8.259 | 8 | 0.25898
70422 | 6.16 | 0.8 | 2018-12-31 | 2019-12-31 | 365 | 5.6465 | 5 | 0.64654
70429 | 9.6 | 0.8 | 2018-12-31 | 2019-12-31 | 365 | 8.7998 | 8 | 0.79981
70417 | 13.8 | 0.8 | 2018-12-31 | 2019-12-31 | 365 | 12.6497 | 12 | 0.64972
64777 | 4.77 | 1 | 2018-12-31 | 2019-12-31 | 365 | 5.4655 | 5 | 0.4655
66443 | 5.2 | 1 | 2018-12-31 | 2019-12-31 | 365 | 5.9582 | 5 | 0.9582
66388 | 4.94 | 1 | 2018-12-31 | 2019-12-31 | 365 | 5.6603 | 5 | 0.66029
50936 | 24.48 | 1 | 2018-12-31 | 2019-12-31 | 365 | 28.0494 | 28 | 0.04938
67881 | 3.9 | 0.8 | 2018-12-31 | 2019-12-31 | 365 | 3.5749 | 3 | 0.57492
68376 | 2.52 | 0.8 | 2018-12-31 | 2019-12-31 | 365 | 2.3099 | 2 | 0.30995
68600 | 7 | 0.8 | 2018-12-31 | 2019-12-31 | 365 | 6.4165 | 6 | 0.41652
68692 | 5.04 | 0.8 | 2018-12-31 | 2019-12-31 | 365 | 4.6199 | 4 | 0.6199
68695 | 11.76 | 0.8 | 2018-12-31 | 2019-12-31 | 365 | 10.7798 | 10 | 0.77976
68821 | 5.88 | 0.8 | 2018-12-31 | 2019-12-31 | 365 | 5.3899 | 5 | 0.38988
68873 | 9.01 | 0.8 | 2018-12-31 | 2019-12-31 | 365 | 8.259 | 8 | 0.25898
68909 | 5.6 | 0.8 | 2018-12-31 | 2019-12-31 | 365 | 5.1332 | 5 | 0.13322
68987 | 6.72 | 0.8 | 2018-12-31 | 2019-12-31 | 365 | 6.1599 | 6 | 0.15986
69125 | 7.02 | 0.8 | 2018-12-31 | 2019-12-31 | 365 | 6.4349 | 6 | 0.43486
69192 | 4.94 | 0.8 | 2018-12-31 | 2019-12-31 | 365 | 4.5282 | 4 | 0.52823
69599 | 2.52 | 0.8 | 2018-12-31 | 2019-12-31 | 365 | 2.3099 | 2 | 0.30995
70458 | 3 | 0.8 | 2018-12-31 | 2019-12-31 | 365 | 2.7499 | 2 | 0.74994
70461 | 4.68 | 0.8 | 2018-12-31 | 2019-12-31 | 365 | 4.2899 | 4 | 0.28991
70467 | 5.46 | 0.8 | 2018-12-31 | 2019-12-31 | 365 | 5.0049 | 5 | 0.0048893
70471 | 6.89 | 1 | 2018-12-31 | 2019-12-31 | 365 | 7.8946 | 7 | 0.89462
70474 | 6.93 | 0.8 | 2018-12-31 | 2019-12-31 | 365 | 6.3524 | 6 | 0.35236
70475 | 7.42 | 1 | 2018-12-31 | 2019-12-31 | 365 | 8.5019 | 8 | 0.5019
70476 | 4.68 | 0.8 | 2018-12-31 | 2019-12-31 | 365 | 4.2899 | 4 | 0.28991
70477 | 6.3 | 0.8 | 2018-12-31 | 2019-12-31 | 365 | 5.7749 | 5 | 0.77487
69173 | 5.355 | 0.8 | 2018-12-31 | 2019-12-31 | 365 | 4.9086 | 4 | 0.90864
69664 | 3 | 0.8 | 2018-12-31 | 2019-12-31 | 365 | 2.7499 | 2 | 0.74994
70424 | 13.545 | 0.8 | 2018-12-31 | 2019-12-31 | 365 | 12.416 | 12 | 0.41598
68444 | 5.67 | 0.8 | 2018-12-31 | 2019-12-31 | 365 | 5.1974 | 5 | 0.19739
68903 | 8.32 | 0.8 | 2018-12-31 | 2019-12-31 | 365 | 7.6265 | 7 | 0.6265
67689 | 3.38 | 0.8 | 2018-12-31 | 2019-12-31 | 365 | 3.0983 | 3 | 0.098265
67665 | 2.34 | 0.8 | 2018-12-31 | 2019-12-31 | 365 | 2.145 | 2 | 0.14495
67715 | 4.94 | 0.8 | 2018-12-31 | 2019-12-31 | 365 | 4.5282 | 4 | 0.52823
67725 | 6.615 | 0.8 | 2018-12-31 | 2019-12-31 | 365 | 6.0636 | 6 | 0.063616
68500 | 5.565 | 0.8 | 2018-12-31 | 2019-12-31 | 365 | 5.1011 | 5 | 0.10114
68508 | 6.5 | 0.8 | 2018-12-31 | 2019-12-31 | 365 | 5.9582 | 5 | 0.9582
68005 | 7.155 | 0.8 | 2018-12-31 | 2019-12-31 | 365 | 6.5586 | 6 | 0.5586
68543 | 11.76 | 0.8 | 2018-12-31 | 2019-12-31 | 365 | 10.7798 | 10 | 0.77976
68017 | 11.655 | 0.8 | 2018-12-31 | 2019-12-31 | 365 | 10.6835 | 10 | 0.68351
70610 | 9.135 | 1 | 2018-12-31 | 2019-12-31 | 365 | 10.467 | 10 | 0.46696
70619 | 14 | 0.8 | 2018-12-31 | 2019-12-31 | 365 | 12.833 | 12 | 0.83305
70629 | 4.725 | 0.8 | 2018-12-31 | 2019-12-31 | 365 | 4.3312 | 4 | 0.33115
42993 | 16.9 | 1 | 2018-12-31 | 2019-12-31 | 365 | 19.3642 | 19 | 0.36416
68528 | 10.395 | 0.8 | 2018-12-31 | 2019-12-31 | 365 | 9.5285 | 9 | 0.52854
70689 | 12.285 | 0.8 | 2018-12-31 | 2019-12-31 | 365 | 11.261 | 11 | 0.261
70691 | 16.9 | 0.8 | 2018-12-31 | 2019-12-31 | 365 | 15.4913 | 15 | 0.49132
70693 | 9.1 | 0.8 | 2018-12-31 | 2019-12-31 | 365 | 8.3415 | 8 | 0.34148
70707 | 6.625 | 0.8 | 2018-12-31 | 2019-12-31 | 365 | 6.0728 | 6 | 0.072782
70717 | 6.3 | 0.8 | 2018-12-31 | 2019-12-31 | 365 | 5.7749 | 5 | 0.77487
70720 | 4.94 | 0.8 | 2018-12-31 | 2019-12-31 | 365 | 4.5282 | 4 | 0.52823
70741 | 4.2 | 0.8 | 2018-12-31 | 2019-12-31 | 365 | 3.8499 | 3 | 0.84991
70742 | 7.56 | 0.8 | 2018-12-31 | 2019-12-31 | 365 | 6.9298 | 6 | 0.92985
70743 | 5.6 | 0.8 | 2018-12-31 | 2019-12-31 | 365 | 5.1332 | 5 | 0.13322
70753 | 10.5 | 0.8 | 2018-12-31 | 2019-12-31 | 365 | 9.6248 | 9 | 0.62479
70776 | 8.58 | 0.8 | 2018-12-31 | 2019-12-31 | 365 | 7.8648 | 7 | 0.86483
70777 | 4.41 | 0.8 | 2018-12-31 | 2019-12-31 | 365 | 4.0424 | 4 | 0.042411
70775 | 8.505 | 0.8 | 2018-12-31 | 2019-12-31 | 365 | 7.7961 | 7 | 0.79608
70782 | 6 | 0.8 | 2018-12-31 | 2019-12-31 | 365 | 5.4999 | 5 | 0.49988
70786 | 3.445 | 1 | 2018-12-31 | 2019-12-31 | 365 | 3.9473 | 3 | 0.94731
70789 | 6.44 | 0.8 | 2018-12-31 | 2019-12-31 | 365 | 5.9032 | 5 | 0.9032
68541 | 13.545 | 0.8 | 2018-12-31 | 2019-12-31 | 365 | 12.416 | 12 | 0.41598
70837 | 4.76 | 0.8 | 2018-12-31 | 2019-12-31 | 365 | 4.3632 | 4 | 0.36324
70838 | 4.68 | 0.8 | 2018-12-31 | 2019-12-31 | 365 | 4.2899 | 4 | 0.28991
70842 | 3 | 0.8 | 2018-12-31 | 2019-12-31 | 365 | 2.7499 | 2 | 0.74994
70844 | 4.24 | 0.8 | 2018-12-31 | 2019-12-31 | 365 | 3.8866 | 3 | 0.88658
70860 | 10.08 | 0.8 | 2018-12-31 | 2019-12-31 | 365 | 9.2398 | 9 | 0.2398
68009 | 6.93 | 0.8 | 2018-12-31 | 2019-12-31 | 365 | 6.3524 | 6 | 0.35236
70902 | 13.8 | 0.8 | 2018-12-31 | 2019-12-31 | 365 | 12.6497 | 12 | 0.64972
70984 | 4.41 | 0.8 | 2018-12-31 | 2019-12-31 | 365 | 4.0424 | 4 | 0.042411
70990 | 4.48 | 0.8 | 2018-12-31 | 2019-12-31 | 365 | 4.1066 | 4 | 0.10658
70992 | 13.72 | 0.8 | 2018-12-31 | 2019-12-31 | 365 | 12.5764 | 12 | 0.57639
71020 | 3 | 0.8 | 2018-12-31 | 2019-12-31 | 365 | 2.7499 | 2 | 0.74994
71026 | 7.2 | 0.8 | 2018-12-31 | 2019-12-31 | 365 | 6.5999 | 6 | 0.59985
71027 | 8.4 | 0.8 | 2018-12-31 | 2019-12-31 | 365 | 7.6998 | 7 | 0.69983
70890 | 10.5 | 0.8 | 2018-12-31 | 2019-12-31 | 365 | 9.6248 | 9 | 0.62479
70989 | 6.6 | 0.8 | 2018-12-31 | 2019-12-31 | 365 | 6.0499 | 6 | 0.049866
71041 | 12 | 0.8 | 2018-12-31 | 2019-12-31 | 365 | 10.9998 | 10 | 0.99976
71044 | 8.1 | 0.8 | 2018-12-31 | 2019-12-31 | 365 | 7.4248 | 7 | 0.42484
71048 | 5.1 | 0.8 | 2018-12-31 | 2019-12-31 | 365 | 4.6749 | 4 | 0.6749
71054 | 5.1 | 0.8 | 2018-12-31 | 2019-12-31 | 365 | 4.6749 | 4 | 0.6749
71055 | 3 | 0.8 | 2018-12-31 | 2019-12-31 | 365 | 2.7499 | 2 | 0.74994
71056 | 4.68 | 0.8 | 2018-12-31 | 2019-12-31 | 365 | 4.2899 | 4 | 0.28991
71057 | 6.3 | 0.8 | 2018-12-31 | 2019-12-31 | 365 | 5.7749 | 5 | 0.77487
71059 | 7.5 | 0.8 | 2018-12-31 | 2019-12-31 | 365 | 6.8748 | 6 | 0.87485
71076 | 7 | 0.8 | 2018-12-31 | 2019-12-31 | 365 | 6.4165 | 6 | 0.41652
71080 | 10.8 | 0.8 | 2018-12-31 | 2019-12-31 | 365 | 9.8998 | 9 | 0.89978
71081 | 7.2 | 0.8 | 2018-12-31 | 2019-12-31 | 365 | 6.5999 | 6 | 0.59985
71083 | 4.8 | 0.8 | 2018-12-31 | 2019-12-31 | 365 | 4.3999 | 4 | 0.3999
71086 | 7.5 | 0.8 | 2018-12-31 | 2019-12-31 | 365 | 6.8748 | 6 | 0.87485
71089 | 6.6 | 0.8 | 2018-12-31 | 2019-12-31 | 365 | 6.0499 | 6 | 0.049866
71091 | 2.6 | 0.8 | 2018-12-31 | 2019-12-31 | 365 | 2.3833 | 2 | 0.38328
40688 | 5.2 | 0.8 | 2018-12-31 | 2019-12-31 | 365 | 4.7666 | 4 | 0.76656
71094 | 7.8 | 0.8 | 2018-12-31 | 2019-12-31 | 365 | 7.1498 | 7 | 0.14984
71095 | 3.6 | 0.8 | 2018-12-31 | 2019-12-31 | 365 | 3.2999 | 3 | 0.29993
71098 | 10.08 | 0.8 | 2018-12-31 | 2019-12-31 | 365 | 9.2398 | 9 | 0.2398
71099 | 4.5 | 0.8 | 2018-12-31 | 2019-12-31 | 365 | 4.1249 | 4 | 0.12491
71100 | 4.68 | 0.8 | 2018-12-31 | 2019-12-31 | 365 | 4.2899 | 4 | 0.28991
71104 | 10.2 | 0.8 | 2018-12-31 | 2019-12-31 | 365 | 9.3498 | 9 | 0.34979
71106 | 4.68 | 0.8 | 2018-12-31 | 2019-12-31 | 365 | 4.2899 | 4 | 0.28991
71126 | 5.88 | 0.8 | 2018-12-31 | 2019-12-31 | 365 | 5.3899 | 5 | 0.38988
71128 | 7.8 | 0.8 | 2018-12-31 | 2019-12-31 | 365 | 7.1498 | 7 | 0.14984
71158 | 12.285 | 0.8 | 2018-12-31 | 2019-12-31 | 365 | 11.261 | 11 | 0.261
71171 | 4.48 | 0.8 | 2018-12-31 | 2019-12-31 | 365 | 4.1066 | 4 | 0.10658
71172 | 10.08 | 0.8 | 2018-12-31 | 2019-12-31 | 365 | 9.2398 | 9 | 0.2398
71174 | 8.68 | 0.8 | 2018-12-31 | 2019-12-31 | 365 | 7.9565 | 7 | 0.95649
71175 | 6.9 | 0.8 | 2018-12-31 | 2019-12-31 | 365 | 6.3249 | 6 | 0.32486
71176 | 6.6 | 0.8 | 2018-12-31 | 2019-12-31 | 365 | 6.0499 | 6 | 0.049866
71211 | 7.905 | 0.8 | 2018-12-31 | 2019-12-31 | 365 | 7.2461 | 7 | 0.24609
71213 | 10.2 | 0.8 | 2018-12-31 | 2019-12-31 | 365 | 9.3498 | 9 | 0.34979
71318 | 7.5 | 0.8 | 2018-12-31 | 2019-12-31 | 365 | 6.8748 | 6 | 0.87485
71320 | 2.24 | 0.8 | 2018-12-31 | 2019-12-31 | 365 | 2.0533 | 2 | 0.053288
71329 | 7.65 | 0.8 | 2018-12-31 | 2019-12-31 | 365 | 7.0123 | 7 | 0.012345
71341 | 10.8 | 0.8 | 2018-12-31 | 2019-12-31 | 365 | 9.8998 | 9 | 0.89978
71342 | 3.38 | 0.8 | 2018-12-31 | 2019-12-31 | 365 | 3.0983 | 3 | 0.098265
71344 | 7.5 | 0.8 | 2018-12-31 | 2019-12-31 | 365 | 6.8748 | 6 | 0.87485
71345 | 4.8 | 0.8 | 2018-12-31 | 2019-12-31 | 365 | 4.3999 | 4 | 0.3999
71348 | 8.16 | 0.8 | 2018-12-31 | 2019-12-31 | 365 | 7.4798 | 7 | 0.47983
71349 | 8.4 | 0.8 | 2018-12-31 | 2019-12-31 | 365 | 7.6998 | 7 | 0.69983
71352 | 8.58 | 0.8 | 2018-12-31 | 2019-12-31 | 365 | 7.8648 | 7 | 0.86483
71356 | 7.5 | 0.8 | 2018-12-31 | 2019-12-31 | 365 | 6.8748 | 6 | 0.87485
71357 | 5.72 | 0.8 | 2018-12-31 | 2019-12-31 | 365 | 5.2432 | 5 | 0.24322
71360 | 3 | 0.8 | 2018-12-31 | 2019-12-31 | 365 | 2.7499 | 2 | 0.74994
71362 | 13.8 | 0.8 | 2018-12-31 | 2019-12-31 | 365 | 12.6497 | 12 | 0.64972
71364 | 6.9 | 0.8 | 2018-12-31 | 2019-12-31 | 365 | 6.3249 | 6 | 0.32486
71366 | 3.64 | 0.8 | 2018-12-31 | 2019-12-31 | 365 | 3.3366 | 3 | 0.33659
71367 | 11.7 | 0.8 | 2018-12-31 | 2019-12-31 | 365 | 10.7248 | 10 | 0.72476
71368 | 8.48 | 0.8 | 2018-12-31 | 2019-12-31 | 365 | 7.7732 | 7 | 0.77316
71369 | 3.315 | 0.8 | 2018-12-31 | 2019-12-31 | 365 | 3.0387 | 3 | 0.038683
71370 | 5.355 | 0.8 | 2018-12-31 | 2019-12-31 | 365 | 4.9086 | 4 | 0.90864
71371 | 4.5 | 0.8 | 2018-12-31 | 2019-12-31 | 365 | 4.1249 | 4 | 0.12491
71372 | 3.6 | 0.8 | 2018-12-31 | 2019-12-31 | 365 | 3.2999 | 3 | 0.29993
71208 | 2.6 | 0.8 | 2018-12-31 | 2019-12-31 | 365 | 2.3833 | 2 | 0.38328
71412 | 9.9 | 0.8 | 2018-12-31 | 2019-12-31 | 365 | 9.0748 | 9 | 0.074799
71413 | 5.4 | 0.8 | 2018-12-31 | 2019-12-31 | 365 | 4.9499 | 4 | 0.94989
71414 | 6.6 | 0.8 | 2018-12-31 | 2019-12-31 | 365 | 6.0499 | 6 | 0.049866
71417 | 4.16 | 0.8 | 2018-12-31 | 2019-12-31 | 365 | 3.8132 | 3 | 0.81325
71424 | 3.3 | 0.8 | 2018-12-31 | 2019-12-31 | 365 | 3.0249 | 3 | 0.024933
71472 | 9 | 0.8 | 2018-12-31 | 2019-12-31 | 365 | 8.2498 | 8 | 0.24982
71481 | 8.68 | 0.8 | 2018-12-31 | 2019-12-31 | 365 | 7.9565 | 7 | 0.95649
71500 | 14.7 | 0.8 | 2018-12-31 | 2019-12-31 | 365 | 13.4747 | 13 | 0.4747
71532 | 9.88 | 0.8 | 2018-12-31 | 2019-12-31 | 365 | 9.0565 | 9 | 0.056466
71536 | 11.48 | 0.8 | 2018-12-31 | 2019-12-31 | 365 | 10.5231 | 10 | 0.5231
71539 | 6.3 | 0.8 | 2018-12-31 | 2019-12-31 | 365 | 5.7749 | 5 | 0.77487
71541 | 8.505 | 0.8 | 2018-12-31 | 2019-12-31 | 365 | 7.7961 | 7 | 0.79608
71543 | 12.6 | 0.8 | 2018-12-31 | 2019-12-31 | 365 | 11.5497 | 11 | 0.54974
71544 | 2.4 | 0.8 | 2018-12-31 | 2019-12-31 | 365 | 2.2 | 2 | 0.19995
71546 | 5.355 | 0.8 | 2018-12-31 | 2019-12-31 | 365 | 4.9086 | 4 | 0.90864
71547 | 2.385 | 0.8 | 2018-12-31 | 2019-12-31 | 365 | 2.1862 | 2 | 0.1862
71549 | 6 | 0.8 | 2018-12-31 | 2019-12-31 | 365 | 5.4999 | 5 | 0.49988
71550 | 11.48 | 0.8 | 2018-12-31 | 2019-12-31 | 365 | 10.5231 | 10 | 0.5231
71552 | 3.3 | 0.8 | 2018-12-31 | 2019-12-31 | 365 | 3.0249 | 3 | 0.024933
71554 | 3 | 0.8 | 2018-12-31 | 2019-12-31 | 365 | 2.7499 | 2 | 0.74994
71555 | 5.98 | 0.8 | 2018-12-31 | 2019-12-31 | 365 | 5.4815 | 5 | 0.48155
71553 | 10.2 | 0.8 | 2018-12-31 | 2019-12-31 | 365 | 9.3498 | 9 | 0.34979
71562 | 4.2 | 0.8 | 2018-12-31 | 2019-12-31 | 365 | 3.8499 | 3 | 0.84991
71587 | 10.8 | 0.8 | 2018-12-31 | 2019-12-31 | 365 | 9.8998 | 9 | 0.89978
71590 | 10.5 | 0.8 | 2018-12-31 | 2019-12-31 | 365 | 9.6248 | 9 | 0.62479
71600 | 10.065 | 0.8 | 2018-12-31 | 2019-12-31 | 365 | 9.226 | 9 | 0.22605
71602 | 3.08 | 0.8 | 2018-12-31 | 2019-12-31 | 365 | 2.8233 | 2 | 0.82327
71605 | 5.7 | 0.8 | 2018-12-31 | 2019-12-31 | 365 | 5.2249 | 5 | 0.22488
71606 | 5.4 | 0.8 | 2018-12-31 | 2019-12-31 | 365 | 4.9499 | 4 | 0.94989
71608 | 8.7 | 0.8 | 2018-12-31 | 2019-12-31 | 365 | 7.9748 | 7 | 0.97482
71620 | 3.3 | 0.8 | 2018-12-31 | 2019-12-31 | 365 | 3.0249 | 3 | 0.024933
71628 | 3.64 | 0.8 | 2018-12-31 | 2019-12-31 | 365 | 3.3366 | 3 | 0.33659
71635 | 9 | 0.8 | 2018-12-31 | 2019-12-31 | 365 | 8.2498 | 8 | 0.24982
71643 | 13.8 | 0.8 | 2018-12-31 | 2019-12-31 | 365 | 12.6497 | 12 | 0.64972
71657 | 7.8 | 0.8 | 2018-12-31 | 2019-12-31 | 365 | 7.1498 | 7 | 0.14984
71660 | 6 | 0.8 | 2018-12-31 | 2019-12-31 | 365 | 5.4999 | 5 | 0.49988
71652 | 10.2 | 0.8 | 2018-12-31 | 2019-12-31 | 365 | 9.3498 | 9 | 0.34979
71663 | 10.92 | 0.8 | 2018-12-31 | 2019-12-31 | 365 | 10.0098 | 10 | 0.0097787
71666 | 6.6 | 0.8 | 2018-12-31 | 2019-12-31 | 365 | 6.0499 | 6 | 0.049866
71709 | 12.6 | 0.8 | 2018-12-31 | 2019-12-31 | 365 | 11.5497 | 11 | 0.54974
71715 | 9.3 | 0.8 | 2018-12-31 | 2019-12-31 | 365 | 8.5248 | 8 | 0.52481
71718 | 4.59 | 0.8 | 2018-12-31 | 2019-12-31 | 365 | 4.2074 | 4 | 0.20741
71723 | 7.8 | 0.8 | 2018-12-31 | 2019-12-31 | 365 | 7.1498 | 7 | 0.14984
71732 | 9.945 | 0.8 | 2018-12-31 | 2019-12-31 | 365 | 9.116 | 9 | 0.11605
71749 | 8.68 | 0.8 | 2018-12-31 | 2019-12-31 | 365 | 7.9565 | 7 | 0.95649
67693 | 2.08 | 0.8 | 2018-12-31 | 2019-12-31 | 365 | 1.9066 | 1 | 0.90662
67735 | 5.46 | 0.8 | 2018-12-31 | 2019-12-31 | 365 | 5.0049 | 5 | 0.0048893
68822 | 9.8 | 0.8 | 2018-12-31 | 2019-12-31 | 365 | 8.9831 | 8 | 0.98313
68898 | 8.7 | 0.8 | 2018-12-31 | 2019-12-31 | 365 | 7.9748 | 7 | 0.97482
69474 | 3 | 0.8 | 2018-12-31 | 2019-12-31 | 365 | 2.7499 | 2 | 0.74994
69630 | 5.4 | 0.8 | 2018-12-31 | 2019-12-31 | 365 | 4.9499 | 4 | 0.94989
70237 | 13.25 | 0.8 | 2018-12-31 | 2019-12-31 | 365 | 12.1456 | 12 | 0.14556
70242 | 7 | 0.8 | 2018-12-31 | 2019-12-31 | 365 | 6.4165 | 6 | 0.41652
70256 | 2.4 | 0.8 | 2018-12-31 | 2019-12-31 | 365 | 2.2 | 2 | 0.19995
70189 | 8.67 | 0.8 | 2018-12-31 | 2019-12-31 | 365 | 7.9473 | 7 | 0.94732
70181 | 7.875 | 0.8 | 2018-12-31 | 2019-12-31 | 365 | 7.2186 | 7 | 0.21859
70197 | 10.08 | 0.8 | 2018-12-31 | 2019-12-31 | 365 | 9.2398 | 9 | 0.2398
70216 | 4.2 | 0.8 | 2018-12-31 | 2019-12-31 | 365 | 3.8499 | 3 | 0.84991
70176 | 9.3 | 0.8 | 2018-12-31 | 2019-12-31 | 365 | 8.5248 | 8 | 0.52481
70193 | 7.54 | 0.8 | 2018-12-31 | 2019-12-31 | 365 | 6.9115 | 6 | 0.91151
70188 | 3.9 | 0.8 | 2018-12-31 | 2019-12-31 | 365 | 3.5749 | 3 | 0.57492
70187 | 6.3 | 0.8 | 2018-12-31 | 2019-12-31 | 365 | 5.7749 | 5 | 0.77487
71766 | 8.68 | 0.8 | 2018-12-31 | 2019-12-31 | 365 | 7.9565 | 7 | 0.95649
71767 | 8.4 | 0.8 | 2018-12-31 | 2019-12-31 | 365 | 7.6998 | 7 | 0.69983
71768 | 9.9 | 0.8 | 2018-12-31 | 2019-12-31 | 365 | 9.0748 | 9 | 0.074799
71769 | 5.98 | 0.8 | 2018-12-31 | 2019-12-31 | 365 | 5.4815 | 5 | 0.48155
39541 | 3.9 | 0.8 | 2018-12-31 | 2019-12-31 | 365 | 3.5749 | 3 | 0.57492
69624 | 4.2 | 0.8 | 2018-12-31 | 2019-12-31 | 365 | 3.8499 | 3 | 0.84991
70102 | 13.8 | 0.8 | 2018-12-31 | 2019-12-31 | 365 | 12.6497 | 12 | 0.64972
70423 | 8.7 | 0.8 | 2018-12-31 | 2019-12-31 | 365 | 7.9748 | 7 | 0.97482
70427 | 6.6 | 0.8 | 2018-12-31 | 2019-12-31 | 365 | 6.0499 | 6 | 0.049866
70718 | 5.035 | 1 | 2018-12-31 | 2019-12-31 | 365 | 5.7691 | 5 | 0.76914
70719 | 12.285 | 0.8 | 2018-12-31 | 2019-12-31 | 365 | 11.261 | 11 | 0.261
70750 | 5.1 | 0.8 | 2018-12-31 | 2019-12-31 | 365 | 4.6749 | 4 | 0.6749
70751 | 5.7 | 0.8 | 2018-12-31 | 2019-12-31 | 365 | 5.2249 | 5 | 0.22488
70752 | 9 | 0.8 | 2018-12-31 | 2019-12-31 | 365 | 8.2498 | 8 | 0.24982
70887 | 14.04 | 0.8 | 2018-12-31 | 2019-12-31 | 365 | 12.8697 | 12 | 0.86972
71049 | 3.3 | 0.8 | 2018-12-31 | 2019-12-31 | 365 | 3.0249 | 3 | 0.024933
71354 | 3.6 | 0.8 | 2018-12-31 | 2019-12-31 | 365 | 3.2999 | 3 | 0.29993
71358 | 6.6 | 0.8 | 2018-12-31 | 2019-12-31 | 365 | 6.0499 | 6 | 0.049866
71359 | 11.96 | 0.8 | 2018-12-31 | 2019-12-31 | 365 | 10.9631 | 10 | 0.96309
71361 | 1.89 | 0.8 | 2018-12-31 | 2019-12-31 | 365 | 1.7325 | 1 | 0.73246
71640 | 9.6 | 0.8 | 2018-12-31 | 2019-12-31 | 365 | 8.7998 | 8 | 0.79981
71646 | 5.67 | 0.8 | 2018-12-31 | 2019-12-31 | 365 | 5.1974 | 5 | 0.19739
71650 | 6 | 0.8 | 2018-12-31 | 2019-12-31 | 365 | 5.4999 | 5 | 0.49988
71665 | 7.875 | 0.8 | 2018-12-31 | 2019-12-31 | 365 | 7.2186 | 7 | 0.21859
71779 | 2.34 | 0.8 | 2018-12-31 | 2019-12-31 | 365 | 2.145 | 2 | 0.14495
71820 | 5.04 | 0.8 | 2018-12-31 | 2019-12-31 | 365 | 4.6199 | 4 | 0.6199
71834 | 2.12 | 0.8 | 2018-12-31 | 2019-12-31 | 365 | 1.9433 | 1 | 0.94329
71837 | 3.9 | 0.8 | 2018-12-31 | 2019-12-31 | 365 | 3.5749 | 3 | 0.57492
71855 | 8.06 | 0.8 | 2018-12-31 | 2019-12-31 | 365 | 7.3882 | 7 | 0.38817
71860 | 6.9 | 0.8 | 2018-12-31 | 2019-12-31 | 365 | 6.3249 | 6 | 0.32486
71862 | 10.08 | 0.8 | 2018-12-31 | 2019-12-31 | 365 | 9.2398 | 9 | 0.2398
71890 | 5.98 | 0.8 | 2018-12-31 | 2019-12-31 | 365 | 5.4815 | 5 | 0.48155
71900 | 6.16 | 0.8 | 2018-12-31 | 2019-12-31 | 365 | 5.6465 | 5 | 0.64654
71901 | 13.23 | 0.8 | 2018-12-31 | 2019-12-31 | 365 | 12.1272 | 12 | 0.12723
71905 | 3.6 | 0.8 | 2018-12-31 | 2019-12-31 | 365 | 3.2999 | 3 | 0.29993
71908 | 8.7 | 0.8 | 2018-12-31 | 2019-12-31 | 365 | 7.9748 | 7 | 0.97482
71981 | 7.5 | 0.8 | 2018-12-31 | 2019-12-31 | 365 | 6.8748 | 6 | 0.87485
71984 | 5.4 | 0.8 | 2018-12-31 | 2019-12-31 | 365 | 4.9499 | 4 | 0.94989
71986 | 6 | 0.8 | 2018-12-31 | 2019-12-31 | 365 | 5.4999 | 5 | 0.49988
71987 | 2.4 | 0.8 | 2018-12-31 | 2019-12-31 | 365 | 2.2 | 2 | 0.19995
71989 | 12.9 | 0.8 | 2018-12-31 | 2019-12-31 | 365 | 11.8247 | 11 | 0.82474
71992 | 13.8 | 0.8 | 2018-12-31 | 2019-12-31 | 365 | 12.6497 | 12 | 0.64972
71994 | 13.2 | 0.8 | 2018-12-31 | 2019-12-31 | 365 | 12.0997 | 12 | 0.099732
70113 | 2.925 | 0.8 | 2018-12-31 | 2019-12-31 | 365 | 2.6812 | 2 | 0.68119
70404 | 4.55 | 0.8 | 2018-12-31 | 2019-12-31 | 365 | 4.1707 | 4 | 0.17074
70721 | 11.7 | 0.8 | 2018-12-31 | 2019-12-31 | 365 | 10.7248 | 10 | 0.72476
70903 | 8.45 | 0.8 | 2018-12-31 | 2019-12-31 | 365 | 7.7457 | 7 | 0.74566
70980 | 7.475 | 0.8 | 2018-12-31 | 2019-12-31 | 365 | 6.8519 | 6 | 0.85193
71023 | 6.5 | 0.8 | 2018-12-31 | 2019-12-31 | 365 | 5.9582 | 5 | 0.9582
71747 | 9.1 | 0.8 | 2018-12-31 | 2019-12-31 | 365 | 8.3415 | 8 | 0.34148
71988 | 11.05 | 0.8 | 2018-12-31 | 2019-12-31 | 365 | 10.1289 | 10 | 0.12894
71339 | 2.925 | 0.8 | 2018-12-31 | 2019-12-31 | 365 | 2.6812 | 2 | 0.68119
71343 | 7.8 | 0.8 | 2018-12-31 | 2019-12-31 | 365 | 7.1498 | 7 | 0.14984
71351 | 13.16 | 0.8 | 2018-12-31 | 2019-12-31 | 365 | 12.0631 | 12 | 0.063067
71461 | 14 | 0.8 | 2018-12-31 | 2019-12-31 | 365 | 12.833 | 12 | 0.83305
71467 | 3.12 | 0.8 | 2018-12-31 | 2019-12-31 | 365 | 2.8599 | 2 | 0.85994
71479 | 4.5 | 0.8 | 2018-12-31 | 2019-12-31 | 365 | 4.1249 | 4 | 0.12491
71482 | 8.4 | 0.8 | 2018-12-31 | 2019-12-31 | 365 | 7.6998 | 7 | 0.69983
71484 | 9.75 | 0.8 | 2018-12-31 | 2019-12-31 | 365 | 8.9373 | 8 | 0.9373
71830 | 8.4 | 0.8 | 2018-12-31 | 2019-12-31 | 365 | 7.6998 | 7 | 0.69983
71781 | 9.3 | 0.8 | 2018-12-31 | 2019-12-31 | 365 | 8.5248 | 8 | 0.52481
71739 | 6.5 | 0.8 | 2018-12-31 | 2019-12-31 | 365 | 5.9582 | 5 | 0.9582
71733 | 5.46 | 0.8 | 2018-12-31 | 2019-12-31 | 365 | 5.0049 | 5 | 0.0048893
71721 | 6.5 | 0.8 | 2018-12-31 | 2019-12-31 | 365 | 5.9582 | 5 | 0.9582
71363 | 4.2 | 0.8 | 2018-12-31 | 2019-12-31 | 365 | 3.8499 | 3 | 0.84991
71355 | 13.5 | 0.8 | 2018-12-31 | 2019-12-31 | 365 | 12.3747 | 12 | 0.37473
71333 | 3.92 | 0.8 | 2018-12-31 | 2019-12-31 | 365 | 3.5933 | 3 | 0.59325
71210 | 5.85 | 0.8 | 2018-12-31 | 2019-12-31 | 365 | 5.3624 | 5 | 0.36238
71350 | 4.5 | 0.8 | 2018-12-31 | 2019-12-31 | 365 | 4.1249 | 4 | 0.12491
72032 | 5.85 | 0.8 | 2018-12-31 | 2019-12-31 | 365 | 5.3624 | 5 | 0.36238
72033 | 4.2 | 0.8 | 2018-12-31 | 2019-12-31 | 365 | 3.8499 | 3 | 0.84991
67286 | 9.275 | 1 | 2018-12-31 | 2019-12-31 | 365 | 10.6274 | 10 | 0.62737
71564 | 6.5 | 0.8 | 2018-12-31 | 2019-12-31 | 365 | 5.9582 | 5 | 0.9582
71970 | 5.04 | 0.8 | 2018-12-31 | 2019-12-31 | 365 | 4.6199 | 4 | 0.6199
72370 | 6 | 0.8 | 2018-12-31 | 2019-12-31 | 365 | 5.4999 | 5 | 0.49988
72366 | 7.8 | 0.8 | 2018-12-31 | 2019-12-31 | 365 | 7.1498 | 7 | 0.14984
72360 | 6.3 | 0.8 | 2018-12-31 | 2019-12-31 | 365 | 5.7749 | 5 | 0.77487
72355 | 9.6 | 0.8 | 2018-12-31 | 2019-12-31 | 365 | 8.7998 | 8 | 0.79981
72354 | 5.67 | 0.8 | 2018-12-31 | 2019-12-31 | 365 | 5.1974 | 5 | 0.19739
72347 | 7.28 | 0.8 | 2018-12-31 | 2019-12-31 | 365 | 6.6732 | 6 | 0.67319
72344 | 6.16 | 0.8 | 2018-12-31 | 2019-12-31 | 365 | 5.6465 | 5 | 0.64654
72072 | 3.12 | 0.8 | 2018-12-31 | 2019-12-31 | 365 | 2.8599 | 2 | 0.85994
72075 | 4.5 | 0.8 | 2018-12-31 | 2019-12-31 | 365 | 4.1249 | 4 | 0.12491
71780 | 10.2 | 0.8 | 2018-12-31 | 2019-12-31 | 365 | 9.3498 | 9 | 0.34979
71415 | 6.6 | 0.8 | 2018-12-31 | 2019-12-31 | 365 | 6.0499 | 6 | 0.049866
72078 | 3.9 | 0.8 | 2018-12-31 | 2019-12-31 | 365 | 3.5749 | 3 | 0.57492
72079 | 6.825 | 0.8 | 2018-12-31 | 2019-12-31 | 365 | 6.2561 | 6 | 0.25611
72080 | 3.18 | 0.8 | 2018-12-31 | 2019-12-31 | 365 | 2.9149 | 2 | 0.91494
72082 | 9.6 | 0.8 | 2018-12-31 | 2019-12-31 | 365 | 8.7998 | 8 | 0.79981
72085 | 4.59 | 0.8 | 2018-12-31 | 2019-12-31 | 365 | 4.2074 | 4 | 0.20741
72090 | 5.7 | 0.8 | 2018-12-31 | 2019-12-31 | 365 | 5.2249 | 5 | 0.22488
35463 | 2257.2 | 0.9 | 2018-12-31 | 2019-12-31 | 365 | 2327.686 | 2327 | 0.68604
72113 | 6.72 | 0.8 | 2018-12-31 | 2019-12-31 | 365 | 6.1599 | 6 | 0.15986
72119 | 4.55 | 0.8 | 2018-12-31 | 2019-12-31 | 365 | 4.1707 | 4 | 0.17074
72122 | 11.44 | 0.8 | 2018-12-31 | 2019-12-31 | 365 | 10.4864 | 10 | 0.48643
72132 | 4.8 | 0.8 | 2018-12-31 | 2019-12-31 | 365 | 4.3999 | 4 | 0.3999
72126 | 11.1 | 0.8 | 2018-12-31 | 2019-12-31 | 365 | 10.1748 | 10 | 0.17478
72129 | 3.18 | 0.8 | 2018-12-31 | 2019-12-31 | 365 | 2.9149 | 2 | 0.91494
72137 | 6.9 | 0.8 | 2018-12-31 | 2019-12-31 | 365 | 6.3249 | 6 | 0.32486
72146 | 3.6 | 0.8 | 2018-12-31 | 2019-12-31 | 365 | 3.2999 | 3 | 0.29993
71916 | 4.5 | 0.8 | 2018-12-31 | 2019-12-31 | 365 | 4.1249 | 4 | 0.12491
71859 | 5.88 | 0.8 | 2018-12-31 | 2019-12-31 | 365 | 5.3899 | 5 | 0.38988
72331 | 3 | 0.8 | 2018-12-31 | 2019-12-31 | 365 | 2.7499 | 2 | 0.74994
72328 | 12.6 | 0.8 | 2018-12-31 | 2019-12-31 | 365 | 11.5497 | 11 | 0.54974
72327 | 3 | 0.8 | 2018-12-31 | 2019-12-31 | 365 | 2.7499 | 2 | 0.74994
72326 | 4.5 | 0.8 | 2018-12-31 | 2019-12-31 | 365 | 4.1249 | 4 | 0.12491
72280 | 4.8 | 0.8 | 2018-12-31 | 2019-12-31 | 365 | 4.3999 | 4 | 0.3999
72278 | 10.2 | 0.8 | 2018-12-31 | 2019-12-31 | 365 | 9.3498 | 9 | 0.34979
72276 | 11.76 | 0.8 | 2018-12-31 | 2019-12-31 | 365 | 10.7798 | 10 | 0.77976
72270 | 5.7 | 0.8 | 2018-12-31 | 2019-12-31 | 365 | 5.2249 | 5 | 0.22488
72265 | 3.3 | 0.8 | 2018-12-31 | 2019-12-31 | 365 | 3.0249 | 3 | 0.024933
72257 | 6.24 | 0.8 | 2018-12-31 | 2019-12-31 | 365 | 5.7199 | 5 | 0.71987
72076 | 6.9 | 0.8 | 2018-12-31 | 2019-12-31 | 365 | 6.3249 | 6 | 0.32486
72084 | 4.76 | 0.8 | 2018-12-31 | 2019-12-31 | 365 | 4.3632 | 4 | 0.36324
72182 | 3.36 | 0.8 | 2018-12-31 | 2019-12-31 | 365 | 3.0799 | 3 | 0.079932
69819 | 2.4 | 0.8 | 2018-12-31 | 2019-12-31 | 365 | 2.2 | 2 | 0.19995
70904 | 2.7 | 0.8 | 2018-12-31 | 2019-12-31 | 365 | 2.4749 | 2 | 0.47495
70884 | 2.8 | 0.8 | 2018-12-31 | 2019-12-31 | 365 | 2.5666 | 2 | 0.56661
72237 | 5.2 | 0.8 | 2018-12-31 | 2019-12-31 | 365 | 4.7666 | 4 | 0.76656
72238 | 8.68 | 0.8 | 2018-12-31 | 2019-12-31 | 365 | 7.9565 | 7 | 0.95649
72240 | 5.4 | 0.8 | 2018-12-31 | 2019-12-31 | 365 | 4.9499 | 4 | 0.94989
71548 | 10.395 | 0.8 | 2018-12-31 | 2019-12-31 | 365 | 9.5285 | 9 | 0.52854
72421 | 14 | 0.8 | 2018-12-31 | 2019-12-31 | 365 | 12.833 | 12 | 0.83305
72422 | 6.5 | 0.8 | 2018-12-31 | 2019-12-31 | 365 | 5.9582 | 5 | 0.9582
72427 | 4.5 | 0.8 | 2018-12-31 | 2019-12-31 | 365 | 4.1249 | 4 | 0.12491
72429 | 13.8 | 0.8 | 2018-12-31 | 2019-12-31 | 365 | 12.6497 | 12 | 0.64972
72564 | 13.8 | 0.8 | 2018-12-31 | 2019-12-31 | 365 | 12.6497 | 12 | 0.64972
72558 | 12 | 0.8 | 2018-12-31 | 2019-12-31 | 365 | 10.9998 | 10 | 0.99976
71485 | 8.415 | 0.8 | 2018-12-31 | 2019-12-31 | 365 | 7.7136 | 7 | 0.71358
71499 | 5.4 | 0.8 | 2018-12-31 | 2019-12-31 | 365 | 4.9499 | 4 | 0.94989
71565 | 7.8 | 0.8 | 2018-12-31 | 2019-12-31 | 365 | 7.1498 | 7 | 0.14984
71551 | 6.3 | 0.8 | 2018-12-31 | 2019-12-31 | 365 | 5.7749 | 5 | 0.77487
71609 | 7.93 | 0.8 | 2018-12-31 | 2019-12-31 | 365 | 7.269 | 7 | 0.26901
71604 | 5.7 | 0.8 | 2018-12-31 | 2019-12-31 | 365 | 5.2249 | 5 | 0.22488
70403 | 6.76 | 1 | 2018-12-31 | 2019-12-31 | 365 | 7.7457 | 7 | 0.74566
72450 | 10.08 | 0.8 | 2018-12-31 | 2019-12-31 | 365 | 9.2398 | 9 | 0.2398
72457 | 9 | 0.8 | 2018-12-31 | 2019-12-31 | 365 | 8.2498 | 8 | 0.24982
72552 | 6.3 | 0.8 | 2018-12-31 | 2019-12-31 | 365 | 5.7749 | 5 | 0.77487
72563 | 8.12 | 0.8 | 2018-12-31 | 2019-12-31 | 365 | 7.4432 | 7 | 0.44317
72567 | 6.9 | 0.8 | 2018-12-31 | 2019-12-31 | 365 | 6.3249 | 6 | 0.32486
72569 | 1.8 | 0.8 | 2018-12-31 | 2019-12-31 | 365 | 1.65 | 1 | 0.64996
72572 | 6.9 | 0.8 | 2018-12-31 | 2019-12-31 | 365 | 6.3249 | 6 | 0.32486
72576 | 9.88 | 0.8 | 2018-12-31 | 2019-12-31 | 365 | 9.0565 | 9 | 0.056466
72585 | 5.1 | 0.8 | 2018-12-31 | 2019-12-31 | 365 | 4.6749 | 4 | 0.6749
72590 | 3.6 | 0.8 | 2018-12-31 | 2019-12-31 | 365 | 3.2999 | 3 | 0.29993
72593 | 3.36 | 0.8 | 2018-12-31 | 2019-12-31 | 365 | 3.0799 | 3 | 0.079932
72645 | 5.2 | 0.8 | 2018-12-31 | 2019-12-31 | 365 | 4.7666 | 4 | 0.76656
72649 | 5.72 | 0.8 | 2018-12-31 | 2019-12-31 | 365 | 5.2432 | 5 | 0.24322
72654 | 9.1 | 0.8 | 2018-12-31 | 2019-12-31 | 365 | 8.3415 | 8 | 0.34148
72657 | 7.8 | 0.8 | 2018-12-31 | 2019-12-31 | 365 | 7.1498 | 7 | 0.14984
72708 | 3 | 0.8 | 2018-12-31 | 2019-12-31 | 365 | 2.7499 | 2 | 0.74994
72712 | 7.8 | 0.8 | 2018-12-31 | 2019-12-31 | 365 | 7.1498 | 7 | 0.14984
72716 | 4.095 | 0.8 | 2018-12-31 | 2019-12-31 | 365 | 3.7537 | 3 | 0.75367
72718 | 6.76 | 0.8 | 2018-12-31 | 2019-12-31 | 365 | 6.1965 | 6 | 0.19653
72719 | 8.7 | 0.8 | 2018-12-31 | 2019-12-31 | 365 | 7.9748 | 7 | 0.97482
72720 | 4.2 | 0.8 | 2018-12-31 | 2019-12-31 | 365 | 3.8499 | 3 | 0.84991
72721 | 6 | 0.8 | 2018-12-31 | 2019-12-31 | 365 | 5.4999 | 5 | 0.49988
72733 | 4.94 | 0.8 | 2018-12-31 | 2019-12-31 | 365 | 4.5282 | 4 | 0.52823
72734 | 9.6 | 0.8 | 2018-12-31 | 2019-12-31 | 365 | 8.7998 | 8 | 0.79981
72768 | 9 | 0.8 | 2018-12-31 | 2019-12-31 | 365 | 8.2498 | 8 | 0.24982
72772 | 10.8 | 0.8 | 2018-12-31 | 2019-12-31 | 365 | 9.8998 | 9 | 0.89978
72577 | 13.8 | 0.8 | 2018-12-31 | 2019-12-31 | 365 | 12.6497 | 12 | 0.64972
72804 | 7.8 | 0.8 | 2018-12-31 | 2019-12-31 | 365 | 7.1498 | 7 | 0.14984
72808 | 10.71 | 0.8 | 2018-12-31 | 2019-12-31 | 365 | 9.8173 | 9 | 0.81728
72811 | 5.04 | 0.8 | 2018-12-31 | 2019-12-31 | 365 | 4.6199 | 4 | 0.6199
72831 | 10.66 | 0.8 | 2018-12-31 | 2019-12-31 | 365 | 9.7715 | 9 | 0.77145
72833 | 10.2 | 0.8 | 2018-12-31 | 2019-12-31 | 365 | 9.3498 | 9 | 0.34979
72856 | 5.865 | 0.8 | 2018-12-31 | 2019-12-31 | 365 | 5.3761 | 5 | 0.37613
72859 | 5.4 | 0.8 | 2018-12-31 | 2019-12-31 | 365 | 4.9499 | 4 | 0.94989
72028 | 4.94 | 0.8 | 2018-12-31 | 2019-12-31 | 365 | 4.5282 | 4 | 0.52823
72475 | 7.2 | 0.8 | 2018-12-31 | 2019-12-31 | 365 | 6.5999 | 6 | 0.59985
72362 | 3.3 | 0.8 | 2018-12-31 | 2019-12-31 | 365 | 3.0249 | 3 | 0.024933
72883 | 3 | 0.8 | 2018-12-31 | 2019-12-31 | 365 | 2.7499 | 2 | 0.74994
72892 | 2.4 | 0.8 | 2018-12-31 | 2019-12-31 | 365 | 2.2 | 2 | 0.19995
72893 | 9.6 | 0.8 | 2018-12-31 | 2019-12-31 | 365 | 8.7998 | 8 | 0.79981
72894 | 3.6 | 0.8 | 2018-12-31 | 2019-12-31 | 365 | 3.2999 | 3 | 0.29993
72895 | 2.34 | 0.8 | 2018-12-31 | 2019-12-31 | 365 | 2.145 | 2 | 0.14495
72896 | 13.545 | 0.8 | 2018-12-31 | 2019-12-31 | 365 | 12.416 | 12 | 0.41598
72911 | 14.04 | 0.8 | 2018-12-31 | 2019-12-31 | 365 | 12.8697 | 12 | 0.86972
72912 | 4.8 | 0.8 | 2018-12-31 | 2019-12-31 | 365 | 4.3999 | 4 | 0.3999
72913 | 6 | 0.8 | 2018-12-31 | 2019-12-31 | 365 | 5.4999 | 5 | 0.49988
72915 | 13.77 | 0.8 | 2018-12-31 | 2019-12-31 | 365 | 12.6222 | 12 | 0.62222
72916 | 4.5 | 0.8 | 2018-12-31 | 2019-12-31 | 365 | 4.1249 | 4 | 0.12491
72917 | 2.7 | 0.8 | 2018-12-31 | 2019-12-31 | 365 | 2.4749 | 2 | 0.47495
72573 | 3 | 0.8 | 2018-12-31 | 2019-12-31 | 365 | 2.7499 | 2 | 0.74994
72588 | 3.12 | 0.8 | 2018-12-31 | 2019-12-31 | 365 | 2.8599 | 2 | 0.85994
72571 | 6.3 | 0.8 | 2018-12-31 | 2019-12-31 | 365 | 5.7749 | 5 | 0.77487
72589 | 6.3 | 0.8 | 2018-12-31 | 2019-12-31 | 365 | 5.7749 | 5 | 0.77487
72594 | 6 | 0.8 | 2018-12-31 | 2019-12-31 | 365 | 5.4999 | 5 | 0.49988
72584 | 7.32 | 0.8 | 2018-12-31 | 2019-12-31 | 365 | 6.7099 | 6 | 0.70985
72587 | 3.6 | 0.8 | 2018-12-31 | 2019-12-31 | 365 | 3.2999 | 3 | 0.29993
72579 | 5.1 | 0.8 | 2018-12-31 | 2019-12-31 | 365 | 4.6749 | 4 | 0.6749
72591 | 4.5 | 0.8 | 2018-12-31 | 2019-12-31 | 365 | 4.1249 | 4 | 0.12491
72927 | 12 | 0.8 | 2018-12-31 | 2019-12-31 | 365 | 10.9998 | 10 | 0.99976
72929 | 2.24 | 0.8 | 2018-12-31 | 2019-12-31 | 365 | 2.0533 | 2 | 0.053288
72934 | 4.8 | 0.8 | 2018-12-31 | 2019-12-31 | 365 | 4.3999 | 4 | 0.3999
72935 | 5.4 | 0.8 | 2018-12-31 | 2019-12-31 | 365 | 4.9499 | 4 | 0.94989
72936 | 13.8 | 0.8 | 2018-12-31 | 2019-12-31 | 365 | 12.6497 | 12 | 0.64972
72937 | 11.1 | 0.8 | 2018-12-31 | 2019-12-31 | 365 | 10.1748 | 10 | 0.17478
72763 | 3.38 | 0.8 | 2018-12-31 | 2019-12-31 | 365 | 3.0983 | 3 | 0.098265
73022 | 4.5 | 0.8 | 2018-12-31 | 2019-12-31 | 365 | 4.1249 | 4 | 0.12491
73028 | 13.2 | 0.8 | 2018-12-31 | 2019-12-31 | 365 | 12.0997 | 12 | 0.099732
72914 | 13.8 | 0.8 | 2018-12-31 | 2019-12-31 | 365 | 12.6497 | 12 | 0.64972
72910 | 13.8 | 0.8 | 2018-12-31 | 2019-12-31 | 365 | 12.6497 | 12 | 0.64972
73076 | 14.04 | 0.8 | 2018-12-31 | 2019-12-31 | 365 | 12.8697 | 12 | 0.86972
73077 | 5.4 | 0.8 | 2018-12-31 | 2019-12-31 | 365 | 4.9499 | 4 | 0.94989
73080 | 5.4 | 0.8 | 2018-12-31 | 2019-12-31 | 365 | 4.9499 | 4 | 0.94989
73082 | 11.96 | 0.8 | 2018-12-31 | 2019-12-31 | 365 | 10.9631 | 10 | 0.96309
73085 | 8.32 | 0.8 | 2018-12-31 | 2019-12-31 | 365 | 7.6265 | 7 | 0.6265
73129 | 13.23 | 0.8 | 2018-12-31 | 2019-12-31 | 365 | 12.1272 | 12 | 0.12723
73133 | 6.9 | 0.8 | 2018-12-31 | 2019-12-31 | 365 | 6.3249 | 6 | 0.32486
73134 | 5.7 | 0.8 | 2018-12-31 | 2019-12-31 | 365 | 5.2249 | 5 | 0.22488
73157 | 6.3 | 0.8 | 2018-12-31 | 2019-12-31 | 365 | 5.7749 | 5 | 0.77487
73204 | 7.8 | 0.8 | 2018-12-31 | 2019-12-31 | 365 | 7.1498 | 7 | 0.14984
73208 | 11.97 | 0.8 | 2018-12-31 | 2019-12-31 | 365 | 10.9723 | 10 | 0.97226
73210 | 3 | 0.8 | 2018-12-31 | 2019-12-31 | 365 | 2.7499 | 2 | 0.74994
73232 | 3 | 0.8 | 2018-12-31 | 2019-12-31 | 365 | 2.7499 | 2 | 0.74994
73238 | 9.6 | 0.8 | 2018-12-31 | 2019-12-31 | 365 | 8.7998 | 8 | 0.79981
73294 | 12.48 | 0.8 | 2018-12-31 | 2019-12-31 | 365 | 11.4397 | 11 | 0.43975
73299 | 7.475 | 0.8 | 2018-12-31 | 2019-12-31 | 365 | 6.8519 | 6 | 0.85193
73329 | 9 | 0.8 | 2018-12-31 | 2019-12-31 | 365 | 8.2498 | 8 | 0.24982
68797 | 8.84 | 0.8 | 2018-12-31 | 2019-12-31 | 365 | 8.1032 | 8 | 0.10315
71018 | 5.2 | 0.8 | 2018-12-31 | 2019-12-31 | 365 | 4.7666 | 4 | 0.76656
73350 | 13.325 | 0.8 | 2018-12-31 | 2019-12-31 | 365 | 12.2143 | 12 | 0.21431
73351 | 7.8 | 0.8 | 2018-12-31 | 2019-12-31 | 365 | 7.1498 | 7 | 0.14984
73354 | 4.55 | 0.8 | 2018-12-31 | 2019-12-31 | 365 | 4.1707 | 4 | 0.17074
73357 | 6.825 | 0.8 | 2018-12-31 | 2019-12-31 | 365 | 6.2561 | 6 | 0.25611
73382 | 3.9 | 0.8 | 2018-12-31 | 2019-12-31 | 365 | 3.5749 | 3 | 0.57492
73384 | 8.125 | 0.8 | 2018-12-31 | 2019-12-31 | 365 | 7.4478 | 7 | 0.44775
73387 | 3.9 | 0.8 | 2018-12-31 | 2019-12-31 | 365 | 3.5749 | 3 | 0.57492
73389 | 8.45 | 0.8 | 2018-12-31 | 2019-12-31 | 365 | 7.7457 | 7 | 0.74566
73392 | 6.3 | 0.8 | 2018-12-31 | 2019-12-31 | 365 | 5.7749 | 5 | 0.77487
73393 | 11.1 | 0.8 | 2018-12-31 | 2019-12-31 | 365 | 10.1748 | 10 | 0.17478
73394 | 10.075 | 0.8 | 2018-12-31 | 2019-12-31 | 365 | 9.2352 | 9 | 0.23521
73395 | 8.125 | 0.8 | 2018-12-31 | 2019-12-31 | 365 | 7.4478 | 7 | 0.44775
73401 | 13.325 | 0.8 | 2018-12-31 | 2019-12-31 | 365 | 12.2143 | 12 | 0.21431
73402 | 13.325 | 0.8 | 2018-12-31 | 2019-12-31 | 365 | 12.2143 | 12 | 0.21431
73405 | 5.525 | 0.8 | 2018-12-31 | 2019-12-31 | 365 | 5.0645 | 5 | 0.064471
73411 | 3 | 0.8 | 2018-12-31 | 2019-12-31 | 365 | 2.7499 | 2 | 0.74994
73415 | 6.5 | 0.8 | 2018-12-31 | 2019-12-31 | 365 | 5.9582 | 5 | 0.9582
73416 | 5.85 | 0.8 | 2018-12-31 | 2019-12-31 | 365 | 5.3624 | 5 | 0.36238
73418 | 6.5 | 0.8 | 2018-12-31 | 2019-12-31 | 365 | 5.9582 | 5 | 0.9582
73419 | 11.375 | 0.8 | 2018-12-31 | 2019-12-31 | 365 | 10.4269 | 10 | 0.42685
73421 | 4.55 | 0.8 | 2018-12-31 | 2019-12-31 | 365 | 4.1707 | 4 | 0.17074
73422 | 6.5 | 0.8 | 2018-12-31 | 2019-12-31 | 365 | 5.9582 | 5 | 0.9582
73446 | 8.45 | 0.8 | 2018-12-31 | 2019-12-31 | 365 | 7.7457 | 7 | 0.74566
73452 | 10.2 | 0.8 | 2018-12-31 | 2019-12-31 | 365 | 9.3498 | 9 | 0.34979
73458 | 4.5 | 0.8 | 2018-12-31 | 2019-12-31 | 365 | 4.1249 | 4 | 0.12491
72933 | 6.6 | 0.8 | 2018-12-31 | 2019-12-31 | 365 | 6.0499 | 6 | 0.049866
73459 | 6.9 | 0.8 | 2018-12-31 | 2019-12-31 | 365 | 6.3249 | 6 | 0.32486
73494 | 4.42 | 0.8 | 2018-12-31 | 2019-12-31 | 365 | 4.0516 | 4 | 0.051577
73496 | 2.08 | 0.8 | 2018-12-31 | 2019-12-31 | 365 | 1.9066 | 1 | 0.90662
73501 | 6.825 | 0.8 | 2018-12-31 | 2019-12-31 | 365 | 6.2561 | 6 | 0.25611
73379 | 10.4 | 0.8 | 2018-12-31 | 2019-12-31 | 365 | 9.5331 | 9 | 0.53312
73507 | 3.64 | 0.8 | 2018-12-31 | 2019-12-31 | 365 | 3.3366 | 3 | 0.33659
73510 | 3.6 | 0.8 | 2018-12-31 | 2019-12-31 | 365 | 3.2999 | 3 | 0.29993
73513 | 6.93 | 0.8 | 2018-12-31 | 2019-12-31 | 365 | 6.3524 | 6 | 0.35236
73517 | 1.8 | 0.8 | 2018-12-31 | 2019-12-31 | 365 | 1.65 | 1 | 0.64996
73563 | 10.965 | 0.8 | 2018-12-31 | 2019-12-31 | 365 | 10.051 | 10 | 0.051028
73566 | 9.1 | 0.8 | 2018-12-31 | 2019-12-31 | 365 | 8.3415 | 8 | 0.34148
73572 | 4.88 | 0.8 | 2018-12-31 | 2019-12-31 | 365 | 4.4732 | 4 | 0.47323
73613 | 5.4 | 0.8 | 2018-12-31 | 2019-12-31 | 365 | 4.9499 | 4 | 0.94989
73618 | 5.85 | 0.8 | 2018-12-31 | 2019-12-31 | 365 | 5.3624 | 5 | 0.36238
72802 | 3.25 | 0.8 | 2018-12-31 | 2019-12-31 | 365 | 2.9791 | 2 | 0.9791
73404 | 6.5 | 0.8 | 2018-12-31 | 2019-12-31 | 365 | 5.9582 | 5 | 0.9582
73620 | 9.18 | 0.8 | 2018-12-31 | 2019-12-31 | 365 | 8.4148 | 8 | 0.41481
73621 | 3.3 | 0.8 | 2018-12-31 | 2019-12-31 | 365 | 3.0249 | 3 | 0.024933
73704 | 8.4 | 0.8 | 2018-12-31 | 2019-12-31 | 365 | 7.6998 | 7 | 0.69983
73716 | 11.4 | 0.8 | 2018-12-31 | 2019-12-31 | 365 | 10.4498 | 10 | 0.44977
73717 | 4.8 | 0.8 | 2018-12-31 | 2019-12-31 | 365 | 4.3999 | 4 | 0.3999
71060 | 10.075 | 0.8 | 2018-12-31 | 2019-12-31 | 365 | 9.2352 | 9 | 0.23521
71096 | 6.825 | 0.8 | 2018-12-31 | 2019-12-31 | 365 | 6.2561 | 6 | 0.25611
71084 | 5.2 | 0.8 | 2018-12-31 | 2019-12-31 | 365 | 4.7666 | 4 | 0.76656
73713 | 5.4 | 0.8 | 2018-12-31 | 2019-12-31 | 365 | 4.9499 | 4 | 0.94989
71141 | 8.775 | 0.8 | 2018-12-31 | 2019-12-31 | 365 | 8.0436 | 8 | 0.043572
71159 | 13.325 | 0.8 | 2018-12-31 | 2019-12-31 | 365 | 12.2143 | 12 | 0.21431
73915 | 6.9 | 0.8 | 2018-12-31 | 2019-12-31 | 365 | 6.3249 | 6 | 0.32486
73916 | 9.75 | 0.8 | 2018-12-31 | 2019-12-31 | 365 | 8.9373 | 8 | 0.9373
71610 | 12.675 | 0.8 | 2018-12-31 | 2019-12-31 | 365 | 11.6185 | 11 | 0.61849
71748 | 11.375 | 0.8 | 2018-12-31 | 2019-12-31 | 365 | 10.4269 | 10 | 0.42685
71728 | 5.2 | 0.8 | 2018-12-31 | 2019-12-31 | 365 | 4.7666 | 4 | 0.76656
71603 | 4.2 | 0.8 | 2018-12-31 | 2019-12-31 | 365 | 3.8499 | 3 | 0.84991
71607 | 4.5 | 0.8 | 2018-12-31 | 2019-12-31 | 365 | 4.1249 | 4 | 0.12491
71558 | 5.1 | 0.8 | 2018-12-31 | 2019-12-31 | 365 | 4.6749 | 4 | 0.6749
71559 | 6.175 | 0.8 | 2018-12-31 | 2019-12-31 | 365 | 5.6603 | 5 | 0.66029
71537 | 6.5 | 0.8 | 2018-12-31 | 2019-12-31 | 365 | 5.9582 | 5 | 0.9582
71411 | 5.525 | 0.8 | 2018-12-31 | 2019-12-31 | 365 | 5.0645 | 5 | 0.064471
73882 | 5.7 | 0.8 | 2018-12-31 | 2019-12-31 | 365 | 5.2249 | 5 | 0.22488
73407 | 13.5 | 0.8 | 2018-12-31 | 2019-12-31 | 365 | 12.3747 | 12 | 0.37473
71025 | 10.725 | 0.8 | 2018-12-31 | 2019-12-31 | 365 | 9.831 | 9 | 0.83103
72358 | 9.1 | 0.8 | 2018-12-31 | 2019-12-31 | 365 | 8.3415 | 8 | 0.34148
71321 | 3.9 | 0.8 | 2018-12-31 | 2019-12-31 | 365 | 3.5749 | 3 | 0.57492
74027 | 3 | 0.8 | 2018-12-31 | 2019-12-31 | 365 | 2.7499 | 2 | 0.74994
74034 | 3.25 | 0.8 | 2018-12-31 | 2019-12-31 | 365 | 2.9791 | 2 | 0.9791
74036 | 12 | 0.8 | 2018-12-31 | 2019-12-31 | 365 | 10.9998 | 10 | 0.99976
74037 | 4.2 | 0.8 | 2018-12-31 | 2019-12-31 | 365 | 3.8499 | 3 | 0.84991
74046 | 5.7 | 0.8 | 2018-12-31 | 2019-12-31 | 365 | 5.2249 | 5 | 0.22488
74052 | 4.5 | 0.8 | 2018-12-31 | 2019-12-31 | 365 | 4.1249 | 4 | 0.12491
74056 | 11.4 | 0.8 | 2018-12-31 | 2019-12-31 | 365 | 10.4498 | 10 | 0.44977
74057 | 7.475 | 0.8 | 2018-12-31 | 2019-12-31 | 365 | 6.8519 | 6 | 0.85193
74058 | 8.45 | 0.8 | 2018-12-31 | 2019-12-31 | 365 | 7.7457 | 7 | 0.74566
74060 | 12.6 | 0.8 | 2018-12-31 | 2019-12-31 | 365 | 11.5497 | 11 | 0.54974
74061 | 4.5 | 0.8 | 2018-12-31 | 2019-12-31 | 365 | 4.1249 | 4 | 0.12491
71897 | 10.075 | 0.8 | 2018-12-31 | 2019-12-31 | 365 | 9.2352 | 9 | 0.23521
74110 | 8.1 | 0.8 | 2018-12-31 | 2019-12-31 | 365 | 7.4248 | 7 | 0.42484
74112 | 6.6 | 0.8 | 2018-12-31 | 2019-12-31 | 365 | 6.0499 | 6 | 0.049866
74113 | 5.2 | 0.8 | 2018-12-31 | 2019-12-31 | 365 | 4.7666 | 4 | 0.76656
74115 | 5.7 | 0.8 | 2018-12-31 | 2019-12-31 | 365 | 5.2249 | 5 | 0.22488
74116 | 6.5 | 0.8 | 2018-12-31 | 2019-12-31 | 365 | 5.9582 | 5 | 0.9582
74121 | 5.7 | 0.8 | 2018-12-31 | 2019-12-31 | 365 | 5.2249 | 5 | 0.22488
74122 | 2.4 | 0.8 | 2018-12-31 | 2019-12-31 | 365 | 2.2 | 2 | 0.19995
74124 | 7.8 | 0.8 | 2018-12-31 | 2019-12-31 | 365 | 7.1498 | 7 | 0.14984
74125 | 10.4 | 0.8 | 2018-12-31 | 2019-12-31 | 365 | 9.5331 | 9 | 0.53312
74130 | 6.175 | 0.8 | 2018-12-31 | 2019-12-31 | 365 | 5.6603 | 5 | 0.66029
74131 | 11.1 | 0.8 | 2018-12-31 | 2019-12-31 | 365 | 10.1748 | 10 | 0.17478
74132 | 8.7 | 0.8 | 2018-12-31 | 2019-12-31 | 365 | 7.9748 | 7 | 0.97482
74138 | 10.4 | 0.8 | 2018-12-31 | 2019-12-31 | 365 | 9.5331 | 9 | 0.53312
74147 | 3.9 | 0.8 | 2018-12-31 | 2019-12-31 | 365 | 3.5749 | 3 | 0.57492
74148 | 13 | 0.8 | 2018-12-31 | 2019-12-31 | 365 | 11.9164 | 11 | 0.9164
74149 | 6 | 0.8 | 2018-12-31 | 2019-12-31 | 365 | 5.4999 | 5 | 0.49988
74153 | 8.4 | 0.8 | 2018-12-31 | 2019-12-31 | 365 | 7.6998 | 7 | 0.69983
74146 | 10.2 | 0.8 | 2018-12-31 | 2019-12-31 | 365 | 9.3498 | 9 | 0.34979
74157 | 11.4 | 0.8 | 2018-12-31 | 2019-12-31 | 365 | 10.4498 | 10 | 0.44977
74160 | 4.16 | 0.8 | 2018-12-31 | 2019-12-31 | 365 | 3.8132 | 3 | 0.81325
74161 | 5.4 | 0.8 | 2018-12-31 | 2019-12-31 | 365 | 4.9499 | 4 | 0.94989
74163 | 11.7 | 0.8 | 2018-12-31 | 2019-12-31 | 365 | 10.7248 | 10 | 0.72476
74164 | 7.2 | 0.8 | 2018-12-31 | 2019-12-31 | 365 | 6.5999 | 6 | 0.59985
74162 | 11.1 | 0.8 | 2018-12-31 | 2019-12-31 | 365 | 10.1748 | 10 | 0.17478
74165 | 7.5 | 0.8 | 2018-12-31 | 2019-12-31 | 365 | 6.8748 | 6 | 0.87485
74185 | 3.3 | 0.8 | 2018-12-31 | 2019-12-31 | 365 | 3.0249 | 3 | 0.024933
74187 | 7.8 | 0.8 | 2018-12-31 | 2019-12-31 | 365 | 7.1498 | 7 | 0.14984
74193 | 7.15 | 0.8 | 2018-12-31 | 2019-12-31 | 365 | 6.554 | 6 | 0.55402
74210 | 13.2 | 0.8 | 2018-12-31 | 2019-12-31 | 365 | 12.0997 | 12 | 0.099732
74212 | 7.8 | 0.8 | 2018-12-31 | 2019-12-31 | 365 | 7.1498 | 7 | 0.14984
74219 | 3.9 | 0.8 | 2018-12-31 | 2019-12-31 | 365 | 3.5749 | 3 | 0.57492
74205 | 5.85 | 0.8 | 2018-12-31 | 2019-12-31 | 365 | 5.3624 | 5 | 0.36238
74177 | 13.8 | 0.8 | 2018-12-31 | 2019-12-31 | 365 | 12.6497 | 12 | 0.64972
73408 | 10.725 | 0.8 | 2018-12-31 | 2019-12-31 | 365 | 9.831 | 9 | 0.83103
73403 | 13.325 | 0.8 | 2018-12-31 | 2019-12-31 | 365 | 12.2143 | 12 | 0.21431
73456 | 6.24 | 0.8 | 2018-12-31 | 2019-12-31 | 365 | 5.7199 | 5 | 0.71987
73504 | 10.92 | 0.8 | 2018-12-31 | 2019-12-31 | 365 | 10.0098 | 10 | 0.0097787
74242 | 11.05 | 0.8 | 2018-12-31 | 2019-12-31 | 365 | 10.1289 | 10 | 0.12894
74246 | 10.4 | 0.8 | 2018-12-31 | 2019-12-31 | 365 | 9.5331 | 9 | 0.53312
74252 | 4.5 | 0.8 | 2018-12-31 | 2019-12-31 | 365 | 4.1249 | 4 | 0.12491
74256 | 3.575 | 0.8 | 2018-12-31 | 2019-12-31 | 365 | 3.277 | 3 | 0.27701
74278 | 6.6 | 0.8 | 2018-12-31 | 2019-12-31 | 365 | 6.0499 | 6 | 0.049866
74282 | 9.9 | 0.8 | 2018-12-31 | 2019-12-31 | 365 | 9.0748 | 9 | 0.074799
74284 | 8.58 | 0.8 | 2018-12-31 | 2019-12-31 | 365 | 7.8648 | 7 | 0.86483
74123 | 11.4 | 0.8 | 2018-12-31 | 2019-12-31 | 365 | 10.4498 | 10 | 0.44977
74288 | 10.4 | 0.8 | 2018-12-31 | 2019-12-31 | 365 | 9.5331 | 9 | 0.53312
74319 | 10.2 | 0.8 | 2018-12-31 | 2019-12-31 | 365 | 9.3498 | 9 | 0.34979
74323 | 4.8 | 0.8 | 2018-12-31 | 2019-12-31 | 365 | 4.3999 | 4 | 0.3999
74324 | 5.525 | 0.8 | 2018-12-31 | 2019-12-31 | 365 | 5.0645 | 5 | 0.064471
74151 | 3.6 | 0.8 | 2018-12-31 | 2019-12-31 | 365 | 3.2999 | 3 | 0.29993
35624 | 1254 | 0.9 | 2018-12-31 | 2019-12-31 | 365 | 1293.1589 | 1293 | 0.15891
74353 | 5.98 | 0.8 | 2018-12-31 | 2019-12-31 | 365 | 5.4815 | 5 | 0.48155
74356 | 6.5 | 0.8 | 2018-12-31 | 2019-12-31 | 365 | 5.9582 | 5 | 0.9582
74387 | 9.75 | 0.8 | 2018-12-31 | 2019-12-31 | 365 | 8.9373 | 8 | 0.9373
74399 | 4.225 | 0.8 | 2018-12-31 | 2019-12-31 | 365 | 3.8728 | 3 | 0.87283
74406 | 5.2 | 0.8 | 2018-12-31 | 2019-12-31 | 365 | 4.7666 | 4 | 0.76656
74415 | 12.3 | 0.8 | 2018-12-31 | 2019-12-31 | 365 | 11.2748 | 11 | 0.27475
74417 | 10.075 | 0.8 | 2018-12-31 | 2019-12-31 | 365 | 9.2352 | 9 | 0.23521
74421 | 11.7 | 0.8 | 2018-12-31 | 2019-12-31 | 365 | 10.7248 | 10 | 0.72476
74422 | 9.6 | 0.8 | 2018-12-31 | 2019-12-31 | 365 | 8.7998 | 8 | 0.79981
74426 | 5.4 | 0.8 | 2018-12-31 | 2019-12-31 | 365 | 4.9499 | 4 | 0.94989
74429 | 7.15 | 0.8 | 2018-12-31 | 2019-12-31 | 365 | 6.554 | 6 | 0.55402
74431 | 10.725 | 0.8 | 2018-12-31 | 2019-12-31 | 365 | 9.831 | 9 | 0.83103
74432 | 5.85 | 0.8 | 2018-12-31 | 2019-12-31 | 365 | 5.3624 | 5 | 0.36238
74435 | 10.66 | 1 | 2018-12-31 | 2019-12-31 | 365 | 12.2143 | 12 | 0.21431
74437 | 6.825 | 0.8 | 2018-12-31 | 2019-12-31 | 365 | 6.2561 | 6 | 0.25611
74451 | 7.2 | 0.8 | 2018-12-31 | 2019-12-31 | 365 | 6.5999 | 6 | 0.59985
74453 | 10.2 | 0.8 | 2018-12-31 | 2019-12-31 | 365 | 9.3498 | 9 | 0.34979
74461 | 6.9 | 0.8 | 2018-12-31 | 2019-12-31 | 365 | 6.3249 | 6 | 0.32486
74463 | 13.325 | 0.8 | 2018-12-31 | 2019-12-31 | 365 | 12.2143 | 12 | 0.21431
74466 | 14 | 0.8 | 2018-12-31 | 2019-12-31 | 365 | 12.833 | 12 | 0.83305
74467 | 10.5 | 0.8 | 2018-12-31 | 2019-12-31 | 365 | 9.6248 | 9 | 0.62479
74510 | 8.45 | 0.8 | 2018-12-31 | 2019-12-31 | 365 | 7.7457 | 7 | 0.74566
74511 | 4.225 | 0.8 | 2018-12-31 | 2019-12-31 | 365 | 3.8728 | 3 | 0.87283
74513 | 8.45 | 0.8 | 2018-12-31 | 2019-12-31 | 365 | 7.7457 | 7 | 0.74566
45625 | 4.94 | 1 | 2018-12-31 | 2019-12-31 | 365 | 5.6603 | 5 | 0.66029
74063 | 7.5 | 0.8 | 2018-12-31 | 2019-12-31 | 365 | 6.8748 | 6 | 0.87485
74045 | 9.9 | 0.8 | 2018-12-31 | 2019-12-31 | 365 | 9.0748 | 9 | 0.074799
74516 | 6 | 0.8 | 2018-12-31 | 2019-12-31 | 365 | 5.4999 | 5 | 0.49988
74527 | 8.45 | 0.8 | 2018-12-31 | 2019-12-31 | 365 | 7.7457 | 7 | 0.74566
74558 | 13.8 | 0.8 | 2018-12-31 | 2019-12-31 | 365 | 12.6497 | 12 | 0.64972
74629 | 4.55 | 0.8 | 2018-12-31 | 2019-12-31 | 365 | 4.1707 | 4 | 0.17074
74355 | 3.975 | 0.8 | 2018-12-31 | 2019-12-31 | 365 | 3.6437 | 3 | 0.64367
74364 | 10.5 | 0.8 | 2018-12-31 | 2019-12-31 | 365 | 9.6248 | 9 | 0.62479
74648 | 13 | 0.8 | 2018-12-31 | 2019-12-31 | 365 | 11.9164 | 11 | 0.9164
74652 | 6 | 0.8 | 2018-12-31 | 2019-12-31 | 365 | 5.4999 | 5 | 0.49988
74653 | 10.4 | 0.8 | 2018-12-31 | 2019-12-31 | 365 | 9.5331 | 9 | 0.53312
74654 | 5.67 | 0.8 | 2018-12-31 | 2019-12-31 | 365 | 5.1974 | 5 | 0.19739
74657 | 3.6 | 0.8 | 2018-12-31 | 2019-12-31 | 365 | 3.2999 | 3 | 0.29993
74659 | 8.7 | 0.8 | 2018-12-31 | 2019-12-31 | 365 | 7.9748 | 7 | 0.97482
74663 | 13.325 | 0.8 | 2018-12-31 | 2019-12-31 | 365 | 12.2143 | 12 | 0.21431
74682 | 8.4 | 0.8 | 2018-12-31 | 2019-12-31 | 365 | 7.6998 | 7 | 0.69983
70073 | 7.2 | 0.8 | 2018-12-31 | 2019-12-31 | 365 | 6.5999 | 6 | 0.59985
73347 | 5.46 | 0.8 | 2018-12-31 | 2019-12-31 | 365 | 5.0049 | 5 | 0.0048893
71078 | 7.8 | 0.8 | 2018-12-31 | 2019-12-31 | 365 | 7.1498 | 7 | 0.14984
73345 | 5.46 | 0.8 | 2018-12-31 | 2019-12-31 | 365 | 5.0049 | 5 | 0.0048893
74327 | 4.16 | 0.8 | 2018-12-31 | 2019-12-31 | 365 | 3.8132 | 3 | 0.81325
74514 | 3.9 | 0.8 | 2018-12-31 | 2019-12-31 | 365 | 3.5749 | 3 | 0.57492
74701 | 12.9 | 0.8 | 2018-12-31 | 2019-12-31 | 365 | 11.8247 | 11 | 0.82474
74747 | 5.4 | 0.8 | 2018-12-31 | 2019-12-31 | 365 | 4.9499 | 4 | 0.94989
74753 | 11.1 | 0.8 | 2018-12-31 | 2019-12-31 | 365 | 10.1748 | 10 | 0.17478
74722 | 12.9 | 0.8 | 2018-12-31 | 2019-12-31 | 365 | 11.8247 | 11 | 0.82474
74765 | 14.04 | 0.8 | 2018-12-31 | 2019-12-31 | 365 | 12.8697 | 12 | 0.86972
74768 | 3.9 | 0.8 | 2018-12-31 | 2019-12-31 | 365 | 3.5749 | 3 | 0.57492
74769 | 8.125 | 0.8 | 2018-12-31 | 2019-12-31 | 365 | 7.4478 | 7 | 0.44775
74802 | 13.325 | 0.8 | 2018-12-31 | 2019-12-31 | 365 | 12.2143 | 12 | 0.21431
34206 | 2321.28 | 0.9 | 2018-12-31 | 2019-12-31 | 365 | 2393.7671 | 2393 | 0.76707
74633 | 3.9 | 0.8 | 2018-12-31 | 2019-12-31 | 365 | 3.5749 | 3 | 0.57492
74833 | 4.55 | 0.8 | 2018-12-31 | 2019-12-31 | 365 | 4.1707 | 4 | 0.17074
74835 | 13.325 | 0.8 | 2018-12-31 | 2019-12-31 | 365 | 12.2143 | 12 | 0.21431
74859 | 9 | 0.8 | 2018-12-31 | 2019-12-31 | 365 | 8.2498 | 8 | 0.24982
74876 | 9.75 | 0.8 | 2018-12-31 | 2019-12-31 | 365 | 8.9373 | 8 | 0.9373
74877 | 3.6 | 0.8 | 2018-12-31 | 2019-12-31 | 365 | 3.2999 | 3 | 0.29993
74879 | 7.8 | 0.8 | 2018-12-31 | 2019-12-31 | 365 | 7.1498 | 7 | 0.14984
74883 | 4.5 | 0.8 | 2018-12-31 | 2019-12-31 | 365 | 4.1249 | 4 | 0.12491
74884 | 6.5 | 0.8 | 2018-12-31 | 2019-12-31 | 365 | 5.9582 | 5 | 0.9582
74886 | 8.45 | 0.8 | 2018-12-31 | 2019-12-31 | 365 | 7.7457 | 7 | 0.74566
74887 | 6 | 0.8 | 2018-12-31 | 2019-12-31 | 365 | 5.4999 | 5 | 0.49988
74890 | 7.8 | 0.8 | 2018-12-31 | 2019-12-31 | 365 | 7.1498 | 7 | 0.14984
74896 | 7.8 | 0.8 | 2018-12-31 | 2019-12-31 | 365 | 7.1498 | 7 | 0.14984
74898 | 5.1 | 0.8 | 2018-12-31 | 2019-12-31 | 365 | 4.6749 | 4 | 0.6749
74917 | 9.3 | 0.8 | 2018-12-31 | 2019-12-31 | 365 | 8.5248 | 8 | 0.52481
74919 | 7.8 | 0.8 | 2018-12-31 | 2019-12-31 | 365 | 7.1498 | 7 | 0.14984
74662 | 3.92 | 0.8 | 2018-12-31 | 2019-12-31 | 365 | 3.5933 | 3 | 0.59325
74920 | 4.8 | 0.8 | 2018-12-31 | 2019-12-31 | 365 | 4.3999 | 4 | 0.3999
74926 | 4.2 | 0.8 | 2018-12-31 | 2019-12-31 | 365 | 3.8499 | 3 | 0.84991
74930 | 7.5 | 0.8 | 2018-12-31 | 2019-12-31 | 365 | 6.8748 | 6 | 0.87485
74938 | 9.3 | 0.8 | 2018-12-31 | 2019-12-31 | 365 | 8.5248 | 8 | 0.52481
74941 | 9.425 | 0.8 | 2018-12-31 | 2019-12-31 | 365 | 8.6394 | 8 | 0.63939
74945 | 13.77 | 0.8 | 2018-12-31 | 2019-12-31 | 365 | 12.6222 | 12 | 0.62222
74948 | 7.2 | 0.8 | 2018-12-31 | 2019-12-31 | 365 | 6.5999 | 6 | 0.59985
74950 | 9.75 | 0.8 | 2018-12-31 | 2019-12-31 | 365 | 8.9373 | 8 | 0.9373
74951 | 5.525 | 0.8 | 2018-12-31 | 2019-12-31 | 365 | 5.0645 | 5 | 0.064471
74961 | 9.1 | 0.8 | 2018-12-31 | 2019-12-31 | 365 | 8.3415 | 8 | 0.34148
72089 | 6.5 | 0.8 | 2018-12-31 | 2019-12-31 | 365 | 5.9582 | 5 | 0.9582
74971 | 3 | 0.8 | 2018-12-31 | 2019-12-31 | 365 | 2.7499 | 2 | 0.74994
74992 | 3.9 | 0.8 | 2018-12-31 | 2019-12-31 | 365 | 3.5749 | 3 | 0.57492
74994 | 7.8 | 0.8 | 2018-12-31 | 2019-12-31 | 365 | 7.1498 | 7 | 0.14984
75092 | 7.5 | 0.8 | 2018-12-31 | 2019-12-31 | 365 | 6.8748 | 6 | 0.87485
75172 | 5.2 | 0.8 | 2018-12-31 | 2019-12-31 | 365 | 4.7666 | 4 | 0.76656
75184 | 11.05 | 0.8 | 2018-12-31 | 2019-12-31 | 365 | 10.1289 | 10 | 0.12894
75233 | 2.4 | 0.8 | 2018-12-31 | 2019-12-31 | 365 | 2.2 | 2 | 0.19995
75237 | 8.7 | 0.8 | 2018-12-31 | 2019-12-31 | 365 | 7.9748 | 7 | 0.97482
75253 | 6.175 | 0.8 | 2018-12-31 | 2019-12-31 | 365 | 5.6603 | 5 | 0.66029
75257 | 5.04 | 0.8 | 2018-12-31 | 2019-12-31 | 365 | 4.6199 | 4 | 0.6199
75163 | 13.325 | 0.8 | 2018-12-31 | 2019-12-31 | 365 | 12.2143 | 12 | 0.21431
75284 | 9.945 | 1 | 2018-12-31 | 2019-12-31 | 365 | 11.3951 | 11 | 0.39506
75330 | 6.6 | 0.8 | 2018-12-31 | 2019-12-31 | 365 | 6.0499 | 6 | 0.049866
75291 | 8.45 | 0.8 | 2018-12-31 | 2019-12-31 | 365 | 7.7457 | 7 | 0.74566
75364 | 8.45 | 0.8 | 2018-12-31 | 2019-12-31 | 365 | 7.7457 | 7 | 0.74566
75367 | 7.155 | 0.8 | 2018-12-31 | 2019-12-31 | 365 | 6.5586 | 6 | 0.5586
75373 | 2.65 | 0.8 | 2018-12-31 | 2019-12-31 | 365 | 2.4291 | 2 | 0.42911
75376 | 6.9 | 0.8 | 2018-12-31 | 2019-12-31 | 365 | 6.3249 | 6 | 0.32486
75377 | 4.8 | 0.8 | 2018-12-31 | 2019-12-31 | 365 | 4.3999 | 4 | 0.3999
75380 | 13.8 | 0.8 | 2018-12-31 | 2019-12-31 | 365 | 12.6497 | 12 | 0.64972
75465 | 11.7 | 0.8 | 2018-12-31 | 2019-12-31 | 365 | 10.7248 | 10 | 0.72476
75479 | 5.7 | 0.8 | 2018-12-31 | 2019-12-31 | 365 | 5.2249 | 5 | 0.22488
75497 | 10.2 | 0.8 | 2018-12-31 | 2019-12-31 | 365 | 9.3498 | 9 | 0.34979
75498 | 3.6 | 0.8 | 2018-12-31 | 2019-12-31 | 365 | 3.2999 | 3 | 0.29993
66025 | 10.395 | 0.8 | 2018-12-31 | 2019-12-31 | 365 | 9.5285 | 9 | 0.52854
75527 | 9.9 | 0.8 | 2018-12-31 | 2019-12-31 | 365 | 9.0748 | 9 | 0.074799
75533 | 9.1 | 0.8 | 2018-12-31 | 2019-12-31 | 365 | 8.3415 | 8 | 0.34148
75537 | 4.55 | 0.8 | 2018-12-31 | 2019-12-31 | 365 | 4.1707 | 4 | 0.17074
75546 | 6.9 | 0.8 | 2018-12-31 | 2019-12-31 | 365 | 6.3249 | 6 | 0.32486
75579 | 4.55 | 0.8 | 2018-12-31 | 2019-12-31 | 365 | 4.1707 | 4 | 0.17074
75580 | 8.4 | 0.8 | 2018-12-31 | 2019-12-31 | 365 | 7.6998 | 7 | 0.69983
75581 | 3.6 | 0.8 | 2018-12-31 | 2019-12-31 | 365 | 3.2999 | 3 | 0.29993
75588 | 7.8 | 0.8 | 2018-12-31 | 2019-12-31 | 365 | 7.1498 | 7 | 0.14984
75596 | 1.95 | 0.8 | 2018-12-31 | 2019-12-31 | 365 | 1.7875 | 1 | 0.78746
75600 | 13.2 | 0.8 | 2018-12-31 | 2019-12-31 | 365 | 12.0997 | 12 | 0.099732
75601 | 2.4 | 0.8 | 2018-12-31 | 2019-12-31 | 365 | 2.2 | 2 | 0.19995
75664 | 2.1 | 0.8 | 2018-12-31 | 2019-12-31 | 365 | 1.925 | 1 | 0.92496
75667 | 10.4 | 0.8 | 2018-12-31 | 2019-12-31 | 365 | 9.5331 | 9 | 0.53312
75670 | 7.8 | 0.8 | 2018-12-31 | 2019-12-31 | 365 | 7.1498 | 7 | 0.14984
75676 | 12.6 | 0.8 | 2018-12-31 | 2019-12-31 | 365 | 11.5497 | 11 | 0.54974
75688 | 9.6 | 0.8 | 2018-12-31 | 2019-12-31 | 365 | 8.7998 | 8 | 0.79981
75689 | 3.9 | 0.8 | 2018-12-31 | 2019-12-31 | 365 | 3.5749 | 3 | 0.57492
75734 | 4.225 | 0.8 | 2018-12-31 | 2019-12-31 | 365 | 3.8728 | 3 | 0.87283
75737 | 6.9 | 0.8 | 2018-12-31 | 2019-12-31 | 365 | 6.3249 | 6 | 0.32486
75495 | 4.8 | 0.8 | 2018-12-31 | 2019-12-31 | 365 | 4.3999 | 4 | 0.3999
75783 | 13.8 | 0.8 | 2018-12-31 | 2019-12-31 | 365 | 12.6497 | 12 | 0.64972
75791 | 9.1 | 0.8 | 2018-12-31 | 2019-12-31 | 365 | 8.3415 | 8 | 0.34148
75792 | 13.725 | 0.8 | 2018-12-31 | 2019-12-31 | 365 | 12.581 | 12 | 0.58097
75793 | 11.375 | 0.8 | 2018-12-31 | 2019-12-31 | 365 | 10.4269 | 10 | 0.42685
75799 | 4.225 | 0.8 | 2018-12-31 | 2019-12-31 | 365 | 3.8728 | 3 | 0.87283
75843 | 13 | 0.8 | 2018-12-31 | 2019-12-31 | 365 | 11.9164 | 11 | 0.9164
75789 | 2.925 | 0.8 | 2018-12-31 | 2019-12-31 | 365 | 2.6812 | 2 | 0.68119
75802 | 10.725 | 0.8 | 2018-12-31 | 2019-12-31 | 365 | 9.831 | 9 | 0.83103
75905 | 7.8 | 0.8 | 2018-12-31 | 2019-12-31 | 365 | 7.1498 | 7 | 0.14984
75907 | 8.4 | 0.8 | 2018-12-31 | 2019-12-31 | 365 | 7.6998 | 7 | 0.69983
75920 | 14.3 | 0.8 | 2018-12-31 | 2019-12-31 | 365 | 13.108 | 13 | 0.10804
75921 | 2.1 | 0.8 | 2018-12-31 | 2019-12-31 | 365 | 1.925 | 1 | 0.92496
75914 | 7.2 | 0.8 | 2018-12-31 | 2019-12-31 | 365 | 6.5999 | 6 | 0.59985
76258 | 6.6 | 0.8 | 2018-12-31 | 2019-12-31 | 365 | 6.0499 | 6 | 0.049866
76259 | 6.175 | 0.8 | 2018-12-31 | 2019-12-31 | 365 | 5.6603 | 5 | 0.66029
76272 | 5.525 | 0.8 | 2018-12-31 | 2019-12-31 | 365 | 5.0645 | 5 | 0.064471
76281 | 4.875 | 0.8 | 2018-12-31 | 2019-12-31 | 365 | 4.4687 | 4 | 0.46865
76314 | 5.1 | 0.8 | 2018-12-31 | 2019-12-31 | 365 | 4.6749 | 4 | 0.6749
76277 | 12.3 | 0.8 | 2018-12-31 | 2019-12-31 | 365 | 11.2748 | 11 | 0.27475
76312 | 5.83 | 0.8 | 2018-12-31 | 2019-12-31 | 365 | 5.344 | 5 | 0.34405
76407 | 7.2 | 0.8 | 2018-12-31 | 2019-12-31 | 365 | 6.5999 | 6 | 0.59985
76403 | 11.7 | 0.8 | 2018-12-31 | 2019-12-31 | 365 | 10.7248 | 10 | 0.72476
76253 | 3.6 | 0.8 | 2018-12-31 | 2019-12-31 | 365 | 3.2999 | 3 | 0.29993
76257 | 8.4 | 0.8 | 2018-12-31 | 2019-12-31 | 365 | 7.6998 | 7 | 0.69983
75988 | 7.5 | 0.8 | 2018-12-31 | 2019-12-31 | 365 | 6.8748 | 6 | 0.87485
76520 | 2.4 | 0.8 | 2018-12-31 | 2019-12-31 | 365 | 2.2 | 2 | 0.19995
76579 | 5.4 | 0.8 | 2018-12-31 | 2019-12-31 | 365 | 4.9499 | 4 | 0.94989
76566 | 5.7 | 0.8 | 2018-12-31 | 2019-12-31 | 365 | 5.2249 | 5 | 0.22488
76822 | 4.2 | 0.8 | 2018-12-31 | 2019-12-31 | 365 | 3.8499 | 3 | 0.84991
76790 | 13 | 0.8 | 2018-12-31 | 2019-12-31 | 365 | 11.9164 | 11 | 0.9164
76815 | 6.5 | 0.8 | 2018-12-31 | 2019-12-31 | 365 | 5.9582 | 5 | 0.9582
76808 | 5.1 | 0.8 | 2018-12-31 | 2019-12-31 | 365 | 4.6749 | 4 | 0.6749
76650 | 12.3 | 0.8 | 2018-12-31 | 2019-12-31 | 365 | 11.2748 | 11 | 0.27475
76491 | 5.4 | 0.8 | 2018-12-31 | 2019-12-31 | 365 | 4.9499 | 4 | 0.94989
76645 | 5.1 | 0.8 | 2018-12-31 | 2019-12-31 | 365 | 4.6749 | 4 | 0.6749
76659 | 6.5 | 0.8 | 2018-12-31 | 2019-12-31 | 365 | 5.9582 | 5 | 0.9582
76669 | 3.9 | 0.8 | 2018-12-31 | 2019-12-31 | 365 | 3.5749 | 3 | 0.57492
76633 | 10.4 | 0.8 | 2018-12-31 | 2019-12-31 | 365 | 9.5331 | 9 | 0.53312
76486 | 5.85 | 0.8 | 2018-12-31 | 2019-12-31 | 365 | 5.3624 | 5 | 0.36238
76487 | 10.8 | 0.8 | 2018-12-31 | 2019-12-31 | 365 | 9.8998 | 9 | 0.89978
76470 | 1.8 | 0.8 | 2018-12-31 | 2019-12-31 | 365 | 1.65 | 1 | 0.64996
76279 | 6.5 | 0.8 | 2018-12-31 | 2019-12-31 | 365 | 5.9582 | 5 | 0.9582
76880 | 13 | 0.8 | 2018-12-31 | 2019-12-31 | 365 | 11.9164 | 11 | 0.9164
76882 | 6.405 | 0.8 | 2018-12-31 | 2019-12-31 | 365 | 5.8711 | 5 | 0.87112
76883 | 5.7 | 0.8 | 2018-12-31 | 2019-12-31 | 365 | 5.2249 | 5 | 0.22488
76413 | 10.2 | 0.8 | 2018-12-31 | 2019-12-31 | 365 | 9.3498 | 9 | 0.34979
76360 | 6 | 0.8 | 2018-12-31 | 2019-12-31 | 365 | 5.4999 | 5 | 0.49988
76348 | 6.5 | 0.8 | 2018-12-31 | 2019-12-31 | 365 | 5.9582 | 5 | 0.9582
76542 | 13.5 | 0.8 | 2018-12-31 | 2019-12-31 | 365 | 12.3747 | 12 | 0.37473
76776 | 6.6 | 0.8 | 2018-12-31 | 2019-12-31 | 365 | 6.0499 | 6 | 0.049866
77024 | 9.9 | 0.8 | 2018-12-31 | 2019-12-31 | 365 | 9.0748 | 9 | 0.074799
77027 | 7.5 | 0.8 | 2018-12-31 | 2019-12-31 | 365 | 6.8748 | 6 | 0.87485
77030 | 4.5 | 0.8 | 2018-12-31 | 2019-12-31 | 365 | 4.1249 | 4 | 0.12491
76219 | 12.6 | 0.8 | 2018-12-31 | 2019-12-31 | 365 | 11.5497 | 11 | 0.54974
77032 | 9.3 | 0.8 | 2018-12-31 | 2019-12-31 | 365 | 8.5248 | 8 | 0.52481
77041 | 6.5 | 0.8 | 2018-12-31 | 2019-12-31 | 365 | 5.9582 | 5 | 0.9582
77039 | 3 | 0.8 | 2018-12-31 | 2019-12-31 | 365 | 2.7499 | 2 | 0.74994
77043 | 3.9 | 0.8 | 2018-12-31 | 2019-12-31 | 365 | 3.5749 | 3 | 0.57492
77044 | 11.4 | 0.8 | 2018-12-31 | 2019-12-31 | 365 | 10.4498 | 10 | 0.44977
76717 | 6.9 | 0.8 | 2018-12-31 | 2019-12-31 | 365 | 6.3249 | 6 | 0.32486
77064 | 4.225 | 0.8 | 2018-12-31 | 2019-12-31 | 365 | 3.8728 | 3 | 0.87283
77084 | 13.515 | 0.8 | 2018-12-31 | 2019-12-31 | 365 | 12.3885 | 12 | 0.38848
77085 | 7.8 | 0.8 | 2018-12-31 | 2019-12-31 | 365 | 7.1498 | 7 | 0.14984
77086 | 7.28 | 0.8 | 2018-12-31 | 2019-12-31 | 365 | 6.6732 | 6 | 0.67319
77089 | 4.5 | 0.8 | 2018-12-31 | 2019-12-31 | 365 | 4.1249 | 4 | 0.12491
77158 | 4.55 | 0.8 | 2018-12-31 | 2019-12-31 | 365 | 4.1707 | 4 | 0.17074
77160 | 6 | 0.8 | 2018-12-31 | 2019-12-31 | 365 | 5.4999 | 5 | 0.49988
77169 | 3.6 | 0.8 | 2018-12-31 | 2019-12-31 | 365 | 3.2999 | 3 | 0.29993
77171 | 6.3 | 0.8 | 2018-12-31 | 2019-12-31 | 365 | 5.7749 | 5 | 0.77487
77177 | 11.4 | 0.8 | 2018-12-31 | 2019-12-31 | 365 | 10.4498 | 10 | 0.44977
77011 | 2.925 | 0.8 | 2018-12-31 | 2019-12-31 | 365 | 2.6812 | 2 | 0.68119
77119 | 4.8 | 0.8 | 2018-12-31 | 2019-12-31 | 365 | 4.3999 | 4 | 0.3999
77137 | 5.2 | 0.8 | 2018-12-31 | 2019-12-31 | 365 | 4.7666 | 4 | 0.76656
77162 | 8.54 | 0.8 | 2018-12-31 | 2019-12-31 | 365 | 7.8282 | 7 | 0.82816
77201 | 5.4 | 0.8 | 2018-12-31 | 2019-12-31 | 365 | 4.9499 | 4 | 0.94989
76677 | 10.725 | 0.8 | 2018-12-31 | 2019-12-31 | 365 | 9.831 | 9 | 0.83103
76734 | 6 | 0.8 | 2018-12-31 | 2019-12-31 | 365 | 5.4999 | 5 | 0.49988
77018 | 6 | 0.8 | 2018-12-31 | 2019-12-31 | 365 | 5.4999 | 5 | 0.49988
77081 | 7.8 | 0.8 | 2018-12-31 | 2019-12-31 | 365 | 7.1498 | 7 | 0.14984
77083 | 4.875 | 0.8 | 2018-12-31 | 2019-12-31 | 365 | 4.4687 | 4 | 0.46865
77164 | 5.7 | 0.8 | 2018-12-31 | 2019-12-31 | 365 | 5.2249 | 5 | 0.22488
77001 | 9.3 | 0.8 | 2018-12-31 | 2019-12-31 | 365 | 8.5248 | 8 | 0.52481
76989 | 4.875 | 0.8 | 2018-12-31 | 2019-12-31 | 365 | 4.4687 | 4 | 0.46865
76461 | 5.525 | 0.8 | 2018-12-31 | 2019-12-31 | 365 | 5.0645 | 5 | 0.064471
77138 | 13.545 | 0.8 | 2018-12-31 | 2019-12-31 | 365 | 12.416 | 12 | 0.41598
77339 | 6.6 | 0.8 | 2018-12-31 | 2019-12-31 | 365 | 6.0499 | 6 | 0.049866
76233 | 9.425 | 0.8 | 2018-12-31 | 2019-12-31 | 365 | 8.6394 | 8 | 0.63939
77134 | 3 | 0.8 | 2018-12-31 | 2019-12-31 | 365 | 2.7499 | 2 | 0.74994
77381 | 8.775 | 0.8 | 2018-12-31 | 2019-12-31 | 365 | 8.0436 | 8 | 0.043572
77460 | 5.4 | 0.8 | 2018-12-31 | 2019-12-31 | 365 | 4.9499 | 4 | 0.94989
77464 | 11.7 | 0.8 | 2018-12-31 | 2019-12-31 | 365 | 10.7248 | 10 | 0.72476
77455 | 3.9 | 0.8 | 2018-12-31 | 2019-12-31 | 365 | 3.5749 | 3 | 0.57492
77513 | 10.14 | 0.8 | 2018-12-31 | 2019-12-31 | 365 | 9.2948 | 9 | 0.29479
77515 | 6.175 | 0.8 | 2018-12-31 | 2019-12-31 | 365 | 5.6603 | 5 | 0.66029
77535 | 6.5 | 0.8 | 2018-12-31 | 2019-12-31 | 365 | 5.9582 | 5 | 0.9582
77538 | 13.8 | 0.8 | 2018-12-31 | 2019-12-31 | 365 | 12.6497 | 12 | 0.64972
77542 | 6.9 | 0.8 | 2018-12-31 | 2019-12-31 | 365 | 6.3249 | 6 | 0.32486
77549 | 7.8 | 0.8 | 2018-12-31 | 2019-12-31 | 365 | 7.1498 | 7 | 0.14984
77015 | 6.6 | 0.8 | 2018-12-31 | 2019-12-31 | 365 | 6.0499 | 6 | 0.049866
77640 | 5.1 | 0.8 | 2018-12-31 | 2019-12-31 | 365 | 4.6749 | 4 | 0.6749
77643 | 4.5 | 0.8 | 2018-12-31 | 2019-12-31 | 365 | 4.1249 | 4 | 0.12491
77658 | 3.975 | 0.8 | 2018-12-31 | 2019-12-31 | 365 | 3.6437 | 3 | 0.64367
77706 | 5.2 | 0.8 | 2018-12-31 | 2019-12-31 | 365 | 4.7666 | 4 | 0.76656
77707 | 12.025 | 0.8 | 2018-12-31 | 2019-12-31 | 365 | 11.0227 | 11 | 0.022673
76532 | 11.7 | 0.8 | 2018-12-31 | 2019-12-31 | 365 | 10.7248 | 10 | 0.72476
77763 | 9.6 | 0.8 | 2018-12-31 | 2019-12-31 | 365 | 8.7998 | 8 | 0.79981
77766 | 7.475 | 0.8 | 2018-12-31 | 2019-12-31 | 365 | 6.8519 | 6 | 0.85193
77778 | 13 | 0.8 | 2018-12-31 | 2019-12-31 | 365 | 11.9164 | 11 | 0.9164
77628 | 3.12 | 0.8 | 2018-12-31 | 2019-12-31 | 365 | 2.8599 | 2 | 0.85994
77630 | 3.6 | 0.8 | 2018-12-31 | 2019-12-31 | 365 | 3.2999 | 3 | 0.29993
77829 | 6.9 | 0.8 | 2018-12-31 | 2019-12-31 | 365 | 6.3249 | 6 | 0.32486
77833 | 3.38 | 0.8 | 2018-12-31 | 2019-12-31 | 365 | 3.0983 | 3 | 0.098265
77834 | 2.1 | 0.8 | 2018-12-31 | 2019-12-31 | 365 | 1.925 | 1 | 0.92496
77836 | 11.7 | 0.8 | 2018-12-31 | 2019-12-31 | 365 | 10.7248 | 10 | 0.72476
77856 | 9 | 0.8 | 2018-12-31 | 2019-12-31 | 365 | 8.2498 | 8 | 0.24982
77859 | 3.975 | 0.8 | 2018-12-31 | 2019-12-31 | 365 | 3.6437 | 3 | 0.64367
77785 | 3.06 | 1 | 2018-12-31 | 2019-12-31 | 365 | 3.5062 | 3 | 0.50617
77872 | 6 | 0.8 | 2018-12-31 | 2019-12-31 | 365 | 5.4999 | 5 | 0.49988
77750 | 11.05 | 0.8 | 2018-12-31 | 2019-12-31 | 365 | 10.1289 | 10 | 0.12894
77736 | 7.5 | 0.8 | 2018-12-31 | 2019-12-31 | 365 | 6.8748 | 6 | 0.87485
77883 | 13.515 | 1 | 2018-12-31 | 2019-12-31 | 365 | 15.4856 | 15 | 0.4856
77516 | 6.9 | 0.8 | 2018-12-31 | 2019-12-31 | 365 | 6.3249 | 6 | 0.32486
77523 | 5.4 | 0.8 | 2018-12-31 | 2019-12-31 | 365 | 4.9499 | 4 | 0.94989
77830 | 6 | 0.8 | 2018-12-31 | 2019-12-31 | 365 | 5.4999 | 5 | 0.49988
77518 | 4.55 | 0.8 | 2018-12-31 | 2019-12-31 | 365 | 4.1707 | 4 | 0.17074
77544 | 13.5 | 0.8 | 2018-12-31 | 2019-12-31 | 365 | 12.3747 | 12 | 0.37473
77965 | 11.375 | 0.8 | 2018-12-31 | 2019-12-31 | 365 | 10.4269 | 10 | 0.42685
77967 | 11.1 | 0.8 | 2018-12-31 | 2019-12-31 | 365 | 10.1748 | 10 | 0.17478
78004 | 13.5 | 0.8 | 2018-12-31 | 2019-12-31 | 365 | 12.3747 | 12 | 0.37473
78018 | 3.575 | 0.8 | 2018-12-31 | 2019-12-31 | 365 | 3.277 | 3 | 0.27701
78020 | 6.3 | 0.8 | 2018-12-31 | 2019-12-31 | 365 | 5.7749 | 5 | 0.77487
78023 | 6.6 | 0.8 | 2018-12-31 | 2019-12-31 | 365 | 6.0499 | 6 | 0.049866
78026 | 3.9 | 0.8 | 2018-12-31 | 2019-12-31 | 365 | 3.5749 | 3 | 0.57492
78029 | 8.45 | 0.8 | 2018-12-31 | 2019-12-31 | 365 | 7.7457 | 7 | 0.74566
78030 | 5.4 | 0.8 | 2018-12-31 | 2019-12-31 | 365 | 4.9499 | 4 | 0.94989
78046 | 6 | 0.8 | 2018-12-31 | 2019-12-31 | 365 | 5.4999 | 5 | 0.49988
77649 | 7.475 | 0.8 | 2018-12-31 | 2019-12-31 | 365 | 6.8519 | 6 | 0.85193
78062 | 8.1 | 0.8 | 2018-12-31 | 2019-12-31 | 365 | 7.4248 | 7 | 0.42484
78013 | 2.6 | 0.8 | 2018-12-31 | 2019-12-31 | 365 | 2.3833 | 2 | 0.38328
78066 | 5.4 | 0.8 | 2018-12-31 | 2019-12-31 | 365 | 4.9499 | 4 | 0.94989
78069 | 9.9 | 0.8 | 2018-12-31 | 2019-12-31 | 365 | 9.0748 | 9 | 0.074799
78103 | 7.2 | 0.8 | 2018-12-31 | 2019-12-31 | 365 | 6.5999 | 6 | 0.59985
77876 | 4.16 | 1 | 2018-12-31 | 2019-12-31 | 365 | 4.7666 | 4 | 0.76656
78114 | 5.2 | 0.8 | 2018-12-31 | 2019-12-31 | 365 | 4.7666 | 4 | 0.76656
77898 | 4.875 | 0.8 | 2018-12-31 | 2019-12-31 | 365 | 4.4687 | 4 | 0.46865
78113 | 12 | 0.8 | 2018-12-31 | 2019-12-31 | 365 | 10.9998 | 10 | 0.99976
78143 | 5.7 | 0.8 | 2018-12-31 | 2019-12-31 | 365 | 5.2249 | 5 | 0.22488
77758 | 3.9 | 0.8 | 2018-12-31 | 2019-12-31 | 365 | 3.5749 | 3 | 0.57492
78235 | 3.9 | 0.8 | 2018-12-31 | 2019-12-31 | 365 | 3.5749 | 3 | 0.57492
78240 | 4.5 | 0.8 | 2018-12-31 | 2019-12-31 | 365 | 4.1249 | 4 | 0.12491
78282 | 4.2 | 0.8 | 2018-12-31 | 2019-12-31 | 365 | 3.8499 | 3 | 0.84991
78284 | 3.9 | 0.8 | 2018-12-31 | 2019-12-31 | 365 | 3.5749 | 3 | 0.57492
78311 | 3.3 | 0.8 | 2018-12-31 | 2019-12-31 | 365 | 3.0249 | 3 | 0.024933
78410 | 9.425 | 0.8 | 2018-12-31 | 2019-12-31 | 365 | 8.6394 | 8 | 0.63939
78312 | 6 | 0.8 | 2018-12-31 | 2019-12-31 | 365 | 5.4999 | 5 | 0.49988
78379 | 13.325 | 0.8 | 2018-12-31 | 2019-12-31 | 365 | 12.2143 | 12 | 0.21431
78378 | 13 | 0.8 | 2018-12-31 | 2019-12-31 | 365 | 11.9164 | 11 | 0.9164
78416 | 6 | 0.8 | 2018-12-31 | 2019-12-31 | 365 | 5.4999 | 5 | 0.49988
77934 | 6 | 0.8 | 2018-12-31 | 2019-12-31 | 365 | 5.4999 | 5 | 0.49988
78419 | 3.9 | 0.8 | 2018-12-31 | 2019-12-31 | 365 | 3.5749 | 3 | 0.57492
78016 | 3.9 | 0.8 | 2018-12-31 | 2019-12-31 | 365 | 3.5749 | 3 | 0.57492
78106 | 4.5 | 0.8 | 2018-12-31 | 2019-12-31 | 365 | 4.1249 | 4 | 0.12491
78063 | 5.1 | 0.8 | 2018-12-31 | 2019-12-31 | 365 | 4.6749 | 4 | 0.6749
78420 | 5.7 | 0.8 | 2018-12-31 | 2019-12-31 | 365 | 5.2249 | 5 | 0.22488
78472 | 7.15 | 0.8 | 2018-12-31 | 2019-12-31 | 365 | 6.554 | 6 | 0.55402
78498 | 4.5 | 0.8 | 2018-12-31 | 2019-12-31 | 365 | 4.1249 | 4 | 0.12491
78286 | 9.1 | 0.8 | 2018-12-31 | 2019-12-31 | 365 | 8.3415 | 8 | 0.34148
78550 | 13.2 | 0.8 | 2018-12-31 | 2019-12-31 | 365 | 12.0997 | 12 | 0.099732
78652 | 2.925 | 0.8 | 2018-12-31 | 2019-12-31 | 365 | 2.6812 | 2 | 0.68119
78679 | 8.7 | 0.8 | 2018-12-31 | 2019-12-31 | 365 | 7.9748 | 7 | 0.97482
78661 | 11.7 | 0.8 | 2018-12-31 | 2019-12-31 | 365 | 10.7248 | 10 | 0.72476
78695 | 7.15 | 0.8 | 2018-12-31 | 2019-12-31 | 365 | 6.554 | 6 | 0.55402
78700 | 11.7 | 0.8 | 2018-12-31 | 2019-12-31 | 365 | 10.7248 | 10 | 0.72476
78808 | 6 | 0.8 | 2018-12-31 | 2019-12-31 | 365 | 5.4999 | 5 | 0.49988
78812 | 7.8 | 0.8 | 2018-12-31 | 2019-12-31 | 365 | 7.1498 | 7 | 0.14984
78843 | 6 | 0.8 | 2018-12-31 | 2019-12-31 | 365 | 5.4999 | 5 | 0.49988
78915 | 6.6 | 0.8 | 2018-12-31 | 2019-12-31 | 365 | 6.0499 | 6 | 0.049866
78924 | 4.8 | 0.8 | 2018-12-31 | 2019-12-31 | 365 | 4.3999 | 4 | 0.3999
78926 | 2.4 | 0.8 | 2018-12-31 | 2019-12-31 | 365 | 2.2 | 2 | 0.19995
78626 | 5.85 | 0.8 | 2018-12-31 | 2019-12-31 | 365 | 5.3624 | 5 | 0.36238
78938 | 9.1 | 0.8 | 2018-12-31 | 2019-12-31 | 365 | 8.3415 | 8 | 0.34148
78949 | 3.3 | 0.8 | 2018-12-31 | 2019-12-31 | 365 | 3.0249 | 3 | 0.024933
78966 | 7.8 | 0.8 | 2018-12-31 | 2019-12-31 | 365 | 7.1498 | 7 | 0.14984
79099 | 3.6 | 0.8 | 2018-12-31 | 2019-12-31 | 365 | 3.2999 | 3 | 0.29993
79116 | 8.4 | 0.8 | 2018-12-31 | 2019-12-31 | 365 | 7.6998 | 7 | 0.69983
79127 | 3.9 | 0.8 | 2018-12-31 | 2019-12-31 | 365 | 3.5749 | 3 | 0.57492
79134 | 5.525 | 0.8 | 2018-12-31 | 2019-12-31 | 365 | 5.0645 | 5 | 0.064471
78788 | 2.6 | 1 | 2018-12-31 | 2019-12-31 | 365 | 2.9791 | 2 | 0.9791
79197 | 11.375 | 0.8 | 2018-12-31 | 2019-12-31 | 365 | 10.4269 | 10 | 0.42685
79236 | 8.1 | 0.8 | 2018-12-31 | 2019-12-31 | 365 | 7.4248 | 7 | 0.42484
79240 | 7.2 | 0.8 | 2018-12-31 | 2019-12-31 | 365 | 6.5999 | 6 | 0.59985
79246 | 3.6 | 0.8 | 2018-12-31 | 2019-12-31 | 365 | 3.2999 | 3 | 0.29993
79265 | 6.6 | 0.8 | 2018-12-31 | 2019-12-31 | 365 | 6.0499 | 6 | 0.049866
79344 | 13.8 | 0.8 | 2018-12-31 | 2019-12-31 | 365 | 12.6497 | 12 | 0.64972
79349 | 11.1 | 0.8 | 2018-12-31 | 2019-12-31 | 365 | 10.1748 | 10 | 0.17478
79366 | 5.4 | 0.8 | 2018-12-31 | 2019-12-31 | 365 | 4.9499 | 4 | 0.94989
79408 | 2.4 | 0.8 | 2018-12-31 | 2019-12-31 | 365 | 2.2 | 2 | 0.19995
79427 | 8.45 | 0.8 | 2018-12-31 | 2019-12-31 | 365 | 7.7457 | 7 | 0.74566
79428 | 10.8 | 0.8 | 2018-12-31 | 2019-12-31 | 365 | 9.8998 | 9 | 0.89978
79264 | 11.1 | 0.8 | 2018-12-31 | 2019-12-31 | 365 | 10.1748 | 10 | 0.17478
79137 | 7.8 | 0.8 | 2018-12-31 | 2019-12-31 | 365 | 7.1498 | 7 | 0.14984
79584 | 5.85 | 0.8 | 2018-12-31 | 2019-12-31 | 365 | 5.3624 | 5 | 0.36238
79554 | 10.725 | 0.8 | 2018-12-31 | 2019-12-31 | 365 | 9.831 | 9 | 0.83103
79546 | 3.25 | 0.8 | 2018-12-31 | 2019-12-31 | 365 | 2.9791 | 2 | 0.9791
79496 | 11.7 | 0.8 | 2018-12-31 | 2019-12-31 | 365 | 10.7248 | 10 | 0.72476
79617 | 3 | 0.8 | 2018-12-31 | 2019-12-31 | 365 | 2.7499 | 2 | 0.74994
79424 | 4.2 | 0.8 | 2018-12-31 | 2019-12-31 | 365 | 3.8499 | 3 | 0.84991
79429 | 9.9 | 0.8 | 2018-12-31 | 2019-12-31 | 365 | 9.0748 | 9 | 0.074799
79586 | 2.925 | 0.8 | 2018-12-31 | 2019-12-31 | 365 | 2.6812 | 2 | 0.68119
79710 | 11.7 | 0.8 | 2018-12-31 | 2019-12-31 | 365 | 10.7248 | 10 | 0.72476
79718 | 7.8 | 0.8 | 2018-12-31 | 2019-12-31 | 365 | 7.1498 | 7 | 0.14984
77514 | 4.875 | 0.8 | 2018-12-31 | 2019-12-31 | 365 | 4.4687 | 4 | 0.46865
77668 | 6.9 | 0.8 | 2018-12-31 | 2019-12-31 | 365 | 6.3249 | 6 | 0.32486
78377 | 8.775 | 0.8 | 2018-12-31 | 2019-12-31 | 365 | 8.0436 | 8 | 0.043572
79280 | 6.3 | 0.8 | 2018-12-31 | 2019-12-31 | 365 | 5.7749 | 5 | 0.77487
79286 | 6 | 0.8 | 2018-12-31 | 2019-12-31 | 365 | 5.4999 | 5 | 0.49988
79824 | 11.44 | 0.8 | 2018-12-31 | 2019-12-31 | 365 | 10.4864 | 10 | 0.48643
79844 | 6.5 | 0.8 | 2018-12-31 | 2019-12-31 | 365 | 5.9582 | 5 | 0.9582
79848 | 5.85 | 0.8 | 2018-12-31 | 2019-12-31 | 365 | 5.3624 | 5 | 0.36238
79953 | 6.6 | 0.8 | 2018-12-31 | 2019-12-31 | 365 | 6.0499 | 6 | 0.049866
79964 | 3.9 | 0.8 | 2018-12-31 | 2019-12-31 | 365 | 3.5749 | 3 | 0.57492
79978 | 3.9 | 0.8 | 2018-12-31 | 2019-12-31 | 365 | 3.5749 | 3 | 0.57492
80031 | 6.6 | 0.8 | 2018-12-31 | 2019-12-31 | 365 | 6.0499 | 6 | 0.049866
79887 | 13 | 0.8 | 2018-12-31 | 2019-12-31 | 365 | 11.9164 | 11 | 0.9164
78809 | 7.67 | 0.8 | 2018-12-31 | 2019-12-31 | 365 | 7.0307 | 7 | 0.030678
79194 | 6.3 | 0.8 | 2018-12-31 | 2019-12-31 | 365 | 5.7749 | 5 | 0.77487
79436 | 6.6 | 0.8 | 2018-12-31 | 2019-12-31 | 365 | 6.0499 | 6 | 0.049866
76541 | 8.125 | 0.8 | 2018-12-31 | 2019-12-31 | 365 | 7.4478 | 7 | 0.44775
80205 | 5.1 | 0.8 | 2018-12-31 | 2019-12-31 | 365 | 4.6749 | 4 | 0.6749
80218 | 9.9 | 0.8 | 2018-12-31 | 2019-12-31 | 365 | 9.0748 | 9 | 0.074799
80223 | 4.8 | 0.8 | 2018-12-31 | 2019-12-31 | 365 | 4.3999 | 4 | 0.3999
79841 | 7.8 | 0.8 | 2018-12-31 | 2019-12-31 | 365 | 7.1498 | 7 | 0.14984
80258 | 6.63 | 0.8 | 2018-12-31 | 2019-12-31 | 365 | 6.0774 | 6 | 0.077366
80263 | 4.8 | 0.8 | 2018-12-31 | 2019-12-31 | 365 | 4.3999 | 4 | 0.3999
80296 | 4.5 | 0.8 | 2018-12-31 | 2019-12-31 | 365 | 4.1249 | 4 | 0.12491
76981 | 4.5 | 0.8 | 2018-12-31 | 2019-12-31 | 365 | 4.1249 | 4 | 0.12491
79275 | 9.69 | 0.8 | 2018-12-31 | 2019-12-31 | 365 | 8.8823 | 8 | 0.8823
80499 | 10.2 | 0.8 | 2018-12-31 | 2019-12-31 | 365 | 9.3498 | 9 | 0.34979
80661 | 13 | 0.8 | 2018-12-31 | 2019-12-31 | 365 | 11.9164 | 11 | 0.9164
80381 | 11.7 | 0.8 | 2018-12-31 | 2019-12-31 | 365 | 10.7248 | 10 | 0.72476
79434 | 2.1 | 0.8 | 2018-12-31 | 2019-12-31 | 365 | 1.925 | 1 | 0.92496
80899 | 4.55 | 0.8 | 2018-12-31 | 2019-12-31 | 365 | 4.1707 | 4 | 0.17074
80688 | 4.875 | 0.8 | 2018-12-31 | 2019-12-31 | 365 | 4.4687 | 4 | 0.46865
81032 | 10.8 | 0.8 | 2018-12-31 | 2019-12-31 | 365 | 9.8998 | 9 | 0.89978
81085 | 6.6 | 0.8 | 2018-12-31 | 2019-12-31 | 365 | 6.0499 | 6 | 0.049866
81100 | 6.9 | 0.8 | 2018-12-31 | 2019-12-31 | 365 | 6.3249 | 6 | 0.32486
81116 | 5.4 | 0.8 | 2018-12-31 | 2019-12-31 | 365 | 4.9499 | 4 | 0.94989
81127 | 6.6 | 0.8 | 2018-12-31 | 2019-12-31 | 365 | 6.0499 | 6 | 0.049866
81152 | 9.3 | 0.8 | 2018-12-31 | 2019-12-31 | 365 | 8.5248 | 8 | 0.52481
81163 | 13.325 | 0.8 | 2018-12-31 | 2019-12-31 | 365 | 12.2143 | 12 | 0.21431
81164 | 6.9 | 0.8 | 2018-12-31 | 2019-12-31 | 365 | 6.3249 | 6 | 0.32486
81165 | 4.8 | 0.8 | 2018-12-31 | 2019-12-31 | 365 | 4.3999 | 4 | 0.3999
81208 | 5.1 | 0.8 | 2018-12-31 | 2019-12-31 | 365 | 4.6749 | 4 | 0.6749
81108 | 3.6 | 0.8 | 2018-12-31 | 2019-12-31 | 365 | 3.2999 | 3 | 0.29993
81112 | 4.55 | 0.8 | 2018-12-31 | 2019-12-31 | 365 | 4.1707 | 4 | 0.17074
81253 | 11.375 | 0.8 | 2018-12-31 | 2019-12-31 | 365 | 10.4269 | 10 | 0.42685
81286 | 9.3 | 0.8 | 2018-12-31 | 2019-12-31 | 365 | 8.5248 | 8 | 0.52481
81294 | 6.825 | 0.8 | 2018-12-31 | 2019-12-31 | 365 | 6.2561 | 6 | 0.25611
81295 | 7.15 | 0.8 | 2018-12-31 | 2019-12-31 | 365 | 6.554 | 6 | 0.55402
81313 | 7.15 | 0.8 | 2018-12-31 | 2019-12-31 | 365 | 6.554 | 6 | 0.55402
81315 | 10.5 | 0.8 | 2018-12-31 | 2019-12-31 | 365 | 9.6248 | 9 | 0.62479
81343 | 8.7 | 0.8 | 2018-12-31 | 2019-12-31 | 365 | 7.9748 | 7 | 0.97482
81376 | 9.9 | 0.8 | 2018-12-31 | 2019-12-31 | 365 | 9.0748 | 9 | 0.074799
81377 | 4.725 | 0.8 | 2018-12-31 | 2019-12-31 | 365 | 4.3312 | 4 | 0.33115
80579 | 6.6 | 0.8 | 2018-12-31 | 2019-12-31 | 365 | 6.0499 | 6 | 0.049866
81156 | 9.6 | 0.8 | 2018-12-31 | 2019-12-31 | 365 | 8.7998 | 8 | 0.79981
81422 | 3.3 | 0.8 | 2018-12-31 | 2019-12-31 | 365 | 3.0249 | 3 | 0.024933
81435 | 5.4 | 0.8 | 2018-12-31 | 2019-12-31 | 365 | 4.9499 | 4 | 0.94989
81439 | 4.875 | 0.8 | 2018-12-31 | 2019-12-31 | 365 | 4.4687 | 4 | 0.46865
81448 | 7.15 | 0.8 | 2018-12-31 | 2019-12-31 | 365 | 6.554 | 6 | 0.55402
81450 | 7.8 | 0.8 | 2018-12-31 | 2019-12-31 | 365 | 7.1498 | 7 | 0.14984
81479 | 5.85 | 0.8 | 2018-12-31 | 2019-12-31 | 365 | 5.3624 | 5 | 0.36238
81088 | 8.45 | 0.8 | 2018-12-31 | 2019-12-31 | 365 | 7.7457 | 7 | 0.74566
80903 | 2.1 | 0.8 | 2018-12-31 | 2019-12-31 | 365 | 1.925 | 1 | 0.92496
81550 | 10.4 | 0.8 | 2018-12-31 | 2019-12-31 | 365 | 9.5331 | 9 | 0.53312
80789 | 3.6 | 0.8 | 2018-12-31 | 2019-12-31 | 365 | 3.2999 | 3 | 0.29993
81080 | 12.3 | 0.8 | 2018-12-31 | 2019-12-31 | 365 | 11.2748 | 11 | 0.27475
81083 | 6.6 | 0.8 | 2018-12-31 | 2019-12-31 | 365 | 6.0499 | 6 | 0.049866
76729 | 4.16 | 0.8 | 2018-12-31 | 2019-12-31 | 365 | 3.8132 | 3 | 0.81325
81160 | 6.3 | 0.8 | 2018-12-31 | 2019-12-31 | 365 | 5.7749 | 5 | 0.77487
81577 | 8.45 | 0.8 | 2018-12-31 | 2019-12-31 | 365 | 7.7457 | 7 | 0.74566
81600 | 7.2 | 0.8 | 2018-12-31 | 2019-12-31 | 365 | 6.5999 | 6 | 0.59985
81602 | 7.475 | 0.8 | 2018-12-31 | 2019-12-31 | 365 | 6.8519 | 6 | 0.85193
81087 | 8.1 | 0.8 | 2018-12-31 | 2019-12-31 | 365 | 7.4248 | 7 | 0.42484
81607 | 9.6 | 0.8 | 2018-12-31 | 2019-12-31 | 365 | 8.7998 | 8 | 0.79981
81689 | 6.9 | 0.8 | 2018-12-31 | 2019-12-31 | 365 | 6.3249 | 6 | 0.32486
81851 | 7.15 | 0.8 | 2018-12-31 | 2019-12-31 | 365 | 6.554 | 6 | 0.55402
81877 | 4.8 | 0.8 | 2018-12-31 | 2019-12-31 | 365 | 4.3999 | 4 | 0.3999
81743 | 2.925 | 0.8 | 2018-12-31 | 2019-12-31 | 365 | 2.6812 | 2 | 0.68119
81885 | 6.5 | 0.8 | 2018-12-31 | 2019-12-31 | 365 | 5.9582 | 5 | 0.9582
81886 | 8.48 | 0.8 | 2018-12-31 | 2019-12-31 | 365 | 7.7732 | 7 | 0.77316
81148 | 4.2 | 0.8 | 2018-12-31 | 2019-12-31 | 365 | 3.8499 | 3 | 0.84991
81101 | 5.1 | 0.8 | 2018-12-31 | 2019-12-31 | 365 | 4.6749 | 4 | 0.6749
81893 | 11.7 | 0.8 | 2018-12-31 | 2019-12-31 | 365 | 10.7248 | 10 | 0.72476
81894 | 10.2 | 0.8 | 2018-12-31 | 2019-12-31 | 365 | 9.3498 | 9 | 0.34979
81895 | 6.175 | 0.8 | 2018-12-31 | 2019-12-31 | 365 | 5.6603 | 5 | 0.66029
81147 | 10.2 | 0.8 | 2018-12-31 | 2019-12-31 | 365 | 9.3498 | 9 | 0.34979
81972 | 5.85 | 0.8 | 2018-12-31 | 2019-12-31 | 365 | 5.3624 | 5 | 0.36238
82019 | 13.8 | 0.8 | 2018-12-31 | 2019-12-31 | 365 | 12.6497 | 12 | 0.64972
81882 | 7.8 | 0.8 | 2018-12-31 | 2019-12-31 | 365 | 7.1498 | 7 | 0.14984
81434 | 2.925 | 0.8 | 2018-12-31 | 2019-12-31 | 365 | 2.6812 | 2 | 0.68119
82002 | 6.825 | 0.8 | 2018-12-31 | 2019-12-31 | 365 | 6.2561 | 6 | 0.25611
82043 | 13.8 | 0.8 | 2018-12-31 | 2019-12-31 | 365 | 12.6497 | 12 | 0.64972
82104 | 7.8 | 0.8 | 2018-12-31 | 2019-12-31 | 365 | 7.1498 | 7 | 0.14984
82020 | 11.7 | 0.8 | 2018-12-31 | 2019-12-31 | 365 | 10.7248 | 10 | 0.72476
82111 | 8.45 | 0.8 | 2018-12-31 | 2019-12-31 | 365 | 7.7457 | 7 | 0.74566
82114 | 8.4 | 0.8 | 2018-12-31 | 2019-12-31 | 365 | 7.6998 | 7 | 0.69983
82142 | 11.375 | 0.8 | 2018-12-31 | 2019-12-31 | 365 | 10.4269 | 10 | 0.42685
82152 | 10.075 | 0.8 | 2018-12-31 | 2019-12-31 | 365 | 9.2352 | 9 | 0.23521
82227 | 6.5 | 0.8 | 2018-12-31 | 2019-12-31 | 365 | 5.9582 | 5 | 0.9582
82021 | 11.34 | 0.8 | 2018-12-31 | 2019-12-31 | 365 | 10.3948 | 10 | 0.39477
82246 | 8.58 | 0.8 | 2018-12-31 | 2019-12-31 | 365 | 7.8648 | 7 | 0.86483
82315 | 9 | 0.8 | 2018-12-31 | 2019-12-31 | 365 | 8.2498 | 8 | 0.24982
82508 | 8.1 | 0.8 | 2018-12-31 | 2019-12-31 | 365 | 7.4248 | 7 | 0.42484
82511 | 12.9 | 0.8 | 2018-12-31 | 2019-12-31 | 365 | 11.8247 | 11 | 0.82474
82513 | 9.75 | 0.8 | 2018-12-31 | 2019-12-31 | 365 | 8.9373 | 8 | 0.9373
82529 | 9.1 | 0.8 | 2018-12-31 | 2019-12-31 | 365 | 8.3415 | 8 | 0.34148
80868 | 1.89 | 0.8 | 2018-12-31 | 2019-12-31 | 365 | 1.7325 | 1 | 0.73246
82339 | 12.025 | 0.8 | 2018-12-31 | 2019-12-31 | 365 | 11.0227 | 11 | 0.022673
82340 | 13 | 0.8 | 2018-12-31 | 2019-12-31 | 365 | 11.9164 | 11 | 0.9164
82649 | 3.9 | 0.8 | 2018-12-31 | 2019-12-31 | 365 | 3.5749 | 3 | 0.57492
34239 | 2310.12 | 0.9 | 2018-12-31 | 2019-12-31 | 365 | 2382.2586 | 2382 | 0.25858
82728 | 7.8 | 0.8 | 2018-12-31 | 2019-12-31 | 365 | 7.1498 | 7 | 0.14984
82782 | 4.875 | 0.8 | 2018-12-31 | 2019-12-31 | 365 | 4.4687 | 4 | 0.46865
82801 | 13.325 | 0.8 | 2018-12-31 | 2019-12-31 | 365 | 12.2143 | 12 | 0.21431
82874 | 6.825 | 0.8 | 2018-12-31 | 2019-12-31 | 365 | 6.2561 | 6 | 0.25611
82879 | 11.375 | 0.8 | 2018-12-31 | 2019-12-31 | 365 | 10.4269 | 10 | 0.42685
82918 | 5.85 | 0.8 | 2018-12-31 | 2019-12-31 | 365 | 5.3624 | 5 | 0.36238
82919 | 6.405 | 0.8 | 2018-12-31 | 2019-12-31 | 365 | 5.8711 | 5 | 0.87112
82967 | 9.425 | 0.8 | 2018-12-31 | 2019-12-31 | 365 | 8.6394 | 8 | 0.63939
82538 | 12.675 | 0.8 | 2018-12-31 | 2019-12-31 | 365 | 11.6185 | 11 | 0.61849
82648 | 12.35 | 0.8 | 2018-12-31 | 2019-12-31 | 365 | 11.3206 | 11 | 0.32058
83014 | 2.6 | 0.8 | 2018-12-31 | 2019-12-31 | 365 | 2.3833 | 2 | 0.38328
83058 | 13.325 | 0.8 | 2018-12-31 | 2019-12-31 | 365 | 12.2143 | 12 | 0.21431
83059 | 11.7 | 0.8 | 2018-12-31 | 2019-12-31 | 365 | 10.7248 | 10 | 0.72476
83099 | 6.825 | 0.8 | 2018-12-31 | 2019-12-31 | 365 | 6.2561 | 6 | 0.25611
83243 | 6.5 | 0.8 | 2018-12-31 | 2019-12-31 | 365 | 5.9582 | 5 | 0.9582
83276 | 4.55 | 0.8 | 2018-12-31 | 2019-12-31 | 365 | 4.1707 | 4 | 0.17074
83278 | 4.5 | 0.8 | 2018-12-31 | 2019-12-31 | 365 | 4.1249 | 4 | 0.12491
83321 | 5.1 | 0.8 | 2018-12-31 | 2019-12-31 | 365 | 4.6749 | 4 | 0.6749
82871 | 12.6 | 0.8 | 2018-12-31 | 2019-12-31 | 365 | 11.5497 | 11 | 0.54974
82791 | 6.9 | 0.8 | 2018-12-31 | 2019-12-31 | 365 | 6.3249 | 6 | 0.32486
83326 | 4.55 | 0.8 | 2018-12-31 | 2019-12-31 | 365 | 4.1707 | 4 | 0.17074
83409 | 4.5 | 0.8 | 2018-12-31 | 2019-12-31 | 365 | 4.1249 | 4 | 0.12491
83412 | 9.425 | 0.8 | 2018-12-31 | 2019-12-31 | 365 | 8.6394 | 8 | 0.63939
83413 | 6.3 | 0.8 | 2018-12-31 | 2019-12-31 | 365 | 5.7749 | 5 | 0.77487
83484 | 12.025 | 0.8 | 2018-12-31 | 2019-12-31 | 365 | 11.0227 | 11 | 0.022673
83268 | 11.05 | 0.8 | 2018-12-31 | 2019-12-31 | 365 | 10.1289 | 10 | 0.12894
83681 | 6.825 | 0.8 | 2018-12-31 | 2019-12-31 | 365 | 6.2561 | 6 | 0.25611
83576 | 4.725 | 0.8 | 2018-12-31 | 2019-12-31 | 365 | 4.3312 | 4 | 0.33115
83838 | 10.075 | 0.8 | 2018-12-31 | 2019-12-31 | 365 | 9.2352 | 9 | 0.23521
83561 | 2.4 | 0.8 | 2018-12-31 | 2019-12-31 | 365 | 2.2 | 2 | 0.19995
83416 | 5.525 | 0.8 | 2018-12-31 | 2019-12-31 | 365 | 5.0645 | 5 | 0.064471
84173 | 4.875 | 0.8 | 2018-12-31 | 2019-12-31 | 365 | 4.4687 | 4 | 0.46865
83942 | 9.3 | 0.8 | 2018-12-31 | 2019-12-31 | 365 | 8.5248 | 8 | 0.52481
84032 | 5.525 | 0.8 | 2018-12-31 | 2019-12-31 | 365 | 5.0645 | 5 | 0.064471
84105 | 3.78 | 0.8 | 2018-12-31 | 2019-12-31 | 365 | 3.4649 | 3 | 0.46492
84232 | 5.7 | 0.8 | 2018-12-31 | 2019-12-31 | 365 | 5.2249 | 5 | 0.22488
84271 | 9.75 | 0.8 | 2018-12-31 | 2019-12-31 | 365 | 8.9373 | 8 | 0.9373
84170 | 7.2 | 0.8 | 2018-12-31 | 2019-12-31 | 365 | 6.5999 | 6 | 0.59985
84594 | 4.5 | 0.8 | 2018-12-31 | 2019-12-31 | 365 | 4.1249 | 4 | 0.12491
84596 | 13.8 | 0.8 | 2018-12-31 | 2019-12-31 | 365 | 12.6497 | 12 | 0.64972
84601 | 7.625 | 0.8 | 2018-12-31 | 2019-12-31 | 365 | 6.9894 | 6 | 0.98943
84673 | 4.27 | 0.8 | 2018-12-31 | 2019-12-31 | 365 | 3.9141 | 3 | 0.91408
84880 | 8.4 | 0.8 | 2018-12-31 | 2019-12-31 | 365 | 7.6998 | 7 | 0.69983
84893 | 13.8 | 0.8 | 2018-12-31 | 2019-12-31 | 365 | 12.6497 | 12 | 0.64972
84272 | 7.625 | 0.8 | 2018-12-31 | 2019-12-31 | 365 | 6.9894 | 6 | 0.98943
84656 | 7.2 | 0.8 | 2018-12-31 | 2019-12-31 | 365 | 6.5999 | 6 | 0.59985
84172 | 7.5 | 0.8 | 2018-12-31 | 2019-12-31 | 365 | 6.8748 | 6 | 0.87485
83937 | 9.455 | 0.8 | 2018-12-31 | 2019-12-31 | 365 | 8.6669 | 8 | 0.66689
84104 | 3.25 | 0.8 | 2018-12-31 | 2019-12-31 | 365 | 2.9791 | 2 | 0.9791
84270 | 13.325 | 0.8 | 2018-12-31 | 2019-12-31 | 365 | 12.2143 | 12 | 0.21431
84329 | 8.1 | 0.8 | 2018-12-31 | 2019-12-31 | 365 | 7.4248 | 7 | 0.42484
84826 | 11.05 | 0.8 | 2018-12-31 | 2019-12-31 | 365 | 10.1289 | 10 | 0.12894
83929 | 3.3 | 0.8 | 2018-12-31 | 2019-12-31 | 365 | 3.0249 | 3 | 0.024933
83969 | 6.5 | 0.8 | 2018-12-31 | 2019-12-31 | 365 | 5.9582 | 5 | 0.9582
84268 | 7.93 | 0.8 | 2018-12-31 | 2019-12-31 | 365 | 7.269 | 7 | 0.26901
85024 | 9.75 | 0.8 | 2018-12-31 | 2019-12-31 | 365 | 8.9373 | 8 | 0.9373
85142 | 5.4 | 0.8 | 2018-12-31 | 2019-12-31 | 365 | 4.9499 | 4 | 0.94989
85242 | 11.1 | 0.8 | 2018-12-31 | 2019-12-31 | 365 | 10.1748 | 10 | 0.17478
85249 | 3.9 | 0.8 | 2018-12-31 | 2019-12-31 | 365 | 3.5749 | 3 | 0.57492
84269 | 5.525 | 0.8 | 2018-12-31 | 2019-12-31 | 365 | 5.0645 | 5 | 0.064471
84885 | 3 | 0.8 | 2018-12-31 | 2019-12-31 | 365 | 2.7499 | 2 | 0.74994
86752 | 9.425 | 0.8 | 2018-12-31 | 2019-12-31 | 365 | 8.6394 | 8 | 0.63939
86831 | 5.85 | 0.8 | 2018-12-31 | 2019-12-31 | 365 | 5.3624 | 5 | 0.36238
86968 | 10.4 | 0.8 | 2018-12-31 | 2019-12-31 | 365 | 9.5331 | 9 | 0.53312
87247 | 9.15 | 0.8 | 2018-12-31 | 2019-12-31 | 365 | 8.3873 | 8 | 0.38731
86757 | 8.4 | 0.8 | 2018-12-31 | 2019-12-31 | 365 | 7.6998 | 7 | 0.69983
87291 | 5.9 | 0.8 | 2018-12-31 | 2019-12-31 | 365 | 5.4082 | 5 | 0.40821
87516 | 9.135 | 0.8 | 2018-12-31 | 2019-12-31 | 365 | 8.3736 | 8 | 0.37356
86799 | 13 | 0.8 | 2018-12-31 | 2019-12-31 | 365 | 11.9164 | 11 | 0.9164
87503 | 3.6 | 0.8 | 2018-12-31 | 2019-12-31 | 365 | 3.2999 | 3 | 0.29993
86701 | 4.5 | 0.8 | 2018-12-31 | 2019-12-31 | 365 | 4.1249 | 4 | 0.12491
87481 | 6.5 | 0.8 | 2018-12-31 | 2019-12-31 | 365 | 5.9582 | 5 | 0.9582
87926 | 5.985 | 0.8 | 2018-12-31 | 2019-12-31 | 365 | 5.4861 | 5 | 0.48613
87746 | 3.9 | 0.8 | 2018-12-31 | 2019-12-31 | 365 | 3.5749 | 3 | 0.57492
87810 | 6 | 0.8 | 2018-12-31 | 2019-12-31 | 365 | 5.4999 | 5 | 0.49988
86725 | 13.325 | 0.8 | 2018-12-31 | 2019-12-31 | 365 | 12.2143 | 12 | 0.21431
86748 | 1.8 | 0.8 | 2018-12-31 | 2019-12-31 | 365 | 1.65 | 1 | 0.64996
86553 | 3.575 | 0.8 | 2018-12-31 | 2019-12-31 | 365 | 3.277 | 3 | 0.27701
86677 | 9.1 | 0.8 | 2018-12-31 | 2019-12-31 | 365 | 8.3415 | 8 | 0.34148
87825 | 11.7 | 0.8 | 2018-12-31 | 2019-12-31 | 365 | 10.7248 | 10 | 0.72476
88583 | 11.375 | 0.8 | 2018-12-31 | 2019-12-31 | 365 | 10.4269 | 10 | 0.42685
88522 | 4.55 | 0.8 | 2018-12-31 | 2019-12-31 | 365 | 4.1707 | 4 | 0.17074
85975 | 5.19 | 0.8 | 2018-12-31 | 2019-12-31 | 365 | 4.7574 | 4 | 0.75739
88396 | 5.1 | 0.8 | 2018-12-31 | 2019-12-31 | 365 | 4.6749 | 4 | 0.6749
88397 | 3.575 | 0.8 | 2018-12-31 | 2019-12-31 | 365 | 3.277 | 3 | 0.27701
88463 | 13.325 | 0.8 | 2018-12-31 | 2019-12-31 | 365 | 12.2143 | 12 | 0.21431
88557 | 7.2 | 0.8 | 2018-12-31 | 2019-12-31 | 365 | 6.5999 | 6 | 0.59985
88582 | 3.9 | 0.8 | 2018-12-31 | 2019-12-31 | 365 | 3.5749 | 3 | 0.57492
88723 | 7.875 | 0.8 | 2018-12-31 | 2019-12-31 | 365 | 7.2186 | 7 | 0.21859
88743 | 10.725 | 0.8 | 2018-12-31 | 2019-12-31 | 365 | 9.831 | 9 | 0.83103
88803 | 3.05 | 0.8 | 2018-12-31 | 2019-12-31 | 365 | 2.7958 | 2 | 0.79577
88912 | 13.8 | 0.8 | 2018-12-31 | 2019-12-31 | 365 | 12.6497 | 12 | 0.64972
88925 | 6.3 | 0.8 | 2018-12-31 | 2019-12-31 | 365 | 5.7749 | 5 | 0.77487
89251 | 6.71 | 0.8 | 2018-12-31 | 2019-12-31 | 365 | 6.1507 | 6 | 0.1507
88699 | 11.375 | 0.8 | 2018-12-31 | 2019-12-31 | 365 | 10.4269 | 10 | 0.42685
88829 | 13.44 | 0.8 | 2018-12-31 | 2019-12-31 | 365 | 12.3197 | 12 | 0.31973
90374 | 11.1 | 0.8 | 2018-12-31 | 2019-12-31 | 365 | 10.1748 | 10 | 0.17478
88313 | 7.245 | 0.8 | 2018-12-31 | 2019-12-31 | 365 | 6.6411 | 6 | 0.6411
88798 | 3.3 | 0.8 | 2018-12-31 | 2019-12-31 | 365 | 3.0249 | 3 | 0.024933
90219 | 5.185 | 0.8 | 2018-12-31 | 2019-12-31 | 365 | 4.7528 | 4 | 0.75281
90465 | 2.44 | 0.8 | 2018-12-31 | 2019-12-31 | 365 | 2.2366 | 2 | 0.23662
90720 | 8.45 | 0.8 | 2018-12-31 | 2019-12-31 | 365 | 7.7457 | 7 | 0.74566
90727 | 5.185 | 0.8 | 2018-12-31 | 2019-12-31 | 365 | 4.7528 | 4 | 0.75281
88801 | 5.7 | 0.8 | 2018-12-31 | 2019-12-31 | 365 | 5.2249 | 5 | 0.22488
91363 | 6 | 0.8 | 2018-12-31 | 2019-12-31 | 365 | 5.4999 | 5 | 0.49988
91373 | 8.45 | 0.8 | 2018-12-31 | 2019-12-31 | 365 | 7.7457 | 7 | 0.74566
91372 | 13 | 0.8 | 2018-12-31 | 2019-12-31 | 365 | 11.9164 | 11 | 0.9164
91371 | 7.8 | 0.8 | 2018-12-31 | 2019-12-31 | 365 | 7.1498 | 7 | 0.14984
91393 | 2.4 | 0.8 | 2018-12-31 | 2019-12-31 | 365 | 2.2 | 2 | 0.19995
91457 | 3 | 0.8 | 2018-12-31 | 2019-12-31 | 365 | 2.7499 | 2 | 0.74994
88383 | 5.85 | 0.8 | 2018-12-31 | 2019-12-31 | 365 | 5.3624 | 5 | 0.36238
92174 | 12.455 | 1 | 2018-12-31 | 2019-12-31 | 365 | 14.271 | 14 | 0.27104
92164 | 4.5 | 0.8 | 2018-12-31 | 2019-12-31 | 365 | 4.1249 | 4 | 0.12491
92163 | 15.105 | 0.8 | 2018-12-31 | 2019-12-31 | 365 | 13.8459 | 13 | 0.84594
35633 | 641.7 | 0.8 | 2019-01-01 | 2019-12-31 | 365 | 588.212 | 588 | 0.21199
13202 | 2.94 | 1 | 2018-12-31 | 2019-12-31 | 365 | 3.3687 | 3 | 0.36868
1715 | 4.68 | 1 | 2018-12-31 | 2019-12-31 | 365 | 5.3624 | 5 | 0.36238
155 | 2.75 | 1 | 2018-12-31 | 2019-12-31 | 365 | 3.151 | 3 | 0.15097
12147 | 8.4 | 1 | 2018-12-31 | 2019-12-31 | 365 | 9.6248 | 9 | 0.62479
64149 | 4 | 1 | 2018-12-31 | 2019-12-31 | 365 | 4.5832 | 4 | 0.58323
3504 | 4.655 | 1 | 2018-12-31 | 2019-12-31 | 365 | 5.3337 | 5 | 0.33374
573 | 7.035 | 1 | 2018-12-31 | 2019-12-31 | 365 | 8.0608 | 8 | 0.060759
3054 | 5 | 1 | 2018-12-31 | 2019-12-31 | 365 | 5.729 | 5 | 0.72904
560 | 7.035 | 1 | 2018-12-31 | 2019-12-31 | 365 | 8.0608 | 8 | 0.060759
845 | 9.25 | 1 | 2018-12-31 | 2019-12-31 | 365 | 10.5987 | 10 | 0.59872
1592 | 3 | 1 | 2018-12-31 | 2019-12-31 | 365 | 3.4374 | 3 | 0.43742
1060 | 4.165 | 1 | 2018-12-31 | 2019-12-31 | 365 | 4.7723 | 4 | 0.77229
13898 | 4.9 | 1 | 2018-12-31 | 2019-12-31 | 365 | 5.6145 | 5 | 0.61446
6407 | 5.025 | 1 | 2018-12-31 | 2019-12-31 | 365 | 5.7577 | 5 | 0.75769
7875 | 2.7 | 1 | 2018-12-31 | 2019-12-31 | 365 | 3.0937 | 3 | 0.093682
895 | 5 | 1 | 2018-12-31 | 2019-12-31 | 365 | 5.729 | 5 | 0.72904
3174 | 6.03 | 1 | 2018-12-31 | 2019-12-31 | 365 | 6.9092 | 6 | 0.90922
526 | 13.5 | 1 | 2018-12-31 | 2019-12-31 | 365 | 15.4684 | 15 | 0.46841
1143 | 4.355 | 1 | 2018-12-31 | 2019-12-31 | 365 | 4.99 | 4 | 0.98999
92 | 5.52 | 1 | 2018-12-31 | 2019-12-31 | 365 | 6.3249 | 6 | 0.32486
498 | 6.75 | 1 | 2018-12-31 | 2019-12-31 | 365 | 7.7342 | 7 | 0.7342
8870 | 5.5 | 1 | 2018-12-31 | 2019-12-31 | 365 | 6.3019 | 6 | 0.30194
1736 | 3.92 | 1 | 2018-12-31 | 2019-12-31 | 365 | 4.4916 | 4 | 0.49157
386 | 5.175 | 1 | 2018-12-31 | 2019-12-31 | 365 | 5.9296 | 5 | 0.92956
995 | 4.5 | 1 | 2018-12-31 | 2019-12-31 | 365 | 5.1561 | 5 | 0.15614
579 | 7.5 | 1 | 2018-12-31 | 2019-12-31 | 365 | 8.5936 | 8 | 0.59356
532 | 4 | 1 | 2018-12-31 | 2019-12-31 | 365 | 4.5832 | 4 | 0.58323
1770 | 7.5 | 1 | 2018-12-31 | 2019-12-31 | 365 | 8.5936 | 8 | 0.59356
31166 | 7.37 | 1 | 2018-12-31 | 2019-12-31 | 365 | 8.4446 | 8 | 0.4446
519 | 4.08 | 1 | 2018-12-31 | 2019-12-31 | 365 | 4.6749 | 4 | 0.6749
875 | 3 | 1 | 2018-12-31 | 2019-12-31 | 365 | 3.4374 | 3 | 0.43742
1479 | 6.75 | 1 | 2018-12-31 | 2019-12-31 | 365 | 7.7342 | 7 | 0.7342
564 | 9 | 1 | 2018-12-31 | 2019-12-31 | 365 | 10.3123 | 10 | 0.31227
1499 | 4 | 1 | 2018-12-31 | 2019-12-31 | 365 | 4.5832 | 4 | 0.58323
388 | 6 | 1 | 2018-12-31 | 2019-12-31 | 365 | 6.8748 | 6 | 0.87485
61263 | 5.5 | 1 | 2018-12-31 | 2019-12-31 | 365 | 6.3019 | 6 | 0.30194
11729 | 5.025 | 1 | 2018-12-31 | 2019-12-31 | 365 | 5.7577 | 5 | 0.75769
12600 | 3.43 | 1 | 2018-12-31 | 2019-12-31 | 365 | 3.9301 | 3 | 0.93012
1061 | 7.848 | 1 | 2018-12-31 | 2019-12-31 | 365 | 8.9923 | 8 | 0.9923
6365 | 8.04 | 1 | 2018-12-31 | 2019-12-31 | 365 | 9.2123 | 9 | 0.2123
6458 | 12.06 | 1 | 2018-12-31 | 2019-12-31 | 365 | 13.8184 | 13 | 0.81844
69882 | 3.92 | 1 | 2018-12-31 | 2019-12-31 | 365 | 4.4916 | 4 | 0.49157
1167 | 8.04 | 1 | 2018-12-31 | 2019-12-31 | 365 | 9.2123 | 9 | 0.2123
1164 | 4.355 | 1 | 2018-12-31 | 2019-12-31 | 365 | 4.99 | 4 | 0.98999
1442 | 5.2 | 1 | 2018-12-31 | 2019-12-31 | 365 | 5.9582 | 5 | 0.9582
1042 | 5.695 | 1 | 2018-12-31 | 2019-12-31 | 365 | 6.5254 | 6 | 0.52538
13284 | 9.38 | 1 | 2018-12-31 | 2019-12-31 | 365 | 10.7477 | 10 | 0.74768
11374 | 5.775 | 1 | 2018-12-31 | 2019-12-31 | 365 | 6.617 | 6 | 0.61704
896 | 3.75 | 1 | 2018-12-31 | 2019-12-31 | 365 | 4.2968 | 4 | 0.29678
1987 | 4.05 | 1 | 2018-12-31 | 2019-12-31 | 365 | 4.6405 | 4 | 0.64052
1787 | 3.675 | 1 | 2018-12-31 | 2019-12-31 | 365 | 4.2108 | 4 | 0.21084
10195 | 4.77 | 1 | 2018-12-31 | 2019-12-31 | 365 | 5.4655 | 5 | 0.4655
1394 | 3.924 | 1 | 2018-12-31 | 2019-12-31 | 365 | 4.4962 | 4 | 0.49615
25083 | 7.59 | 1 | 2018-12-31 | 2019-12-31 | 365 | 8.6967 | 8 | 0.69668
5127 | 8.745 | 1 | 2018-12-31 | 2019-12-31 | 365 | 10.0201 | 10 | 0.020091
2624 | 2.5 | 1 | 2018-12-31 | 2019-12-31 | 365 | 2.8645 | 2 | 0.86452
392 | 7.848 | 1 | 2018-12-31 | 2019-12-31 | 365 | 8.9923 | 8 | 0.9923
1451 | 5.695 | 1 | 2018-12-31 | 2019-12-31 | 365 | 6.5254 | 6 | 0.52538
285 | 6.25 | 1 | 2018-12-31 | 2019-12-31 | 365 | 7.1613 | 7 | 0.1613
2862 | 5.36 | 1 | 2018-12-31 | 2019-12-31 | 365 | 6.1415 | 6 | 0.14153
1012 | 6.7 | 1 | 2018-12-31 | 2019-12-31 | 365 | 7.6769 | 7 | 0.67691
1179 | 7.37 | 1 | 2018-12-31 | 2019-12-31 | 365 | 8.4446 | 8 | 0.4446
1208 | 4.02 | 1 | 2018-12-31 | 2019-12-31 | 365 | 4.6061 | 4 | 0.60615
1449 | 7.035 | 1 | 2018-12-31 | 2019-12-31 | 365 | 8.0608 | 8 | 0.060759
1009 | 3.35 | 1 | 2018-12-31 | 2019-12-31 | 365 | 3.8385 | 3 | 0.83846
1113 | 7.14 | 1 | 2018-12-31 | 2019-12-31 | 365 | 8.1811 | 8 | 0.18107
5280 | 4.905 | 1 | 2018-12-31 | 2019-12-31 | 365 | 5.6202 | 5 | 0.62019
1006 | 4.75 | 1 | 2018-12-31 | 2019-12-31 | 365 | 5.4426 | 5 | 0.44259
13355 | 9.765 | 1 | 2018-12-31 | 2019-12-31 | 365 | 11.1888 | 11 | 0.18882
16316 | 5.1 | 1 | 2018-12-31 | 2019-12-31 | 365 | 5.8436 | 5 | 0.84362
410 | 3.43 | 1 | 2018-12-31 | 2019-12-31 | 365 | 3.9301 | 3 | 0.93012
2348 | 7 | 1 | 2018-12-31 | 2019-12-31 | 365 | 8.0207 | 8 | 0.020656
1565 | 4.25 | 1 | 2018-12-31 | 2019-12-31 | 365 | 4.8697 | 4 | 0.86968
1590 | 5.886 | 1 | 2018-12-31 | 2019-12-31 | 365 | 6.7442 | 6 | 0.74423
15677 | 9.81 | 1 | 2018-12-31 | 2019-12-31 | 365 | 11.2404 | 11 | 0.24038
1485 | 9.5 | 1 | 2018-12-31 | 2019-12-31 | 365 | 10.8852 | 10 | 0.88518
82 | 4.75 | 1 | 2018-12-31 | 2019-12-31 | 365 | 5.4426 | 5 | 0.44259
1177 | 3.35 | 1 | 2018-12-31 | 2019-12-31 | 365 | 3.8385 | 3 | 0.83846
18252 | 4.86 | 1 | 2018-12-31 | 2019-12-31 | 365 | 5.5686 | 5 | 0.56863
3840 | 3.45 | 1 | 2018-12-31 | 2019-12-31 | 365 | 3.953 | 3 | 0.95304
402 | 8.04 | 1 | 2018-12-31 | 2019-12-31 | 365 | 9.2123 | 9 | 0.2123
1944 | 3.35 | 1 | 2018-12-31 | 2019-12-31 | 365 | 3.8385 | 3 | 0.83846
56351 | 5.5 | 1 | 2018-12-31 | 2019-12-31 | 365 | 6.3019 | 6 | 0.30194
566 | 4.69 | 1 | 2018-12-31 | 2019-12-31 | 365 | 5.3738 | 5 | 0.37384
15197 | 3.675 | 1 | 2018-12-31 | 2019-12-31 | 365 | 4.2108 | 4 | 0.21084
3377 | 5.25 | 1 | 2018-12-31 | 2019-12-31 | 365 | 6.0155 | 6 | 0.015492
51177 | 5.4 | 1 | 2018-12-31 | 2019-12-31 | 365 | 6.1874 | 6 | 0.18736
804 | 6.25 | 1 | 2018-12-31 | 2019-12-31 | 365 | 7.1613 | 7 | 0.1613
15196 | 4.355 | 1 | 2018-12-31 | 2019-12-31 | 365 | 4.99 | 4 | 0.98999
4811 | 6.54 | 1 | 2018-12-31 | 2019-12-31 | 365 | 7.4936 | 7 | 0.49358
2350 | 4.5 | 1 | 2018-12-31 | 2019-12-31 | 365 | 5.1561 | 5 | 0.15614
577 | 5 | 1 | 2018-12-31 | 2019-12-31 | 365 | 5.729 | 5 | 0.72904
1486 | 5.5 | 1 | 2018-12-31 | 2019-12-31 | 365 | 6.3019 | 6 | 0.30194
1204 | 5.36 | 1 | 2018-12-31 | 2019-12-31 | 365 | 6.1415 | 6 | 0.14153
1883 | 4.02 | 1 | 2018-12-31 | 2019-12-31 | 365 | 4.6061 | 4 | 0.60615
42575 | 3.43 | 1 | 2018-12-31 | 2019-12-31 | 365 | 3.9301 | 3 | 0.93012
563 | 11.55 | 1 | 2018-12-31 | 2019-12-31 | 365 | 13.2341 | 13 | 0.23408
1839 | 6.7 | 1 | 2018-12-31 | 2019-12-31 | 365 | 7.6769 | 7 | 0.67691
1059 | 8.04 | 1 | 2018-12-31 | 2019-12-31 | 365 | 9.2123 | 9 | 0.2123
1032 | 7.37 | 1 | 2018-12-31 | 2019-12-31 | 365 | 8.4446 | 8 | 0.4446
1056 | 4.355 | 1 | 2018-12-31 | 2019-12-31 | 365 | 4.99 | 4 | 0.98999
64708 | 11.75 | 1 | 2018-12-31 | 2019-12-31 | 365 | 13.4632 | 13 | 0.46324
1236 | 4.83 | 1 | 2018-12-31 | 2019-12-31 | 365 | 5.5343 | 5 | 0.53425
10410 | 1.56 | 1 | 2018-12-31 | 2019-12-31 | 365 | 1.7875 | 1 | 0.78746
84150 | 4.02 | 1 | 2018-12-31 | 2019-12-31 | 365 | 4.6061 | 4 | 0.60615
5691 | 11.055 | 1 | 2018-12-31 | 2019-12-31 | 365 | 12.6669 | 12 | 0.66691
49981 | 7.035 | 1 | 2018-12-31 | 2019-12-31 | 365 | 8.0608 | 8 | 0.060759
3335 | 4.69 | 1 | 2018-12-31 | 2019-12-31 | 365 | 5.3738 | 5 | 0.37384
1210 | 9.045 | 1 | 2018-12-31 | 2019-12-31 | 365 | 10.3638 | 10 | 0.36383
30521 | 5.1 | 1 | 2018-12-31 | 2019-12-31 | 365 | 5.8436 | 5 | 0.84362
3807 | 6.5 | 1 | 2018-12-31 | 2019-12-31 | 365 | 7.4478 | 7 | 0.44775
1448 | 7.035 | 1 | 2018-12-31 | 2019-12-31 | 365 | 8.0608 | 8 | 0.060759
1788 | 4.69 | 1 | 2018-12-31 | 2019-12-31 | 365 | 5.3738 | 5 | 0.37384
3191 | 5.75 | 1 | 2018-12-31 | 2019-12-31 | 365 | 6.5884 | 6 | 0.5884
7980 | 6.25 | 1 | 2018-12-31 | 2019-12-31 | 365 | 7.1613 | 7 | 0.1613
11857 | 4.86 | 1 | 2018-12-31 | 2019-12-31 | 365 | 5.5686 | 5 | 0.56863
1380 | 5.36 | 1 | 2018-12-31 | 2019-12-31 | 365 | 6.1415 | 6 | 0.14153
1041 | 4.02 | 1 | 2018-12-31 | 2019-12-31 | 365 | 4.6061 | 4 | 0.60615
1034 | 4.02 | 1 | 2018-12-31 | 2019-12-31 | 365 | 4.6061 | 4 | 0.60615
2848 | 15 | 1 | 2018-12-31 | 2019-12-31 | 365 | 17.1871 | 17 | 0.18712
1872 | 11.055 | 1 | 2018-12-31 | 2019-12-31 | 365 | 12.6669 | 12 | 0.66691
1996 | 2.616 | 1 | 2018-12-31 | 2019-12-31 | 365 | 2.9974 | 2 | 0.99743
1881 | 4.165 | 1 | 2018-12-31 | 2019-12-31 | 365 | 4.7723 | 4 | 0.77229
28967 | 3.685 | 1 | 2018-12-31 | 2019-12-31 | 365 | 4.2223 | 4 | 0.2223
1414 | 8.28 | 1 | 2018-12-31 | 2019-12-31 | 365 | 9.4873 | 9 | 0.48729
3548 | 3.35 | 1 | 2018-12-31 | 2019-12-31 | 365 | 3.8385 | 3 | 0.83846
1024 | 7.37 | 1 | 2018-12-31 | 2019-12-31 | 365 | 8.4446 | 8 | 0.4446
1180 | 5.025 | 1 | 2018-12-31 | 2019-12-31 | 365 | 5.7577 | 5 | 0.75769
1779 | 7.035 | 1 | 2018-12-31 | 2019-12-31 | 365 | 8.0608 | 8 | 0.060759
1742 | 9.54 | 1 | 2018-12-31 | 2019-12-31 | 365 | 10.931 | 10 | 0.93101
1142 | 6.54 | 1 | 2018-12-31 | 2019-12-31 | 365 | 7.4936 | 7 | 0.49358
86 | 7.75 | 1 | 2018-12-31 | 2019-12-31 | 365 | 8.88 | 8 | 0.88001
1416 | 4.355 | 1 | 2018-12-31 | 2019-12-31 | 365 | 4.99 | 4 | 0.98999
2258 | 5.886 | 1 | 2018-12-31 | 2019-12-31 | 365 | 6.7442 | 6 | 0.74423
11302 | 4.59 | 1 | 2018-12-31 | 2019-12-31 | 365 | 5.2593 | 5 | 0.25926
11545 | 4.59 | 1 | 2018-12-31 | 2019-12-31 | 365 | 5.2593 | 5 | 0.25926
4807 | 8.502 | 1 | 2018-12-31 | 2019-12-31 | 365 | 9.7417 | 9 | 0.74166
496 | 4.75 | 1 | 2018-12-31 | 2019-12-31 | 365 | 5.4426 | 5 | 0.44259
1917 | 5.865 | 1 | 2018-12-31 | 2019-12-31 | 365 | 6.7202 | 6 | 0.72016
2687 | 5 | 1 | 2018-12-31 | 2019-12-31 | 365 | 5.729 | 5 | 0.72904
12918 | 3.57 | 1 | 2018-12-31 | 2019-12-31 | 365 | 4.0905 | 4 | 0.090535
2266 | 8 | 1 | 2018-12-31 | 2019-12-31 | 365 | 9.1665 | 9 | 0.16646
12152 | 4.335 | 1 | 2018-12-31 | 2019-12-31 | 365 | 4.9671 | 4 | 0.96708
1918 | 6 | 1 | 2018-12-31 | 2019-12-31 | 365 | 6.8748 | 6 | 0.87485
2260 | 4.5 | 1 | 2018-12-31 | 2019-12-31 | 365 | 5.1561 | 5 | 0.15614
554 | 8 | 1 | 2018-12-31 | 2019-12-31 | 365 | 9.1665 | 9 | 0.16646
12136 | 7.56 | 1 | 2018-12-31 | 2019-12-31 | 365 | 8.6623 | 8 | 0.66231
12919 | 6.75 | 1 | 2018-12-31 | 2019-12-31 | 365 | 7.7342 | 7 | 0.7342
2349 | 4 | 1 | 2018-12-31 | 2019-12-31 | 365 | 4.5832 | 4 | 0.58323
1057 | 4.02 | 1 | 2018-12-31 | 2019-12-31 | 365 | 4.6061 | 4 | 0.60615
1826 | 3.685 | 1 | 2018-12-31 | 2019-12-31 | 365 | 4.2223 | 4 | 0.2223
1390 | 3.35 | 1 | 2018-12-31 | 2019-12-31 | 365 | 3.8385 | 3 | 0.83846
6459 | 4.69 | 1 | 2018-12-31 | 2019-12-31 | 365 | 5.3738 | 5 | 0.37384
12022 | 6.375 | 1 | 2018-12-31 | 2019-12-31 | 365 | 7.3045 | 7 | 0.30453
1219 | 8.82 | 1 | 2018-12-31 | 2019-12-31 | 365 | 10.106 | 10 | 0.10603
559 | 6 | 1 | 2018-12-31 | 2019-12-31 | 365 | 6.8748 | 6 | 0.87485
13954 | 2.805 | 1 | 2018-12-31 | 2019-12-31 | 365 | 3.214 | 3 | 0.21399
1005 | 3 | 1 | 2018-12-31 | 2019-12-31 | 365 | 3.4374 | 3 | 0.43742
522 | 9.156 | 1 | 2018-12-31 | 2019-12-31 | 365 | 10.491 | 10 | 0.49102
523 | 5.25 | 1 | 2018-12-31 | 2019-12-31 | 365 | 6.0155 | 6 | 0.015492
2351 | 2.25 | 1 | 2018-12-31 | 2019-12-31 | 365 | 2.5781 | 2 | 0.57807
2477 | 6.75 | 1 | 2018-12-31 | 2019-12-31 | 365 | 7.7342 | 7 | 0.7342
13955 | 2.805 | 1 | 2018-12-31 | 2019-12-31 | 365 | 3.214 | 3 | 0.21399
385 | 5.25 | 1 | 2018-12-31 | 2019-12-31 | 365 | 6.0155 | 6 | 0.015492
16561 | 5.886 | 1 | 2018-12-31 | 2019-12-31 | 365 | 6.7442 | 6 | 0.74423
874 | 5 | 1 | 2018-12-31 | 2019-12-31 | 365 | 5.729 | 5 | 0.72904
390 | 4.5 | 1 | 2018-12-31 | 2019-12-31 | 365 | 5.1561 | 5 | 0.15614
1481 | 4 | 1 | 2018-12-31 | 2019-12-31 | 365 | 4.5832 | 4 | 0.58323
6550 | 7.28 | 1 | 2018-12-31 | 2019-12-31 | 365 | 8.3415 | 8 | 0.34148
2099 | 5.5 | 1 | 2018-12-31 | 2019-12-31 | 365 | 6.3019 | 6 | 0.30194
555 | 6 | 1 | 2018-12-31 | 2019-12-31 | 365 | 6.8748 | 6 | 0.87485
810 | 6 | 1 | 2018-12-31 | 2019-12-31 | 365 | 6.8748 | 6 | 0.87485
4446 | 6 | 1 | 2018-12-31 | 2019-12-31 | 365 | 6.8748 | 6 | 0.87485
1035 | 3.35 | 1 | 2018-12-31 | 2019-12-31 | 365 | 3.8385 | 3 | 0.83846
21685 | 3.78 | 1 | 2018-12-31 | 2019-12-31 | 365 | 4.3312 | 4 | 0.33115
1478 | 5.5 | 1 | 2018-12-31 | 2019-12-31 | 365 | 6.3019 | 6 | 0.30194
1508 | 6 | 1 | 2018-12-31 | 2019-12-31 | 365 | 6.8748 | 6 | 0.87485
2081 | 7 | 1 | 2018-12-31 | 2019-12-31 | 365 | 8.0207 | 8 | 0.020656
6548 | 6.48 | 1 | 2018-12-31 | 2019-12-31 | 365 | 7.4248 | 7 | 0.42484
1786 | 4 | 1 | 2018-12-31 | 2019-12-31 | 365 | 4.5832 | 4 | 0.58323
14791 | 4.59 | 1 | 2018-12-31 | 2019-12-31 | 365 | 5.2593 | 5 | 0.25926
3805 | 5.83 | 1 | 2018-12-31 | 2019-12-31 | 365 | 6.6801 | 6 | 0.68006
6610 | 6.89 | 1 | 2018-12-31 | 2019-12-31 | 365 | 7.8946 | 7 | 0.89462
2727 | 3.5 | 1 | 2018-12-31 | 2019-12-31 | 365 | 4.0103 | 4 | 0.010328
552 | 5 | 1 | 2018-12-31 | 2019-12-31 | 365 | 5.729 | 5 | 0.72904
2102 | 4 | 1 | 2018-12-31 | 2019-12-31 | 365 | 4.5832 | 4 | 0.58323
22256 | 6.12 | 1 | 2018-12-31 | 2019-12-31 | 365 | 7.0123 | 7 | 0.012345
1594 | 4.77 | 1 | 2018-12-31 | 2019-12-31 | 365 | 5.4655 | 5 | 0.4655
1601 | 6.095 | 1 | 2018-12-31 | 2019-12-31 | 365 | 6.9837 | 6 | 0.9837
37146 | 6.63 | 1 | 2018-12-31 | 2019-12-31 | 365 | 7.5967 | 7 | 0.59671
2686 | 7.25 | 1 | 2018-12-31 | 2019-12-31 | 365 | 8.3071 | 8 | 0.30711
16453 | 18.63 | 1 | 2018-12-31 | 2019-12-31 | 365 | 21.3464 | 21 | 0.3464
4384 | 5.75 | 1 | 2018-12-31 | 2019-12-31 | 365 | 6.5884 | 6 | 0.5884
37145 | 4.08 | 1 | 2018-12-31 | 2019-12-31 | 365 | 4.6749 | 4 | 0.6749
4875 | 3.924 | 1 | 2018-12-31 | 2019-12-31 | 365 | 4.4962 | 4 | 0.49615
1003 | 4.75 | 1 | 2018-12-31 | 2019-12-31 | 365 | 5.4426 | 5 | 0.44259
1500 | 5.559 | 1 | 2018-12-31 | 2019-12-31 | 365 | 6.3695 | 6 | 0.36955
389 | 5.886 | 1 | 2018-12-31 | 2019-12-31 | 365 | 6.7442 | 6 | 0.74423
598 | 8 | 1 | 2018-12-31 | 2019-12-31 | 365 | 9.1665 | 9 | 0.16646
2355 | 3 | 1 | 2018-12-31 | 2019-12-31 | 365 | 3.4374 | 3 | 0.43742
7230 | 3.825 | 1 | 2018-12-31 | 2019-12-31 | 365 | 4.3827 | 4 | 0.38272
3189 | 1 | 1 | 2018-12-31 | 2019-12-31 | 365 | 1.1458 | 1 | 0.14581
1450 | 6.7 | 1 | 2018-12-31 | 2019-12-31 | 365 | 7.6769 | 7 | 0.67691
10394 | 11.772 | 1 | 2018-12-31 | 2019-12-31 | 365 | 13.4885 | 13 | 0.48845
1955 | 8.71 | 1 | 2018-12-31 | 2019-12-31 | 365 | 9.98 | 9 | 0.97999
1739 | 4 | 1 | 2018-12-31 | 2019-12-31 | 365 | 4.5832 | 4 | 0.58323
529 | 2.616 | 1 | 2018-12-31 | 2019-12-31 | 365 | 2.9974 | 2 | 0.99743
2089 | 6.36 | 1 | 2018-12-31 | 2019-12-31 | 365 | 7.2873 | 7 | 0.28734
382 | 5 | 1 | 2018-12-31 | 2019-12-31 | 365 | 5.729 | 5 | 0.72904
521 | 5 | 1 | 2018-12-31 | 2019-12-31 | 365 | 5.729 | 5 | 0.72904
387 | 4.5 | 1 | 2018-12-31 | 2019-12-31 | 365 | 5.1561 | 5 | 0.15614
1007 | 2.75 | 1 | 2018-12-31 | 2019-12-31 | 365 | 3.151 | 3 | 0.15097
391 | 7.848 | 1 | 2018-12-31 | 2019-12-31 | 365 | 8.9923 | 8 | 0.9923
890 | 6.25 | 1 | 2018-12-31 | 2019-12-31 | 365 | 7.1613 | 7 | 0.1613
4020 | 14.31 | 1 | 2018-12-31 | 2019-12-31 | 365 | 16.3965 | 16 | 0.39651
1527 | 14.388 | 1 | 2018-12-31 | 2019-12-31 | 365 | 16.4859 | 16 | 0.48589
1039 | 5.36 | 1 | 2018-12-31 | 2019-12-31 | 365 | 6.1415 | 6 | 0.14153
1367 | 9.38 | 1 | 2018-12-31 | 2019-12-31 | 365 | 10.7477 | 10 | 0.74768
393 | 5.5 | 1 | 2018-12-31 | 2019-12-31 | 365 | 6.3019 | 6 | 0.30194
3637 | 4.578 | 1 | 2018-12-31 | 2019-12-31 | 365 | 5.2455 | 5 | 0.24551
1810 | 6.03 | 1 | 2018-12-31 | 2019-12-31 | 365 | 6.9092 | 6 | 0.90922
1202 | 5.36 | 1 | 2018-12-31 | 2019-12-31 | 365 | 6.1415 | 6 | 0.14153
4289 | 4.02 | 1 | 2018-12-31 | 2019-12-31 | 365 | 4.6061 | 4 | 0.60615
89 | 8.48 | 1 | 2018-12-31 | 2019-12-31 | 365 | 9.7165 | 9 | 0.71645
4168 | 8.04 | 1 | 2018-12-31 | 2019-12-31 | 365 | 9.2123 | 9 | 0.2123
3497 | 3.685 | 1 | 2018-12-31 | 2019-12-31 | 365 | 4.2223 | 4 | 0.2223
6556 | 2.289 | 1 | 2018-12-31 | 2019-12-31 | 365 | 2.6228 | 2 | 0.62275
4510 | 5.886 | 1 | 2018-12-31 | 2019-12-31 | 365 | 6.7442 | 6 | 0.74423
1818 | 5.025 | 1 | 2018-12-31 | 2019-12-31 | 365 | 5.7577 | 5 | 0.75769
1530 | 4.02 | 1 | 2018-12-31 | 2019-12-31 | 365 | 4.6061 | 4 | 0.60615
3105 | 4.69 | 1 | 2018-12-31 | 2019-12-31 | 365 | 5.3738 | 5 | 0.37384
1767 | 4.905 | 1 | 2018-12-31 | 2019-12-31 | 365 | 5.6202 | 5 | 0.62019
1147 | 6.7 | 1 | 2018-12-31 | 2019-12-31 | 365 | 7.6769 | 7 | 0.67691
4019 | 5.025 | 1 | 2018-12-31 | 2019-12-31 | 365 | 5.7577 | 5 | 0.75769
1768 | 4.69 | 1 | 2018-12-31 | 2019-12-31 | 365 | 5.3738 | 5 | 0.37384
1431 | 7.705 | 1 | 2018-12-31 | 2019-12-31 | 365 | 8.8285 | 8 | 0.82845
5070 | 12.73 | 1 | 2018-12-31 | 2019-12-31 | 365 | 14.5861 | 14 | 0.58614
1887 | 6.365 | 1 | 2018-12-31 | 2019-12-31 | 365 | 7.2931 | 7 | 0.29307
575 | 8.925 | 1 | 2018-12-31 | 2019-12-31 | 365 | 10.2263 | 10 | 0.22634
580 | 14.388 | 1 | 2018-12-31 | 2019-12-31 | 365 | 16.4859 | 16 | 0.48589
550 | 5.46 | 1 | 2018-12-31 | 2019-12-31 | 365 | 6.2561 | 6 | 0.25611
1866 | 3.35 | 1 | 2018-12-31 | 2019-12-31 | 365 | 3.8385 | 3 | 0.83846
833 | 10.35 | 1 | 2018-12-31 | 2019-12-31 | 365 | 11.8591 | 11 | 0.85911
2963 | 4.355 | 1 | 2018-12-31 | 2019-12-31 | 365 | 4.99 | 4 | 0.98999
1128 | 3.92 | 1 | 2018-12-31 | 2019-12-31 | 365 | 4.4916 | 4 | 0.49157
999 | 6.03 | 1 | 2018-12-31 | 2019-12-31 | 365 | 6.9092 | 6 | 0.90922
1166 | 3.27 | 1 | 2018-12-31 | 2019-12-31 | 365 | 3.7468 | 3 | 0.74679
90 | 9.81 | 1 | 2018-12-31 | 2019-12-31 | 365 | 11.2404 | 11 | 0.24038
1229 | 4.69 | 1 | 2018-12-31 | 2019-12-31 | 365 | 5.3738 | 5 | 0.37384
1885 | 5.695 | 1 | 2018-12-31 | 2019-12-31 | 365 | 6.5254 | 6 | 0.52538
1108 | 4.69 | 1 | 2018-12-31 | 2019-12-31 | 365 | 5.3738 | 5 | 0.37384
1062 | 4.69 | 1 | 2018-12-31 | 2019-12-31 | 365 | 5.3738 | 5 | 0.37384
815 | 9.54 | 1 | 2018-12-31 | 2019-12-31 | 365 | 10.931 | 10 | 0.93101
1127 | 10.05 | 1 | 2018-12-31 | 2019-12-31 | 365 | 11.5154 | 11 | 0.51537
1040 | 5.36 | 1 | 2018-12-31 | 2019-12-31 | 365 | 6.1415 | 6 | 0.14153
24605 | 9.31 | 1 | 2018-12-31 | 2019-12-31 | 365 | 10.6675 | 10 | 0.66747
25523 | 2.616 | 1 | 2018-12-31 | 2019-12-31 | 365 | 2.9974 | 2 | 0.99743
1037 | 7.37 | 1 | 2018-12-31 | 2019-12-31 | 365 | 8.4446 | 8 | 0.4446
5124 | 4.69 | 1 | 2018-12-31 | 2019-12-31 | 365 | 5.3738 | 5 | 0.37384
4509 | 4.69 | 1 | 2018-12-31 | 2019-12-31 | 365 | 5.3738 | 5 | 0.37384
12240 | 3.78 | 1 | 2018-12-31 | 2019-12-31 | 365 | 4.3312 | 4 | 0.33115
11283 | 6.867 | 1 | 2018-12-31 | 2019-12-31 | 365 | 7.8683 | 7 | 0.86826
1805 | 6.03 | 1 | 2018-12-31 | 2019-12-31 | 365 | 6.9092 | 6 | 0.90922
1388 | 4.02 | 1 | 2018-12-31 | 2019-12-31 | 365 | 4.6061 | 4 | 0.60615
17927 | 4.9 | 1 | 2018-12-31 | 2019-12-31 | 365 | 5.6145 | 5 | 0.61446
1209 | 3.685 | 1 | 2018-12-31 | 2019-12-31 | 365 | 4.2223 | 4 | 0.2223
1906 | 4.69 | 1 | 2018-12-31 | 2019-12-31 | 365 | 5.3738 | 5 | 0.37384
3428 | 6.03 | 1 | 2018-12-31 | 2019-12-31 | 365 | 6.9092 | 6 | 0.90922
558 | 4 | 1 | 2018-12-31 | 2019-12-31 | 365 | 4.5832 | 4 | 0.58323
1595 | 6.75 | 1 | 2018-12-31 | 2019-12-31 | 365 | 7.7342 | 7 | 0.7342
1943 | 7.848 | 1 | 2018-12-31 | 2019-12-31 | 365 | 8.9923 | 8 | 0.9923
13067 | 6.12 | 1 | 2018-12-31 | 2019-12-31 | 365 | 7.0123 | 7 | 0.012345
21793 | 2.805 | 1 | 2018-12-31 | 2019-12-31 | 365 | 3.214 | 3 | 0.21399
1591 | 9.5 | 1 | 2018-12-31 | 2019-12-31 | 365 | 10.8852 | 10 | 0.88518
889 | 4 | 1 | 2018-12-31 | 2019-12-31 | 365 | 4.5832 | 4 | 0.58323
2090 | 2.5 | 1 | 2018-12-31 | 2019-12-31 | 365 | 2.8645 | 2 | 0.86452
1001 | 4 | 1 | 2018-12-31 | 2019-12-31 | 365 | 4.5832 | 4 | 0.58323
1598 | 5.25 | 1 | 2018-12-31 | 2019-12-31 | 365 | 6.0155 | 6 | 0.015492
832 | 2.25 | 1 | 2018-12-31 | 2019-12-31 | 365 | 2.5781 | 2 | 0.57807
1589 | 3.75 | 1 | 2018-12-31 | 2019-12-31 | 365 | 4.2968 | 4 | 0.29678
2301 | 2.75 | 1 | 2018-12-31 | 2019-12-31 | 365 | 3.151 | 3 | 0.15097
565 | 5 | 1 | 2018-12-31 | 2019-12-31 | 365 | 5.729 | 5 | 0.72904
557 | 3.75 | 1 | 2018-12-31 | 2019-12-31 | 365 | 4.2968 | 4 | 0.29678
1522 | 2.943 | 1 | 2018-12-31 | 2019-12-31 | 365 | 3.3721 | 3 | 0.37211
1002 | 5.88 | 1 | 2018-12-31 | 2019-12-31 | 365 | 6.7374 | 6 | 0.73735
1221 | 6 | 1 | 2018-12-31 | 2019-12-31 | 365 | 6.8748 | 6 | 0.87485
9519 | 2.7 | 1 | 2018-12-31 | 2019-12-31 | 365 | 3.0937 | 3 | 0.093682
600 | 5.886 | 1 | 2018-12-31 | 2019-12-31 | 365 | 6.7442 | 6 | 0.74423
1518 | 5.232 | 1 | 2018-12-31 | 2019-12-31 | 365 | 5.9949 | 5 | 0.99487
3315 | 2 | 1 | 2018-12-31 | 2019-12-31 | 365 | 2.2916 | 2 | 0.29162
1510 | 5.5 | 1 | 2018-12-31 | 2019-12-31 | 365 | 6.3019 | 6 | 0.30194
1817 | 5.025 | 1 | 2018-12-31 | 2019-12-31 | 365 | 5.7577 | 5 | 0.75769
1812 | 6.03 | 1 | 2018-12-31 | 2019-12-31 | 365 | 6.9092 | 6 | 0.90922
1372 | 8.04 | 1 | 2018-12-31 | 2019-12-31 | 365 | 9.2123 | 9 | 0.2123
489 | 4.68 | 1 | 2018-12-31 | 2019-12-31 | 365 | 5.3624 | 5 | 0.36238
1126 | 4.251 | 1 | 2018-12-31 | 2019-12-31 | 365 | 4.8708 | 4 | 0.87083
1537 | 6.375 | 1 | 2018-12-31 | 2019-12-31 | 365 | 7.3045 | 7 | 0.30453
96 | 5.17 | 1 | 2018-12-31 | 2019-12-31 | 365 | 5.9238 | 5 | 0.92383
998 | 14.84 | 1 | 2018-12-31 | 2019-12-31 | 365 | 17.0038 | 17 | 0.0037907
3380 | 5.605 | 1 | 2018-12-31 | 2019-12-31 | 365 | 6.4223 | 6 | 0.42225
1775 | 5.83 | 1 | 2018-12-31 | 2019-12-31 | 365 | 6.6801 | 6 | 0.68006
14234 | 5.695 | 1 | 2018-12-31 | 2019-12-31 | 365 | 6.5254 | 6 | 0.52538
1773 | 5.3 | 1 | 2018-12-31 | 2019-12-31 | 365 | 6.0728 | 6 | 0.072782
4663 | 9 | 1 | 2018-12-31 | 2019-12-31 | 365 | 10.3123 | 10 | 0.31227
1813 | 3.35 | 1 | 2018-12-31 | 2019-12-31 | 365 | 3.8385 | 3 | 0.83846
1181 | 7.705 | 1 | 2018-12-31 | 2019-12-31 | 365 | 8.8285 | 8 | 0.82845
3795 | 4.355 | 1 | 2018-12-31 | 2019-12-31 | 365 | 4.99 | 4 | 0.98999
401 | 4.42 | 1 | 2018-12-31 | 2019-12-31 | 365 | 5.0645 | 5 | 0.064471
4085 | 14.4 | 1 | 2018-12-31 | 2019-12-31 | 365 | 16.4996 | 16 | 0.49964
1054 | 5.36 | 1 | 2018-12-31 | 2019-12-31 | 365 | 6.1415 | 6 | 0.14153
1588 | 6.03 | 1 | 2018-12-31 | 2019-12-31 | 365 | 6.9092 | 6 | 0.90922
1816 | 6.03 | 1 | 2018-12-31 | 2019-12-31 | 365 | 6.9092 | 6 | 0.90922
383 | 12.255 | 1 | 2018-12-31 | 2019-12-31 | 365 | 14.0419 | 14 | 0.041877
1596 | 4.24 | 1 | 2018-12-31 | 2019-12-31 | 365 | 4.8582 | 4 | 0.85823
3072 | 5.559 | 1 | 2018-12-31 | 2019-12-31 | 365 | 6.3695 | 6 | 0.36955
1130 | 6.7 | 1 | 2018-12-31 | 2019-12-31 | 365 | 7.6769 | 7 | 0.67691
1512 | 5.36 | 1 | 2018-12-31 | 2019-12-31 | 365 | 6.1415 | 6 | 0.14153
3058 | 5.36 | 1 | 2018-12-31 | 2019-12-31 | 365 | 6.1415 | 6 | 0.14153
1815 | 4.69 | 1 | 2018-12-31 | 2019-12-31 | 365 | 5.3738 | 5 | 0.37384
1880 | 6.03 | 1 | 2018-12-31 | 2019-12-31 | 365 | 6.9092 | 6 | 0.90922
11285 | 6.365 | 1 | 2018-12-31 | 2019-12-31 | 365 | 7.2931 | 7 | 0.29307
14924 | 4.76 | 1 | 2018-12-31 | 2019-12-31 | 365 | 5.454 | 5 | 0.45405
578 | 3.42 | 1 | 2018-12-31 | 2019-12-31 | 365 | 3.9187 | 3 | 0.91866
1602 | 6 | 1 | 2018-12-31 | 2019-12-31 | 365 | 6.8748 | 6 | 0.87485
1828 | 7.705 | 1 | 2018-12-31 | 2019-12-31 | 365 | 8.8285 | 8 | 0.82845
1144 | 6.63 | 1 | 2018-12-31 | 2019-12-31 | 365 | 7.5967 | 7 | 0.59671
1234 | 6.3 | 1 | 2018-12-31 | 2019-12-31 | 365 | 7.2186 | 7 | 0.21859
13951 | 3.78 | 1 | 2018-12-31 | 2019-12-31 | 365 | 4.3312 | 4 | 0.33115
797 | 7.848 | 1 | 2018-12-31 | 2019-12-31 | 365 | 8.9923 | 8 | 0.9923
1211 | 3.35 | 1 | 2018-12-31 | 2019-12-31 | 365 | 3.8385 | 3 | 0.83846
1000 | 7.848 | 1 | 2018-12-31 | 2019-12-31 | 365 | 8.9923 | 8 | 0.9923
996 | 3.18 | 1 | 2018-12-31 | 2019-12-31 | 365 | 3.6437 | 3 | 0.64367
1392 | 5.025 | 1 | 2018-12-31 | 2019-12-31 | 365 | 5.7577 | 5 | 0.75769
1055 | 3.35 | 1 | 2018-12-31 | 2019-12-31 | 365 | 3.8385 | 3 | 0.83846
3644 | 3.924 | 1 | 2018-12-31 | 2019-12-31 | 365 | 4.4962 | 4 | 0.49615
1052 | 6.03 | 1 | 2018-12-31 | 2019-12-31 | 365 | 6.9092 | 6 | 0.90922
7591 | 6 | 1 | 2018-12-31 | 2019-12-31 | 365 | 6.8748 | 6 | 0.87485
1564 | 10.72 | 1 | 2018-12-31 | 2019-12-31 | 365 | 12.2831 | 12 | 0.28306
2086 | 4.485 | 1 | 2018-12-31 | 2019-12-31 | 365 | 5.1389 | 5 | 0.13895
891 | 4.905 | 1 | 2018-12-31 | 2019-12-31 | 365 | 5.6202 | 5 | 0.62019
1124 | 4.02 | 1 | 2018-12-31 | 2019-12-31 | 365 | 4.6061 | 4 | 0.60615
1391 | 3.35 | 1 | 2018-12-31 | 2019-12-31 | 365 | 3.8385 | 3 | 0.83846
2887 | 4.355 | 1 | 2018-12-31 | 2019-12-31 | 365 | 4.99 | 4 | 0.98999
3415 | 14.74 | 1 | 2018-12-31 | 2019-12-31 | 365 | 16.8892 | 16 | 0.88921
551 | 5.75 | 1 | 2018-12-31 | 2019-12-31 | 365 | 6.5884 | 6 | 0.5884
3177 | 9.045 | 1 | 2018-12-31 | 2019-12-31 | 365 | 10.3638 | 10 | 0.36383
2303 | 5.5 | 1 | 2018-12-31 | 2019-12-31 | 365 | 6.3019 | 6 | 0.30194
1393 | 7.035 | 1 | 2018-12-31 | 2019-12-31 | 365 | 8.0608 | 8 | 0.060759
3411 | 4.69 | 1 | 2018-12-31 | 2019-12-31 | 365 | 5.3738 | 5 | 0.37384
1225 | 5.39 | 1 | 2018-12-31 | 2019-12-31 | 365 | 6.1759 | 6 | 0.17591
847 | 7.705 | 1 | 2018-12-31 | 2019-12-31 | 365 | 8.8285 | 8 | 0.82845
28304 | 9.045 | 1 | 2018-12-31 | 2019-12-31 | 365 | 10.3638 | 10 | 0.36383
3503 | 10.464 | 1 | 2018-12-31 | 2019-12-31 | 365 | 11.9897 | 11 | 0.98973
1685 | 9.12 | 1 | 2018-12-31 | 2019-12-31 | 365 | 10.4498 | 10 | 0.44977
1205 | 6.7 | 1 | 2018-12-31 | 2019-12-31 | 365 | 7.6769 | 7 | 0.67691
1371 | 3.92 | 1 | 2018-12-31 | 2019-12-31 | 365 | 4.4916 | 4 | 0.49157
54634 | 8.375 | 1 | 2018-12-31 | 2019-12-31 | 365 | 9.5961 | 9 | 0.59614
1762 | 3.35 | 1 | 2018-12-31 | 2019-12-31 | 365 | 3.8385 | 3 | 0.83846
846 | 4.355 | 1 | 2018-12-31 | 2019-12-31 | 365 | 4.99 | 4 | 0.98999
893 | 7.035 | 1 | 2018-12-31 | 2019-12-31 | 365 | 8.0608 | 8 | 0.060759
1838 | 3.685 | 1 | 2018-12-31 | 2019-12-31 | 365 | 4.2223 | 4 | 0.2223
520 | 8.1 | 1 | 2018-12-31 | 2019-12-31 | 365 | 9.281 | 9 | 0.28104
1148 | 2.94 | 1 | 2018-12-31 | 2019-12-31 | 365 | 3.3687 | 3 | 0.36868
1886 | 4.9 | 1 | 2018-12-31 | 2019-12-31 | 365 | 5.6145 | 5 | 0.61446
4106 | 4.9 | 1 | 2018-12-31 | 2019-12-31 | 365 | 5.6145 | 5 | 0.61446
1875 | 4.41 | 1 | 2018-12-31 | 2019-12-31 | 365 | 5.053 | 5 | 0.053013
3184 | 11.772 | 1 | 2018-12-31 | 2019-12-31 | 365 | 13.4885 | 13 | 0.48845
3376 | 5 | 1 | 2018-12-31 | 2019-12-31 | 365 | 5.729 | 5 | 0.72904
1233 | 4.02 | 1 | 2018-12-31 | 2019-12-31 | 365 | 4.6061 | 4 | 0.60615
1212 | 3.675 | 1 | 2018-12-31 | 2019-12-31 | 365 | 4.2108 | 4 | 0.21084
2950 | 6.7 | 1 | 2018-12-31 | 2019-12-31 | 365 | 7.6769 | 7 | 0.67691
1150 | 4.69 | 1 | 2018-12-31 | 2019-12-31 | 365 | 5.3738 | 5 | 0.37384
2859 | 5.36 | 1 | 2018-12-31 | 2019-12-31 | 365 | 6.1415 | 6 | 0.14153
4304 | 6.9 | 1 | 2018-12-31 | 2019-12-31 | 365 | 7.9061 | 7 | 0.90608
1593 | 3.924 | 1 | 2018-12-31 | 2019-12-31 | 365 | 4.4962 | 4 | 0.49615
1433 | 5 | 1 | 2018-12-31 | 2019-12-31 | 365 | 5.729 | 5 | 0.72904
1058 | 7.705 | 1 | 2018-12-31 | 2019-12-31 | 365 | 8.8285 | 8 | 0.82845
3101 | 3.35 | 1 | 2018-12-31 | 2019-12-31 | 365 | 3.8385 | 3 | 0.83846
3316 | 7.848 | 1 | 2018-12-31 | 2019-12-31 | 365 | 8.9923 | 8 | 0.9923
556 | 8.91 | 1 | 2018-12-31 | 2019-12-31 | 365 | 10.2091 | 10 | 0.20915
3312 | 6.89 | 1 | 2018-12-31 | 2019-12-31 | 365 | 7.8946 | 7 | 0.89462
1840 | 1.92 | 1 | 2018-12-31 | 2019-12-31 | 365 | 2.2 | 2 | 0.19995
2483 | 9.275 | 1 | 2018-12-31 | 2019-12-31 | 365 | 10.6274 | 10 | 0.62737
7877 | 5.36 | 1 | 2018-12-31 | 2019-12-31 | 365 | 6.1415 | 6 | 0.14153
2740 | 13.08 | 1 | 2018-12-31 | 2019-12-31 | 365 | 14.9872 | 14 | 0.98717
1958 | 4.14 | 1 | 2018-12-31 | 2019-12-31 | 365 | 4.7436 | 4 | 0.74365
1876 | 5.025 | 1 | 2018-12-31 | 2019-12-31 | 365 | 5.7577 | 5 | 0.75769
2957 | 4.69 | 1 | 2018-12-31 | 2019-12-31 | 365 | 5.3738 | 5 | 0.37384
576 | 7.37 | 1 | 2018-12-31 | 2019-12-31 | 365 | 8.4446 | 8 | 0.4446
1176 | 8.04 | 1 | 2018-12-31 | 2019-12-31 | 365 | 9.2123 | 9 | 0.2123
4199 | 4.02 | 1 | 2018-12-31 | 2019-12-31 | 365 | 4.6061 | 4 | 0.60615
2741 | 8.28 | 1 | 2018-12-31 | 2019-12-31 | 365 | 9.4873 | 9 | 0.48729
1146 | 6.03 | 1 | 2018-12-31 | 2019-12-31 | 365 | 6.9092 | 6 | 0.90922
54026 | 4.578 | 1 | 2018-12-31 | 2019-12-31 | 365 | 5.2455 | 5 | 0.24551
1789 | 3.35 | 1 | 2018-12-31 | 2019-12-31 | 365 | 3.8385 | 3 | 0.83846
3334 | 7.28 | 1 | 2018-12-31 | 2019-12-31 | 365 | 8.3415 | 8 | 0.34148
1168 | 3.924 | 1 | 2018-12-31 | 2019-12-31 | 365 | 4.4962 | 4 | 0.49615
1952 | 5.775 | 1 | 2018-12-31 | 2019-12-31 | 365 | 6.617 | 6 | 0.61704
13205 | 7.848 | 1 | 2018-12-31 | 2019-12-31 | 365 | 8.9923 | 8 | 0.9923
2442 | 6.7 | 1 | 2018-12-31 | 2019-12-31 | 365 | 7.6769 | 7 | 0.67691
601 | 4 | 1 | 2018-12-31 | 2019-12-31 | 365 | 4.5832 | 4 | 0.58323
16286 | 5.61 | 1 | 2018-12-31 | 2019-12-31 | 365 | 6.428 | 6 | 0.42798
2087 | 8.04 | 1 | 2018-12-31 | 2019-12-31 | 365 | 9.2123 | 9 | 0.2123
1769 | 6.37 | 1 | 2018-12-31 | 2019-12-31 | 365 | 7.2988 | 7 | 0.2988
3556 | 5.36 | 1 | 2018-12-31 | 2019-12-31 | 365 | 6.1415 | 6 | 0.14153
4136 | 6.03 | 1 | 2018-12-31 | 2019-12-31 | 365 | 6.9092 | 6 | 0.90922
6567 | 3.43 | 1 | 2018-12-31 | 2019-12-31 | 365 | 3.9301 | 3 | 0.93012
1785 | 7.84 | 1 | 2018-12-31 | 2019-12-31 | 365 | 8.9831 | 8 | 0.98313
1765 | 5.695 | 1 | 2018-12-31 | 2019-12-31 | 365 | 6.5254 | 6 | 0.52538
1165 | 6.03 | 1 | 2018-12-31 | 2019-12-31 | 365 | 6.9092 | 6 | 0.90922
1869 | 7.37 | 1 | 2018-12-31 | 2019-12-31 | 365 | 8.4446 | 8 | 0.4446
27805 | 11.4 | 1 | 2018-12-31 | 2019-12-31 | 365 | 13.0622 | 13 | 0.062211
2852 | 3.35 | 1 | 2018-12-31 | 2019-12-31 | 365 | 3.8385 | 3 | 0.83846
1781 | 7.035 | 1 | 2018-12-31 | 2019-12-31 | 365 | 8.0608 | 8 | 0.060759
2961 | 7.035 | 1 | 2018-12-31 | 2019-12-31 | 365 | 8.0608 | 8 | 0.060759
404 | 5.886 | 1 | 2018-12-31 | 2019-12-31 | 365 | 6.7442 | 6 | 0.74423
1364 | 7.194 | 1 | 2018-12-31 | 2019-12-31 | 365 | 8.2429 | 8 | 0.24294
1792 | 4.02 | 1 | 2018-12-31 | 2019-12-31 | 365 | 4.6061 | 4 | 0.60615
4179 | 8.04 | 1 | 2018-12-31 | 2019-12-31 | 365 | 9.2123 | 9 | 0.2123
1217 | 8.04 | 1 | 2018-12-31 | 2019-12-31 | 365 | 9.2123 | 9 | 0.2123
2860 | 3.35 | 1 | 2018-12-31 | 2019-12-31 | 365 | 3.8385 | 3 | 0.83846
1424 | 6.03 | 1 | 2018-12-31 | 2019-12-31 | 365 | 6.9092 | 6 | 0.90922
1597 | 14.25 | 1 | 2018-12-31 | 2019-12-31 | 365 | 16.3278 | 16 | 0.32776
1435 | 5.025 | 1 | 2018-12-31 | 2019-12-31 | 365 | 5.7577 | 5 | 0.75769
1737 | 6.54 | 1 | 2018-12-31 | 2019-12-31 | 365 | 7.4936 | 7 | 0.49358
7880 | 6.05 | 1 | 2018-12-31 | 2019-12-31 | 365 | 6.9321 | 6 | 0.93214
3170 | 3.35 | 1 | 2018-12-31 | 2019-12-31 | 365 | 3.8385 | 3 | 0.83846
1206 | 4.69 | 1 | 2018-12-31 | 2019-12-31 | 365 | 5.3738 | 5 | 0.37384
3528 | 6.9 | 1 | 2018-12-31 | 2019-12-31 | 365 | 7.9061 | 7 | 0.90608
1477 | 9.075 | 1 | 2018-12-31 | 2019-12-31 | 365 | 10.3982 | 10 | 0.39821
4284 | 4.56 | 1 | 2018-12-31 | 2019-12-31 | 365 | 5.2249 | 5 | 0.22488
1145 | 4.9 | 1 | 2018-12-31 | 2019-12-31 | 365 | 5.6145 | 5 | 0.61446
1182 | 6.7 | 1 | 2018-12-31 | 2019-12-31 | 365 | 7.6769 | 7 | 0.67691
1870 | 3.35 | 1 | 2018-12-31 | 2019-12-31 | 365 | 3.8385 | 3 | 0.83846
1149 | 4.02 | 1 | 2018-12-31 | 2019-12-31 | 365 | 4.6061 | 4 | 0.60615
848 | 6.213 | 1 | 2018-12-31 | 2019-12-31 | 365 | 7.1189 | 7 | 0.11891
4712 | 5 | 1 | 2018-12-31 | 2019-12-31 | 365 | 5.729 | 5 | 0.72904
1957 | 12.65 | 1 | 2018-12-31 | 2019-12-31 | 365 | 14.4945 | 14 | 0.49447
3876 | 3.71 | 1 | 2018-12-31 | 2019-12-31 | 365 | 4.2509 | 4 | 0.25095
1480 | 3.597 | 1 | 2018-12-31 | 2019-12-31 | 365 | 4.1215 | 4 | 0.12147
2512 | 7.65 | 1 | 2018-12-31 | 2019-12-31 | 365 | 8.7654 | 8 | 0.76543
2890 | 12.075 | 1 | 2018-12-31 | 2019-12-31 | 365 | 13.8356 | 13 | 0.83563
2076 | 14.75 | 1 | 2018-12-31 | 2019-12-31 | 365 | 16.9007 | 16 | 0.90067
4567 | 3.78 | 1 | 2018-12-31 | 2019-12-31 | 365 | 4.3312 | 4 | 0.33115
2694 | 3.27 | 1 | 2018-12-31 | 2019-12-31 | 365 | 3.7468 | 3 | 0.74679
10543 | 4.8 | 1 | 2018-12-31 | 2019-12-31 | 365 | 5.4999 | 5 | 0.49988
19739 | 10.2 | 1 | 2018-12-31 | 2019-12-31 | 365 | 11.6872 | 11 | 0.68724
1178 | 5.695 | 1 | 2018-12-31 | 2019-12-31 | 365 | 6.5254 | 6 | 0.52538
2100 | 7.395 | 1 | 2018-12-31 | 2019-12-31 | 365 | 8.4733 | 8 | 0.47325
2594 | 9.805 | 1 | 2018-12-31 | 2019-12-31 | 365 | 11.2346 | 11 | 0.23465
1453 | 7.035 | 1 | 2018-12-31 | 2019-12-31 | 365 | 8.0608 | 8 | 0.060759
2737 | 3.597 | 1 | 2018-12-31 | 2019-12-31 | 365 | 4.1215 | 4 | 0.12147
2229 | 3.43 | 1 | 2018-12-31 | 2019-12-31 | 365 | 3.9301 | 3 | 0.93012
1888 | 5.88 | 1 | 2018-12-31 | 2019-12-31 | 365 | 6.7374 | 6 | 0.73735
1004 | 10.26 | 1 | 2018-12-31 | 2019-12-31 | 365 | 11.756 | 11 | 0.75599
1877 | 6.03 | 1 | 2018-12-31 | 2019-12-31 | 365 | 6.9092 | 6 | 0.90922
3336 | 7.035 | 1 | 2018-12-31 | 2019-12-31 | 365 | 8.0608 | 8 | 0.060759
1227 | 6.37 | 1 | 2018-12-31 | 2019-12-31 | 365 | 7.2988 | 7 | 0.2988
2959 | 4.165 | 1 | 2018-12-31 | 2019-12-31 | 365 | 4.7723 | 4 | 0.77229
24679 | 8.04 | 1 | 2018-12-31 | 2019-12-31 | 365 | 9.2123 | 9 | 0.2123
1763 | 7.595 | 1 | 2018-12-31 | 2019-12-31 | 365 | 8.7024 | 8 | 0.70241
10148 | 7.7 | 1 | 2018-12-31 | 2019-12-31 | 365 | 8.8227 | 8 | 0.82272
2482 | 4.24 | 1 | 2018-12-31 | 2019-12-31 | 365 | 4.8582 | 4 | 0.85823
1782 | 3.685 | 1 | 2018-12-31 | 2019-12-31 | 365 | 4.2223 | 4 | 0.2223
803 | 7.848 | 1 | 2018-12-31 | 2019-12-31 | 365 | 8.9923 | 8 | 0.9923
3183 | 4.69 | 1 | 2018-12-31 | 2019-12-31 | 365 | 5.3738 | 5 | 0.37384
2953 | 4.655 | 1 | 2018-12-31 | 2019-12-31 | 365 | 5.3337 | 5 | 0.33374
1213 | 3.685 | 1 | 2018-12-31 | 2019-12-31 | 365 | 4.2223 | 4 | 0.2223
1809 | 3.35 | 1 | 2018-12-31 | 2019-12-31 | 365 | 3.8385 | 3 | 0.83846
7124 | 4.69 | 1 | 2018-12-31 | 2019-12-31 | 365 | 5.3738 | 5 | 0.37384
6476 | 6.615 | 1 | 2018-12-31 | 2019-12-31 | 365 | 7.5795 | 7 | 0.57952
1802 | 6.37 | 1 | 2018-12-31 | 2019-12-31 | 365 | 7.2988 | 7 | 0.2988
3401 | 6.37 | 1 | 2018-12-31 | 2019-12-31 | 365 | 7.2988 | 7 | 0.2988
2734 | 9.18 | 1 | 2018-12-31 | 2019-12-31 | 365 | 10.5185 | 10 | 0.51852
2691 | 4.56 | 1 | 2018-12-31 | 2019-12-31 | 365 | 5.2249 | 5 | 0.22488
3551 | 7.84 | 1 | 2018-12-31 | 2019-12-31 | 365 | 8.9831 | 8 | 0.98313
6004 | 6.7 | 1 | 2018-12-31 | 2019-12-31 | 365 | 7.6769 | 7 | 0.67691
2085 | 7.28 | 1 | 2018-12-31 | 2019-12-31 | 365 | 8.3415 | 8 | 0.34148
4281 | 4.56 | 1 | 2018-12-31 | 2019-12-31 | 365 | 5.2249 | 5 | 0.22488
1921 | 5 | 1 | 2018-12-31 | 2019-12-31 | 365 | 5.729 | 5 | 0.72904
2730 | 10.72 | 1 | 2018-12-31 | 2019-12-31 | 365 | 12.2831 | 12 | 0.28306
6473 | 12.426 | 1 | 2018-12-31 | 2019-12-31 | 365 | 14.2378 | 14 | 0.23781
1965 | 10.8 | 1 | 2018-12-31 | 2019-12-31 | 365 | 12.3747 | 12 | 0.37473
1506 | 8.64 | 1 | 2018-12-31 | 2019-12-31 | 365 | 9.8998 | 9 | 0.89978
3197 | 6.48 | 1 | 2018-12-31 | 2019-12-31 | 365 | 7.4248 | 7 | 0.42484
1807 | 7.035 | 1 | 2018-12-31 | 2019-12-31 | 365 | 8.0608 | 8 | 0.060759
1772 | 3.43 | 1 | 2018-12-31 | 2019-12-31 | 365 | 3.9301 | 3 | 0.93012
1476 | 7.7 | 1 | 2018-12-31 | 2019-12-31 | 365 | 8.8227 | 8 | 0.82272
2485 | 4.02 | 1 | 2018-12-31 | 2019-12-31 | 365 | 4.6061 | 4 | 0.60615
1871 | 3.35 | 1 | 2018-12-31 | 2019-12-31 | 365 | 3.8385 | 3 | 0.83846
2958 | 6.37 | 1 | 2018-12-31 | 2019-12-31 | 365 | 7.2988 | 7 | 0.2988
4105 | 3 | 1 | 2018-12-31 | 2019-12-31 | 365 | 3.4374 | 3 | 0.43742
3109 | 6.37 | 1 | 2018-12-31 | 2019-12-31 | 365 | 7.2988 | 7 | 0.2988
3917 | 5.36 | 1 | 2018-12-31 | 2019-12-31 | 365 | 6.1415 | 6 | 0.14153
3310 | 6.03 | 1 | 2018-12-31 | 2019-12-31 | 365 | 6.9092 | 6 | 0.90922
3555 | 5.25 | 1 | 2018-12-31 | 2019-12-31 | 365 | 6.0155 | 6 | 0.015492
3554 | 7.37 | 1 | 2018-12-31 | 2019-12-31 | 365 | 8.4446 | 8 | 0.4446
3323 | 11.505 | 1 | 2018-12-31 | 2019-12-31 | 365 | 13.1825 | 13 | 0.18252
5440 | 6.12 | 1 | 2018-12-31 | 2019-12-31 | 365 | 7.0123 | 7 | 0.012345
3427 | 3 | 1 | 2018-12-31 | 2019-12-31 | 365 | 3.4374 | 3 | 0.43742
11782 | 6.48 | 1 | 2018-12-31 | 2019-12-31 | 365 | 7.4248 | 7 | 0.42484
2690 | 3.5 | 1 | 2018-12-31 | 2019-12-31 | 365 | 4.0103 | 4 | 0.010328
1488 | 6 | 1 | 2018-12-31 | 2019-12-31 | 365 | 6.8748 | 6 | 0.87485
3442 | 6.03 | 1 | 2018-12-31 | 2019-12-31 | 365 | 6.9092 | 6 | 0.90922
6566 | 7.035 | 1 | 2018-12-31 | 2019-12-31 | 365 | 8.0608 | 8 | 0.060759
1892 | 4.165 | 1 | 2018-12-31 | 2019-12-31 | 365 | 4.7723 | 4 | 0.77229
3172 | 3.35 | 1 | 2018-12-31 | 2019-12-31 | 365 | 3.8385 | 3 | 0.83846
2697 | 6.867 | 1 | 2018-12-31 | 2019-12-31 | 365 | 7.8683 | 7 | 0.86826
1864 | 3.685 | 1 | 2018-12-31 | 2019-12-31 | 365 | 4.2223 | 4 | 0.2223
3203 | 4.02 | 1 | 2018-12-31 | 2019-12-31 | 365 | 4.6061 | 4 | 0.60615
1867 | 5.695 | 1 | 2018-12-31 | 2019-12-31 | 365 | 6.5254 | 6 | 0.52538
1764 | 5.88 | 1 | 2018-12-31 | 2019-12-31 | 365 | 6.7374 | 6 | 0.73735
1378 | 7.35 | 1 | 2018-12-31 | 2019-12-31 | 365 | 8.4217 | 8 | 0.42169
1432 | 9.945 | 1 | 2018-12-31 | 2019-12-31 | 365 | 11.3951 | 11 | 0.39506
1946 | 8.96 | 1 | 2018-12-31 | 2019-12-31 | 365 | 10.2664 | 10 | 0.26644
3246 | 8.04 | 1 | 2018-12-31 | 2019-12-31 | 365 | 9.2123 | 9 | 0.2123
1790 | 3.685 | 1 | 2018-12-31 | 2019-12-31 | 365 | 4.2223 | 4 | 0.2223
6103 | 3.35 | 1 | 2018-12-31 | 2019-12-31 | 365 | 3.8385 | 3 | 0.83846
2886 | 9.12 | 1 | 2018-12-31 | 2019-12-31 | 365 | 10.4498 | 10 | 0.44977
16551 | 4.75 | 1 | 2018-12-31 | 2019-12-31 | 365 | 5.4426 | 5 | 0.44259
1837 | 5.36 | 1 | 2018-12-31 | 2019-12-31 | 365 | 6.1415 | 6 | 0.14153
3919 | 4.02 | 1 | 2018-12-31 | 2019-12-31 | 365 | 4.6061 | 4 | 0.60615
2884 | 3 | 1 | 2018-12-31 | 2019-12-31 | 365 | 3.4374 | 3 | 0.43742
4180 | 4.95 | 1 | 2018-12-31 | 2019-12-31 | 365 | 5.6717 | 5 | 0.67175
4018 | 5.7 | 1 | 2018-12-31 | 2019-12-31 | 365 | 6.5311 | 6 | 0.53111
4107 | 5.4 | 1 | 2018-12-31 | 2019-12-31 | 365 | 6.1874 | 6 | 0.18736
2447 | 6.6 | 1 | 2018-12-31 | 2019-12-31 | 365 | 7.5623 | 7 | 0.56233
1519 | 4.77 | 1 | 2018-12-31 | 2019-12-31 | 365 | 5.4655 | 5 | 0.4655
2078 | 7.194 | 1 | 2018-12-31 | 2019-12-31 | 365 | 8.2429 | 8 | 0.24294
5689 | 5.1 | 1 | 2018-12-31 | 2019-12-31 | 365 | 5.8436 | 5 | 0.84362
2069 | 3.924 | 1 | 2018-12-31 | 2019-12-31 | 365 | 4.4962 | 4 | 0.49615
1109 | 7.67 | 1 | 2018-12-31 | 2019-12-31 | 365 | 8.7883 | 8 | 0.78835
3926 | 12.15 | 1 | 2018-12-31 | 2019-12-31 | 365 | 13.9216 | 13 | 0.92157
16563 | 5.83 | 1 | 2018-12-31 | 2019-12-31 | 365 | 6.6801 | 6 | 0.68006
4636 | 4.2 | 1 | 2018-12-31 | 2019-12-31 | 365 | 4.8124 | 4 | 0.81239
2623 | 8.8 | 1 | 2018-12-31 | 2019-12-31 | 365 | 10.0831 | 10 | 0.08311
358 | 8.04 | 1 | 2018-12-31 | 2019-12-31 | 365 | 9.2123 | 9 | 0.2123
332 | 4.905 | 1 | 2018-12-31 | 2019-12-31 | 365 | 5.6202 | 5 | 0.62019
561 | 7.95 | 1 | 2018-12-31 | 2019-12-31 | 365 | 9.1092 | 9 | 0.10917
307 | 325 | 0.9 | 2018-12-31 | 2019-12-31 | 365 | 335.1488 | 335 | 0.14884
2786 | 10.2 | 1 | 2018-12-31 | 2019-12-31 | 365 | 11.6872 | 11 | 0.68724
1776 | 6.86 | 1 | 2018-12-31 | 2019-12-31 | 365 | 7.8602 | 7 | 0.86024
1587 | 4.77 | 1 | 2018-12-31 | 2019-12-31 | 365 | 5.4655 | 5 | 0.4655
10088 | 5.025 | 1 | 2018-12-31 | 2019-12-31 | 365 | 5.7577 | 5 | 0.75769
3099 | 8.71 | 1 | 2018-12-31 | 2019-12-31 | 365 | 9.98 | 9 | 0.97999
1536 | 5.52 | 1 | 2018-12-31 | 2019-12-31 | 365 | 6.3249 | 6 | 0.32486
3846 | 5.145 | 1 | 2018-12-31 | 2019-12-31 | 365 | 5.8952 | 5 | 0.89518
1599 | 5.232 | 1 | 2018-12-31 | 2019-12-31 | 365 | 5.9949 | 5 | 0.99487
4187 | 5.415 | 1 | 2018-12-31 | 2019-12-31 | 365 | 6.2046 | 6 | 0.20455
4390 | 7.035 | 1 | 2018-12-31 | 2019-12-31 | 365 | 8.0608 | 8 | 0.060759
1895 | 5.6 | 1 | 2018-12-31 | 2019-12-31 | 365 | 6.4165 | 6 | 0.41652
2824 | 6.03 | 1 | 2018-12-31 | 2019-12-31 | 365 | 6.9092 | 6 | 0.90922
1774 | 4.02 | 1 | 2018-12-31 | 2019-12-31 | 365 | 4.6061 | 4 | 0.60615
3642 | 11 | 1 | 2018-12-31 | 2019-12-31 | 365 | 12.6039 | 12 | 0.60389
4402 | 4.675 | 1 | 2018-12-31 | 2019-12-31 | 365 | 5.3567 | 5 | 0.35665
3169 | 3.685 | 1 | 2018-12-31 | 2019-12-31 | 365 | 4.2223 | 4 | 0.2223
6713 | 4.69 | 1 | 2018-12-31 | 2019-12-31 | 365 | 5.3738 | 5 | 0.37384
5041 | 4.02 | 1 | 2018-12-31 | 2019-12-31 | 365 | 4.6061 | 4 | 0.60615
4876 | 3.5 | 1 | 2018-12-31 | 2019-12-31 | 365 | 4.0103 | 4 | 0.010328
5046 | 2.94 | 1 | 2018-12-31 | 2019-12-31 | 365 | 3.3687 | 3 | 0.36868
3444 | 7.105 | 1 | 2018-12-31 | 2019-12-31 | 365 | 8.141 | 8 | 0.14097
6463 | 5 | 1 | 2018-12-31 | 2019-12-31 | 365 | 5.729 | 5 | 0.72904
3538 | 4.41 | 1 | 2018-12-31 | 2019-12-31 | 365 | 5.053 | 5 | 0.053013
2787 | 8.829 | 1 | 2018-12-31 | 2019-12-31 | 365 | 10.1163 | 10 | 0.11634
4665 | 6.03 | 1 | 2018-12-31 | 2019-12-31 | 365 | 6.9092 | 6 | 0.90922
1836 | 4.83 | 1 | 2018-12-31 | 2019-12-31 | 365 | 5.5343 | 5 | 0.53425
3429 | 3.35 | 1 | 2018-12-31 | 2019-12-31 | 365 | 3.8385 | 3 | 0.83846
2592 | 9 | 1 | 2018-12-31 | 2019-12-31 | 365 | 10.3123 | 10 | 0.31227
3113 | 4.2 | 1 | 2018-12-31 | 2019-12-31 | 365 | 4.8124 | 4 | 0.81239
16666 | 4.08 | 1 | 2018-12-31 | 2019-12-31 | 365 | 4.6749 | 4 | 0.6749
3537 | 3.3 | 1 | 2018-12-31 | 2019-12-31 | 365 | 3.7812 | 3 | 0.78117
1800 | 4.02 | 1 | 2018-12-31 | 2019-12-31 | 365 | 4.6061 | 4 | 0.60615
13711 | 10.71 | 1 | 2018-12-31 | 2019-12-31 | 365 | 12.2716 | 12 | 0.2716
10391 | 5.4 | 1 | 2018-12-31 | 2019-12-31 | 365 | 6.1874 | 6 | 0.18736
12262 | 5.1 | 1 | 2018-12-31 | 2019-12-31 | 365 | 5.8436 | 5 | 0.84362
6552 | 7.42 | 1 | 2018-12-31 | 2019-12-31 | 365 | 8.5019 | 8 | 0.5019
4013 | 10.25 | 1 | 2018-12-31 | 2019-12-31 | 365 | 11.7445 | 11 | 0.74453
2036 | 8.525 | 1 | 2018-12-31 | 2019-12-31 | 365 | 9.768 | 9 | 0.76801
4461 | 7.5 | 1 | 2018-12-31 | 2019-12-31 | 365 | 8.5936 | 8 | 0.59356
2298 | 7.5 | 1 | 2018-12-31 | 2019-12-31 | 365 | 8.5936 | 8 | 0.59356
22077 | 4.32 | 1 | 2018-12-31 | 2019-12-31 | 365 | 4.9499 | 4 | 0.94989
6322 | 3.685 | 1 | 2018-12-31 | 2019-12-31 | 365 | 4.2223 | 4 | 0.2223
3451 | 4.165 | 1 | 2018-12-31 | 2019-12-31 | 365 | 4.7723 | 4 | 0.77229
3544 | 5.1 | 1 | 2018-12-31 | 2019-12-31 | 365 | 5.8436 | 5 | 0.84362
4139 | 4.9 | 1 | 2018-12-31 | 2019-12-31 | 365 | 5.6145 | 5 | 0.61446
4090 | 2.94 | 1 | 2018-12-31 | 2019-12-31 | 365 | 3.3687 | 3 | 0.36868
6750 | 6 | 1 | 2018-12-31 | 2019-12-31 | 365 | 6.8748 | 6 | 0.87485
3179 | 5.025 | 1 | 2018-12-31 | 2019-12-31 | 365 | 5.7577 | 5 | 0.75769
3922 | 5.36 | 1 | 2018-12-31 | 2019-12-31 | 365 | 6.1415 | 6 | 0.14153
4181 | 6.6 | 1 | 2018-12-31 | 2019-12-31 | 365 | 7.5623 | 7 | 0.56233
4703 | 3.35 | 1 | 2018-12-31 | 2019-12-31 | 365 | 3.8385 | 3 | 0.83846
4388 | 4.41 | 1 | 2018-12-31 | 2019-12-31 | 365 | 5.053 | 5 | 0.053013
2853 | 9.8 | 1 | 2018-12-31 | 2019-12-31 | 365 | 11.2289 | 11 | 0.22892
2851 | 9.805 | 1 | 2018-12-31 | 2019-12-31 | 365 | 11.2346 | 11 | 0.23465
3387 | 4.02 | 1 | 2018-12-31 | 2019-12-31 | 365 | 4.6061 | 4 | 0.60615
3111 | 5.695 | 1 | 2018-12-31 | 2019-12-31 | 365 | 6.5254 | 6 | 0.52538
2962 | 8.04 | 1 | 2018-12-31 | 2019-12-31 | 365 | 9.2123 | 9 | 0.2123
3100 | 4.02 | 1 | 2018-12-31 | 2019-12-31 | 365 | 4.6061 | 4 | 0.60615
3426 | 8.575 | 1 | 2018-12-31 | 2019-12-31 | 365 | 9.8253 | 9 | 0.8253
1793 | 6.5 | 1 | 2018-12-31 | 2019-12-31 | 365 | 7.4478 | 7 | 0.44775
1891 | 6.03 | 1 | 2018-12-31 | 2019-12-31 | 365 | 6.9092 | 6 | 0.90922
2858 | 5.36 | 1 | 2018-12-31 | 2019-12-31 | 365 | 6.1415 | 6 | 0.14153
1961 | 13.734 | 1 | 2018-12-31 | 2019-12-31 | 365 | 15.7365 | 15 | 0.73653
2856 | 4.8 | 1 | 2018-12-31 | 2019-12-31 | 365 | 5.4999 | 5 | 0.49988
4791 | 4.14 | 1 | 2018-12-31 | 2019-12-31 | 365 | 4.7436 | 4 | 0.74365
10145 | 5.025 | 1 | 2018-12-31 | 2019-12-31 | 365 | 5.7577 | 5 | 0.75769
2263 | 6.89 | 1 | 2018-12-31 | 2019-12-31 | 365 | 7.8946 | 7 | 0.89462
2627 | 7.975 | 1 | 2018-12-31 | 2019-12-31 | 365 | 9.1378 | 9 | 0.13782
3107 | 6.125 | 1 | 2018-12-31 | 2019-12-31 | 365 | 7.0181 | 7 | 0.018074
3311 | 4.355 | 1 | 2018-12-31 | 2019-12-31 | 365 | 4.99 | 4 | 0.98999
1889 | 4.9 | 1 | 2018-12-31 | 2019-12-31 | 365 | 5.6145 | 5 | 0.61446
3410 | 11.76 | 1 | 2018-12-31 | 2019-12-31 | 365 | 13.4747 | 13 | 0.4747
6746 | 4.41 | 1 | 2018-12-31 | 2019-12-31 | 365 | 5.053 | 5 | 0.053013
1446 | 5.1 | 1 | 2018-12-31 | 2019-12-31 | 365 | 5.8436 | 5 | 0.84362
1743 | 5 | 1 | 2018-12-31 | 2019-12-31 | 365 | 5.729 | 5 | 0.72904
3648 | 3.45 | 1 | 2018-12-31 | 2019-12-31 | 365 | 3.953 | 3 | 0.95304
3923 | 6.7 | 1 | 2018-12-31 | 2019-12-31 | 365 | 7.6769 | 7 | 0.67691
1783 | 5.88 | 1 | 2018-12-31 | 2019-12-31 | 365 | 6.7374 | 6 | 0.73735
1778 | 9.555 | 1 | 2018-12-31 | 2019-12-31 | 365 | 10.9482 | 10 | 0.9482
3329 | 4.5 | 1 | 2018-12-31 | 2019-12-31 | 365 | 5.1561 | 5 | 0.15614
2820 | 6.5 | 1 | 2018-12-31 | 2019-12-31 | 365 | 7.4478 | 7 | 0.44775
4014 | 5.025 | 1 | 2018-12-31 | 2019-12-31 | 365 | 5.7577 | 5 | 0.75769
1827 | 2.45 | 1 | 2018-12-31 | 2019-12-31 | 365 | 2.8072 | 2 | 0.80723
5069 | 5.886 | 1 | 2018-12-31 | 2019-12-31 | 365 | 6.7442 | 6 | 0.74423
2849 | 8 | 1 | 2018-12-31 | 2019-12-31 | 365 | 9.1665 | 9 | 0.16646
1434 | 6.12 | 1 | 2018-12-31 | 2019-12-31 | 365 | 7.0123 | 7 | 0.012345
3918 | 6.21 | 1 | 2018-12-31 | 2019-12-31 | 365 | 7.1155 | 7 | 0.11547
4302 | 6.49 | 1 | 2018-12-31 | 2019-12-31 | 365 | 7.4363 | 7 | 0.43629
3332 | 12.9 | 1 | 2018-12-31 | 2019-12-31 | 365 | 14.7809 | 14 | 0.78092
3056 | 9.555 | 1 | 2018-12-31 | 2019-12-31 | 365 | 10.9482 | 10 | 0.9482
2629 | 12.42 | 1 | 2018-12-31 | 2019-12-31 | 365 | 14.2309 | 14 | 0.23094
2264 | 4.5 | 1 | 2018-12-31 | 2019-12-31 | 365 | 5.1561 | 5 | 0.15614
2889 | 5.145 | 1 | 2018-12-31 | 2019-12-31 | 365 | 5.8952 | 5 | 0.89518
2082 | 5.25 | 1 | 2018-12-31 | 2019-12-31 | 365 | 6.0155 | 6 | 0.015492
1603 | 4.578 | 1 | 2018-12-31 | 2019-12-31 | 365 | 5.2455 | 5 | 0.24551
2299 | 7.15 | 1 | 2018-12-31 | 2019-12-31 | 365 | 8.1925 | 8 | 0.19253
9667 | 3.35 | 1 | 2018-12-31 | 2019-12-31 | 365 | 3.8385 | 3 | 0.83846
1425 | 7.5 | 1 | 2018-12-31 | 2019-12-31 | 365 | 8.5936 | 8 | 0.59356
3379 | 6.5 | 1 | 2018-12-31 | 2019-12-31 | 365 | 7.4478 | 7 | 0.44775
1771 | 6.7 | 1 | 2018-12-31 | 2019-12-31 | 365 | 7.6769 | 7 | 0.67691
37556 | 5.025 | 1 | 2018-12-31 | 2019-12-31 | 365 | 5.7577 | 5 | 0.75769
5997 | 6.21 | 1 | 2018-12-31 | 2019-12-31 | 365 | 7.1155 | 7 | 0.11547
2304 | 6.36 | 1 | 2018-12-31 | 2019-12-31 | 365 | 7.2873 | 7 | 0.28734
3646 | 6.72 | 1 | 2018-12-31 | 2019-12-31 | 365 | 7.6998 | 7 | 0.69983
2101 | 5.32 | 1 | 2018-12-31 | 2019-12-31 | 365 | 6.0957 | 6 | 0.095699
1735 | 7.2 | 1 | 2018-12-31 | 2019-12-31 | 365 | 8.2498 | 8 | 0.24982
1443 | 9.045 | 1 | 2018-12-31 | 2019-12-31 | 365 | 10.3638 | 10 | 0.36383
1444 | 5 | 1 | 2018-12-31 | 2019-12-31 | 365 | 5.729 | 5 | 0.72904
1780 | 5.695 | 1 | 2018-12-31 | 2019-12-31 | 365 | 6.5254 | 6 | 0.52538
2823 | 4.02 | 1 | 2018-12-31 | 2019-12-31 | 365 | 4.6061 | 4 | 0.60615
1604 | 2.55 | 1 | 2018-12-31 | 2019-12-31 | 365 | 2.9218 | 2 | 0.92181
1600 | 6.36 | 1 | 2018-12-31 | 2019-12-31 | 365 | 7.2873 | 7 | 0.28734
2854 | 14.74 | 1 | 2018-12-31 | 2019-12-31 | 365 | 16.8892 | 16 | 0.88921
3453 | 5.88 | 1 | 2018-12-31 | 2019-12-31 | 365 | 6.7374 | 6 | 0.73735
2595 | 7.59 | 1 | 2018-12-31 | 2019-12-31 | 365 | 8.6967 | 8 | 0.69668
2626 | 7.98 | 1 | 2018-12-31 | 2019-12-31 | 365 | 9.1435 | 9 | 0.14355
4177 | 5.5 | 1 | 2018-12-31 | 2019-12-31 | 365 | 6.3019 | 6 | 0.30194
2784 | 3 | 1 | 2018-12-31 | 2019-12-31 | 365 | 3.4374 | 3 | 0.43742
2261 | 6.6 | 1 | 2018-12-31 | 2019-12-31 | 365 | 7.5623 | 7 | 0.56233
3317 | 2.04 | 1 | 2018-12-31 | 2019-12-31 | 365 | 2.3374 | 2 | 0.33745
4290 | 7.035 | 1 | 2018-12-31 | 2019-12-31 | 365 | 8.0608 | 8 | 0.060759
2286 | 7.7 | 1 | 2018-12-31 | 2019-12-31 | 365 | 8.8227 | 8 | 0.82272
3553 | 6.37 | 1 | 2018-12-31 | 2019-12-31 | 365 | 7.2988 | 7 | 0.2988
6381 | 8.829 | 1 | 2018-12-31 | 2019-12-31 | 365 | 10.1163 | 10 | 0.11634
3383 | 3.35 | 1 | 2018-12-31 | 2019-12-31 | 365 | 3.8385 | 3 | 0.83846
5125 | 7.84 | 1 | 2018-12-31 | 2019-12-31 | 365 | 8.9831 | 8 | 0.98313
3176 | 8.04 | 1 | 2018-12-31 | 2019-12-31 | 365 | 9.2123 | 9 | 0.2123
6564 | 8.16 | 1 | 2018-12-31 | 2019-12-31 | 365 | 9.3498 | 9 | 0.34979
3390 | 6.03 | 1 | 2018-12-31 | 2019-12-31 | 365 | 6.9092 | 6 | 0.90922
3496 | 3 | 1 | 2018-12-31 | 2019-12-31 | 365 | 3.4374 | 3 | 0.43742
11713 | 4.2 | 1 | 2018-12-31 | 2019-12-31 | 365 | 4.8124 | 4 | 0.81239
10676 | 3.924 | 1 | 2018-12-31 | 2019-12-31 | 365 | 4.4962 | 4 | 0.49615
3921 | 4.69 | 1 | 2018-12-31 | 2019-12-31 | 365 | 5.3738 | 5 | 0.37384
5383 | 11.118 | 1 | 2018-12-31 | 2019-12-31 | 365 | 12.7391 | 12 | 0.73909
2305 | 8.5 | 1 | 2018-12-31 | 2019-12-31 | 365 | 9.7394 | 9 | 0.73937
4792 | 5.39 | 1 | 2018-12-31 | 2019-12-31 | 365 | 6.1759 | 6 | 0.17591
3452 | 5.1 | 1 | 2018-12-31 | 2019-12-31 | 365 | 5.8436 | 5 | 0.84362
4376 | 11.055 | 1 | 2018-12-31 | 2019-12-31 | 365 | 12.6669 | 12 | 0.66691
3430 | 6.7 | 1 | 2018-12-31 | 2019-12-31 | 365 | 7.6769 | 7 | 0.67691
3384 | 4.69 | 1 | 2018-12-31 | 2019-12-31 | 365 | 5.3738 | 5 | 0.37384
3849 | 6.03 | 1 | 2018-12-31 | 2019-12-31 | 365 | 6.9092 | 6 | 0.90922
3102 | 3.5 | 1 | 2018-12-31 | 2019-12-31 | 365 | 4.0103 | 4 | 0.010328
6624 | 7.29 | 1 | 2018-12-31 | 2019-12-31 | 365 | 8.3529 | 8 | 0.35294
3525 | 4.355 | 1 | 2018-12-31 | 2019-12-31 | 365 | 4.99 | 4 | 0.98999
3801 | 5.36 | 1 | 2018-12-31 | 2019-12-31 | 365 | 6.1415 | 6 | 0.14153
6585 | 7.705 | 1 | 2018-12-31 | 2019-12-31 | 365 | 8.8285 | 8 | 0.82845
4460 | 6 | 1 | 2018-12-31 | 2019-12-31 | 365 | 6.8748 | 6 | 0.87485
3437 | 6.365 | 1 | 2018-12-31 | 2019-12-31 | 365 | 7.2931 | 7 | 0.29307
6126 | 5.36 | 1 | 2018-12-31 | 2019-12-31 | 365 | 6.1415 | 6 | 0.14153
2357 | 6.6 | 1 | 2018-12-31 | 2019-12-31 | 365 | 7.5623 | 7 | 0.56233
12421 | 5.1 | 1 | 2018-12-31 | 2019-12-31 | 365 | 5.8436 | 5 | 0.84362
4153 | 14.07 | 1 | 2018-12-31 | 2019-12-31 | 365 | 16.1215 | 16 | 0.12152
3308 | 7 | 1 | 2018-12-31 | 2019-12-31 | 365 | 8.0207 | 8 | 0.020656
2964 | 7.5 | 1 | 2018-12-31 | 2019-12-31 | 365 | 8.5936 | 8 | 0.59356
3186 | 5.886 | 1 | 2018-12-31 | 2019-12-31 | 365 | 6.7442 | 6 | 0.74423
3793 | 4.9 | 1 | 2018-12-31 | 2019-12-31 | 365 | 5.6145 | 5 | 0.61446
3850 | 3.35 | 1 | 2018-12-31 | 2019-12-31 | 365 | 3.8385 | 3 | 0.83846
6373 | 13.44 | 1 | 2018-12-31 | 2019-12-31 | 365 | 15.3997 | 15 | 0.39966
2949 | 3.35 | 1 | 2018-12-31 | 2019-12-31 | 365 | 3.8385 | 3 | 0.83846
3103 | 6.7 | 1 | 2018-12-31 | 2019-12-31 | 365 | 7.6769 | 7 | 0.67691
3057 | 4.02 | 1 | 2018-12-31 | 2019-12-31 | 365 | 4.6061 | 4 | 0.60615
6386 | 6.03 | 1 | 2018-12-31 | 2019-12-31 | 365 | 6.9092 | 6 | 0.90922
5441 | 3.92 | 1 | 2018-12-31 | 2019-12-31 | 365 | 4.4916 | 4 | 0.49157
3104 | 5.695 | 1 | 2018-12-31 | 2019-12-31 | 365 | 6.5254 | 6 | 0.52538
4391 | 6.86 | 1 | 2018-12-31 | 2019-12-31 | 365 | 7.8602 | 7 | 0.86024
3837 | 4.69 | 1 | 2018-12-31 | 2019-12-31 | 365 | 5.3738 | 5 | 0.37384
5118 | 5.695 | 1 | 2018-12-31 | 2019-12-31 | 365 | 6.5254 | 6 | 0.52538
4639 | 4.02 | 1 | 2018-12-31 | 2019-12-31 | 365 | 4.6061 | 4 | 0.60615
3407 | 3.43 | 1 | 2018-12-31 | 2019-12-31 | 365 | 3.9301 | 3 | 0.93012
1430 | 3.35 | 1 | 2018-12-31 | 2019-12-31 | 365 | 3.8385 | 3 | 0.83846
3106 | 4.69 | 1 | 2018-12-31 | 2019-12-31 | 365 | 5.3738 | 5 | 0.37384
3181 | 5.88 | 1 | 2018-12-31 | 2019-12-31 | 365 | 6.7374 | 6 | 0.73735
3178 | 4.9 | 1 | 2018-12-31 | 2019-12-31 | 365 | 5.6145 | 5 | 0.61446
2945 | 6.03 | 1 | 2018-12-31 | 2019-12-31 | 365 | 6.9092 | 6 | 0.90922
3405 | 3.35 | 1 | 2018-12-31 | 2019-12-31 | 365 | 3.8385 | 3 | 0.83846
5278 | 4.95 | 1 | 2018-12-31 | 2019-12-31 | 365 | 5.6717 | 5 | 0.67175
3433 | 3 | 1 | 2018-12-31 | 2019-12-31 | 365 | 3.4374 | 3 | 0.43742
10874 | 6.7 | 1 | 2018-12-31 | 2019-12-31 | 365 | 7.6769 | 7 | 0.67691
3806 | 3 | 1 | 2018-12-31 | 2019-12-31 | 365 | 3.4374 | 3 | 0.43742
24049 | 5.7 | 1 | 2018-12-31 | 2019-12-31 | 365 | 6.5311 | 6 | 0.53111
2593 | 12.925 | 1 | 2018-12-31 | 2019-12-31 | 365 | 14.8096 | 14 | 0.80957
2625 | 5.232 | 1 | 2018-12-31 | 2019-12-31 | 365 | 5.9949 | 5 | 0.99487
2960 | 5.695 | 1 | 2018-12-31 | 2019-12-31 | 365 | 6.5254 | 6 | 0.52538
4287 | 4.9 | 1 | 2018-12-31 | 2019-12-31 | 365 | 5.6145 | 5 | 0.61446
2055 | 4.251 | 1 | 2018-12-31 | 2019-12-31 | 365 | 4.8708 | 4 | 0.87083
2822 | 4.77 | 1 | 2018-12-31 | 2019-12-31 | 365 | 5.4655 | 5 | 0.4655
1874 | 5.025 | 1 | 2018-12-31 | 2019-12-31 | 365 | 5.7577 | 5 | 0.75769
4016 | 3.35 | 1 | 2018-12-31 | 2019-12-31 | 365 | 3.8385 | 3 | 0.83846
3414 | 6.125 | 1 | 2018-12-31 | 2019-12-31 | 365 | 7.0181 | 7 | 0.018074
2870 | 3.35 | 1 | 2018-12-31 | 2019-12-31 | 365 | 3.8385 | 3 | 0.83846
6134 | 9.715 | 1 | 2018-12-31 | 2019-12-31 | 365 | 11.1315 | 11 | 0.13152
2826 | 5.39 | 1 | 2018-12-31 | 2019-12-31 | 365 | 6.1759 | 6 | 0.17591
2621 | 5.865 | 1 | 2018-12-31 | 2019-12-31 | 365 | 6.7202 | 6 | 0.72016
4570 | 2.94 | 1 | 2018-12-31 | 2019-12-31 | 365 | 3.3687 | 3 | 0.36868
3550 | 5.5 | 1 | 2018-12-31 | 2019-12-31 | 365 | 6.3019 | 6 | 0.30194
2088 | 8.829 | 1 | 2018-12-31 | 2019-12-31 | 365 | 10.1163 | 10 | 0.11634
2262 | 8.28 | 1 | 2018-12-31 | 2019-12-31 | 365 | 9.4873 | 9 | 0.48729
4789 | 6.24 | 1 | 2018-12-31 | 2019-12-31 | 365 | 7.1498 | 7 | 0.14984
1835 | 3.75 | 1 | 2018-12-31 | 2019-12-31 | 365 | 4.2968 | 4 | 0.29678
2591 | 9.9 | 1 | 2018-12-31 | 2019-12-31 | 365 | 11.3435 | 11 | 0.3435
3422 | 4.165 | 1 | 2018-12-31 | 2019-12-31 | 365 | 4.7723 | 4 | 0.77229
19276 | 8.1 | 1 | 2018-12-31 | 2019-12-31 | 365 | 9.281 | 9 | 0.28104
1533 | 7.8 | 1 | 2018-12-31 | 2019-12-31 | 365 | 8.9373 | 8 | 0.9373
1808 | 5.695 | 1 | 2018-12-31 | 2019-12-31 | 365 | 6.5254 | 6 | 0.52538
3547 | 5.695 | 1 | 2018-12-31 | 2019-12-31 | 365 | 6.5254 | 6 | 0.52538
2265 | 4.4 | 1 | 2018-12-31 | 2019-12-31 | 365 | 5.0416 | 5 | 0.041555
2071 | 9 | 1 | 2018-12-31 | 2019-12-31 | 365 | 10.3123 | 10 | 0.31227
2735 | 5 | 1 | 2018-12-31 | 2019-12-31 | 365 | 5.729 | 5 | 0.72904
4484 | 3.35 | 1 | 2018-12-31 | 2019-12-31 | 365 | 3.8385 | 3 | 0.83846
2164 | 4.32 | 1 | 2018-12-31 | 2019-12-31 | 365 | 4.9499 | 4 | 0.94989
2692 | 5.94 | 1 | 2018-12-31 | 2019-12-31 | 365 | 6.8061 | 6 | 0.8061
1777 | 6.7 | 1 | 2018-12-31 | 2019-12-31 | 365 | 7.6769 | 7 | 0.67691
3420 | 5.025 | 1 | 2018-12-31 | 2019-12-31 | 365 | 5.7577 | 5 | 0.75769
1426 | 4.69 | 1 | 2018-12-31 | 2019-12-31 | 365 | 5.3738 | 5 | 0.37384
3375 | 5.865 | 1 | 2018-12-31 | 2019-12-31 | 365 | 6.7202 | 6 | 0.72016
2688 | 9.35 | 1 | 2018-12-31 | 2019-12-31 | 365 | 10.7133 | 10 | 0.7133
2335 | 6.71 | 1 | 2018-12-31 | 2019-12-31 | 365 | 7.6884 | 7 | 0.68837
2827 | 7.15 | 1 | 2018-12-31 | 2019-12-31 | 365 | 8.1925 | 8 | 0.19253
12821 | 6.9 | 1 | 2018-12-31 | 2019-12-31 | 365 | 7.9061 | 7 | 0.90608
4394 | 4.68 | 1 | 2018-12-31 | 2019-12-31 | 365 | 5.3624 | 5 | 0.36238
2070 | 6.325 | 1 | 2018-12-31 | 2019-12-31 | 365 | 7.2472 | 7 | 0.24724
2707 | 6.05 | 1 | 2018-12-31 | 2019-12-31 | 365 | 6.9321 | 6 | 0.93214
4174 | 4.8 | 1 | 2018-12-31 | 2019-12-31 | 365 | 5.4999 | 5 | 0.49988
1047 | 5.13 | 1 | 2018-12-31 | 2019-12-31 | 365 | 5.878 | 5 | 0.878
129 | 141.12 | 0.9 | 2018-12-31 | 2019-12-31 | 365 | 145.5268 | 145 | 0.52678
334 | 5.94 | 1 | 2018-12-31 | 2019-12-31 | 365 | 6.8061 | 6 | 0.8061
4660 | 3.924 | 1 | 2018-12-31 | 2019-12-31 | 365 | 4.4962 | 4 | 0.49615
2861 | 6.05 | 1 | 2018-12-31 | 2019-12-31 | 365 | 6.9321 | 6 | 0.93214
2079 | 7 | 1 | 2018-12-31 | 2019-12-31 | 365 | 8.0207 | 8 | 0.020656
4860 | 6.7 | 1 | 2018-12-31 | 2019-12-31 | 365 | 7.6769 | 7 | 0.67691
3458 | 12.753 | 1 | 2018-12-31 | 2019-12-31 | 365 | 14.6125 | 14 | 0.61249
5289 | 4.25 | 1 | 2018-12-31 | 2019-12-31 | 365 | 4.8697 | 4 | 0.86968
32121 | 5.355 | 1 | 2018-12-31 | 2019-12-31 | 365 | 6.1358 | 6 | 0.1358
3425 | 5.36 | 1 | 2018-12-31 | 2019-12-31 | 365 | 6.1415 | 6 | 0.14153
3424 | 5.39 | 1 | 2018-12-31 | 2019-12-31 | 365 | 6.1759 | 6 | 0.17591
6341 | 10.72 | 1 | 2018-12-31 | 2019-12-31 | 365 | 12.2831 | 12 | 0.28306
4017 | 5.36 | 1 | 2018-12-31 | 2019-12-31 | 365 | 6.1415 | 6 | 0.14153
5128 | 4.8 | 1 | 2018-12-31 | 2019-12-31 | 365 | 5.4999 | 5 | 0.49988
6335 | 6.365 | 1 | 2018-12-31 | 2019-12-31 | 365 | 7.2931 | 7 | 0.29307
3536 | 6.03 | 1 | 2018-12-31 | 2019-12-31 | 365 | 6.9092 | 6 | 0.90922
6433 | 4.59 | 1 | 2018-12-31 | 2019-12-31 | 365 | 5.2593 | 5 | 0.25926
6324 | 5.145 | 1 | 2018-12-31 | 2019-12-31 | 365 | 5.8952 | 5 | 0.89518
3368 | 5.25 | 1 | 2018-12-31 | 2019-12-31 | 365 | 6.0155 | 6 | 0.015492
5403 | 8.04 | 1 | 2018-12-31 | 2019-12-31 | 365 | 9.2123 | 9 | 0.2123
4305 | 7.84 | 1 | 2018-12-31 | 2019-12-31 | 365 | 8.9831 | 8 | 0.98313
4508 | 8.71 | 1 | 2018-12-31 | 2019-12-31 | 365 | 9.98 | 9 | 0.97999
22070 | 6 | 1 | 2018-12-31 | 2019-12-31 | 365 | 6.8748 | 6 | 0.87485
3864 | 4.5 | 1 | 2018-12-31 | 2019-12-31 | 365 | 5.1561 | 5 | 0.15614
2354 | 5 | 1 | 2018-12-31 | 2019-12-31 | 365 | 5.729 | 5 | 0.72904
3340 | 4.8 | 1 | 2018-12-31 | 2019-12-31 | 365 | 5.4999 | 5 | 0.49988
5010 | 5.88 | 1 | 2018-12-31 | 2019-12-31 | 365 | 6.7374 | 6 | 0.73735
5439 | 5.695 | 1 | 2018-12-31 | 2019-12-31 | 365 | 6.5254 | 6 | 0.52538
9802 | 4.41 | 1 | 2018-12-31 | 2019-12-31 | 365 | 5.053 | 5 | 0.053013
4450 | 8.04 | 1 | 2018-12-31 | 2019-12-31 | 365 | 9.2123 | 9 | 0.2123
5040 | 6.867 | 1 | 2018-12-31 | 2019-12-31 | 365 | 7.8683 | 7 | 0.86826
3456 | 6.03 | 1 | 2018-12-31 | 2019-12-31 | 365 | 6.9092 | 6 | 0.90922
4714 | 9.38 | 1 | 2018-12-31 | 2019-12-31 | 365 | 10.7477 | 10 | 0.74768
7238 | 5.88 | 1 | 2018-12-31 | 2019-12-31 | 365 | 6.7374 | 6 | 0.73735
4864 | 5.025 | 1 | 2018-12-31 | 2019-12-31 | 365 | 5.7577 | 5 | 0.75769
6625 | 12.75 | 1 | 2018-12-31 | 2019-12-31 | 365 | 14.6091 | 14 | 0.60905
4102 | 9.075 | 1 | 2018-12-31 | 2019-12-31 | 365 | 10.3982 | 10 | 0.39821
12153 | 5.4 | 1 | 2018-12-31 | 2019-12-31 | 365 | 6.1874 | 6 | 0.18736
7981 | 4.4 | 1 | 2018-12-31 | 2019-12-31 | 365 | 5.0416 | 5 | 0.041555
2940 | 9.54 | 1 | 2018-12-31 | 2019-12-31 | 365 | 10.931 | 10 | 0.93101
16348 | 6 | 1 | 2018-12-31 | 2019-12-31 | 365 | 6.8748 | 6 | 0.87485
6113 | 5.232 | 1 | 2018-12-31 | 2019-12-31 | 365 | 5.9949 | 5 | 0.99487
11063 | 5.025 | 1 | 2018-12-31 | 2019-12-31 | 365 | 5.7577 | 5 | 0.75769
6353 | 6.86 | 1 | 2018-12-31 | 2019-12-31 | 365 | 7.8602 | 7 | 0.86024
3402 | 5.025 | 1 | 2018-12-31 | 2019-12-31 | 365 | 5.7577 | 5 | 0.75769
897 | 98.28 | 0.9 | 2018-12-31 | 2019-12-31 | 365 | 101.349 | 101 | 0.34901
335 | 5.865 | 1 | 2018-12-31 | 2019-12-31 | 365 | 6.7202 | 6 | 0.72016
4637 | 3.78 | 1 | 2018-12-31 | 2019-12-31 | 365 | 4.3312 | 4 | 0.33115
3884 | 7.245 | 1 | 2018-12-31 | 2019-12-31 | 365 | 8.3014 | 8 | 0.30138
3539 | 3.597 | 1 | 2018-12-31 | 2019-12-31 | 365 | 4.1215 | 4 | 0.12147
3423 | 8.375 | 1 | 2018-12-31 | 2019-12-31 | 365 | 9.5961 | 9 | 0.59614
7243 | 3.27 | 1 | 2018-12-31 | 2019-12-31 | 365 | 3.7468 | 3 | 0.74679
5474 | 6.05 | 1 | 2018-12-31 | 2019-12-31 | 365 | 6.9321 | 6 | 0.93214
3643 | 3.6 | 1 | 2018-12-31 | 2019-12-31 | 365 | 4.1249 | 4 | 0.12491
3381 | 6 | 1 | 2018-12-31 | 2019-12-31 | 365 | 6.8748 | 6 | 0.87485
3457 | 5.75 | 1 | 2018-12-31 | 2019-12-31 | 365 | 6.5884 | 6 | 0.5884
6856 | 4.69 | 1 | 2018-12-31 | 2019-12-31 | 365 | 5.3738 | 5 | 0.37384
4381 | 7.15 | 1 | 2018-12-31 | 2019-12-31 | 365 | 8.1925 | 8 | 0.19253
3318 | 3.27 | 1 | 2018-12-31 | 2019-12-31 | 365 | 3.7468 | 3 | 0.74679
2670 | 4.77 | 1 | 2018-12-31 | 2019-12-31 | 365 | 5.4655 | 5 | 0.4655
2358 | 9.35 | 1 | 2018-12-31 | 2019-12-31 | 365 | 10.7133 | 10 | 0.7133
3331 | 5.6 | 1 | 2018-12-31 | 2019-12-31 | 365 | 6.4165 | 6 | 0.41652
12241 | 7.02 | 1 | 2018-12-31 | 2019-12-31 | 365 | 8.0436 | 8 | 0.043572
6628 | 4.578 | 1 | 2018-12-31 | 2019-12-31 | 365 | 5.2455 | 5 | 0.24551
4291 | 7.15 | 1 | 2018-12-31 | 2019-12-31 | 365 | 8.1925 | 8 | 0.19253
2821 | 3.77 | 1 | 2018-12-31 | 2019-12-31 | 365 | 4.3197 | 4 | 0.3197
4189 | 8.1 | 1 | 2018-12-31 | 2019-12-31 | 365 | 9.281 | 9 | 0.28104
16287 | 5.1 | 1 | 2018-12-31 | 2019-12-31 | 365 | 5.8436 | 5 | 0.84362
5279 | 5.88 | 1 | 2018-12-31 | 2019-12-31 | 365 | 6.7374 | 6 | 0.73735
4822 | 6.615 | 1 | 2018-12-31 | 2019-12-31 | 365 | 7.5795 | 7 | 0.57952
11001 | 4.69 | 1 | 2018-12-31 | 2019-12-31 | 365 | 5.3738 | 5 | 0.37384
3546 | 5.886 | 1 | 2018-12-31 | 2019-12-31 | 365 | 6.7442 | 6 | 0.74423
7874 | 7.5 | 1 | 2018-12-31 | 2019-12-31 | 365 | 8.5936 | 8 | 0.59356
3545 | 6.3 | 1 | 2018-12-31 | 2019-12-31 | 365 | 7.2186 | 7 | 0.21859
3432 | 4.02 | 1 | 2018-12-31 | 2019-12-31 | 365 | 4.6061 | 4 | 0.60615
3558 | 5.88 | 1 | 2018-12-31 | 2019-12-31 | 365 | 6.7374 | 6 | 0.73735
17470 | 2.2 | 1 | 2018-12-31 | 2019-12-31 | 365 | 2.5208 | 2 | 0.52078
1959 | 9.75 | 1 | 2018-12-31 | 2019-12-31 | 365 | 11.1716 | 11 | 0.17163
12163 | 3.57 | 1 | 2018-12-31 | 2019-12-31 | 365 | 4.0905 | 4 | 0.090535
3811 | 7.521 | 1 | 2018-12-31 | 2019-12-31 | 365 | 8.6176 | 8 | 0.61762
7132 | 6.03 | 1 | 2018-12-31 | 2019-12-31 | 365 | 6.9092 | 6 | 0.90922
3400 | 4.9 | 1 | 2018-12-31 | 2019-12-31 | 365 | 5.6145 | 5 | 0.61446
4178 | 4.4 | 1 | 2018-12-31 | 2019-12-31 | 365 | 5.0416 | 5 | 0.041555
4918 | 3.35 | 1 | 2018-12-31 | 2019-12-31 | 365 | 3.8385 | 3 | 0.83846
5281 | 8.829 | 1 | 2018-12-31 | 2019-12-31 | 365 | 10.1163 | 10 | 0.11634
2256 | 9 | 1 | 2018-12-31 | 2019-12-31 | 365 | 10.3123 | 10 | 0.31227
4871 | 9.72 | 1 | 2018-12-31 | 2019-12-31 | 365 | 11.1373 | 11 | 0.13725
2850 | 9.01 | 1 | 2018-12-31 | 2019-12-31 | 365 | 10.3237 | 10 | 0.32373
86021 | 9.135 | 1 | 2018-12-31 | 2019-12-31 | 365 | 10.467 | 10 | 0.46696
7979 | 5.232 | 1 | 2018-12-31 | 2019-12-31 | 365 | 5.9949 | 5 | 0.99487
4635 | 4.76 | 1 | 2018-12-31 | 2019-12-31 | 365 | 5.454 | 5 | 0.45405
26635 | 12.985 | 1 | 2018-12-31 | 2019-12-31 | 365 | 14.8783 | 14 | 0.87832
3455 | 3.35 | 1 | 2018-12-31 | 2019-12-31 | 365 | 3.8385 | 3 | 0.83846
2956 | 5.36 | 1 | 2018-12-31 | 2019-12-31 | 365 | 6.1415 | 6 | 0.14153
6857 | 12.88 | 1 | 2018-12-31 | 2019-12-31 | 365 | 14.758 | 14 | 0.75801
3559 | 4.655 | 1 | 2018-12-31 | 2019-12-31 | 365 | 5.3337 | 5 | 0.33374
7723 | 3.36 | 1 | 2018-12-31 | 2019-12-31 | 365 | 3.8499 | 3 | 0.84991
6131 | 5.775 | 1 | 2018-12-31 | 2019-12-31 | 365 | 6.617 | 6 | 0.61704
4396 | 5.865 | 1 | 2018-12-31 | 2019-12-31 | 365 | 6.7202 | 6 | 0.72016
4872 | 3 | 1 | 2018-12-31 | 2019-12-31 | 365 | 3.4374 | 3 | 0.43742
3408 | 8.04 | 1 | 2018-12-31 | 2019-12-31 | 365 | 9.2123 | 9 | 0.2123
3059 | 6.03 | 1 | 2018-12-31 | 2019-12-31 | 365 | 6.9092 | 6 | 0.90922
3434 | 5.88 | 1 | 2018-12-31 | 2019-12-31 | 365 | 6.7374 | 6 | 0.73735
6349 | 3 | 1 | 2018-12-31 | 2019-12-31 | 365 | 3.4374 | 3 | 0.43742
8947 | 4.08 | 1 | 2018-12-31 | 2019-12-31 | 365 | 4.6749 | 4 | 0.6749
3809 | 5.39 | 1 | 2018-12-31 | 2019-12-31 | 365 | 6.1759 | 6 | 0.17591
10198 | 5.88 | 1 | 2018-12-31 | 2019-12-31 | 365 | 6.7374 | 6 | 0.73735
3445 | 4.9 | 1 | 2018-12-31 | 2019-12-31 | 365 | 5.6145 | 5 | 0.61446
4452 | 8.04 | 1 | 2018-12-31 | 2019-12-31 | 365 | 9.2123 | 9 | 0.2123
3853 | 4.41 | 1 | 2018-12-31 | 2019-12-31 | 365 | 5.053 | 5 | 0.053013
4188 | 7.08 | 1 | 2018-12-31 | 2019-12-31 | 365 | 8.1123 | 8 | 0.11232
3802 | 5.88 | 1 | 2018-12-31 | 2019-12-31 | 365 | 6.7374 | 6 | 0.73735
16675 | 8.4 | 1 | 2018-12-31 | 2019-12-31 | 365 | 9.6248 | 9 | 0.62479
3890 | 5.232 | 1 | 2018-12-31 | 2019-12-31 | 365 | 5.9949 | 5 | 0.99487
6359 | 5.559 | 1 | 2018-12-31 | 2019-12-31 | 365 | 6.3695 | 6 | 0.36955
11386 | 2.805 | 1 | 2018-12-31 | 2019-12-31 | 365 | 3.214 | 3 | 0.21399
4573 | 6.03 | 1 | 2018-12-31 | 2019-12-31 | 365 | 6.9092 | 6 | 0.90922
4303 | 6.37 | 1 | 2018-12-31 | 2019-12-31 | 365 | 7.2988 | 7 | 0.2988
5044 | 5.88 | 1 | 2018-12-31 | 2019-12-31 | 365 | 6.7374 | 6 | 0.73735
6941 | 10.791 | 1 | 2018-12-31 | 2019-12-31 | 365 | 12.3644 | 12 | 0.36441
5519 | 4.14 | 1 | 2018-12-31 | 2019-12-31 | 365 | 4.7436 | 4 | 0.74365
3309 | 8.82 | 1 | 2018-12-31 | 2019-12-31 | 365 | 10.106 | 10 | 0.10603
3808 | 6.213 | 1 | 2018-12-31 | 2019-12-31 | 365 | 7.1189 | 7 | 0.11891
3073 | 8.28 | 1 | 2018-12-31 | 2019-12-31 | 365 | 9.4873 | 9 | 0.48729
3527 | 4.165 | 1 | 2018-12-31 | 2019-12-31 | 365 | 4.7723 | 4 | 0.77229
3925 | 6.54 | 1 | 2018-12-31 | 2019-12-31 | 365 | 7.4936 | 7 | 0.49358
9932 | 6.54 | 1 | 2018-12-31 | 2019-12-31 | 365 | 7.4936 | 7 | 0.49358
3327 | 11.118 | 1 | 2018-12-31 | 2019-12-31 | 365 | 12.7391 | 12 | 0.73909
3810 | 13.25 | 1 | 2018-12-31 | 2019-12-31 | 365 | 15.182 | 15 | 0.18196
3188 | 3.27 | 1 | 2018-12-31 | 2019-12-31 | 365 | 3.7468 | 3 | 0.74679
3847 | 3.27 | 1 | 2018-12-31 | 2019-12-31 | 365 | 3.7468 | 3 | 0.74679
3190 | 8.04 | 1 | 2018-12-31 | 2019-12-31 | 365 | 9.2123 | 9 | 0.2123
2733 | 9.9 | 1 | 2018-12-31 | 2019-12-31 | 365 | 11.3435 | 11 | 0.3435
5131 | 5.7 | 1 | 2018-12-31 | 2019-12-31 | 365 | 6.5311 | 6 | 0.53111
7593 | 5.865 | 1 | 2018-12-31 | 2019-12-31 | 365 | 6.7202 | 6 | 0.72016
4021 | 4.4 | 1 | 2018-12-31 | 2019-12-31 | 365 | 5.0416 | 5 | 0.041555
3382 | 5.39 | 1 | 2018-12-31 | 2019-12-31 | 365 | 6.1759 | 6 | 0.17591
13338 | 15 | 1 | 2018-12-31 | 2019-12-31 | 365 | 17.1871 | 17 | 0.18712
4176 | 5.232 | 1 | 2018-12-31 | 2019-12-31 | 365 | 5.9949 | 5 | 0.99487
4182 | 7.425 | 1 | 2018-12-31 | 2019-12-31 | 365 | 8.5076 | 8 | 0.50762
4280 | 4.76 | 1 | 2018-12-31 | 2019-12-31 | 365 | 5.454 | 5 | 0.45405
3892 | 7.25 | 1 | 2018-12-31 | 2019-12-31 | 365 | 8.3071 | 8 | 0.30711
4462 | 5.36 | 1 | 2018-12-31 | 2019-12-31 | 365 | 6.1415 | 6 | 0.14153
9426 | 4.5 | 1 | 2018-12-31 | 2019-12-31 | 365 | 5.1561 | 5 | 0.15614
3613 | 2.94 | 1 | 2018-12-31 | 2019-12-31 | 365 | 3.3687 | 3 | 0.36868
2966 | 3.924 | 1 | 2018-12-31 | 2019-12-31 | 365 | 4.4962 | 4 | 0.49615
16288 | 5.1 | 1 | 2018-12-31 | 2019-12-31 | 365 | 5.8436 | 5 | 0.84362
6104 | 6.7 | 1 | 2018-12-31 | 2019-12-31 | 365 | 7.6769 | 7 | 0.67691
1008 | 4.02 | 1 | 2018-12-31 | 2019-12-31 | 365 | 4.6061 | 4 | 0.60615
1013 | 4.9 | 1 | 2018-12-31 | 2019-12-31 | 365 | 5.6145 | 5 | 0.61446
1011 | 7.035 | 1 | 2018-12-31 | 2019-12-31 | 365 | 8.0608 | 8 | 0.060759
1027 | 4.24 | 1 | 2018-12-31 | 2019-12-31 | 365 | 4.8582 | 4 | 0.85823
1129 | 5.36 | 1 | 2018-12-31 | 2019-12-31 | 365 | 6.1415 | 6 | 0.14153
1092 | 162.24 | 0.9 | 2018-12-31 | 2019-12-31 | 365 | 167.3063 | 167 | 0.3063
1200 | 4.41 | 1 | 2018-12-31 | 2019-12-31 | 365 | 5.053 | 5 | 0.053013
1207 | 3.35 | 1 | 2018-12-31 | 2019-12-31 | 365 | 3.8385 | 3 | 0.83846
1285 | 5.635 | 1 | 2018-12-31 | 2019-12-31 | 365 | 6.4566 | 6 | 0.45663
1361 | 4.69 | 1 | 2018-12-31 | 2019-12-31 | 365 | 5.3738 | 5 | 0.37384
1362 | 3.675 | 1 | 2018-12-31 | 2019-12-31 | 365 | 4.2108 | 4 | 0.21084
1374 | 9.18 | 1 | 2018-12-31 | 2019-12-31 | 365 | 10.5185 | 10 | 0.51852
1447 | 13.08 | 1 | 2018-12-31 | 2019-12-31 | 365 | 14.9872 | 14 | 0.98717
1445 | 3.43 | 1 | 2018-12-31 | 2019-12-31 | 365 | 3.9301 | 3 | 0.93012
1452 | 5.025 | 1 | 2018-12-31 | 2019-12-31 | 365 | 5.7577 | 5 | 0.75769
1286 | 6.03 | 1 | 2018-12-31 | 2019-12-31 | 365 | 6.9092 | 6 | 0.90922
1511 | 3.75 | 1 | 2018-12-31 | 2019-12-31 | 365 | 4.2968 | 4 | 0.29678
1539 | 99.905 | 0.9 | 2018-12-31 | 2019-12-31 | 365 | 103.0248 | 103 | 0.024753
1686 | 3.924 | 1 | 2018-12-31 | 2019-12-31 | 365 | 4.4962 | 4 | 0.49615
1509 | 6.48 | 1 | 2018-12-31 | 2019-12-31 | 365 | 7.4248 | 7 | 0.42484
1741 | 4.9 | 1 | 2018-12-31 | 2019-12-31 | 365 | 5.6145 | 5 | 0.61446
1766 | 5.025 | 1 | 2018-12-31 | 2019-12-31 | 365 | 5.7577 | 5 | 0.75769
1317 | 373.15 | 0.9 | 2018-12-31 | 2019-12-31 | 365 | 384.8024 | 384 | 0.80243
1897 | 223.44 | 1 | 2018-12-31 | 2019-12-31 | 365 | 256.0193 | 256 | 0.01934
1799 | 5.36 | 1 | 2018-12-31 | 2019-12-31 | 365 | 6.1415 | 6 | 0.14153
1804 | 3.92 | 1 | 2018-12-31 | 2019-12-31 | 365 | 4.4916 | 4 | 0.49157
1825 | 5.695 | 1 | 2018-12-31 | 2019-12-31 | 365 | 6.5254 | 6 | 0.52538
1829 | 8.71 | 1 | 2018-12-31 | 2019-12-31 | 365 | 9.98 | 9 | 0.97999
1865 | 6.7 | 1 | 2018-12-31 | 2019-12-31 | 365 | 7.6769 | 7 | 0.67691
1890 | 7.194 | 1 | 2018-12-31 | 2019-12-31 | 365 | 8.2429 | 8 | 0.24294
1894 | 25 | 1 | 2018-12-31 | 2019-12-31 | 365 | 28.6452 | 28 | 0.6452
1896 | 9.54 | 1 | 2018-12-31 | 2019-12-31 | 365 | 10.931 | 10 | 0.93101
1912 | 9.315 | 1 | 2018-12-31 | 2019-12-31 | 365 | 10.6732 | 10 | 0.6732
1956 | 4.69 | 1 | 2018-12-31 | 2019-12-31 | 365 | 5.3738 | 5 | 0.37384
1761 | 5.36 | 1 | 2018-12-31 | 2019-12-31 | 365 | 6.1415 | 6 | 0.14153
4705 | 4.86 | 1 | 2018-12-31 | 2019-12-31 | 365 | 5.5686 | 5 | 0.56863
4201 | 3.924 | 1 | 2018-12-31 | 2019-12-31 | 365 | 4.4962 | 4 | 0.49615
3378 | 7.15 | 1 | 2018-12-31 | 2019-12-31 | 365 | 8.1925 | 8 | 0.19253
3842 | 5.175 | 1 | 2018-12-31 | 2019-12-31 | 365 | 5.9296 | 5 | 0.92956
4093 | 11.772 | 1 | 2018-12-31 | 2019-12-31 | 365 | 13.4885 | 13 | 0.48845
15540 | 6.9 | 1 | 2018-12-31 | 2019-12-31 | 365 | 7.9061 | 7 | 0.90608
6549 | 6.37 | 1 | 2018-12-31 | 2019-12-31 | 365 | 7.2988 | 7 | 0.2988
2965 | 9.36 | 1 | 2018-12-31 | 2019-12-31 | 365 | 10.7248 | 10 | 0.72476
5066 | 10.335 | 1 | 2018-12-31 | 2019-12-31 | 365 | 11.8419 | 11 | 0.84193
4282 | 6.213 | 1 | 2018-12-31 | 2019-12-31 | 365 | 7.1189 | 7 | 0.11891
16564 | 9.9 | 1 | 2018-12-31 | 2019-12-31 | 365 | 11.3435 | 11 | 0.3435
2847 | 1.5 | 1 | 2018-12-31 | 2019-12-31 | 365 | 1.7187 | 1 | 0.71871
4015 | 5.025 | 1 | 2018-12-31 | 2019-12-31 | 365 | 5.7577 | 5 | 0.75769
2825 | 7 | 1 | 2018-12-31 | 2019-12-31 | 365 | 8.0207 | 8 | 0.020656
4034 | 7.975 | 1 | 2018-12-31 | 2019-12-31 | 365 | 9.1378 | 9 | 0.13782
12327 | 9.81 | 1 | 2018-12-31 | 2019-12-31 | 365 | 11.2404 | 11 | 0.24038
12131 | 3.27 | 1 | 2018-12-31 | 2019-12-31 | 365 | 3.7468 | 3 | 0.74679
11614 | 14.715 | 1 | 2018-12-31 | 2019-12-31 | 365 | 16.8606 | 16 | 0.86056
3313 | 4.905 | 1 | 2018-12-31 | 2019-12-31 | 365 | 5.6202 | 5 | 0.62019
13712 | 5.695 | 1 | 2018-12-31 | 2019-12-31 | 365 | 6.5254 | 6 | 0.52538
3431 | 3.685 | 1 | 2018-12-31 | 2019-12-31 | 365 | 4.2223 | 4 | 0.2223
3549 | 4.578 | 1 | 2018-12-31 | 2019-12-31 | 365 | 5.2455 | 5 | 0.24551
11000 | 1.962 | 1 | 2018-12-31 | 2019-12-31 | 365 | 2.2481 | 2 | 0.24808
18025 | 5.232 | 1 | 2018-12-31 | 2019-12-31 | 365 | 5.9949 | 5 | 0.99487
12144 | 5.94 | 1 | 2018-12-31 | 2019-12-31 | 365 | 6.8061 | 6 | 0.8061
4137 | 9.156 | 1 | 2018-12-31 | 2019-12-31 | 365 | 10.491 | 10 | 0.49102
3885 | 6.37 | 1 | 2018-12-31 | 2019-12-31 | 365 | 7.2988 | 7 | 0.2988
4459 | 2.75 | 1 | 2018-12-31 | 2019-12-31 | 365 | 3.151 | 3 | 0.15097
4185 | 7.521 | 1 | 2018-12-31 | 2019-12-31 | 365 | 8.6176 | 8 | 0.61762
4710 | 3.185 | 1 | 2018-12-31 | 2019-12-31 | 365 | 3.6494 | 3 | 0.6494
5073 | 9.66 | 1 | 2018-12-31 | 2019-12-31 | 365 | 11.0685 | 11 | 0.068505
18235 | 10.05 | 1 | 2018-12-31 | 2019-12-31 | 365 | 11.5154 | 11 | 0.51537
3069 | 5.232 | 1 | 2018-12-31 | 2019-12-31 | 365 | 5.9949 | 5 | 0.99487
3330 | 12.1 | 1 | 2018-12-31 | 2019-12-31 | 365 | 13.8643 | 13 | 0.86428
7240 | 2.55 | 1 | 2018-12-31 | 2019-12-31 | 365 | 2.9218 | 2 | 0.92181
5117 | 4.655 | 1 | 2018-12-31 | 2019-12-31 | 365 | 5.3337 | 5 | 0.33374
3071 | 5.5 | 1 | 2018-12-31 | 2019-12-31 | 365 | 6.3019 | 6 | 0.30194
4380 | 5.865 | 1 | 2018-12-31 | 2019-12-31 | 365 | 6.7202 | 6 | 0.72016
3647 | 9.81 | 1 | 2018-12-31 | 2019-12-31 | 365 | 11.2404 | 11 | 0.24038
3618 | 5.36 | 1 | 2018-12-31 | 2019-12-31 | 365 | 6.1415 | 6 | 0.14153
14241 | 7.194 | 1 | 2018-12-31 | 2019-12-31 | 365 | 8.2429 | 8 | 0.24294
10397 | 6.867 | 1 | 2018-12-31 | 2019-12-31 | 365 | 7.8683 | 7 | 0.86826
11623 | 3.27 | 1 | 2018-12-31 | 2019-12-31 | 365 | 3.7468 | 3 | 0.74679
3914 | 6.03 | 1 | 2018-12-31 | 2019-12-31 | 365 | 6.9092 | 6 | 0.90922
3622 | 4.75 | 1 | 2018-12-31 | 2019-12-31 | 365 | 5.4426 | 5 | 0.44259
3610 | 4.355 | 1 | 2018-12-31 | 2019-12-31 | 365 | 4.99 | 4 | 0.98999
15191 | 3.71 | 1 | 2018-12-31 | 2019-12-31 | 365 | 4.2509 | 4 | 0.25095
5373 | 5.3 | 1 | 2018-12-31 | 2019-12-31 | 365 | 6.0728 | 6 | 0.072782
6118 | 4.355 | 1 | 2018-12-31 | 2019-12-31 | 365 | 4.99 | 4 | 0.98999
3838 | 5.145 | 1 | 2018-12-31 | 2019-12-31 | 365 | 5.8952 | 5 | 0.89518
3835 | 5.025 | 1 | 2018-12-31 | 2019-12-31 | 365 | 5.7577 | 5 | 0.75769
7608 | 6.213 | 1 | 2018-12-31 | 2019-12-31 | 365 | 7.1189 | 7 | 0.11891
10761 | 4.41 | 1 | 2018-12-31 | 2019-12-31 | 365 | 5.053 | 5 | 0.053013
3856 | 7.15 | 1 | 2018-12-31 | 2019-12-31 | 365 | 8.1925 | 8 | 0.19253
10941 | 5.145 | 1 | 2018-12-31 | 2019-12-31 | 365 | 5.8952 | 5 | 0.89518
5072 | 6.6 | 1 | 2018-12-31 | 2019-12-31 | 365 | 7.5623 | 7 | 0.56233
22700 | 8.25 | 1 | 2018-12-31 | 2019-12-31 | 365 | 9.4529 | 9 | 0.45292
4152 | 9.483 | 1 | 2018-12-31 | 2019-12-31 | 365 | 10.8657 | 10 | 0.8657
5288 | 6.54 | 1 | 2018-12-31 | 2019-12-31 | 365 | 7.4936 | 7 | 0.49358
3857 | 8.575 | 1 | 2018-12-31 | 2019-12-31 | 365 | 9.8253 | 9 | 0.8253
6581 | 6.16 | 1 | 2018-12-31 | 2019-12-31 | 365 | 7.0582 | 7 | 0.058177
4087 | 8.25 | 1 | 2018-12-31 | 2019-12-31 | 365 | 9.4529 | 9 | 0.45292
4183 | 5.232 | 1 | 2018-12-31 | 2019-12-31 | 365 | 5.9949 | 5 | 0.99487
3418 | 8.82 | 1 | 2018-12-31 | 2019-12-31 | 365 | 10.106 | 10 | 0.10603
3339 | 6.7 | 1 | 2018-12-31 | 2019-12-31 | 365 | 7.6769 | 7 | 0.67691
14080 | 4.69 | 1 | 2018-12-31 | 2019-12-31 | 365 | 5.3738 | 5 | 0.37384
3875 | 6 | 1 | 2018-12-31 | 2019-12-31 | 365 | 6.8748 | 6 | 0.87485
5077 | 8.4 | 1 | 2018-12-31 | 2019-12-31 | 365 | 9.6248 | 9 | 0.62479
3060 | 6.16 | 1 | 2018-12-31 | 2019-12-31 | 365 | 7.0582 | 7 | 0.058177
4786 | 2.94 | 1 | 2018-12-31 | 2019-12-31 | 365 | 3.3687 | 3 | 0.36868
8927 | 5.025 | 1 | 2018-12-31 | 2019-12-31 | 365 | 5.7577 | 5 | 0.75769
4377 | 5.39 | 1 | 2018-12-31 | 2019-12-31 | 365 | 6.1759 | 6 | 0.17591
5286 | 12.1 | 1 | 2018-12-31 | 2019-12-31 | 365 | 13.8643 | 13 | 0.86428
4463 | 8.4 | 1 | 2018-12-31 | 2019-12-31 | 365 | 9.6248 | 9 | 0.62479
24979 | 9.18 | 1 | 2018-12-31 | 2019-12-31 | 365 | 10.5185 | 10 | 0.51852
6557 | 9.54 | 1 | 2018-12-31 | 2019-12-31 | 365 | 10.931 | 10 | 0.93101
3389 | 8.04 | 1 | 2018-12-31 | 2019-12-31 | 365 | 9.2123 | 9 | 0.2123
11201 | 14.4 | 1 | 2018-12-31 | 2019-12-31 | 365 | 16.4996 | 16 | 0.49964
3070 | 7.95 | 1 | 2018-12-31 | 2019-12-31 | 365 | 9.1092 | 9 | 0.10917
5493 | 6.867 | 1 | 2018-12-31 | 2019-12-31 | 365 | 7.8683 | 7 | 0.86826
5490 | 9.52 | 1 | 2018-12-31 | 2019-12-31 | 365 | 10.9081 | 10 | 0.90809
13714 | 3.43 | 1 | 2018-12-31 | 2019-12-31 | 365 | 3.9301 | 3 | 0.93012
21254 | 5.232 | 1 | 2018-12-31 | 2019-12-31 | 365 | 5.9949 | 5 | 0.99487
3803 | 6.36 | 1 | 2018-12-31 | 2019-12-31 | 365 | 7.2873 | 7 | 0.28734
3916 | 6.37 | 1 | 2018-12-31 | 2019-12-31 | 365 | 7.2988 | 7 | 0.2988
3320 | 2.75 | 1 | 2018-12-31 | 2019-12-31 | 365 | 3.151 | 3 | 0.15097
59 | 523.545 | 0.9 | 2018-12-31 | 2019-12-31 | 365 | 539.8938 | 539 | 0.89384
1879 | 4.02 | 1 | 2018-12-31 | 2019-12-31 | 365 | 4.6061 | 4 | 0.60615
1986 | 31.8 | 0.9 | 2018-12-31 | 2019-12-31 | 365 | 32.793 | 32 | 0.79302
12468 | 7.02 | 1 | 2018-12-31 | 2019-12-31 | 365 | 8.0436 | 8 | 0.043572
5707 | 8.48 | 1 | 2018-12-31 | 2019-12-31 | 365 | 9.7165 | 9 | 0.71645
3645 | 4.2 | 1 | 2018-12-31 | 2019-12-31 | 365 | 4.8124 | 4 | 0.81239
2742 | 6.21 | 1 | 2018-12-31 | 2019-12-31 | 365 | 7.1155 | 7 | 0.11547
6321 | 4.125 | 1 | 2018-12-31 | 2019-12-31 | 365 | 4.7265 | 4 | 0.72646
2857 | 5.5 | 1 | 2018-12-31 | 2019-12-31 | 365 | 6.3019 | 6 | 0.30194
3796 | 6.82 | 1 | 2018-12-31 | 2019-12-31 | 365 | 7.8144 | 7 | 0.81441
2729 | 12.1 | 1 | 2018-12-31 | 2019-12-31 | 365 | 13.8643 | 13 | 0.86428
3385 | 6.095 | 1 | 2018-12-31 | 2019-12-31 | 365 | 6.9837 | 6 | 0.9837
6690 | 12.72 | 1 | 2018-12-31 | 2019-12-31 | 365 | 14.5747 | 14 | 0.57468
3909 | 4.69 | 1 | 2018-12-31 | 2019-12-31 | 365 | 5.3738 | 5 | 0.37384
6744 | 4.75 | 1 | 2018-12-31 | 2019-12-31 | 365 | 5.4426 | 5 | 0.44259
4395 | 7.56 | 1 | 2018-12-31 | 2019-12-31 | 365 | 8.6623 | 8 | 0.66231
3848 | 5.6 | 1 | 2018-12-31 | 2019-12-31 | 365 | 6.4165 | 6 | 0.41652
10848 | 7.29 | 1 | 2018-12-31 | 2019-12-31 | 365 | 8.3529 | 8 | 0.35294
5535 | 7.8 | 1 | 2018-12-31 | 2019-12-31 | 365 | 8.9373 | 8 | 0.9373
3333 | 5.232 | 1 | 2018-12-31 | 2019-12-31 | 365 | 5.9949 | 5 | 0.99487
10546 | 5.565 | 1 | 2018-12-31 | 2019-12-31 | 365 | 6.3764 | 6 | 0.37642
4810 | 5.886 | 1 | 2018-12-31 | 2019-12-31 | 365 | 6.7442 | 6 | 0.74423
18021 | 6.54 | 1 | 2018-12-31 | 2019-12-31 | 365 | 7.4936 | 7 | 0.49358
10949 | 3.27 | 1 | 2018-12-31 | 2019-12-31 | 365 | 3.7468 | 3 | 0.74679
13615 | 9.156 | 1 | 2018-12-31 | 2019-12-31 | 365 | 10.491 | 10 | 0.49102
11450 | 3.924 | 1 | 2018-12-31 | 2019-12-31 | 365 | 4.4962 | 4 | 0.49615
4135 | 7.02 | 1 | 2018-12-31 | 2019-12-31 | 365 | 8.0436 | 8 | 0.043572
4288 | 6.6 | 1 | 2018-12-31 | 2019-12-31 | 365 | 7.5623 | 7 | 0.56233
4466 | 8.4 | 1 | 2018-12-31 | 2019-12-31 | 365 | 9.6248 | 9 | 0.62479
3541 | 7.15 | 1 | 2018-12-31 | 2019-12-31 | 365 | 8.1925 | 8 | 0.19253
3836 | 8.97 | 1 | 2018-12-31 | 2019-12-31 | 365 | 10.2779 | 10 | 0.2779
4160 | 9.81 | 1 | 2018-12-31 | 2019-12-31 | 365 | 11.2404 | 11 | 0.24038
15948 | 6.5 | 1 | 2018-12-31 | 2019-12-31 | 365 | 7.4478 | 7 | 0.44775
10879 | 9.45 | 1 | 2018-12-31 | 2019-12-31 | 365 | 10.8279 | 10 | 0.82789
6357 | 8.16 | 1 | 2018-12-31 | 2019-12-31 | 365 | 9.3498 | 9 | 0.34979
4186 | 8.175 | 1 | 2018-12-31 | 2019-12-31 | 365 | 9.367 | 9 | 0.36698
3804 | 3.924 | 1 | 2018-12-31 | 2019-12-31 | 365 | 4.4962 | 4 | 0.49615
12456 | 13.4 | 1 | 2018-12-31 | 2019-12-31 | 365 | 15.3538 | 15 | 0.35383
4400 | 2.943 | 1 | 2018-12-31 | 2019-12-31 | 365 | 3.3721 | 3 | 0.37211
3557 | 8.4 | 1 | 2018-12-31 | 2019-12-31 | 365 | 9.6248 | 9 | 0.62479
3529 | 8.5 | 1 | 2018-12-31 | 2019-12-31 | 365 | 9.7394 | 9 | 0.73937
3703 | 5.5 | 1 | 2018-12-31 | 2019-12-31 | 365 | 6.3019 | 6 | 0.30194
6116 | 6.12 | 1 | 2018-12-31 | 2019-12-31 | 365 | 7.0123 | 7 | 0.012345
6684 | 7.56 | 1 | 2018-12-31 | 2019-12-31 | 365 | 8.6623 | 8 | 0.66231
6562 | 6.36 | 1 | 2018-12-31 | 2019-12-31 | 365 | 7.2873 | 7 | 0.28734
4169 | 6.25 | 1 | 2018-12-31 | 2019-12-31 | 365 | 7.1613 | 7 | 0.1613
4387 | 6 | 1 | 2018-12-31 | 2019-12-31 | 365 | 6.8748 | 6 | 0.87485
3314 | 6.6 | 1 | 2018-12-31 | 2019-12-31 | 365 | 7.5623 | 7 | 0.56233
3880 | 8.25 | 1 | 2018-12-31 | 2019-12-31 | 365 | 9.4529 | 9 | 0.45292
4171 | 8.25 | 1 | 2018-12-31 | 2019-12-31 | 365 | 9.4529 | 9 | 0.45292
5702 | 3.18 | 1 | 2018-12-31 | 2019-12-31 | 365 | 3.6437 | 3 | 0.64367
14894 | 2.289 | 1 | 2018-12-31 | 2019-12-31 | 365 | 2.6228 | 2 | 0.62275
4813 | 4.32 | 1 | 2018-12-31 | 2019-12-31 | 365 | 4.9499 | 4 | 0.94989
3540 | 2.915 | 1 | 2018-12-31 | 2019-12-31 | 365 | 3.34 | 3 | 0.34003
12326 | 3.27 | 1 | 2018-12-31 | 2019-12-31 | 365 | 3.7468 | 3 | 0.74679
6863 | 3.5 | 1 | 2018-12-31 | 2019-12-31 | 365 | 4.0103 | 4 | 0.010328
14240 | 5.559 | 1 | 2018-12-31 | 2019-12-31 | 365 | 6.3695 | 6 | 0.36955
6102 | 4.578 | 1 | 2018-12-31 | 2019-12-31 | 365 | 5.2455 | 5 | 0.24551
22426 | 3.36 | 1 | 2018-12-31 | 2019-12-31 | 365 | 3.8499 | 3 | 0.84991
4138 | 3.75 | 1 | 2018-12-31 | 2019-12-31 | 365 | 4.2968 | 4 | 0.29678
1138 | 188.5 | 0.9 | 2018-12-31 | 2019-12-31 | 365 | 194.3863 | 194 | 0.38633
2728 | 2.943 | 1 | 2018-12-31 | 2019-12-31 | 365 | 3.3721 | 3 | 0.37211
10192 | 4.5 | 1 | 2018-12-31 | 2019-12-31 | 365 | 5.1561 | 5 | 0.15614
7223 | 4.335 | 1 | 2018-12-31 | 2019-12-31 | 365 | 4.9671 | 4 | 0.96708
4661 | 3.06 | 1 | 2018-12-31 | 2019-12-31 | 365 | 3.5062 | 3 | 0.50617
14068 | 3 | 1 | 2018-12-31 | 2019-12-31 | 365 | 3.4374 | 3 | 0.43742
7229 | 3.6 | 1 | 2018-12-31 | 2019-12-31 | 365 | 4.1249 | 4 | 0.12491
5548 | 9.3 | 1 | 2018-12-31 | 2019-12-31 | 365 | 10.656 | 10 | 0.65601
5369 | 5.4 | 1 | 2018-12-31 | 2019-12-31 | 365 | 6.1874 | 6 | 0.18736
4874 | 7.705 | 1 | 2018-12-31 | 2019-12-31 | 365 | 8.8285 | 8 | 0.82845
20428 | 9.45 | 1 | 2018-12-31 | 2019-12-31 | 365 | 10.8279 | 10 | 0.82789
4091 | 7.035 | 1 | 2018-12-31 | 2019-12-31 | 365 | 8.0608 | 8 | 0.060759
4386 | 7.2 | 1 | 2018-12-31 | 2019-12-31 | 365 | 8.2498 | 8 | 0.24982
3526 | 6.9 | 1 | 2018-12-31 | 2019-12-31 | 365 | 7.9061 | 7 | 0.90608
5014 | 5.88 | 1 | 2018-12-31 | 2019-12-31 | 365 | 6.7374 | 6 | 0.73735
7629 | 9.72 | 1 | 2018-12-31 | 2019-12-31 | 365 | 11.1373 | 11 | 0.13725
4392 | 7.848 | 1 | 2018-12-31 | 2019-12-31 | 365 | 8.9923 | 8 | 0.9923
4022 | 5.1 | 1 | 2018-12-31 | 2019-12-31 | 365 | 5.8436 | 5 | 0.84362
11003 | 3.924 | 1 | 2018-12-31 | 2019-12-31 | 365 | 4.4962 | 4 | 0.49615
3542 | 9.9 | 1 | 2018-12-31 | 2019-12-31 | 365 | 11.3435 | 11 | 0.3435
4841 | 4.9 | 1 | 2018-12-31 | 2019-12-31 | 365 | 5.6145 | 5 | 0.61446
4449 | 4.9 | 1 | 2018-12-31 | 2019-12-31 | 365 | 5.6145 | 5 | 0.61446
4458 | 6.86 | 1 | 2018-12-31 | 2019-12-31 | 365 | 7.8602 | 7 | 0.86024
6965 | 7.2 | 1 | 2018-12-31 | 2019-12-31 | 365 | 8.2498 | 8 | 0.24982
5547 | 12.395 | 1 | 2018-12-31 | 2019-12-31 | 365 | 14.2023 | 14 | 0.20229
3924 | 4.41 | 1 | 2018-12-31 | 2019-12-31 | 365 | 5.053 | 5 | 0.053013
4794 | 4.8 | 1 | 2018-12-31 | 2019-12-31 | 365 | 5.4999 | 5 | 0.49988
4382 | 4.02 | 1 | 2018-12-31 | 2019-12-31 | 365 | 4.6061 | 4 | 0.60615
4863 | 4.02 | 1 | 2018-12-31 | 2019-12-31 | 365 | 4.6061 | 4 | 0.60615
3704 | 5.4 | 1 | 2018-12-31 | 2019-12-31 | 365 | 6.1874 | 6 | 0.18736
3882 | 4.9 | 1 | 2018-12-31 | 2019-12-31 | 365 | 5.6145 | 5 | 0.61446
4039 | 4.655 | 1 | 2018-12-31 | 2019-12-31 | 365 | 5.3337 | 5 | 0.33374
7228 | 4.69 | 1 | 2018-12-31 | 2019-12-31 | 365 | 5.3738 | 5 | 0.37384
12168 | 5.886 | 1 | 2018-12-31 | 2019-12-31 | 365 | 6.7442 | 6 | 0.74423
18010 | 6.867 | 1 | 2018-12-31 | 2019-12-31 | 365 | 7.8683 | 7 | 0.86826
5282 | 3.27 | 1 | 2018-12-31 | 2019-12-31 | 365 | 3.7468 | 3 | 0.74679
8939 | 12.32 | 1 | 2018-12-31 | 2019-12-31 | 365 | 14.1164 | 14 | 0.11635
6989 | 3.08 | 1 | 2018-12-31 | 2019-12-31 | 365 | 3.5291 | 3 | 0.52909
29468 | 3.5 | 1 | 2018-12-31 | 2019-12-31 | 365 | 4.0103 | 4 | 0.010328
19696 | 3.27 | 1 | 2018-12-31 | 2019-12-31 | 365 | 3.7468 | 3 | 0.74679
4785 | 2.289 | 1 | 2018-12-31 | 2019-12-31 | 365 | 2.6228 | 2 | 0.62275
6388 | 11.772 | 1 | 2018-12-31 | 2019-12-31 | 365 | 13.4885 | 13 | 0.48845
4973 | 4.578 | 1 | 2018-12-31 | 2019-12-31 | 365 | 5.2455 | 5 | 0.24551
24117 | 4.8 | 1 | 2018-12-31 | 2019-12-31 | 365 | 5.4999 | 5 | 0.49988
18221 | 5.232 | 1 | 2018-12-31 | 2019-12-31 | 365 | 5.9949 | 5 | 0.99487
1487 | 5.88 | 1 | 2018-12-31 | 2019-12-31 | 365 | 6.7374 | 6 | 0.73735
1523 | 6.095 | 1 | 2018-12-31 | 2019-12-31 | 365 | 6.9837 | 6 | 0.9837
1586 | 39.75 | 0.9 | 2018-12-31 | 2019-12-31 | 365 | 40.9913 | 40 | 0.99128
1528 | 5 | 1 | 2018-12-31 | 2019-12-31 | 365 | 5.729 | 5 | 0.72904
1740 | 99 | 0.9 | 2018-12-31 | 2019-12-31 | 365 | 102.0915 | 102 | 0.091493
1738 | 9.84 | 1 | 2018-12-31 | 2019-12-31 | 365 | 11.2748 | 11 | 0.27475
1784 | 6.03 | 1 | 2018-12-31 | 2019-12-31 | 365 | 6.9092 | 6 | 0.90922
1814 | 5.88 | 1 | 2018-12-31 | 2019-12-31 | 365 | 6.7374 | 6 | 0.73735
1803 | 7.2 | 1 | 2018-12-31 | 2019-12-31 | 365 | 8.2498 | 8 | 0.24982
1950 | 14 | 1 | 2018-12-31 | 2019-12-31 | 365 | 16.0413 | 16 | 0.041312
1909 | 5.695 | 1 | 2018-12-31 | 2019-12-31 | 365 | 6.5254 | 6 | 0.52538
1862 | 112.59 | 0.9 | 2018-12-31 | 2019-12-31 | 365 | 116.1059 | 116 | 0.10587
1988 | 20.4 | 1 | 2018-12-31 | 2019-12-31 | 365 | 23.3745 | 23 | 0.37448
2035 | 16.8 | 1 | 2018-12-31 | 2019-12-31 | 365 | 19.2496 | 19 | 0.24957
2259 | 5 | 1 | 2018-12-31 | 2019-12-31 | 365 | 5.729 | 5 | 0.72904
3887 | 7.95 | 1 | 2018-12-31 | 2019-12-31 | 365 | 9.1092 | 9 | 0.10917
12154 | 7.194 | 1 | 2018-12-31 | 2019-12-31 | 365 | 8.2429 | 8 | 0.24294
14081 | 3.924 | 1 | 2018-12-31 | 2019-12-31 | 365 | 4.4962 | 4 | 0.49615
14094 | 9.6 | 1 | 2018-12-31 | 2019-12-31 | 365 | 10.9998 | 10 | 0.99976
5527 | 4.8 | 1 | 2018-12-31 | 2019-12-31 | 365 | 5.4999 | 5 | 0.49988
22258 | 6.72 | 1 | 2018-12-31 | 2019-12-31 | 365 | 7.6998 | 7 | 0.69983
11616 | 6.12 | 1 | 2018-12-31 | 2019-12-31 | 365 | 7.0123 | 7 | 0.012345
10939 | 7.8 | 1 | 2018-12-31 | 2019-12-31 | 365 | 8.9373 | 8 | 0.9373
5990 | 5.635 | 1 | 2018-12-31 | 2019-12-31 | 365 | 6.4566 | 6 | 0.45663
5294 | 6.9 | 1 | 2018-12-31 | 2019-12-31 | 365 | 7.9061 | 7 | 0.90608
4173 | 5.5 | 1 | 2018-12-31 | 2019-12-31 | 365 | 6.3019 | 6 | 0.30194
3920 | 3.92 | 1 | 2018-12-31 | 2019-12-31 | 365 | 4.4916 | 4 | 0.49157
3797 | 4.251 | 1 | 2018-12-31 | 2019-12-31 | 365 | 4.8708 | 4 | 0.87083
7899 | 3.597 | 1 | 2018-12-31 | 2019-12-31 | 365 | 4.1215 | 4 | 0.12147
11209 | 5.025 | 1 | 2018-12-31 | 2019-12-31 | 365 | 5.7577 | 5 | 0.75769
12838 | 10.05 | 1 | 2018-12-31 | 2019-12-31 | 365 | 11.5154 | 11 | 0.51537
5129 | 6.3 | 1 | 2018-12-31 | 2019-12-31 | 365 | 7.2186 | 7 | 0.21859
7620 | 10.005 | 1 | 2018-12-31 | 2019-12-31 | 365 | 11.4638 | 11 | 0.46381
3620 | 3.6 | 1 | 2018-12-31 | 2019-12-31 | 365 | 4.1249 | 4 | 0.12491
7878 | 13.44 | 1 | 2018-12-31 | 2019-12-31 | 365 | 15.3997 | 15 | 0.39966
4796 | 4.02 | 1 | 2018-12-31 | 2019-12-31 | 365 | 4.6061 | 4 | 0.60615
16728 | 3.9 | 1 | 2018-12-31 | 2019-12-31 | 365 | 4.4687 | 4 | 0.46865
6432 | 3.57 | 1 | 2018-12-31 | 2019-12-31 | 365 | 4.0905 | 4 | 0.090535
5409 | 4.8 | 1 | 2018-12-31 | 2019-12-31 | 365 | 5.4999 | 5 | 0.49988
6345 | 4.845 | 1 | 2018-12-31 | 2019-12-31 | 365 | 5.5514 | 5 | 0.55144
4715 | 5.36 | 1 | 2018-12-31 | 2019-12-31 | 365 | 6.1415 | 6 | 0.14153
12416 | 6.885 | 1 | 2018-12-31 | 2019-12-31 | 365 | 7.8889 | 7 | 0.88889
8930 | 3.315 | 1 | 2018-12-31 | 2019-12-31 | 365 | 3.7984 | 3 | 0.79835
5068 | 3.315 | 1 | 2018-12-31 | 2019-12-31 | 365 | 3.7984 | 3 | 0.79835
3898 | 5.355 | 1 | 2018-12-31 | 2019-12-31 | 365 | 6.1358 | 6 | 0.1358
10392 | 5.39 | 1 | 2018-12-31 | 2019-12-31 | 365 | 6.1759 | 6 | 0.17591
13716 | 5.355 | 1 | 2018-12-31 | 2019-12-31 | 365 | 6.1358 | 6 | 0.1358
3580 | 9.6 | 1 | 2018-12-31 | 2019-12-31 | 365 | 10.9998 | 10 | 0.99976
4866 | 3.9 | 1 | 2018-12-31 | 2019-12-31 | 365 | 4.4687 | 4 | 0.46865
20194 | 6.72 | 1 | 2018-12-31 | 2019-12-31 | 365 | 7.6998 | 7 | 0.69983
4824 | 5.232 | 1 | 2018-12-31 | 2019-12-31 | 365 | 5.9949 | 5 | 0.99487
4861 | 5.232 | 1 | 2018-12-31 | 2019-12-31 | 365 | 5.9949 | 5 | 0.99487
10396 | 9 | 1 | 2018-12-31 | 2019-12-31 | 365 | 10.3123 | 10 | 0.31227
6555 | 3.24 | 1 | 2018-12-31 | 2019-12-31 | 365 | 3.7124 | 3 | 0.71242
6541 | 6.213 | 1 | 2018-12-31 | 2019-12-31 | 365 | 7.1189 | 7 | 0.11891
6409 | 3.924 | 1 | 2018-12-31 | 2019-12-31 | 365 | 4.4962 | 4 | 0.49615
6136 | 7.521 | 1 | 2018-12-31 | 2019-12-31 | 365 | 8.6176 | 8 | 0.61762
5015 | 3.57 | 1 | 2018-12-31 | 2019-12-31 | 365 | 4.0905 | 4 | 0.090535
4797 | 4.8 | 1 | 2018-12-31 | 2019-12-31 | 365 | 5.4999 | 5 | 0.49988
9818 | 4.59 | 1 | 2018-12-31 | 2019-12-31 | 365 | 5.2593 | 5 | 0.25926
6397 | 8.16 | 1 | 2018-12-31 | 2019-12-31 | 365 | 9.3498 | 9 | 0.34979
10138 | 4.845 | 1 | 2018-12-31 | 2019-12-31 | 365 | 5.5514 | 5 | 0.55144
7225 | 9 | 1 | 2018-12-31 | 2019-12-31 | 365 | 10.3123 | 10 | 0.31227
10090 | 6.63 | 1 | 2018-12-31 | 2019-12-31 | 365 | 7.5967 | 7 | 0.59671
5906 | 9.35 | 1 | 2018-12-31 | 2019-12-31 | 365 | 10.7133 | 10 | 0.7133
4398 | 4.9 | 1 | 2018-12-31 | 2019-12-31 | 365 | 5.6145 | 5 | 0.61446
5296 | 6 | 1 | 2018-12-31 | 2019-12-31 | 365 | 6.8748 | 6 | 0.87485
5287 | 6.125 | 1 | 2018-12-31 | 2019-12-31 | 365 | 7.0181 | 7 | 0.018074
3871 | 6.6 | 1 | 2018-12-31 | 2019-12-31 | 365 | 7.5623 | 7 | 0.56233
5534 | 6.615 | 1 | 2018-12-31 | 2019-12-31 | 365 | 7.5795 | 7 | 0.57952
22080 | 2.4 | 1 | 2018-12-31 | 2019-12-31 | 365 | 2.7499 | 2 | 0.74994
13715 | 4.355 | 1 | 2018-12-31 | 2019-12-31 | 365 | 4.99 | 4 | 0.98999
14819 | 4.5 | 1 | 2018-12-31 | 2019-12-31 | 365 | 5.1561 | 5 | 0.15614
4970 | 5.1 | 1 | 2018-12-31 | 2019-12-31 | 365 | 5.8436 | 5 | 0.84362
4707 | 9.9 | 1 | 2018-12-31 | 2019-12-31 | 365 | 11.3435 | 11 | 0.3435
5500 | 3.924 | 1 | 2018-12-31 | 2019-12-31 | 365 | 4.4962 | 4 | 0.49615
5071 | 4.08 | 1 | 2018-12-31 | 2019-12-31 | 365 | 4.6749 | 4 | 0.6749
4162 | 4.905 | 1 | 2018-12-31 | 2019-12-31 | 365 | 5.6202 | 5 | 0.62019
11726 | 3.57 | 1 | 2018-12-31 | 2019-12-31 | 365 | 4.0905 | 4 | 0.090535
6614 | 6.54 | 1 | 2018-12-31 | 2019-12-31 | 365 | 7.4936 | 7 | 0.49358
5284 | 5.886 | 1 | 2018-12-31 | 2019-12-31 | 365 | 6.7442 | 6 | 0.74423
6687 | 9.315 | 1 | 2018-12-31 | 2019-12-31 | 365 | 10.6732 | 10 | 0.6732
6848 | 5.559 | 1 | 2018-12-31 | 2019-12-31 | 365 | 6.3695 | 6 | 0.36955
10412 | 2.8 | 1 | 2018-12-31 | 2019-12-31 | 365 | 3.2083 | 3 | 0.20826
12837 | 13.08 | 1 | 2018-12-31 | 2019-12-31 | 365 | 14.9872 | 14 | 0.98717
6678 | 7.194 | 1 | 2018-12-31 | 2019-12-31 | 365 | 8.2429 | 8 | 0.24294
53100 | 5.232 | 1 | 2018-12-31 | 2019-12-31 | 365 | 5.9949 | 5 | 0.99487
5285 | 1.89 | 1 | 2018-12-31 | 2019-12-31 | 365 | 2.1656 | 2 | 0.16558
48619 | 2.943 | 1 | 2018-12-31 | 2019-12-31 | 365 | 3.3721 | 3 | 0.37211
14090 | 4.9 | 1 | 2018-12-31 | 2019-12-31 | 365 | 5.6145 | 5 | 0.61446
10947 | 4.578 | 1 | 2018-12-31 | 2019-12-31 | 365 | 5.2455 | 5 | 0.24551
6012 | 6.48 | 1 | 2018-12-31 | 2019-12-31 | 365 | 7.4248 | 7 | 0.42484
10912 | 6.44 | 1 | 2018-12-31 | 2019-12-31 | 365 | 7.379 | 7 | 0.379
6351 | 5.5 | 1 | 2018-12-31 | 2019-12-31 | 365 | 6.3019 | 6 | 0.30194
5012 | 6.885 | 1 | 2018-12-31 | 2019-12-31 | 365 | 7.8889 | 7 | 0.88889
15527 | 7.8 | 1 | 2018-12-31 | 2019-12-31 | 365 | 8.9373 | 8 | 0.9373
6117 | 4.335 | 1 | 2018-12-31 | 2019-12-31 | 365 | 4.9671 | 4 | 0.96708
5722 | 6.16 | 1 | 2018-12-31 | 2019-12-31 | 365 | 7.0582 | 7 | 0.058177
14102 | 3.315 | 1 | 2018-12-31 | 2019-12-31 | 365 | 3.7984 | 3 | 0.79835
14114 | 5.75 | 1 | 2018-12-31 | 2019-12-31 | 365 | 6.5884 | 6 | 0.5884
4867 | 6.375 | 1 | 2018-12-31 | 2019-12-31 | 365 | 7.3045 | 7 | 0.30453
4306 | 9.065 | 1 | 2018-12-31 | 2019-12-31 | 365 | 10.3867 | 10 | 0.38675
4092 | 3.92 | 1 | 2018-12-31 | 2019-12-31 | 365 | 4.4916 | 4 | 0.49157
5126 | 6.72 | 1 | 2018-12-31 | 2019-12-31 | 365 | 7.6998 | 7 | 0.69983
4043 | 6.615 | 1 | 2018-12-31 | 2019-12-31 | 365 | 7.5795 | 7 | 0.57952
7231 | 5.1 | 1 | 2018-12-31 | 2019-12-31 | 365 | 5.8436 | 5 | 0.84362
6395 | 10.08 | 1 | 2018-12-31 | 2019-12-31 | 365 | 11.5497 | 11 | 0.54974
17915 | 8.829 | 1 | 2018-12-31 | 2019-12-31 | 365 | 10.1163 | 10 | 0.11634
5076 | 9.1 | 1 | 2018-12-31 | 2019-12-31 | 365 | 10.4269 | 10 | 0.42685
22069 | 6 | 1 | 2018-12-31 | 2019-12-31 | 365 | 6.8748 | 6 | 0.87485
4089 | 3.06 | 1 | 2018-12-31 | 2019-12-31 | 365 | 3.5062 | 3 | 0.50617
4286 | 5.775 | 1 | 2018-12-31 | 2019-12-31 | 365 | 6.617 | 6 | 0.61704
5293 | 11.2 | 1 | 2018-12-31 | 2019-12-31 | 365 | 12.833 | 12 | 0.83305
2353 | 9.156 | 1 | 2018-12-31 | 2019-12-31 | 365 | 10.491 | 10 | 0.49102
2054 | 19.525 | 1 | 2018-12-31 | 2019-12-31 | 365 | 22.3719 | 22 | 0.3719
2306 | 4.95 | 1 | 2018-12-31 | 2019-12-31 | 365 | 5.6717 | 5 | 0.67175
1913 | 26.5 | 0.9 | 2018-12-31 | 2019-12-31 | 365 | 27.3275 | 27 | 0.32752
2449 | 33 | 0.9 | 2018-12-31 | 2019-12-31 | 365 | 34.0305 | 34 | 0.030498
1791 | 56.1 | 0.9 | 2018-12-31 | 2019-12-31 | 365 | 57.8518 | 57 | 0.85185
2510 | 5.88 | 1 | 2018-12-31 | 2019-12-31 | 365 | 6.7374 | 6 | 0.73735
2513 | 9.945 | 1 | 2018-12-31 | 2019-12-31 | 365 | 11.3951 | 11 | 0.39506
2628 | 15 | 1 | 2018-12-31 | 2019-12-31 | 365 | 17.1871 | 17 | 0.18712
2622 | 7.848 | 1 | 2018-12-31 | 2019-12-31 | 365 | 8.9923 | 8 | 0.9923
2596 | 5.3 | 1 | 2018-12-31 | 2019-12-31 | 365 | 6.0728 | 6 | 0.072782
2590 | 7.42 | 1 | 2018-12-31 | 2019-12-31 | 365 | 8.5019 | 8 | 0.5019
2693 | 5 | 1 | 2018-12-31 | 2019-12-31 | 365 | 5.729 | 5 | 0.72904
2739 | 6.54 | 1 | 2018-12-31 | 2019-12-31 | 365 | 7.4936 | 7 | 0.49358
2738 | 3.85 | 1 | 2018-12-31 | 2019-12-31 | 365 | 4.4114 | 4 | 0.41136
2888 | 3.35 | 1 | 2018-12-31 | 2019-12-31 | 365 | 3.8385 | 3 | 0.83846
2695 | 8.64 | 1 | 2018-12-31 | 2019-12-31 | 365 | 9.8998 | 9 | 0.89978
1951 | 18 | 1 | 2018-12-31 | 2019-12-31 | 365 | 20.6245 | 20 | 0.62454
2955 | 5.25 | 1 | 2018-12-31 | 2019-12-31 | 365 | 6.0155 | 6 | 0.015492
2947 | 4.355 | 1 | 2018-12-31 | 2019-12-31 | 365 | 4.99 | 4 | 0.98999
2942 | 7 | 1 | 2018-12-31 | 2019-12-31 | 365 | 8.0207 | 8 | 0.020656
3075 | 9.81 | 1 | 2018-12-31 | 2019-12-31 | 365 | 11.2404 | 11 | 0.24038
3055 | 6.03 | 1 | 2018-12-31 | 2019-12-31 | 365 | 6.9092 | 6 | 0.90922
10868 | 9.24 | 1 | 2018-12-31 | 2019-12-31 | 365 | 10.5873 | 10 | 0.58727
4569 | 3.06 | 1 | 2018-12-31 | 2019-12-31 | 365 | 3.5062 | 3 | 0.50617
8971 | 3.825 | 1 | 2018-12-31 | 2019-12-31 | 365 | 4.3827 | 4 | 0.38272
2885 | 7.37 | 1 | 2018-12-31 | 2019-12-31 | 365 | 8.4446 | 8 | 0.4446
3166 | 8.04 | 1 | 2018-12-31 | 2019-12-31 | 365 | 9.2123 | 9 | 0.2123
3114 | 4.69 | 1 | 2018-12-31 | 2019-12-31 | 365 | 5.3738 | 5 | 0.37384
3098 | 7.035 | 1 | 2018-12-31 | 2019-12-31 | 365 | 8.0608 | 8 | 0.060759
3421 | 7.37 | 1 | 2018-12-31 | 2019-12-31 | 365 | 8.4446 | 8 | 0.4446
12148 | 5.67 | 1 | 2018-12-31 | 2019-12-31 | 365 | 6.4967 | 6 | 0.49673
12258 | 6.48 | 1 | 2018-12-31 | 2019-12-31 | 365 | 7.4248 | 7 | 0.42484
6576 | 3 | 1 | 2018-12-31 | 2019-12-31 | 365 | 3.4374 | 3 | 0.43742
6114 | 4.5 | 1 | 2018-12-31 | 2019-12-31 | 365 | 5.1561 | 5 | 0.15614
5496 | 6.05 | 1 | 2018-12-31 | 2019-12-31 | 365 | 6.9321 | 6 | 0.93214
5537 | 3.85 | 1 | 2018-12-31 | 2019-12-31 | 365 | 4.4114 | 4 | 0.41136
11067 | 3.825 | 1 | 2018-12-31 | 2019-12-31 | 365 | 4.3827 | 4 | 0.38272
6343 | 6.6 | 1 | 2018-12-31 | 2019-12-31 | 365 | 7.5623 | 7 | 0.56233
13897 | 3.78 | 1 | 2018-12-31 | 2019-12-31 | 365 | 4.3312 | 4 | 0.33115
6623 | 8.4 | 1 | 2018-12-31 | 2019-12-31 | 365 | 9.6248 | 9 | 0.62479
5292 | 6.213 | 1 | 2018-12-31 | 2019-12-31 | 365 | 7.1189 | 7 | 0.11891
6542 | 3.315 | 1 | 2018-12-31 | 2019-12-31 | 365 | 3.7984 | 3 | 0.79835
4780 | 6.37 | 1 | 2018-12-31 | 2019-12-31 | 365 | 7.2988 | 7 | 0.2988
4825 | 5.1 | 1 | 2018-12-31 | 2019-12-31 | 365 | 5.8436 | 5 | 0.84362
11369 | 4.8 | 1 | 2018-12-31 | 2019-12-31 | 365 | 5.4999 | 5 | 0.49988
10095 | 8.16 | 1 | 2018-12-31 | 2019-12-31 | 365 | 9.3498 | 9 | 0.34979
5374 | 4.08 | 1 | 2018-12-31 | 2019-12-31 | 365 | 4.6749 | 4 | 0.6749
6838 | 3.6 | 1 | 2018-12-31 | 2019-12-31 | 365 | 4.1249 | 4 | 0.12491
6621 | 6.63 | 1 | 2018-12-31 | 2019-12-31 | 365 | 7.5967 | 7 | 0.59671
26317 | 4.2 | 1 | 2018-12-31 | 2019-12-31 | 365 | 4.8124 | 4 | 0.81239
6632 | 5.355 | 1 | 2018-12-31 | 2019-12-31 | 365 | 6.1358 | 6 | 0.1358
5375 | 6.885 | 1 | 2018-12-31 | 2019-12-31 | 365 | 7.8889 | 7 | 0.88889
24159 | 6.3 | 1 | 2018-12-31 | 2019-12-31 | 365 | 7.2186 | 7 | 0.21859
21309 | 5.559 | 1 | 2018-12-31 | 2019-12-31 | 365 | 6.3695 | 6 | 0.36955
6586 | 6.213 | 1 | 2018-12-31 | 2019-12-31 | 365 | 7.1189 | 7 | 0.11891
5407 | 5.1 | 1 | 2018-12-31 | 2019-12-31 | 365 | 5.8436 | 5 | 0.84362
6123 | 8.67 | 1 | 2018-12-31 | 2019-12-31 | 365 | 9.9342 | 9 | 0.93416
22255 | 6.48 | 1 | 2018-12-31 | 2019-12-31 | 365 | 7.4248 | 7 | 0.42484
4782 | 6.12 | 1 | 2018-12-31 | 2019-12-31 | 365 | 7.0123 | 7 | 0.012345
6749 | 6 | 1 | 2018-12-31 | 2019-12-31 | 365 | 6.8748 | 6 | 0.87485
6575 | 5.88 | 1 | 2018-12-31 | 2019-12-31 | 365 | 6.7374 | 6 | 0.73735
6010 | 4.05 | 1 | 2018-12-31 | 2019-12-31 | 365 | 4.6405 | 4 | 0.64052
4865 | 6.21 | 1 | 2018-12-31 | 2019-12-31 | 365 | 7.1155 | 7 | 0.11547
11622 | 4.251 | 1 | 2018-12-31 | 2019-12-31 | 365 | 4.8708 | 4 | 0.87083
5283 | 7.425 | 1 | 2018-12-31 | 2019-12-31 | 365 | 8.5076 | 8 | 0.50762
14203 | 5.6 | 1 | 2018-12-31 | 2019-12-31 | 365 | 6.4165 | 6 | 0.41652
12601 | 5.39 | 1 | 2018-12-31 | 2019-12-31 | 365 | 6.1759 | 6 | 0.17591
11563 | 5.13 | 1 | 2018-12-31 | 2019-12-31 | 365 | 5.878 | 5 | 0.878
4790 | 5.695 | 1 | 2018-12-31 | 2019-12-31 | 365 | 6.5254 | 6 | 0.52538
10944 | 6.03 | 1 | 2018-12-31 | 2019-12-31 | 365 | 6.9092 | 6 | 0.90922
4862 | 14.74 | 1 | 2018-12-31 | 2019-12-31 | 365 | 16.8892 | 16 | 0.88921
10872 | 7 | 1 | 2018-12-31 | 2019-12-31 | 365 | 8.0207 | 8 | 0.020656
22073 | 3.84 | 1 | 2018-12-31 | 2019-12-31 | 365 | 4.3999 | 4 | 0.3999
6111 | 11.985 | 1 | 2018-12-31 | 2019-12-31 | 365 | 13.7325 | 13 | 0.73251
6574 | 3.6 | 1 | 2018-12-31 | 2019-12-31 | 365 | 4.1249 | 4 | 0.12491
9489 | 4.08 | 1 | 2018-12-31 | 2019-12-31 | 365 | 4.6749 | 4 | 0.6749
6544 | 3.06 | 1 | 2018-12-31 | 2019-12-31 | 365 | 3.5062 | 3 | 0.50617
6689 | 6.05 | 1 | 2018-12-31 | 2019-12-31 | 365 | 6.9321 | 6 | 0.93214
4778 | 4.335 | 1 | 2018-12-31 | 2019-12-31 | 365 | 4.9671 | 4 | 0.96708
6559 | 4.335 | 1 | 2018-12-31 | 2019-12-31 | 365 | 4.9671 | 4 | 0.96708
11383 | 5.355 | 1 | 2018-12-31 | 2019-12-31 | 365 | 6.1358 | 6 | 0.1358
4783 | 9.18 | 1 | 2018-12-31 | 2019-12-31 | 365 | 10.5185 | 10 | 0.51852
7978 | 3.9 | 1 | 2018-12-31 | 2019-12-31 | 365 | 4.4687 | 4 | 0.46865
22083 | 10.08 | 1 | 2018-12-31 | 2019-12-31 | 365 | 11.5497 | 11 | 0.54974
5520 | 5.025 | 1 | 2018-12-31 | 2019-12-31 | 365 | 5.7577 | 5 | 0.75769
22072 | 4.32 | 1 | 2018-12-31 | 2019-12-31 | 365 | 4.9499 | 4 | 0.94989
7135 | 3.92 | 1 | 2018-12-31 | 2019-12-31 | 365 | 4.4916 | 4 | 0.49157
21395 | 7.29 | 1 | 2018-12-31 | 2019-12-31 | 365 | 8.3529 | 8 | 0.35294
5517 | 3.315 | 1 | 2018-12-31 | 2019-12-31 | 365 | 3.7984 | 3 | 0.79835
9427 | 5.4 | 1 | 2018-12-31 | 2019-12-31 | 365 | 6.1874 | 6 | 0.18736
4777 | 5.61 | 1 | 2018-12-31 | 2019-12-31 | 365 | 6.428 | 6 | 0.42798
8951 | 4.59 | 1 | 2018-12-31 | 2019-12-31 | 365 | 5.2593 | 5 | 0.25926
20960 | 3.84 | 1 | 2018-12-31 | 2019-12-31 | 365 | 4.3999 | 4 | 0.3999
4779 | 5.355 | 1 | 2018-12-31 | 2019-12-31 | 365 | 6.1358 | 6 | 0.1358
4781 | 8.16 | 1 | 2018-12-31 | 2019-12-31 | 365 | 9.3498 | 9 | 0.34979
4873 | 7.035 | 1 | 2018-12-31 | 2019-12-31 | 365 | 8.0608 | 8 | 0.060759
10135 | 6 | 1 | 2018-12-31 | 2019-12-31 | 365 | 6.8748 | 6 | 0.87485
6618 | 8.67 | 1 | 2018-12-31 | 2019-12-31 | 365 | 9.9342 | 9 | 0.93416
6568 | 6.12 | 1 | 2018-12-31 | 2019-12-31 | 365 | 7.0123 | 7 | 0.012345
8865 | 5.1 | 1 | 2018-12-31 | 2019-12-31 | 365 | 5.8436 | 5 | 0.84362
6133 | 6.885 | 1 | 2018-12-31 | 2019-12-31 | 365 | 7.8889 | 7 | 0.88889
4870 | 5.1 | 1 | 2018-12-31 | 2019-12-31 | 365 | 5.8436 | 5 | 0.84362
6681 | 9.69 | 1 | 2018-12-31 | 2019-12-31 | 365 | 11.1029 | 11 | 0.10288
6394 | 9.69 | 1 | 2018-12-31 | 2019-12-31 | 365 | 11.1029 | 11 | 0.10288
6288 | 6 | 1 | 2018-12-31 | 2019-12-31 | 365 | 6.8748 | 6 | 0.87485
11291 | 3.06 | 1 | 2018-12-31 | 2019-12-31 | 365 | 3.5062 | 3 | 0.50617
6437 | 9.18 | 1 | 2018-12-31 | 2019-12-31 | 365 | 10.5185 | 10 | 0.51852
6691 | 10.137 | 1 | 2018-12-31 | 2019-12-31 | 365 | 11.6151 | 11 | 0.61506
4859 | 4.95 | 1 | 2018-12-31 | 2019-12-31 | 365 | 5.6717 | 5 | 0.67175
4753 | 3.675 | 1 | 2018-12-31 | 2019-12-31 | 365 | 4.2108 | 4 | 0.21084
6105 | 6 | 1 | 2018-12-31 | 2019-12-31 | 365 | 6.8748 | 6 | 0.87485
6573 | 7.65 | 1 | 2018-12-31 | 2019-12-31 | 365 | 8.7654 | 8 | 0.76543
4784 | 5.025 | 1 | 2018-12-31 | 2019-12-31 | 365 | 5.7577 | 5 | 0.75769
6109 | 5.865 | 1 | 2018-12-31 | 2019-12-31 | 365 | 6.7202 | 6 | 0.72016
4754 | 6 | 1 | 2018-12-31 | 2019-12-31 | 365 | 6.8748 | 6 | 0.87485
6015 | 5.5 | 1 | 2018-12-31 | 2019-12-31 | 365 | 6.3019 | 6 | 0.30194
4814 | 8.28 | 1 | 2018-12-31 | 2019-12-31 | 365 | 9.4873 | 9 | 0.48729
18231 | 5.67 | 1 | 2018-12-31 | 2019-12-31 | 365 | 6.4967 | 6 | 0.49673
5295 | 5.1 | 1 | 2018-12-31 | 2019-12-31 | 365 | 5.8436 | 5 | 0.84362
5549 | 4.125 | 1 | 2018-12-31 | 2019-12-31 | 365 | 4.7265 | 4 | 0.72646
4809 | 5.7 | 1 | 2018-12-31 | 2019-12-31 | 365 | 6.5311 | 6 | 0.53111
3581 | 7.8 | 1 | 2018-12-31 | 2019-12-31 | 365 | 8.9373 | 8 | 0.9373
3338 | 3.57 | 1 | 2018-12-31 | 2019-12-31 | 365 | 4.0905 | 4 | 0.090535
3635 | 7.595 | 1 | 2018-12-31 | 2019-12-31 | 365 | 8.7024 | 8 | 0.70241
3628 | 6.37 | 1 | 2018-12-31 | 2019-12-31 | 365 | 7.2988 | 7 | 0.2988
3844 | 5.39 | 1 | 2018-12-31 | 2019-12-31 | 365 | 6.1759 | 6 | 0.17591
3861 | 11 | 1 | 2018-12-31 | 2019-12-31 | 365 | 12.6039 | 12 | 0.60389
3908 | 3.57 | 1 | 2018-12-31 | 2019-12-31 | 365 | 4.0905 | 4 | 0.090535
4163 | 7.848 | 1 | 2018-12-31 | 2019-12-31 | 365 | 8.9923 | 8 | 0.9923
7224 | 8.04 | 1 | 2018-12-31 | 2019-12-31 | 365 | 9.2123 | 9 | 0.2123
5272 | 8.525 | 1 | 2018-12-31 | 2019-12-31 | 365 | 9.768 | 9 | 0.76801
30753 | 6.6 | 1 | 2018-12-31 | 2019-12-31 | 365 | 7.5623 | 7 | 0.56233
16726 | 4.55 | 1 | 2018-12-31 | 2019-12-31 | 365 | 5.2134 | 5 | 0.21343
5381 | 6.6 | 1 | 2018-12-31 | 2019-12-31 | 365 | 7.5623 | 7 | 0.56233
14076 | 4.59 | 1 | 2018-12-31 | 2019-12-31 | 365 | 5.2593 | 5 | 0.25926
6124 | 5.61 | 1 | 2018-12-31 | 2019-12-31 | 365 | 6.428 | 6 | 0.42798
5551 | 4.845 | 1 | 2018-12-31 | 2019-12-31 | 365 | 5.5514 | 5 | 0.55144
6853 | 6.12 | 1 | 2018-12-31 | 2019-12-31 | 365 | 7.0123 | 7 | 0.012345
9407 | 12.375 | 1 | 2018-12-31 | 2019-12-31 | 365 | 14.1794 | 14 | 0.17937
5703 | 6.12 | 1 | 2018-12-31 | 2019-12-31 | 365 | 7.0123 | 7 | 0.012345
5529 | 7.035 | 1 | 2018-12-31 | 2019-12-31 | 365 | 8.0608 | 8 | 0.060759
6468 | 10.35 | 1 | 2018-12-31 | 2019-12-31 | 365 | 11.8591 | 11 | 0.85911
12142 | 5.775 | 1 | 2018-12-31 | 2019-12-31 | 365 | 6.617 | 6 | 0.61704
10194 | 11.34 | 1 | 2018-12-31 | 2019-12-31 | 365 | 12.9935 | 12 | 0.99346
10605 | 5.61 | 1 | 2018-12-31 | 2019-12-31 | 365 | 6.428 | 6 | 0.42798
5277 | 6.12 | 1 | 2018-12-31 | 2019-12-31 | 365 | 7.0123 | 7 | 0.012345
11715 | 7.7 | 1 | 2018-12-31 | 2019-12-31 | 365 | 8.8227 | 8 | 0.82272
10891 | 5.04 | 1 | 2018-12-31 | 2019-12-31 | 365 | 5.7749 | 5 | 0.77487
10390 | 13.2 | 1 | 2018-12-31 | 2019-12-31 | 365 | 15.1247 | 15 | 0.12467
5384 | 10.791 | 1 | 2018-12-31 | 2019-12-31 | 365 | 12.3644 | 12 | 0.36441
6460 | 4.905 | 1 | 2018-12-31 | 2019-12-31 | 365 | 5.6202 | 5 | 0.62019
5438 | 8.82 | 1 | 2018-12-31 | 2019-12-31 | 365 | 10.106 | 10 | 0.10603
6325 | 5.5 | 1 | 2018-12-31 | 2019-12-31 | 365 | 6.3019 | 6 | 0.30194
5273 | 7.194 | 1 | 2018-12-31 | 2019-12-31 | 365 | 8.2429 | 8 | 0.24294
13620 | 9.81 | 1 | 2018-12-31 | 2019-12-31 | 365 | 11.2404 | 11 | 0.24038
12145 | 9.625 | 1 | 2018-12-31 | 2019-12-31 | 365 | 11.0284 | 11 | 0.028402
12167 | 13.475 | 1 | 2018-12-31 | 2019-12-31 | 365 | 15.4398 | 15 | 0.43976
15610 | 4.905 | 1 | 2018-12-31 | 2019-12-31 | 365 | 5.6202 | 5 | 0.62019
7876 | 9.156 | 1 | 2018-12-31 | 2019-12-31 | 365 | 10.491 | 10 | 0.49102
6865 | 6.5 | 1 | 2018-12-31 | 2019-12-31 | 365 | 7.4478 | 7 | 0.44775
5276 | 4.165 | 1 | 2018-12-31 | 2019-12-31 | 365 | 4.7723 | 4 | 0.77229
5405 | 5.61 | 1 | 2018-12-31 | 2019-12-31 | 365 | 6.428 | 6 | 0.42798
6680 | 6.3 | 1 | 2018-12-31 | 2019-12-31 | 365 | 7.2186 | 7 | 0.21859
22199 | 12 | 1 | 2018-12-31 | 2019-12-31 | 365 | 13.7497 | 13 | 0.7497
5394 | 7.65 | 1 | 2018-12-31 | 2019-12-31 | 365 | 8.7654 | 8 | 0.76543
10870 | 3.57 | 1 | 2018-12-31 | 2019-12-31 | 365 | 4.0905 | 4 | 0.090535
6560 | 5.1 | 1 | 2018-12-31 | 2019-12-31 | 365 | 5.8436 | 5 | 0.84362
5411 | 8.16 | 1 | 2018-12-31 | 2019-12-31 | 365 | 9.3498 | 9 | 0.34979
22076 | 4.59 | 1 | 2018-12-31 | 2019-12-31 | 365 | 5.2593 | 5 | 0.25926
8941 | 8.502 | 1 | 2018-12-31 | 2019-12-31 | 365 | 9.7417 | 9 | 0.74166
5372 | 4.2 | 1 | 2018-12-31 | 2019-12-31 | 365 | 4.8124 | 4 | 0.81239
6125 | 3.06 | 1 | 2018-12-31 | 2019-12-31 | 365 | 3.5062 | 3 | 0.50617
7130 | 5.865 | 1 | 2018-12-31 | 2019-12-31 | 365 | 6.7202 | 6 | 0.72016
21892 | 6 | 1 | 2018-12-31 | 2019-12-31 | 365 | 6.8748 | 6 | 0.87485
12143 | 5.1 | 1 | 2018-12-31 | 2019-12-31 | 365 | 5.8436 | 5 | 0.84362
14086 | 6.12 | 1 | 2018-12-31 | 2019-12-31 | 365 | 7.0123 | 7 | 0.012345
5370 | 6.44 | 1 | 2018-12-31 | 2019-12-31 | 365 | 7.379 | 7 | 0.379
10614 | 5.5 | 1 | 2018-12-31 | 2019-12-31 | 365 | 6.3019 | 6 | 0.30194
11004 | 12.75 | 1 | 2018-12-31 | 2019-12-31 | 365 | 14.6091 | 14 | 0.60905
11288 | 8.67 | 1 | 2018-12-31 | 2019-12-31 | 365 | 9.9342 | 9 | 0.93416
11860 | 6.867 | 1 | 2018-12-31 | 2019-12-31 | 365 | 7.8683 | 7 | 0.86826
13203 | 8.1 | 1 | 2018-12-31 | 2019-12-31 | 365 | 9.281 | 9 | 0.28104
6470 | 7.42 | 1 | 2018-12-31 | 2019-12-31 | 365 | 8.5019 | 8 | 0.5019
6371 | 6.867 | 1 | 2018-12-31 | 2019-12-31 | 365 | 7.8683 | 7 | 0.86826
8871 | 8.8 | 1 | 2018-12-31 | 2019-12-31 | 365 | 10.0831 | 10 | 0.08311
22693 | 7.7 | 1 | 2018-12-31 | 2019-12-31 | 365 | 8.8227 | 8 | 0.82272
12829 | 8.415 | 1 | 2018-12-31 | 2019-12-31 | 365 | 9.642 | 9 | 0.64197
5291 | 3 | 1 | 2018-12-31 | 2019-12-31 | 365 | 3.4374 | 3 | 0.43742
10938 | 3.315 | 1 | 2018-12-31 | 2019-12-31 | 365 | 3.7984 | 3 | 0.79835
11370 | 8.16 | 1 | 2018-12-31 | 2019-12-31 | 365 | 9.3498 | 9 | 0.34979
9425 | 5.5 | 1 | 2018-12-31 | 2019-12-31 | 365 | 6.3019 | 6 | 0.30194
6561 | 7.65 | 1 | 2018-12-31 | 2019-12-31 | 365 | 8.7654 | 8 | 0.76543
15515 | 9 | 1 | 2018-12-31 | 2019-12-31 | 365 | 10.3123 | 10 | 0.31227
16791 | 7.521 | 1 | 2018-12-31 | 2019-12-31 | 365 | 8.6176 | 8 | 0.61762
25859 | 7.2 | 1 | 2018-12-31 | 2019-12-31 | 365 | 8.2498 | 8 | 0.24982
5999 | 9.18 | 1 | 2018-12-31 | 2019-12-31 | 365 | 10.5185 | 10 | 0.51852
10758 | 7.521 | 1 | 2018-12-31 | 2019-12-31 | 365 | 8.6176 | 8 | 0.61762
10393 | 6.12 | 1 | 2018-12-31 | 2019-12-31 | 365 | 7.0123 | 7 | 0.012345
10143 | 4.69 | 1 | 2018-12-31 | 2019-12-31 | 365 | 5.3738 | 5 | 0.37384
7227 | 4.8 | 1 | 2018-12-31 | 2019-12-31 | 365 | 5.4999 | 5 | 0.49988
11373 | 5.25 | 1 | 2018-12-31 | 2019-12-31 | 365 | 6.0155 | 6 | 0.015492
6622 | 5.886 | 1 | 2018-12-31 | 2019-12-31 | 365 | 6.7442 | 6 | 0.74423
6369 | 6.625 | 1 | 2018-12-31 | 2019-12-31 | 365 | 7.591 | 7 | 0.59098
7420 | 8.68 | 1 | 2018-12-31 | 2019-12-31 | 365 | 9.9456 | 9 | 0.94561
12137 | 5 | 1 | 2018-12-31 | 2019-12-31 | 365 | 5.729 | 5 | 0.72904
6120 | 6.875 | 1 | 2018-12-31 | 2019-12-31 | 365 | 7.8774 | 7 | 0.87743
5917 | 3.06 | 1 | 2018-12-31 | 2019-12-31 | 365 | 3.5062 | 3 | 0.50617
5290 | 6.12 | 1 | 2018-12-31 | 2019-12-31 | 365 | 7.0123 | 7 | 0.012345
6615 | 3.92 | 1 | 2018-12-31 | 2019-12-31 | 365 | 4.4916 | 4 | 0.49157
20964 | 3.84 | 1 | 2018-12-31 | 2019-12-31 | 365 | 4.3999 | 4 | 0.3999
16553 | 7.15 | 1 | 2018-12-31 | 2019-12-31 | 365 | 8.1925 | 8 | 0.19253
6112 | 7.194 | 1 | 2018-12-31 | 2019-12-31 | 365 | 8.2429 | 8 | 0.24294
6716 | 6.5 | 1 | 2018-12-31 | 2019-12-31 | 365 | 7.4478 | 7 | 0.44775
9523 | 10.791 | 1 | 2018-12-31 | 2019-12-31 | 365 | 12.3644 | 12 | 0.36441
13288 | 6.63 | 1 | 2018-12-31 | 2019-12-31 | 365 | 7.5967 | 7 | 0.59671
16278 | 12.42 | 1 | 2018-12-31 | 2019-12-31 | 365 | 14.2309 | 14 | 0.23094
5377 | 10.335 | 1 | 2018-12-31 | 2019-12-31 | 365 | 11.8419 | 11 | 0.84193
14410 | 7.194 | 1 | 2018-12-31 | 2019-12-31 | 365 | 8.2429 | 8 | 0.24294
5275 | 10.6 | 1 | 2018-12-31 | 2019-12-31 | 365 | 12.1456 | 12 | 0.14556
10193 | 3.315 | 1 | 2018-12-31 | 2019-12-31 | 365 | 3.7984 | 3 | 0.79835
10940 | 3.06 | 1 | 2018-12-31 | 2019-12-31 | 365 | 3.5062 | 3 | 0.50617
19170 | 7.29 | 1 | 2018-12-31 | 2019-12-31 | 365 | 8.3529 | 8 | 0.35294
4373 | 10.595 | 1 | 2018-12-31 | 2019-12-31 | 365 | 12.1398 | 12 | 0.13984
4533 | 6.9 | 1 | 2018-12-31 | 2019-12-31 | 365 | 7.9061 | 7 | 0.90608
4506 | 9 | 1 | 2018-12-31 | 2019-12-31 | 365 | 10.3123 | 10 | 0.31227
1954 | 12.99 | 1 | 2018-12-31 | 2019-12-31 | 365 | 14.884 | 14 | 0.88405
6685 | 9.66 | 1 | 2018-12-31 | 2019-12-31 | 365 | 11.0685 | 11 | 0.068505
6572 | 5.175 | 1 | 2018-12-31 | 2019-12-31 | 365 | 5.9296 | 5 | 0.92956
16667 | 3.06 | 1 | 2018-12-31 | 2019-12-31 | 365 | 3.5062 | 3 | 0.50617
11206 | 5.1 | 1 | 2018-12-31 | 2019-12-31 | 365 | 5.8436 | 5 | 0.84362
21060 | 5.04 | 1 | 2018-12-31 | 2019-12-31 | 365 | 5.7749 | 5 | 0.77487
13899 | 3.597 | 1 | 2018-12-31 | 2019-12-31 | 365 | 4.1215 | 4 | 0.12147
11629 | 6.9 | 1 | 2018-12-31 | 2019-12-31 | 365 | 7.9061 | 7 | 0.90608
14104 | 6 | 1 | 2018-12-31 | 2019-12-31 | 365 | 6.8748 | 6 | 0.87485
18180 | 6.375 | 1 | 2018-12-31 | 2019-12-31 | 365 | 7.3045 | 7 | 0.30453
22375 | 3.6 | 1 | 2018-12-31 | 2019-12-31 | 365 | 4.1249 | 4 | 0.12491
24872 | 12.426 | 1 | 2018-12-31 | 2019-12-31 | 365 | 14.2378 | 14 | 0.23781
6748 | 3.45 | 1 | 2018-12-31 | 2019-12-31 | 365 | 3.953 | 3 | 0.95304
6619 | 5.5 | 1 | 2018-12-31 | 2019-12-31 | 365 | 6.3019 | 6 | 0.30194
6020 | 8.4 | 1 | 2018-12-31 | 2019-12-31 | 365 | 9.6248 | 9 | 0.62479
11734 | 4.14 | 1 | 2018-12-31 | 2019-12-31 | 365 | 4.7436 | 4 | 0.74365
6436 | 4.08 | 1 | 2018-12-31 | 2019-12-31 | 365 | 4.6749 | 4 | 0.6749
6841 | 4.8 | 1 | 2018-12-31 | 2019-12-31 | 365 | 5.4999 | 5 | 0.49988
6101 | 7.14 | 1 | 2018-12-31 | 2019-12-31 | 365 | 8.1811 | 8 | 0.18107
5694 | 4.655 | 1 | 2018-12-31 | 2019-12-31 | 365 | 5.3337 | 5 | 0.33374
6979 | 6 | 1 | 2018-12-31 | 2019-12-31 | 365 | 6.8748 | 6 | 0.87485
21402 | 3.924 | 1 | 2018-12-31 | 2019-12-31 | 365 | 4.4962 | 4 | 0.49615
6008 | 9 | 1 | 2018-12-31 | 2019-12-31 | 365 | 10.3123 | 10 | 0.31227
5700 | 4.335 | 1 | 2018-12-31 | 2019-12-31 | 365 | 4.9671 | 4 | 0.96708
14126 | 7.2 | 1 | 2018-12-31 | 2019-12-31 | 365 | 8.2498 | 8 | 0.24982
5698 | 6.3 | 1 | 2018-12-31 | 2019-12-31 | 365 | 7.2186 | 7 | 0.21859
6582 | 4.578 | 1 | 2018-12-31 | 2019-12-31 | 365 | 5.2455 | 5 | 0.24551
12155 | 4.4 | 1 | 2018-12-31 | 2019-12-31 | 365 | 5.0416 | 5 | 0.041555
22026 | 3.27 | 1 | 2018-12-31 | 2019-12-31 | 365 | 3.7468 | 3 | 0.74679
20966 | 5 | 1 | 2018-12-31 | 2019-12-31 | 365 | 5.729 | 5 | 0.72904
14167 | 7.35 | 1 | 2018-12-31 | 2019-12-31 | 365 | 8.4217 | 8 | 0.42169
6679 | 6.375 | 1 | 2018-12-31 | 2019-12-31 | 365 | 7.3045 | 7 | 0.30453
5920 | 4.2 | 1 | 2018-12-31 | 2019-12-31 | 365 | 4.8124 | 4 | 0.81239
15521 | 7.5 | 1 | 2018-12-31 | 2019-12-31 | 365 | 8.5936 | 8 | 0.59356
10759 | 5.6 | 1 | 2018-12-31 | 2019-12-31 | 365 | 6.4165 | 6 | 0.41652
6110 | 6.12 | 1 | 2018-12-31 | 2019-12-31 | 365 | 7.0123 | 7 | 0.012345
18174 | 9.25 | 1 | 2018-12-31 | 2019-12-31 | 365 | 10.5987 | 10 | 0.59872
14225 | 9.18 | 1 | 2018-12-31 | 2019-12-31 | 365 | 10.5185 | 10 | 0.51852
7594 | 5.355 | 1 | 2018-12-31 | 2019-12-31 | 365 | 6.1358 | 6 | 0.1358
7233 | 7.65 | 1 | 2018-12-31 | 2019-12-31 | 365 | 8.7654 | 8 | 0.76543
15620 | 3.825 | 1 | 2018-12-31 | 2019-12-31 | 365 | 4.3827 | 4 | 0.38272
6370 | 6.63 | 1 | 2018-12-31 | 2019-12-31 | 365 | 7.5967 | 7 | 0.59671
5706 | 4.2 | 1 | 2018-12-31 | 2019-12-31 | 365 | 4.8124 | 4 | 0.81239
12242 | 10.8 | 1 | 2018-12-31 | 2019-12-31 | 365 | 12.3747 | 12 | 0.37473
10950 | 9.18 | 1 | 2018-12-31 | 2019-12-31 | 365 | 10.5185 | 10 | 0.51852
56352 | 3.825 | 1 | 2018-12-31 | 2019-12-31 | 365 | 4.3827 | 4 | 0.38272
18796 | 4 | 1 | 2018-12-31 | 2019-12-31 | 365 | 4.5832 | 4 | 0.58323
26054 | 4.2 | 1 | 2018-12-31 | 2019-12-31 | 365 | 4.8124 | 4 | 0.81239
6464 | 5.4 | 1 | 2018-12-31 | 2019-12-31 | 365 | 6.1874 | 6 | 0.18736
6014 | 8.1 | 1 | 2018-12-31 | 2019-12-31 | 365 | 9.281 | 9 | 0.28104
11709 | 6.16 | 1 | 2018-12-31 | 2019-12-31 | 365 | 7.0582 | 7 | 0.058177
20429 | 12.915 | 1 | 2018-12-31 | 2019-12-31 | 365 | 14.7981 | 14 | 0.79811
24036 | 5.1 | 1 | 2018-12-31 | 2019-12-31 | 365 | 5.8436 | 5 | 0.84362
5695 | 4.48 | 1 | 2018-12-31 | 2019-12-31 | 365 | 5.1332 | 5 | 0.13322
5898 | 6.375 | 1 | 2018-12-31 | 2019-12-31 | 365 | 7.3045 | 7 | 0.30453
20970 | 5.76 | 1 | 2018-12-31 | 2019-12-31 | 365 | 6.5999 | 6 | 0.59985
5697 | 4.08 | 1 | 2018-12-31 | 2019-12-31 | 365 | 4.6749 | 4 | 0.6749
25882 | 10.71 | 1 | 2018-12-31 | 2019-12-31 | 365 | 12.2716 | 12 | 0.2716
22198 | 3 | 1 | 2018-12-31 | 2019-12-31 | 365 | 3.4374 | 3 | 0.43742
11862 | 5.355 | 1 | 2018-12-31 | 2019-12-31 | 365 | 6.1358 | 6 | 0.1358
13012 | 6.885 | 1 | 2018-12-31 | 2019-12-31 | 365 | 7.8889 | 7 | 0.88889
16705 | 9.945 | 1 | 2018-12-31 | 2019-12-31 | 365 | 11.3951 | 11 | 0.39506
6108 | 6 | 1 | 2018-12-31 | 2019-12-31 | 365 | 6.8748 | 6 | 0.87485
11064 | 3 | 1 | 2018-12-31 | 2019-12-31 | 365 | 3.4374 | 3 | 0.43742
6554 | 5.355 | 1 | 2018-12-31 | 2019-12-31 | 365 | 6.1358 | 6 | 0.1358
6563 | 6 | 1 | 2018-12-31 | 2019-12-31 | 365 | 6.8748 | 6 | 0.87485
5923 | 6.63 | 1 | 2018-12-31 | 2019-12-31 | 365 | 7.5967 | 7 | 0.59671
9929 | 3.06 | 1 | 2018-12-31 | 2019-12-31 | 365 | 3.5062 | 3 | 0.50617
5708 | 15.12 | 1 | 2018-12-31 | 2019-12-31 | 365 | 17.3246 | 17 | 0.32462
16463 | 7.65 | 1 | 2018-12-31 | 2019-12-31 | 365 | 8.7654 | 8 | 0.76543
6291 | 4.8 | 1 | 2018-12-31 | 2019-12-31 | 365 | 5.4999 | 5 | 0.49988
5699 | 6 | 1 | 2018-12-31 | 2019-12-31 | 365 | 6.8748 | 6 | 0.87485
12628 | 4.5 | 1 | 2018-12-31 | 2019-12-31 | 365 | 5.1561 | 5 | 0.15614
19697 | 15 | 1 | 2018-12-31 | 2019-12-31 | 365 | 17.1871 | 17 | 0.18712
18706 | 5.865 | 1 | 2018-12-31 | 2019-12-31 | 365 | 6.7202 | 6 | 0.72016
8942 | 5.61 | 1 | 2018-12-31 | 2019-12-31 | 365 | 6.428 | 6 | 0.42798
11066 | 4.2 | 1 | 2018-12-31 | 2019-12-31 | 365 | 4.8124 | 4 | 0.81239
6683 | 8.16 | 1 | 2018-12-31 | 2019-12-31 | 365 | 9.3498 | 9 | 0.34979
9904 | 7.7 | 1 | 2018-12-31 | 2019-12-31 | 365 | 8.8227 | 8 | 0.82272
13379 | 6.615 | 1 | 2018-12-31 | 2019-12-31 | 365 | 7.5795 | 7 | 0.57952
12161 | 7.848 | 1 | 2018-12-31 | 2019-12-31 | 365 | 8.9923 | 8 | 0.9923
6611 | 9.156 | 1 | 2018-12-31 | 2019-12-31 | 365 | 10.491 | 10 | 0.49102
10606 | 14.04 | 1 | 2018-12-31 | 2019-12-31 | 365 | 16.0871 | 16 | 0.087144
22770 | 3.27 | 1 | 2018-12-31 | 2019-12-31 | 365 | 3.7468 | 3 | 0.74679
6629 | 9.81 | 1 | 2018-12-31 | 2019-12-31 | 365 | 11.2404 | 11 | 0.24038
12158 | 6.9 | 1 | 2018-12-31 | 2019-12-31 | 365 | 7.9061 | 7 | 0.90608
12928 | 8.502 | 1 | 2018-12-31 | 2019-12-31 | 365 | 9.7417 | 9 | 0.74166
5725 | 7.848 | 1 | 2018-12-31 | 2019-12-31 | 365 | 8.9923 | 8 | 0.9923
6741 | 6.12 | 1 | 2018-12-31 | 2019-12-31 | 365 | 7.0123 | 7 | 0.012345
6429 | 6.63 | 1 | 2018-12-31 | 2019-12-31 | 365 | 7.5967 | 7 | 0.59671
10871 | 5.4 | 1 | 2018-12-31 | 2019-12-31 | 365 | 6.1874 | 6 | 0.18736
7612 | 3.924 | 1 | 2018-12-31 | 2019-12-31 | 365 | 4.4962 | 4 | 0.49615
12267 | 9.18 | 1 | 2018-12-31 | 2019-12-31 | 365 | 10.5185 | 10 | 0.51852
21398 | 4.905 | 1 | 2018-12-31 | 2019-12-31 | 365 | 5.6202 | 5 | 0.62019
5918 | 7.02 | 1 | 2018-12-31 | 2019-12-31 | 365 | 8.0436 | 8 | 0.043572
13564 | 6.44 | 1 | 2018-12-31 | 2019-12-31 | 365 | 7.379 | 7 | 0.379
11636 | 4.86 | 1 | 2018-12-31 | 2019-12-31 | 365 | 5.5686 | 5 | 0.56863
16468 | 6.63 | 1 | 2018-12-31 | 2019-12-31 | 365 | 7.5967 | 7 | 0.59671
14118 | 3 | 1 | 2018-12-31 | 2019-12-31 | 365 | 3.4374 | 3 | 0.43742
21055 | 11.04 | 1 | 2018-12-31 | 2019-12-31 | 365 | 12.6497 | 12 | 0.64972
11863 | 3.3 | 1 | 2018-12-31 | 2019-12-31 | 365 | 3.7812 | 3 | 0.78117
9660 | 5.1 | 1 | 2018-12-31 | 2019-12-31 | 365 | 5.8436 | 5 | 0.84362
6577 | 4.59 | 1 | 2018-12-31 | 2019-12-31 | 365 | 5.2593 | 5 | 0.25926
12464 | 10.965 | 1 | 2018-12-31 | 2019-12-31 | 365 | 12.5638 | 12 | 0.56378
6338 | 6.24 | 1 | 2018-12-31 | 2019-12-31 | 365 | 7.1498 | 7 | 0.14984
11864 | 7.14 | 1 | 2018-12-31 | 2019-12-31 | 365 | 8.1811 | 8 | 0.18107
13858 | 4.08 | 1 | 2018-12-31 | 2019-12-31 | 365 | 4.6749 | 4 | 0.6749
14083 | 5.1 | 1 | 2018-12-31 | 2019-12-31 | 365 | 5.8436 | 5 | 0.84362
14110 | 4.08 | 1 | 2018-12-31 | 2019-12-31 | 365 | 4.6749 | 4 | 0.6749
12156 | 7.2 | 1 | 2018-12-31 | 2019-12-31 | 365 | 8.2498 | 8 | 0.24982
16543 | 8.925 | 1 | 2018-12-31 | 2019-12-31 | 365 | 10.2263 | 10 | 0.22634
18198 | 8.67 | 1 | 2018-12-31 | 2019-12-31 | 365 | 9.9342 | 9 | 0.93416
21890 | 9.715 | 1 | 2018-12-31 | 2019-12-31 | 365 | 11.1315 | 11 | 0.13152
12179 | 6.213 | 1 | 2018-12-31 | 2019-12-31 | 365 | 7.1189 | 7 | 0.11891
16663 | 2.64 | 1 | 2018-12-31 | 2019-12-31 | 365 | 3.0249 | 3 | 0.024933
12418 | 11.61 | 1 | 2018-12-31 | 2019-12-31 | 365 | 13.3028 | 13 | 0.30283
9673 | 3.57 | 1 | 2018-12-31 | 2019-12-31 | 365 | 4.0905 | 4 | 0.090535
15513 | 9.18 | 1 | 2018-12-31 | 2019-12-31 | 365 | 10.5185 | 10 | 0.51852
8968 | 6.3 | 1 | 2018-12-31 | 2019-12-31 | 365 | 7.2186 | 7 | 0.21859
15857 | 6.3 | 1 | 2018-12-31 | 2019-12-31 | 365 | 7.2186 | 7 | 0.21859
14182 | 9.3 | 1 | 2018-12-31 | 2019-12-31 | 365 | 10.656 | 10 | 0.65601
8868 | 9.9 | 1 | 2018-12-31 | 2019-12-31 | 365 | 11.3435 | 11 | 0.3435
24227 | 5.4 | 1 | 2018-12-31 | 2019-12-31 | 365 | 6.1874 | 6 | 0.18736
8872 | 10.6 | 1 | 2018-12-31 | 2019-12-31 | 365 | 12.1456 | 12 | 0.14556
12248 | 5.94 | 1 | 2018-12-31 | 2019-12-31 | 365 | 6.8061 | 6 | 0.8061
10996 | 6.72 | 1 | 2018-12-31 | 2019-12-31 | 365 | 7.6998 | 7 | 0.69983
15774 | 2.24 | 1 | 2018-12-31 | 2019-12-31 | 365 | 2.5666 | 2 | 0.56661
15296 | 8.91 | 1 | 2018-12-31 | 2019-12-31 | 365 | 10.2091 | 10 | 0.20915
14433 | 9.945 | 1 | 2018-12-31 | 2019-12-31 | 365 | 11.3951 | 11 | 0.39506
13441 | 8.37 | 1 | 2018-12-31 | 2019-12-31 | 365 | 9.5904 | 9 | 0.59041
10389 | 6.44 | 1 | 2018-12-31 | 2019-12-31 | 365 | 7.379 | 7 | 0.379
12816 | 7.521 | 1 | 2018-12-31 | 2019-12-31 | 365 | 8.6176 | 8 | 0.61762
10399 | 6.6 | 1 | 2018-12-31 | 2019-12-31 | 365 | 7.5623 | 7 | 0.56233
22458 | 4.251 | 1 | 2018-12-31 | 2019-12-31 | 365 | 4.8708 | 4 | 0.87083
11642 | 7.83 | 1 | 2018-12-31 | 2019-12-31 | 365 | 8.9717 | 8 | 0.97168
6794 | 7.14 | 1 | 2018-12-31 | 2019-12-31 | 365 | 8.1811 | 8 | 0.18107
6797 | 5.5 | 1 | 2018-12-31 | 2019-12-31 | 365 | 6.3019 | 6 | 0.30194
6795 | 6.63 | 1 | 2018-12-31 | 2019-12-31 | 365 | 7.5967 | 7 | 0.59671
6800 | 7.42 | 1 | 2018-12-31 | 2019-12-31 | 365 | 8.5019 | 8 | 0.5019
7235 | 3.597 | 1 | 2018-12-31 | 2019-12-31 | 365 | 4.1215 | 4 | 0.12147
6799 | 10.464 | 1 | 2018-12-31 | 2019-12-31 | 365 | 11.9897 | 11 | 0.98973
23168 | 2.205 | 1 | 2018-12-31 | 2019-12-31 | 365 | 2.5265 | 2 | 0.52651
16285 | 4.05 | 1 | 2018-12-31 | 2019-12-31 | 365 | 4.6405 | 4 | 0.64052
34557 | 9.45 | 1 | 2018-12-31 | 2019-12-31 | 365 | 10.8279 | 10 | 0.82789
9682 | 5.5 | 1 | 2018-12-31 | 2019-12-31 | 365 | 6.3019 | 6 | 0.30194
9522 | 5.565 | 1 | 2018-12-31 | 2019-12-31 | 365 | 6.3764 | 6 | 0.37642
9687 | 5.865 | 1 | 2018-12-31 | 2019-12-31 | 365 | 6.7202 | 6 | 0.72016
15300 | 5.5 | 1 | 2018-12-31 | 2019-12-31 | 365 | 6.3019 | 6 | 0.30194
20905 | 5.232 | 1 | 2018-12-31 | 2019-12-31 | 365 | 5.9949 | 5 | 0.99487
9530 | 7.7 | 1 | 2018-12-31 | 2019-12-31 | 365 | 8.8227 | 8 | 0.82272
9404 | 7.7 | 1 | 2018-12-31 | 2019-12-31 | 365 | 8.8227 | 8 | 0.82272
14419 | 7.84 | 1 | 2018-12-31 | 2019-12-31 | 365 | 8.9831 | 8 | 0.98313
42564 | 4.275 | 1 | 2018-12-31 | 2019-12-31 | 365 | 4.8983 | 4 | 0.89833
16306 | 6.375 | 1 | 2018-12-31 | 2019-12-31 | 365 | 7.3045 | 7 | 0.30453
7236 | 8.4 | 1 | 2018-12-31 | 2019-12-31 | 365 | 9.6248 | 9 | 0.62479
56353 | 4.578 | 1 | 2018-12-31 | 2019-12-31 | 365 | 5.2455 | 5 | 0.24551
6803 | 4.69 | 1 | 2018-12-31 | 2019-12-31 | 365 | 5.3738 | 5 | 0.37384
15541 | 15 | 1 | 2018-12-31 | 2019-12-31 | 365 | 17.1871 | 17 | 0.18712
6805 | 4.86 | 1 | 2018-12-31 | 2019-12-31 | 365 | 5.5686 | 5 | 0.56863
53933 | 4.2 | 1 | 2018-12-31 | 2019-12-31 | 365 | 4.8124 | 4 | 0.81239
18178 | 4.845 | 1 | 2018-12-31 | 2019-12-31 | 365 | 5.5514 | 5 | 0.55144
16698 | 5.88 | 1 | 2018-12-31 | 2019-12-31 | 365 | 6.7374 | 6 | 0.73735
10094 | 7.56 | 1 | 2018-12-31 | 2019-12-31 | 365 | 8.6623 | 8 | 0.66231
18186 | 5.7 | 1 | 2018-12-31 | 2019-12-31 | 365 | 6.5311 | 6 | 0.53111
8855 | 11.118 | 1 | 2018-12-31 | 2019-12-31 | 365 | 12.7391 | 12 | 0.73909
9428 | 10.08 | 1 | 2018-12-31 | 2019-12-31 | 365 | 11.5497 | 11 | 0.54974
11610 | 4.4 | 1 | 2018-12-31 | 2019-12-31 | 365 | 5.0416 | 5 | 0.041555
13286 | 10.8 | 1 | 2018-12-31 | 2019-12-31 | 365 | 12.3747 | 12 | 0.37473
22075 | 5.355 | 1 | 2018-12-31 | 2019-12-31 | 365 | 6.1358 | 6 | 0.1358
6807 | 9.625 | 1 | 2018-12-31 | 2019-12-31 | 365 | 11.0284 | 11 | 0.028402
16328 | 6.6 | 1 | 2018-12-31 | 2019-12-31 | 365 | 7.5623 | 7 | 0.56233
14414 | 7.56 | 1 | 2018-12-31 | 2019-12-31 | 365 | 8.6623 | 8 | 0.66231
18657 | 10.4 | 1 | 2018-12-31 | 2019-12-31 | 365 | 11.9164 | 11 | 0.9164
10943 | 4.5 | 1 | 2018-12-31 | 2019-12-31 | 365 | 5.1561 | 5 | 0.15614
20962 | 6.24 | 1 | 2018-12-31 | 2019-12-31 | 365 | 7.1498 | 7 | 0.14984
21149 | 9.81 | 1 | 2018-12-31 | 2019-12-31 | 365 | 11.2404 | 11 | 0.24038
15461 | 5.355 | 1 | 2018-12-31 | 2019-12-31 | 365 | 6.1358 | 6 | 0.1358
8867 | 14.84 | 1 | 2018-12-31 | 2019-12-31 | 365 | 17.0038 | 17 | 0.0037907
11294 | 14.84 | 1 | 2018-12-31 | 2019-12-31 | 365 | 17.0038 | 17 | 0.0037907
9931 | 9.483 | 1 | 2018-12-31 | 2019-12-31 | 365 | 10.8657 | 10 | 0.8657
17968 | 9.18 | 1 | 2018-12-31 | 2019-12-31 | 365 | 10.5185 | 10 | 0.51852
22907 | 7.44 | 1 | 2018-12-31 | 2019-12-31 | 365 | 8.5248 | 8 | 0.52481
6982 | 7.7 | 1 | 2018-12-31 | 2019-12-31 | 365 | 8.8227 | 8 | 0.82272
18154 | 4.59 | 1 | 2018-12-31 | 2019-12-31 | 365 | 5.2593 | 5 | 0.25926
12835 | 5.7 | 1 | 2018-12-31 | 2019-12-31 | 365 | 6.5311 | 6 | 0.53111
12814 | 10.8 | 1 | 2018-12-31 | 2019-12-31 | 365 | 12.3747 | 12 | 0.37473
49982 | 8.415 | 1 | 2018-12-31 | 2019-12-31 | 365 | 9.642 | 9 | 0.64197
7618 | 5.88 | 1 | 2018-12-31 | 2019-12-31 | 365 | 6.7374 | 6 | 0.73735
14442 | 6.63 | 1 | 2018-12-31 | 2019-12-31 | 365 | 7.5967 | 7 | 0.59671
6806 | 5.232 | 1 | 2018-12-31 | 2019-12-31 | 365 | 5.9949 | 5 | 0.99487
7234 | 4.335 | 1 | 2018-12-31 | 2019-12-31 | 365 | 4.9671 | 4 | 0.96708
6842 | 6.72 | 1 | 2018-12-31 | 2019-12-31 | 365 | 7.6998 | 7 | 0.69983
14117 | 7.65 | 1 | 2018-12-31 | 2019-12-31 | 365 | 8.7654 | 8 | 0.76543
16142 | 3.825 | 1 | 2018-12-31 | 2019-12-31 | 365 | 4.3827 | 4 | 0.38272
18031 | 3.6 | 1 | 2018-12-31 | 2019-12-31 | 365 | 4.1249 | 4 | 0.12491
6860 | 10.6 | 1 | 2018-12-31 | 2019-12-31 | 365 | 12.1456 | 12 | 0.14556
7429 | 9.625 | 1 | 2018-12-31 | 2019-12-31 | 365 | 11.0284 | 11 | 0.028402
11510 | 6.63 | 1 | 2018-12-31 | 2019-12-31 | 365 | 7.5967 | 7 | 0.59671
9925 | 7.245 | 1 | 2018-12-31 | 2019-12-31 | 365 | 8.3014 | 8 | 0.30138
37144 | 3.3 | 1 | 2018-12-31 | 2019-12-31 | 365 | 3.7812 | 3 | 0.78117
12331 | 10.725 | 1 | 2018-12-31 | 2019-12-31 | 365 | 12.2888 | 12 | 0.28879
6804 | 5.6 | 1 | 2018-12-31 | 2019-12-31 | 365 | 6.4165 | 6 | 0.41652
9930 | 12.72 | 1 | 2018-12-31 | 2019-12-31 | 365 | 14.5747 | 14 | 0.57468
6798 | 7.848 | 1 | 2018-12-31 | 2019-12-31 | 365 | 8.9923 | 8 | 0.9923
7626 | 9.52 | 1 | 2018-12-31 | 2019-12-31 | 365 | 10.9081 | 10 | 0.90809
8931 | 8.68 | 1 | 2018-12-31 | 2019-12-31 | 365 | 9.9456 | 9 | 0.94561
3245 | 4.25 | 1 | 2018-12-31 | 2019-12-31 | 365 | 4.8697 | 4 | 0.86968
3328 | 5.3 | 1 | 2018-12-31 | 2019-12-31 | 365 | 6.0728 | 6 | 0.072782
3535 | 5.225 | 1 | 2018-12-31 | 2019-12-31 | 365 | 5.9868 | 5 | 0.98685
3543 | 3.08 | 1 | 2018-12-31 | 2019-12-31 | 365 | 3.5291 | 3 | 0.52909
3244 | 99.408 | 0.8 | 2018-12-31 | 2019-12-31 | 365 | 91.122 | 91 | 0.12199
15949 | 4.001 | 1 | 2018-12-31 | 2019-12-31 | 365 | 4.5844 | 4 | 0.58438
18651 | 6.213 | 1 | 2018-12-31 | 2019-12-31 | 365 | 7.1189 | 7 | 0.11891
14243 | 8.04 | 1 | 2018-12-31 | 2019-12-31 | 365 | 9.2123 | 9 | 0.2123
12276 | 5.4 | 1 | 2018-12-31 | 2019-12-31 | 365 | 6.1874 | 6 | 0.18736
11624 | 6.6 | 1 | 2018-12-31 | 2019-12-31 | 365 | 7.5623 | 7 | 0.56233
19355 | 8.28 | 1 | 2018-12-31 | 2019-12-31 | 365 | 9.4873 | 9 | 0.48729
15952 | 7.2 | 1 | 2018-12-31 | 2019-12-31 | 365 | 8.2498 | 8 | 0.24982
15495 | 11.88 | 1 | 2018-12-31 | 2019-12-31 | 365 | 13.6122 | 13 | 0.6122
8852 | 4.69 | 1 | 2018-12-31 | 2019-12-31 | 365 | 5.3738 | 5 | 0.37384
11301 | 5.2 | 1 | 2018-12-31 | 2019-12-31 | 365 | 5.9582 | 5 | 0.9582
37148 | 9.81 | 1 | 2018-12-31 | 2019-12-31 | 365 | 11.2404 | 11 | 0.24038
21782 | 5.67 | 1 | 2018-12-31 | 2019-12-31 | 365 | 6.4967 | 6 | 0.49673
10032 | 8.25 | 1 | 2018-12-31 | 2019-12-31 | 365 | 9.4529 | 9 | 0.45292
18649 | 14.715 | 1 | 2018-12-31 | 2019-12-31 | 365 | 16.8606 | 16 | 0.86056
11296 | 6.05 | 1 | 2018-12-31 | 2019-12-31 | 365 | 6.9321 | 6 | 0.93214
10401 | 7.425 | 1 | 2018-12-31 | 2019-12-31 | 365 | 8.5076 | 8 | 0.50762
10197 | 12.375 | 1 | 2018-12-31 | 2019-12-31 | 365 | 14.1794 | 14 | 0.17937
12323 | 7.395 | 1 | 2018-12-31 | 2019-12-31 | 365 | 8.4733 | 8 | 0.47325
12159 | 6.12 | 1 | 2018-12-31 | 2019-12-31 | 365 | 7.0123 | 7 | 0.012345
12324 | 6.375 | 1 | 2018-12-31 | 2019-12-31 | 365 | 7.3045 | 7 | 0.30453
22829 | 6.885 | 1 | 2018-12-31 | 2019-12-31 | 365 | 7.8889 | 7 | 0.88889
21058 | 12.04 | 1 | 2018-12-31 | 2019-12-31 | 365 | 13.7955 | 13 | 0.79553
16299 | 4.86 | 1 | 2018-12-31 | 2019-12-31 | 365 | 5.5686 | 5 | 0.56863
8843 | 4.59 | 1 | 2018-12-31 | 2019-12-31 | 365 | 5.2593 | 5 | 0.25926
29427 | 6.05 | 1 | 2018-12-31 | 2019-12-31 | 365 | 6.9321 | 6 | 0.93214
19102 | 10.8 | 1 | 2018-12-31 | 2019-12-31 | 365 | 12.3747 | 12 | 0.37473
21897 | 4.76 | 1 | 2018-12-31 | 2019-12-31 | 365 | 5.454 | 5 | 0.45405
16734 | 7.848 | 1 | 2018-12-31 | 2019-12-31 | 365 | 8.9923 | 8 | 0.9923
11608 | 7.425 | 1 | 2018-12-31 | 2019-12-31 | 365 | 8.5076 | 8 | 0.50762
15338 | 6.09 | 1 | 2018-12-31 | 2019-12-31 | 365 | 6.978 | 6 | 0.97797
16830 | 9.156 | 1 | 2018-12-31 | 2019-12-31 | 365 | 10.491 | 10 | 0.49102
10405 | 9.8 | 1 | 2018-12-31 | 2019-12-31 | 365 | 11.2289 | 11 | 0.22892
9486 | 7.521 | 1 | 2018-12-31 | 2019-12-31 | 365 | 8.6176 | 8 | 0.61762
13076 | 6.75 | 1 | 2018-12-31 | 2019-12-31 | 365 | 7.7342 | 7 | 0.7342
8954 | 6.16 | 1 | 2018-12-31 | 2019-12-31 | 365 | 7.0582 | 7 | 0.058177
12162 | 9.1 | 1 | 2018-12-31 | 2019-12-31 | 365 | 10.4269 | 10 | 0.42685
15671 | 5.5 | 1 | 2018-12-31 | 2019-12-31 | 365 | 6.3019 | 6 | 0.30194
16472 | 6.63 | 1 | 2018-12-31 | 2019-12-31 | 365 | 7.5967 | 7 | 0.59671
22459 | 7.59 | 1 | 2018-12-31 | 2019-12-31 | 365 | 8.6967 | 8 | 0.69668
29466 | 9.52 | 1 | 2018-12-31 | 2019-12-31 | 365 | 10.9081 | 10 | 0.90809
21400 | 6.9 | 1 | 2018-12-31 | 2019-12-31 | 365 | 7.9061 | 7 | 0.90608
19052 | 8.1 | 1 | 2018-12-31 | 2019-12-31 | 365 | 9.281 | 9 | 0.28104
26658 | 3.52 | 1 | 2018-12-31 | 2019-12-31 | 365 | 4.0332 | 4 | 0.033244
53099 | 8.04 | 1 | 2018-12-31 | 2019-12-31 | 365 | 9.2123 | 9 | 0.2123
13353 | 13.44 | 1 | 2018-12-31 | 2019-12-31 | 365 | 15.3997 | 15 | 0.39966
16795 | 4.5 | 1 | 2018-12-31 | 2019-12-31 | 365 | 5.1561 | 5 | 0.15614
12929 | 7.705 | 1 | 2018-12-31 | 2019-12-31 | 365 | 8.8285 | 8 | 0.82845
8857 | 9.81 | 1 | 2018-12-31 | 2019-12-31 | 365 | 11.2404 | 11 | 0.24038
53384 | 11.76 | 1 | 2018-12-31 | 2019-12-31 | 365 | 13.4747 | 13 | 0.4747
15770 | 5.225 | 1 | 2018-12-31 | 2019-12-31 | 365 | 5.9868 | 5 | 0.98685
23167 | 9.72 | 1 | 2018-12-31 | 2019-12-31 | 365 | 11.1373 | 11 | 0.13725
8866 | 4.83 | 1 | 2018-12-31 | 2019-12-31 | 365 | 5.5343 | 5 | 0.53425
16456 | 6.21 | 1 | 2018-12-31 | 2019-12-31 | 365 | 7.1155 | 7 | 0.11547
10096 | 6.72 | 1 | 2018-12-31 | 2019-12-31 | 365 | 7.6998 | 7 | 0.69983
8869 | 7.32 | 1 | 2018-12-31 | 2019-12-31 | 365 | 8.3873 | 8 | 0.38731
8863 | 6.867 | 1 | 2018-12-31 | 2019-12-31 | 365 | 7.8683 | 7 | 0.86826
10191 | 6.48 | 1 | 2018-12-31 | 2019-12-31 | 365 | 7.4248 | 7 | 0.42484
11865 | 5.175 | 1 | 2018-12-31 | 2019-12-31 | 365 | 5.9296 | 5 | 0.92956
11632 | 9.81 | 1 | 2018-12-31 | 2019-12-31 | 365 | 11.2404 | 11 | 0.24038
8792 | 13.8 | 1 | 2018-12-31 | 2019-12-31 | 365 | 15.8122 | 15 | 0.81215
3877 | 12.426 | 1 | 2018-12-31 | 2019-12-31 | 365 | 14.2378 | 14 | 0.23781
17975 | 4.5 | 1 | 2018-12-31 | 2019-12-31 | 365 | 5.1561 | 5 | 0.15614
9540 | 7.56 | 1 | 2018-12-31 | 2019-12-31 | 365 | 8.6623 | 8 | 0.66231
9545 | 6.72 | 1 | 2018-12-31 | 2019-12-31 | 365 | 7.6998 | 7 | 0.69983
9531 | 15 | 1 | 2018-12-31 | 2019-12-31 | 365 | 17.1871 | 17 | 0.18712
31319 | 12.426 | 1 | 2018-12-31 | 2019-12-31 | 365 | 14.2378 | 14 | 0.23781
11471 | 5.5 | 1 | 2018-12-31 | 2019-12-31 | 365 | 6.3019 | 6 | 0.30194
13209 | 7.7 | 1 | 2018-12-31 | 2019-12-31 | 365 | 8.8227 | 8 | 0.82272
11627 | 8.625 | 1 | 2018-12-31 | 2019-12-31 | 365 | 9.8826 | 9 | 0.88259
10140 | 6.12 | 1 | 2018-12-31 | 2019-12-31 | 365 | 7.0123 | 7 | 0.012345
19622 | 8.625 | 1 | 2018-12-31 | 2019-12-31 | 365 | 9.8826 | 9 | 0.88259
49985 | 10.14 | 1 | 2018-12-31 | 2019-12-31 | 365 | 11.6185 | 11 | 0.61849
18215 | 6.16 | 1 | 2018-12-31 | 2019-12-31 | 365 | 7.0582 | 7 | 0.058177
19700 | 7.848 | 1 | 2018-12-31 | 2019-12-31 | 365 | 8.9923 | 8 | 0.9923
9538 | 8.829 | 1 | 2018-12-31 | 2019-12-31 | 365 | 10.1163 | 10 | 0.11634
16560 | 2.7 | 1 | 2018-12-31 | 2019-12-31 | 365 | 3.0937 | 3 | 0.093682
18204 | 10.8 | 1 | 2018-12-31 | 2019-12-31 | 365 | 12.3747 | 12 | 0.37473
24225 | 8.175 | 1 | 2018-12-31 | 2019-12-31 | 365 | 9.367 | 9 | 0.36698
11512 | 7.7 | 1 | 2018-12-31 | 2019-12-31 | 365 | 8.8227 | 8 | 0.82272
12332 | 8.525 | 1 | 2018-12-31 | 2019-12-31 | 365 | 9.768 | 9 | 0.76801
10607 | 7.425 | 1 | 2018-12-31 | 2019-12-31 | 365 | 8.5076 | 8 | 0.50762
13454 | 8.96 | 1 | 2018-12-31 | 2019-12-31 | 365 | 10.2664 | 10 | 0.26644
21576 | 3.135 | 1 | 2018-12-31 | 2019-12-31 | 365 | 3.5921 | 3 | 0.59211
10760 | 9.9 | 1 | 2018-12-31 | 2019-12-31 | 365 | 11.3435 | 11 | 0.3435
13614 | 6.84 | 1 | 2018-12-31 | 2019-12-31 | 365 | 7.8373 | 7 | 0.83733
9549 | 9.8 | 1 | 2018-12-31 | 2019-12-31 | 365 | 11.2289 | 11 | 0.22892
11631 | 8.1 | 1 | 2018-12-31 | 2019-12-31 | 365 | 9.281 | 9 | 0.28104
12325 | 8.64 | 1 | 2018-12-31 | 2019-12-31 | 365 | 9.8998 | 9 | 0.89978
20182 | 4.335 | 1 | 2018-12-31 | 2019-12-31 | 365 | 4.9671 | 4 | 0.96708
13015 | 5.61 | 1 | 2018-12-31 | 2019-12-31 | 365 | 6.428 | 6 | 0.42798
9534 | 5.04 | 1 | 2018-12-31 | 2019-12-31 | 365 | 5.7749 | 5 | 0.77487
20064 | 8.91 | 1 | 2018-12-31 | 2019-12-31 | 365 | 10.2091 | 10 | 0.20915
13459 | 8.4 | 1 | 2018-12-31 | 2019-12-31 | 365 | 9.6248 | 9 | 0.62479
18914 | 6.12 | 1 | 2018-12-31 | 2019-12-31 | 365 | 7.0123 | 7 | 0.012345
11378 | 8.745 | 1 | 2018-12-31 | 2019-12-31 | 365 | 10.0201 | 10 | 0.020091
11200 | 5.886 | 1 | 2018-12-31 | 2019-12-31 | 365 | 6.7442 | 6 | 0.74423
21409 | 11.73 | 1 | 2018-12-31 | 2019-12-31 | 365 | 13.4403 | 13 | 0.44033
19103 | 5.61 | 1 | 2018-12-31 | 2019-12-31 | 365 | 6.428 | 6 | 0.42798
9543 | 5.865 | 1 | 2018-12-31 | 2019-12-31 | 365 | 6.7202 | 6 | 0.72016
13373 | 4.02 | 1 | 2018-12-31 | 2019-12-31 | 365 | 4.6061 | 4 | 0.60615
22769 | 8.175 | 1 | 2018-12-31 | 2019-12-31 | 365 | 9.367 | 9 | 0.36698
13857 | 10.35 | 1 | 2018-12-31 | 2019-12-31 | 365 | 11.8591 | 11 | 0.85911
12595 | 5.886 | 1 | 2018-12-31 | 2019-12-31 | 365 | 6.7442 | 6 | 0.74423
11454 | 7.705 | 1 | 2018-12-31 | 2019-12-31 | 365 | 8.8285 | 8 | 0.82845
11203 | 5.52 | 1 | 2018-12-31 | 2019-12-31 | 365 | 6.3249 | 6 | 0.32486
13072 | 9.625 | 1 | 2018-12-31 | 2019-12-31 | 365 | 11.0284 | 11 | 0.028402
10196 | 2.91 | 1 | 2018-12-31 | 2019-12-31 | 365 | 3.3343 | 3 | 0.3343
13287 | 4.578 | 1 | 2018-12-31 | 2019-12-31 | 365 | 5.2455 | 5 | 0.24551
14242 | 3.825 | 1 | 2018-12-31 | 2019-12-31 | 365 | 4.3827 | 4 | 0.38272
11733 | 9.45 | 1 | 2018-12-31 | 2019-12-31 | 365 | 10.8279 | 10 | 0.82789
19171 | 5.67 | 1 | 2018-12-31 | 2019-12-31 | 365 | 6.4967 | 6 | 0.49673
9446 | 5.4 | 1 | 2018-12-31 | 2019-12-31 | 365 | 6.1874 | 6 | 0.18736
11549 | 5.559 | 1 | 2018-12-31 | 2019-12-31 | 365 | 6.3695 | 6 | 0.36955
14251 | 6.867 | 1 | 2018-12-31 | 2019-12-31 | 365 | 7.8683 | 7 | 0.86826
10092 | 8.97 | 1 | 2018-12-31 | 2019-12-31 | 365 | 10.2779 | 10 | 0.2779
10142 | 8.175 | 1 | 2018-12-31 | 2019-12-31 | 365 | 9.367 | 9 | 0.36698
3858 | 5.232 | 1 | 2018-12-31 | 2019-12-31 | 365 | 5.9949 | 5 | 0.99487
3866 | 5.5 | 1 | 2018-12-31 | 2019-12-31 | 365 | 6.3019 | 6 | 0.30194
4079 | 4.02 | 1 | 2018-12-31 | 2019-12-31 | 365 | 4.6061 | 4 | 0.60615
3910 | 5.61 | 1 | 2018-12-31 | 2019-12-31 | 365 | 6.428 | 6 | 0.42798
4033 | 4.77 | 1 | 2018-12-31 | 2019-12-31 | 365 | 5.4655 | 5 | 0.4655
4099 | 6.63 | 1 | 2018-12-31 | 2019-12-31 | 365 | 7.5967 | 7 | 0.59671
4191 | 9.6 | 1 | 2018-12-31 | 2019-12-31 | 365 | 10.9998 | 10 | 0.99976
4192 | 8.502 | 1 | 2018-12-31 | 2019-12-31 | 365 | 9.7417 | 9 | 0.74166
4203 | 8.1 | 1 | 2018-12-31 | 2019-12-31 | 365 | 9.281 | 9 | 0.28104
4283 | 4.56 | 1 | 2018-12-31 | 2019-12-31 | 365 | 5.2249 | 5 | 0.22488
4383 | 5.61 | 1 | 2018-12-31 | 2019-12-31 | 365 | 6.428 | 6 | 0.42798
4389 | 5.4 | 1 | 2018-12-31 | 2019-12-31 | 365 | 6.1874 | 6 | 0.18736
4393 | 3.685 | 1 | 2018-12-31 | 2019-12-31 | 365 | 4.2223 | 4 | 0.2223
4104 | 15.9 | 1 | 2018-12-31 | 2019-12-31 | 365 | 18.2183 | 18 | 0.21835
3552 | 34.008 | 0.9 | 2018-12-31 | 2019-12-31 | 365 | 35.07 | 35 | 0.069975
3893 | 4.578 | 1 | 2018-12-31 | 2019-12-31 | 365 | 5.2455 | 5 | 0.24551
4436 | 13.26 | 1 | 2018-12-31 | 2019-12-31 | 365 | 15.1934 | 15 | 0.19341
4444 | 9.49 | 1 | 2018-12-31 | 2019-12-31 | 365 | 10.8737 | 10 | 0.87372
4445 | 5.88 | 1 | 2018-12-31 | 2019-12-31 | 365 | 6.7374 | 6 | 0.73735
4448 | 6.885 | 1 | 2018-12-31 | 2019-12-31 | 365 | 7.8889 | 7 | 0.88889
4451 | 7.2 | 1 | 2018-12-31 | 2019-12-31 | 365 | 8.2498 | 8 | 0.24982
4467 | 6.12 | 1 | 2018-12-31 | 2019-12-31 | 365 | 7.0123 | 7 | 0.012345
4473 | 5.025 | 1 | 2018-12-31 | 2019-12-31 | 365 | 5.7577 | 5 | 0.75769
3386 | 3.3 | 1 | 2018-12-31 | 2019-12-31 | 365 | 3.7812 | 3 | 0.78117
4571 | 7.848 | 1 | 2018-12-31 | 2019-12-31 | 365 | 8.9923 | 8 | 0.9923
4658 | 24.75 | 1 | 2018-12-31 | 2019-12-31 | 365 | 28.3587 | 28 | 0.35875
4662 | 8.67 | 1 | 2018-12-31 | 2019-12-31 | 365 | 9.9342 | 9 | 0.93416
4678 | 6.7 | 1 | 2018-12-31 | 2019-12-31 | 365 | 7.6769 | 7 | 0.67691
4680 | 5.355 | 1 | 2018-12-31 | 2019-12-31 | 365 | 6.1358 | 6 | 0.1358
4787 | 6.86 | 1 | 2018-12-31 | 2019-12-31 | 365 | 7.8602 | 7 | 0.86024
4788 | 8.82 | 1 | 2018-12-31 | 2019-12-31 | 365 | 10.106 | 10 | 0.10603
4793 | 25 | 1 | 2018-12-31 | 2019-12-31 | 365 | 28.6452 | 28 | 0.6452
4795 | 12.753 | 1 | 2018-12-31 | 2019-12-31 | 365 | 14.6125 | 14 | 0.61249
4913 | 5.36 | 1 | 2018-12-31 | 2019-12-31 | 365 | 6.1415 | 6 | 0.14153
4917 | 5.36 | 1 | 2018-12-31 | 2019-12-31 | 365 | 6.1415 | 6 | 0.14153
4919 | 7.2 | 1 | 2018-12-31 | 2019-12-31 | 365 | 8.2498 | 8 | 0.24982
4920 | 4.59 | 1 | 2018-12-31 | 2019-12-31 | 365 | 5.2593 | 5 | 0.25926
4808 | 6.63 | 1 | 2018-12-31 | 2019-12-31 | 365 | 7.5967 | 7 | 0.59671
4823 | 3.43 | 1 | 2018-12-31 | 2019-12-31 | 365 | 3.9301 | 3 | 0.93012
4840 | 5.145 | 1 | 2018-12-31 | 2019-12-31 | 365 | 5.8952 | 5 | 0.89518
4035 | 155.1 | 0.9 | 2018-12-31 | 2019-12-31 | 365 | 159.9433 | 159 | 0.94334
4922 | 4.59 | 1 | 2018-12-31 | 2019-12-31 | 365 | 5.2593 | 5 | 0.25926
5018 | 50.715 | 0.9 | 2018-12-31 | 2019-12-31 | 365 | 52.2987 | 52 | 0.29869
5011 | 5.88 | 1 | 2018-12-31 | 2019-12-31 | 365 | 6.7374 | 6 | 0.73735
5013 | 24.91 | 1 | 2018-12-31 | 2019-12-31 | 365 | 28.5421 | 28 | 0.54208
5016 | 3.92 | 1 | 2018-12-31 | 2019-12-31 | 365 | 4.4916 | 4 | 0.49157
5049 | 3.6 | 1 | 2018-12-31 | 2019-12-31 | 365 | 4.1249 | 4 | 0.12491
4968 | 5.775 | 1 | 2018-12-31 | 2019-12-31 | 365 | 6.617 | 6 | 0.61704
5130 | 7.395 | 1 | 2018-12-31 | 2019-12-31 | 365 | 8.4733 | 8 | 0.47325
5297 | 6.12 | 1 | 2018-12-31 | 2019-12-31 | 365 | 7.0123 | 7 | 0.012345
5371 | 5.565 | 1 | 2018-12-31 | 2019-12-31 | 365 | 6.3764 | 6 | 0.37642
5471 | 10 | 1 | 2018-12-31 | 2019-12-31 | 365 | 11.4581 | 11 | 0.45808
5473 | 4.8 | 1 | 2018-12-31 | 2019-12-31 | 365 | 5.4999 | 5 | 0.49988
5395 | 5.39 | 1 | 2018-12-31 | 2019-12-31 | 365 | 6.1759 | 6 | 0.17591
5396 | 6.36 | 1 | 2018-12-31 | 2019-12-31 | 365 | 7.2873 | 7 | 0.28734
5402 | 6.6 | 1 | 2018-12-31 | 2019-12-31 | 365 | 7.5623 | 7 | 0.56233
16792 | 7.28 | 1 | 2018-12-31 | 2019-12-31 | 365 | 8.3415 | 8 | 0.34148
11293 | 4.125 | 1 | 2018-12-31 | 2019-12-31 | 365 | 4.7265 | 4 | 0.72646
11299 | 6.6 | 1 | 2018-12-31 | 2019-12-31 | 365 | 7.5623 | 7 | 0.56233
11856 | 6.89 | 1 | 2018-12-31 | 2019-12-31 | 365 | 7.8946 | 7 | 0.89462
16277 | 8.505 | 1 | 2018-12-31 | 2019-12-31 | 365 | 9.7451 | 9 | 0.7451
10753 | 6.44 | 1 | 2018-12-31 | 2019-12-31 | 365 | 7.379 | 7 | 0.379
10953 | 6.54 | 1 | 2018-12-31 | 2019-12-31 | 365 | 7.4936 | 7 | 0.49358
13073 | 5.1 | 1 | 2018-12-31 | 2019-12-31 | 365 | 5.8436 | 5 | 0.84362
10752 | 7.25 | 1 | 2018-12-31 | 2019-12-31 | 365 | 8.3071 | 8 | 0.30711
14418 | 4.08 | 1 | 2018-12-31 | 2019-12-31 | 365 | 4.6749 | 4 | 0.6749
22197 | 8.25 | 1 | 2018-12-31 | 2019-12-31 | 365 | 9.4529 | 9 | 0.45292
12169 | 10.08 | 1 | 2018-12-31 | 2019-12-31 | 365 | 11.5497 | 11 | 0.54974
16349 | 9.72 | 1 | 2018-12-31 | 2019-12-31 | 365 | 11.1373 | 11 | 0.13725
80797 | 4.95 | 1 | 2018-12-31 | 2019-12-31 | 365 | 5.6717 | 5 | 0.67175
21057 | 9.12 | 1 | 2018-12-31 | 2019-12-31 | 365 | 10.4498 | 10 | 0.44977
13075 | 2.7 | 1 | 2018-12-31 | 2019-12-31 | 365 | 3.0937 | 3 | 0.093682
48622 | 9.045 | 1 | 2018-12-31 | 2019-12-31 | 365 | 10.3638 | 10 | 0.36383
16697 | 6.375 | 1 | 2018-12-31 | 2019-12-31 | 365 | 7.3045 | 7 | 0.30453
21124 | 7.02 | 1 | 2018-12-31 | 2019-12-31 | 365 | 8.0436 | 8 | 0.043572
25095 | 5.25 | 1 | 2018-12-31 | 2019-12-31 | 365 | 6.0155 | 6 | 0.015492
12330 | 14.85 | 1 | 2018-12-31 | 2019-12-31 | 365 | 17.0152 | 17 | 0.015249
12936 | 7.15 | 1 | 2018-12-31 | 2019-12-31 | 365 | 8.1925 | 8 | 0.19253
13610 | 5.88 | 1 | 2018-12-31 | 2019-12-31 | 365 | 6.7374 | 6 | 0.73735
10751 | 10.464 | 1 | 2018-12-31 | 2019-12-31 | 365 | 11.9897 | 11 | 0.98973
17148 | 6.72 | 1 | 2018-12-31 | 2019-12-31 | 365 | 7.6998 | 7 | 0.69983
16283 | 12.375 | 1 | 2018-12-31 | 2019-12-31 | 365 | 14.1794 | 14 | 0.17937
10876 | 10.92 | 1 | 2018-12-31 | 2019-12-31 | 365 | 12.5122 | 12 | 0.51222
16279 | 8.8 | 1 | 2018-12-31 | 2019-12-31 | 365 | 10.0831 | 10 | 0.08311
10755 | 10.791 | 1 | 2018-12-31 | 2019-12-31 | 365 | 12.3644 | 12 | 0.36441
49113 | 12.1 | 1 | 2018-12-31 | 2019-12-31 | 365 | 13.8643 | 13 | 0.86428
11202 | 7.56 | 1 | 2018-12-31 | 2019-12-31 | 365 | 8.6623 | 8 | 0.66231
21792 | 4.5 | 1 | 2018-12-31 | 2019-12-31 | 365 | 5.1561 | 5 | 0.15614
18219 | 6.05 | 1 | 2018-12-31 | 2019-12-31 | 365 | 6.9321 | 6 | 0.93214
19383 | 6 | 1 | 2018-12-31 | 2019-12-31 | 365 | 6.8748 | 6 | 0.87485
30524 | 3.78 | 1 | 2018-12-31 | 2019-12-31 | 365 | 4.3312 | 4 | 0.33115
14438 | 3.85 | 1 | 2018-12-31 | 2019-12-31 | 365 | 4.4114 | 4 | 0.41136
17155 | 7.84 | 1 | 2018-12-31 | 2019-12-31 | 365 | 8.9831 | 8 | 0.98313
25589 | 9.483 | 1 | 2018-12-31 | 2019-12-31 | 365 | 10.8657 | 10 | 0.8657
26650 | 6.36 | 1 | 2018-12-31 | 2019-12-31 | 365 | 7.2873 | 7 | 0.28734
22068 | 6.3 | 1 | 2018-12-31 | 2019-12-31 | 365 | 7.2186 | 7 | 0.21859
10954 | 12.06 | 1 | 2018-12-31 | 2019-12-31 | 365 | 13.8184 | 13 | 0.81844
18326 | 8.8 | 1 | 2018-12-31 | 2019-12-31 | 365 | 10.0831 | 10 | 0.08311
11071 | 11 | 1 | 2018-12-31 | 2019-12-31 | 365 | 12.6039 | 12 | 0.60389
11509 | 7.75 | 1 | 2018-12-31 | 2019-12-31 | 365 | 8.88 | 8 | 0.88001
13120 | 9.483 | 1 | 2018-12-31 | 2019-12-31 | 365 | 10.8657 | 10 | 0.8657
14931 | 12 | 1 | 2018-12-31 | 2019-12-31 | 365 | 13.7497 | 13 | 0.7497
31240 | 4.48 | 1 | 2018-12-31 | 2019-12-31 | 365 | 5.1332 | 5 | 0.13322
14828 | 5.88 | 1 | 2018-12-31 | 2019-12-31 | 365 | 6.7374 | 6 | 0.73735
14170 | 5.61 | 1 | 2018-12-31 | 2019-12-31 | 365 | 6.428 | 6 | 0.42798
26400 | 6.12 | 1 | 2018-12-31 | 2019-12-31 | 365 | 7.0123 | 7 | 0.012345
22614 | 8.4 | 1 | 2018-12-31 | 2019-12-31 | 365 | 9.6248 | 9 | 0.62479
14499 | 8.925 | 1 | 2018-12-31 | 2019-12-31 | 365 | 10.2263 | 10 | 0.22634
10998 | 7.7 | 1 | 2018-12-31 | 2019-12-31 | 365 | 8.8227 | 8 | 0.82272
19587 | 8.37 | 1 | 2018-12-31 | 2019-12-31 | 365 | 9.5904 | 9 | 0.59041
22079 | 7.37 | 1 | 2018-12-31 | 2019-12-31 | 365 | 8.4446 | 8 | 0.4446
13457 | 8.8 | 1 | 2018-12-31 | 2019-12-31 | 365 | 10.0831 | 10 | 0.08311
16291 | 6.325 | 1 | 2018-12-31 | 2019-12-31 | 365 | 7.2472 | 7 | 0.24724
12596 | 9.81 | 1 | 2018-12-31 | 2019-12-31 | 365 | 11.2404 | 11 | 0.24038
13363 | 5.7 | 1 | 2018-12-31 | 2019-12-31 | 365 | 6.5311 | 6 | 0.53111
20077 | 4.86 | 1 | 2018-12-31 | 2019-12-31 | 365 | 5.5686 | 5 | 0.56863
45249 | 8.1 | 1 | 2018-12-31 | 2019-12-31 | 365 | 9.281 | 9 | 0.28104
11002 | 5.232 | 1 | 2018-12-31 | 2019-12-31 | 365 | 5.9949 | 5 | 0.99487
16836 | 7.84 | 1 | 2018-12-31 | 2019-12-31 | 365 | 8.9831 | 8 | 0.98313
10754 | 6.72 | 1 | 2018-12-31 | 2019-12-31 | 365 | 7.6998 | 7 | 0.69983
18690 | 4.32 | 1 | 2018-12-31 | 2019-12-31 | 365 | 4.9499 | 4 | 0.94989
51090 | 11.275 | 1 | 2018-12-31 | 2019-12-31 | 365 | 12.919 | 12 | 0.91899
12822 | 8.67 | 1 | 2018-12-31 | 2019-12-31 | 365 | 9.9342 | 9 | 0.93416
11069 | 6.6 | 1 | 2018-12-31 | 2019-12-31 | 365 | 7.5623 | 7 | 0.56233
14922 | 5.04 | 1 | 2018-12-31 | 2019-12-31 | 365 | 5.7749 | 5 | 0.77487
13384 | 7.7 | 1 | 2018-12-31 | 2019-12-31 | 365 | 8.8227 | 8 | 0.82272
14824 | 4.125 | 1 | 2018-12-31 | 2019-12-31 | 365 | 4.7265 | 4 | 0.72646
16692 | 5.232 | 1 | 2018-12-31 | 2019-12-31 | 365 | 5.9949 | 5 | 0.99487
5406 | 3.8 | 1 | 2018-12-31 | 2019-12-31 | 365 | 4.3541 | 4 | 0.35407
6018 | 19.61 | 1 | 2018-12-31 | 2019-12-31 | 365 | 22.4693 | 22 | 0.46929
5488 | 9 | 1 | 2018-12-31 | 2019-12-31 | 365 | 10.3123 | 10 | 0.31227
5518 | 3.6 | 1 | 2018-12-31 | 2019-12-31 | 365 | 4.1249 | 4 | 0.12491
5521 | 9.24 | 1 | 2018-12-31 | 2019-12-31 | 365 | 10.5873 | 10 | 0.58727
5528 | 6.9 | 1 | 2018-12-31 | 2019-12-31 | 365 | 7.9061 | 7 | 0.90608
5530 | 8.415 | 1 | 2018-12-31 | 2019-12-31 | 365 | 9.642 | 9 | 0.64197
5531 | 10.15 | 1 | 2018-12-31 | 2019-12-31 | 365 | 11.63 | 11 | 0.62995
5532 | 1.1 | 1 | 2018-12-31 | 2019-12-31 | 365 | 1.2604 | 1 | 0.26039
5546 | 4.578 | 1 | 2018-12-31 | 2019-12-31 | 365 | 5.2455 | 5 | 0.24551
6465 | 3.315 | 1 | 2018-12-31 | 2019-12-31 | 365 | 3.7984 | 3 | 0.79835
6553 | 3.57 | 1 | 2018-12-31 | 2019-12-31 | 365 | 4.0905 | 4 | 0.090535
6547 | 5.559 | 1 | 2018-12-31 | 2019-12-31 | 365 | 6.3695 | 6 | 0.36955
6106 | 6.48 | 1 | 2018-12-31 | 2019-12-31 | 365 | 7.4248 | 7 | 0.42484
5900 | 9 | 1 | 2018-12-31 | 2019-12-31 | 365 | 10.3123 | 10 | 0.31227
5922 | 3 | 1 | 2018-12-31 | 2019-12-31 | 365 | 3.4374 | 3 | 0.43742
5921 | 3.9 | 1 | 2018-12-31 | 2019-12-31 | 365 | 4.4687 | 4 | 0.46865
6119 | 4.83 | 1 | 2018-12-31 | 2019-12-31 | 365 | 5.5343 | 5 | 0.53425
6121 | 16.25 | 1 | 2018-12-31 | 2019-12-31 | 365 | 18.6194 | 18 | 0.61938
6122 | 6.63 | 1 | 2018-12-31 | 2019-12-31 | 365 | 7.5967 | 7 | 0.59671
6127 | 6.125 | 1 | 2018-12-31 | 2019-12-31 | 365 | 7.0181 | 7 | 0.018074
6128 | 3.92 | 1 | 2018-12-31 | 2019-12-31 | 365 | 4.4916 | 4 | 0.49157
5996 | 7.521 | 1 | 2018-12-31 | 2019-12-31 | 365 | 8.6176 | 8 | 0.61762
5902 | 10.6 | 1 | 2018-12-31 | 2019-12-31 | 365 | 12.1456 | 12 | 0.14556
5992 | 7.84 | 1 | 2018-12-31 | 2019-12-31 | 365 | 8.9831 | 8 | 0.98313
6001 | 5.865 | 1 | 2018-12-31 | 2019-12-31 | 365 | 6.7202 | 6 | 0.72016
6431 | 100.59 | 0.9 | 2018-12-31 | 2019-12-31 | 365 | 103.7311 | 103 | 0.73114
6435 | 7.035 | 1 | 2018-12-31 | 2019-12-31 | 365 | 8.0608 | 8 | 0.060759
6360 | 3.71 | 1 | 2018-12-31 | 2019-12-31 | 365 | 4.2509 | 4 | 0.25095
6363 | 3.57 | 1 | 2018-12-31 | 2019-12-31 | 365 | 4.0905 | 4 | 0.090535
6569 | 6.63 | 1 | 2018-12-31 | 2019-12-31 | 365 | 7.5967 | 7 | 0.59671
6570 | 2.94 | 1 | 2018-12-31 | 2019-12-31 | 365 | 3.3687 | 3 | 0.36868
6571 | 4.08 | 1 | 2018-12-31 | 2019-12-31 | 365 | 4.6749 | 4 | 0.6749
6578 | 7.14 | 1 | 2018-12-31 | 2019-12-31 | 365 | 8.1811 | 8 | 0.18107
6617 | 24.75 | 1 | 2018-12-31 | 2019-12-31 | 365 | 28.3587 | 28 | 0.35875
6620 | 6.3 | 1 | 2018-12-31 | 2019-12-31 | 365 | 7.2186 | 7 | 0.21859
6626 | 16.75 | 1 | 2018-12-31 | 2019-12-31 | 365 | 19.1923 | 19 | 0.19228
6682 | 4.251 | 1 | 2018-12-31 | 2019-12-31 | 365 | 4.8708 | 4 | 0.87083
6129 | 5.61 | 1 | 2018-12-31 | 2019-12-31 | 365 | 6.428 | 6 | 0.42798
6130 | 6.12 | 1 | 2018-12-31 | 2019-12-31 | 365 | 7.0123 | 7 | 0.012345
6293 | 3.6 | 1 | 2018-12-31 | 2019-12-31 | 365 | 4.1249 | 4 | 0.12491
6296 | 18.72 | 1 | 2018-12-31 | 2019-12-31 | 365 | 21.4495 | 21 | 0.44953
6298 | 3.64 | 1 | 2018-12-31 | 2019-12-31 | 365 | 4.1707 | 4 | 0.17074
6320 | 6.72 | 1 | 2018-12-31 | 2019-12-31 | 365 | 7.6998 | 7 | 0.69983
11861 | 8.4 | 1 | 2018-12-31 | 2019-12-31 | 365 | 9.6248 | 9 | 0.62479
13074 | 9.18 | 1 | 2018-12-31 | 2019-12-31 | 365 | 10.5185 | 10 | 0.51852
18006 | 11.76 | 1 | 2018-12-31 | 2019-12-31 | 365 | 13.4747 | 13 | 0.4747
16322 | 4.08 | 1 | 2018-12-31 | 2019-12-31 | 365 | 4.6749 | 4 | 0.6749
14253 | 5.5 | 1 | 2018-12-31 | 2019-12-31 | 365 | 6.3019 | 6 | 0.30194
12931 | 4.32 | 1 | 2018-12-31 | 2019-12-31 | 365 | 4.9499 | 4 | 0.94989
10881 | 3.57 | 1 | 2018-12-31 | 2019-12-31 | 365 | 4.0905 | 4 | 0.090535
10883 | 6.3 | 1 | 2018-12-31 | 2019-12-31 | 365 | 7.2186 | 7 | 0.21859
10886 | 4.5 | 1 | 2018-12-31 | 2019-12-31 | 365 | 5.1561 | 5 | 0.15614
10946 | 10.71 | 1 | 2018-12-31 | 2019-12-31 | 365 | 12.2716 | 12 | 0.2716
12594 | 6.875 | 1 | 2018-12-31 | 2019-12-31 | 365 | 7.8774 | 7 | 0.87743
56595 | 7.5 | 1 | 2018-12-31 | 2019-12-31 | 365 | 8.5936 | 8 | 0.59356
10882 | 7.2 | 1 | 2018-12-31 | 2019-12-31 | 365 | 8.2498 | 8 | 0.24982
10878 | 4.08 | 1 | 2018-12-31 | 2019-12-31 | 365 | 4.6749 | 4 | 0.6749
12592 | 5.775 | 1 | 2018-12-31 | 2019-12-31 | 365 | 6.617 | 6 | 0.61704
21125 | 9.81 | 1 | 2018-12-31 | 2019-12-31 | 365 | 11.2404 | 11 | 0.24038
13953 | 7.245 | 1 | 2018-12-31 | 2019-12-31 | 365 | 8.3014 | 8 | 0.30138
14899 | 5 | 1 | 2018-12-31 | 2019-12-31 | 365 | 5.729 | 5 | 0.72904
17907 | 9.15 | 1 | 2018-12-31 | 2019-12-31 | 365 | 10.4841 | 10 | 0.48414
21126 | 5.232 | 1 | 2018-12-31 | 2019-12-31 | 365 | 5.9949 | 5 | 0.99487
13013 | 10.725 | 1 | 2018-12-31 | 2019-12-31 | 365 | 12.2888 | 12 | 0.28879
13460 | 4.95 | 1 | 2018-12-31 | 2019-12-31 | 365 | 5.6717 | 5 | 0.67175
11628 | 4.675 | 1 | 2018-12-31 | 2019-12-31 | 365 | 5.3567 | 5 | 0.35665
19701 | 7.29 | 1 | 2018-12-31 | 2019-12-31 | 365 | 8.3529 | 8 | 0.35294
46954 | 8.55 | 1 | 2018-12-31 | 2019-12-31 | 365 | 9.7967 | 9 | 0.79666
11062 | 5.6 | 1 | 2018-12-31 | 2019-12-31 | 365 | 6.4165 | 6 | 0.41652
31575 | 14.4 | 1 | 2018-12-31 | 2019-12-31 | 365 | 16.4996 | 16 | 0.49964
13612 | 7.848 | 1 | 2018-12-31 | 2019-12-31 | 365 | 8.9923 | 8 | 0.9923
21186 | 7.65 | 1 | 2018-12-31 | 2019-12-31 | 365 | 8.7654 | 8 | 0.76543
20427 | 4.578 | 1 | 2018-12-31 | 2019-12-31 | 365 | 5.2455 | 5 | 0.24551
10890 | 6.75 | 1 | 2018-12-31 | 2019-12-31 | 365 | 7.7342 | 7 | 0.7342
19706 | 10.92 | 1 | 2018-12-31 | 2019-12-31 | 365 | 12.5122 | 12 | 0.51222
12166 | 6.44 | 1 | 2018-12-31 | 2019-12-31 | 365 | 7.379 | 7 | 0.379
12150 | 6.54 | 1 | 2018-12-31 | 2019-12-31 | 365 | 7.4936 | 7 | 0.49358
11070 | 7.84 | 1 | 2018-12-31 | 2019-12-31 | 365 | 8.9831 | 8 | 0.98313
10951 | 7.84 | 1 | 2018-12-31 | 2019-12-31 | 365 | 8.9831 | 8 | 0.98313
14195 | 4.8 | 1 | 2018-12-31 | 2019-12-31 | 365 | 5.4999 | 5 | 0.49988
11204 | 7.42 | 1 | 2018-12-31 | 2019-12-31 | 365 | 8.5019 | 8 | 0.5019
24981 | 14.04 | 1 | 2018-12-31 | 2019-12-31 | 365 | 16.0871 | 16 | 0.087144
21191 | 6.75 | 1 | 2018-12-31 | 2019-12-31 | 365 | 7.7342 | 7 | 0.7342
10952 | 6.875 | 1 | 2018-12-31 | 2019-12-31 | 365 | 7.8774 | 7 | 0.87743
19619 | 7.28 | 1 | 2018-12-31 | 2019-12-31 | 365 | 8.3415 | 8 | 0.34148
16280 | 8.1 | 1 | 2018-12-31 | 2019-12-31 | 365 | 9.281 | 9 | 0.28104
14407 | 8.68 | 1 | 2018-12-31 | 2019-12-31 | 365 | 9.9456 | 9 | 0.94561
22457 | 7.521 | 1 | 2018-12-31 | 2019-12-31 | 365 | 8.6176 | 8 | 0.61762
22782 | 8.75 | 1 | 2018-12-31 | 2019-12-31 | 365 | 10.0258 | 10 | 0.02582
21549 | 3.135 | 1 | 2018-12-31 | 2019-12-31 | 365 | 3.5921 | 3 | 0.59211
23947 | 2 | 1 | 2018-12-31 | 2019-12-31 | 365 | 2.2916 | 2 | 0.29162
10889 | 6 | 1 | 2018-12-31 | 2019-12-31 | 365 | 6.8748 | 6 | 0.87485
24868 | 6.05 | 1 | 2018-12-31 | 2019-12-31 | 365 | 6.9321 | 6 | 0.93214
34037 | 9.9 | 1 | 2018-12-31 | 2019-12-31 | 365 | 11.3435 | 11 | 0.3435
14793 | 7.7 | 1 | 2018-12-31 | 2019-12-31 | 365 | 8.8227 | 8 | 0.82272
24222 | 8.16 | 1 | 2018-12-31 | 2019-12-31 | 365 | 9.3498 | 9 | 0.34979
22856 | 7.75 | 1 | 2018-12-31 | 2019-12-31 | 365 | 8.88 | 8 | 0.88001
19064 | 4.8 | 1 | 2018-12-31 | 2019-12-31 | 365 | 5.4999 | 5 | 0.49988
13462 | 7.15 | 1 | 2018-12-31 | 2019-12-31 | 365 | 8.1925 | 8 | 0.19253
13064 | 6.9 | 1 | 2018-12-31 | 2019-12-31 | 365 | 7.9061 | 7 | 0.90608
10888 | 3.85 | 1 | 2018-12-31 | 2019-12-31 | 365 | 4.4114 | 4 | 0.41136
18220 | 12.753 | 1 | 2018-12-31 | 2019-12-31 | 365 | 14.6125 | 14 | 0.61249
21129 | 8.04 | 1 | 2018-12-31 | 2019-12-31 | 365 | 9.2123 | 9 | 0.2123
11625 | 7.2 | 1 | 2018-12-31 | 2019-12-31 | 365 | 8.2498 | 8 | 0.24982
15673 | 8.8 | 1 | 2018-12-31 | 2019-12-31 | 365 | 10.0831 | 10 | 0.08311
17908 | 6.3 | 1 | 2018-12-31 | 2019-12-31 | 365 | 7.2186 | 7 | 0.21859
18720 | 4.905 | 1 | 2018-12-31 | 2019-12-31 | 365 | 5.6202 | 5 | 0.62019
16471 | 8.1 | 1 | 2018-12-31 | 2019-12-31 | 365 | 9.281 | 9 | 0.28104
15546 | 6.54 | 1 | 2018-12-31 | 2019-12-31 | 365 | 7.4936 | 7 | 0.49358
12160 | 3.6 | 1 | 2018-12-31 | 2019-12-31 | 365 | 4.1249 | 4 | 0.12491
25191 | 7.2 | 1 | 2018-12-31 | 2019-12-31 | 365 | 8.2498 | 8 | 0.24982
33215 | 9.12 | 1 | 2018-12-31 | 2019-12-31 | 365 | 10.4498 | 10 | 0.44977
11548 | 5.61 | 1 | 2018-12-31 | 2019-12-31 | 365 | 6.428 | 6 | 0.42798
11565 | 9.435 | 1 | 2018-12-31 | 2019-12-31 | 365 | 10.8107 | 10 | 0.8107
77462 | 12.375 | 1 | 2018-12-31 | 2019-12-31 | 365 | 14.1794 | 14 | 0.17937
7239 | 3.57 | 1 | 2018-12-31 | 2019-12-31 | 365 | 4.0905 | 4 | 0.090535
6472 | 10.464 | 1 | 2018-12-31 | 2019-12-31 | 365 | 11.9897 | 11 | 0.98973
6796 | 1.785 | 1 | 2018-12-31 | 2019-12-31 | 365 | 2.0453 | 2 | 0.045267
6801 | 8.16 | 1 | 2018-12-31 | 2019-12-31 | 365 | 9.3498 | 9 | 0.34979
6802 | 3.57 | 1 | 2018-12-31 | 2019-12-31 | 365 | 4.0905 | 4 | 0.090535
6836 | 7.56 | 1 | 2018-12-31 | 2019-12-31 | 365 | 8.6623 | 8 | 0.66231
7417 | 3.64 | 1 | 2018-12-31 | 2019-12-31 | 365 | 4.1707 | 4 | 0.17074
7427 | 3.5 | 1 | 2018-12-31 | 2019-12-31 | 365 | 4.0103 | 4 | 0.010328
7879 | 4.02 | 1 | 2018-12-31 | 2019-12-31 | 365 | 4.6061 | 4 | 0.60615
7590 | 75.79 | 0.9 | 2018-12-31 | 2019-12-31 | 365 | 78.1567 | 78 | 0.15671
8085 | 20.64 | 1 | 2018-12-31 | 2019-12-31 | 365 | 23.6495 | 23 | 0.64948
8691 | 5.5 | 1 | 2018-12-31 | 2019-12-31 | 365 | 6.3019 | 6 | 0.30194
7901 | 9.805 | 1 | 2018-12-31 | 2019-12-31 | 365 | 11.2346 | 11 | 0.23465
8696 | 2.16 | 1 | 2018-12-31 | 2019-12-31 | 365 | 2.4749 | 2 | 0.47495
16295 | 10.175 | 1 | 2018-12-31 | 2019-12-31 | 365 | 11.6586 | 11 | 0.6586
13439 | 13.16 | 1 | 2018-12-31 | 2019-12-31 | 365 | 15.0788 | 15 | 0.078833
30469 | 6.21 | 1 | 2018-12-31 | 2019-12-31 | 365 | 7.1155 | 7 | 0.11547
18285 | 3.597 | 1 | 2018-12-31 | 2019-12-31 | 365 | 4.1215 | 4 | 0.12147
18247 | 6.05 | 1 | 2018-12-31 | 2019-12-31 | 365 | 6.9321 | 6 | 0.93214
12247 | 11.445 | 1 | 2018-12-31 | 2019-12-31 | 365 | 13.1138 | 13 | 0.11377
11546 | 8.829 | 1 | 2018-12-31 | 2019-12-31 | 365 | 10.1163 | 10 | 0.11634
60899 | 9.69 | 1 | 2018-12-31 | 2019-12-31 | 365 | 11.1029 | 11 | 0.10288
30544 | 7.36 | 1 | 2018-12-31 | 2019-12-31 | 365 | 8.4331 | 8 | 0.43315
12333 | 6.6 | 1 | 2018-12-31 | 2019-12-31 | 365 | 7.5623 | 7 | 0.56233
13458 | 3.92 | 1 | 2018-12-31 | 2019-12-31 | 365 | 4.4916 | 4 | 0.49157
20896 | 10.695 | 1 | 2018-12-31 | 2019-12-31 | 365 | 12.2544 | 12 | 0.25442
19699 | 4.08 | 1 | 2018-12-31 | 2019-12-31 | 365 | 4.6749 | 4 | 0.6749
28732 | 3.24 | 1 | 2018-12-31 | 2019-12-31 | 365 | 3.7124 | 3 | 0.71242
16503 | 8.415 | 1 | 2018-12-31 | 2019-12-31 | 365 | 9.642 | 9 | 0.64197
19049 | 7.84 | 1 | 2018-12-31 | 2019-12-31 | 365 | 8.9831 | 8 | 0.98313
19690 | 13.2 | 1 | 2018-12-31 | 2019-12-31 | 365 | 15.1247 | 15 | 0.12467
51164 | 3.06 | 1 | 2018-12-31 | 2019-12-31 | 365 | 3.5062 | 3 | 0.50617
11633 | 9.156 | 1 | 2018-12-31 | 2019-12-31 | 365 | 10.491 | 10 | 0.49102
24882 | 9.76 | 1 | 2018-12-31 | 2019-12-31 | 365 | 11.1831 | 11 | 0.18309
25665 | 8.829 | 1 | 2018-12-31 | 2019-12-31 | 365 | 10.1163 | 10 | 0.11634
11613 | 7.8 | 1 | 2018-12-31 | 2019-12-31 | 365 | 8.9373 | 8 | 0.9373
14247 | 9.81 | 1 | 2018-12-31 | 2019-12-31 | 365 | 11.2404 | 11 | 0.24038
13345 | 8.1 | 1 | 2018-12-31 | 2019-12-31 | 365 | 9.281 | 9 | 0.28104
18246 | 3.3 | 1 | 2018-12-31 | 2019-12-31 | 365 | 3.7812 | 3 | 0.78117
12820 | 7.8 | 1 | 2018-12-31 | 2019-12-31 | 365 | 8.9373 | 8 | 0.9373
22906 | 4.8 | 1 | 2018-12-31 | 2019-12-31 | 365 | 5.4999 | 5 | 0.49988
23106 | 15.12 | 1 | 2018-12-31 | 2019-12-31 | 365 | 17.3246 | 17 | 0.32462
13371 | 9.81 | 1 | 2018-12-31 | 2019-12-31 | 365 | 11.2404 | 11 | 0.24038
19704 | 10.965 | 1 | 2018-12-31 | 2019-12-31 | 365 | 12.5638 | 12 | 0.56378
18224 | 14.85 | 1 | 2018-12-31 | 2019-12-31 | 365 | 17.0152 | 17 | 0.015249
21183 | 9.52 | 1 | 2018-12-31 | 2019-12-31 | 365 | 10.9081 | 10 | 0.90809
17884 | 9.8 | 1 | 2018-12-31 | 2019-12-31 | 365 | 11.2289 | 11 | 0.22892
13609 | 3.924 | 1 | 2018-12-31 | 2019-12-31 | 365 | 4.4962 | 4 | 0.49615
18906 | 12.426 | 1 | 2018-12-31 | 2019-12-31 | 365 | 14.2378 | 14 | 0.23781
11559 | 6.6 | 1 | 2018-12-31 | 2019-12-31 | 365 | 7.5623 | 7 | 0.56233
30525 | 8.925 | 1 | 2018-12-31 | 2019-12-31 | 365 | 10.2263 | 10 | 0.22634
18023 | 5.886 | 1 | 2018-12-31 | 2019-12-31 | 365 | 6.7442 | 6 | 0.74423
21056 | 10.36 | 1 | 2018-12-31 | 2019-12-31 | 365 | 11.8706 | 11 | 0.87057
22483 | 5 | 1 | 2018-12-31 | 2019-12-31 | 365 | 5.729 | 5 | 0.72904
18681 | 7.848 | 1 | 2018-12-31 | 2019-12-31 | 365 | 8.9923 | 8 | 0.9923
13623 | 5.88 | 1 | 2018-12-31 | 2019-12-31 | 365 | 6.7374 | 6 | 0.73735
13455 | 4.125 | 1 | 2018-12-31 | 2019-12-31 | 365 | 4.7265 | 4 | 0.72646
19172 | 3.24 | 1 | 2018-12-31 | 2019-12-31 | 365 | 3.7124 | 3 | 0.71242
27265 | 10.4 | 1 | 2018-12-31 | 2019-12-31 | 365 | 11.9164 | 11 | 0.9164
22202 | 6.44 | 1 | 2018-12-31 | 2019-12-31 | 365 | 7.379 | 7 | 0.379
16751 | 12 | 1 | 2018-12-31 | 2019-12-31 | 365 | 13.7497 | 13 | 0.7497
22467 | 7 | 1 | 2018-12-31 | 2019-12-31 | 365 | 8.0207 | 8 | 0.020656
20071 | 7.395 | 1 | 2018-12-31 | 2019-12-31 | 365 | 8.4733 | 8 | 0.47325
48673 | 5.232 | 1 | 2018-12-31 | 2019-12-31 | 365 | 5.9949 | 5 | 0.99487
16465 | 6.3 | 1 | 2018-12-31 | 2019-12-31 | 365 | 7.2186 | 7 | 0.21859
18208 | 5.559 | 1 | 2018-12-31 | 2019-12-31 | 365 | 6.3695 | 6 | 0.36955
18313 | 4.14 | 1 | 2018-12-31 | 2019-12-31 | 365 | 4.7436 | 4 | 0.74365
17160 | 6 | 1 | 2018-12-31 | 2019-12-31 | 365 | 6.8748 | 6 | 0.87485
14412 | 5.232 | 1 | 2018-12-31 | 2019-12-31 | 365 | 5.9949 | 5 | 0.99487
12602 | 9.99 | 1 | 2018-12-31 | 2019-12-31 | 365 | 11.4466 | 11 | 0.44662
19020 | 4.675 | 1 | 2018-12-31 | 2019-12-31 | 365 | 5.3567 | 5 | 0.35665
22274 | 7.83 | 1 | 2018-12-31 | 2019-12-31 | 365 | 8.9717 | 8 | 0.97168
22606 | 3.36 | 1 | 2018-12-31 | 2019-12-31 | 365 | 3.8499 | 3 | 0.84991
12930 | 5.5 | 1 | 2018-12-31 | 2019-12-31 | 365 | 6.3019 | 6 | 0.30194
14244 | 7.848 | 1 | 2018-12-31 | 2019-12-31 | 365 | 8.9923 | 8 | 0.9923
42555 | 6.3 | 1 | 2018-12-31 | 2019-12-31 | 365 | 7.2186 | 7 | 0.21859
19006 | 10.5 | 1 | 2018-12-31 | 2019-12-31 | 365 | 12.031 | 12 | 0.030984
13118 | 9.625 | 1 | 2018-12-31 | 2019-12-31 | 365 | 11.0284 | 11 | 0.028402
19074 | 6.6 | 1 | 2018-12-31 | 2019-12-31 | 365 | 7.5623 | 7 | 0.56233
11555 | 5.72 | 1 | 2018-12-31 | 2019-12-31 | 365 | 6.554 | 6 | 0.55402
18037 | 8.68 | 1 | 2018-12-31 | 2019-12-31 | 365 | 9.9456 | 9 | 0.94561
18242 | 4.675 | 1 | 2018-12-31 | 2019-12-31 | 365 | 5.3567 | 5 | 0.35665
14413 | 3.85 | 1 | 2018-12-31 | 2019-12-31 | 365 | 4.4114 | 4 | 0.41136
16284 | 5.7 | 1 | 2018-12-31 | 2019-12-31 | 365 | 6.5311 | 6 | 0.53111
12417 | 9.156 | 1 | 2018-12-31 | 2019-12-31 | 365 | 10.491 | 10 | 0.49102
21564 | 12.375 | 1 | 2018-12-31 | 2019-12-31 | 365 | 14.1794 | 14 | 0.17937
13357 | 9.483 | 1 | 2018-12-31 | 2019-12-31 | 365 | 10.8657 | 10 | 0.8657
18243 | 8.71 | 1 | 2018-12-31 | 2019-12-31 | 365 | 9.98 | 9 | 0.97999
24993 | 6.21 | 1 | 2018-12-31 | 2019-12-31 | 365 | 7.1155 | 7 | 0.11547
31605 | 8.4 | 1 | 2018-12-31 | 2019-12-31 | 365 | 9.6248 | 9 | 0.62479
24000 | 10.8 | 1 | 2018-12-31 | 2019-12-31 | 365 | 12.3747 | 12 | 0.37473
21396 | 4.95 | 1 | 2018-12-31 | 2019-12-31 | 365 | 5.6717 | 5 | 0.67175
53916 | 2.8 | 1 | 2018-12-31 | 2019-12-31 | 365 | 3.2083 | 3 | 0.20826
16452 | 7.02 | 1 | 2018-12-31 | 2019-12-31 | 365 | 8.0436 | 8 | 0.043572
22990 | 6.6 | 1 | 2018-12-31 | 2019-12-31 | 365 | 7.5623 | 7 | 0.56233
21163 | 10.8 | 1 | 2018-12-31 | 2019-12-31 | 365 | 12.3747 | 12 | 0.37473
15299 | 4.95 | 1 | 2018-12-31 | 2019-12-31 | 365 | 5.6717 | 5 | 0.67175
22988 | 6.12 | 1 | 2018-12-31 | 2019-12-31 | 365 | 7.0123 | 7 | 0.012345
69662 | 10.464 | 1 | 2018-12-31 | 2019-12-31 | 365 | 11.9897 | 11 | 0.98973
14421 | 7.848 | 1 | 2018-12-31 | 2019-12-31 | 365 | 8.9923 | 8 | 0.9923
14925 | 6.3 | 1 | 2018-12-31 | 2019-12-31 | 365 | 7.2186 | 7 | 0.21859
18153 | 11.2 | 1 | 2018-12-31 | 2019-12-31 | 365 | 12.833 | 12 | 0.83305
16305 | 6.36 | 1 | 2018-12-31 | 2019-12-31 | 365 | 7.2873 | 7 | 0.28734
19864 | 4.95 | 1 | 2018-12-31 | 2019-12-31 | 365 | 5.6717 | 5 | 0.67175
21580 | 6.05 | 1 | 2018-12-31 | 2019-12-31 | 365 | 6.9321 | 6 | 0.93214
25588 | 2.75 | 1 | 2018-12-31 | 2019-12-31 | 365 | 3.151 | 3 | 0.15097
13889 | 6 | 1 | 2018-12-31 | 2019-12-31 | 365 | 6.8748 | 6 | 0.87485
21196 | 8.1 | 1 | 2018-12-31 | 2019-12-31 | 365 | 9.281 | 9 | 0.28104
17162 | 12.32 | 1 | 2018-12-31 | 2019-12-31 | 365 | 14.1164 | 14 | 0.11635
14245 | 6.867 | 1 | 2018-12-31 | 2019-12-31 | 365 | 7.8683 | 7 | 0.86826
11547 | 5.1 | 1 | 2018-12-31 | 2019-12-31 | 365 | 5.8436 | 5 | 0.84362
51171 | 3.06 | 1 | 2018-12-31 | 2019-12-31 | 365 | 3.5062 | 3 | 0.50617
18218 | 5.225 | 1 | 2018-12-31 | 2019-12-31 | 365 | 5.9868 | 5 | 0.98685
23698 | 10.8 | 1 | 2018-12-31 | 2019-12-31 | 365 | 12.3747 | 12 | 0.37473
42569 | 5.355 | 1 | 2018-12-31 | 2019-12-31 | 365 | 6.1358 | 6 | 0.1358
6391 | 12.06 | 1 | 2018-12-31 | 2019-12-31 | 365 | 13.8184 | 13 | 0.81844
10869 | 8.12 | 1 | 2018-12-31 | 2019-12-31 | 365 | 9.304 | 9 | 0.30396
2511 | 750.2 | 0.9 | 2018-12-31 | 2019-12-31 | 365 | 773.6266 | 773 | 0.62665
6609 | 7.02 | 1 | 2018-12-31 | 2019-12-31 | 365 | 8.0436 | 8 | 0.043572
6630 | 11.475 | 1 | 2018-12-31 | 2019-12-31 | 365 | 13.1481 | 13 | 0.14815
6631 | 3.27 | 1 | 2018-12-31 | 2019-12-31 | 365 | 3.7468 | 3 | 0.74679
6633 | 5.695 | 1 | 2018-12-31 | 2019-12-31 | 365 | 6.5254 | 6 | 0.52538
6688 | 8.925 | 1 | 2018-12-31 | 2019-12-31 | 365 | 10.2263 | 10 | 0.22634
6715 | 6.885 | 1 | 2018-12-31 | 2019-12-31 | 365 | 7.8889 | 7 | 0.88889
7595 | 8.68 | 1 | 2018-12-31 | 2019-12-31 | 365 | 9.9456 | 9 | 0.94561
7616 | 7.14 | 1 | 2018-12-31 | 2019-12-31 | 365 | 8.1811 | 8 | 0.18107
7627 | 7.848 | 1 | 2018-12-31 | 2019-12-31 | 365 | 8.9923 | 8 | 0.9923
6376 | 6.72 | 1 | 2018-12-31 | 2019-12-31 | 365 | 7.6998 | 7 | 0.69983
6380 | 4.251 | 1 | 2018-12-31 | 2019-12-31 | 365 | 4.8708 | 4 | 0.87083
6427 | 7.65 | 1 | 2018-12-31 | 2019-12-31 | 365 | 8.7654 | 8 | 0.76543
6462 | 5.1 | 1 | 2018-12-31 | 2019-12-31 | 365 | 5.8436 | 5 | 0.84362
6543 | 4.32 | 1 | 2018-12-31 | 2019-12-31 | 365 | 4.9499 | 4 | 0.94989
6546 | 3.43 | 1 | 2018-12-31 | 2019-12-31 | 365 | 3.9301 | 3 | 0.93012
6558 | 3.75 | 1 | 2018-12-31 | 2019-12-31 | 365 | 4.2968 | 4 | 0.29678
6565 | 5.355 | 1 | 2018-12-31 | 2019-12-31 | 365 | 6.1358 | 6 | 0.1358
6583 | 9 | 1 | 2018-12-31 | 2019-12-31 | 365 | 10.3123 | 10 | 0.31227
6721 | 6.375 | 1 | 2018-12-31 | 2019-12-31 | 365 | 7.3045 | 7 | 0.30453
6722 | 6.12 | 1 | 2018-12-31 | 2019-12-31 | 365 | 7.0123 | 7 | 0.012345
6723 | 7.905 | 1 | 2018-12-31 | 2019-12-31 | 365 | 9.0576 | 9 | 0.057612
6862 | 4.48 | 1 | 2018-12-31 | 2019-12-31 | 365 | 5.1332 | 5 | 0.13322
6969 | 8.67 | 1 | 2018-12-31 | 2019-12-31 | 365 | 9.9342 | 9 | 0.93416
6973 | 6.63 | 1 | 2018-12-31 | 2019-12-31 | 365 | 7.5967 | 7 | 0.59671
6975 | 5.1 | 1 | 2018-12-31 | 2019-12-31 | 365 | 5.8436 | 5 | 0.84362
9516 | 6.867 | 1 | 2018-12-31 | 2019-12-31 | 365 | 7.8683 | 7 | 0.86826
9810 | 4.08 | 1 | 2018-12-31 | 2019-12-31 | 365 | 4.6749 | 4 | 0.6749
6587 | 3.6 | 1 | 2018-12-31 | 2019-12-31 | 365 | 4.1249 | 4 | 0.12491
6616 | 6.6 | 1 | 2018-12-31 | 2019-12-31 | 365 | 7.5623 | 7 | 0.56233
8923 | 8.67 | 1 | 2018-12-31 | 2019-12-31 | 365 | 9.9342 | 9 | 0.93416
8925 | 8.7 | 1 | 2018-12-31 | 2019-12-31 | 365 | 9.9685 | 9 | 0.96853
6283 | 4.8 | 1 | 2018-12-31 | 2019-12-31 | 365 | 5.4999 | 5 | 0.49988
6977 | 3.08 | 1 | 2018-12-31 | 2019-12-31 | 365 | 3.5291 | 3 | 0.52909
7226 | 5.7 | 1 | 2018-12-31 | 2019-12-31 | 365 | 6.5311 | 6 | 0.53111
7610 | 5.355 | 1 | 2018-12-31 | 2019-12-31 | 365 | 6.1358 | 6 | 0.1358
6743 | 18.48 | 1 | 2018-12-31 | 2019-12-31 | 365 | 21.1745 | 21 | 0.17453
7428 | 4.8 | 1 | 2018-12-31 | 2019-12-31 | 365 | 5.4999 | 5 | 0.49988
13861 | 7.395 | 1 | 2018-12-31 | 2019-12-31 | 365 | 8.4733 | 8 | 0.47325
14790 | 2.55 | 1 | 2018-12-31 | 2019-12-31 | 365 | 2.9218 | 2 | 0.92181
19001 | 5.559 | 1 | 2018-12-31 | 2019-12-31 | 365 | 6.3695 | 6 | 0.36955
13862 | 5.775 | 1 | 2018-12-31 | 2019-12-31 | 365 | 6.617 | 6 | 0.61704
13880 | 3.3 | 1 | 2018-12-31 | 2019-12-31 | 365 | 3.7812 | 3 | 0.78117
13883 | 4.48 | 1 | 2018-12-31 | 2019-12-31 | 365 | 5.1332 | 5 | 0.13322
13886 | 4.48 | 1 | 2018-12-31 | 2019-12-31 | 365 | 5.1332 | 5 | 0.13322
30659 | 11.76 | 1 | 2018-12-31 | 2019-12-31 | 365 | 13.4747 | 13 | 0.4747
13866 | 5.559 | 1 | 2018-12-31 | 2019-12-31 | 365 | 6.3695 | 6 | 0.36955
15675 | 7.5 | 1 | 2018-12-31 | 2019-12-31 | 365 | 8.5936 | 8 | 0.59356
16296 | 11.825 | 1 | 2018-12-31 | 2019-12-31 | 365 | 13.5492 | 13 | 0.54918
25840 | 10.545 | 1 | 2018-12-31 | 2019-12-31 | 365 | 12.0825 | 12 | 0.082545
60901 | 5.735 | 1 | 2018-12-31 | 2019-12-31 | 365 | 6.5712 | 6 | 0.57121
14066 | 9 | 1 | 2018-12-31 | 2019-12-31 | 365 | 10.3123 | 10 | 0.31227
15287 | 8.829 | 1 | 2018-12-31 | 2019-12-31 | 365 | 10.1163 | 10 | 0.11634
13871 | 7.95 | 1 | 2018-12-31 | 2019-12-31 | 365 | 9.1092 | 9 | 0.10917
15854 | 9.54 | 1 | 2018-12-31 | 2019-12-31 | 365 | 10.931 | 10 | 0.93101
15528 | 8.4 | 1 | 2018-12-31 | 2019-12-31 | 365 | 9.6248 | 9 | 0.62479
66629 | 8.1 | 1 | 2018-12-31 | 2019-12-31 | 365 | 9.281 | 9 | 0.28104
53718 | 5.985 | 1 | 2018-12-31 | 2019-12-31 | 365 | 6.8577 | 6 | 0.85766
21148 | 9.075 | 1 | 2018-12-31 | 2019-12-31 | 365 | 10.3982 | 10 | 0.39821
20906 | 9.18 | 1 | 2018-12-31 | 2019-12-31 | 365 | 10.5185 | 10 | 0.51852
18280 | 7.59 | 1 | 2018-12-31 | 2019-12-31 | 365 | 8.6967 | 8 | 0.69668
14927 | 10.08 | 1 | 2018-12-31 | 2019-12-31 | 365 | 11.5497 | 11 | 0.54974
18932 | 6 | 1 | 2018-12-31 | 2019-12-31 | 365 | 6.8748 | 6 | 0.87485
24978 | 5.67 | 1 | 2018-12-31 | 2019-12-31 | 365 | 6.4967 | 6 | 0.49673
17926 | 7.8 | 1 | 2018-12-31 | 2019-12-31 | 365 | 8.9373 | 8 | 0.9373
14417 | 9.156 | 1 | 2018-12-31 | 2019-12-31 | 365 | 10.491 | 10 | 0.49102
13865 | 5.88 | 1 | 2018-12-31 | 2019-12-31 | 365 | 6.7374 | 6 | 0.73735
14510 | 4.48 | 1 | 2018-12-31 | 2019-12-31 | 365 | 5.1332 | 5 | 0.13322
13875 | 4.59 | 1 | 2018-12-31 | 2019-12-31 | 365 | 5.2593 | 5 | 0.25926
14506 | 7.194 | 1 | 2018-12-31 | 2019-12-31 | 365 | 8.2429 | 8 | 0.24294
17911 | 6.213 | 1 | 2018-12-31 | 2019-12-31 | 365 | 7.1189 | 7 | 0.11891
21189 | 3.06 | 1 | 2018-12-31 | 2019-12-31 | 365 | 3.5062 | 3 | 0.50617
16290 | 7.84 | 1 | 2018-12-31 | 2019-12-31 | 365 | 8.9831 | 8 | 0.98313
15858 | 6.6 | 1 | 2018-12-31 | 2019-12-31 | 365 | 7.5623 | 7 | 0.56233
14416 | 7.425 | 1 | 2018-12-31 | 2019-12-31 | 365 | 8.5076 | 8 | 0.50762
13878 | 6.875 | 1 | 2018-12-31 | 2019-12-31 | 365 | 7.8774 | 7 | 0.87743
36562 | 6.615 | 1 | 2018-12-31 | 2019-12-31 | 365 | 7.5795 | 7 | 0.57952
14504 | 7.848 | 1 | 2018-12-31 | 2019-12-31 | 365 | 8.9923 | 8 | 0.9923
19395 | 8.91 | 1 | 2018-12-31 | 2019-12-31 | 365 | 10.2091 | 10 | 0.20915
16693 | 6.54 | 1 | 2018-12-31 | 2019-12-31 | 365 | 7.4936 | 7 | 0.49358
18199 | 9.045 | 1 | 2018-12-31 | 2019-12-31 | 365 | 10.3638 | 10 | 0.36383
19867 | 8.28 | 1 | 2018-12-31 | 2019-12-31 | 365 | 9.4873 | 9 | 0.48729
25004 | 4.575 | 1 | 2018-12-31 | 2019-12-31 | 365 | 5.2421 | 5 | 0.24207
19191 | 5.67 | 1 | 2018-12-31 | 2019-12-31 | 365 | 6.4967 | 6 | 0.49673
18027 | 12.099 | 1 | 2018-12-31 | 2019-12-31 | 365 | 13.8631 | 13 | 0.86313
52064 | 5.559 | 1 | 2018-12-31 | 2019-12-31 | 365 | 6.3695 | 6 | 0.36955
19066 | 8.829 | 1 | 2018-12-31 | 2019-12-31 | 365 | 10.1163 | 10 | 0.11634
13739 | 4.578 | 1 | 2018-12-31 | 2019-12-31 | 365 | 5.2455 | 5 | 0.24551
22972 | 12.426 | 1 | 2018-12-31 | 2019-12-31 | 365 | 14.2378 | 14 | 0.23781
15298 | 7.7 | 1 | 2018-12-31 | 2019-12-31 | 365 | 8.8227 | 8 | 0.82272
16308 | 9.945 | 1 | 2018-12-31 | 2019-12-31 | 365 | 11.3951 | 11 | 0.39506
21956 | 10.64 | 1 | 2018-12-31 | 2019-12-31 | 365 | 12.1914 | 12 | 0.1914
18035 | 4.578 | 1 | 2018-12-31 | 2019-12-31 | 365 | 5.2455 | 5 | 0.24551
34847 | 7.848 | 1 | 2018-12-31 | 2019-12-31 | 365 | 8.9923 | 8 | 0.9923
16696 | 9.81 | 1 | 2018-12-31 | 2019-12-31 | 365 | 11.2404 | 11 | 0.24038
16132 | 5.04 | 1 | 2018-12-31 | 2019-12-31 | 365 | 5.7749 | 5 | 0.77487
21194 | 4.32 | 1 | 2018-12-31 | 2019-12-31 | 365 | 4.9499 | 4 | 0.94989
19077 | 7.7 | 1 | 2018-12-31 | 2019-12-31 | 365 | 8.8227 | 8 | 0.82272
15837 | 8.1 | 1 | 2018-12-31 | 2019-12-31 | 365 | 9.281 | 9 | 0.28104
14258 | 7.2 | 1 | 2018-12-31 | 2019-12-31 | 365 | 8.2498 | 8 | 0.24982
26653 | 3.38 | 1 | 2018-12-31 | 2019-12-31 | 365 | 3.8728 | 3 | 0.87283
23857 | 13.065 | 1 | 2018-12-31 | 2019-12-31 | 365 | 14.97 | 14 | 0.96998
21062 | 5.886 | 1 | 2018-12-31 | 2019-12-31 | 365 | 6.7442 | 6 | 0.74423
25302 | 10.335 | 1 | 2018-12-31 | 2019-12-31 | 365 | 11.8419 | 11 | 0.84193
28918 | 3.924 | 1 | 2018-12-31 | 2019-12-31 | 365 | 4.4962 | 4 | 0.49615
16544 | 8.68 | 1 | 2018-12-31 | 2019-12-31 | 365 | 9.9456 | 9 | 0.94561
21797 | 5.67 | 1 | 2018-12-31 | 2019-12-31 | 365 | 6.4967 | 6 | 0.49673
21744 | 8.64 | 1 | 2018-12-31 | 2019-12-31 | 365 | 9.8998 | 9 | 0.89978
18161 | 11.7 | 1 | 2018-12-31 | 2019-12-31 | 365 | 13.406 | 13 | 0.40595
51513 | 4.5 | 1 | 2018-12-31 | 2019-12-31 | 365 | 5.1561 | 5 | 0.15614
25320 | 9.275 | 1 | 2018-12-31 | 2019-12-31 | 365 | 10.6274 | 10 | 0.62737
24044 | 9.72 | 1 | 2018-12-31 | 2019-12-31 | 365 | 11.1373 | 11 | 0.13725
15291 | 6.867 | 1 | 2018-12-31 | 2019-12-31 | 365 | 7.8683 | 7 | 0.86826
21544 | 5.4 | 1 | 2018-12-31 | 2019-12-31 | 365 | 6.1874 | 6 | 0.18736
22200 | 5.2 | 1 | 2018-12-31 | 2019-12-31 | 365 | 5.9582 | 5 | 0.9582
14827 | 3.795 | 1 | 2018-12-31 | 2019-12-31 | 365 | 4.3483 | 4 | 0.34834
13869 | 5.67 | 1 | 2018-12-31 | 2019-12-31 | 365 | 6.4967 | 6 | 0.49673
18015 | 4.48 | 1 | 2018-12-31 | 2019-12-31 | 365 | 5.1332 | 5 | 0.13322
16558 | 9.24 | 1 | 2018-12-31 | 2019-12-31 | 365 | 10.5873 | 10 | 0.58727
14065 | 7.84 | 1 | 2018-12-31 | 2019-12-31 | 365 | 8.9831 | 8 | 0.98313
10027 | 6.12 | 1 | 2018-12-31 | 2019-12-31 | 365 | 7.0123 | 7 | 0.012345
7232 | 6.12 | 1 | 2018-12-31 | 2019-12-31 | 365 | 7.0123 | 7 | 0.012345
8975 | 33.88 | 0.9 | 2018-12-31 | 2019-12-31 | 365 | 34.938 | 34 | 0.93798
9019 | 5.355 | 1 | 2018-12-31 | 2019-12-31 | 365 | 6.1358 | 6 | 0.1358
9400 | 6.885 | 1 | 2018-12-31 | 2019-12-31 | 365 | 7.8889 | 7 | 0.88889
9690 | 7.194 | 1 | 2018-12-31 | 2019-12-31 | 365 | 8.2429 | 8 | 0.24294
4869 | 197.78 | 0.9 | 2018-12-31 | 2019-12-31 | 365 | 203.9561 | 203 | 0.95612
4868 | 576.29 | 0.9 | 2018-12-31 | 2019-12-31 | 365 | 594.2859 | 594 | 0.28592
9805 | 4.5 | 1 | 2018-12-31 | 2019-12-31 | 365 | 5.1561 | 5 | 0.15614
9815 | 5.635 | 1 | 2018-12-31 | 2019-12-31 | 365 | 6.4566 | 6 | 0.45663
9822 | 7.84 | 1 | 2018-12-31 | 2019-12-31 | 365 | 8.9831 | 8 | 0.98313
9926 | 7.705 | 1 | 2018-12-31 | 2019-12-31 | 365 | 8.8285 | 8 | 0.82845
9927 | 3.9 | 1 | 2018-12-31 | 2019-12-31 | 365 | 4.4687 | 4 | 0.46865
10089 | 6.37 | 1 | 2018-12-31 | 2019-12-31 | 365 | 7.2988 | 7 | 0.2988
10093 | 4 | 1 | 2018-12-31 | 2019-12-31 | 365 | 4.5832 | 4 | 0.58323
9678 | 3.315 | 1 | 2018-12-31 | 2019-12-31 | 365 | 3.7984 | 3 | 0.79835
9808 | 5.36 | 1 | 2018-12-31 | 2019-12-31 | 365 | 6.1415 | 6 | 0.14153
10109 | 4.86 | 1 | 2018-12-31 | 2019-12-31 | 365 | 5.5686 | 5 | 0.56863
6745 | 5.225 | 1 | 2018-12-31 | 2019-12-31 | 365 | 5.9868 | 5 | 0.98685
10190 | 6.12 | 1 | 2018-12-31 | 2019-12-31 | 365 | 7.0123 | 7 | 0.012345
10612 | 14.28 | 1 | 2018-12-31 | 2019-12-31 | 365 | 16.3621 | 16 | 0.36214
10604 | 6.12 | 1 | 2018-12-31 | 2019-12-31 | 365 | 7.0123 | 7 | 0.012345
10407 | 12.56 | 1 | 2018-12-31 | 2019-12-31 | 365 | 14.3913 | 14 | 0.39135
10413 | 5.04 | 1 | 2018-12-31 | 2019-12-31 | 365 | 5.7749 | 5 | 0.77487
11308 | 6.54 | 1 | 2018-12-31 | 2019-12-31 | 365 | 7.4936 | 7 | 0.49358
11372 | 3.825 | 1 | 2018-12-31 | 2019-12-31 | 365 | 4.3827 | 4 | 0.38272
11375 | 7.35 | 1 | 2018-12-31 | 2019-12-31 | 365 | 8.4217 | 8 | 0.42169
11376 | 3.3 | 1 | 2018-12-31 | 2019-12-31 | 365 | 3.7812 | 3 | 0.78117
11380 | 16.8 | 1 | 2018-12-31 | 2019-12-31 | 365 | 19.2496 | 19 | 0.24957
11205 | 5.61 | 1 | 2018-12-31 | 2019-12-31 | 365 | 6.428 | 6 | 0.42798
10942 | 7.14 | 1 | 2018-12-31 | 2019-12-31 | 365 | 8.1811 | 8 | 0.18107
9928 | 33 | 0.9 | 2018-12-31 | 2019-12-31 | 365 | 34.0305 | 34 | 0.030498
11065 | 8 | 1 | 2018-12-31 | 2019-12-31 | 365 | 9.1665 | 9 | 0.16646
11208 | 3.825 | 1 | 2018-12-31 | 2019-12-31 | 365 | 4.3827 | 4 | 0.38272
11303 | 8.75 | 1 | 2018-12-31 | 2019-12-31 | 365 | 10.0258 | 10 | 0.02582
6372 | 4.95 | 1 | 2018-12-31 | 2019-12-31 | 365 | 5.6717 | 5 | 0.67175
44230 | 9.315 | 1 | 2018-12-31 | 2019-12-31 | 365 | 10.6732 | 10 | 0.6732
53919 | 5.12 | 1 | 2018-12-31 | 2019-12-31 | 365 | 5.8665 | 5 | 0.86654
9669 | 4.02 | 1 | 2018-12-31 | 2019-12-31 | 365 | 4.6061 | 4 | 0.60615
11377 | 7 | 1 | 2018-12-31 | 2019-12-31 | 365 | 8.0207 | 8 | 0.020656
9315 | 6 | 1 | 2018-12-31 | 2019-12-31 | 365 | 6.8748 | 6 | 0.87485
9319 | 6 | 1 | 2018-12-31 | 2019-12-31 | 365 | 6.8748 | 6 | 0.87485
9320 | 6 | 1 | 2018-12-31 | 2019-12-31 | 365 | 6.8748 | 6 | 0.87485
9321 | 6 | 1 | 2018-12-31 | 2019-12-31 | 365 | 6.8748 | 6 | 0.87485
9322 | 6 | 1 | 2018-12-31 | 2019-12-31 | 365 | 6.8748 | 6 | 0.87485
9347 | 6 | 1 | 2018-12-31 | 2019-12-31 | 365 | 6.8748 | 6 | 0.87485
9358 | 6 | 1 | 2018-12-31 | 2019-12-31 | 365 | 6.8748 | 6 | 0.87485
9355 | 6 | 1 | 2018-12-31 | 2019-12-31 | 365 | 6.8748 | 6 | 0.87485
9383 | 6 | 1 | 2018-12-31 | 2019-12-31 | 365 | 6.8748 | 6 | 0.87485
9369 | 6 | 1 | 2018-12-31 | 2019-12-31 | 365 | 6.8748 | 6 | 0.87485
9392 | 6 | 1 | 2018-12-31 | 2019-12-31 | 365 | 6.8748 | 6 | 0.87485
9388 | 6 | 1 | 2018-12-31 | 2019-12-31 | 365 | 6.8748 | 6 | 0.87485
9395 | 6 | 1 | 2018-12-31 | 2019-12-31 | 365 | 6.8748 | 6 | 0.87485
9393 | 6 | 1 | 2018-12-31 | 2019-12-31 | 365 | 6.8748 | 6 | 0.87485
9398 | 6 | 1 | 2018-12-31 | 2019-12-31 | 365 | 6.8748 | 6 | 0.87485
10781 | 6 | 1 | 2018-12-31 | 2019-12-31 | 365 | 6.8748 | 6 | 0.87485
10783 | 6 | 1 | 2018-12-31 | 2019-12-31 | 365 | 6.8748 | 6 | 0.87485
9323 | 6 | 1 | 2018-12-31 | 2019-12-31 | 365 | 6.8748 | 6 | 0.87485
10784 | 6 | 1 | 2018-12-31 | 2019-12-31 | 365 | 6.8748 | 6 | 0.87485
10785 | 6 | 1 | 2018-12-31 | 2019-12-31 | 365 | 6.8748 | 6 | 0.87485
10819 | 6 | 1 | 2018-12-31 | 2019-12-31 | 365 | 6.8748 | 6 | 0.87485
10818 | 6 | 1 | 2018-12-31 | 2019-12-31 | 365 | 6.8748 | 6 | 0.87485
10821 | 6 | 1 | 2018-12-31 | 2019-12-31 | 365 | 6.8748 | 6 | 0.87485
11100 | 6 | 1 | 2018-12-31 | 2019-12-31 | 365 | 6.8748 | 6 | 0.87485
10826 | 6 | 1 | 2018-12-31 | 2019-12-31 | 365 | 6.8748 | 6 | 0.87485
11118 | 6 | 1 | 2018-12-31 | 2019-12-31 | 365 | 6.8748 | 6 | 0.87485
11468 | 6 | 1 | 2018-12-31 | 2019-12-31 | 365 | 6.8748 | 6 | 0.87485
6711 | 300.84 | 0.9 | 2018-12-31 | 2019-12-31 | 365 | 310.2344 | 310 | 0.23439
9338 | 6 | 1 | 2018-12-31 | 2019-12-31 | 365 | 6.8748 | 6 | 0.87485
11451 | 8.75 | 1 | 2018-12-31 | 2019-12-31 | 365 | 10.0258 | 10 | 0.02582
11462 | 6 | 1 | 2018-12-31 | 2019-12-31 | 365 | 6.8748 | 6 | 0.87485
11467 | 2.45 | 1 | 2018-12-31 | 2019-12-31 | 365 | 2.8072 | 2 | 0.80723
12164 | 12.5 | 1 | 2018-12-31 | 2019-12-31 | 365 | 14.3226 | 14 | 0.3226
11006 | 33.6 | 0.9 | 2018-12-31 | 2019-12-31 | 365 | 34.6492 | 34 | 0.64923
11551 | 10.137 | 1 | 2018-12-31 | 2019-12-31 | 365 | 11.6151 | 11 | 0.61506
11621 | 5.886 | 1 | 2018-12-31 | 2019-12-31 | 365 | 6.7442 | 6 | 0.74423
11626 | 6.867 | 1 | 2018-12-31 | 2019-12-31 | 365 | 7.8683 | 7 | 0.86826
11634 | 7.905 | 1 | 2018-12-31 | 2019-12-31 | 365 | 9.0576 | 9 | 0.057612
11731 | 14.388 | 1 | 2018-12-31 | 2019-12-31 | 365 | 16.4859 | 16 | 0.48589
12157 | 4.08 | 1 | 2018-12-31 | 2019-12-31 | 365 | 4.6749 | 4 | 0.6749
11858 | 5.1 | 1 | 2018-12-31 | 2019-12-31 | 365 | 5.8436 | 5 | 0.84362
11859 | 7.65 | 1 | 2018-12-31 | 2019-12-31 | 365 | 8.7654 | 8 | 0.76543
11732 | 7.14 | 1 | 2018-12-31 | 2019-12-31 | 365 | 8.1811 | 8 | 0.18107
12146 | 3.3 | 1 | 2018-12-31 | 2019-12-31 | 365 | 3.7812 | 3 | 0.78117
12151 | 10.35 | 1 | 2018-12-31 | 2019-12-31 | 365 | 11.8591 | 11 | 0.85911
11728 | 8.925 | 1 | 2018-12-31 | 2019-12-31 | 365 | 10.2263 | 10 | 0.22634
12279 | 6 | 1 | 2018-12-31 | 2019-12-31 | 365 | 6.8748 | 6 | 0.87485
12414 | 3.57 | 1 | 2018-12-31 | 2019-12-31 | 365 | 4.0905 | 4 | 0.090535
12465 | 6.12 | 1 | 2018-12-31 | 2019-12-31 | 365 | 7.0123 | 7 | 0.012345
12597 | 9.36 | 1 | 2018-12-31 | 2019-12-31 | 365 | 10.7248 | 10 | 0.72476
12598 | 7.2 | 1 | 2018-12-31 | 2019-12-31 | 365 | 8.2498 | 8 | 0.24982
7622 | 4.14 | 1 | 2018-12-31 | 2019-12-31 | 365 | 4.7436 | 4 | 0.74365
14073 | 8.67 | 1 | 2018-12-31 | 2019-12-31 | 365 | 9.9342 | 9 | 0.93416
14075 | 5.7 | 1 | 2018-12-31 | 2019-12-31 | 365 | 6.5311 | 6 | 0.53111
14079 | 3.6 | 1 | 2018-12-31 | 2019-12-31 | 365 | 4.1249 | 4 | 0.12491
14082 | 9.945 | 1 | 2018-12-31 | 2019-12-31 | 365 | 11.3951 | 11 | 0.39506
14084 | 3.315 | 1 | 2018-12-31 | 2019-12-31 | 365 | 3.7984 | 3 | 0.79835
14092 | 7.14 | 1 | 2018-12-31 | 2019-12-31 | 365 | 8.1811 | 8 | 0.18107
14096 | 3.825 | 1 | 2018-12-31 | 2019-12-31 | 365 | 4.3827 | 4 | 0.38272
14099 | 5.4 | 1 | 2018-12-31 | 2019-12-31 | 365 | 6.1874 | 6 | 0.18736
14107 | 3.57 | 1 | 2018-12-31 | 2019-12-31 | 365 | 4.0905 | 4 | 0.090535
14112 | 4.08 | 1 | 2018-12-31 | 2019-12-31 | 365 | 4.6749 | 4 | 0.6749
14115 | 5.61 | 1 | 2018-12-31 | 2019-12-31 | 365 | 6.428 | 6 | 0.42798
14120 | 4.5 | 1 | 2018-12-31 | 2019-12-31 | 365 | 5.1561 | 5 | 0.15614
14165 | 6.12 | 1 | 2018-12-31 | 2019-12-31 | 365 | 7.0123 | 7 | 0.012345
14169 | 5.1 | 1 | 2018-12-31 | 2019-12-31 | 365 | 5.8436 | 5 | 0.84362
14173 | 3.57 | 1 | 2018-12-31 | 2019-12-31 | 365 | 4.0905 | 4 | 0.090535
14176 | 4.2 | 1 | 2018-12-31 | 2019-12-31 | 365 | 4.8124 | 4 | 0.81239
14180 | 5.865 | 1 | 2018-12-31 | 2019-12-31 | 365 | 6.7202 | 6 | 0.72016
14198 | 3.36 | 1 | 2018-12-31 | 2019-12-31 | 365 | 3.8499 | 3 | 0.84991
14074 | 5.61 | 1 | 2018-12-31 | 2019-12-31 | 365 | 6.428 | 6 | 0.42798
14224 | 5.61 | 1 | 2018-12-31 | 2019-12-31 | 365 | 6.428 | 6 | 0.42798
14071 | 4.5 | 1 | 2018-12-31 | 2019-12-31 | 365 | 5.1561 | 5 | 0.15614
14226 | 4 | 1 | 2018-12-31 | 2019-12-31 | 365 | 4.5832 | 4 | 0.58323
14227 | 6.375 | 1 | 2018-12-31 | 2019-12-31 | 365 | 7.3045 | 7 | 0.30453
14231 | 5.61 | 1 | 2018-12-31 | 2019-12-31 | 365 | 6.428 | 6 | 0.42798
14235 | 4.251 | 1 | 2018-12-31 | 2019-12-31 | 365 | 4.8708 | 4 | 0.87083
11707 | 3.35 | 1 | 2018-12-31 | 2019-12-31 | 365 | 3.8385 | 3 | 0.83846
12812 | 7.2 | 1 | 2018-12-31 | 2019-12-31 | 365 | 8.2498 | 8 | 0.24982
12815 | 4.59 | 1 | 2018-12-31 | 2019-12-31 | 365 | 5.2593 | 5 | 0.25926
12819 | 8.925 | 1 | 2018-12-31 | 2019-12-31 | 365 | 10.2263 | 10 | 0.22634
12823 | 3.06 | 1 | 2018-12-31 | 2019-12-31 | 365 | 3.5062 | 3 | 0.50617
12825 | 7.65 | 1 | 2018-12-31 | 2019-12-31 | 365 | 8.7654 | 8 | 0.76543
12473 | 5.1 | 1 | 2018-12-31 | 2019-12-31 | 365 | 5.8436 | 5 | 0.84362
12926 | 11.725 | 1 | 2018-12-31 | 2019-12-31 | 365 | 13.4346 | 13 | 0.4346
12932 | 6.12 | 1 | 2018-12-31 | 2019-12-31 | 365 | 7.0123 | 7 | 0.012345
12933 | 6.12 | 1 | 2018-12-31 | 2019-12-31 | 365 | 7.0123 | 7 | 0.012345
13207 | 17.25 | 1 | 2018-12-31 | 2019-12-31 | 365 | 19.7652 | 19 | 0.76519
13208 | 4.8 | 1 | 2018-12-31 | 2019-12-31 | 365 | 5.4999 | 5 | 0.49988
13336 | 4.86 | 1 | 2018-12-31 | 2019-12-31 | 365 | 5.5686 | 5 | 0.56863
13342 | 14.85 | 1 | 2018-12-31 | 2019-12-31 | 365 | 17.0152 | 17 | 0.015249
13344 | 6.12 | 1 | 2018-12-31 | 2019-12-31 | 365 | 7.0123 | 7 | 0.012345
13347 | 8.25 | 1 | 2018-12-31 | 2019-12-31 | 365 | 9.4529 | 9 | 0.45292
13356 | 5.94 | 1 | 2018-12-31 | 2019-12-31 | 365 | 6.8061 | 6 | 0.8061
13632 | 4.5 | 1 | 2018-12-31 | 2019-12-31 | 365 | 5.1561 | 5 | 0.15614
13890 | 7.194 | 1 | 2018-12-31 | 2019-12-31 | 365 | 8.2429 | 8 | 0.24294
13893 | 7.5 | 1 | 2018-12-31 | 2019-12-31 | 365 | 8.5936 | 8 | 0.59356
14069 | 9.18 | 1 | 2018-12-31 | 2019-12-31 | 365 | 10.5185 | 10 | 0.51852
14070 | 4.8 | 1 | 2018-12-31 | 2019-12-31 | 365 | 5.4999 | 5 | 0.49988
14072 | 8.16 | 1 | 2018-12-31 | 2019-12-31 | 365 | 9.3498 | 9 | 0.34979
14077 | 4.59 | 1 | 2018-12-31 | 2019-12-31 | 365 | 5.2593 | 5 | 0.25926
12178 | 8.1 | 1 | 2018-12-31 | 2019-12-31 | 365 | 9.281 | 9 | 0.28104
14191 | 7.44 | 1 | 2018-12-31 | 2019-12-31 | 365 | 8.5248 | 8 | 0.52481
12817 | 8.415 | 1 | 2018-12-31 | 2019-12-31 | 365 | 9.642 | 9 | 0.64197
7904 | 5.6 | 1 | 2018-12-31 | 2019-12-31 | 365 | 6.4165 | 6 | 0.41652
10945 | 3.64 | 1 | 2018-12-31 | 2019-12-31 | 365 | 4.1707 | 4 | 0.17074
10948 | 6.72 | 1 | 2018-12-31 | 2019-12-31 | 365 | 7.6998 | 7 | 0.69983
8703 | 5.5 | 1 | 2018-12-31 | 2019-12-31 | 365 | 6.3019 | 6 | 0.30194
10404 | 9.625 | 1 | 2018-12-31 | 2019-12-31 | 365 | 11.0284 | 11 | 0.028402
12260 | 16.32 | 1 | 2018-12-31 | 2019-12-31 | 365 | 18.6996 | 18 | 0.69959
13059 | 8.28 | 1 | 2018-12-31 | 2019-12-31 | 365 | 9.4873 | 9 | 0.48729
19582 | 11 | 1 | 2018-12-31 | 2019-12-31 | 365 | 12.6039 | 12 | 0.60389
19584 | 6 | 1 | 2018-12-31 | 2019-12-31 | 365 | 6.8748 | 6 | 0.87485
17767 | 8.175 | 1 | 2018-12-31 | 2019-12-31 | 365 | 9.367 | 9 | 0.36698
17879 | 6.6 | 1 | 2018-12-31 | 2019-12-31 | 365 | 7.5623 | 7 | 0.56233
18616 | 6 | 1 | 2018-12-31 | 2019-12-31 | 365 | 6.8748 | 6 | 0.87485
18723 | 5.4 | 1 | 2018-12-31 | 2019-12-31 | 365 | 6.1874 | 6 | 0.18736
19392 | 4.675 | 1 | 2018-12-31 | 2019-12-31 | 365 | 5.3567 | 5 | 0.35665
19869 | 11.2 | 1 | 2018-12-31 | 2019-12-31 | 365 | 12.833 | 12 | 0.83305
28376 | 7.98 | 1 | 2018-12-31 | 2019-12-31 | 365 | 9.1435 | 9 | 0.14355
43535 | 8.265 | 1 | 2018-12-31 | 2019-12-31 | 365 | 9.4701 | 9 | 0.4701
10617 | 6 | 1 | 2018-12-31 | 2019-12-31 | 365 | 6.8748 | 6 | 0.87485
13943 | 4.75 | 1 | 2018-12-31 | 2019-12-31 | 365 | 5.4426 | 5 | 0.44259
14088 | 75.075 | 0.9 | 2018-12-31 | 2019-12-31 | 365 | 77.4194 | 77 | 0.41938
12917 | 9.075 | 1 | 2018-12-31 | 2019-12-31 | 365 | 10.3982 | 10 | 0.39821
11635 | 8.215 | 1 | 2018-12-31 | 2019-12-31 | 365 | 9.4128 | 9 | 0.41281
12603 | 5.25 | 1 | 2018-12-31 | 2019-12-31 | 365 | 6.0155 | 6 | 0.015492
11869 | 9 | 1 | 2018-12-31 | 2019-12-31 | 365 | 10.3123 | 10 | 0.31227
13453 | 7.2 | 1 | 2018-12-31 | 2019-12-31 | 365 | 8.2498 | 8 | 0.24982
13447 | 4.08 | 1 | 2018-12-31 | 2019-12-31 | 365 | 4.6749 | 4 | 0.6749
5916 | 799.47 | 0.9 | 2018-12-31 | 2019-12-31 | 365 | 824.4352 | 824 | 0.43521
12165 | 107.52 | 0.9 | 2018-12-31 | 2019-12-31 | 365 | 110.8775 | 110 | 0.87755
11727 | 17.36 | 1 | 2018-12-31 | 2019-12-31 | 365 | 19.8912 | 19 | 0.89123
12472 | 2.8 | 1 | 2018-12-31 | 2019-12-31 | 365 | 3.2083 | 3 | 0.20826
12470 | 7.83 | 1 | 2018-12-31 | 2019-12-31 | 365 | 8.9717 | 8 | 0.97168
12908 | 0.75 | 1 | 2018-12-31 | 2019-12-31 | 365 | 0.85936 | 0 | 0.85936
12420 | 6.12 | 1 | 2018-12-31 | 2019-12-31 | 365 | 7.0123 | 7 | 0.012345
12813 | 7.2 | 1 | 2018-12-31 | 2019-12-31 | 365 | 8.2498 | 8 | 0.24982
12832 | 5.61 | 1 | 2018-12-31 | 2019-12-31 | 365 | 6.428 | 6 | 0.42798
13625 | 5.32 | 1 | 2018-12-31 | 2019-12-31 | 365 | 6.0957 | 6 | 0.095699
13616 | 5.49 | 1 | 2018-12-31 | 2019-12-31 | 365 | 6.2905 | 6 | 0.29049
13613 | 19.74 | 1 | 2018-12-31 | 2019-12-31 | 365 | 22.6182 | 22 | 0.61825
13456 | 7.905 | 1 | 2018-12-31 | 2019-12-31 | 365 | 9.0576 | 9 | 0.057612
13443 | 8.175 | 1 | 2018-12-31 | 2019-12-31 | 365 | 9.367 | 9 | 0.36698
12471 | 11.445 | 1 | 2018-12-31 | 2019-12-31 | 365 | 13.1138 | 13 | 0.11377
13360 | 6.9 | 1 | 2018-12-31 | 2019-12-31 | 365 | 7.9061 | 7 | 0.90608
13375 | 912 | 1 | 2018-12-31 | 2019-12-31 | 365 | 1044.9769 | 1044 | 0.9769
13367 | 6.375 | 1 | 2018-12-31 | 2019-12-31 | 365 | 7.3045 | 7 | 0.30453
13358 | 11.4 | 1 | 2018-12-31 | 2019-12-31 | 365 | 13.0622 | 13 | 0.062211
13011 | 6.12 | 1 | 2018-12-31 | 2019-12-31 | 365 | 7.0123 | 7 | 0.012345
12920 | 6.6 | 1 | 2018-12-31 | 2019-12-31 | 365 | 7.5623 | 7 | 0.56233
13463 | 5.1 | 1 | 2018-12-31 | 2019-12-31 | 365 | 5.8436 | 5 | 0.84362
13605 | 8.97 | 1 | 2018-12-31 | 2019-12-31 | 365 | 10.2779 | 10 | 0.2779
14187 | 5.4 | 1 | 2018-12-31 | 2019-12-31 | 365 | 6.1874 | 6 | 0.18736
14237 | 4.32 | 1 | 2018-12-31 | 2019-12-31 | 365 | 4.9499 | 4 | 0.94989
14238 | 35.316 | 0.9 | 2018-12-31 | 2019-12-31 | 365 | 36.4188 | 36 | 0.41882
14239 | 17.28 | 1 | 2018-12-31 | 2019-12-31 | 365 | 19.7996 | 19 | 0.79956
14255 | 6.72 | 1 | 2018-12-31 | 2019-12-31 | 365 | 7.6998 | 7 | 0.69983
14232 | 9.01 | 1 | 2018-12-31 | 2019-12-31 | 365 | 10.3237 | 10 | 0.32373
14424 | 13.005 | 1 | 2018-12-31 | 2019-12-31 | 365 | 14.9012 | 14 | 0.90123
14491 | 7.56 | 1 | 2018-12-31 | 2019-12-31 | 365 | 8.6623 | 8 | 0.66231
14501 | 7.65 | 1 | 2018-12-31 | 2019-12-31 | 365 | 8.7654 | 8 | 0.76543
14789 | 5.76 | 1 | 2018-12-31 | 2019-12-31 | 365 | 6.5999 | 6 | 0.59985
14794 | 8.175 | 1 | 2018-12-31 | 2019-12-31 | 365 | 9.367 | 9 | 0.36698
14795 | 6.72 | 1 | 2018-12-31 | 2019-12-31 | 365 | 7.6998 | 7 | 0.69983
14821 | 53.628 | 0.9 | 2018-12-31 | 2019-12-31 | 365 | 55.3027 | 55 | 0.30265
14822 | 5.886 | 1 | 2018-12-31 | 2019-12-31 | 365 | 6.7442 | 6 | 0.74423
14826 | 3.825 | 1 | 2018-12-31 | 2019-12-31 | 365 | 4.3827 | 4 | 0.38272
14830 | 3.6 | 1 | 2018-12-31 | 2019-12-31 | 365 | 4.1249 | 4 | 0.12491
14892 | 2.88 | 1 | 2018-12-31 | 2019-12-31 | 365 | 3.2999 | 3 | 0.29993
14889 | 71.94 | 0.9 | 2018-12-31 | 2019-12-31 | 365 | 74.1865 | 74 | 0.18648
14796 | 4.25 | 1 | 2018-12-31 | 2019-12-31 | 365 | 4.8697 | 4 | 0.86968
15018 | 6.48 | 1 | 2018-12-31 | 2019-12-31 | 365 | 7.4248 | 7 | 0.42484
14977 | 6 | 1 | 2018-12-31 | 2019-12-31 | 365 | 6.8748 | 6 | 0.87485
14978 | 6 | 1 | 2018-12-31 | 2019-12-31 | 365 | 6.8748 | 6 | 0.87485
14982 | 4.2 | 1 | 2018-12-31 | 2019-12-31 | 365 | 4.8124 | 4 | 0.81239
14986 | 6 | 1 | 2018-12-31 | 2019-12-31 | 365 | 6.8748 | 6 | 0.87485
15281 | 7.68 | 1 | 2018-12-31 | 2019-12-31 | 365 | 8.7998 | 8 | 0.79981
15284 | 5.76 | 1 | 2018-12-31 | 2019-12-31 | 365 | 6.5999 | 6 | 0.59985
15290 | 4.56 | 1 | 2018-12-31 | 2019-12-31 | 365 | 5.2249 | 5 | 0.22488
14817 | 6.3 | 1 | 2018-12-31 | 2019-12-31 | 365 | 7.2186 | 7 | 0.21859
15473 | 7.44 | 1 | 2018-12-31 | 2019-12-31 | 365 | 8.5248 | 8 | 0.52481
15481 | 3.84 | 1 | 2018-12-31 | 2019-12-31 | 365 | 4.3999 | 4 | 0.3999
15484 | 4.32 | 1 | 2018-12-31 | 2019-12-31 | 365 | 4.9499 | 4 | 0.94989
15516 | 6.44 | 1 | 2018-12-31 | 2019-12-31 | 365 | 7.379 | 7 | 0.379
15522 | 6.16 | 1 | 2018-12-31 | 2019-12-31 | 365 | 7.0582 | 7 | 0.058177
15529 | 6.6 | 1 | 2018-12-31 | 2019-12-31 | 365 | 7.5623 | 7 | 0.56233
15530 | 8.1 | 1 | 2018-12-31 | 2019-12-31 | 365 | 9.281 | 9 | 0.28104
15533 | 3.36 | 1 | 2018-12-31 | 2019-12-31 | 365 | 3.8499 | 3 | 0.84991
15534 | 5.76 | 1 | 2018-12-31 | 2019-12-31 | 365 | 6.5999 | 6 | 0.59985
15536 | 8.415 | 1 | 2018-12-31 | 2019-12-31 | 365 | 9.642 | 9 | 0.64197
15537 | 6.75 | 1 | 2018-12-31 | 2019-12-31 | 365 | 7.7342 | 7 | 0.7342
15544 | 4.75 | 1 | 2018-12-31 | 2019-12-31 | 365 | 5.4426 | 5 | 0.44259
16793 | 22.788 | 1 | 2018-12-31 | 2019-12-31 | 365 | 26.1107 | 26 | 0.11067
12422 | 4.8 | 1 | 2018-12-31 | 2019-12-31 | 365 | 5.4999 | 5 | 0.49988
16499 | 17.5 | 1 | 2018-12-31 | 2019-12-31 | 365 | 20.0516 | 20 | 0.05164
13949 | 8.96 | 1 | 2018-12-31 | 2019-12-31 | 365 | 10.2664 | 10 | 0.26644
8644 | 598.16 | 1 | 2018-12-31 | 2019-12-31 | 365 | 685.3765 | 685 | 0.37651
15426 | 3.825 | 1 | 2018-12-31 | 2019-12-31 | 365 | 4.3827 | 4 | 0.38272
15427 | 4.08 | 1 | 2018-12-31 | 2019-12-31 | 365 | 4.6749 | 4 | 0.6749
15459 | 8.415 | 1 | 2018-12-31 | 2019-12-31 | 365 | 9.642 | 9 | 0.64197
15463 | 10.725 | 1 | 2018-12-31 | 2019-12-31 | 365 | 12.2888 | 12 | 0.28879
15466 | 23.52 | 1 | 2018-12-31 | 2019-12-31 | 365 | 26.9494 | 26 | 0.9494
15777 | 3.84 | 1 | 2018-12-31 | 2019-12-31 | 365 | 4.3999 | 4 | 0.3999
15766 | 31.392 | 0.9 | 2018-12-31 | 2019-12-31 | 365 | 32.3723 | 32 | 0.37228
15834 | 5.559 | 1 | 2018-12-31 | 2019-12-31 | 365 | 6.3695 | 6 | 0.36955
15850 | 9.975 | 1 | 2018-12-31 | 2019-12-31 | 365 | 11.4294 | 11 | 0.42943
15859 | 7.14 | 1 | 2018-12-31 | 2019-12-31 | 365 | 8.1811 | 8 | 0.18107
15950 | 4.59 | 1 | 2018-12-31 | 2019-12-31 | 365 | 5.2593 | 5 | 0.25926
15951 | 6.63 | 1 | 2018-12-31 | 2019-12-31 | 365 | 7.5967 | 7 | 0.59671
15608 | 5.4 | 1 | 2018-12-31 | 2019-12-31 | 365 | 6.1874 | 6 | 0.18736
15609 | 8.64 | 1 | 2018-12-31 | 2019-12-31 | 365 | 9.8998 | 9 | 0.89978
15616 | 3.6 | 1 | 2018-12-31 | 2019-12-31 | 365 | 4.1249 | 4 | 0.12491
15618 | 4.08 | 1 | 2018-12-31 | 2019-12-31 | 365 | 4.6749 | 4 | 0.6749
15623 | 5.61 | 1 | 2018-12-31 | 2019-12-31 | 365 | 6.428 | 6 | 0.42798
15676 | 5.355 | 1 | 2018-12-31 | 2019-12-31 | 365 | 6.1358 | 6 | 0.1358
16272 | 6.12 | 1 | 2018-12-31 | 2019-12-31 | 365 | 7.0123 | 7 | 0.012345
16273 | 5.355 | 1 | 2018-12-31 | 2019-12-31 | 365 | 6.1358 | 6 | 0.1358
16274 | 7.14 | 1 | 2018-12-31 | 2019-12-31 | 365 | 8.1811 | 8 | 0.18107
16275 | 17.331 | 1 | 2018-12-31 | 2019-12-31 | 365 | 19.858 | 19 | 0.858
16276 | 17.385 | 1 | 2018-12-31 | 2019-12-31 | 365 | 19.9199 | 19 | 0.91987
16282 | 3.825 | 1 | 2018-12-31 | 2019-12-31 | 365 | 4.3827 | 4 | 0.38272
16289 | 6 | 1 | 2018-12-31 | 2019-12-31 | 365 | 6.8748 | 6 | 0.87485
16292 | 8.67 | 1 | 2018-12-31 | 2019-12-31 | 365 | 9.9342 | 9 | 0.93416
16293 | 10.455 | 1 | 2018-12-31 | 2019-12-31 | 365 | 11.9794 | 11 | 0.97942
16301 | 9.945 | 1 | 2018-12-31 | 2019-12-31 | 365 | 11.3951 | 11 | 0.39506
16281 | 9.45 | 1 | 2018-12-31 | 2019-12-31 | 365 | 10.8279 | 10 | 0.82789
16309 | 5.1 | 1 | 2018-12-31 | 2019-12-31 | 365 | 5.8436 | 5 | 0.84362
16310 | 3 | 1 | 2018-12-31 | 2019-12-31 | 365 | 3.4374 | 3 | 0.43742
16312 | 4.845 | 1 | 2018-12-31 | 2019-12-31 | 365 | 5.5514 | 5 | 0.55144
16340 | 10.8 | 1 | 2018-12-31 | 2019-12-31 | 365 | 12.3747 | 12 | 0.37473
16461 | 3.57 | 1 | 2018-12-31 | 2019-12-31 | 365 | 4.0905 | 4 | 0.090535
16462 | 5.1 | 1 | 2018-12-31 | 2019-12-31 | 365 | 5.8436 | 5 | 0.84362
16464 | 9.18 | 1 | 2018-12-31 | 2019-12-31 | 365 | 10.5185 | 10 | 0.51852
16469 | 7.65 | 1 | 2018-12-31 | 2019-12-31 | 365 | 8.7654 | 8 | 0.76543
12185 | 9 | 1 | 2018-12-31 | 2019-12-31 | 365 | 10.3123 | 10 | 0.31227
15194 | 5.1 | 1 | 2018-12-31 | 2019-12-31 | 365 | 5.8436 | 5 | 0.84362
15288 | 11.055 | 1 | 2018-12-31 | 2019-12-31 | 365 | 12.6669 | 12 | 0.66691
16298 | 7.32 | 1 | 2018-12-31 | 2019-12-31 | 365 | 8.3873 | 8 | 0.38731
16511 | 17.4 | 1 | 2018-12-31 | 2019-12-31 | 365 | 19.9371 | 19 | 0.93706
16506 | 3.64 | 1 | 2018-12-31 | 2019-12-31 | 365 | 4.1707 | 4 | 0.17074
16510 | 6.6 | 1 | 2018-12-31 | 2019-12-31 | 365 | 7.5623 | 7 | 0.56233
16531 | 4.8 | 1 | 2018-12-31 | 2019-12-31 | 365 | 5.4999 | 5 | 0.49988
16541 | 7.2 | 1 | 2018-12-31 | 2019-12-31 | 365 | 8.2498 | 8 | 0.24982
16542 | 6.885 | 1 | 2018-12-31 | 2019-12-31 | 365 | 7.8889 | 7 | 0.88889
15613 | 5.4 | 1 | 2018-12-31 | 2019-12-31 | 365 | 6.1874 | 6 | 0.18736
16545 | 4.8 | 1 | 2018-12-31 | 2019-12-31 | 365 | 5.4999 | 5 | 0.49988
16546 | 4.59 | 1 | 2018-12-31 | 2019-12-31 | 365 | 5.2593 | 5 | 0.25926
16549 | 6.375 | 1 | 2018-12-31 | 2019-12-31 | 365 | 7.3045 | 7 | 0.30453
16550 | 7.395 | 1 | 2018-12-31 | 2019-12-31 | 365 | 8.4733 | 8 | 0.47325
16552 | 8.64 | 1 | 2018-12-31 | 2019-12-31 | 365 | 9.8998 | 9 | 0.89978
16676 | 5.04 | 1 | 2018-12-31 | 2019-12-31 | 365 | 5.7749 | 5 | 0.77487
16681 | 5.52 | 1 | 2018-12-31 | 2019-12-31 | 365 | 6.3249 | 6 | 0.32486
16703 | 8.54 | 1 | 2018-12-31 | 2019-12-31 | 365 | 9.7852 | 9 | 0.7852
16704 | 3.57 | 1 | 2018-12-31 | 2019-12-31 | 365 | 4.0905 | 4 | 0.090535
16708 | 6.9 | 1 | 2018-12-31 | 2019-12-31 | 365 | 7.9061 | 7 | 0.90608
16706 | 10.455 | 1 | 2018-12-31 | 2019-12-31 | 365 | 11.9794 | 11 | 0.97942
16732 | 8.835 | 1 | 2018-12-31 | 2019-12-31 | 365 | 10.1232 | 10 | 0.12321
16736 | 3.84 | 1 | 2018-12-31 | 2019-12-31 | 365 | 4.3999 | 4 | 0.3999
16737 | 3.84 | 1 | 2018-12-31 | 2019-12-31 | 365 | 4.3999 | 4 | 0.3999
16739 | 6.72 | 1 | 2018-12-31 | 2019-12-31 | 365 | 7.6998 | 7 | 0.69983
16743 | 4.08 | 1 | 2018-12-31 | 2019-12-31 | 365 | 4.6749 | 4 | 0.6749
16749 | 4.32 | 1 | 2018-12-31 | 2019-12-31 | 365 | 4.9499 | 4 | 0.94989
16750 | 5.7 | 1 | 2018-12-31 | 2019-12-31 | 365 | 6.5311 | 6 | 0.53111
16752 | 6.12 | 1 | 2018-12-31 | 2019-12-31 | 365 | 7.0123 | 7 | 0.012345
16785 | 3.84 | 1 | 2018-12-31 | 2019-12-31 | 365 | 4.3999 | 4 | 0.3999
16786 | 2.88 | 1 | 2018-12-31 | 2019-12-31 | 365 | 3.2999 | 3 | 0.29993
16788 | 6 | 1 | 2018-12-31 | 2019-12-31 | 365 | 6.8748 | 6 | 0.87485
16808 | 5.886 | 1 | 2018-12-31 | 2019-12-31 | 365 | 6.7442 | 6 | 0.74423
16809 | 4.8 | 1 | 2018-12-31 | 2019-12-31 | 365 | 5.4999 | 5 | 0.49988
16811 | 3.06 | 1 | 2018-12-31 | 2019-12-31 | 365 | 3.5062 | 3 | 0.50617
16813 | 6 | 1 | 2018-12-31 | 2019-12-31 | 365 | 6.8748 | 6 | 0.87485
16828 | 5.355 | 1 | 2018-12-31 | 2019-12-31 | 365 | 6.1358 | 6 | 0.1358
16829 | 6.48 | 1 | 2018-12-31 | 2019-12-31 | 365 | 7.4248 | 7 | 0.42484
16831 | 4.5 | 1 | 2018-12-31 | 2019-12-31 | 365 | 5.1561 | 5 | 0.15614
16569 | 6.885 | 1 | 2018-12-31 | 2019-12-31 | 365 | 7.8889 | 7 | 0.88889
16548 | 4.59 | 1 | 2018-12-31 | 2019-12-31 | 365 | 5.2593 | 5 | 0.25926
15953 | 8.4 | 1 | 2018-12-31 | 2019-12-31 | 365 | 9.6248 | 9 | 0.62479
16294 | 7.2 | 1 | 2018-12-31 | 2019-12-31 | 365 | 8.2498 | 8 | 0.24982
15292 | 7.805 | 1 | 2018-12-31 | 2019-12-31 | 365 | 8.943 | 8 | 0.94303
16245 | 6 | 1 | 2018-12-31 | 2019-12-31 | 365 | 6.8748 | 6 | 0.87485
16246 | 6 | 1 | 2018-12-31 | 2019-12-31 | 365 | 6.8748 | 6 | 0.87485
16599 | 6 | 1 | 2018-12-31 | 2019-12-31 | 365 | 6.8748 | 6 | 0.87485
16249 | 4.2 | 1 | 2018-12-31 | 2019-12-31 | 365 | 4.8124 | 4 | 0.81239
17123 | 6.16 | 1 | 2018-12-31 | 2019-12-31 | 365 | 7.0582 | 7 | 0.058177
17149 | 8.04 | 1 | 2018-12-31 | 2019-12-31 | 365 | 9.2123 | 9 | 0.2123
17892 | 3.6 | 1 | 2018-12-31 | 2019-12-31 | 365 | 4.1249 | 4 | 0.12491
17912 | 13.734 | 1 | 2018-12-31 | 2019-12-31 | 365 | 15.7365 | 15 | 0.73653
17914 | 6 | 1 | 2018-12-31 | 2019-12-31 | 365 | 6.8748 | 6 | 0.87485
17925 | 4.32 | 1 | 2018-12-31 | 2019-12-31 | 365 | 4.9499 | 4 | 0.94989
17929 | 3.06 | 1 | 2018-12-31 | 2019-12-31 | 365 | 3.5062 | 3 | 0.50617
17930 | 4.335 | 1 | 2018-12-31 | 2019-12-31 | 365 | 4.9671 | 4 | 0.96708
17972 | 7.194 | 1 | 2018-12-31 | 2019-12-31 | 365 | 8.2429 | 8 | 0.24294
17977 | 7.2 | 1 | 2018-12-31 | 2019-12-31 | 365 | 8.2498 | 8 | 0.24982
17982 | 3.6 | 1 | 2018-12-31 | 2019-12-31 | 365 | 4.1249 | 4 | 0.12491
17985 | 5.76 | 1 | 2018-12-31 | 2019-12-31 | 365 | 6.5999 | 6 | 0.59985
17995 | 5.28 | 1 | 2018-12-31 | 2019-12-31 | 365 | 6.0499 | 6 | 0.049866
18000 | 3.135 | 1 | 2018-12-31 | 2019-12-31 | 365 | 3.5921 | 3 | 0.59211
18012 | 11.76 | 1 | 2018-12-31 | 2019-12-31 | 365 | 13.4747 | 13 | 0.4747
18022 | 9.81 | 1 | 2018-12-31 | 2019-12-31 | 365 | 11.2404 | 11 | 0.24038
18029 | 5.1 | 1 | 2018-12-31 | 2019-12-31 | 365 | 5.8436 | 5 | 0.84362
18032 | 6.12 | 1 | 2018-12-31 | 2019-12-31 | 365 | 7.0123 | 7 | 0.012345
18039 | 2.88 | 1 | 2018-12-31 | 2019-12-31 | 365 | 3.2999 | 3 | 0.29993
18041 | 7.14 | 1 | 2018-12-31 | 2019-12-31 | 365 | 8.1811 | 8 | 0.18107
18043 | 7.2 | 1 | 2018-12-31 | 2019-12-31 | 365 | 8.2498 | 8 | 0.24982
18045 | 6.24 | 1 | 2018-12-31 | 2019-12-31 | 365 | 7.1498 | 7 | 0.14984
18075 | 5.61 | 1 | 2018-12-31 | 2019-12-31 | 365 | 6.428 | 6 | 0.42798
18071 | 4.8 | 1 | 2018-12-31 | 2019-12-31 | 365 | 5.4999 | 5 | 0.49988
18122 | 4.32 | 1 | 2018-12-31 | 2019-12-31 | 365 | 4.9499 | 4 | 0.94989
18126 | 4.8 | 1 | 2018-12-31 | 2019-12-31 | 365 | 5.4999 | 5 | 0.49988
18129 | 5.28 | 1 | 2018-12-31 | 2019-12-31 | 365 | 6.0499 | 6 | 0.049866
18144 | 4.32 | 1 | 2018-12-31 | 2019-12-31 | 365 | 4.9499 | 4 | 0.94989
18149 | 6.72 | 1 | 2018-12-31 | 2019-12-31 | 365 | 7.6998 | 7 | 0.69983
18159 | 3.825 | 1 | 2018-12-31 | 2019-12-31 | 365 | 4.3827 | 4 | 0.38272
18162 | 6.24 | 1 | 2018-12-31 | 2019-12-31 | 365 | 7.1498 | 7 | 0.14984
18163 | 5.76 | 1 | 2018-12-31 | 2019-12-31 | 365 | 6.5999 | 6 | 0.59985
18164 | 6 | 1 | 2018-12-31 | 2019-12-31 | 365 | 6.8748 | 6 | 0.87485
18169 | 5.28 | 1 | 2018-12-31 | 2019-12-31 | 365 | 6.0499 | 6 | 0.049866
18170 | 8.7 | 1 | 2018-12-31 | 2019-12-31 | 365 | 9.9685 | 9 | 0.96853
18172 | 3.9 | 1 | 2018-12-31 | 2019-12-31 | 365 | 4.4687 | 4 | 0.46865
18173 | 5.04 | 1 | 2018-12-31 | 2019-12-31 | 365 | 5.7749 | 5 | 0.77487
18183 | 4.335 | 1 | 2018-12-31 | 2019-12-31 | 365 | 4.9671 | 4 | 0.96708
18187 | 5.865 | 1 | 2018-12-31 | 2019-12-31 | 365 | 6.7202 | 6 | 0.72016
18188 | 4.59 | 1 | 2018-12-31 | 2019-12-31 | 365 | 5.2593 | 5 | 0.25926
18189 | 10.455 | 1 | 2018-12-31 | 2019-12-31 | 365 | 11.9794 | 11 | 0.97942
18157 | 6.12 | 1 | 2018-12-31 | 2019-12-31 | 365 | 7.0123 | 7 | 0.012345
18190 | 3.06 | 1 | 2018-12-31 | 2019-12-31 | 365 | 3.5062 | 3 | 0.50617
18192 | 6.3 | 1 | 2018-12-31 | 2019-12-31 | 365 | 7.2186 | 7 | 0.21859
18195 | 8.88 | 1 | 2018-12-31 | 2019-12-31 | 365 | 10.1748 | 10 | 0.17478
18196 | 5.1 | 1 | 2018-12-31 | 2019-12-31 | 365 | 5.8436 | 5 | 0.84362
18197 | 4.08 | 1 | 2018-12-31 | 2019-12-31 | 365 | 4.6749 | 4 | 0.6749
18200 | 2.88 | 1 | 2018-12-31 | 2019-12-31 | 365 | 3.2999 | 3 | 0.29993
18201 | 7.44 | 1 | 2018-12-31 | 2019-12-31 | 365 | 8.5248 | 8 | 0.52481
18176 | 6.72 | 1 | 2018-12-31 | 2019-12-31 | 365 | 7.6998 | 7 | 0.69983
18202 | 3.6 | 1 | 2018-12-31 | 2019-12-31 | 365 | 4.1249 | 4 | 0.12491
18203 | 7.44 | 1 | 2018-12-31 | 2019-12-31 | 365 | 8.5248 | 8 | 0.52481
18206 | 3.57 | 1 | 2018-12-31 | 2019-12-31 | 365 | 4.0905 | 4 | 0.090535
18207 | 4.08 | 1 | 2018-12-31 | 2019-12-31 | 365 | 4.6749 | 4 | 0.6749
18209 | 3.25 | 1 | 2018-12-31 | 2019-12-31 | 365 | 3.7239 | 3 | 0.72388
18210 | 8.829 | 1 | 2018-12-31 | 2019-12-31 | 365 | 10.1163 | 10 | 0.11634
18211 | 6.12 | 1 | 2018-12-31 | 2019-12-31 | 365 | 7.0123 | 7 | 0.012345
18213 | 6.48 | 1 | 2018-12-31 | 2019-12-31 | 365 | 7.4248 | 7 | 0.42484
18214 | 3.57 | 1 | 2018-12-31 | 2019-12-31 | 365 | 4.0905 | 4 | 0.090535
18223 | 3.36 | 1 | 2018-12-31 | 2019-12-31 | 365 | 3.8499 | 3 | 0.84991
18225 | 6.72 | 1 | 2018-12-31 | 2019-12-31 | 365 | 7.6998 | 7 | 0.69983
18226 | 5.232 | 1 | 2018-12-31 | 2019-12-31 | 365 | 5.9949 | 5 | 0.99487
18227 | 4.8 | 1 | 2018-12-31 | 2019-12-31 | 365 | 5.4999 | 5 | 0.49988
18229 | 4.5 | 1 | 2018-12-31 | 2019-12-31 | 365 | 5.1561 | 5 | 0.15614
18230 | 3.6 | 1 | 2018-12-31 | 2019-12-31 | 365 | 4.1249 | 4 | 0.12491
18232 | 2.75 | 1 | 2018-12-31 | 2019-12-31 | 365 | 3.151 | 3 | 0.15097
18234 | 4.48 | 1 | 2018-12-31 | 2019-12-31 | 365 | 5.1332 | 5 | 0.13322
18236 | 4.8 | 1 | 2018-12-31 | 2019-12-31 | 365 | 5.4999 | 5 | 0.49988
18237 | 4 | 1 | 2018-12-31 | 2019-12-31 | 365 | 4.5832 | 4 | 0.58323
18238 | 3.5 | 1 | 2018-12-31 | 2019-12-31 | 365 | 4.0103 | 4 | 0.010328
18239 | 3.84 | 1 | 2018-12-31 | 2019-12-31 | 365 | 4.3999 | 4 | 0.3999
18240 | 9.81 | 1 | 2018-12-31 | 2019-12-31 | 365 | 11.2404 | 11 | 0.24038
18241 | 4.05 | 1 | 2018-12-31 | 2019-12-31 | 365 | 4.6405 | 4 | 0.64052
18248 | 7.68 | 1 | 2018-12-31 | 2019-12-31 | 365 | 8.7998 | 8 | 0.79981
18249 | 7 | 1 | 2018-12-31 | 2019-12-31 | 365 | 8.0207 | 8 | 0.020656
18250 | 7.935 | 1 | 2018-12-31 | 2019-12-31 | 365 | 9.092 | 9 | 0.091986
18251 | 12 | 1 | 2018-12-31 | 2019-12-31 | 365 | 13.7497 | 13 | 0.7497
18253 | 3.12 | 1 | 2018-12-31 | 2019-12-31 | 365 | 3.5749 | 3 | 0.57492
18254 | 7.92 | 1 | 2018-12-31 | 2019-12-31 | 365 | 9.0748 | 9 | 0.074799
18255 | 5.52 | 1 | 2018-12-31 | 2019-12-31 | 365 | 6.3249 | 6 | 0.32486
18257 | 4.25 | 1 | 2018-12-31 | 2019-12-31 | 365 | 4.8697 | 4 | 0.86968
18260 | 7.68 | 1 | 2018-12-31 | 2019-12-31 | 365 | 8.7998 | 8 | 0.79981
18261 | 7.68 | 1 | 2018-12-31 | 2019-12-31 | 365 | 8.7998 | 8 | 0.79981
18262 | 6.25 | 1 | 2018-12-31 | 2019-12-31 | 365 | 7.1613 | 7 | 0.1613
18263 | 4.32 | 1 | 2018-12-31 | 2019-12-31 | 365 | 4.9499 | 4 | 0.94989
18264 | 4.725 | 1 | 2018-12-31 | 2019-12-31 | 365 | 5.4139 | 5 | 0.41394
18284 | 11.76 | 1 | 2018-12-31 | 2019-12-31 | 365 | 13.4747 | 13 | 0.4747
18287 | 5.76 | 1 | 2018-12-31 | 2019-12-31 | 365 | 6.5999 | 6 | 0.59985
18288 | 4.5 | 1 | 2018-12-31 | 2019-12-31 | 365 | 5.1561 | 5 | 0.15614
18304 | 3.375 | 1 | 2018-12-31 | 2019-12-31 | 365 | 3.8671 | 3 | 0.8671
18310 | 5.28 | 1 | 2018-12-31 | 2019-12-31 | 365 | 6.0499 | 6 | 0.049866
18308 | 4.08 | 1 | 2018-12-31 | 2019-12-31 | 365 | 4.6749 | 4 | 0.6749
18314 | 3.84 | 1 | 2018-12-31 | 2019-12-31 | 365 | 4.3999 | 4 | 0.3999
18315 | 5.76 | 1 | 2018-12-31 | 2019-12-31 | 365 | 6.5999 | 6 | 0.59985
18316 | 8.775 | 1 | 2018-12-31 | 2019-12-31 | 365 | 10.0545 | 10 | 0.054465
18317 | 4.95 | 1 | 2018-12-31 | 2019-12-31 | 365 | 5.6717 | 5 | 0.67175
18321 | 6.3 | 1 | 2018-12-31 | 2019-12-31 | 365 | 7.2186 | 7 | 0.21859
18323 | 13.515 | 1 | 2018-12-31 | 2019-12-31 | 365 | 15.4856 | 15 | 0.4856
18327 | 5.52 | 1 | 2018-12-31 | 2019-12-31 | 365 | 6.3249 | 6 | 0.32486
18333 | 5.1 | 1 | 2018-12-31 | 2019-12-31 | 365 | 5.8436 | 5 | 0.84362
18352 | 6.3 | 1 | 2018-12-31 | 2019-12-31 | 365 | 7.2186 | 7 | 0.21859
18355 | 4.59 | 1 | 2018-12-31 | 2019-12-31 | 365 | 5.2593 | 5 | 0.25926
18357 | 5 | 1 | 2018-12-31 | 2019-12-31 | 365 | 5.729 | 5 | 0.72904
18359 | 4 | 1 | 2018-12-31 | 2019-12-31 | 365 | 4.5832 | 4 | 0.58323
18360 | 6.3 | 1 | 2018-12-31 | 2019-12-31 | 365 | 7.2186 | 7 | 0.21859
18369 | 7.5 | 1 | 2018-12-31 | 2019-12-31 | 365 | 8.5936 | 8 | 0.59356
18371 | 3.15 | 1 | 2018-12-31 | 2019-12-31 | 365 | 3.6093 | 3 | 0.6093
18372 | 5.28 | 1 | 2018-12-31 | 2019-12-31 | 365 | 6.0499 | 6 | 0.049866
18375 | 2.88 | 1 | 2018-12-31 | 2019-12-31 | 365 | 3.2999 | 3 | 0.29993
18378 | 4.725 | 1 | 2018-12-31 | 2019-12-31 | 365 | 5.4139 | 5 | 0.41394
18480 | 4.2 | 1 | 2018-12-31 | 2019-12-31 | 365 | 4.8124 | 4 | 0.81239
18495 | 6.48 | 1 | 2018-12-31 | 2019-12-31 | 365 | 7.4248 | 7 | 0.42484
18501 | 4.32 | 1 | 2018-12-31 | 2019-12-31 | 365 | 4.9499 | 4 | 0.94989
18146 | 3.36 | 1 | 2018-12-31 | 2019-12-31 | 365 | 3.8499 | 3 | 0.84991
18611 | 5.04 | 1 | 2018-12-31 | 2019-12-31 | 365 | 5.7749 | 5 | 0.77487
18617 | 6 | 1 | 2018-12-31 | 2019-12-31 | 365 | 6.8748 | 6 | 0.87485
18618 | 4.8 | 1 | 2018-12-31 | 2019-12-31 | 365 | 5.4999 | 5 | 0.49988
16699 | 110.825 | 0.9 | 2018-12-31 | 2019-12-31 | 365 | 114.2858 | 114 | 0.28575
18654 | 5.85 | 1 | 2018-12-31 | 2019-12-31 | 365 | 6.703 | 6 | 0.70298
18659 | 6.975 | 1 | 2018-12-31 | 2019-12-31 | 365 | 7.992 | 7 | 0.99201
18710 | 6.75 | 1 | 2018-12-31 | 2019-12-31 | 365 | 7.7342 | 7 | 0.7342
18714 | 6.3 | 1 | 2018-12-31 | 2019-12-31 | 365 | 7.2186 | 7 | 0.21859
18719 | 7.59 | 1 | 2018-12-31 | 2019-12-31 | 365 | 8.6967 | 8 | 0.69668
18078 | 5.28 | 1 | 2018-12-31 | 2019-12-31 | 365 | 6.0499 | 6 | 0.049866
18171 | 6.12 | 1 | 2018-12-31 | 2019-12-31 | 365 | 7.0123 | 7 | 0.012345
18786 | 10.675 | 1 | 2018-12-31 | 2019-12-31 | 365 | 12.2315 | 12 | 0.2315
18792 | 5.52 | 1 | 2018-12-31 | 2019-12-31 | 365 | 6.3249 | 6 | 0.32486
18805 | 6 | 1 | 2018-12-31 | 2019-12-31 | 365 | 6.8748 | 6 | 0.87485
18794 | 5.4 | 1 | 2018-12-31 | 2019-12-31 | 365 | 6.1874 | 6 | 0.18736
18807 | 4.8 | 1 | 2018-12-31 | 2019-12-31 | 365 | 5.4999 | 5 | 0.49988
18883 | 8.925 | 1 | 2018-12-31 | 2019-12-31 | 365 | 10.2263 | 10 | 0.22634
18886 | 4.05 | 1 | 2018-12-31 | 2019-12-31 | 365 | 4.6405 | 4 | 0.64052
18893 | 7.14 | 1 | 2018-12-31 | 2019-12-31 | 365 | 8.1811 | 8 | 0.18107
16687 | 4.02 | 1 | 2018-12-31 | 2019-12-31 | 365 | 4.6061 | 4 | 0.60615
16744 | 6 | 1 | 2018-12-31 | 2019-12-31 | 365 | 6.8748 | 6 | 0.87485
18908 | 9.69 | 1 | 2018-12-31 | 2019-12-31 | 365 | 11.1029 | 11 | 0.10288
18909 | 6.48 | 1 | 2018-12-31 | 2019-12-31 | 365 | 7.4248 | 7 | 0.42484
18911 | 6.3 | 1 | 2018-12-31 | 2019-12-31 | 365 | 7.2186 | 7 | 0.21859
18917 | 5.355 | 1 | 2018-12-31 | 2019-12-31 | 365 | 6.1358 | 6 | 0.1358
18919 | 4.75 | 1 | 2018-12-31 | 2019-12-31 | 365 | 5.4426 | 5 | 0.44259
18920 | 3.75 | 1 | 2018-12-31 | 2019-12-31 | 365 | 4.2968 | 4 | 0.29678
18934 | 5.76 | 1 | 2018-12-31 | 2019-12-31 | 365 | 6.5999 | 6 | 0.59985
18937 | 4.725 | 1 | 2018-12-31 | 2019-12-31 | 365 | 5.4139 | 5 | 0.41394
18974 | 5.175 | 1 | 2018-12-31 | 2019-12-31 | 365 | 5.9296 | 5 | 0.92956
18972 | 7.65 | 1 | 2018-12-31 | 2019-12-31 | 365 | 8.7654 | 8 | 0.76543
18976 | 5.4 | 1 | 2018-12-31 | 2019-12-31 | 365 | 6.1874 | 6 | 0.18736
18981 | 4.8 | 1 | 2018-12-31 | 2019-12-31 | 365 | 5.4999 | 5 | 0.49988
19003 | 6.075 | 1 | 2018-12-31 | 2019-12-31 | 365 | 6.9608 | 6 | 0.96078
19005 | 6.075 | 1 | 2018-12-31 | 2019-12-31 | 365 | 6.9608 | 6 | 0.96078
18216 | 6.24 | 1 | 2018-12-31 | 2019-12-31 | 365 | 7.1498 | 7 | 0.14984
19156 | 4 | 1 | 2018-12-31 | 2019-12-31 | 365 | 4.5832 | 4 | 0.58323
19157 | 13.2 | 1 | 2018-12-31 | 2019-12-31 | 365 | 15.1247 | 15 | 0.12467
19161 | 7.848 | 1 | 2018-12-31 | 2019-12-31 | 365 | 8.9923 | 8 | 0.9923
19158 | 12.753 | 1 | 2018-12-31 | 2019-12-31 | 365 | 14.6125 | 14 | 0.61249
19163 | 6.975 | 1 | 2018-12-31 | 2019-12-31 | 365 | 7.992 | 7 | 0.99201
19174 | 6.3 | 1 | 2018-12-31 | 2019-12-31 | 365 | 7.2186 | 7 | 0.21859
19164 | 3.825 | 1 | 2018-12-31 | 2019-12-31 | 365 | 4.3827 | 4 | 0.38272
19175 | 5.52 | 1 | 2018-12-31 | 2019-12-31 | 365 | 6.3249 | 6 | 0.32486
19187 | 3.6 | 1 | 2018-12-31 | 2019-12-31 | 365 | 4.1249 | 4 | 0.12491
19176 | 3.5 | 1 | 2018-12-31 | 2019-12-31 | 365 | 4.0103 | 4 | 0.010328
19188 | 6.24 | 1 | 2018-12-31 | 2019-12-31 | 365 | 7.1498 | 7 | 0.14984
19154 | 4.8 | 1 | 2018-12-31 | 2019-12-31 | 365 | 5.4999 | 5 | 0.49988
19181 | 3.6 | 1 | 2018-12-31 | 2019-12-31 | 365 | 4.1249 | 4 | 0.12491
19185 | 4.95 | 1 | 2018-12-31 | 2019-12-31 | 365 | 5.6717 | 5 | 0.67175
19189 | 3 | 1 | 2018-12-31 | 2019-12-31 | 365 | 3.4374 | 3 | 0.43742
19190 | 6.75 | 1 | 2018-12-31 | 2019-12-31 | 365 | 7.7342 | 7 | 0.7342
19192 | 3.84 | 1 | 2018-12-31 | 2019-12-31 | 365 | 4.3999 | 4 | 0.3999
19236 | 5.52 | 1 | 2018-12-31 | 2019-12-31 | 365 | 6.3249 | 6 | 0.32486
19387 | 3.825 | 1 | 2018-12-31 | 2019-12-31 | 365 | 4.3827 | 4 | 0.38272
19409 | 6.12 | 1 | 2018-12-31 | 2019-12-31 | 365 | 7.0123 | 7 | 0.012345
19160 | 10.335 | 1 | 2018-12-31 | 2019-12-31 | 365 | 11.8419 | 11 | 0.84193
19550 | 6.867 | 1 | 2018-12-31 | 2019-12-31 | 365 | 7.8683 | 7 | 0.86826
16508 | 8.71 | 1 | 2018-12-31 | 2019-12-31 | 365 | 9.98 | 9 | 0.97999
17910 | 5.6 | 1 | 2018-12-31 | 2019-12-31 | 365 | 6.4165 | 6 | 0.41652
18228 | 4.69 | 1 | 2018-12-31 | 2019-12-31 | 365 | 5.3738 | 5 | 0.37384
18258 | 12.24 | 1 | 2018-12-31 | 2019-12-31 | 365 | 14.0247 | 14 | 0.02469
19261 | 4.25 | 1 | 2018-12-31 | 2019-12-31 | 365 | 4.8697 | 4 | 0.86968
19719 | 9.9 | 1 | 2018-12-31 | 2019-12-31 | 365 | 11.3435 | 11 | 0.3435
19262 | 7 | 1 | 2018-12-31 | 2019-12-31 | 365 | 8.0207 | 8 | 0.020656
19720 | 5.76 | 1 | 2018-12-31 | 2019-12-31 | 365 | 6.5999 | 6 | 0.59985
19358 | 5.28 | 1 | 2018-12-31 | 2019-12-31 | 365 | 6.0499 | 6 | 0.049866
19372 | 109.2 | 0.9 | 2018-12-31 | 2019-12-31 | 365 | 112.61 | 112 | 0.61001
19712 | 4.95 | 1 | 2018-12-31 | 2019-12-31 | 365 | 5.6717 | 5 | 0.67175
18897 | 5.04 | 1 | 2018-12-31 | 2019-12-31 | 365 | 5.7749 | 5 | 0.77487
19715 | 4.5 | 1 | 2018-12-31 | 2019-12-31 | 365 | 5.1561 | 5 | 0.15614
19260 | 3.84 | 1 | 2018-12-31 | 2019-12-31 | 365 | 4.3999 | 4 | 0.3999
18217 | 9.156 | 1 | 2018-12-31 | 2019-12-31 | 365 | 10.491 | 10 | 0.49102
18244 | 3.575 | 1 | 2018-12-31 | 2019-12-31 | 365 | 4.0963 | 4 | 0.096264
18330 | 6 | 1 | 2018-12-31 | 2019-12-31 | 365 | 6.8748 | 6 | 0.87485
17163 | 3 | 1 | 2018-12-31 | 2019-12-31 | 365 | 3.4374 | 3 | 0.43742
18918 | 2.4 | 1 | 2018-12-31 | 2019-12-31 | 365 | 2.7499 | 2 | 0.74994
19183 | 3.84 | 1 | 2018-12-31 | 2019-12-31 | 365 | 4.3999 | 4 | 0.3999
19369 | 9.6 | 1 | 2018-12-31 | 2019-12-31 | 365 | 10.9998 | 10 | 0.99976
19385 | 9 | 1 | 2018-12-31 | 2019-12-31 | 365 | 10.3123 | 10 | 0.31227
19390 | 5.4 | 1 | 2018-12-31 | 2019-12-31 | 365 | 6.1874 | 6 | 0.18736
19588 | 5.85 | 1 | 2018-12-31 | 2019-12-31 | 365 | 6.703 | 6 | 0.70298
19592 | 2.4 | 1 | 2018-12-31 | 2019-12-31 | 365 | 2.7499 | 2 | 0.74994
19591 | 6.3 | 1 | 2018-12-31 | 2019-12-31 | 365 | 7.2186 | 7 | 0.21859
19581 | 5.625 | 1 | 2018-12-31 | 2019-12-31 | 365 | 6.4452 | 6 | 0.44517
19578 | 9.6 | 1 | 2018-12-31 | 2019-12-31 | 365 | 10.9998 | 10 | 0.99976
19612 | 10.2 | 1 | 2018-12-31 | 2019-12-31 | 365 | 11.6872 | 11 | 0.68724
18808 | 5.76 | 1 | 2018-12-31 | 2019-12-31 | 365 | 6.5999 | 6 | 0.59985
19585 | 3.35 | 1 | 2018-12-31 | 2019-12-31 | 365 | 3.8385 | 3 | 0.83846
19610 | 19.2 | 1 | 2018-12-31 | 2019-12-31 | 365 | 21.9995 | 21 | 0.99951
19608 | 5.04 | 1 | 2018-12-31 | 2019-12-31 | 365 | 5.7749 | 5 | 0.77487
19611 | 7.8 | 1 | 2018-12-31 | 2019-12-31 | 365 | 8.9373 | 8 | 0.9373
19725 | 3.15 | 1 | 2018-12-31 | 2019-12-31 | 365 | 3.6093 | 3 | 0.6093
18915 | 7.98 | 1 | 2018-12-31 | 2019-12-31 | 365 | 9.1435 | 9 | 0.14355
19757 | 5.85 | 1 | 2018-12-31 | 2019-12-31 | 365 | 6.703 | 6 | 0.70298
19743 | 5.1 | 1 | 2018-12-31 | 2019-12-31 | 365 | 5.8436 | 5 | 0.84362
19748 | 5.4 | 1 | 2018-12-31 | 2019-12-31 | 365 | 6.1874 | 6 | 0.18736
19736 | 11.13 | 1 | 2018-12-31 | 2019-12-31 | 365 | 12.7528 | 12 | 0.75284
20423 | 3 | 1 | 2018-12-31 | 2019-12-31 | 365 | 3.4374 | 3 | 0.43742
20248 | 4.725 | 1 | 2018-12-31 | 2019-12-31 | 365 | 5.4139 | 5 | 0.41394
16671 | 4.59 | 1 | 2018-12-31 | 2019-12-31 | 365 | 5.2593 | 5 | 0.25926
18788 | 4.32 | 1 | 2018-12-31 | 2019-12-31 | 365 | 4.9499 | 4 | 0.94989
18939 | 5.4 | 1 | 2018-12-31 | 2019-12-31 | 365 | 6.1874 | 6 | 0.18736
19709 | 9.36 | 1 | 2018-12-31 | 2019-12-31 | 365 | 10.7248 | 10 | 0.72476
20060 | 7.44 | 1 | 2018-12-31 | 2019-12-31 | 365 | 8.5248 | 8 | 0.52481
18324 | 6.54 | 1 | 2018-12-31 | 2019-12-31 | 365 | 7.4936 | 7 | 0.49358
19162 | 5.232 | 1 | 2018-12-31 | 2019-12-31 | 365 | 5.9949 | 5 | 0.99487
13629 | 10.8 | 1 | 2018-12-31 | 2019-12-31 | 365 | 12.3747 | 12 | 0.37473
18193 | 8.96 | 1 | 2018-12-31 | 2019-12-31 | 365 | 10.2664 | 10 | 0.26644
16547 | 4.08 | 1 | 2018-12-31 | 2019-12-31 | 365 | 4.6749 | 4 | 0.6749
15476 | 5.67 | 1 | 2018-12-31 | 2019-12-31 | 365 | 6.4967 | 6 | 0.49673
16297 | 5.1 | 1 | 2018-12-31 | 2019-12-31 | 365 | 5.8436 | 5 | 0.84362
16338 | 9.18 | 1 | 2018-12-31 | 2019-12-31 | 365 | 10.5185 | 10 | 0.51852
15486 | 3.825 | 1 | 2018-12-31 | 2019-12-31 | 365 | 4.3827 | 4 | 0.38272
16331 | 7.705 | 1 | 2018-12-31 | 2019-12-31 | 365 | 8.8285 | 8 | 0.82845
15847 | 10.84 | 1 | 2018-12-31 | 2019-12-31 | 365 | 12.4206 | 12 | 0.42056
15851 | 5.31 | 1 | 2018-12-31 | 2019-12-31 | 365 | 6.0842 | 6 | 0.08424
16790 | 4.2 | 1 | 2018-12-31 | 2019-12-31 | 365 | 4.8124 | 4 | 0.81239
18889 | 9.66 | 1 | 2018-12-31 | 2019-12-31 | 365 | 11.0685 | 11 | 0.068505
18895 | 2.943 | 1 | 2018-12-31 | 2019-12-31 | 365 | 3.3721 | 3 | 0.37211
13204 | 1.4 | 1 | 2018-12-31 | 2019-12-31 | 365 | 1.6041 | 1 | 0.60413
16753 | 4.485 | 1 | 2018-12-31 | 2019-12-31 | 365 | 5.1389 | 5 | 0.13895
13622 | 3.597 | 1 | 2018-12-31 | 2019-12-31 | 365 | 4.1215 | 4 | 0.12147
18979 | 4.905 | 1 | 2018-12-31 | 2019-12-31 | 365 | 5.6202 | 5 | 0.62019
13385 | 11 | 1 | 2018-12-31 | 2019-12-31 | 365 | 12.6039 | 12 | 0.60389
18245 | 24.705 | 1 | 2018-12-31 | 2019-12-31 | 365 | 28.3072 | 28 | 0.30719
18259 | 5.2 | 1 | 2018-12-31 | 2019-12-31 | 365 | 5.9582 | 5 | 0.9582
12328 | 27.45 | 0.9 | 2018-12-31 | 2019-12-31 | 365 | 28.3072 | 28 | 0.30719
17189 | 13.44 | 1 | 2018-12-31 | 2019-12-31 | 365 | 15.3997 | 15 | 0.39966
17909 | 7.42 | 1 | 2018-12-31 | 2019-12-31 | 365 | 8.5019 | 8 | 0.5019
18277 | 0.6 | 1 | 2018-12-31 | 2019-12-31 | 365 | 0.68748 | 0 | 0.68748
18363 | 4.16 | 1 | 2018-12-31 | 2019-12-31 | 365 | 4.7666 | 4 | 0.76656
14502 | 181.17 | 0.9 | 2018-12-31 | 2019-12-31 | 365 | 186.8274 | 186 | 0.82743
18124 | 9.6 | 1 | 2018-12-31 | 2019-12-31 | 365 | 10.9998 | 10 | 0.99976
13461 | 8.25 | 1 | 2018-12-31 | 2019-12-31 | 365 | 9.4529 | 9 | 0.45292
16300 | 7.15 | 1 | 2018-12-31 | 2019-12-31 | 365 | 8.1925 | 8 | 0.19253
16533 | 6.9 | 1 | 2018-12-31 | 2019-12-31 | 365 | 7.9061 | 7 | 0.90608
16641 | 4.4 | 1 | 2018-12-31 | 2019-12-31 | 365 | 5.0416 | 5 | 0.041555
15542 | 11.97 | 1 | 2018-12-31 | 2019-12-31 | 365 | 13.7153 | 13 | 0.71532
17988 | 23.1 | 1 | 2018-12-31 | 2019-12-31 | 365 | 26.4682 | 26 | 0.46816
23701 | 6.9 | 1 | 2018-12-31 | 2019-12-31 | 365 | 7.9061 | 7 | 0.90608
29425 | 9.99 | 1 | 2018-12-31 | 2019-12-31 | 365 | 11.4466 | 11 | 0.44662
16474 | 5.61 | 1 | 2018-12-31 | 2019-12-31 | 365 | 6.428 | 6 | 0.42798
16567 | 2.55 | 1 | 2018-12-31 | 2019-12-31 | 365 | 2.9218 | 2 | 0.92181
18614 | 2.295 | 1 | 2018-12-31 | 2019-12-31 | 365 | 2.6296 | 2 | 0.62963
14915 | 5.5 | 1 | 2018-12-31 | 2019-12-31 | 365 | 6.3019 | 6 | 0.30194
18477 | 3.18 | 1 | 2018-12-31 | 2019-12-31 | 365 | 3.6437 | 3 | 0.64367
14409 | 8.06 | 1 | 2018-12-31 | 2019-12-31 | 365 | 9.2352 | 9 | 0.23521
4885 | 103 | 0.9 | 2018-12-31 | 2019-12-31 | 365 | 106.2164 | 106 | 0.2164
20251 | 8.25 | 1 | 2018-12-31 | 2019-12-31 | 365 | 9.4529 | 9 | 0.45292
19579 | 11.2 | 1 | 2018-12-31 | 2019-12-31 | 365 | 12.833 | 12 | 0.83305
20061 | 5.6 | 1 | 2018-12-31 | 2019-12-31 | 365 | 6.4165 | 6 | 0.41652
19705 | 9.9 | 1 | 2018-12-31 | 2019-12-31 | 365 | 11.3435 | 11 | 0.3435
16505 | 5.7 | 1 | 2018-12-31 | 2019-12-31 | 365 | 6.5311 | 6 | 0.53111
9429 | 49.5 | 0.9 | 2018-12-31 | 2019-12-31 | 365 | 51.0457 | 51 | 0.045746
19000 | 4.06 | 1 | 2018-12-31 | 2019-12-31 | 365 | 4.652 | 4 | 0.65198
15470 | 6.84 | 1 | 2018-12-31 | 2019-12-31 | 365 | 7.8373 | 7 | 0.83733
19173 | 12.426 | 1 | 2018-12-31 | 2019-12-31 | 365 | 14.2378 | 14 | 0.23781
19184 | 3.6 | 1 | 2018-12-31 | 2019-12-31 | 365 | 4.1249 | 4 | 0.12491
19186 | 6.24 | 1 | 2018-12-31 | 2019-12-31 | 365 | 7.1498 | 7 | 0.14984
19363 | 3.25 | 1 | 2018-12-31 | 2019-12-31 | 365 | 3.7239 | 3 | 0.72388
19365 | 5.559 | 1 | 2018-12-31 | 2019-12-31 | 365 | 6.3695 | 6 | 0.36955
19367 | 5.6 | 1 | 2018-12-31 | 2019-12-31 | 365 | 6.4165 | 6 | 0.41652
19258 | 4.5 | 1 | 2018-12-31 | 2019-12-31 | 365 | 5.1561 | 5 | 0.15614
19389 | 7.245 | 1 | 2018-12-31 | 2019-12-31 | 365 | 8.3014 | 8 | 0.30138
19359 | 5.175 | 1 | 2018-12-31 | 2019-12-31 | 365 | 5.9296 | 5 | 0.92956
19475 | 8.4 | 1 | 2018-12-31 | 2019-12-31 | 365 | 9.6248 | 9 | 0.62479
16013 | 4.725 | 1 | 2018-12-31 | 2019-12-31 | 365 | 5.4139 | 5 | 0.41394
19159 | 4.59 | 1 | 2018-12-31 | 2019-12-31 | 365 | 5.2593 | 5 | 0.25926
7569 | 353.925 | 0.9 | 2018-12-31 | 2019-12-31 | 365 | 364.9771 | 364 | 0.97709
7567 | 414.7 | 0.9 | 2018-12-31 | 2019-12-31 | 365 | 427.6499 | 427 | 0.64992
19086 | 6.12 | 1 | 2018-12-31 | 2019-12-31 | 365 | 7.0123 | 7 | 0.012345
19008 | 12 | 1 | 2018-12-31 | 2019-12-31 | 365 | 13.7497 | 13 | 0.7497
19010 | 5.04 | 1 | 2018-12-31 | 2019-12-31 | 365 | 5.7749 | 5 | 0.77487
19041 | 10.065 | 1 | 2018-12-31 | 2019-12-31 | 365 | 11.5326 | 11 | 0.53256
19044 | 7.15 | 1 | 2018-12-31 | 2019-12-31 | 365 | 8.1925 | 8 | 0.19253
19047 | 4.48 | 1 | 2018-12-31 | 2019-12-31 | 365 | 5.1332 | 5 | 0.13322
18233 | 7.28 | 1 | 2018-12-31 | 2019-12-31 | 365 | 8.3415 | 8 | 0.34148
19083 | 13.734 | 1 | 2018-12-31 | 2019-12-31 | 365 | 15.7365 | 15 | 0.73653
19167 | 12.19 | 1 | 2018-12-31 | 2019-12-31 | 365 | 13.9674 | 13 | 0.9674
19169 | 10.791 | 1 | 2018-12-31 | 2019-12-31 | 365 | 12.3644 | 12 | 0.36441
18489 | 1.925 | 1 | 2018-12-31 | 2019-12-31 | 365 | 2.2057 | 2 | 0.20568
19101 | 3.5 | 1 | 2018-12-31 | 2019-12-31 | 365 | 4.0103 | 4 | 0.010328
19094 | 7.28 | 1 | 2018-12-31 | 2019-12-31 | 365 | 8.3415 | 8 | 0.34148
19092 | 5.6 | 1 | 2018-12-31 | 2019-12-31 | 365 | 6.4165 | 6 | 0.41652
19089 | 8.175 | 1 | 2018-12-31 | 2019-12-31 | 365 | 9.367 | 9 | 0.36698
18485 | 5.5 | 1 | 2018-12-31 | 2019-12-31 | 365 | 6.3019 | 6 | 0.30194
19470 | 10 | 1 | 2018-12-31 | 2019-12-31 | 365 | 11.4581 | 11 | 0.45808
18305 | 7.2 | 1 | 2018-12-31 | 2019-12-31 | 365 | 8.2498 | 8 | 0.24982
19583 | 5.2 | 1 | 2018-12-31 | 2019-12-31 | 365 | 5.9582 | 5 | 0.9582
19508 | 13.72 | 1 | 2018-12-31 | 2019-12-31 | 365 | 15.7205 | 15 | 0.72049
19589 | 9.35 | 1 | 2018-12-31 | 2019-12-31 | 365 | 10.7133 | 10 | 0.7133
19580 | 4.76 | 1 | 2018-12-31 | 2019-12-31 | 365 | 5.454 | 5 | 0.45405
19618 | 6.72 | 1 | 2018-12-31 | 2019-12-31 | 365 | 7.6998 | 7 | 0.69983
19623 | 13.26 | 1 | 2018-12-31 | 2019-12-31 | 365 | 15.1934 | 15 | 0.19341
19644 | 12.753 | 1 | 2018-12-31 | 2019-12-31 | 365 | 14.6125 | 14 | 0.61249
19646 | 5 | 1 | 2018-12-31 | 2019-12-31 | 365 | 5.729 | 5 | 0.72904
19694 | 8.4 | 1 | 2018-12-31 | 2019-12-31 | 365 | 9.6248 | 9 | 0.62479
19698 | 13.42 | 1 | 2018-12-31 | 2019-12-31 | 365 | 15.3767 | 15 | 0.37674
19731 | 7.5 | 1 | 2018-12-31 | 2019-12-31 | 365 | 8.5936 | 8 | 0.59356
20584 | 6 | 1 | 2018-12-31 | 2019-12-31 | 365 | 6.8748 | 6 | 0.87485
19868 | 8.96 | 1 | 2018-12-31 | 2019-12-31 | 365 | 10.2664 | 10 | 0.26644
19259 | 3.92 | 1 | 2018-12-31 | 2019-12-31 | 365 | 4.4916 | 4 | 0.49157
19728 | 6 | 1 | 2018-12-31 | 2019-12-31 | 365 | 6.8748 | 6 | 0.87485
20074 | 6.16 | 1 | 2018-12-31 | 2019-12-31 | 365 | 7.0582 | 7 | 0.058177
20075 | 7.848 | 1 | 2018-12-31 | 2019-12-31 | 365 | 8.9923 | 8 | 0.9923
20079 | 6.75 | 1 | 2018-12-31 | 2019-12-31 | 365 | 7.7342 | 7 | 0.7342
20190 | 7.65 | 1 | 2018-12-31 | 2019-12-31 | 365 | 8.7654 | 8 | 0.76543
20258 | 8.91 | 1 | 2018-12-31 | 2019-12-31 | 365 | 10.2091 | 10 | 0.20915
19590 | 6.16 | 1 | 2018-12-31 | 2019-12-31 | 365 | 7.0582 | 7 | 0.058177
17748 | 6 | 1 | 2018-12-31 | 2019-12-31 | 365 | 6.8748 | 6 | 0.87485
17778 | 6 | 1 | 2018-12-31 | 2019-12-31 | 365 | 6.8748 | 6 | 0.87485
17782 | 6 | 1 | 2018-12-31 | 2019-12-31 | 365 | 6.8748 | 6 | 0.87485
17785 | 4.8 | 1 | 2018-12-31 | 2019-12-31 | 365 | 5.4999 | 5 | 0.49988
17788 | 4.2 | 1 | 2018-12-31 | 2019-12-31 | 365 | 4.8124 | 4 | 0.81239
17853 | 5.4 | 1 | 2018-12-31 | 2019-12-31 | 365 | 6.1874 | 6 | 0.18736
19004 | 6 | 1 | 2018-12-31 | 2019-12-31 | 365 | 6.8748 | 6 | 0.87485
19695 | 12 | 1 | 2018-12-31 | 2019-12-31 | 365 | 13.7497 | 13 | 0.7497
19165 | 8.215 | 1 | 2018-12-31 | 2019-12-31 | 365 | 9.4128 | 9 | 0.41281
18647 | 9.81 | 1 | 2018-12-31 | 2019-12-31 | 365 | 11.2404 | 11 | 0.24038
19732 | 6.75 | 1 | 2018-12-31 | 2019-12-31 | 365 | 7.7342 | 7 | 0.7342
19717 | 5.52 | 1 | 2018-12-31 | 2019-12-31 | 365 | 6.3249 | 6 | 0.32486
19762 | 5.4 | 1 | 2018-12-31 | 2019-12-31 | 365 | 6.1874 | 6 | 0.18736
19691 | 8.4 | 1 | 2018-12-31 | 2019-12-31 | 365 | 9.6248 | 9 | 0.62479
19865 | 9.12 | 1 | 2018-12-31 | 2019-12-31 | 365 | 10.4498 | 10 | 0.44977
19266 | 3.36 | 1 | 2018-12-31 | 2019-12-31 | 365 | 3.8499 | 3 | 0.84991
23102 | 7.2 | 1 | 2018-12-31 | 2019-12-31 | 365 | 8.2498 | 8 | 0.24982
21122 | 12.3 | 1 | 2018-12-31 | 2019-12-31 | 365 | 14.0934 | 14 | 0.093438
21123 | 8.54 | 1 | 2018-12-31 | 2019-12-31 | 365 | 9.7852 | 9 | 0.7852
21127 | 5.4 | 1 | 2018-12-31 | 2019-12-31 | 365 | 6.1874 | 6 | 0.18736
21128 | 6.975 | 1 | 2018-12-31 | 2019-12-31 | 365 | 7.992 | 7 | 0.99201
21130 | 3.92 | 1 | 2018-12-31 | 2019-12-31 | 365 | 4.4916 | 4 | 0.49157
21131 | 5.795 | 1 | 2018-12-31 | 2019-12-31 | 365 | 6.64 | 6 | 0.63996
21132 | 12.1 | 1 | 2018-12-31 | 2019-12-31 | 365 | 13.8643 | 13 | 0.86428
19770 | 14.28 | 1 | 2018-12-31 | 2019-12-31 | 365 | 16.3621 | 16 | 0.36214
21145 | 6.6 | 1 | 2018-12-31 | 2019-12-31 | 365 | 7.5623 | 7 | 0.56233
21143 | 7.5 | 1 | 2018-12-31 | 2019-12-31 | 365 | 8.5936 | 8 | 0.59356
21154 | 6.72 | 1 | 2018-12-31 | 2019-12-31 | 365 | 7.6998 | 7 | 0.69983
21164 | 7.245 | 1 | 2018-12-31 | 2019-12-31 | 365 | 8.3014 | 8 | 0.30138
21168 | 6.72 | 1 | 2018-12-31 | 2019-12-31 | 365 | 7.6998 | 7 | 0.69983
21172 | 8.502 | 1 | 2018-12-31 | 2019-12-31 | 365 | 9.7417 | 9 | 0.74166
21174 | 6.9 | 1 | 2018-12-31 | 2019-12-31 | 365 | 7.9061 | 7 | 0.90608
21177 | 14.49 | 1 | 2018-12-31 | 2019-12-31 | 365 | 16.6028 | 16 | 0.60276
21251 | 2.8 | 1 | 2018-12-31 | 2019-12-31 | 365 | 3.2083 | 3 | 0.20826
21146 | 14.4 | 1 | 2018-12-31 | 2019-12-31 | 365 | 16.4996 | 16 | 0.49964
21310 | 9.975 | 1 | 2018-12-31 | 2019-12-31 | 365 | 11.4294 | 11 | 0.42943
21312 | 9.156 | 1 | 2018-12-31 | 2019-12-31 | 365 | 10.491 | 10 | 0.49102
21388 | 4.5 | 1 | 2018-12-31 | 2019-12-31 | 365 | 5.1561 | 5 | 0.15614
21389 | 9.8 | 1 | 2018-12-31 | 2019-12-31 | 365 | 11.2289 | 11 | 0.22892
21392 | 3 | 1 | 2018-12-31 | 2019-12-31 | 365 | 3.4374 | 3 | 0.43742
21390 | 7.2 | 1 | 2018-12-31 | 2019-12-31 | 365 | 8.2498 | 8 | 0.24982
21393 | 19.8 | 1 | 2018-12-31 | 2019-12-31 | 365 | 22.687 | 22 | 0.687
21394 | 8.925 | 1 | 2018-12-31 | 2019-12-31 | 365 | 10.2263 | 10 | 0.22634
21399 | 6 | 1 | 2018-12-31 | 2019-12-31 | 365 | 6.8748 | 6 | 0.87485
21403 | 8.64 | 1 | 2018-12-31 | 2019-12-31 | 365 | 9.8998 | 9 | 0.89978
21404 | 2.7 | 1 | 2018-12-31 | 2019-12-31 | 365 | 3.0937 | 3 | 0.093682
21405 | 7.425 | 1 | 2018-12-31 | 2019-12-31 | 365 | 8.5076 | 8 | 0.50762
21406 | 3.6 | 1 | 2018-12-31 | 2019-12-31 | 365 | 4.1249 | 4 | 0.12491
21407 | 4.95 | 1 | 2018-12-31 | 2019-12-31 | 365 | 5.6717 | 5 | 0.67175
21739 | 8.1 | 1 | 2018-12-31 | 2019-12-31 | 365 | 9.281 | 9 | 0.28104
21747 | 11.88 | 1 | 2018-12-31 | 2019-12-31 | 365 | 13.6122 | 13 | 0.6122
21755 | 11.07 | 1 | 2018-12-31 | 2019-12-31 | 365 | 12.6841 | 12 | 0.68409
21769 | 9.52 | 1 | 2018-12-31 | 2019-12-31 | 365 | 10.9081 | 10 | 0.90809
21804 | 6.44 | 1 | 2018-12-31 | 2019-12-31 | 365 | 7.379 | 7 | 0.379
19239 | 4.95 | 1 | 2018-12-31 | 2019-12-31 | 365 | 5.6717 | 5 | 0.67175
17855 | 7.2 | 1 | 2018-12-31 | 2019-12-31 | 365 | 8.2498 | 8 | 0.24982
20869 | 9.156 | 1 | 2018-12-31 | 2019-12-31 | 365 | 10.491 | 10 | 0.49102
21684 | 4.59 | 1 | 2018-12-31 | 2019-12-31 | 365 | 5.2593 | 5 | 0.25926
21686 | 7.84 | 1 | 2018-12-31 | 2019-12-31 | 365 | 8.9831 | 8 | 0.98313
21690 | 4.5 | 1 | 2018-12-31 | 2019-12-31 | 365 | 5.1561 | 5 | 0.15614
21705 | 4.5 | 1 | 2018-12-31 | 2019-12-31 | 365 | 5.1561 | 5 | 0.15614
21726 | 7.905 | 1 | 2018-12-31 | 2019-12-31 | 365 | 9.0576 | 9 | 0.057612
21730 | 4.578 | 1 | 2018-12-31 | 2019-12-31 | 365 | 5.2455 | 5 | 0.24551
20859 | 17.004 | 1 | 2018-12-31 | 2019-12-31 | 365 | 19.4833 | 19 | 0.48332
21735 | 9.72 | 1 | 2018-12-31 | 2019-12-31 | 365 | 11.1373 | 11 | 0.13725
20918 | 11.34 | 1 | 2018-12-31 | 2019-12-31 | 365 | 12.9935 | 12 | 0.99346
20580 | 4.2 | 1 | 2018-12-31 | 2019-12-31 | 365 | 4.8124 | 4 | 0.81239
20912 | 8.829 | 1 | 2018-12-31 | 2019-12-31 | 365 | 10.1163 | 10 | 0.11634
20911 | 5.32 | 1 | 2018-12-31 | 2019-12-31 | 365 | 6.0957 | 6 | 0.095699
20853 | 51.993 | 0.9 | 2018-12-31 | 2019-12-31 | 365 | 53.6166 | 53 | 0.6166
19155 | 26.4 | 1 | 2018-12-31 | 2019-12-31 | 365 | 30.2493 | 30 | 0.24933
21408 | 3.825 | 1 | 2018-12-31 | 2019-12-31 | 365 | 4.3827 | 4 | 0.38272
21556 | 5.6 | 1 | 2018-12-31 | 2019-12-31 | 365 | 6.4165 | 6 | 0.41652
21561 | 8.502 | 1 | 2018-12-31 | 2019-12-31 | 365 | 9.7417 | 9 | 0.74166
21570 | 5.6 | 1 | 2018-12-31 | 2019-12-31 | 365 | 6.4165 | 6 | 0.41652
20908 | 33.6 | 0.9 | 2018-12-31 | 2019-12-31 | 365 | 34.6492 | 34 | 0.64923
21240 | 7.84 | 1 | 2018-12-31 | 2019-12-31 | 365 | 8.9831 | 8 | 0.98313
21242 | 7.695 | 1 | 2018-12-31 | 2019-12-31 | 365 | 8.817 | 8 | 0.81699
21246 | 12 | 1 | 2018-12-31 | 2019-12-31 | 365 | 13.7497 | 13 | 0.7497
21401 | 1.1 | 1 | 2018-12-31 | 2019-12-31 | 365 | 1.2604 | 1 | 0.26039
22272 | 79.8 | 0.9 | 2018-12-31 | 2019-12-31 | 365 | 82.2919 | 82 | 0.29193
22275 | 9.156 | 1 | 2018-12-31 | 2019-12-31 | 365 | 10.491 | 10 | 0.49102
22276 | 9.18 | 1 | 2018-12-31 | 2019-12-31 | 365 | 10.5185 | 10 | 0.51852
22634 | 6.24 | 1 | 2018-12-31 | 2019-12-31 | 365 | 7.1498 | 7 | 0.14984
22636 | 5.13 | 1 | 2018-12-31 | 2019-12-31 | 365 | 5.878 | 5 | 0.878
22692 | 5.2 | 1 | 2018-12-31 | 2019-12-31 | 365 | 5.9582 | 5 | 0.9582
22694 | 2.75 | 1 | 2018-12-31 | 2019-12-31 | 365 | 3.151 | 3 | 0.15097
22695 | 3.85 | 1 | 2018-12-31 | 2019-12-31 | 365 | 4.4114 | 4 | 0.41136
22696 | 12.255 | 1 | 2018-12-31 | 2019-12-31 | 365 | 14.0419 | 14 | 0.041877
22697 | 5.32 | 1 | 2018-12-31 | 2019-12-31 | 365 | 6.0957 | 6 | 0.095699
22705 | 4.76 | 1 | 2018-12-31 | 2019-12-31 | 365 | 5.454 | 5 | 0.45405
22699 | 9.8 | 1 | 2018-12-31 | 2019-12-31 | 365 | 11.2289 | 11 | 0.22892
22701 | 3.85 | 1 | 2018-12-31 | 2019-12-31 | 365 | 4.4114 | 4 | 0.41136
22702 | 6.12 | 1 | 2018-12-31 | 2019-12-31 | 365 | 7.0123 | 7 | 0.012345
21954 | 13.44 | 1 | 2018-12-31 | 2019-12-31 | 365 | 15.3997 | 15 | 0.39966
21955 | 13.72 | 1 | 2018-12-31 | 2019-12-31 | 365 | 15.7205 | 15 | 0.72049
21957 | 5.355 | 1 | 2018-12-31 | 2019-12-31 | 365 | 6.1358 | 6 | 0.1358
21958 | 5.625 | 1 | 2018-12-31 | 2019-12-31 | 365 | 6.4452 | 6 | 0.44517
21959 | 5.4 | 1 | 2018-12-31 | 2019-12-31 | 365 | 6.1874 | 6 | 0.18736
21960 | 4.88 | 1 | 2018-12-31 | 2019-12-31 | 365 | 5.5915 | 5 | 0.59154
21961 | 6.12 | 1 | 2018-12-31 | 2019-12-31 | 365 | 7.0123 | 7 | 0.012345
21962 | 4.2 | 1 | 2018-12-31 | 2019-12-31 | 365 | 4.8124 | 4 | 0.81239
22008 | 9 | 1 | 2018-12-31 | 2019-12-31 | 365 | 10.3123 | 10 | 0.31227
22010 | 5.4 | 1 | 2018-12-31 | 2019-12-31 | 365 | 6.1874 | 6 | 0.18736
22013 | 3.75 | 1 | 2018-12-31 | 2019-12-31 | 365 | 4.2968 | 4 | 0.29678
22022 | 6.72 | 1 | 2018-12-31 | 2019-12-31 | 365 | 7.6998 | 7 | 0.69983
22027 | 9.8 | 1 | 2018-12-31 | 2019-12-31 | 365 | 11.2289 | 11 | 0.22892
21677 | 7.521 | 1 | 2018-12-31 | 2019-12-31 | 365 | 8.6176 | 8 | 0.61762
22832 | 6.12 | 1 | 2018-12-31 | 2019-12-31 | 365 | 7.0123 | 7 | 0.012345
22834 | 21.45 | 1 | 2018-12-31 | 2019-12-31 | 365 | 24.5776 | 24 | 0.57758
22835 | 2.8 | 1 | 2018-12-31 | 2019-12-31 | 365 | 3.2083 | 3 | 0.20826
22836 | 6.3 | 1 | 2018-12-31 | 2019-12-31 | 365 | 7.2186 | 7 | 0.21859
22838 | 6.12 | 1 | 2018-12-31 | 2019-12-31 | 365 | 7.0123 | 7 | 0.012345
22839 | 6.72 | 1 | 2018-12-31 | 2019-12-31 | 365 | 7.6998 | 7 | 0.69983
22845 | 13.5 | 1 | 2018-12-31 | 2019-12-31 | 365 | 15.4684 | 15 | 0.46841
22848 | 7.695 | 1 | 2018-12-31 | 2019-12-31 | 365 | 8.817 | 8 | 0.81699
22853 | 5.1 | 1 | 2018-12-31 | 2019-12-31 | 365 | 5.8436 | 5 | 0.84362
22898 | 4.5 | 1 | 2018-12-31 | 2019-12-31 | 365 | 5.1561 | 5 | 0.15614
22899 | 12 | 1 | 2018-12-31 | 2019-12-31 | 365 | 13.7497 | 13 | 0.7497
22900 | 3.24 | 1 | 2018-12-31 | 2019-12-31 | 365 | 3.7124 | 3 | 0.71242
22902 | 5.1 | 1 | 2018-12-31 | 2019-12-31 | 365 | 5.8436 | 5 | 0.84362
19689 | 4.83 | 1 | 2018-12-31 | 2019-12-31 | 365 | 5.5343 | 5 | 0.53425
23265 | 5.72 | 1 | 2018-12-31 | 2019-12-31 | 365 | 6.554 | 6 | 0.55402
23267 | 6.24 | 1 | 2018-12-31 | 2019-12-31 | 365 | 7.1498 | 7 | 0.14984
23271 | 6.16 | 1 | 2018-12-31 | 2019-12-31 | 365 | 7.0582 | 7 | 0.058177
23275 | 6.3 | 1 | 2018-12-31 | 2019-12-31 | 365 | 7.2186 | 7 | 0.21859
23280 | 4.845 | 1 | 2018-12-31 | 2019-12-31 | 365 | 5.5514 | 5 | 0.55144
23283 | 5.61 | 1 | 2018-12-31 | 2019-12-31 | 365 | 6.428 | 6 | 0.42798
23286 | 4.68 | 1 | 2018-12-31 | 2019-12-31 | 365 | 5.3624 | 5 | 0.36238
23287 | 4.59 | 1 | 2018-12-31 | 2019-12-31 | 365 | 5.2593 | 5 | 0.25926
21801 | 8.855 | 1 | 2018-12-31 | 2019-12-31 | 365 | 10.1461 | 10 | 0.14613
21953 | 7.83 | 1 | 2018-12-31 | 2019-12-31 | 365 | 8.9717 | 8 | 0.97168
22496 | 9.156 | 1 | 2018-12-31 | 2019-12-31 | 365 | 10.491 | 10 | 0.49102
22498 | 3.06 | 1 | 2018-12-31 | 2019-12-31 | 365 | 3.5062 | 3 | 0.50617
22492 | 7.84 | 1 | 2018-12-31 | 2019-12-31 | 365 | 8.9831 | 8 | 0.98313
22515 | 7.2 | 1 | 2018-12-31 | 2019-12-31 | 365 | 8.2498 | 8 | 0.24982
22516 | 6.16 | 1 | 2018-12-31 | 2019-12-31 | 365 | 7.0582 | 7 | 0.058177
22517 | 5.985 | 1 | 2018-12-31 | 2019-12-31 | 365 | 6.8577 | 6 | 0.85766
22519 | 7.2 | 1 | 2018-12-31 | 2019-12-31 | 365 | 8.2498 | 8 | 0.24982
22521 | 6.885 | 1 | 2018-12-31 | 2019-12-31 | 365 | 7.8889 | 7 | 0.88889
22524 | 5.4 | 1 | 2018-12-31 | 2019-12-31 | 365 | 6.1874 | 6 | 0.18736
22526 | 5.88 | 1 | 2018-12-31 | 2019-12-31 | 365 | 6.7374 | 6 | 0.73735
22528 | 2.925 | 1 | 2018-12-31 | 2019-12-31 | 365 | 3.3515 | 3 | 0.35149
22531 | 3.6 | 1 | 2018-12-31 | 2019-12-31 | 365 | 4.1249 | 4 | 0.12491
22610 | 3.15 | 1 | 2018-12-31 | 2019-12-31 | 365 | 3.6093 | 3 | 0.6093
22616 | 6.375 | 1 | 2018-12-31 | 2019-12-31 | 365 | 7.3045 | 7 | 0.30453
22377 | 9.483 | 1 | 2018-12-31 | 2019-12-31 | 365 | 10.8657 | 10 | 0.8657
22383 | 5.28 | 1 | 2018-12-31 | 2019-12-31 | 365 | 6.0499 | 6 | 0.049866
22385 | 3.15 | 1 | 2018-12-31 | 2019-12-31 | 365 | 3.6093 | 3 | 0.6093
22388 | 3.15 | 1 | 2018-12-31 | 2019-12-31 | 365 | 3.6093 | 3 | 0.6093
22390 | 8.4 | 1 | 2018-12-31 | 2019-12-31 | 365 | 9.6248 | 9 | 0.62479
22392 | 9.9 | 1 | 2018-12-31 | 2019-12-31 | 365 | 11.3435 | 11 | 0.3435
22393 | 6.3 | 1 | 2018-12-31 | 2019-12-31 | 365 | 7.2186 | 7 | 0.21859
22395 | 10.71 | 1 | 2018-12-31 | 2019-12-31 | 365 | 12.2716 | 12 | 0.2716
22397 | 2.88 | 1 | 2018-12-31 | 2019-12-31 | 365 | 3.2999 | 3 | 0.29993
22399 | 8.1 | 1 | 2018-12-31 | 2019-12-31 | 365 | 9.281 | 9 | 0.28104
22402 | 10.64 | 1 | 2018-12-31 | 2019-12-31 | 365 | 12.1914 | 12 | 0.1914
22407 | 7.98 | 1 | 2018-12-31 | 2019-12-31 | 365 | 9.1435 | 9 | 0.14355
22410 | 5.76 | 1 | 2018-12-31 | 2019-12-31 | 365 | 6.5999 | 6 | 0.59985
22412 | 2.88 | 1 | 2018-12-31 | 2019-12-31 | 365 | 3.2999 | 3 | 0.29993
22414 | 9 | 1 | 2018-12-31 | 2019-12-31 | 365 | 10.3123 | 10 | 0.31227
22416 | 6.72 | 1 | 2018-12-31 | 2019-12-31 | 365 | 7.6998 | 7 | 0.69983
22419 | 8.55 | 1 | 2018-12-31 | 2019-12-31 | 365 | 9.7967 | 9 | 0.79666
22421 | 5.75 | 1 | 2018-12-31 | 2019-12-31 | 365 | 6.5884 | 6 | 0.5884
22422 | 5.4 | 1 | 2018-12-31 | 2019-12-31 | 365 | 6.1874 | 6 | 0.18736
23710 | 5.7 | 1 | 2018-12-31 | 2019-12-31 | 365 | 6.5311 | 6 | 0.53111
23731 | 4.905 | 1 | 2018-12-31 | 2019-12-31 | 365 | 5.6202 | 5 | 0.62019
23739 | 9.69 | 1 | 2018-12-31 | 2019-12-31 | 365 | 11.1029 | 11 | 0.10288
23735 | 8.82 | 1 | 2018-12-31 | 2019-12-31 | 365 | 10.106 | 10 | 0.10603
23686 | 1.65 | 1 | 2018-12-31 | 2019-12-31 | 365 | 1.8906 | 1 | 0.89058
23170 | 7.56 | 1 | 2018-12-31 | 2019-12-31 | 365 | 8.6623 | 8 | 0.66231
22423 | 6.84 | 1 | 2018-12-31 | 2019-12-31 | 365 | 7.8373 | 7 | 0.83733
22424 | 28 | 0.9 | 2018-12-31 | 2019-12-31 | 365 | 28.8744 | 28 | 0.87436
22427 | 7.245 | 1 | 2018-12-31 | 2019-12-31 | 365 | 8.3014 | 8 | 0.30138
22428 | 5.232 | 1 | 2018-12-31 | 2019-12-31 | 365 | 5.9949 | 5 | 0.99487
22447 | 6.867 | 1 | 2018-12-31 | 2019-12-31 | 365 | 7.8683 | 7 | 0.86826
22452 | 4.725 | 1 | 2018-12-31 | 2019-12-31 | 365 | 5.4139 | 5 | 0.41394
22454 | 6.44 | 1 | 2018-12-31 | 2019-12-31 | 365 | 7.379 | 7 | 0.379
22464 | 4.5 | 1 | 2018-12-31 | 2019-12-31 | 365 | 5.1561 | 5 | 0.15614
22469 | 6.075 | 1 | 2018-12-31 | 2019-12-31 | 365 | 6.9608 | 6 | 0.96078
22477 | 5.886 | 1 | 2018-12-31 | 2019-12-31 | 365 | 6.7442 | 6 | 0.74423
22481 | 9.24 | 1 | 2018-12-31 | 2019-12-31 | 365 | 10.5873 | 10 | 0.58727
22482 | 4.355 | 1 | 2018-12-31 | 2019-12-31 | 365 | 4.99 | 4 | 0.98999
22485 | 8.415 | 1 | 2018-12-31 | 2019-12-31 | 365 | 9.642 | 9 | 0.64197
22486 | 5.4 | 1 | 2018-12-31 | 2019-12-31 | 365 | 6.1874 | 6 | 0.18736
22474 | 5.232 | 1 | 2018-12-31 | 2019-12-31 | 365 | 5.9949 | 5 | 0.99487
25672 | 5.04 | 1 | 2018-12-31 | 2019-12-31 | 365 | 5.7749 | 5 | 0.77487
22851 | 3.825 | 1 | 2018-12-31 | 2019-12-31 | 365 | 4.3827 | 4 | 0.38272
18205 | 8.54 | 1 | 2018-12-31 | 2019-12-31 | 365 | 9.7852 | 9 | 0.7852
23169 | 8.502 | 1 | 2018-12-31 | 2019-12-31 | 365 | 9.7417 | 9 | 0.74166
23172 | 4.845 | 1 | 2018-12-31 | 2019-12-31 | 365 | 5.5514 | 5 | 0.55144
23175 | 3.825 | 1 | 2018-12-31 | 2019-12-31 | 365 | 4.3827 | 4 | 0.38272
23178 | 3.78 | 1 | 2018-12-31 | 2019-12-31 | 365 | 4.3312 | 4 | 0.33115
23180 | 8.16 | 1 | 2018-12-31 | 2019-12-31 | 365 | 9.3498 | 9 | 0.34979
23182 | 3.6 | 1 | 2018-12-31 | 2019-12-31 | 365 | 4.1249 | 4 | 0.12491
22708 | 6.27 | 1 | 2018-12-31 | 2019-12-31 | 365 | 7.1842 | 7 | 0.18422
22709 | 8.55 | 1 | 2018-12-31 | 2019-12-31 | 365 | 9.7967 | 9 | 0.79666
22713 | 4.8 | 1 | 2018-12-31 | 2019-12-31 | 365 | 5.4999 | 5 | 0.49988
22717 | 6.44 | 1 | 2018-12-31 | 2019-12-31 | 365 | 7.379 | 7 | 0.379
22725 | 10.36 | 1 | 2018-12-31 | 2019-12-31 | 365 | 11.8706 | 11 | 0.87057
22729 | 14.7 | 1 | 2018-12-31 | 2019-12-31 | 365 | 16.8434 | 16 | 0.84338
22731 | 8.55 | 1 | 2018-12-31 | 2019-12-31 | 365 | 9.7967 | 9 | 0.79666
22734 | 13.44 | 1 | 2018-12-31 | 2019-12-31 | 365 | 15.3997 | 15 | 0.39966
22736 | 3.42 | 1 | 2018-12-31 | 2019-12-31 | 365 | 3.9187 | 3 | 0.91866
22738 | 8.829 | 1 | 2018-12-31 | 2019-12-31 | 365 | 10.1163 | 10 | 0.11634
22740 | 6.05 | 1 | 2018-12-31 | 2019-12-31 | 365 | 6.9321 | 6 | 0.93214
22747 | 19.62 | 1 | 2018-12-31 | 2019-12-31 | 365 | 22.4808 | 22 | 0.48075
22754 | 4.56 | 1 | 2018-12-31 | 2019-12-31 | 365 | 5.2249 | 5 | 0.22488
22759 | 5 | 1 | 2018-12-31 | 2019-12-31 | 365 | 5.729 | 5 | 0.72904
22763 | 19.84 | 1 | 2018-12-31 | 2019-12-31 | 365 | 22.7328 | 22 | 0.73283
22780 | 7 | 1 | 2018-12-31 | 2019-12-31 | 365 | 8.0207 | 8 | 0.020656
22784 | 3.315 | 1 | 2018-12-31 | 2019-12-31 | 365 | 3.7984 | 3 | 0.79835
22789 | 10.8 | 1 | 2018-12-31 | 2019-12-31 | 365 | 12.3747 | 12 | 0.37473
22855 | 7.2 | 1 | 2018-12-31 | 2019-12-31 | 365 | 8.2498 | 8 | 0.24982
22283 | 26.88 | 0.9 | 2018-12-31 | 2019-12-31 | 365 | 27.7194 | 27 | 0.71939
19510 | 2.08 | 1 | 2018-12-31 | 2019-12-31 | 365 | 2.3833 | 2 | 0.38328
19693 | 10.92 | 1 | 2018-12-31 | 2019-12-31 | 365 | 12.5122 | 12 | 0.51222
19506 | 8.12 | 1 | 2018-12-31 | 2019-12-31 | 365 | 9.304 | 9 | 0.30396
22970 | 10.53 | 1 | 2018-12-31 | 2019-12-31 | 365 | 12.0654 | 12 | 0.065358
22971 | 9.435 | 1 | 2018-12-31 | 2019-12-31 | 365 | 10.8107 | 10 | 0.8107
22973 | 14.388 | 1 | 2018-12-31 | 2019-12-31 | 365 | 16.4859 | 16 | 0.48589
22974 | 6.21 | 1 | 2018-12-31 | 2019-12-31 | 365 | 7.1155 | 7 | 0.11547
22975 | 7.65 | 1 | 2018-12-31 | 2019-12-31 | 365 | 8.7654 | 8 | 0.76543
22976 | 8.32 | 1 | 2018-12-31 | 2019-12-31 | 365 | 9.5331 | 9 | 0.53312
22977 | 8.28 | 1 | 2018-12-31 | 2019-12-31 | 365 | 9.4873 | 9 | 0.48729
22978 | 7.65 | 1 | 2018-12-31 | 2019-12-31 | 365 | 8.7654 | 8 | 0.76543
21157 | 7.15 | 1 | 2018-12-31 | 2019-12-31 | 365 | 8.1925 | 8 | 0.19253
22979 | 8.1 | 1 | 2018-12-31 | 2019-12-31 | 365 | 9.281 | 9 | 0.28104
21410 | 6.9 | 1 | 2018-12-31 | 2019-12-31 | 365 | 7.9061 | 7 | 0.90608
22980 | 9.99 | 1 | 2018-12-31 | 2019-12-31 | 365 | 11.4466 | 11 | 0.44662
22981 | 9.81 | 1 | 2018-12-31 | 2019-12-31 | 365 | 11.2404 | 11 | 0.24038
22982 | 24.15 | 1 | 2018-12-31 | 2019-12-31 | 365 | 27.6713 | 27 | 0.67126
24121 | 5.4 | 1 | 2018-12-31 | 2019-12-31 | 365 | 6.1874 | 6 | 0.18736
24123 | 5.415 | 1 | 2018-12-31 | 2019-12-31 | 365 | 6.2046 | 6 | 0.20455
24124 | 8.37 | 1 | 2018-12-31 | 2019-12-31 | 365 | 9.5904 | 9 | 0.59041
24126 | 4.68 | 1 | 2018-12-31 | 2019-12-31 | 365 | 5.3624 | 5 | 0.36238
24127 | 9.81 | 1 | 2018-12-31 | 2019-12-31 | 365 | 11.2404 | 11 | 0.24038
14223 | 13.734 | 1 | 2018-12-31 | 2019-12-31 | 365 | 15.7365 | 15 | 0.73653
24128 | 5.61 | 1 | 2018-12-31 | 2019-12-31 | 365 | 6.428 | 6 | 0.42798
24129 | 5.232 | 1 | 2018-12-31 | 2019-12-31 | 365 | 5.9949 | 5 | 0.99487
24130 | 7.935 | 1 | 2018-12-31 | 2019-12-31 | 365 | 9.092 | 9 | 0.091986
24131 | 6.72 | 1 | 2018-12-31 | 2019-12-31 | 365 | 7.6998 | 7 | 0.69983
24132 | 5.72 | 1 | 2018-12-31 | 2019-12-31 | 365 | 6.554 | 6 | 0.55402
24133 | 3.12 | 1 | 2018-12-31 | 2019-12-31 | 365 | 3.5749 | 3 | 0.57492
24134 | 3.12 | 1 | 2018-12-31 | 2019-12-31 | 365 | 3.5749 | 3 | 0.57492
24135 | 3.64 | 1 | 2018-12-31 | 2019-12-31 | 365 | 4.1707 | 4 | 0.17074
24136 | 5.72 | 1 | 2018-12-31 | 2019-12-31 | 365 | 6.554 | 6 | 0.55402
24138 | 5.355 | 1 | 2018-12-31 | 2019-12-31 | 365 | 6.1358 | 6 | 0.1358
22985 | 5.72 | 1 | 2018-12-31 | 2019-12-31 | 365 | 6.554 | 6 | 0.55402
24142 | 5.355 | 1 | 2018-12-31 | 2019-12-31 | 365 | 6.1358 | 6 | 0.1358
22986 | 7.5 | 1 | 2018-12-31 | 2019-12-31 | 365 | 8.5936 | 8 | 0.59356
24144 | 7.2 | 1 | 2018-12-31 | 2019-12-31 | 365 | 8.2498 | 8 | 0.24982
22989 | 4.905 | 1 | 2018-12-31 | 2019-12-31 | 365 | 5.6202 | 5 | 0.62019
24146 | 5.7 | 1 | 2018-12-31 | 2019-12-31 | 365 | 6.5311 | 6 | 0.53111
22992 | 4.125 | 1 | 2018-12-31 | 2019-12-31 | 365 | 4.7265 | 4 | 0.72646
24150 | 6.375 | 1 | 2018-12-31 | 2019-12-31 | 365 | 7.3045 | 7 | 0.30453
24152 | 8.84 | 1 | 2018-12-31 | 2019-12-31 | 365 | 10.1289 | 10 | 0.12894
24154 | 6.12 | 1 | 2018-12-31 | 2019-12-31 | 365 | 7.0123 | 7 | 0.012345
24155 | 5.46 | 1 | 2018-12-31 | 2019-12-31 | 365 | 6.2561 | 6 | 0.25611
24157 | 5.4 | 1 | 2018-12-31 | 2019-12-31 | 365 | 6.1874 | 6 | 0.18736
22995 | 2.75 | 1 | 2018-12-31 | 2019-12-31 | 365 | 3.151 | 3 | 0.15097
22996 | 9.52 | 1 | 2018-12-31 | 2019-12-31 | 365 | 10.9081 | 10 | 0.90809
23008 | 6.3 | 1 | 2018-12-31 | 2019-12-31 | 365 | 7.2186 | 7 | 0.21859
24162 | 4.94 | 1 | 2018-12-31 | 2019-12-31 | 365 | 5.6603 | 5 | 0.66029
24165 | 6.76 | 1 | 2018-12-31 | 2019-12-31 | 365 | 7.7457 | 7 | 0.74566
24147 | 8.68 | 1 | 2018-12-31 | 2019-12-31 | 365 | 9.9456 | 9 | 0.94561
24172 | 5.4 | 1 | 2018-12-31 | 2019-12-31 | 365 | 6.1874 | 6 | 0.18736
24175 | 4.69 | 1 | 2018-12-31 | 2019-12-31 | 365 | 5.3738 | 5 | 0.37384
24177 | 7.8 | 1 | 2018-12-31 | 2019-12-31 | 365 | 8.9373 | 8 | 0.9373
22403 | 2.7 | 1 | 2018-12-31 | 2019-12-31 | 365 | 3.0937 | 3 | 0.093682
24182 | 5.232 | 1 | 2018-12-31 | 2019-12-31 | 365 | 5.9949 | 5 | 0.99487
24183 | 9.1 | 1 | 2018-12-31 | 2019-12-31 | 365 | 10.4269 | 10 | 0.42685
24184 | 3.64 | 1 | 2018-12-31 | 2019-12-31 | 365 | 4.1707 | 4 | 0.17074
24186 | 6.72 | 1 | 2018-12-31 | 2019-12-31 | 365 | 7.6998 | 7 | 0.69983
24193 | 5.98 | 1 | 2018-12-31 | 2019-12-31 | 365 | 6.8519 | 6 | 0.85193
24195 | 6.12 | 1 | 2018-12-31 | 2019-12-31 | 365 | 7.0123 | 7 | 0.012345
24198 | 8.4 | 1 | 2018-12-31 | 2019-12-31 | 365 | 9.6248 | 9 | 0.62479
24201 | 3.825 | 1 | 2018-12-31 | 2019-12-31 | 365 | 4.3827 | 4 | 0.38272
24204 | 5.46 | 1 | 2018-12-31 | 2019-12-31 | 365 | 6.2561 | 6 | 0.25611
24206 | 8.06 | 1 | 2018-12-31 | 2019-12-31 | 365 | 9.2352 | 9 | 0.23521
24207 | 5.98 | 1 | 2018-12-31 | 2019-12-31 | 365 | 6.8519 | 6 | 0.85193
24209 | 5.4 | 1 | 2018-12-31 | 2019-12-31 | 365 | 6.1874 | 6 | 0.18736
24211 | 3.12 | 1 | 2018-12-31 | 2019-12-31 | 365 | 3.5749 | 3 | 0.57492
24213 | 7.8 | 1 | 2018-12-31 | 2019-12-31 | 365 | 8.9373 | 8 | 0.9373
24215 | 6.5 | 1 | 2018-12-31 | 2019-12-31 | 365 | 7.4478 | 7 | 0.44775
24216 | 6.54 | 1 | 2018-12-31 | 2019-12-31 | 365 | 7.4936 | 7 | 0.49358
24217 | 3.705 | 1 | 2018-12-31 | 2019-12-31 | 365 | 4.2452 | 4 | 0.24522
24218 | 8.4 | 1 | 2018-12-31 | 2019-12-31 | 365 | 9.6248 | 9 | 0.62479
24219 | 3.825 | 1 | 2018-12-31 | 2019-12-31 | 365 | 4.3827 | 4 | 0.38272
24220 | 9.69 | 1 | 2018-12-31 | 2019-12-31 | 365 | 11.1029 | 11 | 0.10288
24224 | 4.68 | 1 | 2018-12-31 | 2019-12-31 | 365 | 5.3624 | 5 | 0.36238
24228 | 3.64 | 1 | 2018-12-31 | 2019-12-31 | 365 | 4.1707 | 4 | 0.17074
24226 | 5.72 | 1 | 2018-12-31 | 2019-12-31 | 365 | 6.554 | 6 | 0.55402
24229 | 5.2 | 1 | 2018-12-31 | 2019-12-31 | 365 | 5.9582 | 5 | 0.9582
24232 | 7.8 | 1 | 2018-12-31 | 2019-12-31 | 365 | 8.9373 | 8 | 0.9373
24234 | 4.8 | 1 | 2018-12-31 | 2019-12-31 | 365 | 5.4999 | 5 | 0.49988
24236 | 7.14 | 1 | 2018-12-31 | 2019-12-31 | 365 | 8.1811 | 8 | 0.18107
24237 | 3.06 | 1 | 2018-12-31 | 2019-12-31 | 365 | 3.5062 | 3 | 0.50617
22381 | 7.68 | 1 | 2018-12-31 | 2019-12-31 | 365 | 8.7998 | 8 | 0.79981
24240 | 7.14 | 1 | 2018-12-31 | 2019-12-31 | 365 | 8.1811 | 8 | 0.18107
24244 | 4.94 | 1 | 2018-12-31 | 2019-12-31 | 365 | 5.6603 | 5 | 0.66029
24241 | 5.355 | 1 | 2018-12-31 | 2019-12-31 | 365 | 6.1358 | 6 | 0.1358
23014 | 5.61 | 1 | 2018-12-31 | 2019-12-31 | 365 | 6.428 | 6 | 0.42798
23931 | 6.44 | 1 | 2018-12-31 | 2019-12-31 | 365 | 7.379 | 7 | 0.379
23938 | 12.42 | 1 | 2018-12-31 | 2019-12-31 | 365 | 14.2309 | 14 | 0.23094
23944 | 5.4 | 1 | 2018-12-31 | 2019-12-31 | 365 | 6.1874 | 6 | 0.18736
23949 | 4.48 | 1 | 2018-12-31 | 2019-12-31 | 365 | 5.1332 | 5 | 0.13322
23953 | 3.6 | 1 | 2018-12-31 | 2019-12-31 | 365 | 4.1249 | 4 | 0.12491
23956 | 5.13 | 1 | 2018-12-31 | 2019-12-31 | 365 | 5.878 | 5 | 0.878
23961 | 6.76 | 1 | 2018-12-31 | 2019-12-31 | 365 | 7.7457 | 7 | 0.74566
23999 | 6 | 1 | 2018-12-31 | 2019-12-31 | 365 | 6.8748 | 6 | 0.87485
24001 | 8.4 | 1 | 2018-12-31 | 2019-12-31 | 365 | 9.6248 | 9 | 0.62479
24002 | 10.464 | 1 | 2018-12-31 | 2019-12-31 | 365 | 11.9897 | 11 | 0.98973
24003 | 5.72 | 1 | 2018-12-31 | 2019-12-31 | 365 | 6.554 | 6 | 0.55402
24004 | 19.32 | 1 | 2018-12-31 | 2019-12-31 | 365 | 22.137 | 22 | 0.13701
24005 | 8.64 | 1 | 2018-12-31 | 2019-12-31 | 365 | 9.8998 | 9 | 0.89978
24022 | 5.98 | 1 | 2018-12-31 | 2019-12-31 | 365 | 6.8519 | 6 | 0.85193
24040 | 6.12 | 1 | 2018-12-31 | 2019-12-31 | 365 | 7.0123 | 7 | 0.012345
24043 | 3.12 | 1 | 2018-12-31 | 2019-12-31 | 365 | 3.5749 | 3 | 0.57492
24045 | 10.53 | 1 | 2018-12-31 | 2019-12-31 | 365 | 12.0654 | 12 | 0.065358
24047 | 5.7 | 1 | 2018-12-31 | 2019-12-31 | 365 | 6.5311 | 6 | 0.53111
24048 | 7.54 | 1 | 2018-12-31 | 2019-12-31 | 365 | 8.6394 | 8 | 0.63939
24051 | 5.32 | 1 | 2018-12-31 | 2019-12-31 | 365 | 6.0957 | 6 | 0.095699
24053 | 7.28 | 1 | 2018-12-31 | 2019-12-31 | 365 | 8.3415 | 8 | 0.34148
24054 | 8.32 | 1 | 2018-12-31 | 2019-12-31 | 365 | 9.5331 | 9 | 0.53312
24084 | 6.76 | 1 | 2018-12-31 | 2019-12-31 | 365 | 7.7457 | 7 | 0.74566
23913 | 6 | 1 | 2018-12-31 | 2019-12-31 | 365 | 6.8748 | 6 | 0.87485
24085 | 4.2 | 1 | 2018-12-31 | 2019-12-31 | 365 | 4.8124 | 4 | 0.81239
24086 | 6.16 | 1 | 2018-12-31 | 2019-12-31 | 365 | 7.0582 | 7 | 0.058177
24120 | 7.14 | 1 | 2018-12-31 | 2019-12-31 | 365 | 8.1811 | 8 | 0.18107
23110 | 7.28 | 1 | 2018-12-31 | 2019-12-31 | 365 | 8.3415 | 8 | 0.34148
23840 | 3.99 | 1 | 2018-12-31 | 2019-12-31 | 365 | 4.5718 | 4 | 0.57177
23839 | 3.3 | 1 | 2018-12-31 | 2019-12-31 | 365 | 3.7812 | 3 | 0.78117
23841 | 4.32 | 1 | 2018-12-31 | 2019-12-31 | 365 | 4.9499 | 4 | 0.94989
23842 | 4.32 | 1 | 2018-12-31 | 2019-12-31 | 365 | 4.9499 | 4 | 0.94989
23846 | 4.5 | 1 | 2018-12-31 | 2019-12-31 | 365 | 5.1561 | 5 | 0.15614
23852 | 3.57 | 1 | 2018-12-31 | 2019-12-31 | 365 | 4.0905 | 4 | 0.090535
23854 | 7 | 1 | 2018-12-31 | 2019-12-31 | 365 | 8.0207 | 8 | 0.020656
23856 | 9.72 | 1 | 2018-12-31 | 2019-12-31 | 365 | 11.1373 | 11 | 0.13725
23859 | 5.1 | 1 | 2018-12-31 | 2019-12-31 | 365 | 5.8436 | 5 | 0.84362
23860 | 3 | 1 | 2018-12-31 | 2019-12-31 | 365 | 3.4374 | 3 | 0.43742
23863 | 13.16 | 1 | 2018-12-31 | 2019-12-31 | 365 | 15.0788 | 15 | 0.078833
23865 | 7.65 | 1 | 2018-12-31 | 2019-12-31 | 365 | 8.7654 | 8 | 0.76543
23866 | 5.2 | 1 | 2018-12-31 | 2019-12-31 | 365 | 5.9582 | 5 | 0.9582
23882 | 3.12 | 1 | 2018-12-31 | 2019-12-31 | 365 | 3.5749 | 3 | 0.57492
23887 | 8.415 | 1 | 2018-12-31 | 2019-12-31 | 365 | 9.642 | 9 | 0.64197
23889 | 5.355 | 1 | 2018-12-31 | 2019-12-31 | 365 | 6.1358 | 6 | 0.1358
23893 | 8.925 | 1 | 2018-12-31 | 2019-12-31 | 365 | 10.2263 | 10 | 0.22634
23895 | 7.28 | 1 | 2018-12-31 | 2019-12-31 | 365 | 8.3415 | 8 | 0.34148
23901 | 4.2 | 1 | 2018-12-31 | 2019-12-31 | 365 | 4.8124 | 4 | 0.81239
23903 | 6.24 | 1 | 2018-12-31 | 2019-12-31 | 365 | 7.1498 | 7 | 0.14984
23904 | 4.5 | 1 | 2018-12-31 | 2019-12-31 | 365 | 5.1561 | 5 | 0.15614
23906 | 6.76 | 1 | 2018-12-31 | 2019-12-31 | 365 | 7.7457 | 7 | 0.74566
23907 | 4.08 | 1 | 2018-12-31 | 2019-12-31 | 365 | 4.6749 | 4 | 0.6749
23909 | 4.68 | 1 | 2018-12-31 | 2019-12-31 | 365 | 5.3624 | 5 | 0.36238
23911 | 6.84 | 1 | 2018-12-31 | 2019-12-31 | 365 | 7.8373 | 7 | 0.83733
23914 | 7.84 | 1 | 2018-12-31 | 2019-12-31 | 365 | 8.9831 | 8 | 0.98313
20915 | 12 | 1 | 2018-12-31 | 2019-12-31 | 365 | 13.7497 | 13 | 0.7497
21180 | 9.625 | 1 | 2018-12-31 | 2019-12-31 | 365 | 11.0284 | 11 | 0.028402
21244 | 10.2 | 1 | 2018-12-31 | 2019-12-31 | 365 | 11.6872 | 11 | 0.68724
21397 | 9.62 | 1 | 2018-12-31 | 2019-12-31 | 365 | 11.0227 | 11 | 0.022673
22703 | 6.75 | 1 | 2018-12-31 | 2019-12-31 | 365 | 7.7342 | 7 | 0.7342
22840 | 2.85 | 1 | 2018-12-31 | 2019-12-31 | 365 | 3.2656 | 3 | 0.26555
24125 | 16.225 | 1 | 2018-12-31 | 2019-12-31 | 365 | 18.5907 | 18 | 0.59073
21774 | 8.8 | 1 | 2018-12-31 | 2019-12-31 | 365 | 10.0831 | 10 | 0.08311
22837 | 6.3 | 1 | 2018-12-31 | 2019-12-31 | 365 | 7.2186 | 7 | 0.21859
19628 | 5.2 | 1 | 2018-12-31 | 2019-12-31 | 365 | 5.9582 | 5 | 0.9582
18653 | 7.848 | 1 | 2018-12-31 | 2019-12-31 | 365 | 8.9923 | 8 | 0.9923
22842 | 6.84 | 1 | 2018-12-31 | 2019-12-31 | 365 | 7.8373 | 7 | 0.83733
23845 | 5.4 | 1 | 2018-12-31 | 2019-12-31 | 365 | 6.1874 | 6 | 0.18736
23918 | 5.4 | 1 | 2018-12-31 | 2019-12-31 | 365 | 6.1874 | 6 | 0.18736
22629 | 5.5 | 1 | 2018-12-31 | 2019-12-31 | 365 | 6.3019 | 6 | 0.30194
20066 | 13.52 | 1 | 2018-12-31 | 2019-12-31 | 365 | 15.4913 | 15 | 0.49132
24139 | 25 | 1 | 2018-12-31 | 2019-12-31 | 365 | 28.6452 | 28 | 0.6452
24354 | 6.84 | 1 | 2018-12-31 | 2019-12-31 | 365 | 7.8373 | 7 | 0.83733
24357 | 7 | 1 | 2018-12-31 | 2019-12-31 | 365 | 8.0207 | 8 | 0.020656
24356 | 5.13 | 1 | 2018-12-31 | 2019-12-31 | 365 | 5.878 | 5 | 0.878
24027 | 6.3 | 1 | 2018-12-31 | 2019-12-31 | 365 | 7.2186 | 7 | 0.21859
19866 | 7.5 | 1 | 2018-12-31 | 2019-12-31 | 365 | 8.5936 | 8 | 0.59356
21151 | 7.5 | 1 | 2018-12-31 | 2019-12-31 | 365 | 8.5936 | 8 | 0.59356
21155 | 8.4 | 1 | 2018-12-31 | 2019-12-31 | 365 | 9.6248 | 9 | 0.62479
22873 | 20.24 | 1 | 2018-12-31 | 2019-12-31 | 365 | 23.1912 | 23 | 0.19115
22006 | 9.9 | 1 | 2018-12-31 | 2019-12-31 | 365 | 11.3435 | 11 | 0.3435
22774 | 8.37 | 1 | 2018-12-31 | 2019-12-31 | 365 | 9.5904 | 9 | 0.59041
19396 | 5.5 | 1 | 2018-12-31 | 2019-12-31 | 365 | 6.3019 | 6 | 0.30194
21307 | 322.08 | 0.9 | 2018-12-31 | 2019-12-31 | 365 | 332.1377 | 332 | 0.13766
21391 | 3.5 | 1 | 2018-12-31 | 2019-12-31 | 365 | 4.0103 | 4 | 0.010328
22273 | 8.55 | 1 | 2018-12-31 | 2019-12-31 | 365 | 9.7967 | 9 | 0.79666
24595 | 6.72 | 1 | 2018-12-31 | 2019-12-31 | 365 | 7.6998 | 7 | 0.69983
24596 | 6.54 | 1 | 2018-12-31 | 2019-12-31 | 365 | 7.4936 | 7 | 0.49358
24599 | 5.04 | 1 | 2018-12-31 | 2019-12-31 | 365 | 5.7749 | 5 | 0.77487
25101 | 10.92 | 1 | 2018-12-31 | 2019-12-31 | 365 | 12.5122 | 12 | 0.51222
25110 | 6.76 | 1 | 2018-12-31 | 2019-12-31 | 365 | 7.7457 | 7 | 0.74566
25111 | 6.12 | 1 | 2018-12-31 | 2019-12-31 | 365 | 7.0123 | 7 | 0.012345
25114 | 8.84 | 1 | 2018-12-31 | 2019-12-31 | 365 | 10.1289 | 10 | 0.12894
25115 | 5.1 | 1 | 2018-12-31 | 2019-12-31 | 365 | 5.8436 | 5 | 0.84362
25117 | 3.99 | 1 | 2018-12-31 | 2019-12-31 | 365 | 4.5718 | 4 | 0.57177
25119 | 7.2 | 1 | 2018-12-31 | 2019-12-31 | 365 | 8.2498 | 8 | 0.24982
25120 | 5.865 | 1 | 2018-12-31 | 2019-12-31 | 365 | 6.7202 | 6 | 0.72016
25201 | 10.35 | 1 | 2018-12-31 | 2019-12-31 | 365 | 11.8591 | 11 | 0.85911
25203 | 4.83 | 1 | 2018-12-31 | 2019-12-31 | 365 | 5.5343 | 5 | 0.53425
25295 | 3.45 | 1 | 2018-12-31 | 2019-12-31 | 365 | 3.953 | 3 | 0.95304
22405 | 45.453 | 1 | 2018-12-31 | 2019-12-31 | 365 | 52.0804 | 52 | 0.080411
25324 | 14.715 | 1 | 2018-12-31 | 2019-12-31 | 365 | 16.8606 | 16 | 0.86056
25328 | 9.81 | 1 | 2018-12-31 | 2019-12-31 | 365 | 11.2404 | 11 | 0.24038
25355 | 5.4 | 1 | 2018-12-31 | 2019-12-31 | 365 | 6.1874 | 6 | 0.18736
25356 | 6.72 | 1 | 2018-12-31 | 2019-12-31 | 365 | 7.6998 | 7 | 0.69983
24690 | 3.57 | 1 | 2018-12-31 | 2019-12-31 | 365 | 4.0905 | 4 | 0.090535
25360 | 7.8 | 1 | 2018-12-31 | 2019-12-31 | 365 | 8.9373 | 8 | 0.9373
25367 | 4.16 | 1 | 2018-12-31 | 2019-12-31 | 365 | 4.7666 | 4 | 0.76656
25383 | 11.97 | 1 | 2018-12-31 | 2019-12-31 | 365 | 13.7153 | 13 | 0.71532
25385 | 5.886 | 1 | 2018-12-31 | 2019-12-31 | 365 | 6.7442 | 6 | 0.74423
25209 | 29.64 | 0.9 | 2018-12-31 | 2019-12-31 | 365 | 30.5656 | 30 | 0.56557
25402 | 3.924 | 1 | 2018-12-31 | 2019-12-31 | 365 | 4.4962 | 4 | 0.49615
25403 | 5.2 | 1 | 2018-12-31 | 2019-12-31 | 365 | 5.9582 | 5 | 0.9582
25404 | 7.2 | 1 | 2018-12-31 | 2019-12-31 | 365 | 8.2498 | 8 | 0.24982
25405 | 9.18 | 1 | 2018-12-31 | 2019-12-31 | 365 | 10.5185 | 10 | 0.51852
25406 | 3.6 | 1 | 2018-12-31 | 2019-12-31 | 365 | 4.1249 | 4 | 0.12491
25407 | 5.72 | 1 | 2018-12-31 | 2019-12-31 | 365 | 6.554 | 6 | 0.55402
25408 | 3.64 | 1 | 2018-12-31 | 2019-12-31 | 365 | 4.1707 | 4 | 0.17074
25409 | 7.65 | 1 | 2018-12-31 | 2019-12-31 | 365 | 8.7654 | 8 | 0.76543
25412 | 3.315 | 1 | 2018-12-31 | 2019-12-31 | 365 | 3.7984 | 3 | 0.79835
25410 | 4.8 | 1 | 2018-12-31 | 2019-12-31 | 365 | 5.4999 | 5 | 0.49988
25413 | 4.48 | 1 | 2018-12-31 | 2019-12-31 | 365 | 5.1332 | 5 | 0.13322
25414 | 7.935 | 1 | 2018-12-31 | 2019-12-31 | 365 | 9.092 | 9 | 0.091986
25416 | 7.2 | 1 | 2018-12-31 | 2019-12-31 | 365 | 8.2498 | 8 | 0.24982
25415 | 5.46 | 1 | 2018-12-31 | 2019-12-31 | 365 | 6.2561 | 6 | 0.25611
25420 | 8.375 | 1 | 2018-12-31 | 2019-12-31 | 365 | 9.5961 | 9 | 0.59614
25298 | 7.848 | 1 | 2018-12-31 | 2019-12-31 | 365 | 8.9923 | 8 | 0.9923
25081 | 7.5 | 1 | 2018-12-31 | 2019-12-31 | 365 | 8.5936 | 8 | 0.59356
25444 | 4.08 | 1 | 2018-12-31 | 2019-12-31 | 365 | 4.6749 | 4 | 0.6749
25449 | 5.4 | 1 | 2018-12-31 | 2019-12-31 | 365 | 6.1874 | 6 | 0.18736
25456 | 6.12 | 1 | 2018-12-31 | 2019-12-31 | 365 | 7.0123 | 7 | 0.012345
25460 | 7.194 | 1 | 2018-12-31 | 2019-12-31 | 365 | 8.2429 | 8 | 0.24294
25392 | 6.16 | 1 | 2018-12-31 | 2019-12-31 | 365 | 7.0582 | 7 | 0.058177
25447 | 7.395 | 1 | 2018-12-31 | 2019-12-31 | 365 | 8.4733 | 8 | 0.47325
25540 | 9.18 | 1 | 2018-12-31 | 2019-12-31 | 365 | 10.5185 | 10 | 0.51852
25546 | 8.502 | 1 | 2018-12-31 | 2019-12-31 | 365 | 9.7417 | 9 | 0.74166
25548 | 8.54 | 1 | 2018-12-31 | 2019-12-31 | 365 | 9.7852 | 9 | 0.7852
25549 | 12.2 | 1 | 2018-12-31 | 2019-12-31 | 365 | 13.9789 | 13 | 0.97886
25552 | 5.6 | 1 | 2018-12-31 | 2019-12-31 | 365 | 6.4165 | 6 | 0.41652
25350 | 5.72 | 1 | 2018-12-31 | 2019-12-31 | 365 | 6.554 | 6 | 0.55402
25559 | 7.14 | 1 | 2018-12-31 | 2019-12-31 | 365 | 8.1811 | 8 | 0.18107
25562 | 5.2 | 1 | 2018-12-31 | 2019-12-31 | 365 | 5.9582 | 5 | 0.9582
25563 | 5.4 | 1 | 2018-12-31 | 2019-12-31 | 365 | 6.1874 | 6 | 0.18736
25565 | 7.2 | 1 | 2018-12-31 | 2019-12-31 | 365 | 8.2498 | 8 | 0.24982
25566 | 7.165 | 1 | 2018-12-31 | 2019-12-31 | 365 | 8.2097 | 8 | 0.20971
25866 | 3.06 | 1 | 2018-12-31 | 2019-12-31 | 365 | 3.5062 | 3 | 0.50617
25867 | 6.63 | 1 | 2018-12-31 | 2019-12-31 | 365 | 7.5967 | 7 | 0.59671
25868 | 5.4 | 1 | 2018-12-31 | 2019-12-31 | 365 | 6.1874 | 6 | 0.18736
25869 | 3.825 | 1 | 2018-12-31 | 2019-12-31 | 365 | 4.3827 | 4 | 0.38272
25870 | 3.64 | 1 | 2018-12-31 | 2019-12-31 | 365 | 4.1707 | 4 | 0.17074
25871 | 9.36 | 1 | 2018-12-31 | 2019-12-31 | 365 | 10.7248 | 10 | 0.72476
25872 | 6 | 1 | 2018-12-31 | 2019-12-31 | 365 | 6.8748 | 6 | 0.87485
25873 | 3.3 | 1 | 2018-12-31 | 2019-12-31 | 365 | 3.7812 | 3 | 0.78117
25874 | 8.4 | 1 | 2018-12-31 | 2019-12-31 | 365 | 9.6248 | 9 | 0.62479
25881 | 3.6 | 1 | 2018-12-31 | 2019-12-31 | 365 | 4.1249 | 4 | 0.12491
25875 | 11.44 | 1 | 2018-12-31 | 2019-12-31 | 365 | 13.108 | 13 | 0.10804
25883 | 7.65 | 1 | 2018-12-31 | 2019-12-31 | 365 | 8.7654 | 8 | 0.76543
25884 | 7.395 | 1 | 2018-12-31 | 2019-12-31 | 365 | 8.4733 | 8 | 0.47325
25906 | 4.8 | 1 | 2018-12-31 | 2019-12-31 | 365 | 5.4999 | 5 | 0.49988
25909 | 6.12 | 1 | 2018-12-31 | 2019-12-31 | 365 | 7.0123 | 7 | 0.012345
25920 | 5.72 | 1 | 2018-12-31 | 2019-12-31 | 365 | 6.554 | 6 | 0.55402
25922 | 5.98 | 1 | 2018-12-31 | 2019-12-31 | 365 | 6.8519 | 6 | 0.85193
25923 | 6.24 | 1 | 2018-12-31 | 2019-12-31 | 365 | 7.1498 | 7 | 0.14984
25925 | 4.08 | 1 | 2018-12-31 | 2019-12-31 | 365 | 4.6749 | 4 | 0.6749
25926 | 5.1 | 1 | 2018-12-31 | 2019-12-31 | 365 | 5.8436 | 5 | 0.84362
25928 | 6.365 | 1 | 2018-12-31 | 2019-12-31 | 365 | 7.2931 | 7 | 0.29307
25930 | 3.825 | 1 | 2018-12-31 | 2019-12-31 | 365 | 4.3827 | 4 | 0.38272
25931 | 7.2 | 1 | 2018-12-31 | 2019-12-31 | 365 | 8.2498 | 8 | 0.24982
25974 | 4.59 | 1 | 2018-12-31 | 2019-12-31 | 365 | 5.2593 | 5 | 0.25926
25978 | 5.46 | 1 | 2018-12-31 | 2019-12-31 | 365 | 6.2561 | 6 | 0.25611
25979 | 5.72 | 1 | 2018-12-31 | 2019-12-31 | 365 | 6.554 | 6 | 0.55402
26022 | 8.925 | 1 | 2018-12-31 | 2019-12-31 | 365 | 10.2263 | 10 | 0.22634
26026 | 4.59 | 1 | 2018-12-31 | 2019-12-31 | 365 | 5.2593 | 5 | 0.25926
26025 | 6.9 | 1 | 2018-12-31 | 2019-12-31 | 365 | 7.9061 | 7 | 0.90608
26027 | 5.1 | 1 | 2018-12-31 | 2019-12-31 | 365 | 5.8436 | 5 | 0.84362
26052 | 5.559 | 1 | 2018-12-31 | 2019-12-31 | 365 | 6.3695 | 6 | 0.36955
26055 | 6 | 1 | 2018-12-31 | 2019-12-31 | 365 | 6.8748 | 6 | 0.87485
24223 | 5.1 | 1 | 2018-12-31 | 2019-12-31 | 365 | 5.8436 | 5 | 0.84362
24686 | 7.7 | 1 | 2018-12-31 | 2019-12-31 | 365 | 8.8227 | 8 | 0.82272
24841 | 6.44 | 1 | 2018-12-31 | 2019-12-31 | 365 | 7.379 | 7 | 0.379
25818 | 4.16 | 1 | 2018-12-31 | 2019-12-31 | 365 | 4.7666 | 4 | 0.76656
26316 | 29.103 | 0.9 | 2018-12-31 | 2019-12-31 | 365 | 30.0118 | 30 | 0.011805
26637 | 7.28 | 1 | 2018-12-31 | 2019-12-31 | 365 | 8.3415 | 8 | 0.34148
26639 | 7.02 | 1 | 2018-12-31 | 2019-12-31 | 365 | 8.0436 | 8 | 0.043572
26640 | 3 | 1 | 2018-12-31 | 2019-12-31 | 365 | 3.4374 | 3 | 0.43742
26641 | 3 | 1 | 2018-12-31 | 2019-12-31 | 365 | 3.4374 | 3 | 0.43742
26643 | 5.61 | 1 | 2018-12-31 | 2019-12-31 | 365 | 6.428 | 6 | 0.42798
26645 | 5.886 | 1 | 2018-12-31 | 2019-12-31 | 365 | 6.7442 | 6 | 0.74423
26646 | 14.79 | 1 | 2018-12-31 | 2019-12-31 | 365 | 16.9465 | 16 | 0.9465
26647 | 7.14 | 1 | 2018-12-31 | 2019-12-31 | 365 | 8.1811 | 8 | 0.18107
26648 | 4.2 | 1 | 2018-12-31 | 2019-12-31 | 365 | 4.8124 | 4 | 0.81239
26649 | 12.075 | 1 | 2018-12-31 | 2019-12-31 | 365 | 13.8356 | 13 | 0.83563
26651 | 5.2 | 1 | 2018-12-31 | 2019-12-31 | 365 | 5.9582 | 5 | 0.9582
26652 | 5.98 | 1 | 2018-12-31 | 2019-12-31 | 365 | 6.8519 | 6 | 0.85193
26654 | 8.84 | 1 | 2018-12-31 | 2019-12-31 | 365 | 10.1289 | 10 | 0.12894
26655 | 7.28 | 1 | 2018-12-31 | 2019-12-31 | 365 | 8.3415 | 8 | 0.34148
26657 | 6.16 | 1 | 2018-12-31 | 2019-12-31 | 365 | 7.0582 | 7 | 0.058177
24983 | 9.15 | 1 | 2018-12-31 | 2019-12-31 | 365 | 10.4841 | 10 | 0.48414
19056 | 4.578 | 1 | 2018-12-31 | 2019-12-31 | 365 | 5.2455 | 5 | 0.24551
20081 | 8.1 | 1 | 2018-12-31 | 2019-12-31 | 365 | 9.281 | 9 | 0.28104
20257 | 2.55 | 1 | 2018-12-31 | 2019-12-31 | 365 | 2.9218 | 2 | 0.92181
20259 | 5.865 | 1 | 2018-12-31 | 2019-12-31 | 365 | 6.7202 | 6 | 0.72016
21764 | 10.71 | 1 | 2018-12-31 | 2019-12-31 | 365 | 12.2716 | 12 | 0.2716
158 | 947.705 | 0.7 | 2018-12-31 | 2019-12-31 | 365 | 760.1216 | 760 | 0.12158
24984 | 7.194 | 1 | 2018-12-31 | 2019-12-31 | 365 | 8.2429 | 8 | 0.24294
24989 | 1.22 | 1 | 2018-12-31 | 2019-12-31 | 365 | 1.3979 | 1 | 0.39789
24992 | 5.13 | 1 | 2018-12-31 | 2019-12-31 | 365 | 5.878 | 5 | 0.878
24994 | 5.4 | 1 | 2018-12-31 | 2019-12-31 | 365 | 6.1874 | 6 | 0.18736
24996 | 8.58 | 1 | 2018-12-31 | 2019-12-31 | 365 | 9.831 | 9 | 0.83103
24997 | 3.06 | 1 | 2018-12-31 | 2019-12-31 | 365 | 3.5062 | 3 | 0.50617
24999 | 7.98 | 1 | 2018-12-31 | 2019-12-31 | 365 | 9.1435 | 9 | 0.14355
25002 | 8.55 | 1 | 2018-12-31 | 2019-12-31 | 365 | 9.7967 | 9 | 0.79666
25063 | 6.5 | 1 | 2018-12-31 | 2019-12-31 | 365 | 7.4478 | 7 | 0.44775
25082 | 9.6 | 1 | 2018-12-31 | 2019-12-31 | 365 | 10.9998 | 10 | 0.99976
25084 | 3.64 | 1 | 2018-12-31 | 2019-12-31 | 365 | 4.1707 | 4 | 0.17074
25097 | 8.96 | 1 | 2018-12-31 | 2019-12-31 | 365 | 10.2664 | 10 | 0.26644
25099 | 8.28 | 1 | 2018-12-31 | 2019-12-31 | 365 | 9.4873 | 9 | 0.48729
24843 | 4.68 | 1 | 2018-12-31 | 2019-12-31 | 365 | 5.3624 | 5 | 0.36238
24844 | 5.1 | 1 | 2018-12-31 | 2019-12-31 | 365 | 5.8436 | 5 | 0.84362
24845 | 4.59 | 1 | 2018-12-31 | 2019-12-31 | 365 | 5.2593 | 5 | 0.25926
24878 | 5.98 | 1 | 2018-12-31 | 2019-12-31 | 365 | 6.8519 | 6 | 0.85193
24880 | 5.61 | 1 | 2018-12-31 | 2019-12-31 | 365 | 6.428 | 6 | 0.42798
24884 | 5.7 | 1 | 2018-12-31 | 2019-12-31 | 365 | 6.5311 | 6 | 0.53111
24889 | 7.8 | 1 | 2018-12-31 | 2019-12-31 | 365 | 8.9373 | 8 | 0.9373
24891 | 7.65 | 1 | 2018-12-31 | 2019-12-31 | 365 | 8.7654 | 8 | 0.76543
24893 | 3.12 | 1 | 2018-12-31 | 2019-12-31 | 365 | 3.5749 | 3 | 0.57492
24975 | 3.315 | 1 | 2018-12-31 | 2019-12-31 | 365 | 3.7984 | 3 | 0.79835
24976 | 5.6 | 1 | 2018-12-31 | 2019-12-31 | 365 | 6.4165 | 6 | 0.41652
24977 | 5.13 | 1 | 2018-12-31 | 2019-12-31 | 365 | 5.878 | 5 | 0.878
25817 | 8.16 | 1 | 2018-12-31 | 2019-12-31 | 365 | 9.3498 | 9 | 0.34979
25819 | 5.04 | 1 | 2018-12-31 | 2019-12-31 | 365 | 5.7749 | 5 | 0.77487
25821 | 5.232 | 1 | 2018-12-31 | 2019-12-31 | 365 | 5.9949 | 5 | 0.99487
25822 | 3.06 | 1 | 2018-12-31 | 2019-12-31 | 365 | 3.5062 | 3 | 0.50617
25823 | 4.16 | 1 | 2018-12-31 | 2019-12-31 | 365 | 4.7666 | 4 | 0.76656
25824 | 4.68 | 1 | 2018-12-31 | 2019-12-31 | 365 | 5.3624 | 5 | 0.36238
25827 | 4.08 | 1 | 2018-12-31 | 2019-12-31 | 365 | 4.6749 | 4 | 0.6749
25828 | 3 | 1 | 2018-12-31 | 2019-12-31 | 365 | 3.4374 | 3 | 0.43742
25833 | 10.45 | 1 | 2018-12-31 | 2019-12-31 | 365 | 11.9737 | 11 | 0.97369
25854 | 4.48 | 1 | 2018-12-31 | 2019-12-31 | 365 | 5.1332 | 5 | 0.13322
25855 | 18.76 | 1 | 2018-12-31 | 2019-12-31 | 365 | 21.4954 | 21 | 0.49536
25860 | 8.1 | 1 | 2018-12-31 | 2019-12-31 | 365 | 9.281 | 9 | 0.28104
25861 | 6.63 | 1 | 2018-12-31 | 2019-12-31 | 365 | 7.5967 | 7 | 0.59671
25862 | 3.6 | 1 | 2018-12-31 | 2019-12-31 | 365 | 4.1249 | 4 | 0.12491
25863 | 5.7 | 1 | 2018-12-31 | 2019-12-31 | 365 | 6.5311 | 6 | 0.53111
25864 | 5.865 | 1 | 2018-12-31 | 2019-12-31 | 365 | 6.7202 | 6 | 0.72016
24682 | 5.72 | 1 | 2018-12-31 | 2019-12-31 | 365 | 6.554 | 6 | 0.55402
26396 | 6.36 | 1 | 2018-12-31 | 2019-12-31 | 365 | 7.2873 | 7 | 0.28734
22991 | 13.455 | 1 | 2018-12-31 | 2019-12-31 | 365 | 15.4168 | 15 | 0.41685
24611 | 31.32 | 0.9 | 2018-12-31 | 2019-12-31 | 365 | 32.298 | 32 | 0.29804
24613 | 11.73 | 1 | 2018-12-31 | 2019-12-31 | 365 | 13.4403 | 13 | 0.44033
24614 | 7.84 | 1 | 2018-12-31 | 2019-12-31 | 365 | 8.9831 | 8 | 0.98313
24618 | 11.1 | 1 | 2018-12-31 | 2019-12-31 | 365 | 12.7185 | 12 | 0.71847
24620 | 4.48 | 1 | 2018-12-31 | 2019-12-31 | 365 | 5.1332 | 5 | 0.13322
24645 | 8.32 | 1 | 2018-12-31 | 2019-12-31 | 365 | 9.5331 | 9 | 0.53312
24652 | 5.1 | 1 | 2018-12-31 | 2019-12-31 | 365 | 5.8436 | 5 | 0.84362
24658 | 10.2 | 1 | 2018-12-31 | 2019-12-31 | 365 | 11.6872 | 11 | 0.68724
24662 | 8.96 | 1 | 2018-12-31 | 2019-12-31 | 365 | 10.2664 | 10 | 0.26644
24676 | 8.67 | 1 | 2018-12-31 | 2019-12-31 | 365 | 9.9342 | 9 | 0.93416
24680 | 5.13 | 1 | 2018-12-31 | 2019-12-31 | 365 | 5.878 | 5 | 0.878
24834 | 15.075 | 1 | 2018-12-31 | 2019-12-31 | 365 | 17.2731 | 17 | 0.27306
24835 | 6.24 | 1 | 2018-12-31 | 2019-12-31 | 365 | 7.1498 | 7 | 0.14984
24836 | 6.375 | 1 | 2018-12-31 | 2019-12-31 | 365 | 7.3045 | 7 | 0.30453
24838 | 8.925 | 1 | 2018-12-31 | 2019-12-31 | 365 | 10.2263 | 10 | 0.22634
24839 | 8.4 | 1 | 2018-12-31 | 2019-12-31 | 365 | 9.6248 | 9 | 0.62479
24842 | 5.1 | 1 | 2018-12-31 | 2019-12-31 | 365 | 5.8436 | 5 | 0.84362
25648 | 6.54 | 1 | 2018-12-31 | 2019-12-31 | 365 | 7.4936 | 7 | 0.49358
25649 | 3.57 | 1 | 2018-12-31 | 2019-12-31 | 365 | 4.0905 | 4 | 0.090535
25659 | 5.1 | 1 | 2018-12-31 | 2019-12-31 | 365 | 5.8436 | 5 | 0.84362
25660 | 12.099 | 1 | 2018-12-31 | 2019-12-31 | 365 | 13.8631 | 13 | 0.86313
25662 | 6.54 | 1 | 2018-12-31 | 2019-12-31 | 365 | 7.4936 | 7 | 0.49358
25664 | 6.36 | 1 | 2018-12-31 | 2019-12-31 | 365 | 7.2873 | 7 | 0.28734
25676 | 5.49 | 1 | 2018-12-31 | 2019-12-31 | 365 | 6.2905 | 6 | 0.29049
25610 | 6 | 1 | 2018-12-31 | 2019-12-31 | 365 | 6.8748 | 6 | 0.87485
25670 | 3.57 | 1 | 2018-12-31 | 2019-12-31 | 365 | 4.0905 | 4 | 0.090535
25704 | 11.118 | 1 | 2018-12-31 | 2019-12-31 | 365 | 12.7391 | 12 | 0.73909
25705 | 3 | 1 | 2018-12-31 | 2019-12-31 | 365 | 3.4374 | 3 | 0.43742
25710 | 5.4 | 1 | 2018-12-31 | 2019-12-31 | 365 | 6.1874 | 6 | 0.18736
19100 | 3.06 | 1 | 2018-12-31 | 2019-12-31 | 365 | 3.5062 | 3 | 0.50617
20852 | 1300.09 | 0.9 | 2018-12-31 | 2019-12-31 | 365 | 1340.6882 | 1340 | 0.68817
25358 | 4.8 | 1 | 2018-12-31 | 2019-12-31 | 365 | 5.4999 | 5 | 0.49988
25207 | 12.426 | 1 | 2018-12-31 | 2019-12-31 | 365 | 14.2378 | 14 | 0.23781
25118 | 4.56 | 1 | 2018-12-31 | 2019-12-31 | 365 | 5.2249 | 5 | 0.22488
25858 | 6.12 | 1 | 2018-12-31 | 2019-12-31 | 365 | 7.0123 | 7 | 0.012345
25877 | 4.2 | 1 | 2018-12-31 | 2019-12-31 | 365 | 4.8124 | 4 | 0.81239
25876 | 4.2 | 1 | 2018-12-31 | 2019-12-31 | 365 | 4.8124 | 4 | 0.81239
25878 | 5.2 | 1 | 2018-12-31 | 2019-12-31 | 365 | 5.9582 | 5 | 0.9582
25879 | 6.24 | 1 | 2018-12-31 | 2019-12-31 | 365 | 7.1498 | 7 | 0.14984
26023 | 8.16 | 1 | 2018-12-31 | 2019-12-31 | 365 | 9.3498 | 9 | 0.34979
26308 | 5.1 | 1 | 2018-12-31 | 2019-12-31 | 365 | 5.8436 | 5 | 0.84362
26310 | 8.925 | 1 | 2018-12-31 | 2019-12-31 | 365 | 10.2263 | 10 | 0.22634
26315 | 11.772 | 1 | 2018-12-31 | 2019-12-31 | 365 | 13.4885 | 13 | 0.48845
26318 | 5.865 | 1 | 2018-12-31 | 2019-12-31 | 365 | 6.7202 | 6 | 0.72016
26319 | 7.5 | 1 | 2018-12-31 | 2019-12-31 | 365 | 8.5936 | 8 | 0.59356
26320 | 6.76 | 1 | 2018-12-31 | 2019-12-31 | 365 | 7.7457 | 7 | 0.74566
26321 | 5.865 | 1 | 2018-12-31 | 2019-12-31 | 365 | 6.7202 | 6 | 0.72016
26323 | 5.61 | 1 | 2018-12-31 | 2019-12-31 | 365 | 6.428 | 6 | 0.42798
26324 | 7.65 | 1 | 2018-12-31 | 2019-12-31 | 365 | 8.7654 | 8 | 0.76543
26366 | 5.4 | 1 | 2018-12-31 | 2019-12-31 | 365 | 6.1874 | 6 | 0.18736
26399 | 5.1 | 1 | 2018-12-31 | 2019-12-31 | 365 | 5.8436 | 5 | 0.84362
25726 | 200.88 | 0.9 | 2018-12-31 | 2019-12-31 | 365 | 207.1529 | 207 | 0.15292
26644 | 10.23 | 1 | 2018-12-31 | 2019-12-31 | 365 | 11.7216 | 11 | 0.72162
19109 | 22.275 | 1 | 2018-12-31 | 2019-12-31 | 365 | 25.5229 | 25 | 0.52287
24602 | 5 | 1 | 2018-12-31 | 2019-12-31 | 365 | 5.729 | 5 | 0.72904
25419 | 6.25 | 1 | 2018-12-31 | 2019-12-31 | 365 | 7.1613 | 7 | 0.1613
25658 | 5.5 | 1 | 2018-12-31 | 2019-12-31 | 365 | 6.3019 | 6 | 0.30194
25654 | 2.5 | 1 | 2018-12-31 | 2019-12-31 | 365 | 2.8645 | 2 | 0.86452
25666 | 4.5 | 1 | 2018-12-31 | 2019-12-31 | 365 | 5.1561 | 5 | 0.15614
25834 | 4.5 | 1 | 2018-12-31 | 2019-12-31 | 365 | 5.1561 | 5 | 0.15614
25337 | 5.559 | 1 | 2018-12-31 | 2019-12-31 | 365 | 6.3695 | 6 | 0.36955
25613 | 11.2 | 1 | 2018-12-31 | 2019-12-31 | 365 | 12.833 | 12 | 0.83305
21674 | 5.5 | 1 | 2018-12-31 | 2019-12-31 | 365 | 6.3019 | 6 | 0.30194
24116 | 11.1 | 1 | 2018-12-31 | 2019-12-31 | 365 | 12.7185 | 12 | 0.71847
25008 | 4.77 | 1 | 2018-12-31 | 2019-12-31 | 365 | 5.4655 | 5 | 0.4655
25661 | 12.54 | 1 | 2018-12-31 | 2019-12-31 | 365 | 14.3684 | 14 | 0.36843
26636 | 8.835 | 1 | 2018-12-31 | 2019-12-31 | 365 | 10.1232 | 10 | 0.12321
26642 | 12.19 | 1 | 2018-12-31 | 2019-12-31 | 365 | 13.9674 | 13 | 0.9674
19168 | 4.08 | 1 | 2018-12-31 | 2019-12-31 | 365 | 4.6749 | 4 | 0.6749
21789 | 11.118 | 1 | 2018-12-31 | 2019-12-31 | 365 | 12.7391 | 12 | 0.73909
22463 | 7 | 1 | 2018-12-31 | 2019-12-31 | 365 | 8.0207 | 8 | 0.020656
25832 | 29.964 | 0.9 | 2018-12-31 | 2019-12-31 | 365 | 30.8997 | 30 | 0.89969
23135 | 4.05 | 1 | 2018-12-31 | 2019-12-31 | 365 | 4.6405 | 4 | 0.64052
24046 | 4.905 | 1 | 2018-12-31 | 2019-12-31 | 365 | 5.6202 | 5 | 0.62019
24689 | 5.2 | 1 | 2018-12-31 | 2019-12-31 | 365 | 5.9582 | 5 | 0.9582
25060 | 5.2 | 1 | 2018-12-31 | 2019-12-31 | 365 | 5.9582 | 5 | 0.9582
24998 | 6.27 | 1 | 2018-12-31 | 2019-12-31 | 365 | 7.1842 | 7 | 0.18422
25199 | 4.24 | 1 | 2018-12-31 | 2019-12-31 | 365 | 4.8582 | 4 | 0.85823
25005 | 7 | 1 | 2018-12-31 | 2019-12-31 | 365 | 8.0207 | 8 | 0.020656
25388 | 5.72 | 1 | 2018-12-31 | 2019-12-31 | 365 | 6.554 | 6 | 0.55402
25399 | 6.54 | 1 | 2018-12-31 | 2019-12-31 | 365 | 7.4936 | 7 | 0.49358
25400 | 7.56 | 1 | 2018-12-31 | 2019-12-31 | 365 | 8.6623 | 8 | 0.66231
25417 | 4.5 | 1 | 2018-12-31 | 2019-12-31 | 365 | 5.1561 | 5 | 0.15614
25418 | 23.52 | 1 | 2018-12-31 | 2019-12-31 | 365 | 26.9494 | 26 | 0.9494
25401 | 7.65 | 1 | 2018-12-31 | 2019-12-31 | 365 | 8.7654 | 8 | 0.76543
26397 | 5.2 | 1 | 2018-12-31 | 2019-12-31 | 365 | 5.9582 | 5 | 0.9582
26223 | 6.3 | 1 | 2018-12-31 | 2019-12-31 | 365 | 7.2186 | 7 | 0.21859
26721 | 4.14 | 1 | 2018-12-31 | 2019-12-31 | 365 | 4.7436 | 4 | 0.74365
26724 | 7.5 | 1 | 2018-12-31 | 2019-12-31 | 365 | 8.5936 | 8 | 0.59356
26748 | 6.75 | 1 | 2018-12-31 | 2019-12-31 | 365 | 7.7342 | 7 | 0.7342
26750 | 9.66 | 1 | 2018-12-31 | 2019-12-31 | 365 | 11.0685 | 11 | 0.068505
26778 | 10.08 | 1 | 2018-12-31 | 2019-12-31 | 365 | 11.5497 | 11 | 0.54974
26781 | 7.84 | 1 | 2018-12-31 | 2019-12-31 | 365 | 8.9831 | 8 | 0.98313
26786 | 8.835 | 1 | 2018-12-31 | 2019-12-31 | 365 | 10.1232 | 10 | 0.12321
25291 | 6.63 | 1 | 2018-12-31 | 2019-12-31 | 365 | 7.5967 | 7 | 0.59671
25555 | 6.75 | 1 | 2018-12-31 | 2019-12-31 | 365 | 7.7342 | 7 | 0.7342
25344 | 3.924 | 1 | 2018-12-31 | 2019-12-31 | 365 | 4.4962 | 4 | 0.49615
25586 | 5.67 | 1 | 2018-12-31 | 2019-12-31 | 365 | 6.4967 | 6 | 0.49673
24995 | 18 | 1 | 2018-12-31 | 2019-12-31 | 365 | 20.6245 | 20 | 0.62454
26789 | 14 | 1 | 2018-12-31 | 2019-12-31 | 365 | 16.0413 | 16 | 0.041312
27205 | 14.4 | 1 | 2018-12-31 | 2019-12-31 | 365 | 16.4996 | 16 | 0.49964
27236 | 7.93 | 1 | 2018-12-31 | 2019-12-31 | 365 | 9.0863 | 9 | 0.086257
25003 | 6.6 | 1 | 2018-12-31 | 2019-12-31 | 365 | 7.5623 | 7 | 0.56233
27201 | 11.4 | 1 | 2018-12-31 | 2019-12-31 | 365 | 13.0622 | 13 | 0.062211
27202 | 6.27 | 1 | 2018-12-31 | 2019-12-31 | 365 | 7.1842 | 7 | 0.18422
24840 | 2.7 | 1 | 2018-12-31 | 2019-12-31 | 365 | 3.0937 | 3 | 0.093682
24980 | 3.57 | 1 | 2018-12-31 | 2019-12-31 | 365 | 4.0905 | 4 | 0.090535
25000 | 5.4 | 1 | 2018-12-31 | 2019-12-31 | 365 | 6.1874 | 6 | 0.18736
25001 | 11.2 | 1 | 2018-12-31 | 2019-12-31 | 365 | 12.833 | 12 | 0.83305
25006 | 10.08 | 1 | 2018-12-31 | 2019-12-31 | 365 | 11.5497 | 11 | 0.54974
27204 | 7.2 | 1 | 2018-12-31 | 2019-12-31 | 365 | 8.2498 | 8 | 0.24982
27180 | 6.885 | 1 | 2018-12-31 | 2019-12-31 | 365 | 7.8889 | 7 | 0.88889
27233 | 4.05 | 1 | 2018-12-31 | 2019-12-31 | 365 | 4.6405 | 4 | 0.64052
27238 | 3.99 | 1 | 2018-12-31 | 2019-12-31 | 365 | 4.5718 | 4 | 0.57177
27239 | 6.21 | 1 | 2018-12-31 | 2019-12-31 | 365 | 7.1155 | 7 | 0.11547
27240 | 8.91 | 1 | 2018-12-31 | 2019-12-31 | 365 | 10.2091 | 10 | 0.20915
27243 | 11.88 | 1 | 2018-12-31 | 2019-12-31 | 365 | 13.6122 | 13 | 0.6122
27246 | 10.53 | 1 | 2018-12-31 | 2019-12-31 | 365 | 12.0654 | 12 | 0.065358
25007 | 12.426 | 1 | 2018-12-31 | 2019-12-31 | 365 | 14.2378 | 14 | 0.23781
27289 | 8.16 | 1 | 2018-12-31 | 2019-12-31 | 365 | 9.3498 | 9 | 0.34979
27343 | 10.72 | 1 | 2018-12-31 | 2019-12-31 | 365 | 12.2831 | 12 | 0.28306
27267 | 5.4 | 1 | 2018-12-31 | 2019-12-31 | 365 | 6.1874 | 6 | 0.18736
27271 | 10.72 | 1 | 2018-12-31 | 2019-12-31 | 365 | 12.2831 | 12 | 0.28306
27283 | 8.4 | 1 | 2018-12-31 | 2019-12-31 | 365 | 9.6248 | 9 | 0.62479
27275 | 10.26 | 1 | 2018-12-31 | 2019-12-31 | 365 | 11.756 | 11 | 0.75599
27342 | 9.66 | 1 | 2018-12-31 | 2019-12-31 | 365 | 11.0685 | 11 | 0.068505
27341 | 5.88 | 1 | 2018-12-31 | 2019-12-31 | 365 | 6.7374 | 6 | 0.73735
27340 | 9.99 | 1 | 2018-12-31 | 2019-12-31 | 365 | 11.4466 | 11 | 0.44662
27338 | 3.36 | 1 | 2018-12-31 | 2019-12-31 | 365 | 3.8499 | 3 | 0.84991
27471 | 5.7 | 1 | 2018-12-31 | 2019-12-31 | 365 | 6.5311 | 6 | 0.53111
27467 | 7.32 | 1 | 2018-12-31 | 2019-12-31 | 365 | 8.3873 | 8 | 0.38731
27344 | 9.99 | 1 | 2018-12-31 | 2019-12-31 | 365 | 11.4466 | 11 | 0.44662
27455 | 6.1 | 1 | 2018-12-31 | 2019-12-31 | 365 | 6.9894 | 6 | 0.98943
27339 | 3.99 | 1 | 2018-12-31 | 2019-12-31 | 365 | 4.5718 | 4 | 0.57177
27733 | 8.54 | 1 | 2018-12-31 | 2019-12-31 | 365 | 9.7852 | 9 | 0.7852
27641 | 10.5 | 1 | 2018-12-31 | 2019-12-31 | 365 | 12.031 | 12 | 0.030984
27643 | 4.5 | 1 | 2018-12-31 | 2019-12-31 | 365 | 5.1561 | 5 | 0.15614
27661 | 8.04 | 1 | 2018-12-31 | 2019-12-31 | 365 | 9.2123 | 9 | 0.2123
27671 | 7.56 | 1 | 2018-12-31 | 2019-12-31 | 365 | 8.6623 | 8 | 0.66231
27677 | 10.791 | 1 | 2018-12-31 | 2019-12-31 | 365 | 12.3644 | 12 | 0.36441
27679 | 9.15 | 1 | 2018-12-31 | 2019-12-31 | 365 | 10.4841 | 10 | 0.48414
27681 | 7.848 | 1 | 2018-12-31 | 2019-12-31 | 365 | 8.9923 | 8 | 0.9923
27751 | 13.734 | 1 | 2018-12-31 | 2019-12-31 | 365 | 15.7365 | 15 | 0.73653
27747 | 8.502 | 1 | 2018-12-31 | 2019-12-31 | 365 | 9.7417 | 9 | 0.74166
27743 | 8 | 1 | 2018-12-31 | 2019-12-31 | 365 | 9.1665 | 9 | 0.16646
27722 | 5.67 | 1 | 2018-12-31 | 2019-12-31 | 365 | 6.4967 | 6 | 0.49673
27729 | 9.52 | 1 | 2018-12-31 | 2019-12-31 | 365 | 10.9081 | 10 | 0.90809
27731 | 8.64 | 1 | 2018-12-31 | 2019-12-31 | 365 | 9.8998 | 9 | 0.89978
27737 | 5.4 | 1 | 2018-12-31 | 2019-12-31 | 365 | 6.1874 | 6 | 0.18736
27740 | 5.415 | 1 | 2018-12-31 | 2019-12-31 | 365 | 6.2046 | 6 | 0.20455
27979 | 12.42 | 1 | 2018-12-31 | 2019-12-31 | 365 | 14.2309 | 14 | 0.23094
28030 | 4.94 | 1 | 2018-12-31 | 2019-12-31 | 365 | 5.6603 | 5 | 0.66029
27946 | 5.61 | 1 | 2018-12-31 | 2019-12-31 | 365 | 6.428 | 6 | 0.42798
28043 | 4.42 | 1 | 2018-12-31 | 2019-12-31 | 365 | 5.0645 | 5 | 0.064471
28037 | 5.13 | 1 | 2018-12-31 | 2019-12-31 | 365 | 5.878 | 5 | 0.878
27963 | 16.52 | 1 | 2018-12-31 | 2019-12-31 | 365 | 18.9287 | 18 | 0.92875
28033 | 12.099 | 1 | 2018-12-31 | 2019-12-31 | 365 | 13.8631 | 13 | 0.86313
27962 | 10.26 | 1 | 2018-12-31 | 2019-12-31 | 365 | 11.756 | 11 | 0.75599
27968 | 3.92 | 1 | 2018-12-31 | 2019-12-31 | 365 | 4.4916 | 4 | 0.49157
27973 | 14.82 | 1 | 2018-12-31 | 2019-12-31 | 365 | 16.9809 | 16 | 0.98087
27977 | 2.85 | 1 | 2018-12-31 | 2019-12-31 | 365 | 3.2656 | 3 | 0.26555
28027 | 13.5 | 1 | 2018-12-31 | 2019-12-31 | 365 | 15.4684 | 15 | 0.46841
25333 | 2.616 | 1 | 2018-12-31 | 2019-12-31 | 365 | 2.9974 | 2 | 0.99743
25352 | 9.36 | 1 | 2018-12-31 | 2019-12-31 | 365 | 10.7248 | 10 | 0.72476
25652 | 9.15 | 1 | 2018-12-31 | 2019-12-31 | 365 | 10.4841 | 10 | 0.48414
25667 | 21 | 1 | 2018-12-31 | 2019-12-31 | 365 | 24.062 | 24 | 0.061968
25411 | 8.55 | 1 | 2018-12-31 | 2019-12-31 | 365 | 9.7967 | 9 | 0.79666
25647 | 7.65 | 1 | 2018-12-31 | 2019-12-31 | 365 | 8.7654 | 8 | 0.76543
25708 | 10.08 | 1 | 2018-12-31 | 2019-12-31 | 365 | 11.5497 | 11 | 0.54974
26638 | 6.1 | 1 | 2018-12-31 | 2019-12-31 | 365 | 6.9894 | 6 | 0.98943
26684 | 9.81 | 1 | 2018-12-31 | 2019-12-31 | 365 | 11.2404 | 11 | 0.24038
25731 | 8.96 | 1 | 2018-12-31 | 2019-12-31 | 365 | 10.2664 | 10 | 0.26644
25735 | 10.2 | 1 | 2018-12-31 | 2019-12-31 | 365 | 11.6872 | 11 | 0.68724
25737 | 6.12 | 1 | 2018-12-31 | 2019-12-31 | 365 | 7.0123 | 7 | 0.012345
25749 | 4.76 | 1 | 2018-12-31 | 2019-12-31 | 365 | 5.454 | 5 | 0.45405
25753 | 9.12 | 1 | 2018-12-31 | 2019-12-31 | 365 | 10.4498 | 10 | 0.44977
25777 | 17.955 | 1 | 2018-12-31 | 2019-12-31 | 365 | 20.573 | 20 | 0.57298
25780 | 14.4 | 1 | 2018-12-31 | 2019-12-31 | 365 | 16.4996 | 16 | 0.49964
25781 | 8.12 | 1 | 2018-12-31 | 2019-12-31 | 365 | 9.304 | 9 | 0.30396
25784 | 9.72 | 1 | 2018-12-31 | 2019-12-31 | 365 | 11.1373 | 11 | 0.13725
25785 | 3.99 | 1 | 2018-12-31 | 2019-12-31 | 365 | 4.5718 | 4 | 0.57177
25788 | 8.4 | 1 | 2018-12-31 | 2019-12-31 | 365 | 9.6248 | 9 | 0.62479
25454 | 7.29 | 1 | 2018-12-31 | 2019-12-31 | 365 | 8.3529 | 8 | 0.35294
25825 | 5.94 | 1 | 2018-12-31 | 2019-12-31 | 365 | 6.8061 | 6 | 0.8061
25820 | 7.848 | 1 | 2018-12-31 | 2019-12-31 | 365 | 8.9923 | 8 | 0.9923
25829 | 3.575 | 1 | 2018-12-31 | 2019-12-31 | 365 | 4.0963 | 4 | 0.096264
25830 | 8.415 | 1 | 2018-12-31 | 2019-12-31 | 365 | 9.642 | 9 | 0.64197
25836 | 7.59 | 1 | 2018-12-31 | 2019-12-31 | 365 | 8.6967 | 8 | 0.69668
25857 | 5.72 | 1 | 2018-12-31 | 2019-12-31 | 365 | 6.554 | 6 | 0.55402
25835 | 7.245 | 1 | 2018-12-31 | 2019-12-31 | 365 | 8.3014 | 8 | 0.30138
25880 | 4.94 | 1 | 2018-12-31 | 2019-12-31 | 365 | 5.6603 | 5 | 0.66029
25856 | 4.08 | 1 | 2018-12-31 | 2019-12-31 | 365 | 4.6749 | 4 | 0.6749
25837 | 6.12 | 1 | 2018-12-31 | 2019-12-31 | 365 | 7.0123 | 7 | 0.012345
25865 | 4.83 | 1 | 2018-12-31 | 2019-12-31 | 365 | 5.5343 | 5 | 0.53425
25831 | 7.32 | 1 | 2018-12-31 | 2019-12-31 | 365 | 8.3873 | 8 | 0.38731
26028 | 3.9 | 1 | 2018-12-31 | 2019-12-31 | 365 | 4.4687 | 4 | 0.46865
27983 | 4.16 | 1 | 2018-12-31 | 2019-12-31 | 365 | 4.7666 | 4 | 0.76656
26265 | 8.96 | 1 | 2018-12-31 | 2019-12-31 | 365 | 10.2664 | 10 | 0.26644
27477 | 4.75 | 1 | 2018-12-31 | 2019-12-31 | 365 | 5.4426 | 5 | 0.44259
27481 | 10.5 | 1 | 2018-12-31 | 2019-12-31 | 365 | 12.031 | 12 | 0.030984
27484 | 21.35 | 1 | 2018-12-31 | 2019-12-31 | 365 | 24.463 | 24 | 0.463
27486 | 7.8 | 1 | 2018-12-31 | 2019-12-31 | 365 | 8.9373 | 8 | 0.9373
27488 | 6.12 | 1 | 2018-12-31 | 2019-12-31 | 365 | 7.0123 | 7 | 0.012345
27490 | 6.54 | 1 | 2018-12-31 | 2019-12-31 | 365 | 7.4936 | 7 | 0.49358
26847 | 8.845 | 1 | 2018-12-31 | 2019-12-31 | 365 | 10.1347 | 10 | 0.13467
27491 | 12.426 | 1 | 2018-12-31 | 2019-12-31 | 365 | 14.2378 | 14 | 0.23781
27492 | 6.16 | 1 | 2018-12-31 | 2019-12-31 | 365 | 7.0582 | 7 | 0.058177
27112 | 14.56 | 1 | 2018-12-31 | 2019-12-31 | 365 | 16.683 | 16 | 0.68296
27116 | 6.867 | 1 | 2018-12-31 | 2019-12-31 | 365 | 7.8683 | 7 | 0.86826
27734 | 28.5 | 0.9 | 2018-12-31 | 2019-12-31 | 365 | 29.39 | 29 | 0.38998
27122 | 6.9 | 1 | 2018-12-31 | 2019-12-31 | 365 | 7.9061 | 7 | 0.90608
27794 | 4.77 | 1 | 2018-12-31 | 2019-12-31 | 365 | 5.4655 | 5 | 0.4655
27797 | 9.6 | 1 | 2018-12-31 | 2019-12-31 | 365 | 10.9998 | 10 | 0.99976
27128 | 8.175 | 1 | 2018-12-31 | 2019-12-31 | 365 | 9.367 | 9 | 0.36698
27799 | 9 | 1 | 2018-12-31 | 2019-12-31 | 365 | 10.3123 | 10 | 0.31227
27131 | 7.28 | 1 | 2018-12-31 | 2019-12-31 | 365 | 8.3415 | 8 | 0.34148
27179 | 9.81 | 1 | 2018-12-31 | 2019-12-31 | 365 | 11.2404 | 11 | 0.24038
27182 | 10.965 | 1 | 2018-12-31 | 2019-12-31 | 365 | 12.5638 | 12 | 0.56378
27183 | 12.825 | 1 | 2018-12-31 | 2019-12-31 | 365 | 14.695 | 14 | 0.69499
27185 | 7.25 | 1 | 2018-12-31 | 2019-12-31 | 365 | 8.3071 | 8 | 0.30711
27186 | 8.4 | 1 | 2018-12-31 | 2019-12-31 | 365 | 9.6248 | 9 | 0.62479
27188 | 7.5 | 1 | 2018-12-31 | 2019-12-31 | 365 | 8.5936 | 8 | 0.59356
27187 | 8.1 | 1 | 2018-12-31 | 2019-12-31 | 365 | 9.281 | 9 | 0.28104
27190 | 6.48 | 1 | 2018-12-31 | 2019-12-31 | 365 | 7.4248 | 7 | 0.42484
27178 | 2.85 | 1 | 2018-12-31 | 2019-12-31 | 365 | 3.2656 | 3 | 0.26555
27191 | 8.68 | 1 | 2018-12-31 | 2019-12-31 | 365 | 9.9456 | 9 | 0.94561
27193 | 6.71 | 1 | 2018-12-31 | 2019-12-31 | 365 | 7.6884 | 7 | 0.68837
27892 | 3.78 | 1 | 2018-12-31 | 2019-12-31 | 365 | 4.3312 | 4 | 0.33115
27900 | 4.68 | 1 | 2018-12-31 | 2019-12-31 | 365 | 5.3624 | 5 | 0.36238
27905 | 5.5 | 1 | 2018-12-31 | 2019-12-31 | 365 | 6.3019 | 6 | 0.30194
27909 | 4.2 | 1 | 2018-12-31 | 2019-12-31 | 365 | 4.8124 | 4 | 0.81239
27911 | 7.2 | 1 | 2018-12-31 | 2019-12-31 | 365 | 8.2498 | 8 | 0.24982
27928 | 6.12 | 1 | 2018-12-31 | 2019-12-31 | 365 | 7.0123 | 7 | 0.012345
27931 | 4.8 | 1 | 2018-12-31 | 2019-12-31 | 365 | 5.4999 | 5 | 0.49988
27935 | 10.8 | 1 | 2018-12-31 | 2019-12-31 | 365 | 12.3747 | 12 | 0.37473
27943 | 4.845 | 1 | 2018-12-31 | 2019-12-31 | 365 | 5.5514 | 5 | 0.55144
28047 | 5.72 | 1 | 2018-12-31 | 2019-12-31 | 365 | 6.554 | 6 | 0.55402
27667 | 28.325 | 0.9 | 2018-12-31 | 2019-12-31 | 365 | 29.2095 | 29 | 0.20951
28050 | 8.25 | 1 | 2018-12-31 | 2019-12-31 | 365 | 9.4529 | 9 | 0.45292
28055 | 12.19 | 1 | 2018-12-31 | 2019-12-31 | 365 | 13.9674 | 13 | 0.9674
28064 | 6.76 | 1 | 2018-12-31 | 2019-12-31 | 365 | 7.7457 | 7 | 0.74566
28067 | 9.76 | 1 | 2018-12-31 | 2019-12-31 | 365 | 11.1831 | 11 | 0.18309
26852 | 4.578 | 1 | 2018-12-31 | 2019-12-31 | 365 | 5.2455 | 5 | 0.24551
26858 | 9.87 | 1 | 2018-12-31 | 2019-12-31 | 365 | 11.3091 | 11 | 0.30912
25838 | 7.8 | 1 | 2018-12-31 | 2019-12-31 | 365 | 8.9373 | 8 | 0.9373
26864 | 17.4 | 1 | 2018-12-31 | 2019-12-31 | 365 | 19.9371 | 19 | 0.93706
12587 | 246.675 | 0.9 | 2018-12-31 | 2019-12-31 | 365 | 254.378 | 254 | 0.37797
26402 | 3.3 | 1 | 2018-12-31 | 2019-12-31 | 365 | 3.7812 | 3 | 0.78117
25826 | 7.8 | 1 | 2018-12-31 | 2019-12-31 | 365 | 8.9373 | 8 | 0.9373
26749 | 7.35 | 1 | 2018-12-31 | 2019-12-31 | 365 | 8.4217 | 8 | 0.42169
26780 | 7.29 | 1 | 2018-12-31 | 2019-12-31 | 365 | 8.3529 | 8 | 0.35294
26783 | 8.37 | 1 | 2018-12-31 | 2019-12-31 | 365 | 9.5904 | 9 | 0.59041
26787 | 4.05 | 1 | 2018-12-31 | 2019-12-31 | 365 | 4.6405 | 4 | 0.64052
27126 | 4.275 | 1 | 2018-12-31 | 2019-12-31 | 365 | 4.8983 | 4 | 0.89833
27127 | 4.275 | 1 | 2018-12-31 | 2019-12-31 | 365 | 4.8983 | 4 | 0.89833
27203 | 4.98 | 1 | 2018-12-31 | 2019-12-31 | 365 | 5.7061 | 5 | 0.70612
27206 | 5.415 | 1 | 2018-12-31 | 2019-12-31 | 365 | 6.2046 | 6 | 0.20455
27107 | 9.18 | 1 | 2018-12-31 | 2019-12-31 | 365 | 10.5185 | 10 | 0.51852
27237 | 7.245 | 1 | 2018-12-31 | 2019-12-31 | 365 | 8.3014 | 8 | 0.30138
27242 | 7.2 | 1 | 2018-12-31 | 2019-12-31 | 365 | 8.2498 | 8 | 0.24982
27292 | 10.08 | 1 | 2018-12-31 | 2019-12-31 | 365 | 11.5497 | 11 | 0.54974
27474 | 10.53 | 1 | 2018-12-31 | 2019-12-31 | 365 | 12.0654 | 12 | 0.065358
27664 | 7.83 | 1 | 2018-12-31 | 2019-12-31 | 365 | 8.9717 | 8 | 0.97168
27750 | 10.38 | 1 | 2018-12-31 | 2019-12-31 | 365 | 11.8935 | 11 | 0.89349
27970 | 7.595 | 1 | 2018-12-31 | 2019-12-31 | 365 | 8.7024 | 8 | 0.70241
27980 | 12 | 1 | 2018-12-31 | 2019-12-31 | 365 | 13.7497 | 13 | 0.7497
27981 | 8.06 | 1 | 2018-12-31 | 2019-12-31 | 365 | 9.2352 | 9 | 0.23521
28002 | 23.785 | 1 | 2018-12-31 | 2019-12-31 | 365 | 27.253 | 27 | 0.25304
28039 | 7.8 | 1 | 2018-12-31 | 2019-12-31 | 365 | 8.9373 | 8 | 0.9373
26845 | 5.5 | 1 | 2018-12-31 | 2019-12-31 | 365 | 6.3019 | 6 | 0.30194
28175 | 4.845 | 1 | 2018-12-31 | 2019-12-31 | 365 | 5.5514 | 5 | 0.55144
27118 | 4.5 | 1 | 2018-12-31 | 2019-12-31 | 365 | 5.1561 | 5 | 0.15614
28183 | 9.1 | 1 | 2018-12-31 | 2019-12-31 | 365 | 10.4269 | 10 | 0.42685
28285 | 5.2 | 1 | 2018-12-31 | 2019-12-31 | 365 | 5.9582 | 5 | 0.9582
28286 | 10.464 | 1 | 2018-12-31 | 2019-12-31 | 365 | 11.9897 | 11 | 0.98973
28287 | 4.08 | 1 | 2018-12-31 | 2019-12-31 | 365 | 4.6749 | 4 | 0.6749
28288 | 6.27 | 1 | 2018-12-31 | 2019-12-31 | 365 | 7.1842 | 7 | 0.18422
28291 | 4.845 | 1 | 2018-12-31 | 2019-12-31 | 365 | 5.5514 | 5 | 0.55144
28293 | 8.829 | 1 | 2018-12-31 | 2019-12-31 | 365 | 10.1163 | 10 | 0.11634
28294 | 5.415 | 1 | 2018-12-31 | 2019-12-31 | 365 | 6.2046 | 6 | 0.20455
28297 | 8.36 | 1 | 2018-12-31 | 2019-12-31 | 365 | 9.579 | 9 | 0.57895
28300 | 6.44 | 1 | 2018-12-31 | 2019-12-31 | 365 | 7.379 | 7 | 0.379
28302 | 7.395 | 1 | 2018-12-31 | 2019-12-31 | 365 | 8.4733 | 8 | 0.47325
28303 | 7.84 | 1 | 2018-12-31 | 2019-12-31 | 365 | 8.9831 | 8 | 0.98313
28305 | 6 | 1 | 2018-12-31 | 2019-12-31 | 365 | 6.8748 | 6 | 0.87485
28307 | 3.38 | 1 | 2018-12-31 | 2019-12-31 | 365 | 3.8728 | 3 | 0.87283
28308 | 10.4 | 1 | 2018-12-31 | 2019-12-31 | 365 | 11.9164 | 11 | 0.9164
28311 | 7 | 1 | 2018-12-31 | 2019-12-31 | 365 | 8.0207 | 8 | 0.020656
28313 | 4.56 | 1 | 2018-12-31 | 2019-12-31 | 365 | 5.2249 | 5 | 0.22488
28190 | 5.2 | 1 | 2018-12-31 | 2019-12-31 | 365 | 5.9582 | 5 | 0.9582
25650 | 5.5 | 1 | 2018-12-31 | 2019-12-31 | 365 | 6.3019 | 6 | 0.30194
25656 | 5 | 1 | 2018-12-31 | 2019-12-31 | 365 | 5.729 | 5 | 0.72904
25839 | 8.25 | 1 | 2018-12-31 | 2019-12-31 | 365 | 9.4529 | 9 | 0.45292
27291 | 9.5 | 1 | 2018-12-31 | 2019-12-31 | 365 | 10.8852 | 10 | 0.88518
28070 | 7.75 | 1 | 2018-12-31 | 2019-12-31 | 365 | 8.88 | 8 | 0.88001
28161 | 5.1 | 1 | 2018-12-31 | 2019-12-31 | 365 | 5.8436 | 5 | 0.84362
28166 | 8.502 | 1 | 2018-12-31 | 2019-12-31 | 365 | 9.7417 | 9 | 0.74166
28335 | 11.118 | 1 | 2018-12-31 | 2019-12-31 | 365 | 12.7391 | 12 | 0.73909
28338 | 11.18 | 1 | 2018-12-31 | 2019-12-31 | 365 | 12.8101 | 12 | 0.81013
28343 | 5.565 | 1 | 2018-12-31 | 2019-12-31 | 365 | 6.3764 | 6 | 0.37642
28349 | 17.658 | 1 | 2018-12-31 | 2019-12-31 | 365 | 20.2327 | 20 | 0.23268
28353 | 4.59 | 1 | 2018-12-31 | 2019-12-31 | 365 | 5.2593 | 5 | 0.25926
28358 | 4.08 | 1 | 2018-12-31 | 2019-12-31 | 365 | 4.6749 | 4 | 0.6749
28363 | 3.9 | 1 | 2018-12-31 | 2019-12-31 | 365 | 4.4687 | 4 | 0.46865
28368 | 4.05 | 1 | 2018-12-31 | 2019-12-31 | 365 | 4.6405 | 4 | 0.64052
28369 | 3.64 | 1 | 2018-12-31 | 2019-12-31 | 365 | 4.1707 | 4 | 0.17074
28373 | 6.24 | 1 | 2018-12-31 | 2019-12-31 | 365 | 7.1498 | 7 | 0.14984
28380 | 5.2 | 1 | 2018-12-31 | 2019-12-31 | 365 | 5.9582 | 5 | 0.9582
28383 | 3.6 | 1 | 2018-12-31 | 2019-12-31 | 365 | 4.1249 | 4 | 0.12491
28387 | 7.8 | 1 | 2018-12-31 | 2019-12-31 | 365 | 8.9373 | 8 | 0.9373
28856 | 4.905 | 1 | 2018-12-31 | 2019-12-31 | 365 | 5.6202 | 5 | 0.62019
28389 | 5.46 | 1 | 2018-12-31 | 2019-12-31 | 365 | 6.2561 | 6 | 0.25611
28393 | 5.49 | 1 | 2018-12-31 | 2019-12-31 | 365 | 6.2905 | 6 | 0.29049
28397 | 6 | 1 | 2018-12-31 | 2019-12-31 | 365 | 6.8748 | 6 | 0.87485
28402 | 8.12 | 1 | 2018-12-31 | 2019-12-31 | 365 | 9.304 | 9 | 0.30396
28406 | 6.27 | 1 | 2018-12-31 | 2019-12-31 | 365 | 7.1842 | 7 | 0.18422
28409 | 4.16 | 1 | 2018-12-31 | 2019-12-31 | 365 | 4.7666 | 4 | 0.76656
26725 | 8.37 | 1 | 2018-12-31 | 2019-12-31 | 365 | 9.5904 | 9 | 0.59041
27235 | 5.94 | 1 | 2018-12-31 | 2019-12-31 | 365 | 6.8061 | 6 | 0.8061
27940 | 9.54 | 1 | 2018-12-31 | 2019-12-31 | 365 | 10.931 | 10 | 0.93101
28059 | 7.29 | 1 | 2018-12-31 | 2019-12-31 | 365 | 8.3529 | 8 | 0.35294
28063 | 12.42 | 1 | 2018-12-31 | 2019-12-31 | 365 | 14.2309 | 14 | 0.23094
28754 | 8.84 | 1 | 2018-12-31 | 2019-12-31 | 365 | 10.1289 | 10 | 0.12894
28746 | 4.16 | 1 | 2018-12-31 | 2019-12-31 | 365 | 4.7666 | 4 | 0.76656
28802 | 4.48 | 1 | 2018-12-31 | 2019-12-31 | 365 | 5.1332 | 5 | 0.13322
28761 | 6.5 | 1 | 2018-12-31 | 2019-12-31 | 365 | 7.4478 | 7 | 0.44775
28765 | 6.27 | 1 | 2018-12-31 | 2019-12-31 | 365 | 7.1842 | 7 | 0.18422
28299 | 8.265 | 1 | 2018-12-31 | 2019-12-31 | 365 | 9.4701 | 9 | 0.4701
28295 | 7.41 | 1 | 2018-12-31 | 2019-12-31 | 365 | 8.4904 | 8 | 0.49044
28199 | 4.24 | 1 | 2018-12-31 | 2019-12-31 | 365 | 4.8582 | 4 | 0.85823
28193 | 4.845 | 1 | 2018-12-31 | 2019-12-31 | 365 | 5.5514 | 5 | 0.55144
28743 | 5.4 | 1 | 2018-12-31 | 2019-12-31 | 365 | 6.1874 | 6 | 0.18736
28655 | 9.6 | 1 | 2018-12-31 | 2019-12-31 | 365 | 10.9998 | 10 | 0.99976
28773 | 4.88 | 1 | 2018-12-31 | 2019-12-31 | 365 | 5.5915 | 5 | 0.59154
28774 | 6.84 | 1 | 2018-12-31 | 2019-12-31 | 365 | 7.8373 | 7 | 0.83733
28777 | 9.975 | 1 | 2018-12-31 | 2019-12-31 | 365 | 11.4294 | 11 | 0.42943
28807 | 4.41 | 1 | 2018-12-31 | 2019-12-31 | 365 | 5.053 | 5 | 0.053013
28830 | 12.6 | 1 | 2018-12-31 | 2019-12-31 | 365 | 14.4372 | 14 | 0.43718
28835 | 5.46 | 1 | 2018-12-31 | 2019-12-31 | 365 | 6.2561 | 6 | 0.25611
28837 | 9.15 | 1 | 2018-12-31 | 2019-12-31 | 365 | 10.4841 | 10 | 0.48414
28842 | 6.5 | 1 | 2018-12-31 | 2019-12-31 | 365 | 7.4478 | 7 | 0.44775
28844 | 4.68 | 1 | 2018-12-31 | 2019-12-31 | 365 | 5.3624 | 5 | 0.36238
28851 | 3.06 | 1 | 2018-12-31 | 2019-12-31 | 365 | 3.5062 | 3 | 0.50617
28853 | 9.81 | 1 | 2018-12-31 | 2019-12-31 | 365 | 11.2404 | 11 | 0.24038
28860 | 7.125 | 1 | 2018-12-31 | 2019-12-31 | 365 | 8.1639 | 8 | 0.16388
28899 | 9.9 | 1 | 2018-12-31 | 2019-12-31 | 365 | 11.3435 | 11 | 0.3435
28902 | 5.1 | 1 | 2018-12-31 | 2019-12-31 | 365 | 5.8436 | 5 | 0.84362
28904 | 10.35 | 1 | 2018-12-31 | 2019-12-31 | 365 | 11.8591 | 11 | 0.85911
28906 | 3.64 | 1 | 2018-12-31 | 2019-12-31 | 365 | 4.1707 | 4 | 0.17074
28907 | 6.375 | 1 | 2018-12-31 | 2019-12-31 | 365 | 7.3045 | 7 | 0.30453
28908 | 3.12 | 1 | 2018-12-31 | 2019-12-31 | 365 | 3.5749 | 3 | 0.57492
28913 | 8.12 | 1 | 2018-12-31 | 2019-12-31 | 365 | 9.304 | 9 | 0.30396
28915 | 13.4 | 1 | 2018-12-31 | 2019-12-31 | 365 | 15.3538 | 15 | 0.35383
28916 | 4.48 | 1 | 2018-12-31 | 2019-12-31 | 365 | 5.1332 | 5 | 0.13322
28917 | 9.66 | 1 | 2018-12-31 | 2019-12-31 | 365 | 11.0685 | 11 | 0.068505
28920 | 10.53 | 1 | 2018-12-31 | 2019-12-31 | 365 | 12.0654 | 12 | 0.065358
28922 | 4.25 | 1 | 2018-12-31 | 2019-12-31 | 365 | 4.8697 | 4 | 0.86968
28923 | 7.2 | 1 | 2018-12-31 | 2019-12-31 | 365 | 8.2498 | 8 | 0.24982
28924 | 7.8 | 1 | 2018-12-31 | 2019-12-31 | 365 | 8.9373 | 8 | 0.9373
28925 | 6.72 | 1 | 2018-12-31 | 2019-12-31 | 365 | 7.6998 | 7 | 0.69983
28929 | 9.72 | 1 | 2018-12-31 | 2019-12-31 | 365 | 11.1373 | 11 | 0.13725
28931 | 10.464 | 1 | 2018-12-31 | 2019-12-31 | 365 | 11.9897 | 11 | 0.98973
28934 | 11.118 | 1 | 2018-12-31 | 2019-12-31 | 365 | 12.7391 | 12 | 0.73909
28936 | 7.5 | 1 | 2018-12-31 | 2019-12-31 | 365 | 8.5936 | 8 | 0.59356
28938 | 12.24 | 1 | 2018-12-31 | 2019-12-31 | 365 | 14.0247 | 14 | 0.02469
28942 | 6.24 | 1 | 2018-12-31 | 2019-12-31 | 365 | 7.1498 | 7 | 0.14984
28945 | 5.98 | 1 | 2018-12-31 | 2019-12-31 | 365 | 6.8519 | 6 | 0.85193
28951 | 4.16 | 1 | 2018-12-31 | 2019-12-31 | 365 | 4.7666 | 4 | 0.76656
28953 | 3.38 | 1 | 2018-12-31 | 2019-12-31 | 365 | 3.8728 | 3 | 0.87283
28972 | 4.27 | 1 | 2018-12-31 | 2019-12-31 | 365 | 4.8926 | 4 | 0.8926
28959 | 8 | 1 | 2018-12-31 | 2019-12-31 | 365 | 9.1665 | 9 | 0.16646
25606 | 54.72 | 0.9 | 2018-12-31 | 2019-12-31 | 365 | 56.4288 | 56 | 0.42875
29647 | 6.5 | 1 | 2018-12-31 | 2019-12-31 | 365 | 7.4478 | 7 | 0.44775
29716 | 10.64 | 1 | 2018-12-31 | 2019-12-31 | 365 | 12.1914 | 12 | 0.1914
29717 | 12 | 1 | 2018-12-31 | 2019-12-31 | 365 | 13.7497 | 13 | 0.7497
29718 | 4.42 | 1 | 2018-12-31 | 2019-12-31 | 365 | 5.0645 | 5 | 0.064471
29722 | 7.98 | 1 | 2018-12-31 | 2019-12-31 | 365 | 9.1435 | 9 | 0.14355
29729 | 5.49 | 1 | 2018-12-31 | 2019-12-31 | 365 | 6.2905 | 6 | 0.29049
29732 | 6 | 1 | 2018-12-31 | 2019-12-31 | 365 | 6.8748 | 6 | 0.87485
28738 | 2.8 | 1 | 2018-12-31 | 2019-12-31 | 365 | 3.2083 | 3 | 0.20826
29643 | 3.66 | 1 | 2018-12-31 | 2019-12-31 | 365 | 4.1937 | 4 | 0.19366
29637 | 6.5 | 1 | 2018-12-31 | 2019-12-31 | 365 | 7.4478 | 7 | 0.44775
29899 | 10.8 | 1 | 2018-12-31 | 2019-12-31 | 365 | 12.3747 | 12 | 0.37473
29903 | 8.835 | 1 | 2018-12-31 | 2019-12-31 | 365 | 10.1232 | 10 | 0.12321
29905 | 4.578 | 1 | 2018-12-31 | 2019-12-31 | 365 | 5.2455 | 5 | 0.24551
29909 | 5.6 | 1 | 2018-12-31 | 2019-12-31 | 365 | 6.4165 | 6 | 0.41652
29887 | 7.5 | 1 | 2018-12-31 | 2019-12-31 | 365 | 8.5936 | 8 | 0.59356
29574 | 7.848 | 1 | 2018-12-31 | 2019-12-31 | 365 | 8.9923 | 8 | 0.9923
30452 | 8.37 | 1 | 2018-12-31 | 2019-12-31 | 365 | 9.5904 | 9 | 0.59041
30454 | 2.52 | 1 | 2018-12-31 | 2019-12-31 | 365 | 2.8874 | 2 | 0.88744
30456 | 8.505 | 1 | 2018-12-31 | 2019-12-31 | 365 | 9.7451 | 9 | 0.7451
30458 | 7.14 | 1 | 2018-12-31 | 2019-12-31 | 365 | 8.1811 | 8 | 0.18107
30460 | 6.24 | 1 | 2018-12-31 | 2019-12-31 | 365 | 7.1498 | 7 | 0.14984
30461 | 6.75 | 1 | 2018-12-31 | 2019-12-31 | 365 | 7.7342 | 7 | 0.7342
30463 | 9.81 | 1 | 2018-12-31 | 2019-12-31 | 365 | 11.2404 | 11 | 0.24038
30465 | 5.4 | 1 | 2018-12-31 | 2019-12-31 | 365 | 6.1874 | 6 | 0.18736
29534 | 5.61 | 1 | 2018-12-31 | 2019-12-31 | 365 | 6.428 | 6 | 0.42798
29535 | 9.36 | 1 | 2018-12-31 | 2019-12-31 | 365 | 10.7248 | 10 | 0.72476
29536 | 5.72 | 1 | 2018-12-31 | 2019-12-31 | 365 | 6.554 | 6 | 0.55402
29537 | 7.28 | 1 | 2018-12-31 | 2019-12-31 | 365 | 8.3415 | 8 | 0.34148
29538 | 6.9 | 1 | 2018-12-31 | 2019-12-31 | 365 | 7.9061 | 7 | 0.90608
29539 | 6.24 | 1 | 2018-12-31 | 2019-12-31 | 365 | 7.1498 | 7 | 0.14984
29540 | 5.4 | 1 | 2018-12-31 | 2019-12-31 | 365 | 6.1874 | 6 | 0.18736
29541 | 9.88 | 1 | 2018-12-31 | 2019-12-31 | 365 | 11.3206 | 11 | 0.32058
29544 | 3.12 | 1 | 2018-12-31 | 2019-12-31 | 365 | 3.5749 | 3 | 0.57492
29545 | 5.1 | 1 | 2018-12-31 | 2019-12-31 | 365 | 5.8436 | 5 | 0.84362
29546 | 5.4 | 1 | 2018-12-31 | 2019-12-31 | 365 | 6.1874 | 6 | 0.18736
29547 | 8.235 | 1 | 2018-12-31 | 2019-12-31 | 365 | 9.4357 | 9 | 0.43573
29548 | 7.56 | 1 | 2018-12-31 | 2019-12-31 | 365 | 8.6623 | 8 | 0.66231
29550 | 5.72 | 1 | 2018-12-31 | 2019-12-31 | 365 | 6.554 | 6 | 0.55402
29551 | 7.28 | 1 | 2018-12-31 | 2019-12-31 | 365 | 8.3415 | 8 | 0.34148
29553 | 5.1 | 1 | 2018-12-31 | 2019-12-31 | 365 | 5.8436 | 5 | 0.84362
29554 | 5.2 | 1 | 2018-12-31 | 2019-12-31 | 365 | 5.9582 | 5 | 0.9582
29555 | 3.12 | 1 | 2018-12-31 | 2019-12-31 | 365 | 3.5749 | 3 | 0.57492
29556 | 14.84 | 1 | 2018-12-31 | 2019-12-31 | 365 | 17.0038 | 17 | 0.0037907
29557 | 5.46 | 1 | 2018-12-31 | 2019-12-31 | 365 | 6.2561 | 6 | 0.25611
29559 | 7.14 | 1 | 2018-12-31 | 2019-12-31 | 365 | 8.1811 | 8 | 0.18107
29560 | 6.24 | 1 | 2018-12-31 | 2019-12-31 | 365 | 7.1498 | 7 | 0.14984
29562 | 4.335 | 1 | 2018-12-31 | 2019-12-31 | 365 | 4.9671 | 4 | 0.96708
29563 | 4.8 | 1 | 2018-12-31 | 2019-12-31 | 365 | 5.4999 | 5 | 0.49988
29565 | 3 | 1 | 2018-12-31 | 2019-12-31 | 365 | 3.4374 | 3 | 0.43742
29566 | 4.68 | 1 | 2018-12-31 | 2019-12-31 | 365 | 5.3624 | 5 | 0.36238
29567 | 10 | 1 | 2018-12-31 | 2019-12-31 | 365 | 11.4581 | 11 | 0.45808
29568 | 5.98 | 1 | 2018-12-31 | 2019-12-31 | 365 | 6.8519 | 6 | 0.85193
29569 | 6.48 | 1 | 2018-12-31 | 2019-12-31 | 365 | 7.4248 | 7 | 0.42484
29570 | 7.8 | 1 | 2018-12-31 | 2019-12-31 | 365 | 8.9373 | 8 | 0.9373
29571 | 11.18 | 1 | 2018-12-31 | 2019-12-31 | 365 | 12.8101 | 12 | 0.81013
29840 | 9.72 | 1 | 2018-12-31 | 2019-12-31 | 365 | 11.1373 | 11 | 0.13725
29572 | 7.848 | 1 | 2018-12-31 | 2019-12-31 | 365 | 8.9923 | 8 | 0.9923
29573 | 8.32 | 1 | 2018-12-31 | 2019-12-31 | 365 | 9.5331 | 9 | 0.53312
29855 | 5.2 | 1 | 2018-12-31 | 2019-12-31 | 365 | 5.9582 | 5 | 0.9582
29863 | 6 | 1 | 2018-12-31 | 2019-12-31 | 365 | 6.8748 | 6 | 0.87485
29877 | 7.29 | 1 | 2018-12-31 | 2019-12-31 | 365 | 8.3529 | 8 | 0.35294
30484 | 11.34 | 1 | 2018-12-31 | 2019-12-31 | 365 | 12.9935 | 12 | 0.99346
29850 | 48.069 | 0.9 | 2018-12-31 | 2019-12-31 | 365 | 49.5701 | 49 | 0.57006
29880 | 11.2 | 1 | 2018-12-31 | 2019-12-31 | 365 | 12.833 | 12 | 0.83305
29882 | 6.76 | 1 | 2018-12-31 | 2019-12-31 | 365 | 7.7457 | 7 | 0.74566
29859 | 6.5 | 1 | 2018-12-31 | 2019-12-31 | 365 | 7.4478 | 7 | 0.44775
30516 | 27.52 | 0.9 | 2018-12-31 | 2019-12-31 | 365 | 28.3794 | 28 | 0.37937
30495 | 9.12 | 1 | 2018-12-31 | 2019-12-31 | 365 | 10.4498 | 10 | 0.44977
30496 | 3.12 | 1 | 2018-12-31 | 2019-12-31 | 365 | 3.5749 | 3 | 0.57492
29895 | 4.575 | 1 | 2018-12-31 | 2019-12-31 | 365 | 5.2421 | 5 | 0.24207
30498 | 5.1 | 1 | 2018-12-31 | 2019-12-31 | 365 | 5.8436 | 5 | 0.84362
30499 | 5.72 | 1 | 2018-12-31 | 2019-12-31 | 365 | 6.554 | 6 | 0.55402
30515 | 3.9 | 1 | 2018-12-31 | 2019-12-31 | 365 | 4.4687 | 4 | 0.46865
30517 | 8.835 | 1 | 2018-12-31 | 2019-12-31 | 365 | 10.1232 | 10 | 0.12321
30518 | 5 | 1 | 2018-12-31 | 2019-12-31 | 365 | 5.729 | 5 | 0.72904
30627 | 4 | 1 | 2018-12-31 | 2019-12-31 | 365 | 4.5832 | 4 | 0.58323
30519 | 5.625 | 1 | 2018-12-31 | 2019-12-31 | 365 | 6.4452 | 6 | 0.44517
30522 | 6.84 | 1 | 2018-12-31 | 2019-12-31 | 365 | 7.8373 | 7 | 0.83733
30467 | 11.4 | 1 | 2018-12-31 | 2019-12-31 | 365 | 13.0622 | 13 | 0.062211
30630 | 8.829 | 1 | 2018-12-31 | 2019-12-31 | 365 | 10.1163 | 10 | 0.11634
30470 | 5.2 | 1 | 2018-12-31 | 2019-12-31 | 365 | 5.9582 | 5 | 0.9582
30628 | 7.56 | 1 | 2018-12-31 | 2019-12-31 | 365 | 8.6623 | 8 | 0.66231
30471 | 3.42 | 1 | 2018-12-31 | 2019-12-31 | 365 | 3.9187 | 3 | 0.91866
30632 | 7.28 | 1 | 2018-12-31 | 2019-12-31 | 365 | 8.3415 | 8 | 0.34148
30637 | 3.825 | 1 | 2018-12-31 | 2019-12-31 | 365 | 4.3827 | 4 | 0.38272
30640 | 11.66 | 1 | 2018-12-31 | 2019-12-31 | 365 | 13.3601 | 13 | 0.36012
30642 | 3.36 | 1 | 2018-12-31 | 2019-12-31 | 365 | 3.8499 | 3 | 0.84991
30611 | 9.9 | 1 | 2018-12-31 | 2019-12-31 | 365 | 11.3435 | 11 | 0.3435
30626 | 5.46 | 1 | 2018-12-31 | 2019-12-31 | 365 | 6.2561 | 6 | 0.25611
30619 | 9.945 | 1 | 2018-12-31 | 2019-12-31 | 365 | 11.3951 | 11 | 0.39506
30476 | 8.04 | 1 | 2018-12-31 | 2019-12-31 | 365 | 9.2123 | 9 | 0.2123
30478 | 12.96 | 1 | 2018-12-31 | 2019-12-31 | 365 | 14.8497 | 14 | 0.84967
30479 | 3.12 | 1 | 2018-12-31 | 2019-12-31 | 365 | 3.5749 | 3 | 0.57492
30480 | 4.42 | 1 | 2018-12-31 | 2019-12-31 | 365 | 5.0645 | 5 | 0.064471
30487 | 5.46 | 1 | 2018-12-31 | 2019-12-31 | 365 | 6.2561 | 6 | 0.25611
30488 | 6.5 | 1 | 2018-12-31 | 2019-12-31 | 365 | 7.4478 | 7 | 0.44775
30489 | 7.8 | 1 | 2018-12-31 | 2019-12-31 | 365 | 8.9373 | 8 | 0.9373
30490 | 7.54 | 1 | 2018-12-31 | 2019-12-31 | 365 | 8.6394 | 8 | 0.63939
30506 | 4.68 | 1 | 2018-12-31 | 2019-12-31 | 365 | 5.3624 | 5 | 0.36238
30507 | 4.48 | 1 | 2018-12-31 | 2019-12-31 | 365 | 5.1332 | 5 | 0.13322
30497 | 11.4 | 1 | 2018-12-31 | 2019-12-31 | 365 | 13.0622 | 13 | 0.062211
30508 | 5.04 | 1 | 2018-12-31 | 2019-12-31 | 365 | 5.7749 | 5 | 0.77487
30509 | 6.5 | 1 | 2018-12-31 | 2019-12-31 | 365 | 7.4478 | 7 | 0.44775
30510 | 7.28 | 1 | 2018-12-31 | 2019-12-31 | 365 | 8.3415 | 8 | 0.34148
30511 | 8.84 | 1 | 2018-12-31 | 2019-12-31 | 365 | 10.1289 | 10 | 0.12894
30529 | 9.69 | 1 | 2018-12-31 | 2019-12-31 | 365 | 11.1029 | 11 | 0.10288
30530 | 8.1 | 1 | 2018-12-31 | 2019-12-31 | 365 | 9.281 | 9 | 0.28104
30534 | 5.4 | 1 | 2018-12-31 | 2019-12-31 | 365 | 6.1874 | 6 | 0.18736
30535 | 14.835 | 1 | 2018-12-31 | 2019-12-31 | 365 | 16.9981 | 16 | 0.99806
30537 | 8.28 | 1 | 2018-12-31 | 2019-12-31 | 365 | 9.4873 | 9 | 0.48729
30539 | 8.12 | 1 | 2018-12-31 | 2019-12-31 | 365 | 9.304 | 9 | 0.30396
30541 | 9.81 | 1 | 2018-12-31 | 2019-12-31 | 365 | 11.2404 | 11 | 0.24038
30564 | 4.48 | 1 | 2018-12-31 | 2019-12-31 | 365 | 5.1332 | 5 | 0.13322
30473 | 5.4 | 1 | 2018-12-31 | 2019-12-31 | 365 | 6.1874 | 6 | 0.18736
30475 | 10.08 | 1 | 2018-12-31 | 2019-12-31 | 365 | 11.5497 | 11 | 0.54974
30654 | 7.75 | 1 | 2018-12-31 | 2019-12-31 | 365 | 8.88 | 8 | 0.88001
30481 | 4.845 | 1 | 2018-12-31 | 2019-12-31 | 365 | 5.5514 | 5 | 0.55144
30482 | 3.6 | 1 | 2018-12-31 | 2019-12-31 | 365 | 4.1249 | 4 | 0.12491
30483 | 3.12 | 1 | 2018-12-31 | 2019-12-31 | 365 | 3.5749 | 3 | 0.57492
30485 | 6.1 | 1 | 2018-12-31 | 2019-12-31 | 365 | 6.9894 | 6 | 0.98943
30486 | 6.1 | 1 | 2018-12-31 | 2019-12-31 | 365 | 6.9894 | 6 | 0.98943
30491 | 5.72 | 1 | 2018-12-31 | 2019-12-31 | 365 | 6.554 | 6 | 0.55402
30492 | 5.4 | 1 | 2018-12-31 | 2019-12-31 | 365 | 6.1874 | 6 | 0.18736
30493 | 8.91 | 1 | 2018-12-31 | 2019-12-31 | 365 | 10.2091 | 10 | 0.20915
30494 | 12.753 | 1 | 2018-12-31 | 2019-12-31 | 365 | 14.6125 | 14 | 0.61249
31199 | 2.44 | 1 | 2018-12-31 | 2019-12-31 | 365 | 2.7958 | 2 | 0.79577
31200 | 7.194 | 1 | 2018-12-31 | 2019-12-31 | 365 | 8.2429 | 8 | 0.24294
31201 | 6.3 | 1 | 2018-12-31 | 2019-12-31 | 365 | 7.2186 | 7 | 0.21859
30500 | 5.1 | 1 | 2018-12-31 | 2019-12-31 | 365 | 5.8436 | 5 | 0.84362
31202 | 6.54 | 1 | 2018-12-31 | 2019-12-31 | 365 | 7.4936 | 7 | 0.49358
31203 | 3.795 | 1 | 2018-12-31 | 2019-12-31 | 365 | 4.3483 | 4 | 0.34834
30502 | 6.1 | 1 | 2018-12-31 | 2019-12-31 | 365 | 6.9894 | 6 | 0.98943
31210 | 12.74 | 1 | 2018-12-31 | 2019-12-31 | 365 | 14.5976 | 14 | 0.59759
30503 | 8.12 | 1 | 2018-12-31 | 2019-12-31 | 365 | 9.304 | 9 | 0.30396
31215 | 7.848 | 1 | 2018-12-31 | 2019-12-31 | 365 | 8.9923 | 8 | 0.9923
31234 | 13.8 | 1 | 2018-12-31 | 2019-12-31 | 365 | 15.8122 | 15 | 0.81215
31236 | 7.28 | 1 | 2018-12-31 | 2019-12-31 | 365 | 8.3415 | 8 | 0.34148
30512 | 6.76 | 1 | 2018-12-31 | 2019-12-31 | 365 | 7.7457 | 7 | 0.74566
30513 | 9.88 | 1 | 2018-12-31 | 2019-12-31 | 365 | 11.3206 | 11 | 0.32058
30523 | 6.84 | 1 | 2018-12-31 | 2019-12-31 | 365 | 7.8373 | 7 | 0.83733
30526 | 7.14 | 1 | 2018-12-31 | 2019-12-31 | 365 | 8.1811 | 8 | 0.18107
30527 | 7.84 | 1 | 2018-12-31 | 2019-12-31 | 365 | 8.9831 | 8 | 0.98313
30543 | 8.32 | 1 | 2018-12-31 | 2019-12-31 | 365 | 9.5331 | 9 | 0.53312
30545 | 5.2 | 1 | 2018-12-31 | 2019-12-31 | 365 | 5.9582 | 5 | 0.9582
30555 | 6.9 | 1 | 2018-12-31 | 2019-12-31 | 365 | 7.9061 | 7 | 0.90608
30557 | 7.28 | 1 | 2018-12-31 | 2019-12-31 | 365 | 8.3415 | 8 | 0.34148
30561 | 3.38 | 1 | 2018-12-31 | 2019-12-31 | 365 | 3.8728 | 3 | 0.87283
30565 | 3.64 | 1 | 2018-12-31 | 2019-12-31 | 365 | 4.1707 | 4 | 0.17074
30568 | 9.69 | 1 | 2018-12-31 | 2019-12-31 | 365 | 11.1029 | 11 | 0.10288
30602 | 6.54 | 1 | 2018-12-31 | 2019-12-31 | 365 | 7.4936 | 7 | 0.49358
30607 | 6.44 | 1 | 2018-12-31 | 2019-12-31 | 365 | 7.379 | 7 | 0.379
30609 | 5.2 | 1 | 2018-12-31 | 2019-12-31 | 365 | 5.9582 | 5 | 0.9582
30614 | 5.928 | 1 | 2018-12-31 | 2019-12-31 | 365 | 6.7923 | 6 | 0.79235
30617 | 5.1 | 1 | 2018-12-31 | 2019-12-31 | 365 | 5.8436 | 5 | 0.84362
30954 | 12.5 | 1 | 2018-12-31 | 2019-12-31 | 365 | 14.3226 | 14 | 0.3226
30514 | 4 | 1 | 2018-12-31 | 2019-12-31 | 365 | 4.5832 | 4 | 0.58323
30505 | 2.75 | 1 | 2018-12-31 | 2019-12-31 | 365 | 3.151 | 3 | 0.15097
30501 | 12.75 | 1 | 2018-12-31 | 2019-12-31 | 365 | 14.6091 | 14 | 0.60905
30472 | 10.75 | 1 | 2018-12-31 | 2019-12-31 | 365 | 12.3174 | 12 | 0.31744
30663 | 7.848 | 1 | 2018-12-31 | 2019-12-31 | 365 | 8.9923 | 8 | 0.9923
30664 | 5.2 | 1 | 2018-12-31 | 2019-12-31 | 365 | 5.9582 | 5 | 0.9582
30667 | 9.3 | 1 | 2018-12-31 | 2019-12-31 | 365 | 10.656 | 10 | 0.65601
30668 | 6.24 | 1 | 2018-12-31 | 2019-12-31 | 365 | 7.1498 | 7 | 0.14984
30670 | 5.2 | 1 | 2018-12-31 | 2019-12-31 | 365 | 5.9582 | 5 | 0.9582
30673 | 8.4 | 1 | 2018-12-31 | 2019-12-31 | 365 | 9.6248 | 9 | 0.62479
30715 | 5.72 | 1 | 2018-12-31 | 2019-12-31 | 365 | 6.554 | 6 | 0.55402
30719 | 5.355 | 1 | 2018-12-31 | 2019-12-31 | 365 | 6.1358 | 6 | 0.1358
30720 | 5.46 | 1 | 2018-12-31 | 2019-12-31 | 365 | 6.2561 | 6 | 0.25611
30718 | 9.69 | 1 | 2018-12-31 | 2019-12-31 | 365 | 11.1029 | 11 | 0.10288
30721 | 4.94 | 1 | 2018-12-31 | 2019-12-31 | 365 | 5.6603 | 5 | 0.66029
30723 | 7.59 | 1 | 2018-12-31 | 2019-12-31 | 365 | 8.6967 | 8 | 0.69668
30724 | 5.4 | 1 | 2018-12-31 | 2019-12-31 | 365 | 6.1874 | 6 | 0.18736
30725 | 9.12 | 1 | 2018-12-31 | 2019-12-31 | 365 | 10.4498 | 10 | 0.44977
30726 | 6 | 1 | 2018-12-31 | 2019-12-31 | 365 | 6.8748 | 6 | 0.87485
30729 | 6.84 | 1 | 2018-12-31 | 2019-12-31 | 365 | 7.8373 | 7 | 0.83733
30730 | 4.845 | 1 | 2018-12-31 | 2019-12-31 | 365 | 5.5514 | 5 | 0.55144
30748 | 7.2 | 1 | 2018-12-31 | 2019-12-31 | 365 | 8.2498 | 8 | 0.24982
30750 | 9.38 | 1 | 2018-12-31 | 2019-12-31 | 365 | 10.7477 | 10 | 0.74768
30754 | 5.04 | 1 | 2018-12-31 | 2019-12-31 | 365 | 5.7749 | 5 | 0.77487
30756 | 4.8 | 1 | 2018-12-31 | 2019-12-31 | 365 | 5.4999 | 5 | 0.49988
30757 | 10.8 | 1 | 2018-12-31 | 2019-12-31 | 365 | 12.3747 | 12 | 0.37473
30760 | 7.2 | 1 | 2018-12-31 | 2019-12-31 | 365 | 8.2498 | 8 | 0.24982
30762 | 8.502 | 1 | 2018-12-31 | 2019-12-31 | 365 | 9.7417 | 9 | 0.74166
30970 | 9.975 | 1 | 2018-12-31 | 2019-12-31 | 365 | 11.4294 | 11 | 0.42943
31004 | 5.886 | 1 | 2018-12-31 | 2019-12-31 | 365 | 6.7442 | 6 | 0.74423
31007 | 5.232 | 1 | 2018-12-31 | 2019-12-31 | 365 | 5.9949 | 5 | 0.99487
31011 | 6.54 | 1 | 2018-12-31 | 2019-12-31 | 365 | 7.4936 | 7 | 0.49358
31034 | 4.48 | 1 | 2018-12-31 | 2019-12-31 | 365 | 5.1332 | 5 | 0.13322
31037 | 3.5 | 1 | 2018-12-31 | 2019-12-31 | 365 | 4.0103 | 4 | 0.010328
31042 | 1.75 | 1 | 2018-12-31 | 2019-12-31 | 365 | 2.0052 | 2 | 0.005164
31044 | 4.5 | 1 | 2018-12-31 | 2019-12-31 | 365 | 5.1561 | 5 | 0.15614
31050 | 4.845 | 1 | 2018-12-31 | 2019-12-31 | 365 | 5.5514 | 5 | 0.55144
31061 | 11.772 | 1 | 2018-12-31 | 2019-12-31 | 365 | 13.4885 | 13 | 0.48845
31068 | 7.8 | 1 | 2018-12-31 | 2019-12-31 | 365 | 8.9373 | 8 | 0.9373
30766 | 7.5 | 1 | 2018-12-31 | 2019-12-31 | 365 | 8.5936 | 8 | 0.59356
31151 | 4.59 | 1 | 2018-12-31 | 2019-12-31 | 365 | 5.2593 | 5 | 0.25926
31154 | 9.81 | 1 | 2018-12-31 | 2019-12-31 | 365 | 11.2404 | 11 | 0.24038
31152 | 8.96 | 1 | 2018-12-31 | 2019-12-31 | 365 | 10.2664 | 10 | 0.26644
31156 | 5.559 | 1 | 2018-12-31 | 2019-12-31 | 365 | 6.3695 | 6 | 0.36955
31157 | 8.5 | 1 | 2018-12-31 | 2019-12-31 | 365 | 9.7394 | 9 | 0.73937
31158 | 3.05 | 1 | 2018-12-31 | 2019-12-31 | 365 | 3.4947 | 3 | 0.49471
31159 | 3.9 | 1 | 2018-12-31 | 2019-12-31 | 365 | 4.4687 | 4 | 0.46865
31161 | 7.25 | 1 | 2018-12-31 | 2019-12-31 | 365 | 8.3071 | 8 | 0.30711
31160 | 8.32 | 1 | 2018-12-31 | 2019-12-31 | 365 | 9.5331 | 9 | 0.53312
31163 | 6.24 | 1 | 2018-12-31 | 2019-12-31 | 365 | 7.1498 | 7 | 0.14984
31164 | 6.6 | 1 | 2018-12-31 | 2019-12-31 | 365 | 7.5623 | 7 | 0.56233
31165 | 7.54 | 1 | 2018-12-31 | 2019-12-31 | 365 | 8.6394 | 8 | 0.63939
31168 | 17.08 | 1 | 2018-12-31 | 2019-12-31 | 365 | 19.5704 | 19 | 0.5704
31167 | 6 | 1 | 2018-12-31 | 2019-12-31 | 365 | 6.8748 | 6 | 0.87485
31172 | 6.71 | 1 | 2018-12-31 | 2019-12-31 | 365 | 7.6884 | 7 | 0.68837
31174 | 3.355 | 1 | 2018-12-31 | 2019-12-31 | 365 | 3.8442 | 3 | 0.84419
31175 | 8.235 | 1 | 2018-12-31 | 2019-12-31 | 365 | 9.4357 | 9 | 0.43573
30822 | 8.265 | 1 | 2018-12-31 | 2019-12-31 | 365 | 9.4701 | 9 | 0.4701
30823 | 7.02 | 1 | 2018-12-31 | 2019-12-31 | 365 | 8.0436 | 8 | 0.043572
31176 | 7 | 1 | 2018-12-31 | 2019-12-31 | 365 | 8.0207 | 8 | 0.020656
30771 | 9.6 | 1 | 2018-12-31 | 2019-12-31 | 365 | 10.9998 | 10 | 0.99976
31177 | 8.24 | 1 | 2018-12-31 | 2019-12-31 | 365 | 9.4415 | 9 | 0.44146
30824 | 7.28 | 1 | 2018-12-31 | 2019-12-31 | 365 | 8.3415 | 8 | 0.34148
31180 | 2 | 1 | 2018-12-31 | 2019-12-31 | 365 | 2.2916 | 2 | 0.29162
31181 | 5 | 1 | 2018-12-31 | 2019-12-31 | 365 | 5.729 | 5 | 0.72904
30830 | 9.045 | 1 | 2018-12-31 | 2019-12-31 | 365 | 10.3638 | 10 | 0.36383
30831 | 5.4 | 1 | 2018-12-31 | 2019-12-31 | 365 | 6.1874 | 6 | 0.18736
31182 | 8.25 | 1 | 2018-12-31 | 2019-12-31 | 365 | 9.4529 | 9 | 0.45292
31183 | 10 | 1 | 2018-12-31 | 2019-12-31 | 365 | 11.4581 | 11 | 0.45808
31184 | 6 | 1 | 2018-12-31 | 2019-12-31 | 365 | 6.8748 | 6 | 0.87485
31185 | 13.8 | 1 | 2018-12-31 | 2019-12-31 | 365 | 15.8122 | 15 | 0.81215
31186 | 11.772 | 1 | 2018-12-31 | 2019-12-31 | 365 | 13.4885 | 13 | 0.48845
31187 | 4.86 | 1 | 2018-12-31 | 2019-12-31 | 365 | 5.5686 | 5 | 0.56863
31188 | 5.04 | 1 | 2018-12-31 | 2019-12-31 | 365 | 5.7749 | 5 | 0.77487
31189 | 4.42 | 1 | 2018-12-31 | 2019-12-31 | 365 | 5.0645 | 5 | 0.064471
30834 | 5.04 | 1 | 2018-12-31 | 2019-12-31 | 365 | 5.7749 | 5 | 0.77487
30836 | 7.2 | 1 | 2018-12-31 | 2019-12-31 | 365 | 8.2498 | 8 | 0.24982
30847 | 7.28 | 1 | 2018-12-31 | 2019-12-31 | 365 | 8.3415 | 8 | 0.34148
30856 | 6.9 | 1 | 2018-12-31 | 2019-12-31 | 365 | 7.9061 | 7 | 0.90608
30859 | 4.5 | 1 | 2018-12-31 | 2019-12-31 | 365 | 5.1561 | 5 | 0.15614
31276 | 24.525 | 1 | 2018-12-31 | 2019-12-31 | 365 | 28.1009 | 28 | 0.10094
31289 | 10.26 | 1 | 2018-12-31 | 2019-12-31 | 365 | 11.756 | 11 | 0.75599
31284 | 9.9 | 1 | 2018-12-31 | 2019-12-31 | 365 | 11.3435 | 11 | 0.3435
31317 | 13.734 | 1 | 2018-12-31 | 2019-12-31 | 365 | 15.7365 | 15 | 0.73653
31321 | 3.99 | 1 | 2018-12-31 | 2019-12-31 | 365 | 4.5718 | 4 | 0.57177
31331 | 8.835 | 1 | 2018-12-31 | 2019-12-31 | 365 | 10.1232 | 10 | 0.12321
31332 | 11.445 | 1 | 2018-12-31 | 2019-12-31 | 365 | 13.1138 | 13 | 0.11377
31341 | 10.5 | 1 | 2018-12-31 | 2019-12-31 | 365 | 12.031 | 12 | 0.030984
31338 | 16.677 | 1 | 2018-12-31 | 2019-12-31 | 365 | 19.1086 | 19 | 0.10864
31345 | 5.98 | 1 | 2018-12-31 | 2019-12-31 | 365 | 6.8519 | 6 | 0.85193
31348 | 5.2 | 1 | 2018-12-31 | 2019-12-31 | 365 | 5.9582 | 5 | 0.9582
31350 | 4.75 | 1 | 2018-12-31 | 2019-12-31 | 365 | 5.4426 | 5 | 0.44259
31366 | 4.59 | 1 | 2018-12-31 | 2019-12-31 | 365 | 5.2593 | 5 | 0.25926
31367 | 8.67 | 1 | 2018-12-31 | 2019-12-31 | 365 | 9.9342 | 9 | 0.93416
30862 | 3.92 | 1 | 2018-12-31 | 2019-12-31 | 365 | 4.4916 | 4 | 0.49157
30866 | 7.65 | 1 | 2018-12-31 | 2019-12-31 | 365 | 8.7654 | 8 | 0.76543
30868 | 3.27 | 1 | 2018-12-31 | 2019-12-31 | 365 | 3.7468 | 3 | 0.74679
30872 | 6.84 | 1 | 2018-12-31 | 2019-12-31 | 365 | 7.8373 | 7 | 0.83733
30839 | 9.88 | 1 | 2018-12-31 | 2019-12-31 | 365 | 11.3206 | 11 | 0.32058
31409 | 3.06 | 1 | 2018-12-31 | 2019-12-31 | 365 | 3.5062 | 3 | 0.50617
31411 | 3.15 | 1 | 2018-12-31 | 2019-12-31 | 365 | 3.6093 | 3 | 0.6093
31514 | 5.175 | 1 | 2018-12-31 | 2019-12-31 | 365 | 5.9296 | 5 | 0.92956
31518 | 7.2 | 1 | 2018-12-31 | 2019-12-31 | 365 | 8.2498 | 8 | 0.24982
31520 | 10.2 | 1 | 2018-12-31 | 2019-12-31 | 365 | 11.6872 | 11 | 0.68724
31525 | 5.7 | 1 | 2018-12-31 | 2019-12-31 | 365 | 6.5311 | 6 | 0.53111
31530 | 7.2 | 1 | 2018-12-31 | 2019-12-31 | 365 | 8.2498 | 8 | 0.24982
31532 | 4.8 | 1 | 2018-12-31 | 2019-12-31 | 365 | 5.4999 | 5 | 0.49988
31539 | 8.55 | 1 | 2018-12-31 | 2019-12-31 | 365 | 9.7967 | 9 | 0.79666
32090 | 12.15 | 1 | 2018-12-31 | 2019-12-31 | 365 | 13.9216 | 13 | 0.92157
31578 | 15.9 | 1 | 2018-12-31 | 2019-12-31 | 365 | 18.2183 | 18 | 0.21835
31579 | 5.4 | 1 | 2018-12-31 | 2019-12-31 | 365 | 6.1874 | 6 | 0.18736
31582 | 6.75 | 1 | 2018-12-31 | 2019-12-31 | 365 | 7.7342 | 7 | 0.7342
31584 | 3.75 | 1 | 2018-12-31 | 2019-12-31 | 365 | 4.2968 | 4 | 0.29678
31586 | 0.5 | 1 | 2018-12-31 | 2019-12-31 | 365 | 0.5729 | 0 | 0.5729
31591 | 6.555 | 1 | 2018-12-31 | 2019-12-31 | 365 | 7.5108 | 7 | 0.51077
31595 | 11.25 | 1 | 2018-12-31 | 2019-12-31 | 365 | 12.8903 | 12 | 0.89034
31599 | 5.6 | 1 | 2018-12-31 | 2019-12-31 | 365 | 6.4165 | 6 | 0.41652
31604 | 5.04 | 1 | 2018-12-31 | 2019-12-31 | 365 | 5.7749 | 5 | 0.77487
31615 | 5.1 | 1 | 2018-12-31 | 2019-12-31 | 365 | 5.8436 | 5 | 0.84362
31631 | 23.37 | 1 | 2018-12-31 | 2019-12-31 | 365 | 26.7775 | 26 | 0.77753
31642 | 7.848 | 1 | 2018-12-31 | 2019-12-31 | 365 | 8.9923 | 8 | 0.9923
30948 | 43.12 | 0.9 | 2018-12-31 | 2019-12-31 | 365 | 44.4665 | 44 | 0.46652
31621 | 32.94 | 0.9 | 2018-12-31 | 2019-12-31 | 365 | 33.9686 | 33 | 0.96862
32087 | 9.52 | 1 | 2018-12-31 | 2019-12-31 | 365 | 10.9081 | 10 | 0.90809
32093 | 11.7 | 1 | 2018-12-31 | 2019-12-31 | 365 | 13.406 | 13 | 0.40595
32112 | 5.4 | 1 | 2018-12-31 | 2019-12-31 | 365 | 6.1874 | 6 | 0.18736
32134 | 6.72 | 1 | 2018-12-31 | 2019-12-31 | 365 | 7.6998 | 7 | 0.69983
32131 | 3.924 | 1 | 2018-12-31 | 2019-12-31 | 365 | 4.4962 | 4 | 0.49615
32140 | 10.8 | 1 | 2018-12-31 | 2019-12-31 | 365 | 12.3747 | 12 | 0.37473
32144 | 6 | 1 | 2018-12-31 | 2019-12-31 | 365 | 6.8748 | 6 | 0.87485
32156 | 5.6 | 1 | 2018-12-31 | 2019-12-31 | 365 | 6.4165 | 6 | 0.41652
32159 | 11.7 | 1 | 2018-12-31 | 2019-12-31 | 365 | 13.406 | 13 | 0.40595
32164 | 6.12 | 1 | 2018-12-31 | 2019-12-31 | 365 | 7.0123 | 7 | 0.012345
32174 | 12.2 | 1 | 2018-12-31 | 2019-12-31 | 365 | 13.9789 | 13 | 0.97886
32936 | 8.37 | 1 | 2018-12-31 | 2019-12-31 | 365 | 9.5904 | 9 | 0.59041
32940 | 7.695 | 1 | 2018-12-31 | 2019-12-31 | 365 | 8.817 | 8 | 0.81699
32993 | 17.1 | 1 | 2018-12-31 | 2019-12-31 | 365 | 19.5933 | 19 | 0.59332
32187 | 6.76 | 1 | 2018-12-31 | 2019-12-31 | 365 | 7.7457 | 7 | 0.74566
32994 | 10.24 | 1 | 2018-12-31 | 2019-12-31 | 365 | 11.7331 | 11 | 0.73307
32995 | 11.2 | 1 | 2018-12-31 | 2019-12-31 | 365 | 12.833 | 12 | 0.83305
32999 | 2.25 | 1 | 2018-12-31 | 2019-12-31 | 365 | 2.5781 | 2 | 0.57807
33003 | 5.2 | 1 | 2018-12-31 | 2019-12-31 | 365 | 5.9582 | 5 | 0.9582
33023 | 10.53 | 1 | 2018-12-31 | 2019-12-31 | 365 | 12.0654 | 12 | 0.065358
33031 | 6.75 | 1 | 2018-12-31 | 2019-12-31 | 365 | 7.7342 | 7 | 0.7342
33034 | 5.13 | 1 | 2018-12-31 | 2019-12-31 | 365 | 5.878 | 5 | 0.878
33036 | 6.6 | 1 | 2018-12-31 | 2019-12-31 | 365 | 7.5623 | 7 | 0.56233
32239 | 4.32 | 1 | 2018-12-31 | 2019-12-31 | 365 | 4.9499 | 4 | 0.94989
33037 | 3.315 | 1 | 2018-12-31 | 2019-12-31 | 365 | 3.7984 | 3 | 0.79835
33038 | 3.92 | 1 | 2018-12-31 | 2019-12-31 | 365 | 4.4916 | 4 | 0.49157
33039 | 4.88 | 1 | 2018-12-31 | 2019-12-31 | 365 | 5.5915 | 5 | 0.59154
32241 | 4.335 | 1 | 2018-12-31 | 2019-12-31 | 365 | 4.9671 | 4 | 0.96708
33043 | 6.71 | 1 | 2018-12-31 | 2019-12-31 | 365 | 7.6884 | 7 | 0.68837
33042 | 8.06 | 1 | 2018-12-31 | 2019-12-31 | 365 | 9.2352 | 9 | 0.23521
33020 | 6.875 | 1 | 2018-12-31 | 2019-12-31 | 365 | 7.8774 | 7 | 0.87743
33128 | 6.84 | 1 | 2018-12-31 | 2019-12-31 | 365 | 7.8373 | 7 | 0.83733
33134 | 6.27 | 1 | 2018-12-31 | 2019-12-31 | 365 | 7.1842 | 7 | 0.18422
33155 | 3.6 | 1 | 2018-12-31 | 2019-12-31 | 365 | 4.1249 | 4 | 0.12491
33159 | 7.56 | 1 | 2018-12-31 | 2019-12-31 | 365 | 8.6623 | 8 | 0.66231
33165 | 6.9 | 1 | 2018-12-31 | 2019-12-31 | 365 | 7.9061 | 7 | 0.90608
33167 | 9.483 | 1 | 2018-12-31 | 2019-12-31 | 365 | 10.8657 | 10 | 0.8657
33176 | 5.4 | 1 | 2018-12-31 | 2019-12-31 | 365 | 6.1874 | 6 | 0.18736
33193 | 4.905 | 1 | 2018-12-31 | 2019-12-31 | 365 | 5.6202 | 5 | 0.62019
30746 | 5.1 | 1 | 2018-12-31 | 2019-12-31 | 365 | 5.8436 | 5 | 0.84362
33874 | 4.16 | 1 | 2018-12-31 | 2019-12-31 | 365 | 4.7666 | 4 | 0.76656
33197 | 21.84 | 1 | 2018-12-31 | 2019-12-31 | 365 | 25.0244 | 25 | 0.024447
33467 | 5.2 | 1 | 2018-12-31 | 2019-12-31 | 365 | 5.9582 | 5 | 0.9582
33878 | 4.69 | 1 | 2018-12-31 | 2019-12-31 | 365 | 5.3738 | 5 | 0.37384
32196 | 7.41 | 1 | 2018-12-31 | 2019-12-31 | 365 | 8.4904 | 8 | 0.49044
33889 | 5.2 | 1 | 2018-12-31 | 2019-12-31 | 365 | 5.9582 | 5 | 0.9582
33892 | 3.3 | 1 | 2018-12-31 | 2019-12-31 | 365 | 3.7812 | 3 | 0.78117
33899 | 5.72 | 1 | 2018-12-31 | 2019-12-31 | 365 | 6.554 | 6 | 0.55402
33904 | 3.64 | 1 | 2018-12-31 | 2019-12-31 | 365 | 4.1707 | 4 | 0.17074
33202 | 9.8 | 1 | 2018-12-31 | 2019-12-31 | 365 | 11.2289 | 11 | 0.22892
33913 | 5.2 | 1 | 2018-12-31 | 2019-12-31 | 365 | 5.9582 | 5 | 0.9582
33915 | 5.46 | 1 | 2018-12-31 | 2019-12-31 | 365 | 6.2561 | 6 | 0.25611
33917 | 16.5 | 1 | 2018-12-31 | 2019-12-31 | 365 | 18.9058 | 18 | 0.90583
33918 | 6.54 | 1 | 2018-12-31 | 2019-12-31 | 365 | 7.4936 | 7 | 0.49358
33920 | 6.12 | 1 | 2018-12-31 | 2019-12-31 | 365 | 7.0123 | 7 | 0.012345
33922 | 4.08 | 1 | 2018-12-31 | 2019-12-31 | 365 | 4.6749 | 4 | 0.6749
33923 | 7.848 | 1 | 2018-12-31 | 2019-12-31 | 365 | 8.9923 | 8 | 0.9923
33924 | 5.232 | 1 | 2018-12-31 | 2019-12-31 | 365 | 5.9949 | 5 | 0.99487
34002 | 5.6 | 1 | 2018-12-31 | 2019-12-31 | 365 | 6.4165 | 6 | 0.41652
34027 | 5.886 | 1 | 2018-12-31 | 2019-12-31 | 365 | 6.7442 | 6 | 0.74423
34029 | 6 | 1 | 2018-12-31 | 2019-12-31 | 365 | 6.8748 | 6 | 0.87485
29867 | 10.5 | 1 | 2018-12-31 | 2019-12-31 | 365 | 12.031 | 12 | 0.030984
34031 | 6.555 | 1 | 2018-12-31 | 2019-12-31 | 365 | 7.5108 | 7 | 0.51077
29871 | 6 | 1 | 2018-12-31 | 2019-12-31 | 365 | 6.8748 | 6 | 0.87485
29878 | 10.5 | 1 | 2018-12-31 | 2019-12-31 | 365 | 12.031 | 12 | 0.030984
34033 | 7.14 | 1 | 2018-12-31 | 2019-12-31 | 365 | 8.1811 | 8 | 0.18107
22670 | 148.8 | 1 | 2018-12-31 | 2019-12-31 | 365 | 170.4962 | 170 | 0.49623
34034 | 4.16 | 1 | 2018-12-31 | 2019-12-31 | 365 | 4.7666 | 4 | 0.76656
22652 | 592.62 | 0.9 | 2018-12-31 | 2019-12-31 | 365 | 611.1259 | 611 | 0.12586
34036 | 7.56 | 1 | 2018-12-31 | 2019-12-31 | 365 | 8.6623 | 8 | 0.66231
30504 | 4.5 | 1 | 2018-12-31 | 2019-12-31 | 365 | 5.1561 | 5 | 0.15614
30660 | 10.137 | 1 | 2018-12-31 | 2019-12-31 | 365 | 11.6151 | 11 | 0.61506
34028 | 7.2 | 1 | 2018-12-31 | 2019-12-31 | 365 | 8.2498 | 8 | 0.24982
30827 | 8.25 | 1 | 2018-12-31 | 2019-12-31 | 365 | 9.4529 | 9 | 0.45292
31081 | 9.69 | 1 | 2018-12-31 | 2019-12-31 | 365 | 11.1029 | 11 | 0.10288
31173 | 7.32 | 1 | 2018-12-31 | 2019-12-31 | 365 | 8.3873 | 8 | 0.38731
31198 | 30.16 | 0.9 | 2018-12-31 | 2019-12-31 | 365 | 31.1018 | 31 | 0.10181
33163 | 5 | 1 | 2018-12-31 | 2019-12-31 | 365 | 5.729 | 5 | 0.72904
33174 | 12 | 1 | 2018-12-31 | 2019-12-31 | 365 | 13.7497 | 13 | 0.7497
33179 | 7.25 | 1 | 2018-12-31 | 2019-12-31 | 365 | 8.3071 | 8 | 0.30711
33190 | 6.75 | 1 | 2018-12-31 | 2019-12-31 | 365 | 7.7342 | 7 | 0.7342
33203 | 9.38 | 1 | 2018-12-31 | 2019-12-31 | 365 | 10.7477 | 10 | 0.74768
34328 | 5.7 | 1 | 2018-12-31 | 2019-12-31 | 365 | 6.5311 | 6 | 0.53111
34495 | 9.52 | 1 | 2018-12-31 | 2019-12-31 | 365 | 10.9081 | 10 | 0.90809
34511 | 6.213 | 1 | 2018-12-31 | 2019-12-31 | 365 | 7.1189 | 7 | 0.11891
34521 | 4.251 | 1 | 2018-12-31 | 2019-12-31 | 365 | 4.8708 | 4 | 0.87083
34526 | 5.2 | 1 | 2018-12-31 | 2019-12-31 | 365 | 5.9582 | 5 | 0.9582
32703 | 131.04 | 0.9 | 2018-12-31 | 2019-12-31 | 365 | 135.132 | 135 | 0.13201
32662 | 317.72 | 0.9 | 2018-12-31 | 2019-12-31 | 365 | 327.6415 | 327 | 0.64151
34561 | 12.42 | 1 | 2018-12-31 | 2019-12-31 | 365 | 14.2309 | 14 | 0.23094
34564 | 9.9 | 1 | 2018-12-31 | 2019-12-31 | 365 | 11.3435 | 11 | 0.3435
34570 | 9.18 | 1 | 2018-12-31 | 2019-12-31 | 365 | 10.5185 | 10 | 0.51852
34574 | 3.924 | 1 | 2018-12-31 | 2019-12-31 | 365 | 4.4962 | 4 | 0.49615
34582 | 5.985 | 1 | 2018-12-31 | 2019-12-31 | 365 | 6.8577 | 6 | 0.85766
34586 | 7.194 | 1 | 2018-12-31 | 2019-12-31 | 365 | 8.2429 | 8 | 0.24294
34590 | 3.78 | 1 | 2018-12-31 | 2019-12-31 | 365 | 4.3312 | 4 | 0.33115
33448 | 13.42 | 1 | 2018-12-31 | 2019-12-31 | 365 | 15.3767 | 15 | 0.37674
33247 | 10.5 | 1 | 2018-12-31 | 2019-12-31 | 365 | 12.031 | 12 | 0.030984
33040 | 10.5 | 1 | 2018-12-31 | 2019-12-31 | 365 | 12.031 | 12 | 0.030984
32079 | 5.2 | 1 | 2018-12-31 | 2019-12-31 | 365 | 5.9582 | 5 | 0.9582
34704 | 5.7 | 1 | 2018-12-31 | 2019-12-31 | 365 | 6.5311 | 6 | 0.53111
33074 | 5.5 | 1 | 2018-12-31 | 2019-12-31 | 365 | 6.3019 | 6 | 0.30194
33441 | 7.59 | 1 | 2018-12-31 | 2019-12-31 | 365 | 8.6967 | 8 | 0.69668
33443 | 6.03 | 1 | 2018-12-31 | 2019-12-31 | 365 | 6.9092 | 6 | 0.90922
33450 | 6.24 | 1 | 2018-12-31 | 2019-12-31 | 365 | 7.1498 | 7 | 0.14984
33468 | 6.6 | 1 | 2018-12-31 | 2019-12-31 | 365 | 7.5623 | 7 | 0.56233
33507 | 7.54 | 1 | 2018-12-31 | 2019-12-31 | 365 | 8.6394 | 8 | 0.63939
33511 | 4.8 | 1 | 2018-12-31 | 2019-12-31 | 365 | 5.4999 | 5 | 0.49988
33207 | 4.77 | 1 | 2018-12-31 | 2019-12-31 | 365 | 5.4655 | 5 | 0.4655
33517 | 7.685 | 1 | 2018-12-31 | 2019-12-31 | 365 | 8.8055 | 8 | 0.80553
33520 | 8.502 | 1 | 2018-12-31 | 2019-12-31 | 365 | 9.7417 | 9 | 0.74166
33853 | 4.2 | 1 | 2018-12-31 | 2019-12-31 | 365 | 4.8124 | 4 | 0.81239
33860 | 4.16 | 1 | 2018-12-31 | 2019-12-31 | 365 | 4.7666 | 4 | 0.76656
37441 | 12.06 | 1 | 2018-12-31 | 2019-12-31 | 365 | 13.8184 | 13 | 0.81844
37443 | 3 | 1 | 2018-12-31 | 2019-12-31 | 365 | 3.4374 | 3 | 0.43742
37453 | 6.54 | 1 | 2018-12-31 | 2019-12-31 | 365 | 7.4936 | 7 | 0.49358
37460 | 7.56 | 1 | 2018-12-31 | 2019-12-31 | 365 | 8.6623 | 8 | 0.66231
36642 | 6.72 | 1 | 2018-12-31 | 2019-12-31 | 365 | 7.6998 | 7 | 0.69983
36640 | 5.7 | 1 | 2018-12-31 | 2019-12-31 | 365 | 6.5311 | 6 | 0.53111
36637 | 12.19 | 1 | 2018-12-31 | 2019-12-31 | 365 | 13.9674 | 13 | 0.9674
36627 | 3.92 | 1 | 2018-12-31 | 2019-12-31 | 365 | 4.4916 | 4 | 0.49157
36694 | 3.42 | 1 | 2018-12-31 | 2019-12-31 | 365 | 3.9187 | 3 | 0.91866
36757 | 7.92 | 1 | 2018-12-31 | 2019-12-31 | 365 | 9.0748 | 9 | 0.074799
36691 | 3.78 | 1 | 2018-12-31 | 2019-12-31 | 365 | 4.3312 | 4 | 0.33115
36772 | 18.3 | 1 | 2018-12-31 | 2019-12-31 | 365 | 20.9683 | 20 | 0.96829
36776 | 9 | 1 | 2018-12-31 | 2019-12-31 | 365 | 10.3123 | 10 | 0.31227
36842 | 3 | 1 | 2018-12-31 | 2019-12-31 | 365 | 3.4374 | 3 | 0.43742
36912 | 5.1 | 1 | 2018-12-31 | 2019-12-31 | 365 | 5.8436 | 5 | 0.84362
36942 | 10.005 | 1 | 2018-12-31 | 2019-12-31 | 365 | 11.4638 | 11 | 0.46381
37440 | 10 | 1 | 2018-12-31 | 2019-12-31 | 365 | 11.4581 | 11 | 0.45808
36656 | 9.945 | 1 | 2018-12-31 | 2019-12-31 | 365 | 11.3951 | 11 | 0.39506
37328 | 4.8 | 1 | 2018-12-31 | 2019-12-31 | 365 | 5.4999 | 5 | 0.49988
37343 | 6.75 | 1 | 2018-12-31 | 2019-12-31 | 365 | 7.7342 | 7 | 0.7342
37382 | 3.12 | 1 | 2018-12-31 | 2019-12-31 | 365 | 3.5749 | 3 | 0.57492
37384 | 9 | 1 | 2018-12-31 | 2019-12-31 | 365 | 10.3123 | 10 | 0.31227
37394 | 7.8 | 1 | 2018-12-31 | 2019-12-31 | 365 | 8.9373 | 8 | 0.9373
37397 | 6.4 | 1 | 2018-12-31 | 2019-12-31 | 365 | 7.3332 | 7 | 0.33317
37400 | 5.2 | 1 | 2018-12-31 | 2019-12-31 | 365 | 5.9582 | 5 | 0.9582
37404 | 11.88 | 1 | 2018-12-31 | 2019-12-31 | 365 | 13.6122 | 13 | 0.6122
37421 | 6.75 | 1 | 2018-12-31 | 2019-12-31 | 365 | 7.7342 | 7 | 0.7342
36770 | 12 | 1 | 2018-12-31 | 2019-12-31 | 365 | 13.7497 | 13 | 0.7497
36920 | 10.2 | 1 | 2018-12-31 | 2019-12-31 | 365 | 11.6872 | 11 | 0.68724
37316 | 12.2 | 1 | 2018-12-31 | 2019-12-31 | 365 | 13.9789 | 13 | 0.97886
37659 | 9.6 | 1 | 2018-12-31 | 2019-12-31 | 365 | 10.9998 | 10 | 0.99976
37661 | 5.5 | 1 | 2018-12-31 | 2019-12-31 | 365 | 6.3019 | 6 | 0.30194
37662 | 9 | 1 | 2018-12-31 | 2019-12-31 | 365 | 10.3123 | 10 | 0.31227
37665 | 6.3 | 1 | 2018-12-31 | 2019-12-31 | 365 | 7.2186 | 7 | 0.21859
35751 | 5.185 | 1 | 2018-12-31 | 2019-12-31 | 365 | 5.941 | 5 | 0.94101
35769 | 9.18 | 1 | 2018-12-31 | 2019-12-31 | 365 | 10.5185 | 10 | 0.51852
35779 | 5.2 | 1 | 2018-12-31 | 2019-12-31 | 365 | 5.9582 | 5 | 0.9582
35783 | 10.5 | 1 | 2018-12-31 | 2019-12-31 | 365 | 12.031 | 12 | 0.030984
35787 | 5.4 | 1 | 2018-12-31 | 2019-12-31 | 365 | 6.1874 | 6 | 0.18736
37670 | 8.745 | 1 | 2018-12-31 | 2019-12-31 | 365 | 10.0201 | 10 | 0.020091
37673 | 7.83 | 1 | 2018-12-31 | 2019-12-31 | 365 | 8.9717 | 8 | 0.97168
36225 | 4.2 | 1 | 2018-12-31 | 2019-12-31 | 365 | 4.8124 | 4 | 0.81239
36407 | 13.08 | 1 | 2018-12-31 | 2019-12-31 | 365 | 14.9872 | 14 | 0.98717
36567 | 5.232 | 1 | 2018-12-31 | 2019-12-31 | 365 | 5.9949 | 5 | 0.99487
36568 | 6.3 | 1 | 2018-12-31 | 2019-12-31 | 365 | 7.2186 | 7 | 0.21859
36569 | 11.18 | 1 | 2018-12-31 | 2019-12-31 | 365 | 12.8101 | 12 | 0.81013
36570 | 6 | 1 | 2018-12-31 | 2019-12-31 | 365 | 6.8748 | 6 | 0.87485
36571 | 4.86 | 1 | 2018-12-31 | 2019-12-31 | 365 | 5.5686 | 5 | 0.56863
37666 | 5.559 | 1 | 2018-12-31 | 2019-12-31 | 365 | 6.3695 | 6 | 0.36955
36572 | 9.1 | 1 | 2018-12-31 | 2019-12-31 | 365 | 10.4269 | 10 | 0.42685
36573 | 4.68 | 1 | 2018-12-31 | 2019-12-31 | 365 | 5.3624 | 5 | 0.36238
36574 | 11.4 | 1 | 2018-12-31 | 2019-12-31 | 365 | 13.0622 | 13 | 0.062211
36575 | 12.255 | 1 | 2018-12-31 | 2019-12-31 | 365 | 14.0419 | 14 | 0.041877
36576 | 10.791 | 1 | 2018-12-31 | 2019-12-31 | 365 | 12.3644 | 12 | 0.36441
37667 | 9.3 | 1 | 2018-12-31 | 2019-12-31 | 365 | 10.656 | 10 | 0.65601
37664 | 3.597 | 1 | 2018-12-31 | 2019-12-31 | 365 | 4.1215 | 4 | 0.12147
24438 | 9.483 | 1 | 2018-12-31 | 2019-12-31 | 365 | 10.8657 | 10 | 0.8657
37324 | 5.4 | 1 | 2018-12-31 | 2019-12-31 | 365 | 6.1874 | 6 | 0.18736
37348 | 4.8 | 1 | 2018-12-31 | 2019-12-31 | 365 | 5.4999 | 5 | 0.49988
36762 | 5.559 | 1 | 2018-12-31 | 2019-12-31 | 365 | 6.3695 | 6 | 0.36955
34514 | 11.13 | 1 | 2018-12-31 | 2019-12-31 | 365 | 12.7528 | 12 | 0.75284
37312 | 10.26 | 1 | 2018-12-31 | 2019-12-31 | 365 | 11.756 | 11 | 0.75599
37649 | 9.18 | 1 | 2018-12-31 | 2019-12-31 | 365 | 10.5185 | 10 | 0.51852
29552 | 4.94 | 1 | 2018-12-31 | 2019-12-31 | 365 | 5.6603 | 5 | 0.66029
36765 | 12.1 | 1 | 2018-12-31 | 2019-12-31 | 365 | 13.8643 | 13 | 0.86428
37336 | 4.32 | 1 | 2018-12-31 | 2019-12-31 | 365 | 4.9499 | 4 | 0.94989
29060 | 8.06 | 1 | 2018-12-31 | 2019-12-31 | 365 | 9.2352 | 9 | 0.23521
28912 | 18.36 | 1 | 2018-12-31 | 2019-12-31 | 365 | 21.037 | 21 | 0.037035
30402 | 8.32 | 1 | 2018-12-31 | 2019-12-31 | 365 | 9.5331 | 9 | 0.53312
30657 | 6.75 | 1 | 2018-12-31 | 2019-12-31 | 365 | 7.7342 | 7 | 0.7342
31230 | 14.03 | 1 | 2018-12-31 | 2019-12-31 | 365 | 16.0757 | 16 | 0.075686
31326 | 5.7 | 1 | 2018-12-31 | 2019-12-31 | 365 | 6.5311 | 6 | 0.53111
31580 | 3.24 | 1 | 2018-12-31 | 2019-12-31 | 365 | 3.7124 | 3 | 0.71242
31609 | 12.04 | 1 | 2018-12-31 | 2019-12-31 | 365 | 13.7955 | 13 | 0.79553
31635 | 9.435 | 1 | 2018-12-31 | 2019-12-31 | 365 | 10.8107 | 10 | 0.8107
31638 | 6.3 | 1 | 2018-12-31 | 2019-12-31 | 365 | 7.2186 | 7 | 0.21859
31519 | 8.4 | 1 | 2018-12-31 | 2019-12-31 | 365 | 9.6248 | 9 | 0.62479
32127 | 5.88 | 1 | 2018-12-31 | 2019-12-31 | 365 | 6.7374 | 6 | 0.73735
32148 | 7.56 | 1 | 2018-12-31 | 2019-12-31 | 365 | 8.6623 | 8 | 0.66231
32181 | 10.72 | 1 | 2018-12-31 | 2019-12-31 | 365 | 12.2831 | 12 | 0.28306
32183 | 11.07 | 1 | 2018-12-31 | 2019-12-31 | 365 | 12.6841 | 12 | 0.68409
32184 | 7.84 | 1 | 2018-12-31 | 2019-12-31 | 365 | 8.9831 | 8 | 0.98313
32190 | 12 | 1 | 2018-12-31 | 2019-12-31 | 365 | 13.7497 | 13 | 0.7497
32193 | 4.05 | 1 | 2018-12-31 | 2019-12-31 | 365 | 4.6405 | 4 | 0.64052
33016 | 7.41 | 1 | 2018-12-31 | 2019-12-31 | 365 | 8.4904 | 8 | 0.49044
33018 | 3.42 | 1 | 2018-12-31 | 2019-12-31 | 365 | 3.9187 | 3 | 0.91866
33062 | 3.66 | 1 | 2018-12-31 | 2019-12-31 | 365 | 4.1937 | 4 | 0.19366
33122 | 8.55 | 1 | 2018-12-31 | 2019-12-31 | 365 | 9.7967 | 9 | 0.79666
33166 | 12.426 | 1 | 2018-12-31 | 2019-12-31 | 365 | 14.2378 | 14 | 0.23781
33194 | 9 | 1 | 2018-12-31 | 2019-12-31 | 365 | 10.3123 | 10 | 0.31227
33208 | 5.13 | 1 | 2018-12-31 | 2019-12-31 | 365 | 5.878 | 5 | 0.878
33217 | 11.44 | 1 | 2018-12-31 | 2019-12-31 | 365 | 13.108 | 13 | 0.10804
33029 | 3.51 | 1 | 2018-12-31 | 2019-12-31 | 365 | 4.0218 | 4 | 0.021786
32098 | 10.4 | 1 | 2018-12-31 | 2019-12-31 | 365 | 11.9164 | 11 | 0.9164
32172 | 10.53 | 1 | 2018-12-31 | 2019-12-31 | 365 | 12.0654 | 12 | 0.065358
33540 | 7 | 1 | 2018-12-31 | 2019-12-31 | 365 | 8.0207 | 8 | 0.020656
33588 | 4.88 | 1 | 2018-12-31 | 2019-12-31 | 365 | 5.5915 | 5 | 0.59154
33594 | 7.41 | 1 | 2018-12-31 | 2019-12-31 | 365 | 8.4904 | 8 | 0.49044
33601 | 12.6 | 1 | 2018-12-31 | 2019-12-31 | 365 | 14.4372 | 14 | 0.43718
33613 | 8.936 | 1 | 2018-12-31 | 2019-12-31 | 365 | 10.2389 | 10 | 0.23894
33025 | 6.375 | 1 | 2018-12-31 | 2019-12-31 | 365 | 7.3045 | 7 | 0.30453
33559 | 7.65 | 1 | 2018-12-31 | 2019-12-31 | 365 | 8.7654 | 8 | 0.76543
33562 | 7.41 | 1 | 2018-12-31 | 2019-12-31 | 365 | 8.4904 | 8 | 0.49044
33576 | 8.415 | 1 | 2018-12-31 | 2019-12-31 | 365 | 9.642 | 9 | 0.64197
33582 | 15 | 1 | 2018-12-31 | 2019-12-31 | 365 | 17.1871 | 17 | 0.18712
33857 | 9.945 | 1 | 2018-12-31 | 2019-12-31 | 365 | 11.3951 | 11 | 0.39506
33013 | 4.2 | 1 | 2018-12-31 | 2019-12-31 | 365 | 4.8124 | 4 | 0.81239
33041 | 7.65 | 1 | 2018-12-31 | 2019-12-31 | 365 | 8.7654 | 8 | 0.76543
33228 | 5.72 | 1 | 2018-12-31 | 2019-12-31 | 365 | 6.554 | 6 | 0.55402
34504 | 7.28 | 1 | 2018-12-31 | 2019-12-31 | 365 | 8.3415 | 8 | 0.34148
34507 | 8.16 | 1 | 2018-12-31 | 2019-12-31 | 365 | 9.3498 | 9 | 0.34979
34032 | 6 | 1 | 2018-12-31 | 2019-12-31 | 365 | 6.8748 | 6 | 0.87485
30959 | 15.6 | 1 | 2018-12-31 | 2019-12-31 | 365 | 17.8746 | 17 | 0.8746
33192 | 5.13 | 1 | 2018-12-31 | 2019-12-31 | 365 | 5.878 | 5 | 0.878
34709 | 7.56 | 1 | 2018-12-31 | 2019-12-31 | 365 | 8.6623 | 8 | 0.66231
34713 | 8.37 | 1 | 2018-12-31 | 2019-12-31 | 365 | 9.5904 | 9 | 0.59041
34747 | 6.72 | 1 | 2018-12-31 | 2019-12-31 | 365 | 7.6998 | 7 | 0.69983
34812 | 9.15 | 1 | 2018-12-31 | 2019-12-31 | 365 | 10.4841 | 10 | 0.48414
34819 | 6.24 | 1 | 2018-12-31 | 2019-12-31 | 365 | 7.1498 | 7 | 0.14984
34838 | 7.59 | 1 | 2018-12-31 | 2019-12-31 | 365 | 8.6967 | 8 | 0.69668
34035 | 10 | 1 | 2018-12-31 | 2019-12-31 | 365 | 11.4581 | 11 | 0.45808
33195 | 4.578 | 1 | 2018-12-31 | 2019-12-31 | 365 | 5.2455 | 5 | 0.24551
34038 | 5.13 | 1 | 2018-12-31 | 2019-12-31 | 365 | 5.878 | 5 | 0.878
34039 | 4.68 | 1 | 2018-12-31 | 2019-12-31 | 365 | 5.3624 | 5 | 0.36238
34040 | 4.48 | 1 | 2018-12-31 | 2019-12-31 | 365 | 5.1332 | 5 | 0.13322
34041 | 8.68 | 1 | 2018-12-31 | 2019-12-31 | 365 | 9.9456 | 9 | 0.94561
34042 | 7.02 | 1 | 2018-12-31 | 2019-12-31 | 365 | 8.0436 | 8 | 0.043572
33137 | 22.8 | 1 | 2018-12-31 | 2019-12-31 | 365 | 26.1244 | 26 | 0.12442
33177 | 13 | 1 | 2018-12-31 | 2019-12-31 | 365 | 14.8955 | 14 | 0.8955
34844 | 6.54 | 1 | 2018-12-31 | 2019-12-31 | 365 | 7.4936 | 7 | 0.49358
34848 | 9.12 | 1 | 2018-12-31 | 2019-12-31 | 365 | 10.4498 | 10 | 0.44977
34850 | 15.93 | 1 | 2018-12-31 | 2019-12-31 | 365 | 18.2527 | 18 | 0.25272
34852 | 9.765 | 1 | 2018-12-31 | 2019-12-31 | 365 | 11.1888 | 11 | 0.18882
34863 | 11.475 | 1 | 2018-12-31 | 2019-12-31 | 365 | 13.1481 | 13 | 0.14815
34866 | 2.04 | 1 | 2018-12-31 | 2019-12-31 | 365 | 2.3374 | 2 | 0.33745
34867 | 5.985 | 1 | 2018-12-31 | 2019-12-31 | 365 | 6.8577 | 6 | 0.85766
34868 | 9 | 1 | 2018-12-31 | 2019-12-31 | 365 | 10.3123 | 10 | 0.31227
33270 | 115.44 | 0.9 | 2018-12-31 | 2019-12-31 | 365 | 119.0449 | 119 | 0.044868
34870 | 5.865 | 1 | 2018-12-31 | 2019-12-31 | 365 | 6.7202 | 6 | 0.72016
35258 | 6.16 | 1 | 2018-12-31 | 2019-12-31 | 365 | 7.0582 | 7 | 0.058177
35269 | 8.55 | 1 | 2018-12-31 | 2019-12-31 | 365 | 9.7967 | 9 | 0.79666
35272 | 6.54 | 1 | 2018-12-31 | 2019-12-31 | 365 | 7.4936 | 7 | 0.49358
37653 | 2.385 | 1 | 2018-12-31 | 2019-12-31 | 365 | 2.7328 | 2 | 0.73275
35378 | 7 | 1 | 2018-12-31 | 2019-12-31 | 365 | 8.0207 | 8 | 0.020656
35403 | 3 | 1 | 2018-12-31 | 2019-12-31 | 365 | 3.4374 | 3 | 0.43742
35423 | 9.88 | 1 | 2018-12-31 | 2019-12-31 | 365 | 11.3206 | 11 | 0.32058
35432 | 3 | 1 | 2018-12-31 | 2019-12-31 | 365 | 3.4374 | 3 | 0.43742
35440 | 9 | 1 | 2018-12-31 | 2019-12-31 | 365 | 10.3123 | 10 | 0.31227
35447 | 13.5 | 1 | 2018-12-31 | 2019-12-31 | 365 | 15.4684 | 15 | 0.46841
35455 | 3.25 | 1 | 2018-12-31 | 2019-12-31 | 365 | 3.7239 | 3 | 0.72388
35467 | 4.48 | 1 | 2018-12-31 | 2019-12-31 | 365 | 5.1332 | 5 | 0.13322
35480 | 7.41 | 1 | 2018-12-31 | 2019-12-31 | 365 | 8.4904 | 8 | 0.49044
32105 | 4.905 | 1 | 2018-12-31 | 2019-12-31 | 365 | 5.6202 | 5 | 0.62019
32118 | 6.867 | 1 | 2018-12-31 | 2019-12-31 | 365 | 7.8683 | 7 | 0.86826
35746 | 11.76 | 1 | 2018-12-31 | 2019-12-31 | 365 | 13.4747 | 13 | 0.4747
35680 | 3.64 | 1 | 2018-12-31 | 2019-12-31 | 365 | 4.1707 | 4 | 0.17074
35682 | 3.36 | 1 | 2018-12-31 | 2019-12-31 | 365 | 3.8499 | 3 | 0.84991
35683 | 8 | 1 | 2018-12-31 | 2019-12-31 | 365 | 9.1665 | 9 | 0.16646
35684 | 3.5 | 1 | 2018-12-31 | 2019-12-31 | 365 | 4.0103 | 4 | 0.010328
35721 | 5.88 | 1 | 2018-12-31 | 2019-12-31 | 365 | 6.7374 | 6 | 0.73735
35729 | 6.75 | 1 | 2018-12-31 | 2019-12-31 | 365 | 7.7342 | 7 | 0.7342
35744 | 11.725 | 1 | 2018-12-31 | 2019-12-31 | 365 | 13.4346 | 13 | 0.4346
35749 | 8.06 | 1 | 2018-12-31 | 2019-12-31 | 365 | 9.2352 | 9 | 0.23521
35755 | 3.9 | 1 | 2018-12-31 | 2019-12-31 | 365 | 4.4687 | 4 | 0.46865
35759 | 7 | 1 | 2018-12-31 | 2019-12-31 | 365 | 8.0207 | 8 | 0.020656
35764 | 7.32 | 1 | 2018-12-31 | 2019-12-31 | 365 | 8.3873 | 8 | 0.38731
35767 | 5.795 | 1 | 2018-12-31 | 2019-12-31 | 365 | 6.64 | 6 | 0.63996
35776 | 5 | 1 | 2018-12-31 | 2019-12-31 | 365 | 5.729 | 5 | 0.72904
35777 | 11.75 | 1 | 2018-12-31 | 2019-12-31 | 365 | 13.4632 | 13 | 0.46324
35780 | 5.4 | 1 | 2018-12-31 | 2019-12-31 | 365 | 6.1874 | 6 | 0.18736
35789 | 8.28 | 1 | 2018-12-31 | 2019-12-31 | 365 | 9.4873 | 9 | 0.48729
35790 | 9.66 | 1 | 2018-12-31 | 2019-12-31 | 365 | 11.0685 | 11 | 0.068505
35792 | 8.32 | 1 | 2018-12-31 | 2019-12-31 | 365 | 9.5331 | 9 | 0.53312
35675 | 8.58 | 1 | 2018-12-31 | 2019-12-31 | 365 | 9.831 | 9 | 0.83103
35676 | 9.75 | 1 | 2018-12-31 | 2019-12-31 | 365 | 11.1716 | 11 | 0.17163
35725 | 8 | 1 | 2018-12-31 | 2019-12-31 | 365 | 9.1665 | 9 | 0.16646
35730 | 6.75 | 1 | 2018-12-31 | 2019-12-31 | 365 | 7.7342 | 7 | 0.7342
35731 | 5.25 | 1 | 2018-12-31 | 2019-12-31 | 365 | 6.0155 | 6 | 0.015492
35791 | 13.407 | 1 | 2018-12-31 | 2019-12-31 | 365 | 15.3618 | 15 | 0.36185
35794 | 10.5 | 1 | 2018-12-31 | 2019-12-31 | 365 | 12.031 | 12 | 0.030984
35805 | 6.25 | 1 | 2018-12-31 | 2019-12-31 | 365 | 7.1613 | 7 | 0.1613
35807 | 3.25 | 1 | 2018-12-31 | 2019-12-31 | 365 | 3.7239 | 3 | 0.72388
35811 | 6.48 | 1 | 2018-12-31 | 2019-12-31 | 365 | 7.4248 | 7 | 0.42484
35814 | 5.6 | 1 | 2018-12-31 | 2019-12-31 | 365 | 6.4165 | 6 | 0.41652
36750 | 10.5 | 1 | 2018-12-31 | 2019-12-31 | 365 | 12.031 | 12 | 0.030984
36934 | 14.388 | 1 | 2018-12-31 | 2019-12-31 | 365 | 16.4859 | 16 | 0.48589
36963 | 4.06 | 1 | 2018-12-31 | 2019-12-31 | 365 | 4.652 | 4 | 0.65198
36597 | 4.578 | 1 | 2018-12-31 | 2019-12-31 | 365 | 5.2455 | 5 | 0.24551
36676 | 7.56 | 1 | 2018-12-31 | 2019-12-31 | 365 | 8.6623 | 8 | 0.66231
36969 | 7.56 | 1 | 2018-12-31 | 2019-12-31 | 365 | 8.6623 | 8 | 0.66231
36977 | 7 | 1 | 2018-12-31 | 2019-12-31 | 365 | 8.0207 | 8 | 0.020656
36650 | 10.8 | 1 | 2018-12-31 | 2019-12-31 | 365 | 12.3747 | 12 | 0.37473
36633 | 9.483 | 1 | 2018-12-31 | 2019-12-31 | 365 | 10.8657 | 10 | 0.8657
36621 | 7.84 | 1 | 2018-12-31 | 2019-12-31 | 365 | 8.9831 | 8 | 0.98313
36561 | 4.251 | 1 | 2018-12-31 | 2019-12-31 | 365 | 4.8708 | 4 | 0.87083
36982 | 10.464 | 1 | 2018-12-31 | 2019-12-31 | 365 | 11.9897 | 11 | 0.98973
37052 | 8.1 | 1 | 2018-12-31 | 2019-12-31 | 365 | 9.281 | 9 | 0.28104
37006 | 2.85 | 1 | 2018-12-31 | 2019-12-31 | 365 | 3.2656 | 3 | 0.26555
37039 | 3.5 | 1 | 2018-12-31 | 2019-12-31 | 365 | 4.0103 | 4 | 0.010328
37026 | 7.5 | 1 | 2018-12-31 | 2019-12-31 | 365 | 8.5936 | 8 | 0.59356
37061 | 9.75 | 1 | 2018-12-31 | 2019-12-31 | 365 | 11.1716 | 11 | 0.17163
37064 | 12 | 1 | 2018-12-31 | 2019-12-31 | 365 | 13.7497 | 13 | 0.7497
37029 | 16.24 | 1 | 2018-12-31 | 2019-12-31 | 365 | 18.6079 | 18 | 0.60792
37044 | 7.28 | 1 | 2018-12-31 | 2019-12-31 | 365 | 8.3415 | 8 | 0.34148
37054 | 6.76 | 1 | 2018-12-31 | 2019-12-31 | 365 | 7.7457 | 7 | 0.74566
37070 | 7.02 | 1 | 2018-12-31 | 2019-12-31 | 365 | 8.0436 | 8 | 0.043572
37077 | 13.02 | 1 | 2018-12-31 | 2019-12-31 | 365 | 14.9184 | 14 | 0.91842
36230 | 3.51 | 1 | 2018-12-31 | 2019-12-31 | 365 | 4.0218 | 4 | 0.021786
37093 | 8.55 | 1 | 2018-12-31 | 2019-12-31 | 365 | 9.7967 | 9 | 0.79666
37017 | 6.5 | 1 | 2018-12-31 | 2019-12-31 | 365 | 7.4478 | 7 | 0.44775
37107 | 5.4 | 1 | 2018-12-31 | 2019-12-31 | 365 | 6.1874 | 6 | 0.18736
35803 | 7.25 | 1 | 2018-12-31 | 2019-12-31 | 365 | 8.3071 | 8 | 0.30711
36249 | 11.7 | 1 | 2018-12-31 | 2019-12-31 | 365 | 13.406 | 13 | 0.40595
35810 | 6.76 | 1 | 2018-12-31 | 2019-12-31 | 365 | 7.7457 | 7 | 0.74566
37442 | 5.1 | 1 | 2018-12-31 | 2019-12-31 | 365 | 5.8436 | 5 | 0.84362
41286 | 6.54 | 1 | 2018-12-31 | 2019-12-31 | 365 | 7.4936 | 7 | 0.49358
36424 | 9.15 | 1 | 2018-12-31 | 2019-12-31 | 365 | 10.4841 | 10 | 0.48414
37390 | 5.61 | 1 | 2018-12-31 | 2019-12-31 | 365 | 6.428 | 6 | 0.42798
37318 | 13.5 | 1 | 2018-12-31 | 2019-12-31 | 365 | 15.4684 | 15 | 0.46841
37309 | 6 | 1 | 2018-12-31 | 2019-12-31 | 365 | 6.8748 | 6 | 0.87485
37371 | 9.12 | 1 | 2018-12-31 | 2019-12-31 | 365 | 10.4498 | 10 | 0.44977
37089 | 11 | 1 | 2018-12-31 | 2019-12-31 | 365 | 12.6039 | 12 | 0.60389
37086 | 4.75 | 1 | 2018-12-31 | 2019-12-31 | 365 | 5.4426 | 5 | 0.44259
37674 | 7.521 | 1 | 2018-12-31 | 2019-12-31 | 365 | 8.6176 | 8 | 0.61762
35451 | 3.41 | 1 | 2018-12-31 | 2019-12-31 | 365 | 3.9072 | 3 | 0.90721
35271 | 5.58 | 1 | 2018-12-31 | 2019-12-31 | 365 | 6.3936 | 6 | 0.39361
30643 | 649.04 | 0.8 | 2018-12-31 | 2019-12-31 | 365 | 594.9402 | 594 | 0.94018
39602 | 3.27 | 1 | 2018-12-31 | 2019-12-31 | 365 | 3.7468 | 3 | 0.74679
39668 | 10.5 | 1 | 2018-12-31 | 2019-12-31 | 365 | 12.031 | 12 | 0.030984
38465 | 5.7 | 1 | 2018-12-31 | 2019-12-31 | 365 | 6.5311 | 6 | 0.53111
37079 | 10.71 | 1 | 2018-12-31 | 2019-12-31 | 365 | 12.2716 | 12 | 0.2716
40061 | 14.805 | 1 | 2018-12-31 | 2019-12-31 | 365 | 16.9637 | 16 | 0.96369
38513 | 10.5 | 1 | 2018-12-31 | 2019-12-31 | 365 | 12.031 | 12 | 0.030984
40137 | 4.83 | 1 | 2018-12-31 | 2019-12-31 | 365 | 5.5343 | 5 | 0.53425
44704 | 5.58 | 1 | 2018-12-31 | 2019-12-31 | 365 | 6.3936 | 6 | 0.39361
40181 | 10.25 | 1 | 2018-12-31 | 2019-12-31 | 365 | 11.7445 | 11 | 0.74453
38492 | 9 | 1 | 2018-12-31 | 2019-12-31 | 365 | 10.3123 | 10 | 0.31227
38499 | 5.13 | 1 | 2018-12-31 | 2019-12-31 | 365 | 5.878 | 5 | 0.878
38454 | 12.06 | 1 | 2018-12-31 | 2019-12-31 | 365 | 13.8184 | 13 | 0.81844
40242 | 6.555 | 1 | 2018-12-31 | 2019-12-31 | 365 | 7.5108 | 7 | 0.51077
40268 | 5.67 | 1 | 2018-12-31 | 2019-12-31 | 365 | 6.4967 | 6 | 0.49673
40882 | 5.13 | 1 | 2018-12-31 | 2019-12-31 | 365 | 5.878 | 5 | 0.878
40886 | 5.5 | 1 | 2018-12-31 | 2019-12-31 | 365 | 6.3019 | 6 | 0.30194
40888 | 5.13 | 1 | 2018-12-31 | 2019-12-31 | 365 | 5.878 | 5 | 0.878
40890 | 4.83 | 1 | 2018-12-31 | 2019-12-31 | 365 | 5.5343 | 5 | 0.53425
40974 | 22.875 | 1 | 2018-12-31 | 2019-12-31 | 365 | 26.2104 | 26 | 0.21036
40741 | 9.15 | 1 | 2018-12-31 | 2019-12-31 | 365 | 10.4841 | 10 | 0.48414
40642 | 9.483 | 1 | 2018-12-31 | 2019-12-31 | 365 | 10.8657 | 10 | 0.8657
40655 | 9.72 | 1 | 2018-12-31 | 2019-12-31 | 365 | 11.1373 | 11 | 0.13725
40203 | 5.2 | 1 | 2018-12-31 | 2019-12-31 | 365 | 5.9582 | 5 | 0.9582
40779 | 5.232 | 1 | 2018-12-31 | 2019-12-31 | 365 | 5.9949 | 5 | 0.99487
40780 | 10.791 | 1 | 2018-12-31 | 2019-12-31 | 365 | 12.3644 | 12 | 0.36441
40783 | 6.9 | 1 | 2018-12-31 | 2019-12-31 | 365 | 7.9061 | 7 | 0.90608
40785 | 9.6 | 1 | 2018-12-31 | 2019-12-31 | 365 | 10.9998 | 10 | 0.99976
40879 | 3.64 | 1 | 2018-12-31 | 2019-12-31 | 365 | 4.1707 | 4 | 0.17074
34856 | 64.092 | 0.9 | 2018-12-31 | 2019-12-31 | 365 | 66.0934 | 66 | 0.093414
35021 | 41.202 | 0.9 | 2018-12-31 | 2019-12-31 | 365 | 42.4886 | 42 | 0.48862
37672 | 27.5 | 0.9 | 2018-12-31 | 2019-12-31 | 365 | 28.3587 | 28 | 0.35875
42319 | 26.775 | 0.9 | 2018-12-31 | 2019-12-31 | 365 | 27.6111 | 27 | 0.61111
46501 | 57.2 | 0.9 | 2018-12-31 | 2019-12-31 | 365 | 58.9862 | 58 | 0.9862
40217 | 6.095 | 1 | 2018-12-31 | 2019-12-31 | 365 | 6.9837 | 6 | 0.9837
34877 | 97.6 | 0.8 | 2018-12-31 | 2019-12-31 | 365 | 89.4647 | 89 | 0.46469
40777 | 9.9 | 1 | 2018-12-31 | 2019-12-31 | 365 | 11.3435 | 11 | 0.3435
34879 | 147.915 | 0.9 | 2018-12-31 | 2019-12-31 | 365 | 152.534 | 152 | 0.53397
44332 | 17.7 | 1 | 2018-12-31 | 2019-12-31 | 365 | 20.2808 | 20 | 0.2808
43542 | 9.72 | 1 | 2018-12-31 | 2019-12-31 | 365 | 11.1373 | 11 | 0.13725
44059 | 6.9 | 1 | 2018-12-31 | 2019-12-31 | 365 | 7.9061 | 7 | 0.90608
44727 | 7.44 | 1 | 2018-12-31 | 2019-12-31 | 365 | 8.5248 | 8 | 0.52481
41324 | 12.42 | 1 | 2018-12-31 | 2019-12-31 | 365 | 14.2309 | 14 | 0.23094
41414 | 8.502 | 1 | 2018-12-31 | 2019-12-31 | 365 | 9.7417 | 9 | 0.74166
41528 | 12.6 | 1 | 2018-12-31 | 2019-12-31 | 365 | 14.4372 | 14 | 0.43718
41554 | 8.505 | 1 | 2018-12-31 | 2019-12-31 | 365 | 9.7451 | 9 | 0.7451
41555 | 6.867 | 1 | 2018-12-31 | 2019-12-31 | 365 | 7.8683 | 7 | 0.86826
40612 | 6.615 | 1 | 2018-12-31 | 2019-12-31 | 365 | 7.5795 | 7 | 0.57952
40595 | 7.65 | 1 | 2018-12-31 | 2019-12-31 | 365 | 8.7654 | 8 | 0.76543
40587 | 7.5 | 1 | 2018-12-31 | 2019-12-31 | 365 | 8.5936 | 8 | 0.59356
40690 | 5.4 | 1 | 2018-12-31 | 2019-12-31 | 365 | 6.1874 | 6 | 0.18736
40543 | 5.72 | 1 | 2018-12-31 | 2019-12-31 | 365 | 6.554 | 6 | 0.55402
40695 | 9.45 | 1 | 2018-12-31 | 2019-12-31 | 365 | 10.8279 | 10 | 0.82789
40736 | 6.3 | 1 | 2018-12-31 | 2019-12-31 | 365 | 7.2186 | 7 | 0.21859
40648 | 8.4 | 1 | 2018-12-31 | 2019-12-31 | 365 | 9.6248 | 9 | 0.62479
40665 | 5.67 | 1 | 2018-12-31 | 2019-12-31 | 365 | 6.4967 | 6 | 0.49673
40619 | 5.88 | 1 | 2018-12-31 | 2019-12-31 | 365 | 6.7374 | 6 | 0.73735
40627 | 9.18 | 1 | 2018-12-31 | 2019-12-31 | 365 | 10.5185 | 10 | 0.51852
40682 | 3.42 | 1 | 2018-12-31 | 2019-12-31 | 365 | 3.9187 | 3 | 0.91866
40701 | 4.65 | 1 | 2018-12-31 | 2019-12-31 | 365 | 5.328 | 5 | 0.32801
41461 | 9.45 | 1 | 2018-12-31 | 2019-12-31 | 365 | 10.8279 | 10 | 0.82789
41859 | 5.985 | 1 | 2018-12-31 | 2019-12-31 | 365 | 6.8577 | 6 | 0.85766
41441 | 3.924 | 1 | 2018-12-31 | 2019-12-31 | 365 | 4.4962 | 4 | 0.49615
41446 | 9.81 | 1 | 2018-12-31 | 2019-12-31 | 365 | 11.2404 | 11 | 0.24038
40705 | 7.848 | 1 | 2018-12-31 | 2019-12-31 | 365 | 8.9923 | 8 | 0.9923
42036 | 9.135 | 1 | 2018-12-31 | 2019-12-31 | 365 | 10.467 | 10 | 0.46696
40568 | 5.46 | 1 | 2018-12-31 | 2019-12-31 | 365 | 6.2561 | 6 | 0.25611
40660 | 7.62 | 1 | 2018-12-31 | 2019-12-31 | 365 | 8.7311 | 8 | 0.73106
41476 | 5.804 | 1 | 2018-12-31 | 2019-12-31 | 365 | 6.6503 | 6 | 0.65027
41876 | 9 | 1 | 2018-12-31 | 2019-12-31 | 365 | 10.3123 | 10 | 0.31227
41481 | 13.86 | 1 | 2018-12-31 | 2019-12-31 | 365 | 15.8809 | 15 | 0.8809
41498 | 6.475 | 1 | 2018-12-31 | 2019-12-31 | 365 | 7.4191 | 7 | 0.41911
41536 | 6 | 1 | 2018-12-31 | 2019-12-31 | 365 | 6.8748 | 6 | 0.87485
41547 | 11.97 | 1 | 2018-12-31 | 2019-12-31 | 365 | 13.7153 | 13 | 0.71532
41300 | 16.5 | 1 | 2018-12-31 | 2019-12-31 | 365 | 18.9058 | 18 | 0.90583
40669 | 4.48 | 1 | 2018-12-31 | 2019-12-31 | 365 | 5.1332 | 5 | 0.13322
41572 | 9.45 | 1 | 2018-12-31 | 2019-12-31 | 365 | 10.8279 | 10 | 0.82789
41905 | 5.13 | 1 | 2018-12-31 | 2019-12-31 | 365 | 5.878 | 5 | 0.878
41969 | 12 | 1 | 2018-12-31 | 2019-12-31 | 365 | 13.7497 | 13 | 0.7497
41962 | 8.85 | 1 | 2018-12-31 | 2019-12-31 | 365 | 10.1404 | 10 | 0.1404
41985 | 7.905 | 1 | 2018-12-31 | 2019-12-31 | 365 | 9.0576 | 9 | 0.057612
42010 | 6.6 | 1 | 2018-12-31 | 2019-12-31 | 365 | 7.5623 | 7 | 0.56233
42041 | 4.5 | 1 | 2018-12-31 | 2019-12-31 | 365 | 5.1561 | 5 | 0.15614
42062 | 11.025 | 1 | 2018-12-31 | 2019-12-31 | 365 | 12.6325 | 12 | 0.63253
42087 | 7.2 | 1 | 2018-12-31 | 2019-12-31 | 365 | 8.2498 | 8 | 0.24982
42107 | 11.4 | 1 | 2018-12-31 | 2019-12-31 | 365 | 13.0622 | 13 | 0.062211
41864 | 6 | 1 | 2018-12-31 | 2019-12-31 | 365 | 6.8748 | 6 | 0.87485
42114 | 4.59 | 1 | 2018-12-31 | 2019-12-31 | 365 | 5.2593 | 5 | 0.25926
43425 | 5.2 | 1 | 2018-12-31 | 2019-12-31 | 365 | 5.9582 | 5 | 0.9582
44044 | 6.24 | 1 | 2018-12-31 | 2019-12-31 | 365 | 7.1498 | 7 | 0.14984
44046 | 10.5 | 1 | 2018-12-31 | 2019-12-31 | 365 | 12.031 | 12 | 0.030984
44063 | 6.9 | 1 | 2018-12-31 | 2019-12-31 | 365 | 7.9061 | 7 | 0.90608
44068 | 3.64 | 1 | 2018-12-31 | 2019-12-31 | 365 | 4.1707 | 4 | 0.17074
44077 | 7.194 | 1 | 2018-12-31 | 2019-12-31 | 365 | 8.2429 | 8 | 0.24294
44081 | 5.13 | 1 | 2018-12-31 | 2019-12-31 | 365 | 5.878 | 5 | 0.878
44083 | 9.12 | 1 | 2018-12-31 | 2019-12-31 | 365 | 10.4498 | 10 | 0.44977
44085 | 6.48 | 1 | 2018-12-31 | 2019-12-31 | 365 | 7.4248 | 7 | 0.42484
44086 | 6.48 | 1 | 2018-12-31 | 2019-12-31 | 365 | 7.4248 | 7 | 0.42484
44088 | 5.94 | 1 | 2018-12-31 | 2019-12-31 | 365 | 6.8061 | 6 | 0.8061
44089 | 11.34 | 1 | 2018-12-31 | 2019-12-31 | 365 | 12.9935 | 12 | 0.99346
44090 | 7.02 | 1 | 2018-12-31 | 2019-12-31 | 365 | 8.0436 | 8 | 0.043572
44091 | 9.18 | 1 | 2018-12-31 | 2019-12-31 | 365 | 10.5185 | 10 | 0.51852
44435 | 7.5 | 1 | 2018-12-31 | 2019-12-31 | 365 | 8.5936 | 8 | 0.59356
44283 | 9.12 | 1 | 2018-12-31 | 2019-12-31 | 365 | 10.4498 | 10 | 0.44977
44312 | 3.3 | 1 | 2018-12-31 | 2019-12-31 | 365 | 3.7812 | 3 | 0.78117
44292 | 8.04 | 1 | 2018-12-31 | 2019-12-31 | 365 | 9.2123 | 9 | 0.2123
44305 | 5.5 | 1 | 2018-12-31 | 2019-12-31 | 365 | 6.3019 | 6 | 0.30194
44304 | 10.92 | 1 | 2018-12-31 | 2019-12-31 | 365 | 12.5122 | 12 | 0.51222
44320 | 5.72 | 1 | 2018-12-31 | 2019-12-31 | 365 | 6.554 | 6 | 0.55402
44323 | 9.156 | 1 | 2018-12-31 | 2019-12-31 | 365 | 10.491 | 10 | 0.49102
44324 | 10.92 | 1 | 2018-12-31 | 2019-12-31 | 365 | 12.5122 | 12 | 0.51222
44329 | 9.36 | 1 | 2018-12-31 | 2019-12-31 | 365 | 10.7248 | 10 | 0.72476
44342 | 11.04 | 1 | 2018-12-31 | 2019-12-31 | 365 | 12.6497 | 12 | 0.64972
44345 | 2.75 | 1 | 2018-12-31 | 2019-12-31 | 365 | 3.151 | 3 | 0.15097
44347 | 15 | 1 | 2018-12-31 | 2019-12-31 | 365 | 17.1871 | 17 | 0.18712
44354 | 3.35 | 1 | 2018-12-31 | 2019-12-31 | 365 | 3.8385 | 3 | 0.83846
44358 | 3.99 | 1 | 2018-12-31 | 2019-12-31 | 365 | 4.5718 | 4 | 0.57177
43899 | 8.175 | 1 | 2018-12-31 | 2019-12-31 | 365 | 9.367 | 9 | 0.36698
44375 | 6.54 | 1 | 2018-12-31 | 2019-12-31 | 365 | 7.4936 | 7 | 0.49358
44382 | 7.56 | 1 | 2018-12-31 | 2019-12-31 | 365 | 8.6623 | 8 | 0.66231
44564 | 5.2 | 1 | 2018-12-31 | 2019-12-31 | 365 | 5.9582 | 5 | 0.9582
43423 | 8.502 | 1 | 2018-12-31 | 2019-12-31 | 365 | 9.7417 | 9 | 0.74166
44390 | 6.71 | 1 | 2018-12-31 | 2019-12-31 | 365 | 7.6884 | 7 | 0.68837
44403 | 6.3 | 1 | 2018-12-31 | 2019-12-31 | 365 | 7.2186 | 7 | 0.21859
43457 | 8.32 | 1 | 2018-12-31 | 2019-12-31 | 365 | 9.5331 | 9 | 0.53312
44421 | 5.13 | 1 | 2018-12-31 | 2019-12-31 | 365 | 5.878 | 5 | 0.878
44631 | 5.4 | 1 | 2018-12-31 | 2019-12-31 | 365 | 6.1874 | 6 | 0.18736
44701 | 7.5 | 1 | 2018-12-31 | 2019-12-31 | 365 | 8.5936 | 8 | 0.59356
44714 | 6 | 1 | 2018-12-31 | 2019-12-31 | 365 | 6.8748 | 6 | 0.87485
44718 | 4 | 1 | 2018-12-31 | 2019-12-31 | 365 | 4.5832 | 4 | 0.58323
44724 | 4.88 | 1 | 2018-12-31 | 2019-12-31 | 365 | 5.5915 | 5 | 0.59154
44734 | 5.4 | 1 | 2018-12-31 | 2019-12-31 | 365 | 6.1874 | 6 | 0.18736
44741 | 4.845 | 1 | 2018-12-31 | 2019-12-31 | 365 | 5.5514 | 5 | 0.55144
44786 | 9.01 | 1 | 2018-12-31 | 2019-12-31 | 365 | 10.3237 | 10 | 0.32373
43460 | 13.4 | 1 | 2018-12-31 | 2019-12-31 | 365 | 15.3538 | 15 | 0.35383
43461 | 8.175 | 1 | 2018-12-31 | 2019-12-31 | 365 | 9.367 | 9 | 0.36698
43464 | 6.9 | 1 | 2018-12-31 | 2019-12-31 | 365 | 7.9061 | 7 | 0.90608
43465 | 10.005 | 1 | 2018-12-31 | 2019-12-31 | 365 | 11.4638 | 11 | 0.46381
43469 | 9.52 | 1 | 2018-12-31 | 2019-12-31 | 365 | 10.9081 | 10 | 0.90809
43472 | 5.2 | 1 | 2018-12-31 | 2019-12-31 | 365 | 5.9582 | 5 | 0.9582
43476 | 12 | 1 | 2018-12-31 | 2019-12-31 | 365 | 13.7497 | 13 | 0.7497
44794 | 6.375 | 1 | 2018-12-31 | 2019-12-31 | 365 | 7.3045 | 7 | 0.30453
45164 | 4.25 | 1 | 2018-12-31 | 2019-12-31 | 365 | 4.8697 | 4 | 0.86968
45188 | 13.52 | 1 | 2018-12-31 | 2019-12-31 | 365 | 15.4913 | 15 | 0.49132
45166 | 3.597 | 1 | 2018-12-31 | 2019-12-31 | 365 | 4.1215 | 4 | 0.12147
44753 | 8.4 | 1 | 2018-12-31 | 2019-12-31 | 365 | 9.6248 | 9 | 0.62479
45203 | 9 | 1 | 2018-12-31 | 2019-12-31 | 365 | 10.3123 | 10 | 0.31227
44371 | 3.965 | 1 | 2018-12-31 | 2019-12-31 | 365 | 4.5431 | 4 | 0.54313
44787 | 11.772 | 1 | 2018-12-31 | 2019-12-31 | 365 | 13.4885 | 13 | 0.48845
45196 | 3.06 | 1 | 2018-12-31 | 2019-12-31 | 365 | 3.5062 | 3 | 0.50617
45200 | 4.8 | 1 | 2018-12-31 | 2019-12-31 | 365 | 5.4999 | 5 | 0.49988
43488 | 8.4 | 1 | 2018-12-31 | 2019-12-31 | 365 | 9.6248 | 9 | 0.62479
45201 | 8.1 | 1 | 2018-12-31 | 2019-12-31 | 365 | 9.281 | 9 | 0.28104
43512 | 5.72 | 1 | 2018-12-31 | 2019-12-31 | 365 | 6.554 | 6 | 0.55402
43515 | 2.7 | 1 | 2018-12-31 | 2019-12-31 | 365 | 3.0937 | 3 | 0.093682
43516 | 5.7 | 1 | 2018-12-31 | 2019-12-31 | 365 | 6.5311 | 6 | 0.53111
43503 | 4.275 | 1 | 2018-12-31 | 2019-12-31 | 365 | 4.8983 | 4 | 0.89833
45500 | 11.76 | 1 | 2018-12-31 | 2019-12-31 | 365 | 13.4747 | 13 | 0.4747
43528 | 7.93 | 1 | 2018-12-31 | 2019-12-31 | 365 | 9.0863 | 9 | 0.086257
45505 | 10 | 1 | 2018-12-31 | 2019-12-31 | 365 | 11.4581 | 11 | 0.45808
43543 | 6.3 | 1 | 2018-12-31 | 2019-12-31 | 365 | 7.2186 | 7 | 0.21859
43562 | 8.25 | 1 | 2018-12-31 | 2019-12-31 | 365 | 9.4529 | 9 | 0.45292
43572 | 6.24 | 1 | 2018-12-31 | 2019-12-31 | 365 | 7.1498 | 7 | 0.14984
43907 | 3.78 | 1 | 2018-12-31 | 2019-12-31 | 365 | 4.3312 | 4 | 0.33115
43912 | 9.01 | 1 | 2018-12-31 | 2019-12-31 | 365 | 10.3237 | 10 | 0.32373
43918 | 7.848 | 1 | 2018-12-31 | 2019-12-31 | 365 | 8.9923 | 8 | 0.9923
43903 | 10.791 | 1 | 2018-12-31 | 2019-12-31 | 365 | 12.3644 | 12 | 0.36441
43906 | 3.9 | 1 | 2018-12-31 | 2019-12-31 | 365 | 4.4687 | 4 | 0.46865
43921 | 8.4 | 1 | 2018-12-31 | 2019-12-31 | 365 | 9.6248 | 9 | 0.62479
45508 | 6.615 | 1 | 2018-12-31 | 2019-12-31 | 365 | 7.5795 | 7 | 0.57952
45736 | 8.58 | 1 | 2018-12-31 | 2019-12-31 | 365 | 9.831 | 9 | 0.83103
45745 | 7.28 | 1 | 2018-12-31 | 2019-12-31 | 365 | 8.3415 | 8 | 0.34148
45720 | 7.02 | 1 | 2018-12-31 | 2019-12-31 | 365 | 8.0436 | 8 | 0.043572
43923 | 9.483 | 1 | 2018-12-31 | 2019-12-31 | 365 | 10.8657 | 10 | 0.8657
34873 | 192.92 | 0.9 | 2018-12-31 | 2019-12-31 | 365 | 198.9444 | 198 | 0.94435
43932 | 10.464 | 1 | 2018-12-31 | 2019-12-31 | 365 | 11.9897 | 11 | 0.98973
44641 | 57.72 | 0.9 | 2018-12-31 | 2019-12-31 | 365 | 59.5224 | 59 | 0.52243
36205 | 73 | 0.9 | 2018-12-31 | 2019-12-31 | 365 | 75.2796 | 75 | 0.27959
43947 | 5.7 | 1 | 2018-12-31 | 2019-12-31 | 365 | 6.5311 | 6 | 0.53111
43950 | 6.213 | 1 | 2018-12-31 | 2019-12-31 | 365 | 7.1189 | 7 | 0.11891
43951 | 3.75 | 1 | 2018-12-31 | 2019-12-31 | 365 | 4.2968 | 4 | 0.29678
43957 | 3.38 | 1 | 2018-12-31 | 2019-12-31 | 365 | 3.8728 | 3 | 0.87283
44025 | 5.2 | 1 | 2018-12-31 | 2019-12-31 | 365 | 5.9582 | 5 | 0.9582
44026 | 9.1 | 1 | 2018-12-31 | 2019-12-31 | 365 | 10.4269 | 10 | 0.42685
44027 | 5.2 | 1 | 2018-12-31 | 2019-12-31 | 365 | 5.9582 | 5 | 0.9582
42594 | 6.54 | 1 | 2018-12-31 | 2019-12-31 | 365 | 7.4936 | 7 | 0.49358
41886 | 3.27 | 1 | 2018-12-31 | 2019-12-31 | 365 | 3.7468 | 3 | 0.74679
44048 | 7.521 | 1 | 2018-12-31 | 2019-12-31 | 365 | 8.6176 | 8 | 0.61762
44050 | 8.175 | 1 | 2018-12-31 | 2019-12-31 | 365 | 9.367 | 9 | 0.36698
45243 | 7.25 | 1 | 2018-12-31 | 2019-12-31 | 365 | 8.3071 | 8 | 0.30711
45528 | 8.91 | 1 | 2018-12-31 | 2019-12-31 | 365 | 10.2091 | 10 | 0.20915
45530 | 4.59 | 1 | 2018-12-31 | 2019-12-31 | 365 | 5.2593 | 5 | 0.25926
45531 | 6.75 | 1 | 2018-12-31 | 2019-12-31 | 365 | 7.7342 | 7 | 0.7342
45532 | 8.64 | 1 | 2018-12-31 | 2019-12-31 | 365 | 9.8998 | 9 | 0.89978
45534 | 12.099 | 1 | 2018-12-31 | 2019-12-31 | 365 | 13.8631 | 13 | 0.86313
45548 | 8.1 | 1 | 2018-12-31 | 2019-12-31 | 365 | 9.281 | 9 | 0.28104
45549 | 5.865 | 1 | 2018-12-31 | 2019-12-31 | 365 | 6.7202 | 6 | 0.72016
45564 | 4.59 | 1 | 2018-12-31 | 2019-12-31 | 365 | 5.2593 | 5 | 0.25926
45581 | 6 | 1 | 2018-12-31 | 2019-12-31 | 365 | 6.8748 | 6 | 0.87485
45589 | 3.6 | 1 | 2018-12-31 | 2019-12-31 | 365 | 4.1249 | 4 | 0.12491
45597 | 8.175 | 1 | 2018-12-31 | 2019-12-31 | 365 | 9.367 | 9 | 0.36698
45608 | 4.32 | 1 | 2018-12-31 | 2019-12-31 | 365 | 4.9499 | 4 | 0.94989
46306 | 6.27 | 1 | 2018-12-31 | 2019-12-31 | 365 | 7.1842 | 7 | 0.18422
46315 | 12 | 1 | 2018-12-31 | 2019-12-31 | 365 | 13.7497 | 13 | 0.7497
46320 | 8.67 | 1 | 2018-12-31 | 2019-12-31 | 365 | 9.9342 | 9 | 0.93416
46322 | 10.6 | 1 | 2018-12-31 | 2019-12-31 | 365 | 12.1456 | 12 | 0.14556
46314 | 10.5 | 1 | 2018-12-31 | 2019-12-31 | 365 | 12.031 | 12 | 0.030984
46318 | 3.51 | 1 | 2018-12-31 | 2019-12-31 | 365 | 4.0218 | 4 | 0.021786
46325 | 10.2 | 1 | 2018-12-31 | 2019-12-31 | 365 | 11.6872 | 11 | 0.68724
46317 | 10.455 | 1 | 2018-12-31 | 2019-12-31 | 365 | 11.9794 | 11 | 0.97942
46326 | 7.2 | 1 | 2018-12-31 | 2019-12-31 | 365 | 8.2498 | 8 | 0.24982
46331 | 9.72 | 1 | 2018-12-31 | 2019-12-31 | 365 | 11.1373 | 11 | 0.13725
46367 | 6.24 | 1 | 2018-12-31 | 2019-12-31 | 365 | 7.1498 | 7 | 0.14984
46377 | 3.85 | 1 | 2018-12-31 | 2019-12-31 | 365 | 4.4114 | 4 | 0.41136
46378 | 5.1 | 1 | 2018-12-31 | 2019-12-31 | 365 | 5.8436 | 5 | 0.84362
46384 | 7.28 | 1 | 2018-12-31 | 2019-12-31 | 365 | 8.3415 | 8 | 0.34148
35013 | 40.221 | 0.9 | 2018-12-31 | 2019-12-31 | 365 | 41.477 | 41 | 0.47699
46400 | 8.16 | 1 | 2018-12-31 | 2019-12-31 | 365 | 9.3498 | 9 | 0.34979
46402 | 9.81 | 1 | 2018-12-31 | 2019-12-31 | 365 | 11.2404 | 11 | 0.24038
46424 | 5.7 | 1 | 2018-12-31 | 2019-12-31 | 365 | 6.5311 | 6 | 0.53111
46430 | 7.83 | 1 | 2018-12-31 | 2019-12-31 | 365 | 8.9717 | 8 | 0.97168
46473 | 10.464 | 1 | 2018-12-31 | 2019-12-31 | 365 | 11.9897 | 11 | 0.98973
46478 | 3.57 | 1 | 2018-12-31 | 2019-12-31 | 365 | 4.0905 | 4 | 0.090535
46480 | 11.1 | 1 | 2018-12-31 | 2019-12-31 | 365 | 12.7185 | 12 | 0.71847
46793 | 5.355 | 1 | 2018-12-31 | 2019-12-31 | 365 | 6.1358 | 6 | 0.1358
46794 | 5.3 | 1 | 2018-12-31 | 2019-12-31 | 365 | 6.0728 | 6 | 0.072782
46795 | 8 | 1 | 2018-12-31 | 2019-12-31 | 365 | 9.1665 | 9 | 0.16646
31280 | 40.875 | 1 | 2018-12-31 | 2019-12-31 | 365 | 46.8349 | 46 | 0.8349
43459 | 8 | 1 | 2018-12-31 | 2019-12-31 | 365 | 9.1665 | 9 | 0.16646
43552 | 3.75 | 1 | 2018-12-31 | 2019-12-31 | 365 | 4.2968 | 4 | 0.29678
44051 | 11.445 | 1 | 2018-12-31 | 2019-12-31 | 365 | 13.1138 | 13 | 0.11377
43948 | 6.54 | 1 | 2018-12-31 | 2019-12-31 | 365 | 7.4936 | 7 | 0.49358
44076 | 6 | 1 | 2018-12-31 | 2019-12-31 | 365 | 6.8748 | 6 | 0.87485
44318 | 6.27 | 1 | 2018-12-31 | 2019-12-31 | 365 | 7.1842 | 7 | 0.18422
44346 | 11.76 | 1 | 2018-12-31 | 2019-12-31 | 365 | 13.4747 | 13 | 0.4747
44351 | 12 | 1 | 2018-12-31 | 2019-12-31 | 365 | 13.7497 | 13 | 0.7497
44448 | 1.5 | 1 | 2018-12-31 | 2019-12-31 | 365 | 1.7187 | 1 | 0.71871
44392 | 4.275 | 1 | 2018-12-31 | 2019-12-31 | 365 | 4.8983 | 4 | 0.89833
44699 | 14.82 | 1 | 2018-12-31 | 2019-12-31 | 365 | 16.9809 | 16 | 0.98087
38460 | 7.5 | 1 | 2018-12-31 | 2019-12-31 | 365 | 8.5936 | 8 | 0.59356
44785 | 5.6 | 1 | 2018-12-31 | 2019-12-31 | 365 | 6.4165 | 6 | 0.41652
44796 | 6.555 | 1 | 2018-12-31 | 2019-12-31 | 365 | 7.5108 | 7 | 0.51077
45161 | 24.9 | 1 | 2018-12-31 | 2019-12-31 | 365 | 28.5306 | 28 | 0.53062
44394 | 4.65 | 1 | 2018-12-31 | 2019-12-31 | 365 | 5.328 | 5 | 0.32801
45185 | 6 | 1 | 2018-12-31 | 2019-12-31 | 365 | 6.8748 | 6 | 0.87485
43498 | 4.5 | 1 | 2018-12-31 | 2019-12-31 | 365 | 5.1561 | 5 | 0.15614
45601 | 4.05 | 1 | 2018-12-31 | 2019-12-31 | 365 | 4.6405 | 4 | 0.64052
45510 | 6.51 | 1 | 2018-12-31 | 2019-12-31 | 365 | 7.4592 | 7 | 0.45921
45206 | 8.37 | 1 | 2018-12-31 | 2019-12-31 | 365 | 9.5904 | 9 | 0.59041
45506 | 5 | 1 | 2018-12-31 | 2019-12-31 | 365 | 5.729 | 5 | 0.72904
45617 | 4.59 | 1 | 2018-12-31 | 2019-12-31 | 365 | 5.2593 | 5 | 0.25926
45634 | 8.4 | 1 | 2018-12-31 | 2019-12-31 | 365 | 9.6248 | 9 | 0.62479
44075 | 6.54 | 1 | 2018-12-31 | 2019-12-31 | 365 | 7.4936 | 7 | 0.49358
45585 | 6.555 | 1 | 2018-12-31 | 2019-12-31 | 365 | 7.5108 | 7 | 0.51077
46798 | 3.825 | 1 | 2018-12-31 | 2019-12-31 | 365 | 4.3827 | 4 | 0.38272
46801 | 5.4 | 1 | 2018-12-31 | 2019-12-31 | 365 | 6.1874 | 6 | 0.18736
46802 | 8.64 | 1 | 2018-12-31 | 2019-12-31 | 365 | 9.8998 | 9 | 0.89978
46803 | 6 | 1 | 2018-12-31 | 2019-12-31 | 365 | 6.8748 | 6 | 0.87485
46804 | 17.385 | 1 | 2018-12-31 | 2019-12-31 | 365 | 19.9199 | 19 | 0.91987
46805 | 9.8 | 1 | 2018-12-31 | 2019-12-31 | 365 | 11.2289 | 11 | 0.22892
46806 | 8.505 | 1 | 2018-12-31 | 2019-12-31 | 365 | 9.7451 | 9 | 0.7451
46817 | 6.89 | 1 | 2018-12-31 | 2019-12-31 | 365 | 7.8946 | 7 | 0.89462
46829 | 6.9 | 1 | 2018-12-31 | 2019-12-31 | 365 | 7.9061 | 7 | 0.90608
46792 | 7.56 | 1 | 2018-12-31 | 2019-12-31 | 365 | 8.6623 | 8 | 0.66231
46847 | 14.31 | 1 | 2018-12-31 | 2019-12-31 | 365 | 16.3965 | 16 | 0.39651
46859 | 3.71 | 1 | 2018-12-31 | 2019-12-31 | 365 | 4.2509 | 4 | 0.25095
46869 | 6.84 | 1 | 2018-12-31 | 2019-12-31 | 365 | 7.8373 | 7 | 0.83733
46876 | 3.78 | 1 | 2018-12-31 | 2019-12-31 | 365 | 4.3312 | 4 | 0.33115
46875 | 4.86 | 1 | 2018-12-31 | 2019-12-31 | 365 | 5.5686 | 5 | 0.56863
46880 | 9.3 | 1 | 2018-12-31 | 2019-12-31 | 365 | 10.656 | 10 | 0.65601
46882 | 5.3 | 1 | 2018-12-31 | 2019-12-31 | 365 | 6.0728 | 6 | 0.072782
46883 | 7.28 | 1 | 2018-12-31 | 2019-12-31 | 365 | 8.3415 | 8 | 0.34148
46893 | 4.5 | 1 | 2018-12-31 | 2019-12-31 | 365 | 5.1561 | 5 | 0.15614
46848 | 7.245 | 1 | 2018-12-31 | 2019-12-31 | 365 | 8.3014 | 8 | 0.30138
46894 | 8.68 | 1 | 2018-12-31 | 2019-12-31 | 365 | 9.9456 | 9 | 0.94561
44737 | 4.095 | 1 | 2018-12-31 | 2019-12-31 | 365 | 4.6921 | 4 | 0.69208
43952 | 4.905 | 1 | 2018-12-31 | 2019-12-31 | 365 | 5.6202 | 5 | 0.62019
44357 | 5.67 | 1 | 2018-12-31 | 2019-12-31 | 365 | 6.4967 | 6 | 0.49673
44360 | 7.848 | 1 | 2018-12-31 | 2019-12-31 | 365 | 8.9923 | 8 | 0.9923
36974 | 127.53 | 0.9 | 2018-12-31 | 2019-12-31 | 365 | 131.5124 | 131 | 0.5124
43489 | 5.04 | 1 | 2018-12-31 | 2019-12-31 | 365 | 5.7749 | 5 | 0.77487
44721 | 9 | 1 | 2018-12-31 | 2019-12-31 | 365 | 10.3123 | 10 | 0.31227
46405 | 2.04 | 1 | 2018-12-31 | 2019-12-31 | 365 | 2.3374 | 2 | 0.33745
46412 | 3.57 | 1 | 2018-12-31 | 2019-12-31 | 365 | 4.0905 | 4 | 0.090535
51654 | 105 | 0.9 | 2018-12-31 | 2019-12-31 | 365 | 108.2789 | 108 | 0.27886
44035 | 7.02 | 1 | 2018-12-31 | 2019-12-31 | 365 | 8.0436 | 8 | 0.043572
42119 | 4.86 | 1 | 2018-12-31 | 2019-12-31 | 365 | 5.5686 | 5 | 0.56863
35307 | 51.84 | 0.9 | 2018-12-31 | 2019-12-31 | 365 | 53.4588 | 53 | 0.45882
36973 | 16.38 | 1 | 2018-12-31 | 2019-12-31 | 365 | 18.7683 | 18 | 0.76834
46851 | 7.5 | 1 | 2018-12-31 | 2019-12-31 | 365 | 8.5936 | 8 | 0.59356
46822 | 15 | 1 | 2018-12-31 | 2019-12-31 | 365 | 17.1871 | 17 | 0.18712
48227 | 24.525 | 1 | 2018-12-31 | 2019-12-31 | 365 | 28.1009 | 28 | 0.10094
41293 | 16.2 | 1 | 2018-12-31 | 2019-12-31 | 365 | 18.5621 | 18 | 0.56209
40636 | 10.8 | 1 | 2018-12-31 | 2019-12-31 | 365 | 12.3747 | 12 | 0.37473
46907 | 3.35 | 1 | 2018-12-31 | 2019-12-31 | 365 | 3.8385 | 3 | 0.83846
35032 | 37.5 | 0.9 | 2018-12-31 | 2019-12-31 | 365 | 38.671 | 38 | 0.67102
46879 | 7.695 | 1 | 2018-12-31 | 2019-12-31 | 365 | 8.817 | 8 | 0.81699
46906 | 8.4 | 1 | 2018-12-31 | 2019-12-31 | 365 | 9.6248 | 9 | 0.62479
46914 | 9.54 | 1 | 2018-12-31 | 2019-12-31 | 365 | 10.931 | 10 | 0.93101
45610 | 7.8 | 1 | 2018-12-31 | 2019-12-31 | 365 | 8.9373 | 8 | 0.9373
47300 | 2.8 | 1 | 2018-12-31 | 2019-12-31 | 365 | 3.2083 | 3 | 0.20826
47321 | 3.825 | 1 | 2018-12-31 | 2019-12-31 | 365 | 4.3827 | 4 | 0.38272
47602 | 2.835 | 1 | 2018-12-31 | 2019-12-31 | 365 | 3.2484 | 3 | 0.24837
47326 | 7.28 | 1 | 2018-12-31 | 2019-12-31 | 365 | 8.3415 | 8 | 0.34148
47616 | 7.905 | 1 | 2018-12-31 | 2019-12-31 | 365 | 9.0576 | 9 | 0.057612
47330 | 4.2 | 1 | 2018-12-31 | 2019-12-31 | 365 | 4.8124 | 4 | 0.81239
47308 | 5.415 | 1 | 2018-12-31 | 2019-12-31 | 365 | 6.2046 | 6 | 0.20455
48461 | 8.1 | 1 | 2018-12-31 | 2019-12-31 | 365 | 9.281 | 9 | 0.28104
48473 | 4.05 | 1 | 2018-12-31 | 2019-12-31 | 365 | 4.6405 | 4 | 0.64052
48490 | 8.829 | 1 | 2018-12-31 | 2019-12-31 | 365 | 10.1163 | 10 | 0.11634
48493 | 8.829 | 1 | 2018-12-31 | 2019-12-31 | 365 | 10.1163 | 10 | 0.11634
47408 | 4.59 | 1 | 2018-12-31 | 2019-12-31 | 365 | 5.2593 | 5 | 0.25926
48500 | 10.137 | 1 | 2018-12-31 | 2019-12-31 | 365 | 11.6151 | 11 | 0.61506
48498 | 8.28 | 1 | 2018-12-31 | 2019-12-31 | 365 | 9.4873 | 9 | 0.48729
46391 | 8.37 | 1 | 2018-12-31 | 2019-12-31 | 365 | 9.5904 | 9 | 0.59041
48533 | 7.194 | 1 | 2018-12-31 | 2019-12-31 | 365 | 8.2429 | 8 | 0.24294
48230 | 6.625 | 1 | 2018-12-31 | 2019-12-31 | 365 | 7.591 | 7 | 0.59098
48244 | 6.24 | 1 | 2018-12-31 | 2019-12-31 | 365 | 7.1498 | 7 | 0.14984
48548 | 13.25 | 1 | 2018-12-31 | 2019-12-31 | 365 | 15.182 | 15 | 0.18196
48554 | 18.24 | 1 | 2018-12-31 | 2019-12-31 | 365 | 20.8995 | 20 | 0.89954
49062 | 5.559 | 1 | 2018-12-31 | 2019-12-31 | 365 | 6.3695 | 6 | 0.36955
49147 | 6.84 | 1 | 2018-12-31 | 2019-12-31 | 365 | 7.8373 | 7 | 0.83733
49152 | 7.875 | 1 | 2018-12-31 | 2019-12-31 | 365 | 9.0232 | 9 | 0.023238
48248 | 7.93 | 1 | 2018-12-31 | 2019-12-31 | 365 | 9.0863 | 9 | 0.086257
48257 | 13.005 | 1 | 2018-12-31 | 2019-12-31 | 365 | 14.9012 | 14 | 0.90123
49169 | 6.21 | 1 | 2018-12-31 | 2019-12-31 | 365 | 7.1155 | 7 | 0.11547
48281 | 6.27 | 1 | 2018-12-31 | 2019-12-31 | 365 | 7.1842 | 7 | 0.18422
47629 | 7.02 | 1 | 2018-12-31 | 2019-12-31 | 365 | 8.0436 | 8 | 0.043572
47630 | 5.886 | 1 | 2018-12-31 | 2019-12-31 | 365 | 6.7442 | 6 | 0.74423
49322 | 7.194 | 1 | 2018-12-31 | 2019-12-31 | 365 | 8.2429 | 8 | 0.24294
49302 | 9.69 | 1 | 2018-12-31 | 2019-12-31 | 365 | 11.1029 | 11 | 0.10288
50671 | 6.12 | 1 | 2018-12-31 | 2019-12-31 | 365 | 7.0123 | 7 | 0.012345
47646 | 3.9 | 1 | 2018-12-31 | 2019-12-31 | 365 | 4.4687 | 4 | 0.46865
49329 | 10.791 | 1 | 2018-12-31 | 2019-12-31 | 365 | 12.3644 | 12 | 0.36441
50686 | 10.8 | 1 | 2018-12-31 | 2019-12-31 | 365 | 12.3747 | 12 | 0.37473
46818 | 9 | 1 | 2018-12-31 | 2019-12-31 | 365 | 10.3123 | 10 | 0.31227
49161 | 12.426 | 1 | 2018-12-31 | 2019-12-31 | 365 | 14.2378 | 14 | 0.23781
49685 | 3.64 | 1 | 2018-12-31 | 2019-12-31 | 365 | 4.1707 | 4 | 0.17074
46463 | 3.06 | 1 | 2018-12-31 | 2019-12-31 | 365 | 3.5062 | 3 | 0.50617
46464 | 8.16 | 1 | 2018-12-31 | 2019-12-31 | 365 | 9.3498 | 9 | 0.34979
34872 | 36.86 | 0.9 | 2018-12-31 | 2019-12-31 | 365 | 38.011 | 38 | 0.011035
47636 | 9.62 | 1 | 2018-12-31 | 2019-12-31 | 365 | 11.0227 | 11 | 0.022673
51557 | 3.6 | 1 | 2018-12-31 | 2019-12-31 | 365 | 4.1249 | 4 | 0.12491
47639 | 5.98 | 1 | 2018-12-31 | 2019-12-31 | 365 | 6.8519 | 6 | 0.85193
49688 | 6.24 | 1 | 2018-12-31 | 2019-12-31 | 365 | 7.1498 | 7 | 0.14984
48309 | 7.848 | 1 | 2018-12-31 | 2019-12-31 | 365 | 8.9923 | 8 | 0.9923
49690 | 7.28 | 1 | 2018-12-31 | 2019-12-31 | 365 | 8.3415 | 8 | 0.34148
47643 | 4.94 | 1 | 2018-12-31 | 2019-12-31 | 365 | 5.6603 | 5 | 0.66029
52419 | 11.118 | 1 | 2018-12-31 | 2019-12-31 | 365 | 12.7391 | 12 | 0.73909
52452 | 3.06 | 1 | 2018-12-31 | 2019-12-31 | 365 | 3.5062 | 3 | 0.50617
52458 | 5.4 | 1 | 2018-12-31 | 2019-12-31 | 365 | 6.1874 | 6 | 0.18736
46382 | 10.92 | 1 | 2018-12-31 | 2019-12-31 | 365 | 12.5122 | 12 | 0.51222
49709 | 5.4 | 1 | 2018-12-31 | 2019-12-31 | 365 | 6.1874 | 6 | 0.18736
49708 | 4.16 | 1 | 2018-12-31 | 2019-12-31 | 365 | 4.7666 | 4 | 0.76656
49712 | 4.16 | 1 | 2018-12-31 | 2019-12-31 | 365 | 4.7666 | 4 | 0.76656
49713 | 6.5 | 1 | 2018-12-31 | 2019-12-31 | 365 | 7.4478 | 7 | 0.44775
49714 | 3.3 | 1 | 2018-12-31 | 2019-12-31 | 365 | 3.7812 | 3 | 0.78117
52773 | 3.9 | 1 | 2018-12-31 | 2019-12-31 | 365 | 4.4687 | 4 | 0.46865
46888 | 4.42 | 1 | 2018-12-31 | 2019-12-31 | 365 | 5.0645 | 5 | 0.064471
49876 | 5.04 | 1 | 2018-12-31 | 2019-12-31 | 365 | 5.7749 | 5 | 0.77487
47650 | 6.21 | 1 | 2018-12-31 | 2019-12-31 | 365 | 7.1155 | 7 | 0.11547
47652 | 8.502 | 1 | 2018-12-31 | 2019-12-31 | 365 | 9.7417 | 9 | 0.74166
49691 | 5.98 | 1 | 2018-12-31 | 2019-12-31 | 365 | 6.8519 | 6 | 0.85193
49693 | 6.76 | 1 | 2018-12-31 | 2019-12-31 | 365 | 7.7457 | 7 | 0.74566
47653 | 10.005 | 1 | 2018-12-31 | 2019-12-31 | 365 | 11.4638 | 11 | 0.46381
49692 | 5.98 | 1 | 2018-12-31 | 2019-12-31 | 365 | 6.8519 | 6 | 0.85193
49880 | 10.005 | 1 | 2018-12-31 | 2019-12-31 | 365 | 11.4638 | 11 | 0.46381
47657 | 8.1 | 1 | 2018-12-31 | 2019-12-31 | 365 | 9.281 | 9 | 0.28104
49881 | 4.16 | 1 | 2018-12-31 | 2019-12-31 | 365 | 4.7666 | 4 | 0.76656
49695 | 7.02 | 1 | 2018-12-31 | 2019-12-31 | 365 | 8.0436 | 8 | 0.043572
46431 | 3.06 | 1 | 2018-12-31 | 2019-12-31 | 365 | 3.5062 | 3 | 0.50617
49697 | 5.46 | 1 | 2018-12-31 | 2019-12-31 | 365 | 6.2561 | 6 | 0.25611
47669 | 7.194 | 1 | 2018-12-31 | 2019-12-31 | 365 | 8.2429 | 8 | 0.24294
49694 | 5.46 | 1 | 2018-12-31 | 2019-12-31 | 365 | 6.2561 | 6 | 0.25611
50291 | 8.37 | 1 | 2018-12-31 | 2019-12-31 | 365 | 9.5904 | 9 | 0.59041
47677 | 3.78 | 1 | 2018-12-31 | 2019-12-31 | 365 | 4.3312 | 4 | 0.33115
49899 | 5.865 | 1 | 2018-12-31 | 2019-12-31 | 365 | 6.7202 | 6 | 0.72016
45613 | 4.59 | 1 | 2018-12-31 | 2019-12-31 | 365 | 5.2593 | 5 | 0.25926
47675 | 5.3 | 1 | 2018-12-31 | 2019-12-31 | 365 | 6.0728 | 6 | 0.072782
51250 | 5.98 | 1 | 2018-12-31 | 2019-12-31 | 365 | 6.8519 | 6 | 0.85193
51245 | 7.28 | 1 | 2018-12-31 | 2019-12-31 | 365 | 8.3415 | 8 | 0.34148
47682 | 5.985 | 1 | 2018-12-31 | 2019-12-31 | 365 | 6.8577 | 6 | 0.85766
51257 | 4.68 | 1 | 2018-12-31 | 2019-12-31 | 365 | 5.3624 | 5 | 0.36238
47683 | 6.5 | 1 | 2018-12-31 | 2019-12-31 | 365 | 7.4478 | 7 | 0.44775
51260 | 7.56 | 1 | 2018-12-31 | 2019-12-31 | 365 | 8.6623 | 8 | 0.66231
47684 | 4.8 | 1 | 2018-12-31 | 2019-12-31 | 365 | 5.4999 | 5 | 0.49988
48224 | 6.213 | 1 | 2018-12-31 | 2019-12-31 | 365 | 7.1189 | 7 | 0.11891
51301 | 9.99 | 1 | 2018-12-31 | 2019-12-31 | 365 | 11.4466 | 11 | 0.44662
49698 | 7.8 | 1 | 2018-12-31 | 2019-12-31 | 365 | 8.9373 | 8 | 0.9373
49702 | 6.76 | 1 | 2018-12-31 | 2019-12-31 | 365 | 7.7457 | 7 | 0.74566
51303 | 5.985 | 1 | 2018-12-31 | 2019-12-31 | 365 | 6.8577 | 6 | 0.85766
48830 | 4.32 | 1 | 2018-12-31 | 2019-12-31 | 365 | 4.9499 | 4 | 0.94989
51311 | 6.75 | 1 | 2018-12-31 | 2019-12-31 | 365 | 7.7342 | 7 | 0.7342
48850 | 9.45 | 1 | 2018-12-31 | 2019-12-31 | 365 | 10.8279 | 10 | 0.82789
46821 | 4.59 | 1 | 2018-12-31 | 2019-12-31 | 365 | 5.2593 | 5 | 0.25926
46814 | 10.6 | 1 | 2018-12-31 | 2019-12-31 | 365 | 12.1456 | 12 | 0.14556
49438 | 3 | 1 | 2018-12-31 | 2019-12-31 | 365 | 3.4374 | 3 | 0.43742
49485 | 6.48 | 1 | 2018-12-31 | 2019-12-31 | 365 | 7.4248 | 7 | 0.42484
49486 | 10.8 | 1 | 2018-12-31 | 2019-12-31 | 365 | 12.3747 | 12 | 0.37473
49493 | 6 | 1 | 2018-12-31 | 2019-12-31 | 365 | 6.8748 | 6 | 0.87485
47322 | 5.46 | 1 | 2018-12-31 | 2019-12-31 | 365 | 6.2561 | 6 | 0.25611
49507 | 6.213 | 1 | 2018-12-31 | 2019-12-31 | 365 | 7.1189 | 7 | 0.11891
49516 | 5.025 | 1 | 2018-12-31 | 2019-12-31 | 365 | 5.7577 | 5 | 0.75769
49703 | 7.8 | 1 | 2018-12-31 | 2019-12-31 | 365 | 8.9373 | 8 | 0.9373
49704 | 5.2 | 1 | 2018-12-31 | 2019-12-31 | 365 | 5.9582 | 5 | 0.9582
51732 | 4.2 | 1 | 2018-12-31 | 2019-12-31 | 365 | 4.8124 | 4 | 0.81239
51733 | 10.26 | 1 | 2018-12-31 | 2019-12-31 | 365 | 11.756 | 11 | 0.75599
46892 | 7.02 | 1 | 2018-12-31 | 2019-12-31 | 365 | 8.0436 | 8 | 0.043572
47599 | 10.08 | 1 | 2018-12-31 | 2019-12-31 | 365 | 11.5497 | 11 | 0.54974
50026 | 7.29 | 1 | 2018-12-31 | 2019-12-31 | 365 | 8.3529 | 8 | 0.35294
50034 | 6.5 | 1 | 2018-12-31 | 2019-12-31 | 365 | 7.4478 | 7 | 0.44775
50648 | 13.515 | 1 | 2018-12-31 | 2019-12-31 | 365 | 15.4856 | 15 | 0.4856
51803 | 8.64 | 1 | 2018-12-31 | 2019-12-31 | 365 | 9.8998 | 9 | 0.89978
51291 | 4.68 | 1 | 2018-12-31 | 2019-12-31 | 365 | 5.3624 | 5 | 0.36238
51981 | 12.426 | 1 | 2018-12-31 | 2019-12-31 | 365 | 14.2378 | 14 | 0.23781
46903 | 4.48 | 1 | 2018-12-31 | 2019-12-31 | 365 | 5.1332 | 5 | 0.13322
46820 | 3.06 | 1 | 2018-12-31 | 2019-12-31 | 365 | 3.5062 | 3 | 0.50617
47594 | 3.36 | 1 | 2018-12-31 | 2019-12-31 | 365 | 3.8499 | 3 | 0.84991
46865 | 7.02 | 1 | 2018-12-31 | 2019-12-31 | 365 | 8.0436 | 8 | 0.043572
47595 | 8.91 | 1 | 2018-12-31 | 2019-12-31 | 365 | 10.2091 | 10 | 0.20915
46855 | 4.4 | 1 | 2018-12-31 | 2019-12-31 | 365 | 5.0416 | 5 | 0.041555
47598 | 2.55 | 1 | 2018-12-31 | 2019-12-31 | 365 | 2.9218 | 2 | 0.92181
46434 | 9.18 | 1 | 2018-12-31 | 2019-12-31 | 365 | 10.5185 | 10 | 0.51852
46469 | 6.63 | 1 | 2018-12-31 | 2019-12-31 | 365 | 7.5967 | 7 | 0.59671
45178 | 8.7 | 1 | 2018-12-31 | 2019-12-31 | 365 | 9.9685 | 9 | 0.96853
46351 | 2.55 | 1 | 2018-12-31 | 2019-12-31 | 365 | 2.9218 | 2 | 0.92181
46437 | 9.8 | 1 | 2018-12-31 | 2019-12-31 | 365 | 11.2289 | 11 | 0.22892
48273 | 11.685 | 1 | 2018-12-31 | 2019-12-31 | 365 | 13.3888 | 13 | 0.38877
46448 | 5.355 | 1 | 2018-12-31 | 2019-12-31 | 365 | 6.1358 | 6 | 0.1358
45606 | 8.4 | 1 | 2018-12-31 | 2019-12-31 | 365 | 9.6248 | 9 | 0.62479
45604 | 7.56 | 1 | 2018-12-31 | 2019-12-31 | 365 | 8.6623 | 8 | 0.66231
47298 | 5.232 | 1 | 2018-12-31 | 2019-12-31 | 365 | 5.9949 | 5 | 0.99487
46347 | 7.65 | 1 | 2018-12-31 | 2019-12-31 | 365 | 8.7654 | 8 | 0.76543
46445 | 9.69 | 1 | 2018-12-31 | 2019-12-31 | 365 | 11.1029 | 11 | 0.10288
48302 | 6.72 | 1 | 2018-12-31 | 2019-12-31 | 365 | 7.6998 | 7 | 0.69983
46394 | 10.8 | 1 | 2018-12-31 | 2019-12-31 | 365 | 12.3747 | 12 | 0.37473
46836 | 4.105 | 1 | 2018-12-31 | 2019-12-31 | 365 | 4.7035 | 4 | 0.70354
46475 | 8.96 | 1 | 2018-12-31 | 2019-12-31 | 365 | 10.2664 | 10 | 0.26644
46457 | 2.55 | 1 | 2018-12-31 | 2019-12-31 | 365 | 2.9218 | 2 | 0.92181
47604 | 4.845 | 1 | 2018-12-31 | 2019-12-31 | 365 | 5.5514 | 5 | 0.55144
47309 | 6.885 | 1 | 2018-12-31 | 2019-12-31 | 365 | 7.8889 | 7 | 0.88889
46336 | 2.97 | 1 | 2018-12-31 | 2019-12-31 | 365 | 3.403 | 3 | 0.40305
52469 | 7.54 | 1 | 2018-12-31 | 2019-12-31 | 365 | 8.6394 | 8 | 0.63939
52875 | 6.885 | 1 | 2018-12-31 | 2019-12-31 | 365 | 7.8889 | 7 | 0.88889
50689 | 5.94 | 1 | 2018-12-31 | 2019-12-31 | 365 | 6.8061 | 6 | 0.8061
48297 | 6.48 | 1 | 2018-12-31 | 2019-12-31 | 365 | 7.4248 | 7 | 0.42484
52874 | 3.135 | 1 | 2018-12-31 | 2019-12-31 | 365 | 3.5921 | 3 | 0.59211
52490 | 8.175 | 1 | 2018-12-31 | 2019-12-31 | 365 | 9.367 | 9 | 0.36698
52754 | 12 | 1 | 2018-12-31 | 2019-12-31 | 365 | 13.7497 | 13 | 0.7497
45191 | 6.3 | 1 | 2018-12-31 | 2019-12-31 | 365 | 7.2186 | 7 | 0.21859
52593 | 4.25 | 1 | 2018-12-31 | 2019-12-31 | 365 | 4.8697 | 4 | 0.86968
43922 | 5.4 | 1 | 2018-12-31 | 2019-12-31 | 365 | 6.1874 | 6 | 0.18736
52585 | 3.12 | 1 | 2018-12-31 | 2019-12-31 | 365 | 3.5749 | 3 | 0.57492
52473 | 5.7 | 1 | 2018-12-31 | 2019-12-31 | 365 | 6.5311 | 6 | 0.53111
43468 | 6.75 | 1 | 2018-12-31 | 2019-12-31 | 365 | 7.7342 | 7 | 0.7342
47325 | 4.095 | 1 | 2018-12-31 | 2019-12-31 | 365 | 4.6921 | 4 | 0.69208
52588 | 4.86 | 1 | 2018-12-31 | 2019-12-31 | 365 | 5.5686 | 5 | 0.56863
44074 | 5.72 | 1 | 2018-12-31 | 2019-12-31 | 365 | 6.554 | 6 | 0.55402
52587 | 6.3 | 1 | 2018-12-31 | 2019-12-31 | 365 | 7.2186 | 7 | 0.21859
45176 | 11.7 | 1 | 2018-12-31 | 2019-12-31 | 365 | 13.406 | 13 | 0.40595
45171 | 10.8 | 1 | 2018-12-31 | 2019-12-31 | 365 | 12.3747 | 12 | 0.37473
41539 | 8.829 | 1 | 2018-12-31 | 2019-12-31 | 365 | 10.1163 | 10 | 0.11634
41519 | 11.655 | 1 | 2018-12-31 | 2019-12-31 | 365 | 13.3544 | 13 | 0.35439
41433 | 5.5 | 1 | 2018-12-31 | 2019-12-31 | 365 | 6.3019 | 6 | 0.30194
43484 | 10.8 | 1 | 2018-12-31 | 2019-12-31 | 365 | 12.3747 | 12 | 0.37473
43573 | 1.88 | 1 | 2018-12-31 | 2019-12-31 | 365 | 2.1541 | 2 | 0.15412
43571 | 5.32 | 1 | 2018-12-31 | 2019-12-31 | 365 | 6.0957 | 6 | 0.095699
41467 | 10.35 | 1 | 2018-12-31 | 2019-12-31 | 365 | 11.8591 | 11 | 0.85911
43553 | 5.13 | 1 | 2018-12-31 | 2019-12-31 | 365 | 5.878 | 5 | 0.878
41512 | 8.505 | 1 | 2018-12-31 | 2019-12-31 | 365 | 9.7451 | 9 | 0.7451
43523 | 3.99 | 1 | 2018-12-31 | 2019-12-31 | 365 | 4.5718 | 4 | 0.57177
47303 | 10.5 | 1 | 2018-12-31 | 2019-12-31 | 365 | 12.031 | 12 | 0.030984
49156 | 7.2 | 1 | 2018-12-31 | 2019-12-31 | 365 | 8.2498 | 8 | 0.24982
48531 | 9.12 | 1 | 2018-12-31 | 2019-12-31 | 365 | 10.4498 | 10 | 0.44977
46891 | 12 | 1 | 2018-12-31 | 2019-12-31 | 365 | 13.7497 | 13 | 0.7497
48267 | 9.975 | 1 | 2018-12-31 | 2019-12-31 | 365 | 11.4294 | 11 | 0.42943
46809 | 14.03 | 1 | 2018-12-31 | 2019-12-31 | 365 | 16.0757 | 16 | 0.075686
46329 | 24 | 1 | 2018-12-31 | 2019-12-31 | 365 | 27.4994 | 27 | 0.49939
45516 | 11.59 | 1 | 2018-12-31 | 2019-12-31 | 365 | 13.2799 | 13 | 0.27991
44784 | 11.285 | 1 | 2018-12-31 | 2019-12-31 | 365 | 12.9304 | 12 | 0.93044
45169 | 5.04 | 1 | 2018-12-31 | 2019-12-31 | 365 | 5.7749 | 5 | 0.77487
41989 | 8.235 | 1 | 2018-12-31 | 2019-12-31 | 365 | 9.4357 | 9 | 0.43573
41546 | 11.34 | 1 | 2018-12-31 | 2019-12-31 | 365 | 12.9935 | 12 | 0.99346
46833 | 5.355 | 1 | 2018-12-31 | 2019-12-31 | 365 | 6.1358 | 6 | 0.1358
46856 | 8.96 | 1 | 2018-12-31 | 2019-12-31 | 365 | 10.2664 | 10 | 0.26644
48842 | 4.845 | 1 | 2018-12-31 | 2019-12-31 | 365 | 5.5514 | 5 | 0.55144
49313 | 8.06 | 1 | 2018-12-31 | 2019-12-31 | 365 | 9.2352 | 9 | 0.23521
51976 | 6.21 | 1 | 2018-12-31 | 2019-12-31 | 365 | 7.1155 | 7 | 0.11547
36605 | 12.426 | 1 | 2018-12-31 | 2019-12-31 | 365 | 14.2378 | 14 | 0.23781
42071 | 10.08 | 1 | 2018-12-31 | 2019-12-31 | 365 | 11.5497 | 11 | 0.54974
50669 | 6.2 | 1 | 2018-12-31 | 2019-12-31 | 365 | 7.104 | 7 | 0.10401
48301 | 5.4 | 1 | 2018-12-31 | 2019-12-31 | 365 | 6.1874 | 6 | 0.18736
45172 | 12.4 | 1 | 2018-12-31 | 2019-12-31 | 365 | 14.208 | 14 | 0.20802
45588 | 7.02 | 1 | 2018-12-31 | 2019-12-31 | 365 | 8.0436 | 8 | 0.043572
47287 | 10.2 | 1 | 2018-12-31 | 2019-12-31 | 365 | 11.6872 | 11 | 0.68724
45204 | 11.78 | 1 | 2018-12-31 | 2019-12-31 | 365 | 13.4976 | 13 | 0.49762
45518 | 7.125 | 1 | 2018-12-31 | 2019-12-31 | 365 | 8.1639 | 8 | 0.16388
45527 | 5.25 | 1 | 2018-12-31 | 2019-12-31 | 365 | 6.0155 | 6 | 0.015492
45615 | 11.22 | 1 | 2018-12-31 | 2019-12-31 | 365 | 12.856 | 12 | 0.85597
45618 | 7.28 | 1 | 2018-12-31 | 2019-12-31 | 365 | 8.3415 | 8 | 0.34148
45622 | 5.4 | 1 | 2018-12-31 | 2019-12-31 | 365 | 6.1874 | 6 | 0.18736
41899 | 10.25 | 1 | 2018-12-31 | 2019-12-31 | 365 | 11.7445 | 11 | 0.74453
42098 | 9.75 | 1 | 2018-12-31 | 2019-12-31 | 365 | 11.1716 | 11 | 0.17163
41919 | 4.16 | 1 | 2018-12-31 | 2019-12-31 | 365 | 4.7666 | 4 | 0.76656
42136 | 5.875 | 1 | 2018-12-31 | 2019-12-31 | 365 | 6.7316 | 6 | 0.73162
47274 | 9.9 | 1 | 2018-12-31 | 2019-12-31 | 365 | 11.3435 | 11 | 0.3435
46396 | 2.48 | 1 | 2018-12-31 | 2019-12-31 | 365 | 2.8416 | 2 | 0.8416
46810 | 9.9 | 1 | 2018-12-31 | 2019-12-31 | 365 | 11.3435 | 11 | 0.3435
46421 | 5.1 | 1 | 2018-12-31 | 2019-12-31 | 365 | 5.8436 | 5 | 0.84362
47277 | 7.848 | 1 | 2018-12-31 | 2019-12-31 | 365 | 8.9923 | 8 | 0.9923
46451 | 10.64 | 1 | 2018-12-31 | 2019-12-31 | 365 | 12.1914 | 12 | 0.1914
44072 | 4.5 | 1 | 2018-12-31 | 2019-12-31 | 365 | 5.1561 | 5 | 0.15614
44066 | 10.8 | 1 | 2018-12-31 | 2019-12-31 | 365 | 12.3747 | 12 | 0.37473
44028 | 6.25 | 1 | 2018-12-31 | 2019-12-31 | 365 | 7.1613 | 7 | 0.1613
47428 | 6.72 | 1 | 2018-12-31 | 2019-12-31 | 365 | 7.6998 | 7 | 0.69983
49311 | 10 | 1 | 2018-12-31 | 2019-12-31 | 365 | 11.4581 | 11 | 0.45808
44029 | 9.75 | 1 | 2018-12-31 | 2019-12-31 | 365 | 11.1716 | 11 | 0.17163
49304 | 11.055 | 1 | 2018-12-31 | 2019-12-31 | 365 | 12.6669 | 12 | 0.66691
45167 | 6 | 1 | 2018-12-31 | 2019-12-31 | 365 | 6.8748 | 6 | 0.87485
49522 | 9.81 | 1 | 2018-12-31 | 2019-12-31 | 365 | 11.2404 | 11 | 0.24038
46311 | 10.545 | 1 | 2018-12-31 | 2019-12-31 | 365 | 12.0825 | 12 | 0.082545
49689 | 7.28 | 1 | 2018-12-31 | 2019-12-31 | 365 | 8.3415 | 8 | 0.34148
45623 | 6.44 | 1 | 2018-12-31 | 2019-12-31 | 365 | 7.379 | 7 | 0.379
43499 | 9 | 1 | 2018-12-31 | 2019-12-31 | 365 | 10.3123 | 10 | 0.31227
43539 | 5.355 | 1 | 2018-12-31 | 2019-12-31 | 365 | 6.1358 | 6 | 0.1358
44031 | 7.5 | 1 | 2018-12-31 | 2019-12-31 | 365 | 8.5936 | 8 | 0.59356
44032 | 6.5 | 1 | 2018-12-31 | 2019-12-31 | 365 | 7.4478 | 7 | 0.44775
44033 | 3.5 | 1 | 2018-12-31 | 2019-12-31 | 365 | 4.0103 | 4 | 0.010328
43550 | 8.505 | 1 | 2018-12-31 | 2019-12-31 | 365 | 9.7451 | 9 | 0.7451
44060 | 10.5 | 1 | 2018-12-31 | 2019-12-31 | 365 | 12.031 | 12 | 0.030984
44343 | 11.04 | 1 | 2018-12-31 | 2019-12-31 | 365 | 12.6497 | 12 | 0.64972
44073 | 4.25 | 1 | 2018-12-31 | 2019-12-31 | 365 | 4.8697 | 4 | 0.86968
44777 | 3.42 | 1 | 2018-12-31 | 2019-12-31 | 365 | 3.9187 | 3 | 0.91866
44061 | 8.4 | 1 | 2018-12-31 | 2019-12-31 | 365 | 9.6248 | 9 | 0.62479
44368 | 7.25 | 1 | 2018-12-31 | 2019-12-31 | 365 | 8.3071 | 8 | 0.30711
41407 | 13.75 | 1 | 2018-12-31 | 2019-12-31 | 365 | 15.7549 | 15 | 0.75486
44411 | 5.25 | 1 | 2018-12-31 | 2019-12-31 | 365 | 6.0155 | 6 | 0.015492
41505 | 9.135 | 1 | 2018-12-31 | 2019-12-31 | 365 | 10.467 | 10 | 0.46696
47412 | 5.2 | 1 | 2018-12-31 | 2019-12-31 | 365 | 5.9582 | 5 | 0.9582
41998 | 5.985 | 1 | 2018-12-31 | 2019-12-31 | 365 | 6.8577 | 6 | 0.85766
41484 | 9.156 | 1 | 2018-12-31 | 2019-12-31 | 365 | 10.491 | 10 | 0.49102
41489 | 9.156 | 1 | 2018-12-31 | 2019-12-31 | 365 | 10.491 | 10 | 0.49102
43475 | 8.502 | 1 | 2018-12-31 | 2019-12-31 | 365 | 9.7417 | 9 | 0.74166
44419 | 12.25 | 1 | 2018-12-31 | 2019-12-31 | 365 | 14.0361 | 14 | 0.036148
44720 | 4.34 | 1 | 2018-12-31 | 2019-12-31 | 365 | 4.9728 | 4 | 0.97281
46827 | 6.825 | 1 | 2018-12-31 | 2019-12-31 | 365 | 7.8201 | 7 | 0.82014
46379 | 8.48 | 1 | 2018-12-31 | 2019-12-31 | 365 | 9.7165 | 9 | 0.71645
45213 | 7.8 | 1 | 2018-12-31 | 2019-12-31 | 365 | 8.9373 | 8 | 0.9373
45561 | 7.8 | 1 | 2018-12-31 | 2019-12-31 | 365 | 8.9373 | 8 | 0.9373
46380 | 5.565 | 1 | 2018-12-31 | 2019-12-31 | 365 | 6.3764 | 6 | 0.37642
44715 | 6 | 1 | 2018-12-31 | 2019-12-31 | 365 | 6.8748 | 6 | 0.87485
44397 | 12 | 1 | 2018-12-31 | 2019-12-31 | 365 | 13.7497 | 13 | 0.7497
48833 | 9.45 | 1 | 2018-12-31 | 2019-12-31 | 365 | 10.8279 | 10 | 0.82789
44379 | 9.01 | 1 | 2018-12-31 | 2019-12-31 | 365 | 10.3237 | 10 | 0.32373
49041 | 10.865 | 1 | 2018-12-31 | 2019-12-31 | 365 | 12.4492 | 12 | 0.4492
43447 | 6.93 | 1 | 2018-12-31 | 2019-12-31 | 365 | 7.9404 | 7 | 0.94045
47293 | 6.16 | 1 | 2018-12-31 | 2019-12-31 | 365 | 7.0582 | 7 | 0.058177
48829 | 12.4 | 1 | 2018-12-31 | 2019-12-31 | 365 | 14.208 | 14 | 0.20802
47267 | 24.5 | 1 | 2018-12-31 | 2019-12-31 | 365 | 28.0723 | 28 | 0.072296
48280 | 9.405 | 1 | 2018-12-31 | 2019-12-31 | 365 | 10.7763 | 10 | 0.77632
48557 | 6.213 | 1 | 2018-12-31 | 2019-12-31 | 365 | 7.1189 | 7 | 0.11891
41487 | 7.848 | 1 | 2018-12-31 | 2019-12-31 | 365 | 8.9923 | 8 | 0.9923
49728 | 11.22 | 1 | 2018-12-31 | 2019-12-31 | 365 | 12.856 | 12 | 0.85597
44430 | 2.85 | 1 | 2018-12-31 | 2019-12-31 | 365 | 3.2656 | 3 | 0.26555
42130 | 1.88 | 1 | 2018-12-31 | 2019-12-31 | 365 | 2.1541 | 2 | 0.15412
48861 | 9.52 | 1 | 2018-12-31 | 2019-12-31 | 365 | 10.9081 | 10 | 0.90809
50138 | 4.16 | 1 | 2018-12-31 | 2019-12-31 | 365 | 4.7666 | 4 | 0.76656
44297 | 13 | 1 | 2018-12-31 | 2019-12-31 | 365 | 14.8955 | 14 | 0.8955
41307 | 98.7 | 0.9 | 2018-12-31 | 2019-12-31 | 365 | 101.7821 | 101 | 0.78212
47421 | 5.46 | 1 | 2018-12-31 | 2019-12-31 | 365 | 6.2561 | 6 | 0.25611
49715 | 3.12 | 1 | 2018-12-31 | 2019-12-31 | 365 | 3.5749 | 3 | 0.57492
47655 | 4.578 | 1 | 2018-12-31 | 2019-12-31 | 365 | 5.2455 | 5 | 0.24551
47667 | 5.886 | 1 | 2018-12-31 | 2019-12-31 | 365 | 6.7442 | 6 | 0.74423
50645 | 5.985 | 1 | 2018-12-31 | 2019-12-31 | 365 | 6.8577 | 6 | 0.85766
50829 | 6.3 | 1 | 2018-12-31 | 2019-12-31 | 365 | 7.2186 | 7 | 0.21859
52757 | 7.8 | 1 | 2018-12-31 | 2019-12-31 | 365 | 8.9373 | 8 | 0.9373
52764 | 8.215 | 1 | 2018-12-31 | 2019-12-31 | 365 | 9.4128 | 9 | 0.41281
52774 | 6.36 | 1 | 2018-12-31 | 2019-12-31 | 365 | 7.2873 | 7 | 0.28734
52876 | 12 | 1 | 2018-12-31 | 2019-12-31 | 365 | 13.7497 | 13 | 0.7497
52821 | 5.7 | 1 | 2018-12-31 | 2019-12-31 | 365 | 6.5311 | 6 | 0.53111
52595 | 6.6 | 1 | 2018-12-31 | 2019-12-31 | 365 | 7.5623 | 7 | 0.56233
52580 | 10.8 | 1 | 2018-12-31 | 2019-12-31 | 365 | 12.3747 | 12 | 0.37473
48541 | 5.83 | 1 | 2018-12-31 | 2019-12-31 | 365 | 6.6801 | 6 | 0.68006
46443 | 8.4 | 1 | 2018-12-31 | 2019-12-31 | 365 | 9.6248 | 9 | 0.62479
48853 | 5.04 | 1 | 2018-12-31 | 2019-12-31 | 365 | 5.7749 | 5 | 0.77487
49683 | 5.72 | 1 | 2018-12-31 | 2019-12-31 | 365 | 6.554 | 6 | 0.55402
49165 | 8.1 | 1 | 2018-12-31 | 2019-12-31 | 365 | 9.281 | 9 | 0.28104
49684 | 4.2 | 1 | 2018-12-31 | 2019-12-31 | 365 | 4.8124 | 4 | 0.81239
52422 | 5.7 | 1 | 2018-12-31 | 2019-12-31 | 365 | 6.5311 | 6 | 0.53111
46816 | 5.13 | 1 | 2018-12-31 | 2019-12-31 | 365 | 5.878 | 5 | 0.878
45557 | 8.7 | 1 | 2018-12-31 | 2019-12-31 | 365 | 9.9685 | 9 | 0.96853
48275 | 9.12 | 1 | 2018-12-31 | 2019-12-31 | 365 | 10.4498 | 10 | 0.44977
45578 | 6.24 | 1 | 2018-12-31 | 2019-12-31 | 365 | 7.1498 | 7 | 0.14984
49181 | 4.86 | 1 | 2018-12-31 | 2019-12-31 | 365 | 5.5686 | 5 | 0.56863
52454 | 7.56 | 1 | 2018-12-31 | 2019-12-31 | 365 | 8.6623 | 8 | 0.66231
52415 | 4.095 | 1 | 2018-12-31 | 2019-12-31 | 365 | 4.6921 | 4 | 0.69208
52579 | 7.56 | 1 | 2018-12-31 | 2019-12-31 | 365 | 8.6623 | 8 | 0.66231
48229 | 8.82 | 1 | 2018-12-31 | 2019-12-31 | 365 | 10.106 | 10 | 0.10603
41894 | 5.5 | 1 | 2018-12-31 | 2019-12-31 | 365 | 6.3019 | 6 | 0.30194
41531 | 8.19 | 1 | 2018-12-31 | 2019-12-31 | 365 | 9.3842 | 9 | 0.38417
47596 | 8.06 | 1 | 2018-12-31 | 2019-12-31 | 365 | 9.2352 | 9 | 0.23521
41310 | 11.725 | 1 | 2018-12-31 | 2019-12-31 | 365 | 13.4346 | 13 | 0.4346
52478 | 11.685 | 1 | 2018-12-31 | 2019-12-31 | 365 | 13.3888 | 13 | 0.38877
52598 | 11.025 | 1 | 2018-12-31 | 2019-12-31 | 365 | 12.6325 | 12 | 0.63253
52597 | 12.48 | 1 | 2018-12-31 | 2019-12-31 | 365 | 14.2997 | 14 | 0.29968
52796 | 7.68 | 1 | 2018-12-31 | 2019-12-31 | 365 | 8.7998 | 8 | 0.79981
52797 | 10.4 | 1 | 2018-12-31 | 2019-12-31 | 365 | 11.9164 | 11 | 0.9164
52885 | 7.875 | 1 | 2018-12-31 | 2019-12-31 | 365 | 9.0232 | 9 | 0.023238
51801 | 4.77 | 1 | 2018-12-31 | 2019-12-31 | 365 | 5.4655 | 5 | 0.4655
52894 | 6.6 | 1 | 2018-12-31 | 2019-12-31 | 365 | 7.5623 | 7 | 0.56233
52901 | 9.6 | 1 | 2018-12-31 | 2019-12-31 | 365 | 10.9998 | 10 | 0.99976
52953 | 5.46 | 1 | 2018-12-31 | 2019-12-31 | 365 | 6.2561 | 6 | 0.25611
51053 | 6.12 | 1 | 2018-12-31 | 2019-12-31 | 365 | 7.0123 | 7 | 0.012345
53106 | 12.4 | 1 | 2018-12-31 | 2019-12-31 | 365 | 14.208 | 14 | 0.20802
53108 | 13.76 | 1 | 2018-12-31 | 2019-12-31 | 365 | 15.7663 | 15 | 0.76632
53109 | 8.96 | 1 | 2018-12-31 | 2019-12-31 | 365 | 10.2664 | 10 | 0.26644
53218 | 5.58 | 1 | 2018-12-31 | 2019-12-31 | 365 | 6.3936 | 6 | 0.39361
53220 | 11.025 | 1 | 2018-12-31 | 2019-12-31 | 365 | 12.6325 | 12 | 0.63253
53221 | 6.84 | 1 | 2018-12-31 | 2019-12-31 | 365 | 7.8373 | 7 | 0.83733
52468 | 6.24 | 1 | 2018-12-31 | 2019-12-31 | 365 | 7.1498 | 7 | 0.14984
51985 | 9.9 | 1 | 2018-12-31 | 2019-12-31 | 365 | 11.3435 | 11 | 0.3435
43934 | 92.16 | 0.9 | 2018-12-31 | 2019-12-31 | 365 | 95.0379 | 95 | 0.037899
37027 | 101.4 | 0.9 | 2018-12-31 | 2019-12-31 | 365 | 104.5664 | 104 | 0.56644
46328 | 11.7 | 1 | 2018-12-31 | 2019-12-31 | 365 | 13.406 | 13 | 0.40595
52591 | 3.64 | 1 | 2018-12-31 | 2019-12-31 | 365 | 4.1707 | 4 | 0.17074
52592 | 5.61 | 1 | 2018-12-31 | 2019-12-31 | 365 | 6.428 | 6 | 0.42798
50006 | 7.245 | 1 | 2018-12-31 | 2019-12-31 | 365 | 8.3014 | 8 | 0.30138
52914 | 9.72 | 1 | 2018-12-31 | 2019-12-31 | 365 | 11.1373 | 11 | 0.13725
52915 | 12.6 | 1 | 2018-12-31 | 2019-12-31 | 365 | 14.4372 | 14 | 0.43718
52925 | 7.2 | 1 | 2018-12-31 | 2019-12-31 | 365 | 8.2498 | 8 | 0.24982
47434 | 11.2 | 1 | 2018-12-31 | 2019-12-31 | 365 | 12.833 | 12 | 0.83305
47414 | 6.6 | 1 | 2018-12-31 | 2019-12-31 | 365 | 7.5623 | 7 | 0.56233
49883 | 7.65 | 1 | 2018-12-31 | 2019-12-31 | 365 | 8.7654 | 8 | 0.76543
48296 | 4.96 | 1 | 2018-12-31 | 2019-12-31 | 365 | 5.6832 | 5 | 0.68321
47401 | 2.6 | 1 | 2018-12-31 | 2019-12-31 | 365 | 2.9791 | 2 | 0.9791
48506 | 11.48 | 1 | 2018-12-31 | 2019-12-31 | 365 | 13.1539 | 13 | 0.15388
47343 | 7.56 | 1 | 2018-12-31 | 2019-12-31 | 365 | 8.6623 | 8 | 0.66231
46901 | 10.92 | 1 | 2018-12-31 | 2019-12-31 | 365 | 12.5122 | 12 | 0.51222
46900 | 5.045 | 1 | 2018-12-31 | 2019-12-31 | 365 | 5.7806 | 5 | 0.7806
47301 | 8.12 | 1 | 2018-12-31 | 2019-12-31 | 365 | 9.304 | 9 | 0.30396
46491 | 11.2 | 1 | 2018-12-31 | 2019-12-31 | 365 | 12.833 | 12 | 0.83305
45197 | 8.25 | 1 | 2018-12-31 | 2019-12-31 | 365 | 9.4529 | 9 | 0.45292
44775 | 5.985 | 1 | 2018-12-31 | 2019-12-31 | 365 | 6.8577 | 6 | 0.85766
44731 | 7.5 | 1 | 2018-12-31 | 2019-12-31 | 365 | 8.5936 | 8 | 0.59356
43509 | 6.3 | 1 | 2018-12-31 | 2019-12-31 | 365 | 7.2186 | 7 | 0.21859
43574 | 4.96 | 1 | 2018-12-31 | 2019-12-31 | 365 | 5.6832 | 5 | 0.68321
43486 | 7.194 | 1 | 2018-12-31 | 2019-12-31 | 365 | 8.2429 | 8 | 0.24294
43510 | 8.4 | 1 | 2018-12-31 | 2019-12-31 | 365 | 9.6248 | 9 | 0.62479
41995 | 3.597 | 1 | 2018-12-31 | 2019-12-31 | 365 | 4.1215 | 4 | 0.12147
43501 | 7.848 | 1 | 2018-12-31 | 2019-12-31 | 365 | 8.9923 | 8 | 0.9923
48266 | 7.245 | 1 | 2018-12-31 | 2019-12-31 | 365 | 8.3014 | 8 | 0.30138
53063 | 5.565 | 1 | 2018-12-31 | 2019-12-31 | 365 | 6.3764 | 6 | 0.37642
53002 | 11.655 | 1 | 2018-12-31 | 2019-12-31 | 365 | 13.3544 | 13 | 0.35439
53003 | 6.36 | 1 | 2018-12-31 | 2019-12-31 | 365 | 7.2873 | 7 | 0.28734
53134 | 8.96 | 1 | 2018-12-31 | 2019-12-31 | 365 | 10.2664 | 10 | 0.26644
46830 | 6.375 | 1 | 2018-12-31 | 2019-12-31 | 365 | 7.3045 | 7 | 0.30453
46857 | 4.48 | 1 | 2018-12-31 | 2019-12-31 | 365 | 5.1332 | 5 | 0.13322
48258 | 8.925 | 1 | 2018-12-31 | 2019-12-31 | 365 | 10.2263 | 10 | 0.22634
42005 | 11.772 | 1 | 2018-12-31 | 2019-12-31 | 365 | 13.4885 | 13 | 0.48845
46493 | 5.61 | 1 | 2018-12-31 | 2019-12-31 | 365 | 6.428 | 6 | 0.42798
46327 | 11.4 | 1 | 2018-12-31 | 2019-12-31 | 365 | 13.0622 | 13 | 0.062211
45177 | 8.06 | 1 | 2018-12-31 | 2019-12-31 | 365 | 9.2352 | 9 | 0.23521
53373 | 7.56 | 1 | 2018-12-31 | 2019-12-31 | 365 | 8.6623 | 8 | 0.66231
46799 | 7.98 | 1 | 2018-12-31 | 2019-12-31 | 365 | 9.1435 | 9 | 0.14355
45512 | 4.96 | 1 | 2018-12-31 | 2019-12-31 | 365 | 5.6832 | 5 | 0.68321
45514 | 8.12 | 1 | 2018-12-31 | 2019-12-31 | 365 | 9.304 | 9 | 0.30396
45195 | 6.27 | 1 | 2018-12-31 | 2019-12-31 | 365 | 7.1842 | 7 | 0.18422
46312 | 8.82 | 1 | 2018-12-31 | 2019-12-31 | 365 | 10.106 | 10 | 0.10603
50654 | 4.76 | 1 | 2018-12-31 | 2019-12-31 | 365 | 5.454 | 5 | 0.45405
46349 | 9.6 | 1 | 2018-12-31 | 2019-12-31 | 365 | 10.9998 | 10 | 0.99976
45620 | 5.1 | 1 | 2018-12-31 | 2019-12-31 | 365 | 5.8436 | 5 | 0.84362
46376 | 4.65 | 1 | 2018-12-31 | 2019-12-31 | 365 | 5.328 | 5 | 0.32801
53235 | 6.75 | 1 | 2018-12-31 | 2019-12-31 | 365 | 7.7342 | 7 | 0.7342
48849 | 10.08 | 1 | 2018-12-31 | 2019-12-31 | 365 | 11.5497 | 11 | 0.54974
53140 | 7.56 | 1 | 2018-12-31 | 2019-12-31 | 365 | 8.6623 | 8 | 0.66231
47644 | 9.8 | 1 | 2018-12-31 | 2019-12-31 | 365 | 11.2289 | 11 | 0.22892
46388 | 9 | 1 | 2018-12-31 | 2019-12-31 | 365 | 10.3123 | 10 | 0.31227
53247 | 13.68 | 1 | 2018-12-31 | 2019-12-31 | 365 | 15.6747 | 15 | 0.67465
46441 | 6.72 | 1 | 2018-12-31 | 2019-12-31 | 365 | 7.6998 | 7 | 0.69983
46446 | 5.61 | 1 | 2018-12-31 | 2019-12-31 | 365 | 6.428 | 6 | 0.42798
46449 | 7.84 | 1 | 2018-12-31 | 2019-12-31 | 365 | 8.9831 | 8 | 0.98313
46450 | 7.194 | 1 | 2018-12-31 | 2019-12-31 | 365 | 8.2429 | 8 | 0.24294
53285 | 7.56 | 1 | 2018-12-31 | 2019-12-31 | 365 | 8.6623 | 8 | 0.66231
53287 | 5.5 | 1 | 2018-12-31 | 2019-12-31 | 365 | 6.3019 | 6 | 0.30194
46479 | 4.48 | 1 | 2018-12-31 | 2019-12-31 | 365 | 5.1332 | 5 | 0.13322
48491 | 8.4 | 1 | 2018-12-31 | 2019-12-31 | 365 | 9.6248 | 9 | 0.62479
53313 | 12.825 | 1 | 2018-12-31 | 2019-12-31 | 365 | 14.695 | 14 | 0.69499
42051 | 9 | 1 | 2018-12-31 | 2019-12-31 | 365 | 10.3123 | 10 | 0.31227
53316 | 5.04 | 1 | 2018-12-31 | 2019-12-31 | 365 | 5.7749 | 5 | 0.77487
43548 | 6.93 | 1 | 2018-12-31 | 2019-12-31 | 365 | 7.9404 | 7 | 0.94045
46497 | 4.72 | 1 | 2018-12-31 | 2019-12-31 | 365 | 5.4082 | 5 | 0.40821
53461 | 5.1 | 1 | 2018-12-31 | 2019-12-31 | 365 | 5.8436 | 5 | 0.84362
43477 | 5.559 | 1 | 2018-12-31 | 2019-12-31 | 365 | 6.3695 | 6 | 0.36955
49059 | 8.505 | 1 | 2018-12-31 | 2019-12-31 | 365 | 9.7451 | 9 | 0.7451
53470 | 6.84 | 1 | 2018-12-31 | 2019-12-31 | 365 | 7.8373 | 7 | 0.83733
41560 | 9.483 | 1 | 2018-12-31 | 2019-12-31 | 365 | 10.8657 | 10 | 0.8657
46324 | 10.8 | 1 | 2018-12-31 | 2019-12-31 | 365 | 12.3747 | 12 | 0.37473
48841 | 7.29 | 1 | 2018-12-31 | 2019-12-31 | 365 | 8.3529 | 8 | 0.35294
41579 | 8.19 | 1 | 2018-12-31 | 2019-12-31 | 365 | 9.3842 | 9 | 0.38417
48858 | 6.72 | 1 | 2018-12-31 | 2019-12-31 | 365 | 7.6998 | 7 | 0.69983
42031 | 6.3 | 1 | 2018-12-31 | 2019-12-31 | 365 | 7.2186 | 7 | 0.21859
46831 | 10.53 | 1 | 2018-12-31 | 2019-12-31 | 365 | 12.0654 | 12 | 0.065358
46370 | 7.13 | 1 | 2018-12-31 | 2019-12-31 | 365 | 8.1696 | 8 | 0.16961
50672 | 4.578 | 1 | 2018-12-31 | 2019-12-31 | 365 | 5.2455 | 5 | 0.24551
48476 | 7.28 | 1 | 2018-12-31 | 2019-12-31 | 365 | 8.3415 | 8 | 0.34148
45550 | 7.32 | 1 | 2018-12-31 | 2019-12-31 | 365 | 8.3873 | 8 | 0.38731
44412 | 6.84 | 1 | 2018-12-31 | 2019-12-31 | 365 | 7.8373 | 7 | 0.83733
48560 | 4.96 | 1 | 2018-12-31 | 2019-12-31 | 365 | 5.6832 | 5 | 0.68321
48870 | 9.235 | 1 | 2018-12-31 | 2019-12-31 | 365 | 10.5815 | 10 | 0.58154
53670 | 9.88 | 1 | 2018-12-31 | 2019-12-31 | 365 | 11.3206 | 11 | 0.32058
48574 | 4.335 | 1 | 2018-12-31 | 2019-12-31 | 365 | 4.9671 | 4 | 0.96708
43915 | 5.985 | 1 | 2018-12-31 | 2019-12-31 | 365 | 6.8577 | 6 | 0.85766
44080 | 10.5 | 1 | 2018-12-31 | 2019-12-31 | 365 | 12.031 | 12 | 0.030984
53673 | 9.6 | 1 | 2018-12-31 | 2019-12-31 | 365 | 10.9998 | 10 | 0.99976
53681 | 9.805 | 1 | 2018-12-31 | 2019-12-31 | 365 | 11.2346 | 11 | 0.23465
49034 | 5.32 | 1 | 2018-12-31 | 2019-12-31 | 365 | 6.0957 | 6 | 0.095699
49877 | 24.8 | 1 | 2018-12-31 | 2019-12-31 | 365 | 28.416 | 28 | 0.41604
49044 | 10.23 | 1 | 2018-12-31 | 2019-12-31 | 365 | 11.7216 | 11 | 0.72162
44697 | 3.75 | 1 | 2018-12-31 | 2019-12-31 | 365 | 4.2968 | 4 | 0.29678
44376 | 4.275 | 1 | 2018-12-31 | 2019-12-31 | 365 | 4.8983 | 4 | 0.89833
43494 | 8.25 | 1 | 2018-12-31 | 2019-12-31 | 365 | 9.4529 | 9 | 0.45292
49049 | 8.06 | 1 | 2018-12-31 | 2019-12-31 | 365 | 9.2352 | 9 | 0.23521
44340 | 6.75 | 1 | 2018-12-31 | 2019-12-31 | 365 | 7.7342 | 7 | 0.7342
49176 | 4.95 | 1 | 2018-12-31 | 2019-12-31 | 365 | 5.6717 | 5 | 0.67175
44070 | 5.5 | 1 | 2018-12-31 | 2019-12-31 | 365 | 6.3019 | 6 | 0.30194
41594 | 8.04 | 1 | 2018-12-31 | 2019-12-31 | 365 | 9.2123 | 9 | 0.2123
49891 | 11.22 | 1 | 2018-12-31 | 2019-12-31 | 365 | 12.856 | 12 | 0.85597
44350 | 10.71 | 1 | 2018-12-31 | 2019-12-31 | 365 | 12.2716 | 12 | 0.2716
50279 | 10.64 | 1 | 2018-12-31 | 2019-12-31 | 365 | 12.1914 | 12 | 0.1914
44316 | 8.5 | 1 | 2018-12-31 | 2019-12-31 | 365 | 9.7394 | 9 | 0.73937
45095 | 7.42 | 1 | 2018-12-31 | 2019-12-31 | 365 | 8.5019 | 8 | 0.5019
49489 | 6.84 | 1 | 2018-12-31 | 2019-12-31 | 365 | 7.8373 | 7 | 0.83733
44765 | 11.44 | 1 | 2018-12-31 | 2019-12-31 | 365 | 13.108 | 13 | 0.10804
46487 | 7.125 | 1 | 2018-12-31 | 2019-12-31 | 365 | 8.1639 | 8 | 0.16388
45583 | 5.7 | 1 | 2018-12-31 | 2019-12-31 | 365 | 6.5311 | 6 | 0.53111
44746 | 7.98 | 1 | 2018-12-31 | 2019-12-31 | 365 | 9.1435 | 9 | 0.14355
51249 | 14.835 | 1 | 2018-12-31 | 2019-12-31 | 365 | 16.9981 | 16 | 0.99806
48832 | 6.095 | 1 | 2018-12-31 | 2019-12-31 | 365 | 6.9837 | 6 | 0.9837
50289 | 8.1 | 1 | 2018-12-31 | 2019-12-31 | 365 | 9.281 | 9 | 0.28104
50655 | 6.9 | 1 | 2018-12-31 | 2019-12-31 | 365 | 7.9061 | 7 | 0.90608
53102 | 9.88 | 1 | 2018-12-31 | 2019-12-31 | 365 | 11.3206 | 11 | 0.32058
43914 | 5.695 | 1 | 2018-12-31 | 2019-12-31 | 365 | 6.5254 | 6 | 0.52538
42029 | 6.5 | 1 | 2018-12-31 | 2019-12-31 | 365 | 7.4478 | 7 | 0.44775
46904 | 10.791 | 1 | 2018-12-31 | 2019-12-31 | 365 | 12.3644 | 12 | 0.36441
49440 | 5 | 1 | 2018-12-31 | 2019-12-31 | 365 | 5.729 | 5 | 0.72904
49995 | 4.42 | 1 | 2018-12-31 | 2019-12-31 | 365 | 5.0645 | 5 | 0.064471
46877 | 6.6 | 1 | 2018-12-31 | 2019-12-31 | 365 | 7.5623 | 7 | 0.56233
43454 | 5.7 | 1 | 2018-12-31 | 2019-12-31 | 365 | 6.5311 | 6 | 0.53111
47591 | 24 | 1 | 2018-12-31 | 2019-12-31 | 365 | 27.4994 | 27 | 0.49939
49731 | 7.875 | 1 | 2018-12-31 | 2019-12-31 | 365 | 9.0232 | 9 | 0.023238
47670 | 7.2 | 1 | 2018-12-31 | 2019-12-31 | 365 | 8.2498 | 8 | 0.24982
48502 | 7.56 | 1 | 2018-12-31 | 2019-12-31 | 365 | 8.6623 | 8 | 0.66231
46368 | 7.245 | 1 | 2018-12-31 | 2019-12-31 | 365 | 8.3014 | 8 | 0.30138
46911 | 12.4 | 1 | 2018-12-31 | 2019-12-31 | 365 | 14.208 | 14 | 0.20802
46895 | 7.04 | 1 | 2018-12-31 | 2019-12-31 | 365 | 8.0665 | 8 | 0.066488
46796 | 8.68 | 1 | 2018-12-31 | 2019-12-31 | 365 | 9.9456 | 9 | 0.94561
46886 | 7.5 | 1 | 2018-12-31 | 2019-12-31 | 365 | 8.5936 | 8 | 0.59356
50157 | 6.93 | 1 | 2018-12-31 | 2019-12-31 | 365 | 7.9404 | 7 | 0.94045
41565 | 9.135 | 1 | 2018-12-31 | 2019-12-31 | 365 | 10.467 | 10 | 0.46696
46890 | 8.4 | 1 | 2018-12-31 | 2019-12-31 | 365 | 9.6248 | 9 | 0.62479
48855 | 6.16 | 1 | 2018-12-31 | 2019-12-31 | 365 | 7.0582 | 7 | 0.058177
44723 | 5.58 | 1 | 2018-12-31 | 2019-12-31 | 365 | 6.3936 | 6 | 0.39361
47617 | 14.88 | 1 | 2018-12-31 | 2019-12-31 | 365 | 17.0496 | 17 | 0.049623
41937 | 5.7 | 1 | 2018-12-31 | 2019-12-31 | 365 | 6.5311 | 6 | 0.53111
45565 | 8.19 | 1 | 2018-12-31 | 2019-12-31 | 365 | 9.3842 | 9 | 0.38417
50001 | 11.73 | 1 | 2018-12-31 | 2019-12-31 | 365 | 13.4403 | 13 | 0.44033
46466 | 2.04 | 1 | 2018-12-31 | 2019-12-31 | 365 | 2.3374 | 2 | 0.33745
43455 | 5.52 | 1 | 2018-12-31 | 2019-12-31 | 365 | 6.3249 | 6 | 0.32486
49886 | 7.65 | 1 | 2018-12-31 | 2019-12-31 | 365 | 8.7654 | 8 | 0.76543
45205 | 5.415 | 1 | 2018-12-31 | 2019-12-31 | 365 | 6.2046 | 6 | 0.20455
49917 | 10.965 | 1 | 2018-12-31 | 2019-12-31 | 365 | 12.5638 | 12 | 0.56378
48566 | 9.69 | 1 | 2018-12-31 | 2019-12-31 | 365 | 11.1029 | 11 | 0.10288
44754 | 12.6 | 1 | 2018-12-31 | 2019-12-31 | 365 | 14.4372 | 14 | 0.43718
45218 | 4.578 | 1 | 2018-12-31 | 2019-12-31 | 365 | 5.2455 | 5 | 0.24551
49997 | 5.2 | 1 | 2018-12-31 | 2019-12-31 | 365 | 5.9582 | 5 | 0.9582
48881 | 6.48 | 1 | 2018-12-31 | 2019-12-31 | 365 | 7.4248 | 7 | 0.42484
49730 | 12.426 | 1 | 2018-12-31 | 2019-12-31 | 365 | 14.2378 | 14 | 0.23781
49729 | 12.426 | 1 | 2018-12-31 | 2019-12-31 | 365 | 14.2378 | 14 | 0.23781
46867 | 3.92 | 1 | 2018-12-31 | 2019-12-31 | 365 | 4.4916 | 4 | 0.49157
49064 | 3.78 | 1 | 2018-12-31 | 2019-12-31 | 365 | 4.3312 | 4 | 0.33115
49185 | 6.213 | 1 | 2018-12-31 | 2019-12-31 | 365 | 7.1189 | 7 | 0.11891
41993 | 6.84 | 1 | 2018-12-31 | 2019-12-31 | 365 | 7.8373 | 7 | 0.83733
47284 | 11.4 | 1 | 2018-12-31 | 2019-12-31 | 365 | 13.0622 | 13 | 0.062211
43928 | 12 | 1 | 2018-12-31 | 2019-12-31 | 365 | 13.7497 | 13 | 0.7497
46488 | 8.64 | 1 | 2018-12-31 | 2019-12-31 | 365 | 9.8998 | 9 | 0.89978
46481 | 11.73 | 1 | 2018-12-31 | 2019-12-31 | 365 | 13.4403 | 13 | 0.44033
43549 | 3.15 | 1 | 2018-12-31 | 2019-12-31 | 365 | 3.6093 | 3 | 0.6093
46354 | 9.99 | 1 | 2018-12-31 | 2019-12-31 | 365 | 11.4466 | 11 | 0.44662
43941 | 10.464 | 1 | 2018-12-31 | 2019-12-31 | 365 | 11.9897 | 11 | 0.98973
53854 | 8.215 | 1 | 2018-12-31 | 2019-12-31 | 365 | 9.4128 | 9 | 0.41281
46452 | 11.73 | 1 | 2018-12-31 | 2019-12-31 | 365 | 13.4403 | 13 | 0.44033
46342 | 20.16 | 1 | 2018-12-31 | 2019-12-31 | 365 | 23.0995 | 23 | 0.099489
47319 | 6.51 | 1 | 2018-12-31 | 2019-12-31 | 365 | 7.4592 | 7 | 0.45921
47624 | 7.194 | 1 | 2018-12-31 | 2019-12-31 | 365 | 8.2429 | 8 | 0.24294
44064 | 3.75 | 1 | 2018-12-31 | 2019-12-31 | 365 | 4.2968 | 4 | 0.29678
51294 | 5.5 | 1 | 2018-12-31 | 2019-12-31 | 365 | 6.3019 | 6 | 0.30194
46839 | 11.73 | 1 | 2018-12-31 | 2019-12-31 | 365 | 13.4403 | 13 | 0.44033
46838 | 0.765 | 1 | 2018-12-31 | 2019-12-31 | 365 | 0.87654 | 0 | 0.87654
49529 | 5.49 | 1 | 2018-12-31 | 2019-12-31 | 365 | 6.2905 | 6 | 0.29049
49461 | 7.02 | 1 | 2018-12-31 | 2019-12-31 | 365 | 8.0436 | 8 | 0.043572
45199 | 9 | 1 | 2018-12-31 | 2019-12-31 | 365 | 10.3123 | 10 | 0.31227
48856 | 11.07 | 1 | 2018-12-31 | 2019-12-31 | 365 | 12.6841 | 12 | 0.68409
51318 | 10.4 | 1 | 2018-12-31 | 2019-12-31 | 365 | 11.9164 | 11 | 0.9164
46503 | 3.12 | 1 | 2018-12-31 | 2019-12-31 | 365 | 3.5749 | 3 | 0.57492
49735 | 8.55 | 1 | 2018-12-31 | 2019-12-31 | 365 | 9.7967 | 9 | 0.79666
46823 | 11.655 | 1 | 2018-12-31 | 2019-12-31 | 365 | 13.3544 | 13 | 0.35439
49469 | 7.98 | 1 | 2018-12-31 | 2019-12-31 | 365 | 9.1435 | 9 | 0.14355
50235 | 10.8 | 1 | 2018-12-31 | 2019-12-31 | 365 | 12.3747 | 12 | 0.37473
49163 | 4.41 | 1 | 2018-12-31 | 2019-12-31 | 365 | 5.053 | 5 | 0.053013
46374 | 5.88 | 1 | 2018-12-31 | 2019-12-31 | 365 | 6.7374 | 6 | 0.73735
46433 | 6.48 | 1 | 2018-12-31 | 2019-12-31 | 365 | 7.4248 | 7 | 0.42484
48477 | 2.55 | 1 | 2018-12-31 | 2019-12-31 | 365 | 2.9218 | 2 | 0.92181
47662 | 9.69 | 1 | 2018-12-31 | 2019-12-31 | 365 | 11.1029 | 11 | 0.10288
46896 | 7.125 | 1 | 2018-12-31 | 2019-12-31 | 365 | 8.1639 | 8 | 0.16388
49172 | 6.72 | 1 | 2018-12-31 | 2019-12-31 | 365 | 7.6998 | 7 | 0.69983
46854 | 6.3 | 1 | 2018-12-31 | 2019-12-31 | 365 | 7.2186 | 7 | 0.21859
48496 | 5.04 | 1 | 2018-12-31 | 2019-12-31 | 365 | 5.7749 | 5 | 0.77487
46334 | 9.12 | 1 | 2018-12-31 | 2019-12-31 | 365 | 10.4498 | 10 | 0.44977
46358 | 5.1 | 1 | 2018-12-31 | 2019-12-31 | 365 | 5.8436 | 5 | 0.84362
44646 | 10.71 | 1 | 2018-12-31 | 2019-12-31 | 365 | 12.2716 | 12 | 0.2716
45605 | 4.76 | 1 | 2018-12-31 | 2019-12-31 | 365 | 5.454 | 5 | 0.45405
44566 | 8.25 | 1 | 2018-12-31 | 2019-12-31 | 365 | 9.4529 | 9 | 0.45292
45607 | 6.75 | 1 | 2018-12-31 | 2019-12-31 | 365 | 7.7342 | 7 | 0.7342
48508 | 3.78 | 1 | 2018-12-31 | 2019-12-31 | 365 | 4.3312 | 4 | 0.33115
47600 | 9.75 | 1 | 2018-12-31 | 2019-12-31 | 365 | 11.1716 | 11 | 0.17163
46850 | 6.44 | 1 | 2018-12-31 | 2019-12-31 | 365 | 7.379 | 7 | 0.379
46828 | 6 | 1 | 2018-12-31 | 2019-12-31 | 365 | 6.8748 | 6 | 0.87485
51286 | 12.09 | 1 | 2018-12-31 | 2019-12-31 | 365 | 13.8528 | 13 | 0.85282
44040 | 9.81 | 1 | 2018-12-31 | 2019-12-31 | 365 | 11.2404 | 11 | 0.24038
47672 | 9.075 | 1 | 2018-12-31 | 2019-12-31 | 365 | 10.3982 | 10 | 0.39821
41956 | 7.875 | 1 | 2018-12-31 | 2019-12-31 | 365 | 9.0232 | 9 | 0.023238
44745 | 5.72 | 1 | 2018-12-31 | 2019-12-31 | 365 | 6.554 | 6 | 0.55402
43931 | 8.96 | 1 | 2018-12-31 | 2019-12-31 | 365 | 10.2664 | 10 | 0.26644
46392 | 4.96 | 1 | 2018-12-31 | 2019-12-31 | 365 | 5.6832 | 5 | 0.68321
53111 | 9.6 | 1 | 2018-12-31 | 2019-12-31 | 365 | 10.9998 | 10 | 0.99976
49452 | 9.945 | 1 | 2018-12-31 | 2019-12-31 | 365 | 11.3951 | 11 | 0.39506
51289 | 4.59 | 1 | 2018-12-31 | 2019-12-31 | 365 | 5.2593 | 5 | 0.25926
49323 | 7.65 | 1 | 2018-12-31 | 2019-12-31 | 365 | 8.7654 | 8 | 0.76543
41563 | 10.791 | 1 | 2018-12-31 | 2019-12-31 | 365 | 12.3644 | 12 | 0.36441
50148 | 8.502 | 1 | 2018-12-31 | 2019-12-31 | 365 | 9.7417 | 9 | 0.74166
35298 | 265.98 | 0.9 | 2018-12-31 | 2019-12-31 | 365 | 274.2858 | 274 | 0.28581
44388 | 11.78 | 1 | 2018-12-31 | 2019-12-31 | 365 | 13.4976 | 13 | 0.49762
35299 | 269.39 | 0.9 | 2018-12-31 | 2019-12-31 | 365 | 277.8023 | 277 | 0.8023
47621 | 5.58 | 1 | 2018-12-31 | 2019-12-31 | 365 | 6.3936 | 6 | 0.39361
46492 | 8.4 | 1 | 2018-12-31 | 2019-12-31 | 365 | 9.6248 | 9 | 0.62479
46422 | 4.905 | 1 | 2018-12-31 | 2019-12-31 | 365 | 5.6202 | 5 | 0.62019
44062 | 5.4 | 1 | 2018-12-31 | 2019-12-31 | 365 | 6.1874 | 6 | 0.18736
43444 | 5.75 | 1 | 2018-12-31 | 2019-12-31 | 365 | 6.5884 | 6 | 0.5884
44425 | 4.905 | 1 | 2018-12-31 | 2019-12-31 | 365 | 5.6202 | 5 | 0.62019
49067 | 5.865 | 1 | 2018-12-31 | 2019-12-31 | 365 | 6.7202 | 6 | 0.72016
41453 | 15.696 | 1 | 2018-12-31 | 2019-12-31 | 365 | 17.9846 | 17 | 0.9846
48513 | 8.96 | 1 | 2018-12-31 | 2019-12-31 | 365 | 10.2664 | 10 | 0.26644
48847 | 5.7 | 1 | 2018-12-31 | 2019-12-31 | 365 | 6.5311 | 6 | 0.53111
44058 | 4.905 | 1 | 2018-12-31 | 2019-12-31 | 365 | 5.6202 | 5 | 0.62019
47612 | 3.6 | 1 | 2018-12-31 | 2019-12-31 | 365 | 4.1249 | 4 | 0.12491
43531 | 13.23 | 1 | 2018-12-31 | 2019-12-31 | 365 | 15.159 | 15 | 0.15904
41542 | 6.54 | 1 | 2018-12-31 | 2019-12-31 | 365 | 7.4936 | 7 | 0.49358
48485 | 7.75 | 1 | 2018-12-31 | 2019-12-31 | 365 | 8.88 | 8 | 0.88001
51251 | 14.79 | 1 | 2018-12-31 | 2019-12-31 | 365 | 16.9465 | 16 | 0.9465
50280 | 6.84 | 1 | 2018-12-31 | 2019-12-31 | 365 | 7.8373 | 7 | 0.83733
41978 | 11.655 | 1 | 2018-12-31 | 2019-12-31 | 365 | 13.3544 | 13 | 0.35439
49157 | 3.924 | 1 | 2018-12-31 | 2019-12-31 | 365 | 4.4962 | 4 | 0.49615
49885 | 9.45 | 1 | 2018-12-31 | 2019-12-31 | 365 | 10.8279 | 10 | 0.82789
49478 | 10.464 | 1 | 2018-12-31 | 2019-12-31 | 365 | 11.9897 | 11 | 0.98973
49019 | 8.1 | 1 | 2018-12-31 | 2019-12-31 | 365 | 9.281 | 9 | 0.28104
48481 | 10.5 | 1 | 2018-12-31 | 2019-12-31 | 365 | 12.031 | 12 | 0.030984
44057 | 5 | 1 | 2018-12-31 | 2019-12-31 | 365 | 5.729 | 5 | 0.72904
45497 | 4.575 | 1 | 2018-12-31 | 2019-12-31 | 365 | 5.2421 | 5 | 0.24207
41595 | 10.35 | 1 | 2018-12-31 | 2019-12-31 | 365 | 11.8591 | 11 | 0.85911
47587 | 17.28 | 1 | 2018-12-31 | 2019-12-31 | 365 | 19.7996 | 19 | 0.79956
52594 | 10.2 | 1 | 2018-12-31 | 2019-12-31 | 365 | 11.6872 | 11 | 0.68724
46885 | 10.44 | 1 | 2018-12-31 | 2019-12-31 | 365 | 11.9622 | 11 | 0.96224
46864 | 8.4 | 1 | 2018-12-31 | 2019-12-31 | 365 | 9.6248 | 9 | 0.62479
46832 | 6.09 | 1 | 2018-12-31 | 2019-12-31 | 365 | 6.978 | 6 | 0.97797
46477 | 11.22 | 1 | 2018-12-31 | 2019-12-31 | 365 | 12.856 | 12 | 0.85597
45192 | 6 | 1 | 2018-12-31 | 2019-12-31 | 365 | 6.8748 | 6 | 0.87485
46910 | 9.9 | 1 | 2018-12-31 | 2019-12-31 | 365 | 11.3435 | 11 | 0.3435
53289 | 12.96 | 1 | 2018-12-31 | 2019-12-31 | 365 | 14.8497 | 14 | 0.84967
48291 | 8.99 | 1 | 2018-12-31 | 2019-12-31 | 365 | 10.3008 | 10 | 0.30081
51308 | 12.4 | 1 | 2018-12-31 | 2019-12-31 | 365 | 14.208 | 14 | 0.20802
44039 | 16.24 | 1 | 2018-12-31 | 2019-12-31 | 365 | 18.6079 | 18 | 0.60792
45559 | 7.975 | 1 | 2018-12-31 | 2019-12-31 | 365 | 9.1378 | 9 | 0.13782
45592 | 7.975 | 1 | 2018-12-31 | 2019-12-31 | 365 | 9.1378 | 9 | 0.13782
52960 | 9.9 | 1 | 2018-12-31 | 2019-12-31 | 365 | 11.3435 | 11 | 0.3435
49314 | 7.44 | 1 | 2018-12-31 | 2019-12-31 | 365 | 8.5248 | 8 | 0.52481
53060 | 10.5 | 1 | 2018-12-31 | 2019-12-31 | 365 | 12.031 | 12 | 0.030984
47316 | 8.12 | 1 | 2018-12-31 | 2019-12-31 | 365 | 9.304 | 9 | 0.30396
53403 | 11.07 | 1 | 2018-12-31 | 2019-12-31 | 365 | 12.6841 | 12 | 0.68409
53409 | 10.545 | 1 | 2018-12-31 | 2019-12-31 | 365 | 12.0825 | 12 | 0.082545
53418 | 7.56 | 1 | 2018-12-31 | 2019-12-31 | 365 | 8.6623 | 8 | 0.66231
53137 | 8.58 | 1 | 2018-12-31 | 2019-12-31 | 365 | 9.831 | 9 | 0.83103
50217 | 20.46 | 1 | 2018-12-31 | 2019-12-31 | 365 | 23.4432 | 23 | 0.44323
35601 | 13.4 | 1 | 2018-12-31 | 2019-12-31 | 365 | 15.3538 | 15 | 0.35383
43519 | 4.83 | 1 | 2018-12-31 | 2019-12-31 | 365 | 5.5343 | 5 | 0.53425
46913 | 24.885 | 1 | 2018-12-31 | 2019-12-31 | 365 | 28.5134 | 28 | 0.51343
50012 | 9.88 | 1 | 2018-12-31 | 2019-12-31 | 365 | 11.3206 | 11 | 0.32058
48303 | 6.16 | 1 | 2018-12-31 | 2019-12-31 | 365 | 7.0582 | 7 | 0.058177
41947 | 4.725 | 1 | 2018-12-31 | 2019-12-31 | 365 | 5.4139 | 5 | 0.41394
50226 | 6.25 | 1 | 2018-12-31 | 2019-12-31 | 365 | 7.1613 | 7 | 0.1613
49717 | 6.24 | 1 | 2018-12-31 | 2019-12-31 | 365 | 7.1498 | 7 | 0.14984
46465 | 9.99 | 1 | 2018-12-31 | 2019-12-31 | 365 | 11.4466 | 11 | 0.44662
46871 | 8.415 | 1 | 2018-12-31 | 2019-12-31 | 365 | 9.642 | 9 | 0.64197
43433 | 10.395 | 1 | 2018-12-31 | 2019-12-31 | 365 | 11.9107 | 11 | 0.91067
48877 | 12.6 | 1 | 2018-12-31 | 2019-12-31 | 365 | 14.4372 | 14 | 0.43718
49488 | 6.16 | 1 | 2018-12-31 | 2019-12-31 | 365 | 7.0582 | 7 | 0.058177
46485 | 4.335 | 1 | 2018-12-31 | 2019-12-31 | 365 | 4.9671 | 4 | 0.96708
49334 | 5.559 | 1 | 2018-12-31 | 2019-12-31 | 365 | 6.3695 | 6 | 0.36955
50166 | 4.96 | 1 | 2018-12-31 | 2019-12-31 | 365 | 5.6832 | 5 | 0.68321
41928 | 12.285 | 1 | 2018-12-31 | 2019-12-31 | 365 | 14.0763 | 14 | 0.076251
50003 | 8.99 | 1 | 2018-12-31 | 2019-12-31 | 365 | 10.3008 | 10 | 0.30081
49186 | 10.53 | 1 | 2018-12-31 | 2019-12-31 | 365 | 12.0654 | 12 | 0.065358
49025 | 5.886 | 1 | 2018-12-31 | 2019-12-31 | 365 | 6.7442 | 6 | 0.74423
47626 | 5.98 | 1 | 2018-12-31 | 2019-12-31 | 365 | 6.8519 | 6 | 0.85193
46526 | 6.36 | 1 | 2018-12-31 | 2019-12-31 | 365 | 7.2873 | 7 | 0.28734
41914 | 3.9 | 1 | 2018-12-31 | 2019-12-31 | 365 | 4.4687 | 4 | 0.46865
41494 | 3.9 | 1 | 2018-12-31 | 2019-12-31 | 365 | 4.4687 | 4 | 0.46865
46916 | 7.56 | 1 | 2018-12-31 | 2019-12-31 | 365 | 8.6623 | 8 | 0.66231
53885 | 14.49 | 1 | 2018-12-31 | 2019-12-31 | 365 | 16.6028 | 16 | 0.60276
53888 | 6.84 | 1 | 2018-12-31 | 2019-12-31 | 365 | 7.8373 | 7 | 0.83733
44771 | 10.791 | 1 | 2018-12-31 | 2019-12-31 | 365 | 12.3644 | 12 | 0.36441
44733 | 13.5 | 1 | 2018-12-31 | 2019-12-31 | 365 | 15.4684 | 15 | 0.46841
45525 | 7.44 | 1 | 2018-12-31 | 2019-12-31 | 365 | 8.5248 | 8 | 0.52481
44779 | 8.04 | 1 | 2018-12-31 | 2019-12-31 | 365 | 9.2123 | 9 | 0.2123
47336 | 9.156 | 1 | 2018-12-31 | 2019-12-31 | 365 | 10.491 | 10 | 0.49102
53967 | 9.625 | 1 | 2018-12-31 | 2019-12-31 | 365 | 11.0284 | 11 | 0.028402
53973 | 8.84 | 1 | 2018-12-31 | 2019-12-31 | 365 | 10.1289 | 10 | 0.12894
53975 | 9.1 | 1 | 2018-12-31 | 2019-12-31 | 365 | 10.4269 | 10 | 0.42685
53978 | 10.53 | 1 | 2018-12-31 | 2019-12-31 | 365 | 12.0654 | 12 | 0.065358
53985 | 5.232 | 1 | 2018-12-31 | 2019-12-31 | 365 | 5.9949 | 5 | 0.99487
54013 | 7.75 | 1 | 2018-12-31 | 2019-12-31 | 365 | 8.88 | 8 | 0.88001
54014 | 10.545 | 1 | 2018-12-31 | 2019-12-31 | 365 | 12.0825 | 12 | 0.082545
54015 | 11.2 | 1 | 2018-12-31 | 2019-12-31 | 365 | 12.833 | 12 | 0.83305
54020 | 6.12 | 1 | 2018-12-31 | 2019-12-31 | 365 | 7.0123 | 7 | 0.012345
49470 | 6.48 | 1 | 2018-12-31 | 2019-12-31 | 365 | 7.4248 | 7 | 0.42484
53135 | 12.15 | 1 | 2018-12-31 | 2019-12-31 | 365 | 13.9216 | 13 | 0.92157
53238 | 9.62 | 1 | 2018-12-31 | 2019-12-31 | 365 | 11.0227 | 11 | 0.022673
53293 | 9.12 | 1 | 2018-12-31 | 2019-12-31 | 365 | 10.4498 | 10 | 0.44977
53683 | 7.8 | 1 | 2018-12-31 | 2019-12-31 | 365 | 8.9373 | 8 | 0.9373
54080 | 12.6 | 1 | 2018-12-31 | 2019-12-31 | 365 | 14.4372 | 14 | 0.43718
54081 | 8.06 | 1 | 2018-12-31 | 2019-12-31 | 365 | 9.2352 | 9 | 0.23521
54111 | 3.72 | 1 | 2018-12-31 | 2019-12-31 | 365 | 4.2624 | 4 | 0.26241
54112 | 4.35 | 1 | 2018-12-31 | 2019-12-31 | 365 | 4.9843 | 4 | 0.98426
54127 | 9.25 | 1 | 2018-12-31 | 2019-12-31 | 365 | 10.5987 | 10 | 0.59872
54113 | 11.4 | 1 | 2018-12-31 | 2019-12-31 | 365 | 13.0622 | 13 | 0.062211
54115 | 10.545 | 1 | 2018-12-31 | 2019-12-31 | 365 | 12.0825 | 12 | 0.082545
54131 | 9.28 | 1 | 2018-12-31 | 2019-12-31 | 365 | 10.6331 | 10 | 0.6331
54174 | 8.19 | 1 | 2018-12-31 | 2019-12-31 | 365 | 9.3842 | 9 | 0.38417
54175 | 6.625 | 1 | 2018-12-31 | 2019-12-31 | 365 | 7.591 | 7 | 0.59098
54181 | 5.46 | 1 | 2018-12-31 | 2019-12-31 | 365 | 6.2561 | 6 | 0.25611
54176 | 9.69 | 1 | 2018-12-31 | 2019-12-31 | 365 | 11.1029 | 11 | 0.10288
47314 | 9.315 | 1 | 2018-12-31 | 2019-12-31 | 365 | 10.6732 | 10 | 0.6732
54184 | 7.155 | 1 | 2018-12-31 | 2019-12-31 | 365 | 8.1983 | 8 | 0.19826
54187 | 8.55 | 1 | 2018-12-31 | 2019-12-31 | 365 | 9.7967 | 9 | 0.79666
43496 | 3.3 | 1 | 2018-12-31 | 2019-12-31 | 365 | 3.7812 | 3 | 0.78117
49900 | 9.45 | 1 | 2018-12-31 | 2019-12-31 | 365 | 10.8279 | 10 | 0.82789
52892 | 5.83 | 1 | 2018-12-31 | 2019-12-31 | 365 | 6.6801 | 6 | 0.68006
44330 | 9.25 | 1 | 2018-12-31 | 2019-12-31 | 365 | 10.5987 | 10 | 0.59872
45566 | 14.04 | 1 | 2018-12-31 | 2019-12-31 | 365 | 16.0871 | 16 | 0.087144
50273 | 4.96 | 1 | 2018-12-31 | 2019-12-31 | 365 | 5.6832 | 5 | 0.68321
41535 | 6.3 | 1 | 2018-12-31 | 2019-12-31 | 365 | 7.2186 | 7 | 0.21859
53001 | 6.3 | 1 | 2018-12-31 | 2019-12-31 | 365 | 7.2186 | 7 | 0.21859
53251 | 4.88 | 1 | 2018-12-31 | 2019-12-31 | 365 | 5.5915 | 5 | 0.59154
53290 | 8.19 | 1 | 2018-12-31 | 2019-12-31 | 365 | 9.3842 | 9 | 0.38417
48517 | 11.4 | 1 | 2018-12-31 | 2019-12-31 | 365 | 13.0622 | 13 | 0.062211
52584 | 8.265 | 1 | 2018-12-31 | 2019-12-31 | 365 | 9.4701 | 9 | 0.4701
46470 | 11.48 | 1 | 2018-12-31 | 2019-12-31 | 365 | 13.1539 | 13 | 0.15388
49022 | 11.4 | 1 | 2018-12-31 | 2019-12-31 | 365 | 13.0622 | 13 | 0.062211
47241 | 6 | 1 | 2018-12-31 | 2019-12-31 | 365 | 6.8748 | 6 | 0.87485
49096 | 6.25 | 1 | 2018-12-31 | 2019-12-31 | 365 | 7.1613 | 7 | 0.1613
47637 | 8.505 | 1 | 2018-12-31 | 2019-12-31 | 365 | 9.7451 | 9 | 0.7451
36005 | 30.5 | 0.9 | 2018-12-31 | 2019-12-31 | 365 | 31.4524 | 31 | 0.45243
45574 | 4.5 | 1 | 2018-12-31 | 2019-12-31 | 365 | 5.1561 | 5 | 0.15614
50143 | 7.8 | 1 | 2018-12-31 | 2019-12-31 | 365 | 8.9373 | 8 | 0.9373
49707 | 4.2 | 1 | 2018-12-31 | 2019-12-31 | 365 | 4.8124 | 4 | 0.81239
46369 | 13 | 1 | 2018-12-31 | 2019-12-31 | 365 | 14.8955 | 14 | 0.8955
47671 | 3.64 | 1 | 2018-12-31 | 2019-12-31 | 365 | 4.1707 | 4 | 0.17074
49328 | 7.14 | 1 | 2018-12-31 | 2019-12-31 | 365 | 8.1811 | 8 | 0.18107
46404 | 5 | 1 | 2018-12-31 | 2019-12-31 | 365 | 5.729 | 5 | 0.72904
51129 | 11.47 | 1 | 2018-12-31 | 2019-12-31 | 365 | 13.1424 | 13 | 0.14242
43537 | 6.9 | 1 | 2018-12-31 | 2019-12-31 | 365 | 7.9061 | 7 | 0.90608
50146 | 7.28 | 1 | 2018-12-31 | 2019-12-31 | 365 | 8.3415 | 8 | 0.34148
49737 | 11.115 | 1 | 2018-12-31 | 2019-12-31 | 365 | 12.7357 | 12 | 0.73566
47342 | 12.18 | 1 | 2018-12-31 | 2019-12-31 | 365 | 13.9559 | 13 | 0.95594
51290 | 8.235 | 1 | 2018-12-31 | 2019-12-31 | 365 | 9.4357 | 9 | 0.43573
44725 | 12 | 1 | 2018-12-31 | 2019-12-31 | 365 | 13.7497 | 13 | 0.7497
51264 | 12.426 | 1 | 2018-12-31 | 2019-12-31 | 365 | 14.2378 | 14 | 0.23781
49187 | 6.84 | 1 | 2018-12-31 | 2019-12-31 | 365 | 7.8373 | 7 | 0.83733
45503 | 11.4 | 1 | 2018-12-31 | 2019-12-31 | 365 | 13.0622 | 13 | 0.062211
44053 | 7.875 | 1 | 2018-12-31 | 2019-12-31 | 365 | 9.0232 | 9 | 0.023238
47405 | 10.25 | 1 | 2018-12-31 | 2019-12-31 | 365 | 11.7445 | 11 | 0.74453
49158 | 7.36 | 1 | 2018-12-31 | 2019-12-31 | 365 | 8.4331 | 8 | 0.43315
49525 | 5.58 | 1 | 2018-12-31 | 2019-12-31 | 365 | 6.3936 | 6 | 0.39361
50086 | 3.135 | 1 | 2018-12-31 | 2019-12-31 | 365 | 3.5921 | 3 | 0.59211
43451 | 9.765 | 1 | 2018-12-31 | 2019-12-31 | 365 | 11.1888 | 11 | 0.18882
41550 | 11.39 | 1 | 2018-12-31 | 2019-12-31 | 365 | 13.0508 | 13 | 0.050753
53219 | 0.765 | 1 | 2018-12-31 | 2019-12-31 | 365 | 0.87654 | 0 | 0.87654
41990 | 10.464 | 1 | 2018-12-31 | 2019-12-31 | 365 | 11.9897 | 11 | 0.98973
41517 | 7.848 | 1 | 2018-12-31 | 2019-12-31 | 365 | 8.9923 | 8 | 0.9923
47433 | 5.7 | 1 | 2018-12-31 | 2019-12-31 | 365 | 6.5311 | 6 | 0.53111
46425 | 9.45 | 1 | 2018-12-31 | 2019-12-31 | 365 | 10.8279 | 10 | 0.82789
50254 | 6.12 | 1 | 2018-12-31 | 2019-12-31 | 365 | 7.0123 | 7 | 0.012345
47601 | 5.1 | 1 | 2018-12-31 | 2019-12-31 | 365 | 5.8436 | 5 | 0.84362
47660 | 8.265 | 1 | 2018-12-31 | 2019-12-31 | 365 | 9.4701 | 9 | 0.4701
47661 | 2.55 | 1 | 2018-12-31 | 2019-12-31 | 365 | 2.9218 | 2 | 0.92181
43426 | 10.791 | 1 | 2018-12-31 | 2019-12-31 | 365 | 12.3644 | 12 | 0.36441
45190 | 9.975 | 1 | 2018-12-31 | 2019-12-31 | 365 | 11.4294 | 11 | 0.42943
44799 | 7.194 | 1 | 2018-12-31 | 2019-12-31 | 365 | 8.2429 | 8 | 0.24294
45614 | 7.875 | 1 | 2018-12-31 | 2019-12-31 | 365 | 9.0232 | 9 | 0.023238
42016 | 6.867 | 1 | 2018-12-31 | 2019-12-31 | 365 | 7.8683 | 7 | 0.86826
44366 | 5.04 | 1 | 2018-12-31 | 2019-12-31 | 365 | 5.7749 | 5 | 0.77487
47658 | 4.335 | 1 | 2018-12-31 | 2019-12-31 | 365 | 4.9671 | 4 | 0.96708
35293 | 36.54 | 0.9 | 2018-12-31 | 2019-12-31 | 365 | 37.681 | 37 | 0.68104
54903 | 7.84 | 1 | 2018-12-31 | 2019-12-31 | 365 | 8.9831 | 8 | 0.98313
48834 | 2.1 | 1 | 2018-12-31 | 2019-12-31 | 365 | 2.4062 | 2 | 0.4062
54906 | 7.04 | 1 | 2018-12-31 | 2019-12-31 | 365 | 8.0665 | 8 | 0.066488
55124 | 3.5 | 1 | 2018-12-31 | 2019-12-31 | 365 | 4.0103 | 4 | 0.010328
49524 | 4.25 | 1 | 2018-12-31 | 2019-12-31 | 365 | 4.8697 | 4 | 0.86968
55125 | 4.5 | 1 | 2018-12-31 | 2019-12-31 | 365 | 5.1561 | 5 | 0.15614
47665 | 7.695 | 1 | 2018-12-31 | 2019-12-31 | 365 | 8.817 | 8 | 0.81699
55133 | 5.565 | 1 | 2018-12-31 | 2019-12-31 | 365 | 6.3764 | 6 | 0.37642
55134 | 6.93 | 1 | 2018-12-31 | 2019-12-31 | 365 | 7.9404 | 7 | 0.94045
47315 | 11.025 | 1 | 2018-12-31 | 2019-12-31 | 365 | 12.6325 | 12 | 0.63253
55327 | 4.8 | 1 | 2018-12-31 | 2019-12-31 | 365 | 5.4999 | 5 | 0.49988
55343 | 9.3 | 1 | 2018-12-31 | 2019-12-31 | 365 | 10.656 | 10 | 0.65601
55346 | 3.315 | 1 | 2018-12-31 | 2019-12-31 | 365 | 3.7984 | 3 | 0.79835
55347 | 4.16 | 1 | 2018-12-31 | 2019-12-31 | 365 | 4.7666 | 4 | 0.76656
55396 | 5.12 | 1 | 2018-12-31 | 2019-12-31 | 365 | 5.8665 | 5 | 0.86654
55526 | 7.848 | 1 | 2018-12-31 | 2019-12-31 | 365 | 8.9923 | 8 | 0.9923
55397 | 2.08 | 1 | 2018-12-31 | 2019-12-31 | 365 | 2.3833 | 2 | 0.38328
54110 | 9.01 | 1 | 2018-12-31 | 2019-12-31 | 365 | 10.3237 | 10 | 0.32373
55706 | 8.1 | 1 | 2018-12-31 | 2019-12-31 | 365 | 9.281 | 9 | 0.28104
55716 | 3.57 | 1 | 2018-12-31 | 2019-12-31 | 365 | 4.0905 | 4 | 0.090535
55717 | 4.68 | 1 | 2018-12-31 | 2019-12-31 | 365 | 5.3624 | 5 | 0.36238
55723 | 4.68 | 1 | 2018-12-31 | 2019-12-31 | 365 | 5.3624 | 5 | 0.36238
55761 | 4.8 | 1 | 2018-12-31 | 2019-12-31 | 365 | 5.4999 | 5 | 0.49988
55734 | 5.04 | 1 | 2018-12-31 | 2019-12-31 | 365 | 5.7749 | 5 | 0.77487
55736 | 4.2 | 1 | 2018-12-31 | 2019-12-31 | 365 | 4.8124 | 4 | 0.81239
44078 | 13.64 | 1 | 2018-12-31 | 2019-12-31 | 365 | 15.6288 | 15 | 0.62882
55926 | 13.25 | 1 | 2018-12-31 | 2019-12-31 | 365 | 15.182 | 15 | 0.18196
50024 | 7.685 | 1 | 2018-12-31 | 2019-12-31 | 365 | 8.8055 | 8 | 0.80553
41315 | 6.03 | 1 | 2018-12-31 | 2019-12-31 | 365 | 6.9092 | 6 | 0.90922
56006 | 9.3 | 1 | 2018-12-31 | 2019-12-31 | 365 | 10.656 | 10 | 0.65601
56027 | 6.095 | 1 | 2018-12-31 | 2019-12-31 | 365 | 6.9837 | 6 | 0.9837
56028 | 3 | 1 | 2018-12-31 | 2019-12-31 | 365 | 3.4374 | 3 | 0.43742
56057 | 10.8 | 1 | 2018-12-31 | 2019-12-31 | 365 | 12.3747 | 12 | 0.37473
56059 | 12 | 1 | 2018-12-31 | 2019-12-31 | 365 | 13.7497 | 13 | 0.7497
56234 | 5.1 | 1 | 2018-12-31 | 2019-12-31 | 365 | 5.8436 | 5 | 0.84362
56232 | 7.95 | 1 | 2018-12-31 | 2019-12-31 | 365 | 9.1092 | 9 | 0.10917
56297 | 11.66 | 1 | 2018-12-31 | 2019-12-31 | 365 | 13.3601 | 13 | 0.36012
56298 | 5.886 | 1 | 2018-12-31 | 2019-12-31 | 365 | 6.7442 | 6 | 0.74423
56360 | 12.19 | 1 | 2018-12-31 | 2019-12-31 | 365 | 13.9674 | 13 | 0.9674
47430 | 8.835 | 1 | 2018-12-31 | 2019-12-31 | 365 | 10.1232 | 10 | 0.12321
45571 | 7 | 1 | 2018-12-31 | 2019-12-31 | 365 | 8.0207 | 8 | 0.020656
53246 | 7.935 | 1 | 2018-12-31 | 2019-12-31 | 365 | 9.092 | 9 | 0.091986
51258 | 5.13 | 1 | 2018-12-31 | 2019-12-31 | 365 | 5.878 | 5 | 0.878
46898 | 6.09 | 1 | 2018-12-31 | 2019-12-31 | 365 | 6.978 | 6 | 0.97797
49454 | 13.8 | 1 | 2018-12-31 | 2019-12-31 | 365 | 15.8122 | 15 | 0.81215
46417 | 5.13 | 1 | 2018-12-31 | 2019-12-31 | 365 | 5.878 | 5 | 0.878
48549 | 6.54 | 1 | 2018-12-31 | 2019-12-31 | 365 | 7.4936 | 7 | 0.49358
53677 | 9.18 | 1 | 2018-12-31 | 2019-12-31 | 365 | 10.5185 | 10 | 0.51852
47664 | 4.125 | 1 | 2018-12-31 | 2019-12-31 | 365 | 4.7265 | 4 | 0.72646
47647 | 3.06 | 1 | 2018-12-31 | 2019-12-31 | 365 | 3.5062 | 3 | 0.50617
48298 | 6.76 | 1 | 2018-12-31 | 2019-12-31 | 365 | 7.7457 | 7 | 0.74566
49878 | 17.94 | 1 | 2018-12-31 | 2019-12-31 | 365 | 20.5558 | 20 | 0.5558
44414 | 10.5 | 1 | 2018-12-31 | 2019-12-31 | 365 | 12.031 | 12 | 0.030984
50007 | 17 | 1 | 2018-12-31 | 2019-12-31 | 365 | 19.4787 | 19 | 0.47874
51307 | 7.521 | 1 | 2018-12-31 | 2019-12-31 | 365 | 8.6176 | 8 | 0.61762
46811 | 7.5 | 1 | 2018-12-31 | 2019-12-31 | 365 | 8.5936 | 8 | 0.59356
49740 | 6 | 1 | 2018-12-31 | 2019-12-31 | 365 | 6.8748 | 6 | 0.87485
48876 | 10.2 | 1 | 2018-12-31 | 2019-12-31 | 365 | 11.6872 | 11 | 0.68724
50027 | 9 | 1 | 2018-12-31 | 2019-12-31 | 365 | 10.3123 | 10 | 0.31227
41508 | 19.765 | 1 | 2018-12-31 | 2019-12-31 | 365 | 22.6469 | 22 | 0.6469
50029 | 10.5 | 1 | 2018-12-31 | 2019-12-31 | 365 | 12.031 | 12 | 0.030984
49166 | 7.56 | 1 | 2018-12-31 | 2019-12-31 | 365 | 8.6623 | 8 | 0.66231
48880 | 12 | 1 | 2018-12-31 | 2019-12-31 | 365 | 13.7497 | 13 | 0.7497
50659 | 5.83 | 1 | 2018-12-31 | 2019-12-31 | 365 | 6.6801 | 6 | 0.68006
50222 | 5.4 | 1 | 2018-12-31 | 2019-12-31 | 365 | 6.1874 | 6 | 0.18736
51321 | 5.1 | 1 | 2018-12-31 | 2019-12-31 | 365 | 5.8436 | 5 | 0.84362
48843 | 6.48 | 1 | 2018-12-31 | 2019-12-31 | 365 | 7.4248 | 7 | 0.42484
49308 | 11.7 | 1 | 2018-12-31 | 2019-12-31 | 365 | 13.406 | 13 | 0.40595
53887 | 4.575 | 1 | 2018-12-31 | 2019-12-31 | 365 | 5.2421 | 5 | 0.24207
51310 | 8.7 | 1 | 2018-12-31 | 2019-12-31 | 365 | 9.9685 | 9 | 0.96853
46387 | 4.2 | 1 | 2018-12-31 | 2019-12-31 | 365 | 4.8124 | 4 | 0.81239
48844 | 11.395 | 1 | 2018-12-31 | 2019-12-31 | 365 | 13.0565 | 13 | 0.056482
48835 | 5.565 | 1 | 2018-12-31 | 2019-12-31 | 365 | 6.3764 | 6 | 0.37642
47335 | 7.95 | 1 | 2018-12-31 | 2019-12-31 | 365 | 9.1092 | 9 | 0.10917
46489 | 9.945 | 1 | 2018-12-31 | 2019-12-31 | 365 | 11.3951 | 11 | 0.39506
47668 | 9.81 | 1 | 2018-12-31 | 2019-12-31 | 365 | 11.2404 | 11 | 0.24038
46444 | 11.73 | 1 | 2018-12-31 | 2019-12-31 | 365 | 13.4403 | 13 | 0.44033
48290 | 9.86 | 1 | 2018-12-31 | 2019-12-31 | 365 | 11.2977 | 11 | 0.29767
46476 | 7.25 | 1 | 2018-12-31 | 2019-12-31 | 365 | 8.3071 | 8 | 0.30711
45224 | 5.7 | 1 | 2018-12-31 | 2019-12-31 | 365 | 6.5311 | 6 | 0.53111
48879 | 10.8 | 1 | 2018-12-31 | 2019-12-31 | 365 | 12.3747 | 12 | 0.37473
51255 | 11.34 | 1 | 2018-12-31 | 2019-12-31 | 365 | 12.9935 | 12 | 0.99346
45219 | 13.44 | 1 | 2018-12-31 | 2019-12-31 | 365 | 15.3997 | 15 | 0.39966
50676 | 9.9 | 1 | 2018-12-31 | 2019-12-31 | 365 | 11.3435 | 11 | 0.3435
46887 | 5 | 1 | 2018-12-31 | 2019-12-31 | 365 | 5.729 | 5 | 0.72904
49170 | 3.64 | 1 | 2018-12-31 | 2019-12-31 | 365 | 4.1707 | 4 | 0.17074
49887 | 9.36 | 1 | 2018-12-31 | 2019-12-31 | 365 | 10.7248 | 10 | 0.72476
46362 | 9 | 1 | 2018-12-31 | 2019-12-31 | 365 | 10.3123 | 10 | 0.31227
54541 | 6.25 | 1 | 2018-12-31 | 2019-12-31 | 365 | 7.1613 | 7 | 0.1613
46458 | 5 | 1 | 2018-12-31 | 2019-12-31 | 365 | 5.729 | 5 | 0.72904
47332 | 1.06 | 1 | 2018-12-31 | 2019-12-31 | 365 | 1.2146 | 1 | 0.21456
46500 | 6 | 1 | 2018-12-31 | 2019-12-31 | 365 | 6.8748 | 6 | 0.87485
46453 | 5 | 1 | 2018-12-31 | 2019-12-31 | 365 | 5.729 | 5 | 0.72904
48875 | 4.24 | 1 | 2018-12-31 | 2019-12-31 | 365 | 4.8582 | 4 | 0.85823
44790 | 7.65 | 1 | 2018-12-31 | 2019-12-31 | 365 | 8.7654 | 8 | 0.76543
43958 | 6.3 | 1 | 2018-12-31 | 2019-12-31 | 365 | 7.2186 | 7 | 0.21859
46800 | 8.215 | 1 | 2018-12-31 | 2019-12-31 | 365 | 9.4128 | 9 | 0.41281
43569 | 10.395 | 1 | 2018-12-31 | 2019-12-31 | 365 | 11.9107 | 11 | 0.91067
46860 | 7.75 | 1 | 2018-12-31 | 2019-12-31 | 365 | 8.88 | 8 | 0.88001
49333 | 3 | 1 | 2018-12-31 | 2019-12-31 | 365 | 3.4374 | 3 | 0.43742
48288 | 7.125 | 1 | 2018-12-31 | 2019-12-31 | 365 | 8.1639 | 8 | 0.16388
47334 | 10.395 | 1 | 2018-12-31 | 2019-12-31 | 365 | 11.9107 | 11 | 0.91067
46846 | 9.3 | 1 | 2018-12-31 | 2019-12-31 | 365 | 10.656 | 10 | 0.65601
49999 | 13.77 | 1 | 2018-12-31 | 2019-12-31 | 365 | 15.7778 | 15 | 0.77778
43487 | 6.3 | 1 | 2018-12-31 | 2019-12-31 | 365 | 7.2186 | 7 | 0.21859
50230 | 9.25 | 1 | 2018-12-31 | 2019-12-31 | 365 | 10.5987 | 10 | 0.59872
45587 | 11.118 | 1 | 2018-12-31 | 2019-12-31 | 365 | 12.7391 | 12 | 0.73909
50673 | 5 | 1 | 2018-12-31 | 2019-12-31 | 365 | 5.729 | 5 | 0.72904
50225 | 6.48 | 1 | 2018-12-31 | 2019-12-31 | 365 | 7.4248 | 7 | 0.42484
48551 | 5.886 | 1 | 2018-12-31 | 2019-12-31 | 365 | 6.7442 | 6 | 0.74423
46373 | 6.93 | 1 | 2018-12-31 | 2019-12-31 | 365 | 7.9404 | 7 | 0.94045
51285 | 6.51 | 1 | 2018-12-31 | 2019-12-31 | 365 | 7.4592 | 7 | 0.45921
50021 | 10.5 | 1 | 2018-12-31 | 2019-12-31 | 365 | 12.031 | 12 | 0.030984
49745 | 11.4 | 1 | 2018-12-31 | 2019-12-31 | 365 | 13.0622 | 13 | 0.062211
51302 | 5 | 1 | 2018-12-31 | 2019-12-31 | 365 | 5.729 | 5 | 0.72904
51266 | 8.175 | 1 | 2018-12-31 | 2019-12-31 | 365 | 9.367 | 9 | 0.36698
51127 | 8.55 | 1 | 2018-12-31 | 2019-12-31 | 365 | 9.7967 | 9 | 0.79666
49463 | 14.805 | 1 | 2018-12-31 | 2019-12-31 | 365 | 16.9637 | 16 | 0.96369
54922 | 11.34 | 1 | 2018-12-31 | 2019-12-31 | 365 | 12.9935 | 12 | 0.99346
54931 | 10.8 | 1 | 2018-12-31 | 2019-12-31 | 365 | 12.3747 | 12 | 0.37473
54939 | 12 | 1 | 2018-12-31 | 2019-12-31 | 365 | 13.7497 | 13 | 0.7497
54948 | 5.7 | 1 | 2018-12-31 | 2019-12-31 | 365 | 6.5311 | 6 | 0.53111
54974 | 10.8 | 1 | 2018-12-31 | 2019-12-31 | 365 | 12.3747 | 12 | 0.37473
54980 | 3.18 | 1 | 2018-12-31 | 2019-12-31 | 365 | 3.6437 | 3 | 0.64367
54998 | 3.924 | 1 | 2018-12-31 | 2019-12-31 | 365 | 4.4962 | 4 | 0.49615
55009 | 4.578 | 1 | 2018-12-31 | 2019-12-31 | 365 | 5.2455 | 5 | 0.24551
41583 | 16.695 | 1 | 2018-12-31 | 2019-12-31 | 365 | 19.1293 | 19 | 0.12926
42021 | 6 | 1 | 2018-12-31 | 2019-12-31 | 365 | 6.8748 | 6 | 0.87485
41574 | 4.905 | 1 | 2018-12-31 | 2019-12-31 | 365 | 5.6202 | 5 | 0.62019
41577 | 11.34 | 1 | 2018-12-31 | 2019-12-31 | 365 | 12.9935 | 12 | 0.99346
49736 | 4.59 | 1 | 2018-12-31 | 2019-12-31 | 365 | 5.2593 | 5 | 0.25926
51086 | 7.5 | 1 | 2018-12-31 | 2019-12-31 | 365 | 8.5936 | 8 | 0.59356
51305 | 5.7 | 1 | 2018-12-31 | 2019-12-31 | 365 | 6.5311 | 6 | 0.53111
50150 | 4.59 | 1 | 2018-12-31 | 2019-12-31 | 365 | 5.2593 | 5 | 0.25926
46915 | 12 | 1 | 2018-12-31 | 2019-12-31 | 365 | 13.7497 | 13 | 0.7497
49722 | 10.08 | 1 | 2018-12-31 | 2019-12-31 | 365 | 11.5497 | 11 | 0.54974
50022 | 6.5 | 1 | 2018-12-31 | 2019-12-31 | 365 | 7.4478 | 7 | 0.44775
51319 | 4.68 | 1 | 2018-12-31 | 2019-12-31 | 365 | 5.3624 | 5 | 0.36238
50683 | 11.4 | 1 | 2018-12-31 | 2019-12-31 | 365 | 13.0622 | 13 | 0.062211
47659 | 6.72 | 1 | 2018-12-31 | 2019-12-31 | 365 | 7.6998 | 7 | 0.69983
49748 | 6.6 | 1 | 2018-12-31 | 2019-12-31 | 365 | 7.5623 | 7 | 0.56233
48287 | 4.845 | 1 | 2018-12-31 | 2019-12-31 | 365 | 5.5514 | 5 | 0.55144
48479 | 7.14 | 1 | 2018-12-31 | 2019-12-31 | 365 | 8.1811 | 8 | 0.18107
49913 | 9.975 | 1 | 2018-12-31 | 2019-12-31 | 365 | 11.4294 | 11 | 0.42943
49998 | 6.76 | 1 | 2018-12-31 | 2019-12-31 | 365 | 7.7457 | 7 | 0.74566
51320 | 7.28 | 1 | 2018-12-31 | 2019-12-31 | 365 | 8.3415 | 8 | 0.34148
45612 | 5 | 1 | 2018-12-31 | 2019-12-31 | 365 | 5.729 | 5 | 0.72904
50658 | 4.16 | 1 | 2018-12-31 | 2019-12-31 | 365 | 4.7666 | 4 | 0.76656
51248 | 5.415 | 1 | 2018-12-31 | 2019-12-31 | 365 | 6.2046 | 6 | 0.20455
41570 | 7.56 | 1 | 2018-12-31 | 2019-12-31 | 365 | 8.6623 | 8 | 0.66231
50663 | 6.6 | 1 | 2018-12-31 | 2019-12-31 | 365 | 7.5623 | 7 | 0.56233
49327 | 7.65 | 1 | 2018-12-31 | 2019-12-31 | 365 | 8.7654 | 8 | 0.76543
52581 | 8.16 | 1 | 2018-12-31 | 2019-12-31 | 365 | 9.3498 | 9 | 0.34979
54114 | 10.8 | 1 | 2018-12-31 | 2019-12-31 | 365 | 12.3747 | 12 | 0.37473
55325 | 13.005 | 1 | 2018-12-31 | 2019-12-31 | 365 | 14.9012 | 14 | 0.90123
55704 | 3.924 | 1 | 2018-12-31 | 2019-12-31 | 365 | 4.4962 | 4 | 0.49615
56363 | 4.5 | 1 | 2018-12-31 | 2019-12-31 | 365 | 5.1561 | 5 | 0.15614
44369 | 4.25 | 1 | 2018-12-31 | 2019-12-31 | 365 | 4.8697 | 4 | 0.86968
44702 | 9.715 | 1 | 2018-12-31 | 2019-12-31 | 365 | 11.1315 | 11 | 0.13152
45211 | 7.5 | 1 | 2018-12-31 | 2019-12-31 | 365 | 8.5936 | 8 | 0.59356
46366 | 6.5 | 1 | 2018-12-31 | 2019-12-31 | 365 | 7.4478 | 7 | 0.44775
43527 | 7.98 | 1 | 2018-12-31 | 2019-12-31 | 365 | 9.1435 | 9 | 0.14355
44355 | 9.66 | 1 | 2018-12-31 | 2019-12-31 | 365 | 11.0685 | 11 | 0.068505
47681 | 4.16 | 1 | 2018-12-31 | 2019-12-31 | 365 | 4.7666 | 4 | 0.76656
41882 | 12.255 | 1 | 2018-12-31 | 2019-12-31 | 365 | 14.0419 | 14 | 0.041877
43953 | 11.772 | 1 | 2018-12-31 | 2019-12-31 | 365 | 13.4885 | 13 | 0.48845
41370 | 14.25 | 1 | 2018-12-31 | 2019-12-31 | 365 | 16.3278 | 16 | 0.32776
35289 | 32.445 | 1 | 2018-12-31 | 2019-12-31 | 365 | 37.1757 | 37 | 0.17574
44361 | 24.75 | 1 | 2018-12-31 | 2019-12-31 | 365 | 28.3587 | 28 | 0.35875
43491 | 9.6 | 1 | 2018-12-31 | 2019-12-31 | 365 | 10.9998 | 10 | 0.99976
43493 | 6.3 | 1 | 2018-12-31 | 2019-12-31 | 365 | 7.2186 | 7 | 0.21859
50656 | 6 | 1 | 2018-12-31 | 2019-12-31 | 365 | 6.8748 | 6 | 0.87485
50696 | 6.6 | 1 | 2018-12-31 | 2019-12-31 | 365 | 7.5623 | 7 | 0.56233
50286 | 7.02 | 1 | 2018-12-31 | 2019-12-31 | 365 | 8.0436 | 8 | 0.043572
46462 | 13.5 | 1 | 2018-12-31 | 2019-12-31 | 365 | 15.4684 | 15 | 0.46841
53364 | 5.2 | 1 | 2018-12-31 | 2019-12-31 | 365 | 5.9582 | 5 | 0.9582
55344 | 8.37 | 1 | 2018-12-31 | 2019-12-31 | 365 | 9.5904 | 9 | 0.59041
46812 | 16.24 | 1 | 2018-12-31 | 2019-12-31 | 365 | 18.6079 | 18 | 0.60792
48857 | 20.4 | 1 | 2018-12-31 | 2019-12-31 | 365 | 23.3745 | 23 | 0.37448
47609 | 7.525 | 1 | 2018-12-31 | 2019-12-31 | 365 | 8.6222 | 8 | 0.62221
48522 | 11.4 | 1 | 2018-12-31 | 2019-12-31 | 365 | 13.0622 | 13 | 0.062211
49721 | 7.15 | 1 | 2018-12-31 | 2019-12-31 | 365 | 8.1925 | 8 | 0.19253
56640 | 6.3 | 1 | 2018-12-31 | 2019-12-31 | 365 | 7.2186 | 7 | 0.21859
56714 | 4.59 | 1 | 2018-12-31 | 2019-12-31 | 365 | 5.2593 | 5 | 0.25926
56713 | 5.46 | 1 | 2018-12-31 | 2019-12-31 | 365 | 6.2561 | 6 | 0.25611
56637 | 6.5 | 1 | 2018-12-31 | 2019-12-31 | 365 | 7.4478 | 7 | 0.44775
56596 | 11.2 | 1 | 2018-12-31 | 2019-12-31 | 365 | 12.833 | 12 | 0.83305
56594 | 7.95 | 1 | 2018-12-31 | 2019-12-31 | 365 | 9.1092 | 9 | 0.10917
56597 | 5.355 | 1 | 2018-12-31 | 2019-12-31 | 365 | 6.1358 | 6 | 0.1358
56581 | 4.68 | 1 | 2018-12-31 | 2019-12-31 | 365 | 5.3624 | 5 | 0.36238
50665 | 9.25 | 1 | 2018-12-31 | 2019-12-31 | 365 | 10.5987 | 10 | 0.59872
44322 | 22.96 | 1 | 2018-12-31 | 2019-12-31 | 365 | 26.3078 | 26 | 0.30775
46826 | 6 | 1 | 2018-12-31 | 2019-12-31 | 365 | 6.8748 | 6 | 0.87485
47327 | 7.44 | 1 | 2018-12-31 | 2019-12-31 | 365 | 8.5248 | 8 | 0.52481
56632 | 4.2 | 1 | 2018-12-31 | 2019-12-31 | 365 | 4.8124 | 4 | 0.81239
56629 | 4.16 | 1 | 2018-12-31 | 2019-12-31 | 365 | 4.7666 | 4 | 0.76656
55115 | 6.2 | 1 | 2018-12-31 | 2019-12-31 | 365 | 7.104 | 7 | 0.10401
56787 | 10.335 | 1 | 2018-12-31 | 2019-12-31 | 365 | 11.8419 | 11 | 0.84193
56789 | 8.215 | 1 | 2018-12-31 | 2019-12-31 | 365 | 9.4128 | 9 | 0.41281
56794 | 4.8 | 1 | 2018-12-31 | 2019-12-31 | 365 | 5.4999 | 5 | 0.49988
56795 | 10.07 | 1 | 2018-12-31 | 2019-12-31 | 365 | 11.5383 | 11 | 0.53829
34878 | 94.64 | 0.9 | 2018-12-31 | 2019-12-31 | 365 | 97.5953 | 97 | 0.59534
43441 | 6.6 | 1 | 2018-12-31 | 2019-12-31 | 365 | 7.5623 | 7 | 0.56233
56798 | 9 | 1 | 2018-12-31 | 2019-12-31 | 365 | 10.3123 | 10 | 0.31227
56799 | 6.21 | 1 | 2018-12-31 | 2019-12-31 | 365 | 7.1155 | 7 | 0.11547
56800 | 11.925 | 1 | 2018-12-31 | 2019-12-31 | 365 | 13.6638 | 13 | 0.66376
56801 | 4.5 | 1 | 2018-12-31 | 2019-12-31 | 365 | 5.1561 | 5 | 0.15614
56807 | 6.095 | 1 | 2018-12-31 | 2019-12-31 | 365 | 6.9837 | 6 | 0.9837
56808 | 9.075 | 1 | 2018-12-31 | 2019-12-31 | 365 | 10.3982 | 10 | 0.39821
56791 | 4.14 | 1 | 2018-12-31 | 2019-12-31 | 365 | 4.7436 | 4 | 0.74365
56818 | 9.3 | 1 | 2018-12-31 | 2019-12-31 | 365 | 10.656 | 10 | 0.65601
46428 | 6 | 1 | 2018-12-31 | 2019-12-31 | 365 | 6.8748 | 6 | 0.87485
48289 | 7.2 | 1 | 2018-12-31 | 2019-12-31 | 365 | 8.2498 | 8 | 0.24982
52582 | 7.125 | 1 | 2018-12-31 | 2019-12-31 | 365 | 8.1639 | 8 | 0.16388
52956 | 7.8 | 1 | 2018-12-31 | 2019-12-31 | 365 | 8.9373 | 8 | 0.9373
48524 | 6.76 | 1 | 2018-12-31 | 2019-12-31 | 365 | 7.7457 | 7 | 0.74566
48523 | 5.2 | 1 | 2018-12-31 | 2019-12-31 | 365 | 5.9582 | 5 | 0.9582
47651 | 6.3 | 1 | 2018-12-31 | 2019-12-31 | 365 | 7.2186 | 7 | 0.21859
56918 | 3.71 | 1 | 2018-12-31 | 2019-12-31 | 365 | 4.2509 | 4 | 0.25095
56898 | 6.16 | 1 | 2018-12-31 | 2019-12-31 | 365 | 7.0582 | 7 | 0.058177
56831 | 9.805 | 1 | 2018-12-31 | 2019-12-31 | 365 | 11.2346 | 11 | 0.23465
47628 | 4.68 | 1 | 2018-12-31 | 2019-12-31 | 365 | 5.3624 | 5 | 0.36238
54579 | 5.67 | 1 | 2018-12-31 | 2019-12-31 | 365 | 6.4967 | 6 | 0.49673
54561 | 7.65 | 1 | 2018-12-31 | 2019-12-31 | 365 | 8.7654 | 8 | 0.76543
54552 | 2.55 | 1 | 2018-12-31 | 2019-12-31 | 365 | 2.9218 | 2 | 0.92181
54545 | 9.45 | 1 | 2018-12-31 | 2019-12-31 | 365 | 10.8279 | 10 | 0.82789
54539 | 12.6 | 1 | 2018-12-31 | 2019-12-31 | 365 | 14.4372 | 14 | 0.43718
54538 | 8.829 | 1 | 2018-12-31 | 2019-12-31 | 365 | 10.1163 | 10 | 0.11634
54531 | 9.6 | 1 | 2018-12-31 | 2019-12-31 | 365 | 10.9998 | 10 | 0.99976
54528 | 5.865 | 1 | 2018-12-31 | 2019-12-31 | 365 | 6.7202 | 6 | 0.72016
54526 | 8.41 | 1 | 2018-12-31 | 2019-12-31 | 365 | 9.6362 | 9 | 0.63625
54518 | 6.885 | 1 | 2018-12-31 | 2019-12-31 | 365 | 7.8889 | 7 | 0.88889
54517 | 3.15 | 1 | 2018-12-31 | 2019-12-31 | 365 | 3.6093 | 3 | 0.6093
54349 | 11.52 | 1 | 2018-12-31 | 2019-12-31 | 365 | 13.1997 | 13 | 0.19971
54348 | 7.65 | 1 | 2018-12-31 | 2019-12-31 | 365 | 8.7654 | 8 | 0.76543
54288 | 6 | 1 | 2018-12-31 | 2019-12-31 | 365 | 6.8748 | 6 | 0.87485
54287 | 6.93 | 1 | 2018-12-31 | 2019-12-31 | 365 | 7.9404 | 7 | 0.94045
54286 | 6.24 | 1 | 2018-12-31 | 2019-12-31 | 365 | 7.1498 | 7 | 0.14984
53311 | 10 | 1 | 2018-12-31 | 2019-12-31 | 365 | 11.4581 | 11 | 0.45808
56365 | 5.28 | 1 | 2018-12-31 | 2019-12-31 | 365 | 6.0499 | 6 | 0.049866
34876 | 251.395 | 0.9 | 2018-12-31 | 2019-12-31 | 365 | 259.2454 | 259 | 0.24536
49906 | 7.2 | 1 | 2018-12-31 | 2019-12-31 | 365 | 8.2498 | 8 | 0.24982
49483 | 6.48 | 1 | 2018-12-31 | 2019-12-31 | 365 | 7.4248 | 7 | 0.42484
50691 | 11.2 | 1 | 2018-12-31 | 2019-12-31 | 365 | 12.833 | 12 | 0.83305
54543 | 7.875 | 1 | 2018-12-31 | 2019-12-31 | 365 | 9.0232 | 9 | 0.023238
54527 | 6.38 | 1 | 2018-12-31 | 2019-12-31 | 365 | 7.3103 | 7 | 0.31026
46905 | 7.56 | 1 | 2018-12-31 | 2019-12-31 | 365 | 8.6623 | 8 | 0.66231
51224 | 2.4 | 1 | 2018-12-31 | 2019-12-31 | 365 | 2.7499 | 2 | 0.74994
48867 | 12.19 | 1 | 2018-12-31 | 2019-12-31 | 365 | 13.9674 | 13 | 0.9674
49476 | 6.82 | 1 | 2018-12-31 | 2019-12-31 | 365 | 7.8144 | 7 | 0.81441
45215 | 11.75 | 1 | 2018-12-31 | 2019-12-31 | 365 | 13.4632 | 13 | 0.46324
44555 | 7 | 1 | 2018-12-31 | 2019-12-31 | 365 | 8.0207 | 8 | 0.020656
56636 | 9.54 | 1 | 2018-12-31 | 2019-12-31 | 365 | 10.931 | 10 | 0.93101
52578 | 2.94 | 1 | 2018-12-31 | 2019-12-31 | 365 | 3.3687 | 3 | 0.36868
56788 | 8.82 | 1 | 2018-12-31 | 2019-12-31 | 365 | 10.106 | 10 | 0.10603
48538 | 7.28 | 1 | 2018-12-31 | 2019-12-31 | 365 | 8.3415 | 8 | 0.34148
52058 | 4.68 | 1 | 2018-12-31 | 2019-12-31 | 365 | 5.3624 | 5 | 0.36238
45637 | 7.02 | 1 | 2018-12-31 | 2019-12-31 | 365 | 8.0436 | 8 | 0.043572
45626 | 6 | 1 | 2018-12-31 | 2019-12-31 | 365 | 6.8748 | 6 | 0.87485
45627 | 6 | 1 | 2018-12-31 | 2019-12-31 | 365 | 6.8748 | 6 | 0.87485
46381 | 3.42 | 1 | 2018-12-31 | 2019-12-31 | 365 | 3.9187 | 3 | 0.91866
43435 | 15.6 | 1 | 2018-12-31 | 2019-12-31 | 365 | 17.8746 | 17 | 0.8746
50066 | 6.9 | 1 | 2018-12-31 | 2019-12-31 | 365 | 7.9061 | 7 | 0.90608
50229 | 7.84 | 1 | 2018-12-31 | 2019-12-31 | 365 | 8.9831 | 8 | 0.98313
54643 | 7.28 | 1 | 2018-12-31 | 2019-12-31 | 365 | 8.3415 | 8 | 0.34148
46863 | 7.245 | 1 | 2018-12-31 | 2019-12-31 | 365 | 8.3014 | 8 | 0.30138
55117 | 5.94 | 1 | 2018-12-31 | 2019-12-31 | 365 | 6.8061 | 6 | 0.8061
54913 | 127.49 | 0.8 | 2018-12-31 | 2019-12-31 | 365 | 116.8632 | 116 | 0.86325
43085 | 87.78 | 0.9 | 2018-12-31 | 2019-12-31 | 365 | 90.5211 | 90 | 0.52112
51804 | 6.6 | 1 | 2018-12-31 | 2019-12-31 | 365 | 7.5623 | 7 | 0.56233
51802 | 6.6 | 1 | 2018-12-31 | 2019-12-31 | 365 | 7.5623 | 7 | 0.56233
54508 | 9.1 | 1 | 2018-12-31 | 2019-12-31 | 365 | 10.4269 | 10 | 0.42685
58861 | 3.597 | 1 | 2018-12-31 | 2019-12-31 | 365 | 4.1215 | 4 | 0.12147
17288 | 24.3 | 1 | 2018-12-31 | 2019-12-31 | 365 | 27.8431 | 27 | 0.84313
47489 | 5.6 | 1 | 2018-12-31 | 2019-12-31 | 365 | 6.4165 | 6 | 0.41652
54919 | 6.9 | 1 | 2018-12-31 | 2019-12-31 | 365 | 7.9061 | 7 | 0.90608
54557 | 6 | 1 | 2018-12-31 | 2019-12-31 | 365 | 6.8748 | 6 | 0.87485
54650 | 4.725 | 1 | 2018-12-31 | 2019-12-31 | 365 | 5.4139 | 5 | 0.41394
44639 | 25.2 | 0.9 | 2018-12-31 | 2019-12-31 | 365 | 25.9869 | 25 | 0.98693
35281 | 38.4 | 0.9 | 2018-12-31 | 2019-12-31 | 365 | 39.5991 | 39 | 0.59912
54637 | 5.85 | 1 | 2018-12-31 | 2019-12-31 | 365 | 6.703 | 6 | 0.70298
30727 | 443.085 | 1 | 2018-12-31 | 2019-12-31 | 365 | 507.6903 | 507 | 0.69034
54639 | 3.36 | 1 | 2018-12-31 | 2019-12-31 | 365 | 3.8499 | 3 | 0.84991
50232 | 6.24 | 1 | 2018-12-31 | 2019-12-31 | 365 | 7.1498 | 7 | 0.14984
41333 | 7.935 | 1 | 2018-12-31 | 2019-12-31 | 365 | 9.092 | 9 | 0.091986
49149 | 5.04 | 1 | 2018-12-31 | 2019-12-31 | 365 | 5.7749 | 5 | 0.77487
46495 | 4.2 | 1 | 2018-12-31 | 2019-12-31 | 365 | 4.8124 | 4 | 0.81239
54831 | 6.6 | 1 | 2018-12-31 | 2019-12-31 | 365 | 7.5623 | 7 | 0.56233
44327 | 8.82 | 1 | 2018-12-31 | 2019-12-31 | 365 | 10.106 | 10 | 0.10603
54843 | 14.49 | 1 | 2018-12-31 | 2019-12-31 | 365 | 16.6028 | 16 | 0.60276
48878 | 7.848 | 1 | 2018-12-31 | 2019-12-31 | 365 | 8.9923 | 8 | 0.9923
54916 | 9.36 | 1 | 2018-12-31 | 2019-12-31 | 365 | 10.7248 | 10 | 0.72476
54911 | 9 | 1 | 2018-12-31 | 2019-12-31 | 365 | 10.3123 | 10 | 0.31227
50239 | 8.19 | 1 | 2018-12-31 | 2019-12-31 | 365 | 9.3842 | 9 | 0.38417
44043 | 8.829 | 1 | 2018-12-31 | 2019-12-31 | 365 | 10.1163 | 10 | 0.11634
41378 | 11.2 | 1 | 2018-12-31 | 2019-12-31 | 365 | 12.833 | 12 | 0.83305
44314 | 6.615 | 1 | 2018-12-31 | 2019-12-31 | 365 | 7.5795 | 7 | 0.57952
55122 | 9.3 | 1 | 2018-12-31 | 2019-12-31 | 365 | 10.656 | 10 | 0.65601
48521 | 9.52 | 1 | 2018-12-31 | 2019-12-31 | 365 | 10.9081 | 10 | 0.90809
55121 | 9.3 | 1 | 2018-12-31 | 2019-12-31 | 365 | 10.656 | 10 | 0.65601
55128 | 7.125 | 1 | 2018-12-31 | 2019-12-31 | 365 | 8.1639 | 8 | 0.16388
55127 | 4.2 | 1 | 2018-12-31 | 2019-12-31 | 365 | 4.8124 | 4 | 0.81239
44056 | 9.45 | 1 | 2018-12-31 | 2019-12-31 | 365 | 10.8279 | 10 | 0.82789
55129 | 8.4 | 1 | 2018-12-31 | 2019-12-31 | 365 | 9.6248 | 9 | 0.62479
50137 | 15.39 | 1 | 2018-12-31 | 2019-12-31 | 365 | 17.634 | 17 | 0.63399
55135 | 5.3 | 1 | 2018-12-31 | 2019-12-31 | 365 | 6.0728 | 6 | 0.072782
55448 | 8.835 | 1 | 2018-12-31 | 2019-12-31 | 365 | 10.1232 | 10 | 0.12321
54641 | 5.7 | 1 | 2018-12-31 | 2019-12-31 | 365 | 6.5311 | 6 | 0.53111
44055 | 8.502 | 1 | 2018-12-31 | 2019-12-31 | 365 | 9.7417 | 9 | 0.74166
48539 | 5.22 | 1 | 2018-12-31 | 2019-12-31 | 365 | 5.9811 | 5 | 0.98112
49017 | 11.2 | 1 | 2018-12-31 | 2019-12-31 | 365 | 12.833 | 12 | 0.83305
44309 | 7.245 | 1 | 2018-12-31 | 2019-12-31 | 365 | 8.3014 | 8 | 0.30138
55289 | 11.115 | 1 | 2018-12-31 | 2019-12-31 | 365 | 12.7357 | 12 | 0.73566
47680 | 8.96 | 1 | 2018-12-31 | 2019-12-31 | 365 | 10.2664 | 10 | 0.26644
47338 | 5.76 | 1 | 2018-12-31 | 2019-12-31 | 365 | 6.5999 | 6 | 0.59985
55294 | 9.45 | 1 | 2018-12-31 | 2019-12-31 | 365 | 10.8279 | 10 | 0.82789
55726 | 11.115 | 1 | 2018-12-31 | 2019-12-31 | 365 | 12.7357 | 12 | 0.73566
55730 | 6.12 | 1 | 2018-12-31 | 2019-12-31 | 365 | 7.0123 | 7 | 0.012345
55724 | 5.035 | 1 | 2018-12-31 | 2019-12-31 | 365 | 5.7691 | 5 | 0.76914
55714 | 3.72 | 1 | 2018-12-31 | 2019-12-31 | 365 | 4.2624 | 4 | 0.26241
55709 | 11.34 | 1 | 2018-12-31 | 2019-12-31 | 365 | 12.9935 | 12 | 0.99346
55531 | 7.56 | 1 | 2018-12-31 | 2019-12-31 | 365 | 8.6623 | 8 | 0.66231
55459 | 9.975 | 1 | 2018-12-31 | 2019-12-31 | 365 | 11.4294 | 11 | 0.42943
55545 | 9.45 | 1 | 2018-12-31 | 2019-12-31 | 365 | 10.8279 | 10 | 0.82789
55544 | 7.44 | 1 | 2018-12-31 | 2019-12-31 | 365 | 8.5248 | 8 | 0.52481
55425 | 6.2 | 1 | 2018-12-31 | 2019-12-31 | 365 | 7.104 | 7 | 0.10401
55451 | 5 | 1 | 2018-12-31 | 2019-12-31 | 365 | 5.729 | 5 | 0.72904
55550 | 5.1 | 1 | 2018-12-31 | 2019-12-31 | 365 | 5.8436 | 5 | 0.84362
55533 | 6.9 | 1 | 2018-12-31 | 2019-12-31 | 365 | 7.9061 | 7 | 0.90608
56806 | 6.3 | 1 | 2018-12-31 | 2019-12-31 | 365 | 7.2186 | 7 | 0.21859
56796 | 6.625 | 1 | 2018-12-31 | 2019-12-31 | 365 | 7.591 | 7 | 0.59098
43565 | 14.1 | 1 | 2018-12-31 | 2019-12-31 | 365 | 16.1559 | 16 | 0.15589
56820 | 10.8 | 1 | 2018-12-31 | 2019-12-31 | 365 | 12.3747 | 12 | 0.37473
35349 | 35.88 | 0.9 | 2018-12-31 | 2019-12-31 | 365 | 37.0004 | 37 | 0.00043194
55713 | 10.83 | 1 | 2018-12-31 | 2019-12-31 | 365 | 12.4091 | 12 | 0.4091
55720 | 5.1 | 1 | 2018-12-31 | 2019-12-31 | 365 | 5.8436 | 5 | 0.84362
55722 | 5.8 | 1 | 2018-12-31 | 2019-12-31 | 365 | 6.6457 | 6 | 0.64569
55739 | 5.985 | 1 | 2018-12-31 | 2019-12-31 | 365 | 6.8577 | 6 | 0.85766
55740 | 7.8 | 1 | 2018-12-31 | 2019-12-31 | 365 | 8.9373 | 8 | 0.9373
55721 | 9.88 | 1 | 2018-12-31 | 2019-12-31 | 365 | 11.3206 | 11 | 0.32058
55737 | 10.26 | 1 | 2018-12-31 | 2019-12-31 | 365 | 11.756 | 11 | 0.75599
55760 | 9.3 | 1 | 2018-12-31 | 2019-12-31 | 365 | 10.656 | 10 | 0.65601
57685 | 6.21 | 1 | 2018-12-31 | 2019-12-31 | 365 | 7.1155 | 7 | 0.11547
57548 | 7.83 | 1 | 2018-12-31 | 2019-12-31 | 365 | 8.9717 | 8 | 0.97168
57682 | 14.04 | 1 | 2018-12-31 | 2019-12-31 | 365 | 16.0871 | 16 | 0.087144
57610 | 10.4 | 1 | 2018-12-31 | 2019-12-31 | 365 | 11.9164 | 11 | 0.9164
57612 | 9.3 | 1 | 2018-12-31 | 2019-12-31 | 365 | 10.656 | 10 | 0.65601
57435 | 14.7 | 1 | 2018-12-31 | 2019-12-31 | 365 | 16.8434 | 16 | 0.84338
46819 | 5.67 | 1 | 2018-12-31 | 2019-12-31 | 365 | 6.4967 | 6 | 0.49673
57468 | 7.84 | 1 | 2018-12-31 | 2019-12-31 | 365 | 8.9831 | 8 | 0.98313
46835 | 7.56 | 1 | 2018-12-31 | 2019-12-31 | 365 | 8.6623 | 8 | 0.66231
57401 | 7.98 | 1 | 2018-12-31 | 2019-12-31 | 365 | 9.1435 | 9 | 0.14355
49916 | 7.2 | 1 | 2018-12-31 | 2019-12-31 | 365 | 8.2498 | 8 | 0.24982
57432 | 2.52 | 1 | 2018-12-31 | 2019-12-31 | 365 | 2.8874 | 2 | 0.88744
57400 | 11.445 | 1 | 2018-12-31 | 2019-12-31 | 365 | 13.1138 | 13 | 0.11377
47605 | 9.12 | 1 | 2018-12-31 | 2019-12-31 | 365 | 10.4498 | 10 | 0.44977
57613 | 3.9 | 1 | 2018-12-31 | 2019-12-31 | 365 | 4.4687 | 4 | 0.46865
57397 | 11.47 | 1 | 2018-12-31 | 2019-12-31 | 365 | 13.1424 | 13 | 0.14242
57396 | 9.765 | 1 | 2018-12-31 | 2019-12-31 | 365 | 11.1888 | 11 | 0.18882
57395 | 7.125 | 1 | 2018-12-31 | 2019-12-31 | 365 | 8.1639 | 8 | 0.16388
57393 | 5.83 | 1 | 2018-12-31 | 2019-12-31 | 365 | 6.6801 | 6 | 0.68006
57399 | 3.71 | 1 | 2018-12-31 | 2019-12-31 | 365 | 4.2509 | 4 | 0.25095
57467 | 9.12 | 1 | 2018-12-31 | 2019-12-31 | 365 | 10.4498 | 10 | 0.44977
57384 | 8.4 | 1 | 2018-12-31 | 2019-12-31 | 365 | 9.6248 | 9 | 0.62479
55330 | 7.8 | 1 | 2018-12-31 | 2019-12-31 | 365 | 8.9373 | 8 | 0.9373
57371 | 12.48 | 1 | 2018-12-31 | 2019-12-31 | 365 | 14.2997 | 14 | 0.29968
57377 | 9.8 | 1 | 2018-12-31 | 2019-12-31 | 365 | 11.2289 | 11 | 0.22892
57600 | 11.6 | 1 | 2018-12-31 | 2019-12-31 | 365 | 13.2914 | 13 | 0.29137
55116 | 6.63 | 1 | 2018-12-31 | 2019-12-31 | 365 | 7.5967 | 7 | 0.59671
55422 | 7.84 | 1 | 2018-12-31 | 2019-12-31 | 365 | 8.9831 | 8 | 0.98313
55457 | 8.84 | 1 | 2018-12-31 | 2019-12-31 | 365 | 10.1289 | 10 | 0.12894
55529 | 11.4 | 1 | 2018-12-31 | 2019-12-31 | 365 | 13.0622 | 13 | 0.062211
55543 | 5.25 | 1 | 2018-12-31 | 2019-12-31 | 365 | 6.0155 | 6 | 0.015492
45602 | 14.04 | 1 | 2018-12-31 | 2019-12-31 | 365 | 16.0871 | 16 | 0.087144
51309 | 7.28 | 1 | 2018-12-31 | 2019-12-31 | 365 | 8.3415 | 8 | 0.34148
46912 | 7.5 | 1 | 2018-12-31 | 2019-12-31 | 365 | 8.5936 | 8 | 0.59356
50283 | 8.64 | 1 | 2018-12-31 | 2019-12-31 | 365 | 9.8998 | 9 | 0.89978
57592 | 5.83 | 1 | 2018-12-31 | 2019-12-31 | 365 | 6.6801 | 6 | 0.68006
57608 | 9.5 | 1 | 2018-12-31 | 2019-12-31 | 365 | 10.8852 | 10 | 0.88518
57654 | 11.395 | 1 | 2018-12-31 | 2019-12-31 | 365 | 13.0565 | 13 | 0.056482
57558 | 11.685 | 1 | 2018-12-31 | 2019-12-31 | 365 | 13.3888 | 13 | 0.38877
57545 | 12.09 | 1 | 2018-12-31 | 2019-12-31 | 365 | 13.8528 | 13 | 0.85282
57605 | 4.845 | 1 | 2018-12-31 | 2019-12-31 | 365 | 5.5514 | 5 | 0.55144
57614 | 7 | 1 | 2018-12-31 | 2019-12-31 | 365 | 8.0207 | 8 | 0.020656
44084 | 11.34 | 1 | 2018-12-31 | 2019-12-31 | 365 | 12.9935 | 12 | 0.99346
45575 | 5.232 | 1 | 2018-12-31 | 2019-12-31 | 365 | 5.9949 | 5 | 0.99487
46844 | 7.521 | 1 | 2018-12-31 | 2019-12-31 | 365 | 8.6176 | 8 | 0.61762
48848 | 7.98 | 1 | 2018-12-31 | 2019-12-31 | 365 | 9.1435 | 9 | 0.14355
53305 | 5.1 | 1 | 2018-12-31 | 2019-12-31 | 365 | 5.8436 | 5 | 0.84362
54646 | 4.56 | 1 | 2018-12-31 | 2019-12-31 | 365 | 5.2249 | 5 | 0.22488
54810 | 9.45 | 1 | 2018-12-31 | 2019-12-31 | 365 | 10.8279 | 10 | 0.82789
54822 | 6.615 | 1 | 2018-12-31 | 2019-12-31 | 365 | 7.5795 | 7 | 0.57952
55342 | 6.24 | 1 | 2018-12-31 | 2019-12-31 | 365 | 7.1498 | 7 | 0.14984
55345 | 4.2 | 1 | 2018-12-31 | 2019-12-31 | 365 | 4.8124 | 4 | 0.81239
55348 | 14.31 | 1 | 2018-12-31 | 2019-12-31 | 365 | 16.3965 | 16 | 0.39651
56024 | 6.9 | 1 | 2018-12-31 | 2019-12-31 | 365 | 7.9061 | 7 | 0.90608
56619 | 6 | 1 | 2018-12-31 | 2019-12-31 | 365 | 6.8748 | 6 | 0.87485
56715 | 12 | 1 | 2018-12-31 | 2019-12-31 | 365 | 13.7497 | 13 | 0.7497
56901 | 12.19 | 1 | 2018-12-31 | 2019-12-31 | 365 | 13.9674 | 13 | 0.9674
57596 | 3.15 | 1 | 2018-12-31 | 2019-12-31 | 365 | 3.6093 | 3 | 0.6093
57357 | 12.19 | 1 | 2018-12-31 | 2019-12-31 | 365 | 13.9674 | 13 | 0.9674
57407 | 10.26 | 1 | 2018-12-31 | 2019-12-31 | 365 | 11.756 | 11 | 0.75599
56854 | 8.4 | 1 | 2018-12-31 | 2019-12-31 | 365 | 9.6248 | 9 | 0.62479
57364 | 7.2 | 1 | 2018-12-31 | 2019-12-31 | 365 | 8.2498 | 8 | 0.24982
56856 | 5.04 | 1 | 2018-12-31 | 2019-12-31 | 365 | 5.7749 | 5 | 0.77487
56839 | 11.2 | 1 | 2018-12-31 | 2019-12-31 | 365 | 12.833 | 12 | 0.83305
57419 | 5.7 | 1 | 2018-12-31 | 2019-12-31 | 365 | 6.5311 | 6 | 0.53111
56835 | 12.4 | 1 | 2018-12-31 | 2019-12-31 | 365 | 14.208 | 14 | 0.20802
56805 | 5.7 | 1 | 2018-12-31 | 2019-12-31 | 365 | 6.5311 | 6 | 0.53111
56716 | 7.2 | 1 | 2018-12-31 | 2019-12-31 | 365 | 8.2498 | 8 | 0.24982
57784 | 3.9 | 1 | 2018-12-31 | 2019-12-31 | 365 | 4.4687 | 4 | 0.46865
57822 | 9.765 | 1 | 2018-12-31 | 2019-12-31 | 365 | 11.1888 | 11 | 0.18882
51313 | 11.97 | 1 | 2018-12-31 | 2019-12-31 | 365 | 13.7153 | 13 | 0.71532
57717 | 4.8 | 1 | 2018-12-31 | 2019-12-31 | 365 | 5.4999 | 5 | 0.49988
51272 | 11.025 | 1 | 2018-12-31 | 2019-12-31 | 365 | 12.6325 | 12 | 0.63253
57716 | 4.905 | 1 | 2018-12-31 | 2019-12-31 | 365 | 5.6202 | 5 | 0.62019
57820 | 6.12 | 1 | 2018-12-31 | 2019-12-31 | 365 | 7.0123 | 7 | 0.012345
57707 | 14.4 | 1 | 2018-12-31 | 2019-12-31 | 365 | 16.4996 | 16 | 0.49964
57824 | 16.215 | 1 | 2018-12-31 | 2019-12-31 | 365 | 18.5793 | 18 | 0.57928
57712 | 17.4 | 1 | 2018-12-31 | 2019-12-31 | 365 | 19.9371 | 19 | 0.93706
57708 | 7.25 | 1 | 2018-12-31 | 2019-12-31 | 365 | 8.3071 | 8 | 0.30711
57709 | 3.9 | 1 | 2018-12-31 | 2019-12-31 | 365 | 4.4687 | 4 | 0.46865
57713 | 2.835 | 1 | 2018-12-31 | 2019-12-31 | 365 | 3.2484 | 3 | 0.24837
57706 | 4.41 | 1 | 2018-12-31 | 2019-12-31 | 365 | 5.053 | 5 | 0.053013
57655 | 5.3 | 1 | 2018-12-31 | 2019-12-31 | 365 | 6.0728 | 6 | 0.072782
57678 | 7.2 | 1 | 2018-12-31 | 2019-12-31 | 365 | 8.2498 | 8 | 0.24982
57703 | 6.6 | 1 | 2018-12-31 | 2019-12-31 | 365 | 7.5623 | 7 | 0.56233
57672 | 7.13 | 1 | 2018-12-31 | 2019-12-31 | 365 | 8.1696 | 8 | 0.16961
57710 | 6.76 | 1 | 2018-12-31 | 2019-12-31 | 365 | 7.7457 | 7 | 0.74566
57749 | 9.405 | 1 | 2018-12-31 | 2019-12-31 | 365 | 10.7763 | 10 | 0.77632
57390 | 11.34 | 1 | 2018-12-31 | 2019-12-31 | 365 | 12.9935 | 12 | 0.99346
57813 | 6.9 | 1 | 2018-12-31 | 2019-12-31 | 365 | 7.9061 | 7 | 0.90608
57412 | 2.7 | 1 | 2018-12-31 | 2019-12-31 | 365 | 3.0937 | 3 | 0.093682
57418 | 10.2 | 1 | 2018-12-31 | 2019-12-31 | 365 | 11.6872 | 11 | 0.68724
57617 | 5.76 | 1 | 2018-12-31 | 2019-12-31 | 365 | 6.5999 | 6 | 0.59985
56833 | 3.3 | 1 | 2018-12-31 | 2019-12-31 | 365 | 3.7812 | 3 | 0.78117
56368 | 11.025 | 1 | 2018-12-31 | 2019-12-31 | 365 | 12.6325 | 12 | 0.63253
56366 | 4.55 | 1 | 2018-12-31 | 2019-12-31 | 365 | 5.2134 | 5 | 0.21343
56797 | 11.66 | 1 | 2018-12-31 | 2019-12-31 | 365 | 13.3601 | 13 | 0.36012
56361 | 5.13 | 1 | 2018-12-31 | 2019-12-31 | 365 | 5.878 | 5 | 0.878
56367 | 4.485 | 1 | 2018-12-31 | 2019-12-31 | 365 | 5.1389 | 5 | 0.13895
56705 | 9.45 | 1 | 2018-12-31 | 2019-12-31 | 365 | 10.8279 | 10 | 0.82789
56357 | 4.96 | 1 | 2018-12-31 | 2019-12-31 | 365 | 5.6832 | 5 | 0.68321
56355 | 8 | 1 | 2018-12-31 | 2019-12-31 | 365 | 9.1665 | 9 | 0.16646
57669 | 4.68 | 1 | 2018-12-31 | 2019-12-31 | 365 | 5.3624 | 5 | 0.36238
56296 | 6.867 | 1 | 2018-12-31 | 2019-12-31 | 365 | 7.8683 | 7 | 0.86826
56292 | 8.12 | 1 | 2018-12-31 | 2019-12-31 | 365 | 9.304 | 9 | 0.30396
56362 | 6.3 | 1 | 2018-12-31 | 2019-12-31 | 365 | 7.2186 | 7 | 0.21859
56224 | 4.83 | 1 | 2018-12-31 | 2019-12-31 | 365 | 5.5343 | 5 | 0.53425
54836 | 12.19 | 1 | 2018-12-31 | 2019-12-31 | 365 | 13.9674 | 13 | 0.9674
56220 | 5.4 | 1 | 2018-12-31 | 2019-12-31 | 365 | 6.1874 | 6 | 0.18736
56095 | 8.265 | 1 | 2018-12-31 | 2019-12-31 | 365 | 9.4701 | 9 | 0.4701
55450 | 2.85 | 1 | 2018-12-31 | 2019-12-31 | 365 | 3.2656 | 3 | 0.26555
46862 | 6.615 | 1 | 2018-12-31 | 2019-12-31 | 365 | 7.5795 | 7 | 0.57952
56055 | 9.8 | 1 | 2018-12-31 | 2019-12-31 | 365 | 11.2289 | 11 | 0.22892
57615 | 7.56 | 1 | 2018-12-31 | 2019-12-31 | 365 | 8.6623 | 8 | 0.66231
56034 | 6.3 | 1 | 2018-12-31 | 2019-12-31 | 365 | 7.2186 | 7 | 0.21859
56033 | 6.2 | 1 | 2018-12-31 | 2019-12-31 | 365 | 7.104 | 7 | 0.10401
55449 | 6.44 | 1 | 2018-12-31 | 2019-12-31 | 365 | 7.379 | 7 | 0.379
56029 | 11.34 | 1 | 2018-12-31 | 2019-12-31 | 365 | 12.9935 | 12 | 0.99346
57827 | 11.97 | 1 | 2018-12-31 | 2019-12-31 | 365 | 13.7153 | 13 | 0.71532
56031 | 5.67 | 1 | 2018-12-31 | 2019-12-31 | 365 | 6.4967 | 6 | 0.49673
56022 | 14.72 | 1 | 2018-12-31 | 2019-12-31 | 365 | 16.8663 | 16 | 0.86629
56025 | 5.13 | 1 | 2018-12-31 | 2019-12-31 | 365 | 5.878 | 5 | 0.878
56056 | 6.27 | 1 | 2018-12-31 | 2019-12-31 | 365 | 7.1842 | 7 | 0.18422
55987 | 7.56 | 1 | 2018-12-31 | 2019-12-31 | 365 | 8.6623 | 8 | 0.66231
55452 | 5.559 | 1 | 2018-12-31 | 2019-12-31 | 365 | 6.3695 | 6 | 0.36955
55939 | 8.56 | 1 | 2018-12-31 | 2019-12-31 | 365 | 9.8081 | 9 | 0.80812
56212 | 7.28 | 1 | 2018-12-31 | 2019-12-31 | 365 | 8.3415 | 8 | 0.34148
55937 | 4.65 | 1 | 2018-12-31 | 2019-12-31 | 365 | 5.328 | 5 | 0.32801
55933 | 11.97 | 1 | 2018-12-31 | 2019-12-31 | 365 | 13.7153 | 13 | 0.71532
56009 | 5.7 | 1 | 2018-12-31 | 2019-12-31 | 365 | 6.5311 | 6 | 0.53111
55932 | 9 | 1 | 2018-12-31 | 2019-12-31 | 365 | 10.3123 | 10 | 0.31227
56023 | 4.251 | 1 | 2018-12-31 | 2019-12-31 | 365 | 4.8708 | 4 | 0.87083
55837 | 14.88 | 1 | 2018-12-31 | 2019-12-31 | 365 | 17.0496 | 17 | 0.049623
55927 | 8.82 | 1 | 2018-12-31 | 2019-12-31 | 365 | 10.106 | 10 | 0.10603
47310 | 9.9 | 1 | 2018-12-31 | 2019-12-31 | 365 | 11.3435 | 11 | 0.3435
56054 | 3.445 | 1 | 2018-12-31 | 2019-12-31 | 365 | 3.9473 | 3 | 0.94731
55829 | 3.64 | 1 | 2018-12-31 | 2019-12-31 | 365 | 4.1707 | 4 | 0.17074
55935 | 5.13 | 1 | 2018-12-31 | 2019-12-31 | 365 | 5.878 | 5 | 0.878
55833 | 4.2 | 1 | 2018-12-31 | 2019-12-31 | 365 | 4.8124 | 4 | 0.81239
55808 | 5.2 | 1 | 2018-12-31 | 2019-12-31 | 365 | 5.9582 | 5 | 0.9582
55806 | 18.9 | 1 | 2018-12-31 | 2019-12-31 | 365 | 21.6558 | 21 | 0.65577
55803 | 6.4 | 1 | 2018-12-31 | 2019-12-31 | 365 | 7.3332 | 7 | 0.33317
55763 | 9.9 | 1 | 2018-12-31 | 2019-12-31 | 365 | 11.3435 | 11 | 0.3435
57789 | 5.2 | 1 | 2018-12-31 | 2019-12-31 | 365 | 5.9582 | 5 | 0.9582
47607 | 9.45 | 1 | 2018-12-31 | 2019-12-31 | 365 | 10.8279 | 10 | 0.82789
49902 | 4.725 | 1 | 2018-12-31 | 2019-12-31 | 365 | 5.4139 | 5 | 0.41394
47317 | 5.67 | 1 | 2018-12-31 | 2019-12-31 | 365 | 6.4967 | 6 | 0.49673
41566 | 12.6 | 1 | 2018-12-31 | 2019-12-31 | 365 | 14.4372 | 14 | 0.43718
49180 | 14.88 | 1 | 2018-12-31 | 2019-12-31 | 365 | 17.0496 | 17 | 0.049623
45599 | 15 | 1 | 2018-12-31 | 2019-12-31 | 365 | 17.1871 | 17 | 0.18712
45636 | 7.8 | 1 | 2018-12-31 | 2019-12-31 | 365 | 8.9373 | 8 | 0.9373
49716 | 12.75 | 1 | 2018-12-31 | 2019-12-31 | 365 | 14.6091 | 14 | 0.60905
46858 | 11.97 | 1 | 2018-12-31 | 2019-12-31 | 365 | 13.7153 | 13 | 0.71532
45555 | 6.84 | 1 | 2018-12-31 | 2019-12-31 | 365 | 7.8373 | 7 | 0.83733
50681 | 4.725 | 1 | 2018-12-31 | 2019-12-31 | 365 | 5.4139 | 5 | 0.41394
45220 | 4.905 | 1 | 2018-12-31 | 2019-12-31 | 365 | 5.6202 | 5 | 0.62019
45573 | 7 | 1 | 2018-12-31 | 2019-12-31 | 365 | 8.0207 | 8 | 0.020656
47676 | 9.9 | 1 | 2018-12-31 | 2019-12-31 | 365 | 11.3435 | 11 | 0.3435
48831 | 7.98 | 1 | 2018-12-31 | 2019-12-31 | 365 | 9.1435 | 9 | 0.14355
48868 | 7.68 | 1 | 2018-12-31 | 2019-12-31 | 365 | 8.7998 | 8 | 0.79981
47432 | 17.01 | 1 | 2018-12-31 | 2019-12-31 | 365 | 19.4902 | 19 | 0.49019
50163 | 12.4 | 1 | 2018-12-31 | 2019-12-31 | 365 | 14.208 | 14 | 0.20802
46383 | 6.555 | 1 | 2018-12-31 | 2019-12-31 | 365 | 7.5108 | 7 | 0.51077
44384 | 15.75 | 1 | 2018-12-31 | 2019-12-31 | 365 | 18.0465 | 18 | 0.046476
44385 | 10.08 | 1 | 2018-12-31 | 2019-12-31 | 365 | 11.5497 | 11 | 0.54974
41529 | 8.19 | 1 | 2018-12-31 | 2019-12-31 | 365 | 9.3842 | 9 | 0.38417
45568 | 5.25 | 1 | 2018-12-31 | 2019-12-31 | 365 | 6.0155 | 6 | 0.015492
45556 | 7.98 | 1 | 2018-12-31 | 2019-12-31 | 365 | 9.1435 | 9 | 0.14355
48536 | 9 | 1 | 2018-12-31 | 2019-12-31 | 365 | 10.3123 | 10 | 0.31227
55130 | 8.4 | 1 | 2018-12-31 | 2019-12-31 | 365 | 9.6248 | 9 | 0.62479
45210 | 9.45 | 1 | 2018-12-31 | 2019-12-31 | 365 | 10.8279 | 10 | 0.82789
43471 | 12.6 | 1 | 2018-12-31 | 2019-12-31 | 365 | 14.4372 | 14 | 0.43718
47615 | 8.28 | 1 | 2018-12-31 | 2019-12-31 | 365 | 9.4873 | 9 | 0.48729
46852 | 7.2 | 1 | 2018-12-31 | 2019-12-31 | 365 | 8.2498 | 8 | 0.24982
45216 | 5.67 | 1 | 2018-12-31 | 2019-12-31 | 365 | 6.4967 | 6 | 0.49673
45569 | 7.848 | 1 | 2018-12-31 | 2019-12-31 | 365 | 8.9923 | 8 | 0.9923
51300 | 7.015 | 1 | 2018-12-31 | 2019-12-31 | 365 | 8.0378 | 8 | 0.037843
49153 | 11.97 | 1 | 2018-12-31 | 2019-12-31 | 365 | 13.7153 | 13 | 0.71532
47404 | 10.56 | 1 | 2018-12-31 | 2019-12-31 | 365 | 12.0997 | 12 | 0.099732
49723 | 5.67 | 1 | 2018-12-31 | 2019-12-31 | 365 | 6.4967 | 6 | 0.49673
46390 | 9.3 | 1 | 2018-12-31 | 2019-12-31 | 365 | 10.656 | 10 | 0.65601
49505 | 7.521 | 1 | 2018-12-31 | 2019-12-31 | 365 | 8.6176 | 8 | 0.61762
46874 | 4.93 | 1 | 2018-12-31 | 2019-12-31 | 365 | 5.6488 | 5 | 0.64883
48864 | 11.6 | 1 | 2018-12-31 | 2019-12-31 | 365 | 13.2914 | 13 | 0.29137
44416 | 5.13 | 1 | 2018-12-31 | 2019-12-31 | 365 | 5.878 | 5 | 0.878
49530 | 5.4 | 1 | 2018-12-31 | 2019-12-31 | 365 | 6.1874 | 6 | 0.18736
49331 | 11.7 | 1 | 2018-12-31 | 2019-12-31 | 365 | 13.406 | 13 | 0.40595
47407 | 11.772 | 1 | 2018-12-31 | 2019-12-31 | 365 | 13.4885 | 13 | 0.48845
48249 | 11.5 | 1 | 2018-12-31 | 2019-12-31 | 365 | 13.1768 | 13 | 0.17679
49028 | 10.464 | 1 | 2018-12-31 | 2019-12-31 | 365 | 11.9897 | 11 | 0.98973
49907 | 10.71 | 1 | 2018-12-31 | 2019-12-31 | 365 | 12.2716 | 12 | 0.2716
49500 | 13.5 | 1 | 2018-12-31 | 2019-12-31 | 365 | 15.4684 | 15 | 0.46841
49184 | 12.21 | 1 | 2018-12-31 | 2019-12-31 | 365 | 13.9903 | 13 | 0.99032
50154 | 15 | 1 | 2018-12-31 | 2019-12-31 | 365 | 17.1871 | 17 | 0.18712
54289 | 10.4 | 1 | 2018-12-31 | 2019-12-31 | 365 | 11.9164 | 11 | 0.9164
54568 | 5.67 | 1 | 2018-12-31 | 2019-12-31 | 365 | 6.4967 | 6 | 0.49673
47417 | 8.82 | 1 | 2018-12-31 | 2019-12-31 | 365 | 10.106 | 10 | 0.10603
51262 | 5.1 | 1 | 2018-12-31 | 2019-12-31 | 365 | 5.8436 | 5 | 0.84362
56239 | 9.62 | 1 | 2018-12-31 | 2019-12-31 | 365 | 11.0227 | 11 | 0.022673
45536 | 8.97 | 1 | 2018-12-31 | 2019-12-31 | 365 | 10.2779 | 10 | 0.2779
49040 | 6.615 | 1 | 2018-12-31 | 2019-12-31 | 365 | 7.5795 | 7 | 0.57952
44417 | 8.75 | 1 | 2018-12-31 | 2019-12-31 | 365 | 10.0258 | 10 | 0.02582
55548 | 4.2 | 1 | 2018-12-31 | 2019-12-31 | 365 | 4.8124 | 4 | 0.81239
50236 | 9.9 | 1 | 2018-12-31 | 2019-12-31 | 365 | 11.3435 | 11 | 0.3435
48282 | 9 | 1 | 2018-12-31 | 2019-12-31 | 365 | 10.3123 | 10 | 0.31227
50002 | 7.59 | 1 | 2018-12-31 | 2019-12-31 | 365 | 8.6967 | 8 | 0.69668
44748 | 9.9 | 1 | 2018-12-31 | 2019-12-31 | 365 | 11.3435 | 11 | 0.3435
57962 | 5.1 | 1 | 2018-12-31 | 2019-12-31 | 365 | 5.8436 | 5 | 0.84362
55418 | 9.975 | 1 | 2018-12-31 | 2019-12-31 | 365 | 11.4294 | 11 | 0.42943
44398 | 9.81 | 1 | 2018-12-31 | 2019-12-31 | 365 | 11.2404 | 11 | 0.24038
49173 | 7.28 | 1 | 2018-12-31 | 2019-12-31 | 365 | 8.3415 | 8 | 0.34148
46845 | 6 | 1 | 2018-12-31 | 2019-12-31 | 365 | 6.8748 | 6 | 0.87485
49474 | 3.08 | 1 | 2018-12-31 | 2019-12-31 | 365 | 3.5291 | 3 | 0.52909
43940 | 5.4 | 1 | 2018-12-31 | 2019-12-31 | 365 | 6.1874 | 6 | 0.18736
49910 | 3.5 | 1 | 2018-12-31 | 2019-12-31 | 365 | 4.0103 | 4 | 0.010328
44428 | 6.75 | 1 | 2018-12-31 | 2019-12-31 | 365 | 7.7342 | 7 | 0.7342
57748 | 7.848 | 1 | 2018-12-31 | 2019-12-31 | 365 | 8.9923 | 8 | 0.9923
46406 | 4.251 | 1 | 2018-12-31 | 2019-12-31 | 365 | 4.8708 | 4 | 0.87083
47641 | 8.505 | 1 | 2018-12-31 | 2019-12-31 | 365 | 9.7451 | 9 | 0.7451
49056 | 4.5 | 1 | 2018-12-31 | 2019-12-31 | 365 | 5.1561 | 5 | 0.15614
48482 | 10.395 | 1 | 2018-12-31 | 2019-12-31 | 365 | 11.9107 | 11 | 0.91067
50223 | 14.3 | 1 | 2018-12-31 | 2019-12-31 | 365 | 16.3851 | 16 | 0.38505
45222 | 11.4 | 1 | 2018-12-31 | 2019-12-31 | 365 | 13.0622 | 13 | 0.062211
55821 | 9 | 1 | 2018-12-31 | 2019-12-31 | 365 | 10.3123 | 10 | 0.31227
56295 | 3.12 | 1 | 2018-12-31 | 2019-12-31 | 365 | 3.5749 | 3 | 0.57492
55985 | 25.16 | 0.9 | 2018-12-31 | 2019-12-31 | 365 | 25.9457 | 25 | 0.94568
56216 | 11.925 | 1 | 2018-12-31 | 2019-12-31 | 365 | 13.6638 | 13 | 0.66376
55812 | 10.4 | 1 | 2018-12-31 | 2019-12-31 | 365 | 11.9164 | 11 | 0.9164
55731 | 7.15 | 1 | 2018-12-31 | 2019-12-31 | 365 | 8.1925 | 8 | 0.19253
56838 | 9.61 | 1 | 2018-12-31 | 2019-12-31 | 365 | 11.0112 | 11 | 0.011215
55123 | 6.48 | 1 | 2018-12-31 | 2019-12-31 | 365 | 7.4248 | 7 | 0.42484
57616 | 8.829 | 1 | 2018-12-31 | 2019-12-31 | 365 | 10.1163 | 10 | 0.11634
57389 | 9.38 | 1 | 2018-12-31 | 2019-12-31 | 365 | 10.7477 | 10 | 0.74768
48274 | 3.24 | 1 | 2018-12-31 | 2019-12-31 | 365 | 3.7124 | 3 | 0.71242
58081 | 11.2 | 1 | 2018-12-31 | 2019-12-31 | 365 | 12.833 | 12 | 0.83305
58077 | 5.985 | 1 | 2018-12-31 | 2019-12-31 | 365 | 6.8577 | 6 | 0.85766
58075 | 9.81 | 1 | 2018-12-31 | 2019-12-31 | 365 | 11.2404 | 11 | 0.24038
58079 | 9.01 | 1 | 2018-12-31 | 2019-12-31 | 365 | 10.3237 | 10 | 0.32373
57996 | 5.225 | 1 | 2018-12-31 | 2019-12-31 | 365 | 5.9868 | 5 | 0.98685
58020 | 6.25 | 1 | 2018-12-31 | 2019-12-31 | 365 | 7.1613 | 7 | 0.1613
57989 | 5.32 | 1 | 2018-12-31 | 2019-12-31 | 365 | 6.0957 | 6 | 0.095699
49734 | 5.232 | 1 | 2018-12-31 | 2019-12-31 | 365 | 5.9949 | 5 | 0.99487
58084 | 9.81 | 1 | 2018-12-31 | 2019-12-31 | 365 | 11.2404 | 11 | 0.24038
51253 | 3.78 | 1 | 2018-12-31 | 2019-12-31 | 365 | 4.3312 | 4 | 0.33115
56356 | 7.56 | 1 | 2018-12-31 | 2019-12-31 | 365 | 8.6623 | 8 | 0.66231
56354 | 5 | 1 | 2018-12-31 | 2019-12-31 | 365 | 5.729 | 5 | 0.72904
57963 | 7.56 | 1 | 2018-12-31 | 2019-12-31 | 365 | 8.6623 | 8 | 0.66231
44770 | 8.829 | 1 | 2018-12-31 | 2019-12-31 | 365 | 10.1163 | 10 | 0.11634
44363 | 3.5 | 1 | 2018-12-31 | 2019-12-31 | 365 | 4.0103 | 4 | 0.010328
57704 | 26.505 | 0.9 | 2018-12-31 | 2019-12-31 | 365 | 27.3327 | 27 | 0.33268
58009 | 24.96 | 1 | 2018-12-31 | 2019-12-31 | 365 | 28.5994 | 28 | 0.59937
46310 | 8.96 | 1 | 2018-12-31 | 2019-12-31 | 365 | 10.2664 | 10 | 0.26644
50013 | 3.78 | 1 | 2018-12-31 | 2019-12-31 | 365 | 4.3312 | 4 | 0.33115
51284 | 4.94 | 1 | 2018-12-31 | 2019-12-31 | 365 | 5.6603 | 5 | 0.66029
50687 | 14.5 | 1 | 2018-12-31 | 2019-12-31 | 365 | 16.6142 | 16 | 0.61422
56019 | 31.5 | 0.9 | 2018-12-31 | 2019-12-31 | 365 | 32.4837 | 32 | 0.48366
35295 | 50.22 | 0.9 | 2018-12-31 | 2019-12-31 | 365 | 51.7882 | 51 | 0.78823
35261 | 31.05 | 0.9 | 2018-12-31 | 2019-12-31 | 365 | 32.0196 | 32 | 0.019605
35276 | 78.08 | 0.9 | 2018-12-31 | 2019-12-31 | 365 | 80.5182 | 80 | 0.51822
34857 | 78.08 | 0.9 | 2018-12-31 | 2019-12-31 | 365 | 80.5182 | 80 | 0.51822
34990 | 78.08 | 0.9 | 2018-12-31 | 2019-12-31 | 365 | 80.5182 | 80 | 0.51822
34977 | 78.08 | 0.9 | 2018-12-31 | 2019-12-31 | 365 | 80.5182 | 80 | 0.51822
45552 | 7.194 | 1 | 2018-12-31 | 2019-12-31 | 365 | 8.2429 | 8 | 0.24294
47427 | 3.9 | 1 | 2018-12-31 | 2019-12-31 | 365 | 4.4687 | 4 | 0.46865
45175 | 6.24 | 1 | 2018-12-31 | 2019-12-31 | 365 | 7.1498 | 7 | 0.14984
44052 | 5.886 | 1 | 2018-12-31 | 2019-12-31 | 365 | 6.7442 | 6 | 0.74423
43944 | 5.04 | 1 | 2018-12-31 | 2019-12-31 | 365 | 5.7749 | 5 | 0.77487
56525 | 6.5 | 1 | 2018-12-31 | 2019-12-31 | 365 | 7.4478 | 7 | 0.44775
57964 | 5.232 | 1 | 2018-12-31 | 2019-12-31 | 365 | 5.9949 | 5 | 0.99487
34860 | 78.08 | 0.9 | 2018-12-31 | 2019-12-31 | 365 | 80.5182 | 80 | 0.51822
35189 | 78.08 | 0.9 | 2018-12-31 | 2019-12-31 | 365 | 80.5182 | 80 | 0.51822
34992 | 78.08 | 0.9 | 2018-12-31 | 2019-12-31 | 365 | 80.5182 | 80 | 0.51822
35020 | 78.08 | 0.9 | 2018-12-31 | 2019-12-31 | 365 | 80.5182 | 80 | 0.51822
34871 | 78.08 | 0.9 | 2018-12-31 | 2019-12-31 | 365 | 80.5182 | 80 | 0.51822
35297 | 94.72 | 0.9 | 2018-12-31 | 2019-12-31 | 365 | 97.6778 | 97 | 0.67784
50692 | 9.975 | 1 | 2018-12-31 | 2019-12-31 | 365 | 11.4294 | 11 | 0.42943
58129 | 27.56 | 0.9 | 2018-12-31 | 2019-12-31 | 365 | 28.4206 | 28 | 0.42062
47313 | 12 | 1 | 2018-12-31 | 2019-12-31 | 365 | 13.7497 | 13 | 0.7497
45207 | 11.772 | 1 | 2018-12-31 | 2019-12-31 | 365 | 13.4885 | 13 | 0.48845
51295 | 12.48 | 1 | 2018-12-31 | 2019-12-31 | 365 | 14.2997 | 14 | 0.29968
43564 | 16.8 | 1 | 2018-12-31 | 2019-12-31 | 365 | 19.2496 | 19 | 0.24957
43563 | 18 | 1 | 2018-12-31 | 2019-12-31 | 365 | 20.6245 | 20 | 0.62454
43561 | 16.8 | 1 | 2018-12-31 | 2019-12-31 | 365 | 19.2496 | 19 | 0.24957
43559 | 15.6 | 1 | 2018-12-31 | 2019-12-31 | 365 | 17.8746 | 17 | 0.8746
43557 | 15 | 1 | 2018-12-31 | 2019-12-31 | 365 | 17.1871 | 17 | 0.18712
43555 | 15.9 | 1 | 2018-12-31 | 2019-12-31 | 365 | 18.2183 | 18 | 0.21835
43556 | 15.6 | 1 | 2018-12-31 | 2019-12-31 | 365 | 17.8746 | 17 | 0.8746
43554 | 14.4 | 1 | 2018-12-31 | 2019-12-31 | 365 | 16.4996 | 16 | 0.49964
42025 | 8.5 | 1 | 2018-12-31 | 2019-12-31 | 365 | 9.7394 | 9 | 0.73937
46419 | 9.6 | 1 | 2018-12-31 | 2019-12-31 | 365 | 10.9998 | 10 | 0.99976
47656 | 3.78 | 1 | 2018-12-31 | 2019-12-31 | 365 | 4.3312 | 4 | 0.33115
46455 | 8.82 | 1 | 2018-12-31 | 2019-12-31 | 365 | 10.106 | 10 | 0.10603
49305 | 8.4 | 1 | 2018-12-31 | 2019-12-31 | 365 | 9.6248 | 9 | 0.62479
49048 | 6.615 | 1 | 2018-12-31 | 2019-12-31 | 365 | 7.5795 | 7 | 0.57952
45567 | 7 | 1 | 2018-12-31 | 2019-12-31 | 365 | 8.0207 | 8 | 0.020656
45563 | 5.75 | 1 | 2018-12-31 | 2019-12-31 | 365 | 6.5884 | 6 | 0.5884
49494 | 7.848 | 1 | 2018-12-31 | 2019-12-31 | 365 | 8.9923 | 8 | 0.9923
46474 | 5.88 | 1 | 2018-12-31 | 2019-12-31 | 365 | 6.7374 | 6 | 0.73735
45535 | 5.559 | 1 | 2018-12-31 | 2019-12-31 | 365 | 6.3695 | 6 | 0.36955
47673 | 7.42 | 1 | 2018-12-31 | 2019-12-31 | 365 | 8.5019 | 8 | 0.5019
57383 | 7.02 | 1 | 2018-12-31 | 2019-12-31 | 365 | 8.0436 | 8 | 0.043572
46843 | 5.559 | 1 | 2018-12-31 | 2019-12-31 | 365 | 6.3695 | 6 | 0.36955
50141 | 6.75 | 1 | 2018-12-31 | 2019-12-31 | 365 | 7.7342 | 7 | 0.7342
46841 | 6.5 | 1 | 2018-12-31 | 2019-12-31 | 365 | 7.4478 | 7 | 0.44775
43507 | 3.15 | 1 | 2018-12-31 | 2019-12-31 | 365 | 3.6093 | 3 | 0.6093
47608 | 4.8 | 1 | 2018-12-31 | 2019-12-31 | 365 | 5.4999 | 5 | 0.49988
44791 | 6.72 | 1 | 2018-12-31 | 2019-12-31 | 365 | 7.6998 | 7 | 0.69983
44036 | 2.5 | 1 | 2018-12-31 | 2019-12-31 | 365 | 2.8645 | 2 | 0.86452
46447 | 2.5 | 1 | 2018-12-31 | 2019-12-31 | 365 | 2.8645 | 2 | 0.86452
58525 | 12.6 | 1 | 2018-12-31 | 2019-12-31 | 365 | 14.4372 | 14 | 0.43718
58659 | 6.5 | 1 | 2018-12-31 | 2019-12-31 | 365 | 7.4478 | 7 | 0.44775
46399 | 5.13 | 1 | 2018-12-31 | 2019-12-31 | 365 | 5.878 | 5 | 0.878
58658 | 9.3 | 1 | 2018-12-31 | 2019-12-31 | 365 | 10.656 | 10 | 0.65601
58702 | 5.67 | 1 | 2018-12-31 | 2019-12-31 | 365 | 6.4967 | 6 | 0.49673
58700 | 8.32 | 1 | 2018-12-31 | 2019-12-31 | 365 | 9.5331 | 9 | 0.53312
58688 | 8.19 | 1 | 2018-12-31 | 2019-12-31 | 365 | 9.3842 | 9 | 0.38417
58657 | 4.56 | 1 | 2018-12-31 | 2019-12-31 | 365 | 5.2249 | 5 | 0.22488
58687 | 9.135 | 1 | 2018-12-31 | 2019-12-31 | 365 | 10.467 | 10 | 0.46696
58678 | 3.36 | 1 | 2018-12-31 | 2019-12-31 | 365 | 3.8499 | 3 | 0.84991
58675 | 9.9 | 1 | 2018-12-31 | 2019-12-31 | 365 | 11.3435 | 11 | 0.3435
46878 | 12.6 | 1 | 2018-12-31 | 2019-12-31 | 365 | 14.4372 | 14 | 0.43718
47323 | 10.395 | 1 | 2018-12-31 | 2019-12-31 | 365 | 11.9107 | 11 | 0.91067
58656 | 8.48 | 1 | 2018-12-31 | 2019-12-31 | 365 | 9.7165 | 9 | 0.71645
58666 | 10.54 | 1 | 2018-12-31 | 2019-12-31 | 365 | 12.0768 | 12 | 0.076816
58665 | 8.19 | 1 | 2018-12-31 | 2019-12-31 | 365 | 9.3842 | 9 | 0.38417
58664 | 12.48 | 1 | 2018-12-31 | 2019-12-31 | 365 | 14.2997 | 14 | 0.29968
58655 | 6.9 | 1 | 2018-12-31 | 2019-12-31 | 365 | 7.9061 | 7 | 0.90608
58427 | 13.16 | 1 | 2018-12-31 | 2019-12-31 | 365 | 15.0788 | 15 | 0.078833
58673 | 7.2 | 1 | 2018-12-31 | 2019-12-31 | 365 | 8.2498 | 8 | 0.24982
58667 | 7.95 | 1 | 2018-12-31 | 2019-12-31 | 365 | 9.1092 | 9 | 0.10917
58663 | 13.44 | 1 | 2018-12-31 | 2019-12-31 | 365 | 15.3997 | 15 | 0.39966
58662 | 11.685 | 1 | 2018-12-31 | 2019-12-31 | 365 | 13.3888 | 13 | 0.38877
58660 | 11.2 | 1 | 2018-12-31 | 2019-12-31 | 365 | 12.833 | 12 | 0.83305
58432 | 6.54 | 1 | 2018-12-31 | 2019-12-31 | 365 | 7.4936 | 7 | 0.49358
55936 | 4.68 | 1 | 2018-12-31 | 2019-12-31 | 365 | 5.3624 | 5 | 0.36238
58490 | 4.68 | 1 | 2018-12-31 | 2019-12-31 | 365 | 5.3624 | 5 | 0.36238
58422 | 13.76 | 1 | 2018-12-31 | 2019-12-31 | 365 | 15.7663 | 15 | 0.76632
58143 | 6 | 1 | 2018-12-31 | 2019-12-31 | 365 | 6.8748 | 6 | 0.87485
58619 | 5.72 | 1 | 2018-12-31 | 2019-12-31 | 365 | 6.554 | 6 | 0.55402
58616 | 6.9 | 1 | 2018-12-31 | 2019-12-31 | 365 | 7.9061 | 7 | 0.90608
58200 | 3.57 | 1 | 2018-12-31 | 2019-12-31 | 365 | 4.0905 | 4 | 0.090535
58614 | 4.03 | 1 | 2018-12-31 | 2019-12-31 | 365 | 4.6176 | 4 | 0.61761
58553 | 6.213 | 1 | 2018-12-31 | 2019-12-31 | 365 | 7.1189 | 7 | 0.11891
58552 | 9.156 | 1 | 2018-12-31 | 2019-12-31 | 365 | 10.491 | 10 | 0.49102
58551 | 5.886 | 1 | 2018-12-31 | 2019-12-31 | 365 | 6.7442 | 6 | 0.74423
58516 | 9.99 | 1 | 2018-12-31 | 2019-12-31 | 365 | 11.4466 | 11 | 0.44662
58223 | 11.7 | 1 | 2018-12-31 | 2019-12-31 | 365 | 13.406 | 13 | 0.40595
58140 | 11.34 | 1 | 2018-12-31 | 2019-12-31 | 365 | 12.9935 | 12 | 0.99346
58138 | 11.6 | 1 | 2018-12-31 | 2019-12-31 | 365 | 13.2914 | 13 | 0.29137
44756 | 10.71 | 1 | 2018-12-31 | 2019-12-31 | 365 | 12.2716 | 12 | 0.2716
49905 | 6.3 | 1 | 2018-12-31 | 2019-12-31 | 365 | 7.2186 | 7 | 0.21859
46348 | 13.8 | 1 | 2018-12-31 | 2019-12-31 | 365 | 15.8122 | 15 | 0.81215
49475 | 11.7 | 1 | 2018-12-31 | 2019-12-31 | 365 | 13.406 | 13 | 0.40595
46872 | 10.395 | 1 | 2018-12-31 | 2019-12-31 | 365 | 11.9107 | 11 | 0.91067
47420 | 10.08 | 1 | 2018-12-31 | 2019-12-31 | 365 | 11.5497 | 11 | 0.54974
49318 | 15.12 | 1 | 2018-12-31 | 2019-12-31 | 365 | 17.3246 | 17 | 0.32462
48285 | 10.71 | 1 | 2018-12-31 | 2019-12-31 | 365 | 12.2716 | 12 | 0.2716
47398 | 10.08 | 1 | 2018-12-31 | 2019-12-31 | 365 | 11.5497 | 11 | 0.54974
58716 | 16.64 | 1 | 2018-12-31 | 2019-12-31 | 365 | 19.0662 | 19 | 0.066245
48471 | 10.92 | 1 | 2018-12-31 | 2019-12-31 | 365 | 12.5122 | 12 | 0.51222
43943 | 11.34 | 1 | 2018-12-31 | 2019-12-31 | 365 | 12.9935 | 12 | 0.99346
51282 | 11.685 | 1 | 2018-12-31 | 2019-12-31 | 365 | 13.3888 | 13 | 0.38877
49898 | 11.39 | 1 | 2018-12-31 | 2019-12-31 | 365 | 13.0508 | 13 | 0.050753
51315 | 10.695 | 1 | 2018-12-31 | 2019-12-31 | 365 | 12.2544 | 12 | 0.25442
48544 | 12.5 | 1 | 2018-12-31 | 2019-12-31 | 365 | 14.3226 | 14 | 0.3226
49911 | 11.025 | 1 | 2018-12-31 | 2019-12-31 | 365 | 12.6325 | 12 | 0.63253
49912 | 12.915 | 1 | 2018-12-31 | 2019-12-31 | 365 | 14.7981 | 14 | 0.79811
50251 | 13.86 | 1 | 2018-12-31 | 2019-12-31 | 365 | 15.8809 | 15 | 0.8809
44373 | 6.72 | 1 | 2018-12-31 | 2019-12-31 | 365 | 7.6998 | 7 | 0.69983
49046 | 9.765 | 1 | 2018-12-31 | 2019-12-31 | 365 | 11.1888 | 11 | 0.18882
49498 | 12.6 | 1 | 2018-12-31 | 2019-12-31 | 365 | 14.4372 | 14 | 0.43718
49901 | 10.791 | 1 | 2018-12-31 | 2019-12-31 | 365 | 12.3644 | 12 | 0.36441
49909 | 7.5 | 1 | 2018-12-31 | 2019-12-31 | 365 | 8.5936 | 8 | 0.59356
48873 | 4.905 | 1 | 2018-12-31 | 2019-12-31 | 365 | 5.6202 | 5 | 0.62019
58126 | 13.12 | 1 | 2018-12-31 | 2019-12-31 | 365 | 15.033 | 15 | 0.033001
58419 | 2.12 | 1 | 2018-12-31 | 2019-12-31 | 365 | 2.4291 | 2 | 0.42911
58196 | 5.985 | 1 | 2018-12-31 | 2019-12-31 | 365 | 6.8577 | 6 | 0.85766
58195 | 3.1 | 1 | 2018-12-31 | 2019-12-31 | 365 | 3.552 | 3 | 0.552
46807 | 24.57 | 1 | 2018-12-31 | 2019-12-31 | 365 | 28.1525 | 28 | 0.1525
58705 | 6.84 | 1 | 2018-12-31 | 2019-12-31 | 365 | 7.8373 | 7 | 0.83733
58193 | 9.45 | 1 | 2018-12-31 | 2019-12-31 | 365 | 10.8279 | 10 | 0.82789
58198 | 5.985 | 1 | 2018-12-31 | 2019-12-31 | 365 | 6.8577 | 6 | 0.85766
47687 | 3.6 | 1 | 2018-12-31 | 2019-12-31 | 365 | 4.1249 | 4 | 0.12491
49066 | 7.98 | 1 | 2018-12-31 | 2019-12-31 | 365 | 9.1435 | 9 | 0.14355
50019 | 6.54 | 1 | 2018-12-31 | 2019-12-31 | 365 | 7.4936 | 7 | 0.49358
44364 | 14 | 1 | 2018-12-31 | 2019-12-31 | 365 | 16.0413 | 16 | 0.041312
46482 | 12.88 | 1 | 2018-12-31 | 2019-12-31 | 365 | 14.758 | 14 | 0.75801
48863 | 8.82 | 1 | 2018-12-31 | 2019-12-31 | 365 | 10.106 | 10 | 0.10603
50297 | 24.8 | 1 | 2018-12-31 | 2019-12-31 | 365 | 28.416 | 28 | 0.41604
47340 | 15.369 | 1 | 2018-12-31 | 2019-12-31 | 365 | 17.6099 | 17 | 0.60992
46881 | 9.81 | 1 | 2018-12-31 | 2019-12-31 | 365 | 11.2404 | 11 | 0.24038
51254 | 4.56 | 1 | 2018-12-31 | 2019-12-31 | 365 | 5.2249 | 5 | 0.22488
49744 | 10.005 | 1 | 2018-12-31 | 2019-12-31 | 365 | 11.4638 | 11 | 0.46381
48306 | 11.18 | 1 | 2018-12-31 | 2019-12-31 | 365 | 12.8101 | 12 | 0.81013
47324 | 8.25 | 1 | 2018-12-31 | 2019-12-31 | 365 | 9.4529 | 9 | 0.45292
48504 | 4.905 | 1 | 2018-12-31 | 2019-12-31 | 365 | 5.6202 | 5 | 0.62019
49510 | 5.67 | 1 | 2018-12-31 | 2019-12-31 | 365 | 6.4967 | 6 | 0.49673
41870 | 9.6 | 1 | 2018-12-31 | 2019-12-31 | 365 | 10.9998 | 10 | 0.99976
46454 | 8.175 | 1 | 2018-12-31 | 2019-12-31 | 365 | 9.367 | 9 | 0.36698
49030 | 9.975 | 1 | 2018-12-31 | 2019-12-31 | 365 | 11.4294 | 11 | 0.42943
56850 | 4.34 | 1 | 2018-12-31 | 2019-12-31 | 365 | 4.9728 | 4 | 0.97281
48284 | 9.45 | 1 | 2018-12-31 | 2019-12-31 | 365 | 10.8279 | 10 | 0.82789
47613 | 6.5 | 1 | 2018-12-31 | 2019-12-31 | 365 | 7.4478 | 7 | 0.44775
48311 | 11.97 | 1 | 2018-12-31 | 2019-12-31 | 365 | 13.7153 | 13 | 0.71532
35292 | 211.896 | 1 | 2018-12-31 | 2019-12-31 | 365 | 242.7921 | 242 | 0.79213
55818 | 3.78 | 1 | 2018-12-31 | 2019-12-31 | 365 | 4.3312 | 4 | 0.33115
55802 | 7.44 | 1 | 2018-12-31 | 2019-12-31 | 365 | 8.5248 | 8 | 0.52481
55938 | 6.3 | 1 | 2018-12-31 | 2019-12-31 | 365 | 7.2186 | 7 | 0.21859
56058 | 5.04 | 1 | 2018-12-31 | 2019-12-31 | 365 | 5.7749 | 5 | 0.77487
56219 | 4.578 | 1 | 2018-12-31 | 2019-12-31 | 365 | 5.2455 | 5 | 0.24551
57426 | 6.93 | 1 | 2018-12-31 | 2019-12-31 | 365 | 7.9404 | 7 | 0.94045
57705 | 3.84 | 1 | 2018-12-31 | 2019-12-31 | 365 | 4.3999 | 4 | 0.3999
58016 | 5.67 | 1 | 2018-12-31 | 2019-12-31 | 365 | 6.4967 | 6 | 0.49673
58421 | 4.8 | 1 | 2018-12-31 | 2019-12-31 | 365 | 5.4999 | 5 | 0.49988
58424 | 4.251 | 1 | 2018-12-31 | 2019-12-31 | 365 | 4.8708 | 4 | 0.87083
58712 | 9.3 | 1 | 2018-12-31 | 2019-12-31 | 365 | 10.656 | 10 | 0.65601
49325 | 6.375 | 1 | 2018-12-31 | 2019-12-31 | 365 | 7.3045 | 7 | 0.30453
58727 | 3.12 | 1 | 2018-12-31 | 2019-12-31 | 365 | 3.5749 | 3 | 0.57492
58706 | 3.3 | 1 | 2018-12-31 | 2019-12-31 | 365 | 3.7812 | 3 | 0.78117
58811 | 4.575 | 1 | 2018-12-31 | 2019-12-31 | 365 | 5.2421 | 5 | 0.24207
58816 | 7.28 | 1 | 2018-12-31 | 2019-12-31 | 365 | 8.3415 | 8 | 0.34148
58866 | 7.125 | 1 | 2018-12-31 | 2019-12-31 | 365 | 8.1639 | 8 | 0.16388
58869 | 6.84 | 1 | 2018-12-31 | 2019-12-31 | 365 | 7.8373 | 7 | 0.83733
58871 | 5.67 | 1 | 2018-12-31 | 2019-12-31 | 365 | 6.4967 | 6 | 0.49673
58874 | 5.88 | 1 | 2018-12-31 | 2019-12-31 | 365 | 6.7374 | 6 | 0.73735
58875 | 8.55 | 1 | 2018-12-31 | 2019-12-31 | 365 | 9.7967 | 9 | 0.79666
58886 | 10.08 | 1 | 2018-12-31 | 2019-12-31 | 365 | 11.5497 | 11 | 0.54974
58887 | 12.285 | 1 | 2018-12-31 | 2019-12-31 | 365 | 14.0763 | 14 | 0.076251
58888 | 9.9 | 1 | 2018-12-31 | 2019-12-31 | 365 | 11.3435 | 11 | 0.3435
58889 | 15.696 | 1 | 2018-12-31 | 2019-12-31 | 365 | 17.9846 | 17 | 0.9846
58890 | 13.25 | 1 | 2018-12-31 | 2019-12-31 | 365 | 15.182 | 15 | 0.18196
58897 | 8.82 | 1 | 2018-12-31 | 2019-12-31 | 365 | 10.106 | 10 | 0.10603
58898 | 5.46 | 1 | 2018-12-31 | 2019-12-31 | 365 | 6.2561 | 6 | 0.25611
58900 | 10.2 | 1 | 2018-12-31 | 2019-12-31 | 365 | 11.6872 | 11 | 0.68724
58901 | 5.4 | 1 | 2018-12-31 | 2019-12-31 | 365 | 6.1874 | 6 | 0.18736
58902 | 5.035 | 1 | 2018-12-31 | 2019-12-31 | 365 | 5.7691 | 5 | 0.76914
58903 | 9.92 | 1 | 2018-12-31 | 2019-12-31 | 365 | 11.3664 | 11 | 0.36642
58904 | 8.82 | 1 | 2018-12-31 | 2019-12-31 | 365 | 10.106 | 10 | 0.10603
58905 | 8.4 | 1 | 2018-12-31 | 2019-12-31 | 365 | 9.6248 | 9 | 0.62479
58907 | 12.75 | 1 | 2018-12-31 | 2019-12-31 | 365 | 14.6091 | 14 | 0.60905
58908 | 7.29 | 1 | 2018-12-31 | 2019-12-31 | 365 | 8.3529 | 8 | 0.35294
58914 | 6.93 | 1 | 2018-12-31 | 2019-12-31 | 365 | 7.9404 | 7 | 0.94045
56364 | 15.105 | 1 | 2018-12-31 | 2019-12-31 | 365 | 17.3074 | 17 | 0.30743
57961 | 9.405 | 1 | 2018-12-31 | 2019-12-31 | 365 | 10.7763 | 10 | 0.77632
58144 | 4.16 | 1 | 2018-12-31 | 2019-12-31 | 365 | 4.7666 | 4 | 0.76656
58917 | 6.76 | 1 | 2018-12-31 | 2019-12-31 | 365 | 7.7457 | 7 | 0.74566
58918 | 5.565 | 1 | 2018-12-31 | 2019-12-31 | 365 | 6.3764 | 6 | 0.37642
58919 | 4.5 | 1 | 2018-12-31 | 2019-12-31 | 365 | 5.1561 | 5 | 0.15614
58921 | 4.8 | 1 | 2018-12-31 | 2019-12-31 | 365 | 5.4999 | 5 | 0.49988
58926 | 4.845 | 1 | 2018-12-31 | 2019-12-31 | 365 | 5.5514 | 5 | 0.55144
58934 | 4.41 | 1 | 2018-12-31 | 2019-12-31 | 365 | 5.053 | 5 | 0.053013
58937 | 13.515 | 1 | 2018-12-31 | 2019-12-31 | 365 | 15.4856 | 15 | 0.4856
58959 | 11.4 | 1 | 2018-12-31 | 2019-12-31 | 365 | 13.0622 | 13 | 0.062211
58962 | 5.565 | 1 | 2018-12-31 | 2019-12-31 | 365 | 6.3764 | 6 | 0.37642
58963 | 5.1 | 1 | 2018-12-31 | 2019-12-31 | 365 | 5.8436 | 5 | 0.84362
58969 | 9.81 | 1 | 2018-12-31 | 2019-12-31 | 365 | 11.2404 | 11 | 0.24038
58981 | 11.725 | 1 | 2018-12-31 | 2019-12-31 | 365 | 13.4346 | 13 | 0.4346
58982 | 5.415 | 1 | 2018-12-31 | 2019-12-31 | 365 | 6.2046 | 6 | 0.20455
58983 | 9.52 | 1 | 2018-12-31 | 2019-12-31 | 365 | 10.9081 | 10 | 0.90809
58984 | 3.99 | 1 | 2018-12-31 | 2019-12-31 | 365 | 4.5718 | 4 | 0.57177
58986 | 10.4 | 1 | 2018-12-31 | 2019-12-31 | 365 | 11.9164 | 11 | 0.9164
58989 | 2.85 | 1 | 2018-12-31 | 2019-12-31 | 365 | 3.2656 | 3 | 0.26555
58990 | 6.625 | 1 | 2018-12-31 | 2019-12-31 | 365 | 7.591 | 7 | 0.59098
59044 | 3.445 | 1 | 2018-12-31 | 2019-12-31 | 365 | 3.9473 | 3 | 0.94731
59045 | 6 | 1 | 2018-12-31 | 2019-12-31 | 365 | 6.8748 | 6 | 0.87485
59050 | 5.415 | 1 | 2018-12-31 | 2019-12-31 | 365 | 6.2046 | 6 | 0.20455
59053 | 10.08 | 1 | 2018-12-31 | 2019-12-31 | 365 | 11.5497 | 11 | 0.54974
59084 | 13.78 | 1 | 2018-12-31 | 2019-12-31 | 365 | 15.7892 | 15 | 0.78923
59085 | 9.483 | 1 | 2018-12-31 | 2019-12-31 | 365 | 10.8657 | 10 | 0.8657
59086 | 6.6 | 1 | 2018-12-31 | 2019-12-31 | 365 | 7.5623 | 7 | 0.56233
59087 | 5.67 | 1 | 2018-12-31 | 2019-12-31 | 365 | 6.4967 | 6 | 0.49673
59089 | 4.505 | 1 | 2018-12-31 | 2019-12-31 | 365 | 5.1619 | 5 | 0.16187
59090 | 10.5 | 1 | 2018-12-31 | 2019-12-31 | 365 | 12.031 | 12 | 0.030984
59091 | 7.59 | 1 | 2018-12-31 | 2019-12-31 | 365 | 8.6967 | 8 | 0.69668
59092 | 5.035 | 1 | 2018-12-31 | 2019-12-31 | 365 | 5.7691 | 5 | 0.76914
59094 | 8.4 | 1 | 2018-12-31 | 2019-12-31 | 365 | 9.6248 | 9 | 0.62479
59195 | 3.825 | 1 | 2018-12-31 | 2019-12-31 | 365 | 4.3827 | 4 | 0.38272
59197 | 5.2 | 1 | 2018-12-31 | 2019-12-31 | 365 | 5.9582 | 5 | 0.9582
59198 | 4.55 | 1 | 2018-12-31 | 2019-12-31 | 365 | 5.2134 | 5 | 0.21343
59199 | 6.44 | 1 | 2018-12-31 | 2019-12-31 | 365 | 7.379 | 7 | 0.379
59251 | 6.615 | 1 | 2018-12-31 | 2019-12-31 | 365 | 7.5795 | 7 | 0.57952
59252 | 10.5 | 1 | 2018-12-31 | 2019-12-31 | 365 | 12.031 | 12 | 0.030984
59261 | 12.3 | 1 | 2018-12-31 | 2019-12-31 | 365 | 14.0934 | 14 | 0.093438
59268 | 3.465 | 1 | 2018-12-31 | 2019-12-31 | 365 | 3.9702 | 3 | 0.97022
59269 | 6.095 | 1 | 2018-12-31 | 2019-12-31 | 365 | 6.9837 | 6 | 0.9837
59272 | 6.555 | 1 | 2018-12-31 | 2019-12-31 | 365 | 7.5108 | 7 | 0.51077
59274 | 5.865 | 1 | 2018-12-31 | 2019-12-31 | 365 | 6.7202 | 6 | 0.72016
59425 | 6.44 | 1 | 2018-12-31 | 2019-12-31 | 365 | 7.379 | 7 | 0.379
59434 | 9.8 | 1 | 2018-12-31 | 2019-12-31 | 365 | 11.2289 | 11 | 0.22892
59435 | 4.68 | 1 | 2018-12-31 | 2019-12-31 | 365 | 5.3624 | 5 | 0.36238
59441 | 5.13 | 1 | 2018-12-31 | 2019-12-31 | 365 | 5.878 | 5 | 0.878
59443 | 3.975 | 1 | 2018-12-31 | 2019-12-31 | 365 | 4.5546 | 4 | 0.55459
59550 | 13.5 | 1 | 2018-12-31 | 2019-12-31 | 365 | 15.4684 | 15 | 0.46841
59556 | 12.19 | 1 | 2018-12-31 | 2019-12-31 | 365 | 13.9674 | 13 | 0.9674
59557 | 7.2 | 1 | 2018-12-31 | 2019-12-31 | 365 | 8.2498 | 8 | 0.24982
59576 | 5.3 | 1 | 2018-12-31 | 2019-12-31 | 365 | 6.0728 | 6 | 0.072782
59579 | 5.4 | 1 | 2018-12-31 | 2019-12-31 | 365 | 6.1874 | 6 | 0.18736
59581 | 9.01 | 1 | 2018-12-31 | 2019-12-31 | 365 | 10.3237 | 10 | 0.32373
59582 | 12 | 1 | 2018-12-31 | 2019-12-31 | 365 | 13.7497 | 13 | 0.7497
59586 | 5.98 | 1 | 2018-12-31 | 2019-12-31 | 365 | 6.8519 | 6 | 0.85193
59591 | 5.94 | 1 | 2018-12-31 | 2019-12-31 | 365 | 6.8061 | 6 | 0.8061
59595 | 9.275 | 1 | 2018-12-31 | 2019-12-31 | 365 | 10.6274 | 10 | 0.62737
59596 | 6.3 | 1 | 2018-12-31 | 2019-12-31 | 365 | 7.2186 | 7 | 0.21859
59607 | 4.24 | 1 | 2018-12-31 | 2019-12-31 | 365 | 4.8582 | 4 | 0.85823
59609 | 11.6 | 1 | 2018-12-31 | 2019-12-31 | 365 | 13.2914 | 13 | 0.29137
59634 | 5.559 | 1 | 2018-12-31 | 2019-12-31 | 365 | 6.3695 | 6 | 0.36955
59675 | 3.975 | 1 | 2018-12-31 | 2019-12-31 | 365 | 4.5546 | 4 | 0.55459
59680 | 7.848 | 1 | 2018-12-31 | 2019-12-31 | 365 | 8.9923 | 8 | 0.9923
59689 | 11.42 | 1 | 2018-12-31 | 2019-12-31 | 365 | 13.0851 | 13 | 0.085127
59799 | 7.5 | 1 | 2018-12-31 | 2019-12-31 | 365 | 8.5936 | 8 | 0.59356
57787 | 5.52 | 1 | 2018-12-31 | 2019-12-31 | 365 | 6.3249 | 6 | 0.32486
59804 | 10.137 | 1 | 2018-12-31 | 2019-12-31 | 365 | 11.6151 | 11 | 0.61506
59807 | 5.67 | 1 | 2018-12-31 | 2019-12-31 | 365 | 6.4967 | 6 | 0.49673
59836 | 7.2 | 1 | 2018-12-31 | 2019-12-31 | 365 | 8.2498 | 8 | 0.24982
59849 | 5.13 | 1 | 2018-12-31 | 2019-12-31 | 365 | 5.878 | 5 | 0.878
59850 | 9.975 | 1 | 2018-12-31 | 2019-12-31 | 365 | 11.4294 | 11 | 0.42943
59851 | 23.31 | 1 | 2018-12-31 | 2019-12-31 | 365 | 26.7088 | 26 | 0.70878
59852 | 6.6 | 1 | 2018-12-31 | 2019-12-31 | 365 | 7.5623 | 7 | 0.56233
59853 | 6.76 | 1 | 2018-12-31 | 2019-12-31 | 365 | 7.7457 | 7 | 0.74566
59854 | 6.3 | 1 | 2018-12-31 | 2019-12-31 | 365 | 7.2186 | 7 | 0.21859
59855 | 11.13 | 1 | 2018-12-31 | 2019-12-31 | 365 | 12.7528 | 12 | 0.75284
49182 | 6.84 | 1 | 2018-12-31 | 2019-12-31 | 365 | 7.8373 | 7 | 0.83733
59857 | 3.75 | 1 | 2018-12-31 | 2019-12-31 | 365 | 4.2968 | 4 | 0.29678
41343 | 10.005 | 1 | 2018-12-31 | 2019-12-31 | 365 | 11.4638 | 11 | 0.46381
59858 | 4.5 | 1 | 2018-12-31 | 2019-12-31 | 365 | 5.1561 | 5 | 0.15614
45576 | 12 | 1 | 2018-12-31 | 2019-12-31 | 365 | 13.7497 | 13 | 0.7497
48519 | 6.89 | 1 | 2018-12-31 | 2019-12-31 | 365 | 7.8946 | 7 | 0.89462
59958 | 5.75 | 1 | 2018-12-31 | 2019-12-31 | 365 | 6.5884 | 6 | 0.5884
45558 | 6.27 | 1 | 2018-12-31 | 2019-12-31 | 365 | 7.1842 | 7 | 0.18422
51275 | 6.3 | 1 | 2018-12-31 | 2019-12-31 | 365 | 7.2186 | 7 | 0.21859
59959 | 5.565 | 1 | 2018-12-31 | 2019-12-31 | 365 | 6.3764 | 6 | 0.37642
49742 | 12.6 | 1 | 2018-12-31 | 2019-12-31 | 365 | 14.4372 | 14 | 0.43718
49746 | 9.92 | 1 | 2018-12-31 | 2019-12-31 | 365 | 11.3664 | 11 | 0.36642
47619 | 7.56 | 1 | 2018-12-31 | 2019-12-31 | 365 | 8.6623 | 8 | 0.66231
59960 | 8.5 | 1 | 2018-12-31 | 2019-12-31 | 365 | 9.7394 | 9 | 0.73937
47318 | 11.7 | 1 | 2018-12-31 | 2019-12-31 | 365 | 13.406 | 13 | 0.40595
59966 | 6 | 1 | 2018-12-31 | 2019-12-31 | 365 | 6.8748 | 6 | 0.87485
48854 | 5.72 | 1 | 2018-12-31 | 2019-12-31 | 365 | 6.554 | 6 | 0.55402
59972 | 12.6 | 1 | 2018-12-31 | 2019-12-31 | 365 | 14.4372 | 14 | 0.43718
45208 | 11.34 | 1 | 2018-12-31 | 2019-12-31 | 365 | 12.9935 | 12 | 0.99346
59982 | 11.4 | 1 | 2018-12-31 | 2019-12-31 | 365 | 13.0622 | 13 | 0.062211
47610 | 5.75 | 1 | 2018-12-31 | 2019-12-31 | 365 | 6.5884 | 6 | 0.5884
60058 | 6.72 | 1 | 2018-12-31 | 2019-12-31 | 365 | 7.6998 | 7 | 0.69983
46840 | 3.75 | 1 | 2018-12-31 | 2019-12-31 | 365 | 4.2968 | 4 | 0.29678
48529 | 6.3 | 1 | 2018-12-31 | 2019-12-31 | 365 | 7.2186 | 7 | 0.21859
60061 | 4.5 | 1 | 2018-12-31 | 2019-12-31 | 365 | 5.1561 | 5 | 0.15614
51093 | 5.355 | 1 | 2018-12-31 | 2019-12-31 | 365 | 6.1358 | 6 | 0.1358
46411 | 9.156 | 1 | 2018-12-31 | 2019-12-31 | 365 | 10.491 | 10 | 0.49102
46459 | 6.5 | 1 | 2018-12-31 | 2019-12-31 | 365 | 7.4478 | 7 | 0.44775
48564 | 6.5 | 1 | 2018-12-31 | 2019-12-31 | 365 | 7.4478 | 7 | 0.44775
46909 | 6.93 | 1 | 2018-12-31 | 2019-12-31 | 365 | 7.9404 | 7 | 0.94045
49033 | 6 | 1 | 2018-12-31 | 2019-12-31 | 365 | 6.8748 | 6 | 0.87485
50275 | 7.41 | 1 | 2018-12-31 | 2019-12-31 | 365 | 8.4904 | 8 | 0.49044
49155 | 8.67 | 1 | 2018-12-31 | 2019-12-31 | 365 | 9.9342 | 9 | 0.93416
46866 | 6 | 1 | 2018-12-31 | 2019-12-31 | 365 | 6.8748 | 6 | 0.87485
47306 | 4 | 1 | 2018-12-31 | 2019-12-31 | 365 | 4.5832 | 4 | 0.58323
48837 | 8.215 | 1 | 2018-12-31 | 2019-12-31 | 365 | 9.4128 | 9 | 0.41281
49480 | 3 | 1 | 2018-12-31 | 2019-12-31 | 365 | 3.4374 | 3 | 0.43742
46395 | 6.3 | 1 | 2018-12-31 | 2019-12-31 | 365 | 7.2186 | 7 | 0.21859
49168 | 15.68 | 1 | 2018-12-31 | 2019-12-31 | 365 | 17.9663 | 17 | 0.96627
51281 | 7.875 | 1 | 2018-12-31 | 2019-12-31 | 365 | 9.0232 | 9 | 0.023238
50261 | 10.395 | 1 | 2018-12-31 | 2019-12-31 | 365 | 11.9107 | 11 | 0.91067
50011 | 8.25 | 1 | 2018-12-31 | 2019-12-31 | 365 | 9.4529 | 9 | 0.45292
44380 | 8.4 | 1 | 2018-12-31 | 2019-12-31 | 365 | 9.6248 | 9 | 0.62479
46868 | 9.45 | 1 | 2018-12-31 | 2019-12-31 | 365 | 10.8279 | 10 | 0.82789
49533 | 2 | 1 | 2018-12-31 | 2019-12-31 | 365 | 2.2916 | 2 | 0.29162
51280 | 10.5 | 1 | 2018-12-31 | 2019-12-31 | 365 | 12.031 | 12 | 0.030984
48869 | 4.41 | 1 | 2018-12-31 | 2019-12-31 | 365 | 5.053 | 5 | 0.053013
44400 | 24 | 1 | 2018-12-31 | 2019-12-31 | 365 | 27.4994 | 27 | 0.49939
49053 | 6.93 | 1 | 2018-12-31 | 2019-12-31 | 365 | 7.9404 | 7 | 0.94045
50010 | 8.5 | 1 | 2018-12-31 | 2019-12-31 | 365 | 9.7394 | 9 | 0.73937
51317 | 4.725 | 1 | 2018-12-31 | 2019-12-31 | 365 | 5.4139 | 5 | 0.41394
46853 | 9.135 | 1 | 2018-12-31 | 2019-12-31 | 365 | 10.467 | 10 | 0.46696
47399 | 8.75 | 1 | 2018-12-31 | 2019-12-31 | 365 | 10.0258 | 10 | 0.02582
49177 | 8.829 | 1 | 2018-12-31 | 2019-12-31 | 365 | 10.1163 | 10 | 0.11634
49060 | 8.1 | 1 | 2018-12-31 | 2019-12-31 | 365 | 9.281 | 9 | 0.28104
47425 | 3.48 | 1 | 2018-12-31 | 2019-12-31 | 365 | 3.9874 | 3 | 0.98741
50161 | 8.37 | 1 | 2018-12-31 | 2019-12-31 | 365 | 9.5904 | 9 | 0.59041
49992 | 4.2 | 1 | 2018-12-31 | 2019-12-31 | 365 | 4.8124 | 4 | 0.81239
49879 | 3.705 | 1 | 2018-12-31 | 2019-12-31 | 365 | 4.2452 | 4 | 0.24522
58915 | 16.96 | 1 | 2018-12-31 | 2019-12-31 | 365 | 19.4329 | 19 | 0.4329
59802 | 7.245 | 1 | 2018-12-31 | 2019-12-31 | 365 | 8.3014 | 8 | 0.30138
58985 | 5.75 | 1 | 2018-12-31 | 2019-12-31 | 365 | 6.5884 | 6 | 0.5884
58186 | 5.5 | 1 | 2018-12-31 | 2019-12-31 | 365 | 6.3019 | 6 | 0.30194
58189 | 7.15 | 1 | 2018-12-31 | 2019-12-31 | 365 | 8.1925 | 8 | 0.19253
59083 | 7.155 | 1 | 2018-12-31 | 2019-12-31 | 365 | 8.1983 | 8 | 0.19826
59632 | 7.29 | 1 | 2018-12-31 | 2019-12-31 | 365 | 8.3529 | 8 | 0.35294
43567 | 6.7 | 1 | 2018-12-31 | 2019-12-31 | 365 | 7.6769 | 7 | 0.67691
55114 | 12.04 | 1 | 2018-12-31 | 2019-12-31 | 365 | 13.7955 | 13 | 0.79553
57679 | 4.42 | 1 | 2018-12-31 | 2019-12-31 | 365 | 5.0645 | 5 | 0.064471
57388 | 5.85 | 1 | 2018-12-31 | 2019-12-31 | 365 | 6.703 | 6 | 0.70298
56844 | 4.35 | 1 | 2018-12-31 | 2019-12-31 | 365 | 4.9843 | 4 | 0.98426
55990 | 3.1 | 1 | 2018-12-31 | 2019-12-31 | 365 | 3.552 | 3 | 0.552
44781 | 24.96 | 1 | 2018-12-31 | 2019-12-31 | 365 | 28.5994 | 28 | 0.59937
44335 | 19.5 | 1 | 2018-12-31 | 2019-12-31 | 365 | 22.3433 | 22 | 0.34326
56841 | 6.84 | 1 | 2018-12-31 | 2019-12-31 | 365 | 7.8373 | 7 | 0.83733
56291 | 7.848 | 1 | 2018-12-31 | 2019-12-31 | 365 | 8.9923 | 8 | 0.9923
51287 | 6 | 1 | 2018-12-31 | 2019-12-31 | 365 | 6.8748 | 6 | 0.87485
41366 | 3.795 | 1 | 2018-12-31 | 2019-12-31 | 365 | 4.3483 | 4 | 0.34834
58134 | 4.275 | 1 | 2018-12-31 | 2019-12-31 | 365 | 4.8983 | 4 | 0.89833
48276 | 6.867 | 1 | 2018-12-31 | 2019-12-31 | 365 | 7.8683 | 7 | 0.86826
54635 | 15.12 | 1 | 2018-12-31 | 2019-12-31 | 365 | 17.3246 | 17 | 0.32462
58734 | 9 | 1 | 2018-12-31 | 2019-12-31 | 365 | 10.3123 | 10 | 0.31227
58814 | 5.7 | 1 | 2018-12-31 | 2019-12-31 | 365 | 6.5311 | 6 | 0.53111
58899 | 2.85 | 1 | 2018-12-31 | 2019-12-31 | 365 | 3.2656 | 3 | 0.26555
58922 | 10.2 | 1 | 2018-12-31 | 2019-12-31 | 365 | 11.6872 | 11 | 0.68724
59839 | 10.26 | 1 | 2018-12-31 | 2019-12-31 | 365 | 11.756 | 11 | 0.75599
58930 | 12.6 | 1 | 2018-12-31 | 2019-12-31 | 365 | 14.4372 | 14 | 0.43718
59270 | 5.4 | 1 | 2018-12-31 | 2019-12-31 | 365 | 6.1874 | 6 | 0.18736
59611 | 3.48 | 1 | 2018-12-31 | 2019-12-31 | 365 | 3.9874 | 3 | 0.98741
59809 | 7.56 | 1 | 2018-12-31 | 2019-12-31 | 365 | 8.6623 | 8 | 0.66231
57349 | 6.84 | 1 | 2018-12-31 | 2019-12-31 | 365 | 7.8373 | 7 | 0.83733
57714 | 9.483 | 1 | 2018-12-31 | 2019-12-31 | 365 | 10.8657 | 10 | 0.8657
49739 | 7.56 | 1 | 2018-12-31 | 2019-12-31 | 365 | 8.6623 | 8 | 0.66231
59430 | 9.405 | 1 | 2018-12-31 | 2019-12-31 | 365 | 10.7763 | 10 | 0.77632
57629 | 6.625 | 1 | 2018-12-31 | 2019-12-31 | 365 | 7.591 | 7 | 0.59098
27093 | 983.84 | 0.9 | 2018-12-31 | 2019-12-31 | 365 | 1014.5626 | 1014 | 0.56257
55527 | 2.835 | 1 | 2018-12-31 | 2019-12-31 | 365 | 3.2484 | 3 | 0.24837
55423 | 6.24 | 1 | 2018-12-31 | 2019-12-31 | 365 | 7.1498 | 7 | 0.14984
48305 | 3.6 | 1 | 2018-12-31 | 2019-12-31 | 365 | 4.1249 | 4 | 0.12491
56790 | 3.6 | 1 | 2018-12-31 | 2019-12-31 | 365 | 4.1249 | 4 | 0.12491
58709 | 6.84 | 1 | 2018-12-31 | 2019-12-31 | 365 | 7.8373 | 7 | 0.83733
58711 | 7.2 | 1 | 2018-12-31 | 2019-12-31 | 365 | 8.2498 | 8 | 0.24982
58809 | 7.2 | 1 | 2018-12-31 | 2019-12-31 | 365 | 8.2498 | 8 | 0.24982
49725 | 3.84 | 1 | 2018-12-31 | 2019-12-31 | 365 | 4.3999 | 4 | 0.3999
58730 | 6.24 | 1 | 2018-12-31 | 2019-12-31 | 365 | 7.1498 | 7 | 0.14984
58604 | 10.865 | 1 | 2018-12-31 | 2019-12-31 | 365 | 12.4492 | 12 | 0.4492
58928 | 5.46 | 1 | 2018-12-31 | 2019-12-31 | 365 | 6.2561 | 6 | 0.25611
50257 | 6.75 | 1 | 2018-12-31 | 2019-12-31 | 365 | 7.7342 | 7 | 0.7342
49527 | 5.415 | 1 | 2018-12-31 | 2019-12-31 | 365 | 6.2046 | 6 | 0.20455
60165 | 10.8 | 1 | 2018-12-31 | 2019-12-31 | 365 | 12.3747 | 12 | 0.37473
60177 | 3.3 | 1 | 2018-12-31 | 2019-12-31 | 365 | 3.7812 | 3 | 0.78117
60238 | 8.745 | 1 | 2018-12-31 | 2019-12-31 | 365 | 10.0201 | 10 | 0.020091
60248 | 10.45 | 1 | 2018-12-31 | 2019-12-31 | 365 | 11.9737 | 11 | 0.97369
49884 | 7.14 | 1 | 2018-12-31 | 2019-12-31 | 365 | 8.1811 | 8 | 0.18107
59093 | 3 | 1 | 2018-12-31 | 2019-12-31 | 365 | 3.4374 | 3 | 0.43742
59979 | 4.845 | 1 | 2018-12-31 | 2019-12-31 | 365 | 5.5514 | 5 | 0.55144
60063 | 8.19 | 1 | 2018-12-31 | 2019-12-31 | 365 | 9.3842 | 9 | 0.38417
60416 | 7.8 | 1 | 2018-12-31 | 2019-12-31 | 365 | 8.9373 | 8 | 0.9373
47331 | 10.2 | 1 | 2018-12-31 | 2019-12-31 | 365 | 11.6872 | 11 | 0.68724
60550 | 14.175 | 1 | 2018-12-31 | 2019-12-31 | 365 | 16.2418 | 16 | 0.24183
60603 | 11.73 | 1 | 2018-12-31 | 2019-12-31 | 365 | 13.4403 | 13 | 0.44033
60615 | 5.5 | 1 | 2018-12-31 | 2019-12-31 | 365 | 6.3019 | 6 | 0.30194
60719 | 12 | 1 | 2018-12-31 | 2019-12-31 | 365 | 13.7497 | 13 | 0.7497
60723 | 10.5 | 1 | 2018-12-31 | 2019-12-31 | 365 | 12.031 | 12 | 0.030984
47311 | 5 | 1 | 2018-12-31 | 2019-12-31 | 365 | 5.729 | 5 | 0.72904
60791 | 7.425 | 1 | 2018-12-31 | 2019-12-31 | 365 | 8.5076 | 8 | 0.50762
60805 | 12.24 | 1 | 2018-12-31 | 2019-12-31 | 365 | 14.0247 | 14 | 0.02469
60929 | 8 | 1 | 2018-12-31 | 2019-12-31 | 365 | 9.1665 | 9 | 0.16646
60272 | 9.156 | 1 | 2018-12-31 | 2019-12-31 | 365 | 10.491 | 10 | 0.49102
60273 | 2.7 | 1 | 2018-12-31 | 2019-12-31 | 365 | 3.0937 | 3 | 0.093682
60276 | 9.81 | 1 | 2018-12-31 | 2019-12-31 | 365 | 11.2404 | 11 | 0.24038
60278 | 4.5 | 1 | 2018-12-31 | 2019-12-31 | 365 | 5.1561 | 5 | 0.15614
60281 | 12.426 | 1 | 2018-12-31 | 2019-12-31 | 365 | 14.2378 | 14 | 0.23781
48846 | 4.56 | 1 | 2018-12-31 | 2019-12-31 | 365 | 5.2249 | 5 | 0.22488
60388 | 9.54 | 1 | 2018-12-31 | 2019-12-31 | 365 | 10.931 | 10 | 0.93101
60407 | 6.213 | 1 | 2018-12-31 | 2019-12-31 | 365 | 7.1189 | 7 | 0.11891
60408 | 8.502 | 1 | 2018-12-31 | 2019-12-31 | 365 | 9.7417 | 9 | 0.74166
60401 | 4.8 | 1 | 2018-12-31 | 2019-12-31 | 365 | 5.4999 | 5 | 0.49988
59742 | 7.95 | 1 | 2018-12-31 | 2019-12-31 | 365 | 9.1092 | 9 | 0.10917
57660 | 11.66 | 1 | 2018-12-31 | 2019-12-31 | 365 | 13.3601 | 13 | 0.36012
59451 | 8.835 | 1 | 2018-12-31 | 2019-12-31 | 365 | 10.1232 | 10 | 0.12321
60237 | 6.867 | 1 | 2018-12-31 | 2019-12-31 | 365 | 7.8683 | 7 | 0.86826
60244 | 2.5 | 1 | 2018-12-31 | 2019-12-31 | 365 | 2.8645 | 2 | 0.86452
58731 | 9.88 | 1 | 2018-12-31 | 2019-12-31 | 365 | 11.3206 | 11 | 0.32058
58485 | 3.51 | 1 | 2018-12-31 | 2019-12-31 | 365 | 4.0218 | 4 | 0.021786
60399 | 8.4 | 1 | 2018-12-31 | 2019-12-31 | 365 | 9.6248 | 9 | 0.62479
60288 | 2.75 | 1 | 2018-12-31 | 2019-12-31 | 365 | 3.151 | 3 | 0.15097
60404 | 5.7 | 1 | 2018-12-31 | 2019-12-31 | 365 | 6.5311 | 6 | 0.53111
60314 | 6.12 | 1 | 2018-12-31 | 2019-12-31 | 365 | 7.0123 | 7 | 0.012345
44751 | 6.5 | 1 | 2018-12-31 | 2019-12-31 | 365 | 7.4478 | 7 | 0.44775
60713 | 9.36 | 1 | 2018-12-31 | 2019-12-31 | 365 | 10.7248 | 10 | 0.72476
50662 | 8.925 | 1 | 2018-12-31 | 2019-12-31 | 365 | 10.2263 | 10 | 0.22634
60691 | 5 | 1 | 2018-12-31 | 2019-12-31 | 365 | 5.729 | 5 | 0.72904
58872 | 15.6 | 1 | 2018-12-31 | 2019-12-31 | 365 | 17.8746 | 17 | 0.8746
61523 | 30.5 | 0.9 | 2018-12-31 | 2019-12-31 | 365 | 31.4524 | 31 | 0.45243
60599 | 6.325 | 1 | 2018-12-31 | 2019-12-31 | 365 | 7.2472 | 7 | 0.24724
50145 | 9 | 1 | 2018-12-31 | 2019-12-31 | 365 | 10.3123 | 10 | 0.31227
51265 | 7.848 | 1 | 2018-12-31 | 2019-12-31 | 365 | 8.9923 | 8 | 0.9923
60624 | 5.7 | 1 | 2018-12-31 | 2019-12-31 | 365 | 6.5311 | 6 | 0.53111
46834 | 4.5 | 1 | 2018-12-31 | 2019-12-31 | 365 | 5.1561 | 5 | 0.15614
50278 | 9.8 | 1 | 2018-12-31 | 2019-12-31 | 365 | 11.2289 | 11 | 0.22892
62117 | 8.215 | 1 | 2018-12-31 | 2019-12-31 | 365 | 9.4128 | 9 | 0.41281
62018 | 4.578 | 1 | 2018-12-31 | 2019-12-31 | 365 | 5.2455 | 5 | 0.24551
61994 | 10.8 | 1 | 2018-12-31 | 2019-12-31 | 365 | 12.3747 | 12 | 0.37473
61989 | 16.2 | 1 | 2018-12-31 | 2019-12-31 | 365 | 18.5621 | 18 | 0.56209
60627 | 6.213 | 1 | 2018-12-31 | 2019-12-31 | 365 | 7.1189 | 7 | 0.11891
61176 | 6.095 | 1 | 2018-12-31 | 2019-12-31 | 365 | 6.9837 | 6 | 0.9837
61742 | 5.7 | 1 | 2018-12-31 | 2019-12-31 | 365 | 6.5311 | 6 | 0.53111
61183 | 6.625 | 1 | 2018-12-31 | 2019-12-31 | 365 | 7.591 | 7 | 0.59098
61180 | 12.19 | 1 | 2018-12-31 | 2019-12-31 | 365 | 13.9674 | 13 | 0.9674
61734 | 11.73 | 1 | 2018-12-31 | 2019-12-31 | 365 | 13.4403 | 13 | 0.44033
60806 | 8.19 | 1 | 2018-12-31 | 2019-12-31 | 365 | 9.3842 | 9 | 0.38417
61728 | 9.6 | 1 | 2018-12-31 | 2019-12-31 | 365 | 10.9998 | 10 | 0.99976
61190 | 16.677 | 1 | 2018-12-31 | 2019-12-31 | 365 | 19.1086 | 19 | 0.10864
60706 | 8.19 | 1 | 2018-12-31 | 2019-12-31 | 365 | 9.3842 | 9 | 0.38417
61723 | 7.848 | 1 | 2018-12-31 | 2019-12-31 | 365 | 8.9923 | 8 | 0.9923
61203 | 5.232 | 1 | 2018-12-31 | 2019-12-31 | 365 | 5.9949 | 5 | 0.99487
61208 | 9.156 | 1 | 2018-12-31 | 2019-12-31 | 365 | 10.491 | 10 | 0.49102
61987 | 5.4 | 1 | 2018-12-31 | 2019-12-31 | 365 | 6.1874 | 6 | 0.18736
61665 | 12.426 | 1 | 2018-12-31 | 2019-12-31 | 365 | 14.2378 | 14 | 0.23781
61661 | 12.426 | 1 | 2018-12-31 | 2019-12-31 | 365 | 14.2378 | 14 | 0.23781
61312 | 5.3 | 1 | 2018-12-31 | 2019-12-31 | 365 | 6.0728 | 6 | 0.072782
61610 | 3.27 | 1 | 2018-12-31 | 2019-12-31 | 365 | 3.7468 | 3 | 0.74679
61882 | 2.12 | 1 | 2018-12-31 | 2019-12-31 | 365 | 2.4291 | 2 | 0.42911
61303 | 8.1 | 1 | 2018-12-31 | 2019-12-31 | 365 | 9.281 | 9 | 0.28104
61878 | 8.625 | 1 | 2018-12-31 | 2019-12-31 | 365 | 9.8826 | 9 | 0.88259
61871 | 5.7 | 1 | 2018-12-31 | 2019-12-31 | 365 | 6.5311 | 6 | 0.53111
61864 | 6.9 | 1 | 2018-12-31 | 2019-12-31 | 365 | 7.9061 | 7 | 0.90608
61862 | 8.745 | 1 | 2018-12-31 | 2019-12-31 | 365 | 10.0201 | 10 | 0.020091
61857 | 7.42 | 1 | 2018-12-31 | 2019-12-31 | 365 | 8.5019 | 8 | 0.5019
60699 | 4.2 | 1 | 2018-12-31 | 2019-12-31 | 365 | 4.8124 | 4 | 0.81239
61854 | 4.8 | 1 | 2018-12-31 | 2019-12-31 | 365 | 5.4999 | 5 | 0.49988
60752 | 7.42 | 1 | 2018-12-31 | 2019-12-31 | 365 | 8.5019 | 8 | 0.5019
60863 | 10.07 | 1 | 2018-12-31 | 2019-12-31 | 365 | 11.5383 | 11 | 0.53829
60866 | 10.137 | 1 | 2018-12-31 | 2019-12-31 | 365 | 11.6151 | 11 | 0.61506
61846 | 21.66 | 1 | 2018-12-31 | 2019-12-31 | 365 | 24.8182 | 24 | 0.8182
61837 | 11.2 | 1 | 2018-12-31 | 2019-12-31 | 365 | 12.833 | 12 | 0.83305
61832 | 10.6 | 1 | 2018-12-31 | 2019-12-31 | 365 | 12.1456 | 12 | 0.14556
61835 | 10.464 | 1 | 2018-12-31 | 2019-12-31 | 365 | 11.9897 | 11 | 0.98973
61570 | 8.64 | 1 | 2018-12-31 | 2019-12-31 | 365 | 9.8998 | 9 | 0.89978
61569 | 5.4 | 1 | 2018-12-31 | 2019-12-31 | 365 | 6.1874 | 6 | 0.18736
61564 | 16.35 | 1 | 2018-12-31 | 2019-12-31 | 365 | 18.734 | 18 | 0.73396
61307 | 6.9 | 1 | 2018-12-31 | 2019-12-31 | 365 | 7.9061 | 7 | 0.90608
61560 | 24.525 | 1 | 2018-12-31 | 2019-12-31 | 365 | 28.1009 | 28 | 0.10094
61306 | 9.483 | 1 | 2018-12-31 | 2019-12-31 | 365 | 10.8657 | 10 | 0.8657
61373 | 5.4 | 1 | 2018-12-31 | 2019-12-31 | 365 | 6.1874 | 6 | 0.18736
61378 | 9.01 | 1 | 2018-12-31 | 2019-12-31 | 365 | 10.3237 | 10 | 0.32373
61308 | 4.5 | 1 | 2018-12-31 | 2019-12-31 | 365 | 5.1561 | 5 | 0.15614
61391 | 11.61 | 1 | 2018-12-31 | 2019-12-31 | 365 | 13.3028 | 13 | 0.30283
61392 | 12 | 1 | 2018-12-31 | 2019-12-31 | 365 | 13.7497 | 13 | 0.7497
61381 | 6.36 | 1 | 2018-12-31 | 2019-12-31 | 365 | 7.2873 | 7 | 0.28734
61559 | 13.08 | 1 | 2018-12-31 | 2019-12-31 | 365 | 14.9872 | 14 | 0.98717
61557 | 4.32 | 1 | 2018-12-31 | 2019-12-31 | 365 | 4.9499 | 4 | 0.94989
61830 | 9.75 | 1 | 2018-12-31 | 2019-12-31 | 365 | 11.1716 | 11 | 0.17163
55732 | 4.845 | 1 | 2018-12-31 | 2019-12-31 | 365 | 5.5514 | 5 | 0.55144
61829 | 6.095 | 1 | 2018-12-31 | 2019-12-31 | 365 | 6.9837 | 6 | 0.9837
61826 | 8.1 | 1 | 2018-12-31 | 2019-12-31 | 365 | 9.281 | 9 | 0.28104
61551 | 6.89 | 1 | 2018-12-31 | 2019-12-31 | 365 | 7.8946 | 7 | 0.89462
61825 | 6.08 | 1 | 2018-12-31 | 2019-12-31 | 365 | 6.9665 | 6 | 0.96651
61775 | 3 | 1 | 2018-12-31 | 2019-12-31 | 365 | 3.4374 | 3 | 0.43742
61750 | 3.18 | 1 | 2018-12-31 | 2019-12-31 | 365 | 3.6437 | 3 | 0.64367
61548 | 4.575 | 1 | 2018-12-31 | 2019-12-31 | 365 | 5.2421 | 5 | 0.24207
61510 | 9.18 | 1 | 2018-12-31 | 2019-12-31 | 365 | 10.5185 | 10 | 0.51852
61524 | 9.15 | 1 | 2018-12-31 | 2019-12-31 | 365 | 10.4841 | 10 | 0.48414
61507 | 5.985 | 1 | 2018-12-31 | 2019-12-31 | 365 | 6.8577 | 6 | 0.85766
61545 | 10.26 | 1 | 2018-12-31 | 2019-12-31 | 365 | 11.756 | 11 | 0.75599
61396 | 8.1 | 1 | 2018-12-31 | 2019-12-31 | 365 | 9.281 | 9 | 0.28104
61395 | 9.805 | 1 | 2018-12-31 | 2019-12-31 | 365 | 11.2346 | 11 | 0.23465
61527 | 5.6 | 1 | 2018-12-31 | 2019-12-31 | 365 | 6.4165 | 6 | 0.41652
61512 | 2.94 | 1 | 2018-12-31 | 2019-12-31 | 365 | 3.3687 | 3 | 0.36868
45539 | 5.7 | 1 | 2018-12-31 | 2019-12-31 | 365 | 6.5311 | 6 | 0.53111
61654 | 1.962 | 1 | 2018-12-31 | 2019-12-31 | 365 | 2.2481 | 2 | 0.24808
61824 | 9 | 1 | 2018-12-31 | 2019-12-31 | 365 | 10.3123 | 10 | 0.31227
61992 | 13.44 | 1 | 2018-12-31 | 2019-12-31 | 365 | 15.3997 | 15 | 0.39966
43430 | 9 | 1 | 2018-12-31 | 2019-12-31 | 365 | 10.3123 | 10 | 0.31227
43437 | 4.25 | 1 | 2018-12-31 | 2019-12-31 | 365 | 4.8697 | 4 | 0.86968
42127 | 8.4 | 1 | 2018-12-31 | 2019-12-31 | 365 | 9.6248 | 9 | 0.62479
61398 | 3.6 | 1 | 2018-12-31 | 2019-12-31 | 365 | 4.1249 | 4 | 0.12491
57745 | 9.24 | 1 | 2018-12-31 | 2019-12-31 | 365 | 10.5873 | 10 | 0.58727
60274 | 16.905 | 1 | 2018-12-31 | 2019-12-31 | 365 | 19.3699 | 19 | 0.36988
60386 | 3.9 | 1 | 2018-12-31 | 2019-12-31 | 365 | 4.4687 | 4 | 0.46865
57552 | 9.12 | 1 | 2018-12-31 | 2019-12-31 | 365 | 10.4498 | 10 | 0.44977
49332 | 8.925 | 1 | 2018-12-31 | 2019-12-31 | 365 | 10.2263 | 10 | 0.22634
61844 | 9.01 | 1 | 2018-12-31 | 2019-12-31 | 365 | 10.3237 | 10 | 0.32373
61831 | 6.75 | 1 | 2018-12-31 | 2019-12-31 | 365 | 7.7342 | 7 | 0.7342
61602 | 8.502 | 1 | 2018-12-31 | 2019-12-31 | 365 | 9.7417 | 9 | 0.74166
61589 | 11.7 | 1 | 2018-12-31 | 2019-12-31 | 365 | 13.406 | 13 | 0.40595
61403 | 9.69 | 1 | 2018-12-31 | 2019-12-31 | 365 | 11.1029 | 11 | 0.10288
55738 | 3.99 | 1 | 2018-12-31 | 2019-12-31 | 365 | 4.5718 | 4 | 0.57177
57134 | 4.275 | 1 | 2018-12-31 | 2019-12-31 | 365 | 4.8983 | 4 | 0.89833
60913 | 5.7 | 1 | 2018-12-31 | 2019-12-31 | 365 | 6.5311 | 6 | 0.53111
34862 | 130.2 | 0.9 | 2018-12-31 | 2019-12-31 | 365 | 134.2658 | 134 | 0.26578
59273 | 6.03 | 1 | 2018-12-31 | 2019-12-31 | 365 | 6.9092 | 6 | 0.90922
59551 | 7.2 | 1 | 2018-12-31 | 2019-12-31 | 365 | 8.2498 | 8 | 0.24982
59554 | 9.72 | 1 | 2018-12-31 | 2019-12-31 | 365 | 11.1373 | 11 | 0.13725
59589 | 7.56 | 1 | 2018-12-31 | 2019-12-31 | 365 | 8.6623 | 8 | 0.66231
59625 | 5.4 | 1 | 2018-12-31 | 2019-12-31 | 365 | 6.1874 | 6 | 0.18736
59629 | 10.72 | 1 | 2018-12-31 | 2019-12-31 | 365 | 12.2831 | 12 | 0.28306
59670 | 8.505 | 1 | 2018-12-31 | 2019-12-31 | 365 | 9.7451 | 9 | 0.7451
59691 | 4.56 | 1 | 2018-12-31 | 2019-12-31 | 365 | 5.2249 | 5 | 0.22488
59695 | 8.28 | 1 | 2018-12-31 | 2019-12-31 | 365 | 9.4873 | 9 | 0.48729
59830 | 13.11 | 1 | 2018-12-31 | 2019-12-31 | 365 | 15.0215 | 15 | 0.021543
59832 | 10.71 | 1 | 2018-12-31 | 2019-12-31 | 365 | 12.2716 | 12 | 0.2716
59834 | 9 | 1 | 2018-12-31 | 2019-12-31 | 365 | 10.3123 | 10 | 0.31227
59835 | 12.765 | 1 | 2018-12-31 | 2019-12-31 | 365 | 14.6262 | 14 | 0.62624
59841 | 13.23 | 1 | 2018-12-31 | 2019-12-31 | 365 | 15.159 | 15 | 0.15904
59961 | 6.21 | 1 | 2018-12-31 | 2019-12-31 | 365 | 7.1155 | 7 | 0.11547
59964 | 5.4 | 1 | 2018-12-31 | 2019-12-31 | 365 | 6.1874 | 6 | 0.18736
59965 | 15.105 | 1 | 2018-12-31 | 2019-12-31 | 365 | 17.3074 | 17 | 0.30743
60062 | 12.285 | 1 | 2018-12-31 | 2019-12-31 | 365 | 14.0763 | 14 | 0.076251
60065 | 7.2 | 1 | 2018-12-31 | 2019-12-31 | 365 | 8.2498 | 8 | 0.24982
49896 | 12.06 | 1 | 2018-12-31 | 2019-12-31 | 365 | 13.8184 | 13 | 0.81844
45591 | 9.156 | 1 | 2018-12-31 | 2019-12-31 | 365 | 10.491 | 10 | 0.49102
49903 | 3.78 | 1 | 2018-12-31 | 2019-12-31 | 365 | 4.3312 | 4 | 0.33115
51314 | 5.04 | 1 | 2018-12-31 | 2019-12-31 | 365 | 5.7749 | 5 | 0.77487
48300 | 13.395 | 1 | 2018-12-31 | 2019-12-31 | 365 | 15.3481 | 15 | 0.3481
51277 | 11.025 | 1 | 2018-12-31 | 2019-12-31 | 365 | 12.6325 | 12 | 0.63253
61849 | 11.38 | 1 | 2018-12-31 | 2019-12-31 | 365 | 13.0393 | 13 | 0.039295
35574 | 119.682 | 0.9 | 2018-12-31 | 2019-12-31 | 365 | 123.4193 | 123 | 0.41933
58494 | 2.03 | 1 | 2018-12-31 | 2019-12-31 | 365 | 2.326 | 2 | 0.32599
61852 | 25.65 | 0.9 | 2018-12-31 | 2019-12-31 | 365 | 26.451 | 26 | 0.45098
61511 | 9.5 | 1 | 2018-12-31 | 2019-12-31 | 365 | 10.8852 | 10 | 0.88518
45217 | 13.68 | 1 | 2018-12-31 | 2019-12-31 | 365 | 15.6747 | 15 | 0.67465
61605 | 0.981 | 1 | 2018-12-31 | 2019-12-31 | 365 | 1.124 | 1 | 0.12404
59275 | 8.04 | 1 | 2018-12-31 | 2019-12-31 | 365 | 9.2123 | 9 | 0.2123
44795 | 21.45 | 1 | 2018-12-31 | 2019-12-31 | 365 | 24.5776 | 24 | 0.57758
60162 | 8.19 | 1 | 2018-12-31 | 2019-12-31 | 365 | 9.3842 | 9 | 0.38417
59558 | 7.035 | 1 | 2018-12-31 | 2019-12-31 | 365 | 8.0608 | 8 | 0.060759
60171 | 8.505 | 1 | 2018-12-31 | 2019-12-31 | 365 | 9.7451 | 9 | 0.7451
60240 | 9.3 | 1 | 2018-12-31 | 2019-12-31 | 365 | 10.656 | 10 | 0.65601
60241 | 17.01 | 1 | 2018-12-31 | 2019-12-31 | 365 | 19.4902 | 19 | 0.49019
60251 | 11.34 | 1 | 2018-12-31 | 2019-12-31 | 365 | 12.9935 | 12 | 0.99346
60780 | 374.22 | 0.9 | 2018-12-31 | 2019-12-31 | 365 | 385.9058 | 385 | 0.90584
61360 | 6.89 | 1 | 2018-12-31 | 2019-12-31 | 365 | 7.8946 | 7 | 0.89462
48563 | 6.3 | 1 | 2018-12-31 | 2019-12-31 | 365 | 7.2186 | 7 | 0.21859
59271 | 8.19 | 1 | 2018-12-31 | 2019-12-31 | 365 | 9.3842 | 9 | 0.38417
59267 | 7.56 | 1 | 2018-12-31 | 2019-12-31 | 365 | 8.6623 | 8 | 0.66231
62812 | 6.72 | 1 | 2018-12-31 | 2019-12-31 | 365 | 7.6998 | 7 | 0.69983
62627 | 14.835 | 1 | 2018-12-31 | 2019-12-31 | 365 | 16.9981 | 16 | 0.99806
60285 | 11.1 | 1 | 2018-12-31 | 2019-12-31 | 365 | 12.7185 | 12 | 0.71847
60309 | 2.85 | 1 | 2018-12-31 | 2019-12-31 | 365 | 3.2656 | 3 | 0.26555
51292 | 8.25 | 1 | 2018-12-31 | 2019-12-31 | 365 | 9.4529 | 9 | 0.45292
60317 | 8.19 | 1 | 2018-12-31 | 2019-12-31 | 365 | 9.3842 | 9 | 0.38417
47341 | 15.75 | 1 | 2018-12-31 | 2019-12-31 | 365 | 18.0465 | 18 | 0.046476
60389 | 8.4 | 1 | 2018-12-31 | 2019-12-31 | 365 | 9.6248 | 9 | 0.62479
60246 | 4.24 | 1 | 2018-12-31 | 2019-12-31 | 365 | 4.8582 | 4 | 0.85823
60406 | 12 | 1 | 2018-12-31 | 2019-12-31 | 365 | 13.7497 | 13 | 0.7497
60411 | 6.3 | 1 | 2018-12-31 | 2019-12-31 | 365 | 7.2186 | 7 | 0.21859
46899 | 3.78 | 1 | 2018-12-31 | 2019-12-31 | 365 | 4.3312 | 4 | 0.33115
60412 | 7.5 | 1 | 2018-12-31 | 2019-12-31 | 365 | 8.5936 | 8 | 0.59356
60421 | 6.27 | 1 | 2018-12-31 | 2019-12-31 | 365 | 7.1842 | 7 | 0.18422
60427 | 4.8 | 1 | 2018-12-31 | 2019-12-31 | 365 | 5.4999 | 5 | 0.49988
60166 | 2.85 | 1 | 2018-12-31 | 2019-12-31 | 365 | 3.2656 | 3 | 0.26555
60477 | 5.559 | 1 | 2018-12-31 | 2019-12-31 | 365 | 6.3695 | 6 | 0.36955
47678 | 8.7 | 1 | 2018-12-31 | 2019-12-31 | 365 | 9.9685 | 9 | 0.96853
60474 | 10.71 | 1 | 2018-12-31 | 2019-12-31 | 365 | 12.2716 | 12 | 0.2716
60620 | 8.1 | 1 | 2018-12-31 | 2019-12-31 | 365 | 9.281 | 9 | 0.28104
45577 | 9.975 | 1 | 2018-12-31 | 2019-12-31 | 365 | 11.4294 | 11 | 0.42943
60696 | 3.6 | 1 | 2018-12-31 | 2019-12-31 | 365 | 4.1249 | 4 | 0.12491
60717 | 10.4 | 1 | 2018-12-31 | 2019-12-31 | 365 | 11.9164 | 11 | 0.9164
60722 | 5.175 | 1 | 2018-12-31 | 2019-12-31 | 365 | 5.9296 | 5 | 0.92956
60727 | 5.04 | 1 | 2018-12-31 | 2019-12-31 | 365 | 5.7749 | 5 | 0.77487
60730 | 9.81 | 1 | 2018-12-31 | 2019-12-31 | 365 | 11.2404 | 11 | 0.24038
46813 | 7.84 | 1 | 2018-12-31 | 2019-12-31 | 365 | 8.9831 | 8 | 0.98313
60734 | 9.156 | 1 | 2018-12-31 | 2019-12-31 | 365 | 10.491 | 10 | 0.49102
60742 | 13.734 | 1 | 2018-12-31 | 2019-12-31 | 365 | 15.7365 | 15 | 0.73653
60746 | 5.886 | 1 | 2018-12-31 | 2019-12-31 | 365 | 6.7442 | 6 | 0.74423
49743 | 9.45 | 1 | 2018-12-31 | 2019-12-31 | 365 | 10.8279 | 10 | 0.82789
60758 | 6.54 | 1 | 2018-12-31 | 2019-12-31 | 365 | 7.4936 | 7 | 0.49358
47654 | 18 | 1 | 2018-12-31 | 2019-12-31 | 365 | 20.6245 | 20 | 0.62454
60765 | 3.24 | 1 | 2018-12-31 | 2019-12-31 | 365 | 3.7124 | 3 | 0.71242
60762 | 5.985 | 1 | 2018-12-31 | 2019-12-31 | 365 | 6.8577 | 6 | 0.85766
49171 | 5.67 | 1 | 2018-12-31 | 2019-12-31 | 365 | 6.4967 | 6 | 0.49673
60771 | 8.4 | 1 | 2018-12-31 | 2019-12-31 | 365 | 9.6248 | 9 | 0.62479
60768 | 10.2 | 1 | 2018-12-31 | 2019-12-31 | 365 | 11.6872 | 11 | 0.68724
60776 | 4.8 | 1 | 2018-12-31 | 2019-12-31 | 365 | 5.4999 | 5 | 0.49988
60772 | 13.86 | 1 | 2018-12-31 | 2019-12-31 | 365 | 15.8809 | 15 | 0.8809
60784 | 9.135 | 1 | 2018-12-31 | 2019-12-31 | 365 | 10.467 | 10 | 0.46696
60778 | 10.8 | 1 | 2018-12-31 | 2019-12-31 | 365 | 12.3747 | 12 | 0.37473
49727 | 6.38 | 1 | 2018-12-31 | 2019-12-31 | 365 | 7.3103 | 7 | 0.31026
49162 | 24.9 | 1 | 2018-12-31 | 2019-12-31 | 365 | 28.5306 | 28 | 0.53062
51267 | 17.955 | 1 | 2018-12-31 | 2019-12-31 | 365 | 20.573 | 20 | 0.57298
60807 | 12.3 | 1 | 2018-12-31 | 2019-12-31 | 365 | 14.0934 | 14 | 0.093438
60808 | 9.135 | 1 | 2018-12-31 | 2019-12-31 | 365 | 10.467 | 10 | 0.46696
60849 | 8.1 | 1 | 2018-12-31 | 2019-12-31 | 365 | 9.281 | 9 | 0.28104
60853 | 6.72 | 1 | 2018-12-31 | 2019-12-31 | 365 | 7.6998 | 7 | 0.69983
60856 | 8.829 | 1 | 2018-12-31 | 2019-12-31 | 365 | 10.1163 | 10 | 0.11634
60860 | 6.72 | 1 | 2018-12-31 | 2019-12-31 | 365 | 7.6998 | 7 | 0.69983
51306 | 9.9 | 1 | 2018-12-31 | 2019-12-31 | 365 | 11.3435 | 11 | 0.3435
60904 | 8.84 | 1 | 2018-12-31 | 2019-12-31 | 365 | 10.1289 | 10 | 0.12894
60903 | 6.3 | 1 | 2018-12-31 | 2019-12-31 | 365 | 7.2186 | 7 | 0.21859
42125 | 48.3 | 1 | 2018-12-31 | 2019-12-31 | 365 | 55.3425 | 55 | 0.34253
60907 | 10.08 | 1 | 2018-12-31 | 2019-12-31 | 365 | 11.5497 | 11 | 0.54974
60908 | 10.395 | 1 | 2018-12-31 | 2019-12-31 | 365 | 11.9107 | 11 | 0.91067
60910 | 9.52 | 1 | 2018-12-31 | 2019-12-31 | 365 | 10.9081 | 10 | 0.90809
60919 | 4 | 1 | 2018-12-31 | 2019-12-31 | 365 | 4.5832 | 4 | 0.58323
60921 | 9.9 | 1 | 2018-12-31 | 2019-12-31 | 365 | 11.3435 | 11 | 0.3435
60928 | 4.2 | 1 | 2018-12-31 | 2019-12-31 | 365 | 4.8124 | 4 | 0.81239
60923 | 12.6 | 1 | 2018-12-31 | 2019-12-31 | 365 | 14.4372 | 14 | 0.43718
61390 | 4.95 | 1 | 2018-12-31 | 2019-12-31 | 365 | 5.6717 | 5 | 0.67175
60809 | 9.38 | 1 | 2018-12-31 | 2019-12-31 | 365 | 10.7477 | 10 | 0.74768
49031 | 6.36 | 1 | 2018-12-31 | 2019-12-31 | 365 | 7.2873 | 7 | 0.28734
48569 | 6.72 | 1 | 2018-12-31 | 2019-12-31 | 365 | 7.6998 | 7 | 0.69983
44349 | 24.57 | 1 | 2018-12-31 | 2019-12-31 | 365 | 28.1525 | 28 | 0.1525
49326 | 8.415 | 1 | 2018-12-31 | 2019-12-31 | 365 | 9.642 | 9 | 0.64197
49047 | 6.9 | 1 | 2018-12-31 | 2019-12-31 | 365 | 7.9061 | 7 | 0.90608
43453 | 12 | 1 | 2018-12-31 | 2019-12-31 | 365 | 13.7497 | 13 | 0.7497
59250 | 7.125 | 1 | 2018-12-31 | 2019-12-31 | 365 | 8.1639 | 8 | 0.16388
61210 | 9.765 | 1 | 2018-12-31 | 2019-12-31 | 365 | 11.1888 | 11 | 0.18882
61258 | 5.04 | 1 | 2018-12-31 | 2019-12-31 | 365 | 5.7749 | 5 | 0.77487
61266 | 9.6 | 1 | 2018-12-31 | 2019-12-31 | 365 | 10.9998 | 10 | 0.99976
61302 | 8.19 | 1 | 2018-12-31 | 2019-12-31 | 365 | 9.3842 | 9 | 0.38417
61313 | 4.41 | 1 | 2018-12-31 | 2019-12-31 | 365 | 5.053 | 5 | 0.053013
61314 | 5.67 | 1 | 2018-12-31 | 2019-12-31 | 365 | 6.4967 | 6 | 0.49673
61317 | 11.73 | 1 | 2018-12-31 | 2019-12-31 | 365 | 13.4403 | 13 | 0.44033
61332 | 10.26 | 1 | 2018-12-31 | 2019-12-31 | 365 | 11.756 | 11 | 0.75599
61333 | 10.8 | 1 | 2018-12-31 | 2019-12-31 | 365 | 12.3747 | 12 | 0.37473
61384 | 11.118 | 1 | 2018-12-31 | 2019-12-31 | 365 | 12.7391 | 12 | 0.73909
61397 | 4.24 | 1 | 2018-12-31 | 2019-12-31 | 365 | 4.8582 | 4 | 0.85823
61408 | 7.2 | 1 | 2018-12-31 | 2019-12-31 | 365 | 8.2498 | 8 | 0.24982
61413 | 6.54 | 1 | 2018-12-31 | 2019-12-31 | 365 | 7.4936 | 7 | 0.49358
61414 | 13.23 | 1 | 2018-12-31 | 2019-12-31 | 365 | 15.159 | 15 | 0.15904
61416 | 8.1 | 1 | 2018-12-31 | 2019-12-31 | 365 | 9.281 | 9 | 0.28104
61418 | 4.24 | 1 | 2018-12-31 | 2019-12-31 | 365 | 4.8582 | 4 | 0.85823
60419 | 4.03 | 1 | 2018-12-31 | 2019-12-31 | 365 | 4.6176 | 4 | 0.61761
50147 | 14.88 | 1 | 2018-12-31 | 2019-12-31 | 365 | 17.0496 | 17 | 0.049623
48247 | 5.13 | 1 | 2018-12-31 | 2019-12-31 | 365 | 5.878 | 5 | 0.878
62397 | 12.74 | 1 | 2018-12-31 | 2019-12-31 | 365 | 14.5976 | 14 | 0.59759
35278 | 41.856 | 0.9 | 2018-12-31 | 2019-12-31 | 365 | 43.163 | 43 | 0.16305
61659 | 5.559 | 1 | 2018-12-31 | 2019-12-31 | 365 | 6.3695 | 6 | 0.36955
61668 | 14.715 | 1 | 2018-12-31 | 2019-12-31 | 365 | 16.8606 | 16 | 0.86056
61522 | 8.75 | 1 | 2018-12-31 | 2019-12-31 | 365 | 10.0258 | 10 | 0.02582
61404 | 4.24 | 1 | 2018-12-31 | 2019-12-31 | 365 | 4.8582 | 4 | 0.85823
61782 | 9.975 | 1 | 2018-12-31 | 2019-12-31 | 365 | 11.4294 | 11 | 0.42943
61894 | 6 | 1 | 2018-12-31 | 2019-12-31 | 365 | 6.8748 | 6 | 0.87485
61886 | 7.848 | 1 | 2018-12-31 | 2019-12-31 | 365 | 8.9923 | 8 | 0.9923
61889 | 4.76 | 1 | 2018-12-31 | 2019-12-31 | 365 | 5.454 | 5 | 0.45405
61891 | 6.48 | 1 | 2018-12-31 | 2019-12-31 | 365 | 7.4248 | 7 | 0.42484
61931 | 23.115 | 1 | 2018-12-31 | 2019-12-31 | 365 | 26.4854 | 26 | 0.48535
61940 | 8.64 | 1 | 2018-12-31 | 2019-12-31 | 365 | 9.8998 | 9 | 0.89978
61934 | 7.245 | 1 | 2018-12-31 | 2019-12-31 | 365 | 8.3014 | 8 | 0.30138
61942 | 3.45 | 1 | 2018-12-31 | 2019-12-31 | 365 | 3.953 | 3 | 0.95304
61936 | 6 | 1 | 2018-12-31 | 2019-12-31 | 365 | 6.8748 | 6 | 0.87485
61938 | 6.3 | 1 | 2018-12-31 | 2019-12-31 | 365 | 7.2186 | 7 | 0.21859
61944 | 6 | 1 | 2018-12-31 | 2019-12-31 | 365 | 6.8748 | 6 | 0.87485
61939 | 11.4 | 1 | 2018-12-31 | 2019-12-31 | 365 | 13.0622 | 13 | 0.062211
61941 | 5.175 | 1 | 2018-12-31 | 2019-12-31 | 365 | 5.9296 | 5 | 0.92956
61943 | 5.355 | 1 | 2018-12-31 | 2019-12-31 | 365 | 6.1358 | 6 | 0.1358
61945 | 7.02 | 1 | 2018-12-31 | 2019-12-31 | 365 | 8.0436 | 8 | 0.043572
61946 | 15.9 | 1 | 2018-12-31 | 2019-12-31 | 365 | 18.2183 | 18 | 0.21835
61949 | 10.26 | 1 | 2018-12-31 | 2019-12-31 | 365 | 11.756 | 11 | 0.75599
61950 | 7.56 | 1 | 2018-12-31 | 2019-12-31 | 365 | 8.6623 | 8 | 0.66231
61951 | 5.04 | 1 | 2018-12-31 | 2019-12-31 | 365 | 5.7749 | 5 | 0.77487
61953 | 6 | 1 | 2018-12-31 | 2019-12-31 | 365 | 6.8748 | 6 | 0.87485
61952 | 12.825 | 1 | 2018-12-31 | 2019-12-31 | 365 | 14.695 | 14 | 0.69499
61956 | 8.745 | 1 | 2018-12-31 | 2019-12-31 | 365 | 10.0201 | 10 | 0.020091
61958 | 7.56 | 1 | 2018-12-31 | 2019-12-31 | 365 | 8.6623 | 8 | 0.66231
61957 | 5.88 | 1 | 2018-12-31 | 2019-12-31 | 365 | 6.7374 | 6 | 0.73735
61959 | 11.34 | 1 | 2018-12-31 | 2019-12-31 | 365 | 12.9935 | 12 | 0.99346
61960 | 6.48 | 1 | 2018-12-31 | 2019-12-31 | 365 | 7.4248 | 7 | 0.42484
61961 | 8.7 | 1 | 2018-12-31 | 2019-12-31 | 365 | 9.9685 | 9 | 0.96853
61963 | 10.8 | 1 | 2018-12-31 | 2019-12-31 | 365 | 12.3747 | 12 | 0.37473
61964 | 5.12 | 1 | 2018-12-31 | 2019-12-31 | 365 | 5.8665 | 5 | 0.86654
61965 | 8.19 | 1 | 2018-12-31 | 2019-12-31 | 365 | 9.3842 | 9 | 0.38417
61966 | 11.52 | 1 | 2018-12-31 | 2019-12-31 | 365 | 13.1997 | 13 | 0.19971
61967 | 7.25 | 1 | 2018-12-31 | 2019-12-31 | 365 | 8.3071 | 8 | 0.30711
61968 | 5.565 | 1 | 2018-12-31 | 2019-12-31 | 365 | 6.3764 | 6 | 0.37642
61969 | 5.67 | 1 | 2018-12-31 | 2019-12-31 | 365 | 6.4967 | 6 | 0.49673
61971 | 6.48 | 1 | 2018-12-31 | 2019-12-31 | 365 | 7.4248 | 7 | 0.42484
61972 | 2.8 | 1 | 2018-12-31 | 2019-12-31 | 365 | 3.2083 | 3 | 0.20826
61982 | 10.2 | 1 | 2018-12-31 | 2019-12-31 | 365 | 11.6872 | 11 | 0.68724
61970 | 11.31 | 1 | 2018-12-31 | 2019-12-31 | 365 | 12.9591 | 12 | 0.95909
62035 | 2.85 | 1 | 2018-12-31 | 2019-12-31 | 365 | 3.2656 | 3 | 0.26555
62036 | 10.4 | 1 | 2018-12-31 | 2019-12-31 | 365 | 11.9164 | 11 | 0.9164
62037 | 10.08 | 1 | 2018-12-31 | 2019-12-31 | 365 | 11.5497 | 11 | 0.54974
62038 | 6.93 | 1 | 2018-12-31 | 2019-12-31 | 365 | 7.9404 | 7 | 0.94045
62040 | 8.1 | 1 | 2018-12-31 | 2019-12-31 | 365 | 9.281 | 9 | 0.28104
62041 | 12 | 1 | 2018-12-31 | 2019-12-31 | 365 | 13.7497 | 13 | 0.7497
62042 | 6.76 | 1 | 2018-12-31 | 2019-12-31 | 365 | 7.7457 | 7 | 0.74566
62043 | 7.125 | 1 | 2018-12-31 | 2019-12-31 | 365 | 8.1639 | 8 | 0.16388
62151 | 7.13 | 1 | 2018-12-31 | 2019-12-31 | 365 | 8.1696 | 8 | 0.16961
62152 | 7.98 | 1 | 2018-12-31 | 2019-12-31 | 365 | 9.1435 | 9 | 0.14355
62199 | 6.27 | 1 | 2018-12-31 | 2019-12-31 | 365 | 7.1842 | 7 | 0.18422
62200 | 5.67 | 1 | 2018-12-31 | 2019-12-31 | 365 | 6.4967 | 6 | 0.49673
62201 | 9.483 | 1 | 2018-12-31 | 2019-12-31 | 365 | 10.8657 | 10 | 0.8657
62202 | 8.505 | 1 | 2018-12-31 | 2019-12-31 | 365 | 9.7451 | 9 | 0.7451
62204 | 8.1 | 1 | 2018-12-31 | 2019-12-31 | 365 | 9.281 | 9 | 0.28104
62207 | 18.02 | 1 | 2018-12-31 | 2019-12-31 | 365 | 20.6475 | 20 | 0.64746
62209 | 6.93 | 1 | 2018-12-31 | 2019-12-31 | 365 | 7.9404 | 7 | 0.94045
62224 | 4.59 | 1 | 2018-12-31 | 2019-12-31 | 365 | 5.2593 | 5 | 0.25926
62227 | 11.97 | 1 | 2018-12-31 | 2019-12-31 | 365 | 13.7153 | 13 | 0.71532
62228 | 7.5 | 1 | 2018-12-31 | 2019-12-31 | 365 | 8.5936 | 8 | 0.59356
62231 | 5.6 | 1 | 2018-12-31 | 2019-12-31 | 365 | 6.4165 | 6 | 0.41652
62240 | 9 | 1 | 2018-12-31 | 2019-12-31 | 365 | 10.3123 | 10 | 0.31227
62245 | 9.3 | 1 | 2018-12-31 | 2019-12-31 | 365 | 10.656 | 10 | 0.65601
62248 | 6.27 | 1 | 2018-12-31 | 2019-12-31 | 365 | 7.1842 | 7 | 0.18422
62253 | 4.2 | 1 | 2018-12-31 | 2019-12-31 | 365 | 4.8124 | 4 | 0.81239
62256 | 5.232 | 1 | 2018-12-31 | 2019-12-31 | 365 | 5.9949 | 5 | 0.99487
62263 | 12 | 1 | 2018-12-31 | 2019-12-31 | 365 | 13.7497 | 13 | 0.7497
62264 | 9.72 | 1 | 2018-12-31 | 2019-12-31 | 365 | 11.1373 | 11 | 0.13725
48862 | 8.68 | 1 | 2018-12-31 | 2019-12-31 | 365 | 9.9456 | 9 | 0.94561
62437 | 8.06 | 1 | 2018-12-31 | 2019-12-31 | 365 | 9.2352 | 9 | 0.23521
62445 | 5.5 | 1 | 2018-12-31 | 2019-12-31 | 365 | 6.3019 | 6 | 0.30194
62448 | 9.975 | 1 | 2018-12-31 | 2019-12-31 | 365 | 11.4294 | 11 | 0.42943
62451 | 24.96 | 1 | 2018-12-31 | 2019-12-31 | 365 | 28.5994 | 28 | 0.59937
62467 | 4.725 | 1 | 2018-12-31 | 2019-12-31 | 365 | 5.4139 | 5 | 0.41394
62473 | 6.16 | 1 | 2018-12-31 | 2019-12-31 | 365 | 7.0582 | 7 | 0.058177
62483 | 11.34 | 1 | 2018-12-31 | 2019-12-31 | 365 | 12.9935 | 12 | 0.99346
62489 | 8.12 | 1 | 2018-12-31 | 2019-12-31 | 365 | 9.304 | 9 | 0.30396
62494 | 8.12 | 1 | 2018-12-31 | 2019-12-31 | 365 | 9.304 | 9 | 0.30396
62496 | 12.285 | 1 | 2018-12-31 | 2019-12-31 | 365 | 14.0763 | 14 | 0.076251
62458 | 4.505 | 1 | 2018-12-31 | 2019-12-31 | 365 | 5.1619 | 5 | 0.16187
62468 | 12.42 | 1 | 2018-12-31 | 2019-12-31 | 365 | 14.2309 | 14 | 0.23094
62470 | 7.625 | 1 | 2018-12-31 | 2019-12-31 | 365 | 8.7368 | 8 | 0.73679
62474 | 14.388 | 1 | 2018-12-31 | 2019-12-31 | 365 | 16.4859 | 16 | 0.48589
62479 | 10.8 | 1 | 2018-12-31 | 2019-12-31 | 365 | 12.3747 | 12 | 0.37473
62485 | 5.04 | 1 | 2018-12-31 | 2019-12-31 | 365 | 5.7749 | 5 | 0.77487
62492 | 6.867 | 1 | 2018-12-31 | 2019-12-31 | 365 | 7.8683 | 7 | 0.86826
62497 | 3.71 | 1 | 2018-12-31 | 2019-12-31 | 365 | 4.2509 | 4 | 0.25095
62499 | 12.42 | 1 | 2018-12-31 | 2019-12-31 | 365 | 14.2309 | 14 | 0.23094
61954 | 8.1 | 1 | 2018-12-31 | 2019-12-31 | 365 | 9.281 | 9 | 0.28104
62472 | 6 | 1 | 2018-12-31 | 2019-12-31 | 365 | 6.8748 | 6 | 0.87485
62267 | 5.4 | 1 | 2018-12-31 | 2019-12-31 | 365 | 6.1874 | 6 | 0.18736
62558 | 6 | 1 | 2018-12-31 | 2019-12-31 | 365 | 6.8748 | 6 | 0.87485
62564 | 7.935 | 1 | 2018-12-31 | 2019-12-31 | 365 | 9.092 | 9 | 0.091986
62570 | 5.865 | 1 | 2018-12-31 | 2019-12-31 | 365 | 6.7202 | 6 | 0.72016
62573 | 10.08 | 1 | 2018-12-31 | 2019-12-31 | 365 | 11.5497 | 11 | 0.54974
62575 | 12.765 | 1 | 2018-12-31 | 2019-12-31 | 365 | 14.6262 | 14 | 0.62624
62579 | 13.5 | 1 | 2018-12-31 | 2019-12-31 | 365 | 15.4684 | 15 | 0.46841
62585 | 8.45 | 1 | 2018-12-31 | 2019-12-31 | 365 | 9.6821 | 9 | 0.68208
62586 | 6 | 1 | 2018-12-31 | 2019-12-31 | 365 | 6.8748 | 6 | 0.87485
62590 | 4.24 | 1 | 2018-12-31 | 2019-12-31 | 365 | 4.8582 | 4 | 0.85823
62592 | 7.245 | 1 | 2018-12-31 | 2019-12-31 | 365 | 8.3014 | 8 | 0.30138
62594 | 12.5 | 1 | 2018-12-31 | 2019-12-31 | 365 | 14.3226 | 14 | 0.3226
62596 | 4.86 | 1 | 2018-12-31 | 2019-12-31 | 365 | 5.5686 | 5 | 0.56863
62598 | 8.84 | 1 | 2018-12-31 | 2019-12-31 | 365 | 10.1289 | 10 | 0.12894
62600 | 9.88 | 1 | 2018-12-31 | 2019-12-31 | 365 | 11.3206 | 11 | 0.32058
62602 | 9.45 | 1 | 2018-12-31 | 2019-12-31 | 365 | 10.8279 | 10 | 0.82789
62603 | 4.24 | 1 | 2018-12-31 | 2019-12-31 | 365 | 4.8582 | 4 | 0.85823
62604 | 10.695 | 1 | 2018-12-31 | 2019-12-31 | 365 | 12.2544 | 12 | 0.25442
62605 | 6.54 | 1 | 2018-12-31 | 2019-12-31 | 365 | 7.4936 | 7 | 0.49358
62606 | 7.2 | 1 | 2018-12-31 | 2019-12-31 | 365 | 8.2498 | 8 | 0.24982
62607 | 3 | 1 | 2018-12-31 | 2019-12-31 | 365 | 3.4374 | 3 | 0.43742
62608 | 9.135 | 1 | 2018-12-31 | 2019-12-31 | 365 | 10.467 | 10 | 0.46696
62609 | 5.04 | 1 | 2018-12-31 | 2019-12-31 | 365 | 5.7749 | 5 | 0.77487
62610 | 4.275 | 1 | 2018-12-31 | 2019-12-31 | 365 | 4.8983 | 4 | 0.89833
62611 | 6.76 | 1 | 2018-12-31 | 2019-12-31 | 365 | 7.7457 | 7 | 0.74566
62612 | 8.64 | 1 | 2018-12-31 | 2019-12-31 | 365 | 9.8998 | 9 | 0.89978
62613 | 5.04 | 1 | 2018-12-31 | 2019-12-31 | 365 | 5.7749 | 5 | 0.77487
62614 | 4.41 | 1 | 2018-12-31 | 2019-12-31 | 365 | 5.053 | 5 | 0.053013
62615 | 6.93 | 1 | 2018-12-31 | 2019-12-31 | 365 | 7.9404 | 7 | 0.94045
62616 | 2.7 | 1 | 2018-12-31 | 2019-12-31 | 365 | 3.0937 | 3 | 0.093682
62621 | 7.41 | 1 | 2018-12-31 | 2019-12-31 | 365 | 8.4904 | 8 | 0.49044
62623 | 5.886 | 1 | 2018-12-31 | 2019-12-31 | 365 | 6.7442 | 6 | 0.74423
62629 | 9.12 | 1 | 2018-12-31 | 2019-12-31 | 365 | 10.4498 | 10 | 0.44977
62630 | 5.4 | 1 | 2018-12-31 | 2019-12-31 | 365 | 6.1874 | 6 | 0.18736
62631 | 5.67 | 1 | 2018-12-31 | 2019-12-31 | 365 | 6.4967 | 6 | 0.49673
62632 | 2.97 | 1 | 2018-12-31 | 2019-12-31 | 365 | 3.403 | 3 | 0.40305
62633 | 8.68 | 1 | 2018-12-31 | 2019-12-31 | 365 | 9.9456 | 9 | 0.94561
62634 | 7.28 | 1 | 2018-12-31 | 2019-12-31 | 365 | 8.3415 | 8 | 0.34148
62635 | 4.94 | 1 | 2018-12-31 | 2019-12-31 | 365 | 5.6603 | 5 | 0.66029
50008 | 9.045 | 1 | 2018-12-31 | 2019-12-31 | 365 | 10.3638 | 10 | 0.36383
62637 | 5.3 | 1 | 2018-12-31 | 2019-12-31 | 365 | 6.0728 | 6 | 0.072782
62638 | 9 | 1 | 2018-12-31 | 2019-12-31 | 365 | 10.3123 | 10 | 0.31227
62639 | 8.8 | 1 | 2018-12-31 | 2019-12-31 | 365 | 10.0831 | 10 | 0.08311
62640 | 12 | 1 | 2018-12-31 | 2019-12-31 | 365 | 13.7497 | 13 | 0.7497
62641 | 12.48 | 1 | 2018-12-31 | 2019-12-31 | 365 | 14.2997 | 14 | 0.29968
62643 | 11.4 | 1 | 2018-12-31 | 2019-12-31 | 365 | 13.0622 | 13 | 0.062211
62642 | 12.19 | 1 | 2018-12-31 | 2019-12-31 | 365 | 13.9674 | 13 | 0.9674
62644 | 8.1 | 1 | 2018-12-31 | 2019-12-31 | 365 | 9.281 | 9 | 0.28104
62645 | 15.435 | 1 | 2018-12-31 | 2019-12-31 | 365 | 17.6855 | 17 | 0.68555
62647 | 5.44 | 1 | 2018-12-31 | 2019-12-31 | 365 | 6.2332 | 6 | 0.2332
62648 | 7.245 | 1 | 2018-12-31 | 2019-12-31 | 365 | 8.3014 | 8 | 0.30138
62649 | 11.52 | 1 | 2018-12-31 | 2019-12-31 | 365 | 13.1997 | 13 | 0.19971
62650 | 5.865 | 1 | 2018-12-31 | 2019-12-31 | 365 | 6.7202 | 6 | 0.72016
62651 | 10.71 | 1 | 2018-12-31 | 2019-12-31 | 365 | 12.2716 | 12 | 0.2716
62652 | 5.94 | 1 | 2018-12-31 | 2019-12-31 | 365 | 6.8061 | 6 | 0.8061
62653 | 6.4 | 1 | 2018-12-31 | 2019-12-31 | 365 | 7.3332 | 7 | 0.33317
62654 | 5.13 | 1 | 2018-12-31 | 2019-12-31 | 365 | 5.878 | 5 | 0.878
62659 | 12.16 | 1 | 2018-12-31 | 2019-12-31 | 365 | 13.933 | 13 | 0.93303
62690 | 7.42 | 1 | 2018-12-31 | 2019-12-31 | 365 | 8.5019 | 8 | 0.5019
62707 | 4.68 | 1 | 2018-12-31 | 2019-12-31 | 365 | 5.3624 | 5 | 0.36238
62711 | 6.6 | 1 | 2018-12-31 | 2019-12-31 | 365 | 7.5623 | 7 | 0.56233
62719 | 8.82 | 1 | 2018-12-31 | 2019-12-31 | 365 | 10.106 | 10 | 0.10603
62721 | 6.555 | 1 | 2018-12-31 | 2019-12-31 | 365 | 7.5108 | 7 | 0.51077
62724 | 16.38 | 1 | 2018-12-31 | 2019-12-31 | 365 | 18.7683 | 18 | 0.76834
62727 | 7.68 | 1 | 2018-12-31 | 2019-12-31 | 365 | 8.7998 | 8 | 0.79981
56398 | 5.415 | 1 | 2018-12-31 | 2019-12-31 | 365 | 6.2046 | 6 | 0.20455
62718 | 7.56 | 1 | 2018-12-31 | 2019-12-31 | 365 | 8.6623 | 8 | 0.66231
51270 | 7.44 | 1 | 2018-12-31 | 2019-12-31 | 365 | 8.5248 | 8 | 0.52481
50160 | 8.505 | 1 | 2018-12-31 | 2019-12-31 | 365 | 9.7451 | 9 | 0.7451
45632 | 8.505 | 1 | 2018-12-31 | 2019-12-31 | 365 | 9.7451 | 9 | 0.7451
62781 | 2.8 | 1 | 2018-12-31 | 2019-12-31 | 365 | 3.2083 | 3 | 0.20826
62811 | 9.6 | 1 | 2018-12-31 | 2019-12-31 | 365 | 10.9998 | 10 | 0.99976
63024 | 191.235 | 0.9 | 2018-12-31 | 2019-12-31 | 365 | 197.2067 | 197 | 0.20673
36217 | 63.63 | 0.9 | 2018-12-31 | 2019-12-31 | 365 | 65.617 | 65 | 0.61699
34854 | 47.04 | 0.9 | 2018-12-31 | 2019-12-31 | 365 | 48.5089 | 48 | 0.50893
62795 | 2.97 | 1 | 2018-12-31 | 2019-12-31 | 365 | 3.403 | 3 | 0.40305
62798 | 10.8 | 1 | 2018-12-31 | 2019-12-31 | 365 | 12.3747 | 12 | 0.37473
62799 | 4.2 | 1 | 2018-12-31 | 2019-12-31 | 365 | 4.8124 | 4 | 0.81239
62805 | 6.72 | 1 | 2018-12-31 | 2019-12-31 | 365 | 7.6998 | 7 | 0.69983
62810 | 19.765 | 1 | 2018-12-31 | 2019-12-31 | 365 | 22.6469 | 22 | 0.6469
62813 | 11.118 | 1 | 2018-12-31 | 2019-12-31 | 365 | 12.7391 | 12 | 0.73909
62814 | 15.075 | 1 | 2018-12-31 | 2019-12-31 | 365 | 17.2731 | 17 | 0.27306
62815 | 3 | 1 | 2018-12-31 | 2019-12-31 | 365 | 3.4374 | 3 | 0.43742
62816 | 12.6 | 1 | 2018-12-31 | 2019-12-31 | 365 | 14.4372 | 14 | 0.43718
62817 | 9.6 | 1 | 2018-12-31 | 2019-12-31 | 365 | 10.9998 | 10 | 0.99976
62818 | 5.67 | 1 | 2018-12-31 | 2019-12-31 | 365 | 6.4967 | 6 | 0.49673
61198 | 12.8 | 1 | 2018-12-31 | 2019-12-31 | 365 | 14.6663 | 14 | 0.66634
62822 | 8.67 | 1 | 2018-12-31 | 2019-12-31 | 365 | 9.9342 | 9 | 0.93416
62737 | 3.9 | 1 | 2018-12-31 | 2019-12-31 | 365 | 4.4687 | 4 | 0.46865
59552 | 6.4 | 1 | 2018-12-31 | 2019-12-31 | 365 | 7.3332 | 7 | 0.33317
59603 | 1.92 | 1 | 2018-12-31 | 2019-12-31 | 365 | 2.2 | 2 | 0.19995
59699 | 6.08 | 1 | 2018-12-31 | 2019-12-31 | 365 | 6.9665 | 6 | 0.96651
59833 | 9.28 | 1 | 2018-12-31 | 2019-12-31 | 365 | 10.6331 | 10 | 0.6331
59968 | 8.64 | 1 | 2018-12-31 | 2019-12-31 | 365 | 9.8998 | 9 | 0.89978
59971 | 4.8 | 1 | 2018-12-31 | 2019-12-31 | 365 | 5.4999 | 5 | 0.49988
60059 | 7.04 | 1 | 2018-12-31 | 2019-12-31 | 365 | 8.0665 | 8 | 0.066488
62918 | 6.72 | 1 | 2018-12-31 | 2019-12-31 | 365 | 7.6998 | 7 | 0.69983
62920 | 7.8 | 1 | 2018-12-31 | 2019-12-31 | 365 | 8.9373 | 8 | 0.9373
62618 | 8.96 | 1 | 2018-12-31 | 2019-12-31 | 365 | 10.2664 | 10 | 0.26644
62589 | 9.28 | 1 | 2018-12-31 | 2019-12-31 | 365 | 10.6331 | 10 | 0.6331
62561 | 10.24 | 1 | 2018-12-31 | 2019-12-31 | 365 | 11.7331 | 11 | 0.73307
62456 | 7.68 | 1 | 2018-12-31 | 2019-12-31 | 365 | 8.7998 | 8 | 0.79981
62923 | 5.46 | 1 | 2018-12-31 | 2019-12-31 | 365 | 6.2561 | 6 | 0.25611
62925 | 7.04 | 1 | 2018-12-31 | 2019-12-31 | 365 | 8.0665 | 8 | 0.066488
62928 | 9.28 | 1 | 2018-12-31 | 2019-12-31 | 365 | 10.6331 | 10 | 0.6331
62929 | 9.8 | 1 | 2018-12-31 | 2019-12-31 | 365 | 11.2289 | 11 | 0.22892
62932 | 6.4 | 1 | 2018-12-31 | 2019-12-31 | 365 | 7.3332 | 7 | 0.33317
62954 | 4.48 | 1 | 2018-12-31 | 2019-12-31 | 365 | 5.1332 | 5 | 0.13322
62955 | 12.96 | 1 | 2018-12-31 | 2019-12-31 | 365 | 14.8497 | 14 | 0.84967
62975 | 8.19 | 1 | 2018-12-31 | 2019-12-31 | 365 | 9.3842 | 9 | 0.38417
62977 | 12 | 1 | 2018-12-31 | 2019-12-31 | 365 | 13.7497 | 13 | 0.7497
62980 | 4.41 | 1 | 2018-12-31 | 2019-12-31 | 365 | 5.053 | 5 | 0.053013
62982 | 21 | 1 | 2018-12-31 | 2019-12-31 | 365 | 24.062 | 24 | 0.061968
62646 | 8.64 | 1 | 2018-12-31 | 2019-12-31 | 365 | 9.8998 | 9 | 0.89978
62984 | 6.72 | 1 | 2018-12-31 | 2019-12-31 | 365 | 7.6998 | 7 | 0.69983
62686 | 6 | 1 | 2018-12-31 | 2019-12-31 | 365 | 6.8748 | 6 | 0.87485
35296 | 120.336 | 0.9 | 2018-12-31 | 2019-12-31 | 365 | 124.0938 | 124 | 0.093756
62997 | 8.28 | 1 | 2018-12-31 | 2019-12-31 | 365 | 9.4873 | 9 | 0.48729
62998 | 5.4 | 1 | 2018-12-31 | 2019-12-31 | 365 | 6.1874 | 6 | 0.18736
62999 | 7.68 | 1 | 2018-12-31 | 2019-12-31 | 365 | 8.7998 | 8 | 0.79981
63001 | 7.194 | 1 | 2018-12-31 | 2019-12-31 | 365 | 8.2429 | 8 | 0.24294
63002 | 9.135 | 1 | 2018-12-31 | 2019-12-31 | 365 | 10.467 | 10 | 0.46696
63003 | 11.34 | 1 | 2018-12-31 | 2019-12-31 | 365 | 12.9935 | 12 | 0.99346
63004 | 8.1 | 1 | 2018-12-31 | 2019-12-31 | 365 | 9.281 | 9 | 0.28104
63021 | 12.455 | 1 | 2018-12-31 | 2019-12-31 | 365 | 14.271 | 14 | 0.27104
63026 | 5.94 | 1 | 2018-12-31 | 2019-12-31 | 365 | 6.8061 | 6 | 0.8061
59088 | 6.75 | 1 | 2018-12-31 | 2019-12-31 | 365 | 7.7342 | 7 | 0.7342
59051 | 5.32 | 1 | 2018-12-31 | 2019-12-31 | 365 | 6.0957 | 6 | 0.095699
59572 | 5.4 | 1 | 2018-12-31 | 2019-12-31 | 365 | 6.1874 | 6 | 0.18736
61173 | 4.2 | 1 | 2018-12-31 | 2019-12-31 | 365 | 4.8124 | 4 | 0.81239
44793 | 7.2 | 1 | 2018-12-31 | 2019-12-31 | 365 | 8.2498 | 8 | 0.24982
60774 | 5.52 | 1 | 2018-12-31 | 2019-12-31 | 365 | 6.3249 | 6 | 0.32486
60173 | 8.64 | 1 | 2018-12-31 | 2019-12-31 | 365 | 9.8998 | 9 | 0.89978
60553 | 8.32 | 1 | 2018-12-31 | 2019-12-31 | 365 | 9.5331 | 9 | 0.53312
51322 | 3.52 | 1 | 2018-12-31 | 2019-12-31 | 365 | 4.0332 | 4 | 0.033244
60905 | 9.92 | 1 | 2018-12-31 | 2019-12-31 | 365 | 11.3664 | 11 | 0.36642
60906 | 8.96 | 1 | 2018-12-31 | 2019-12-31 | 365 | 10.2664 | 10 | 0.26644
61930 | 9.28 | 1 | 2018-12-31 | 2019-12-31 | 365 | 10.6331 | 10 | 0.6331
61962 | 7.68 | 1 | 2018-12-31 | 2019-12-31 | 365 | 8.7998 | 8 | 0.79981
62625 | 8.64 | 1 | 2018-12-31 | 2019-12-31 | 365 | 9.8998 | 9 | 0.89978
50004 | 4.845 | 1 | 2018-12-31 | 2019-12-31 | 365 | 5.5514 | 5 | 0.55144
63094 | 8.82 | 1 | 2018-12-31 | 2019-12-31 | 365 | 10.106 | 10 | 0.10603
63112 | 4.24 | 1 | 2018-12-31 | 2019-12-31 | 365 | 4.8582 | 4 | 0.85823
60239 | 11.52 | 1 | 2018-12-31 | 2019-12-31 | 365 | 13.1997 | 13 | 0.19971
60245 | 6.08 | 1 | 2018-12-31 | 2019-12-31 | 365 | 6.9665 | 6 | 0.96651
60744 | 8.64 | 1 | 2018-12-31 | 2019-12-31 | 365 | 9.8998 | 9 | 0.89978
60748 | 12.8 | 1 | 2018-12-31 | 2019-12-31 | 365 | 14.6663 | 14 | 0.66634
59553 | 8.32 | 1 | 2018-12-31 | 2019-12-31 | 365 | 9.5331 | 9 | 0.53312
61215 | 6.4 | 1 | 2018-12-31 | 2019-12-31 | 365 | 7.3332 | 7 | 0.33317
61411 | 8.32 | 1 | 2018-12-31 | 2019-12-31 | 365 | 9.5331 | 9 | 0.53312
62194 | 13.76 | 1 | 2018-12-31 | 2019-12-31 | 365 | 15.7663 | 15 | 0.76632
62195 | 4.48 | 1 | 2018-12-31 | 2019-12-31 | 365 | 5.1332 | 5 | 0.13322
62626 | 7.68 | 1 | 2018-12-31 | 2019-12-31 | 365 | 8.7998 | 8 | 0.79981
63220 | 4.32 | 1 | 2018-12-31 | 2019-12-31 | 365 | 4.9499 | 4 | 0.94989
50015 | 58.9 | 0.9 | 2018-12-31 | 2019-12-31 | 365 | 60.7393 | 60 | 0.73928
63359 | 17.1 | 1 | 2018-12-31 | 2019-12-31 | 365 | 19.5933 | 19 | 0.59332
63411 | 10.83 | 1 | 2018-12-31 | 2019-12-31 | 365 | 12.4091 | 12 | 0.4091
36140 | 30.87 | 1 | 2018-12-31 | 2019-12-31 | 365 | 35.3711 | 35 | 0.37109
63508 | 7.245 | 1 | 2018-12-31 | 2019-12-31 | 365 | 8.3014 | 8 | 0.30138
51279 | 3.2 | 1 | 2018-12-31 | 2019-12-31 | 365 | 3.6666 | 3 | 0.66659
63564 | 7.65 | 1 | 2018-12-31 | 2019-12-31 | 365 | 8.7654 | 8 | 0.76543
63570 | 4.48 | 1 | 2018-12-31 | 2019-12-31 | 365 | 5.1332 | 5 | 0.13322
63609 | 7.975 | 1 | 2018-12-31 | 2019-12-31 | 365 | 9.1378 | 9 | 0.13782
63613 | 9.805 | 1 | 2018-12-31 | 2019-12-31 | 365 | 11.2346 | 11 | 0.23465
63617 | 10.35 | 1 | 2018-12-31 | 2019-12-31 | 365 | 11.8591 | 11 | 0.85911
63794 | 10.695 | 1 | 2018-12-31 | 2019-12-31 | 365 | 12.2544 | 12 | 0.25442
63857 | 6.24 | 1 | 2018-12-31 | 2019-12-31 | 365 | 7.1498 | 7 | 0.14984
63868 | 9.81 | 1 | 2018-12-31 | 2019-12-31 | 365 | 11.2404 | 11 | 0.24038
63870 | 2.65 | 1 | 2018-12-31 | 2019-12-31 | 365 | 3.0364 | 3 | 0.036391
46884 | 11.34 | 1 | 2018-12-31 | 2019-12-31 | 365 | 12.9935 | 12 | 0.99346
63864 | 7.92 | 1 | 2018-12-31 | 2019-12-31 | 365 | 9.0748 | 9 | 0.074799
64021 | 7.04 | 1 | 2018-12-31 | 2019-12-31 | 365 | 8.0665 | 8 | 0.066488
64022 | 11.22 | 1 | 2018-12-31 | 2019-12-31 | 365 | 12.856 | 12 | 0.85597
64050 | 8.7 | 1 | 2018-12-31 | 2019-12-31 | 365 | 9.9685 | 9 | 0.96853
64060 | 7.2 | 1 | 2018-12-31 | 2019-12-31 | 365 | 8.2498 | 8 | 0.24982
64061 | 3.64 | 1 | 2018-12-31 | 2019-12-31 | 365 | 4.1707 | 4 | 0.17074
50158 | 3.05 | 1 | 2018-12-31 | 2019-12-31 | 365 | 3.4947 | 3 | 0.49471
51261 | 7.95 | 1 | 2018-12-31 | 2019-12-31 | 365 | 9.1092 | 9 | 0.10917
48852 | 5.2 | 1 | 2018-12-31 | 2019-12-31 | 365 | 5.9582 | 5 | 0.9582
49882 | 3.795 | 1 | 2018-12-31 | 2019-12-31 | 365 | 4.3483 | 4 | 0.34834
64083 | 6.93 | 1 | 2018-12-31 | 2019-12-31 | 365 | 7.9404 | 7 | 0.94045
64087 | 13.545 | 1 | 2018-12-31 | 2019-12-31 | 365 | 15.52 | 15 | 0.51997
64127 | 7.59 | 1 | 2018-12-31 | 2019-12-31 | 365 | 8.6967 | 8 | 0.69668
64128 | 9.6 | 1 | 2018-12-31 | 2019-12-31 | 365 | 10.9998 | 10 | 0.99976
64151 | 9.1 | 1 | 2018-12-31 | 2019-12-31 | 365 | 10.4269 | 10 | 0.42685
64165 | 9.9 | 1 | 2018-12-31 | 2019-12-31 | 365 | 11.3435 | 11 | 0.3435
64190 | 12 | 1 | 2018-12-31 | 2019-12-31 | 365 | 13.7497 | 13 | 0.7497
64224 | 7.2 | 1 | 2018-12-31 | 2019-12-31 | 365 | 8.2498 | 8 | 0.24982
64245 | 4.32 | 1 | 2018-12-31 | 2019-12-31 | 365 | 4.9499 | 4 | 0.94989
64250 | 4.845 | 1 | 2018-12-31 | 2019-12-31 | 365 | 5.5514 | 5 | 0.55144
64262 | 2.28 | 1 | 2018-12-31 | 2019-12-31 | 365 | 2.6124 | 2 | 0.61244
64263 | 6.9 | 1 | 2018-12-31 | 2019-12-31 | 365 | 7.9061 | 7 | 0.90608
64296 | 8.215 | 1 | 2018-12-31 | 2019-12-31 | 365 | 9.4128 | 9 | 0.41281
64302 | 4.32 | 1 | 2018-12-31 | 2019-12-31 | 365 | 4.9499 | 4 | 0.94989
64304 | 9.12 | 1 | 2018-12-31 | 2019-12-31 | 365 | 10.4498 | 10 | 0.44977
64306 | 5.3 | 1 | 2018-12-31 | 2019-12-31 | 365 | 6.0728 | 6 | 0.072782
64312 | 10.8 | 1 | 2018-12-31 | 2019-12-31 | 365 | 12.3747 | 12 | 0.37473
64330 | 8.55 | 1 | 2018-12-31 | 2019-12-31 | 365 | 9.7967 | 9 | 0.79666
64338 | 9.45 | 1 | 2018-12-31 | 2019-12-31 | 365 | 10.8279 | 10 | 0.82789
64344 | 9.975 | 1 | 2018-12-31 | 2019-12-31 | 365 | 11.4294 | 11 | 0.42943
64348 | 6.615 | 1 | 2018-12-31 | 2019-12-31 | 365 | 7.5795 | 7 | 0.57952
64357 | 6.76 | 1 | 2018-12-31 | 2019-12-31 | 365 | 7.7457 | 7 | 0.74566
64363 | 9.66 | 1 | 2018-12-31 | 2019-12-31 | 365 | 11.0685 | 11 | 0.068505
64380 | 7.2 | 1 | 2018-12-31 | 2019-12-31 | 365 | 8.2498 | 8 | 0.24982
64391 | 5.7 | 1 | 2018-12-31 | 2019-12-31 | 365 | 6.5311 | 6 | 0.53111
64392 | 4.56 | 1 | 2018-12-31 | 2019-12-31 | 365 | 5.2249 | 5 | 0.22488
64440 | 8.64 | 1 | 2018-12-31 | 2019-12-31 | 365 | 9.8998 | 9 | 0.89978
64446 | 5.13 | 1 | 2018-12-31 | 2019-12-31 | 365 | 5.878 | 5 | 0.878
64451 | 7.56 | 1 | 2018-12-31 | 2019-12-31 | 365 | 8.6623 | 8 | 0.66231
64264 | 8.8 | 1 | 2018-12-31 | 2019-12-31 | 365 | 10.0831 | 10 | 0.08311
50025 | 5.49 | 1 | 2018-12-31 | 2019-12-31 | 365 | 6.2905 | 6 | 0.29049
64488 | 9.24 | 1 | 2018-12-31 | 2019-12-31 | 365 | 10.5873 | 10 | 0.58727
64490 | 12.19 | 1 | 2018-12-31 | 2019-12-31 | 365 | 13.9674 | 13 | 0.9674
64499 | 11.44 | 1 | 2018-12-31 | 2019-12-31 | 365 | 13.108 | 13 | 0.10804
64501 | 4.68 | 1 | 2018-12-31 | 2019-12-31 | 365 | 5.3624 | 5 | 0.36238
45554 | 11.97 | 1 | 2018-12-31 | 2019-12-31 | 365 | 13.7153 | 13 | 0.71532
64636 | 5.7 | 1 | 2018-12-31 | 2019-12-31 | 365 | 6.5311 | 6 | 0.53111
64637 | 5.04 | 1 | 2018-12-31 | 2019-12-31 | 365 | 5.7749 | 5 | 0.77487
64650 | 8.08 | 1 | 2018-12-31 | 2019-12-31 | 365 | 9.2581 | 9 | 0.25813
64671 | 3.465 | 1 | 2018-12-31 | 2019-12-31 | 365 | 3.9702 | 3 | 0.97022
64674 | 7.56 | 1 | 2018-12-31 | 2019-12-31 | 365 | 8.6623 | 8 | 0.66231
64679 | 9.69 | 1 | 2018-12-31 | 2019-12-31 | 365 | 11.1029 | 11 | 0.10288
64716 | 7.29 | 1 | 2018-12-31 | 2019-12-31 | 365 | 8.3529 | 8 | 0.35294
64725 | 11.97 | 1 | 2018-12-31 | 2019-12-31 | 365 | 13.7153 | 13 | 0.71532
64748 | 8.1 | 1 | 2018-12-31 | 2019-12-31 | 365 | 9.281 | 9 | 0.28104
64757 | 6.555 | 1 | 2018-12-31 | 2019-12-31 | 365 | 7.5108 | 7 | 0.51077
64758 | 7.83 | 1 | 2018-12-31 | 2019-12-31 | 365 | 8.9717 | 8 | 0.97168
64760 | 4.845 | 1 | 2018-12-31 | 2019-12-31 | 365 | 5.5514 | 5 | 0.55144
64761 | 5.4 | 1 | 2018-12-31 | 2019-12-31 | 365 | 6.1874 | 6 | 0.18736
64783 | 10.6 | 1 | 2018-12-31 | 2019-12-31 | 365 | 12.1456 | 12 | 0.14556
64787 | 9.6 | 1 | 2018-12-31 | 2019-12-31 | 365 | 10.9998 | 10 | 0.99976
64813 | 9.9 | 1 | 2018-12-31 | 2019-12-31 | 365 | 11.3435 | 11 | 0.3435
64784 | 14.64 | 1 | 2018-12-31 | 2019-12-31 | 365 | 16.7746 | 16 | 0.77463
64899 | 7.28 | 1 | 2018-12-31 | 2019-12-31 | 365 | 8.3415 | 8 | 0.34148
64922 | 4.24 | 1 | 2018-12-31 | 2019-12-31 | 365 | 4.8582 | 4 | 0.85823
64932 | 5.52 | 1 | 2018-12-31 | 2019-12-31 | 365 | 6.3249 | 6 | 0.32486
65142 | 109.545 | 0.9 | 2018-12-31 | 2019-12-31 | 365 | 112.9658 | 112 | 0.96578
65286 | 7.125 | 1 | 2018-12-31 | 2019-12-31 | 365 | 8.1639 | 8 | 0.16388
65287 | 9.24 | 1 | 2018-12-31 | 2019-12-31 | 365 | 10.5873 | 10 | 0.58727
65290 | 8.68 | 1 | 2018-12-31 | 2019-12-31 | 365 | 9.9456 | 9 | 0.94561
65294 | 12.19 | 1 | 2018-12-31 | 2019-12-31 | 365 | 13.9674 | 13 | 0.9674
65302 | 8.5 | 1 | 2018-12-31 | 2019-12-31 | 365 | 9.7394 | 9 | 0.73937
65308 | 3.36 | 1 | 2018-12-31 | 2019-12-31 | 365 | 3.8499 | 3 | 0.84991
65322 | 11.6 | 1 | 2018-12-31 | 2019-12-31 | 365 | 13.2914 | 13 | 0.29137
65323 | 11.6 | 1 | 2018-12-31 | 2019-12-31 | 365 | 13.2914 | 13 | 0.29137
63160 | 4.8 | 1 | 2018-12-31 | 2019-12-31 | 365 | 5.4999 | 5 | 0.49988
63005 | 4.2 | 1 | 2018-12-31 | 2019-12-31 | 365 | 4.8124 | 4 | 0.81239
63140 | 8.7 | 1 | 2018-12-31 | 2019-12-31 | 365 | 9.9685 | 9 | 0.96853
63201 | 7.29 | 1 | 2018-12-31 | 2019-12-31 | 365 | 8.3529 | 8 | 0.35294
63217 | 8 | 1 | 2018-12-31 | 2019-12-31 | 365 | 9.1665 | 9 | 0.16646
63218 | 10.24 | 1 | 2018-12-31 | 2019-12-31 | 365 | 11.7331 | 11 | 0.73307
63219 | 11.825 | 1 | 2018-12-31 | 2019-12-31 | 365 | 13.5492 | 13 | 0.54918
63221 | 7.68 | 1 | 2018-12-31 | 2019-12-31 | 365 | 8.7998 | 8 | 0.79981
63227 | 6 | 1 | 2018-12-31 | 2019-12-31 | 365 | 6.8748 | 6 | 0.87485
63136 | 3.78 | 1 | 2018-12-31 | 2019-12-31 | 365 | 4.3312 | 4 | 0.33115
63157 | 3.705 | 1 | 2018-12-31 | 2019-12-31 | 365 | 4.2452 | 4 | 0.24522
63240 | 3.99 | 1 | 2018-12-31 | 2019-12-31 | 365 | 4.5718 | 4 | 0.57177
63131 | 6.3 | 1 | 2018-12-31 | 2019-12-31 | 365 | 7.2186 | 7 | 0.21859
63133 | 4.725 | 1 | 2018-12-31 | 2019-12-31 | 365 | 5.4139 | 5 | 0.41394
63248 | 6.6 | 1 | 2018-12-31 | 2019-12-31 | 365 | 7.5623 | 7 | 0.56233
63413 | 11 | 1 | 2018-12-31 | 2019-12-31 | 365 | 12.6039 | 12 | 0.60389
63506 | 7.36 | 1 | 2018-12-31 | 2019-12-31 | 365 | 8.4331 | 8 | 0.43315
63548 | 7.04 | 1 | 2018-12-31 | 2019-12-31 | 365 | 8.0665 | 8 | 0.066488
63526 | 6.9 | 1 | 2018-12-31 | 2019-12-31 | 365 | 7.9061 | 7 | 0.90608
63529 | 7.68 | 1 | 2018-12-31 | 2019-12-31 | 365 | 8.7998 | 8 | 0.79981
63551 | 9.555 | 1 | 2018-12-31 | 2019-12-31 | 365 | 10.9482 | 10 | 0.9482
63604 | 10.8 | 1 | 2018-12-31 | 2019-12-31 | 365 | 12.3747 | 12 | 0.37473
63747 | 13.44 | 1 | 2018-12-31 | 2019-12-31 | 365 | 15.3997 | 15 | 0.39966
63519 | 8.1 | 1 | 2018-12-31 | 2019-12-31 | 365 | 9.281 | 9 | 0.28104
63789 | 5.13 | 1 | 2018-12-31 | 2019-12-31 | 365 | 5.878 | 5 | 0.878
63792 | 6.4 | 1 | 2018-12-31 | 2019-12-31 | 365 | 7.3332 | 7 | 0.33317
63798 | 8.82 | 1 | 2018-12-31 | 2019-12-31 | 365 | 10.106 | 10 | 0.10603
63873 | 5.886 | 1 | 2018-12-31 | 2019-12-31 | 365 | 6.7442 | 6 | 0.74423
63911 | 8.19 | 1 | 2018-12-31 | 2019-12-31 | 365 | 9.3842 | 9 | 0.38417
64074 | 7.02 | 1 | 2018-12-31 | 2019-12-31 | 365 | 8.0436 | 8 | 0.043572
64176 | 10.8 | 1 | 2018-12-31 | 2019-12-31 | 365 | 12.3747 | 12 | 0.37473
64251 | 9.9 | 1 | 2018-12-31 | 2019-12-31 | 365 | 11.3435 | 11 | 0.3435
64298 | 11.34 | 1 | 2018-12-31 | 2019-12-31 | 365 | 12.9935 | 12 | 0.99346
64313 | 12.42 | 1 | 2018-12-31 | 2019-12-31 | 365 | 14.2309 | 14 | 0.23094
64335 | 3.78 | 1 | 2018-12-31 | 2019-12-31 | 365 | 4.3312 | 4 | 0.33115
64337 | 5.175 | 1 | 2018-12-31 | 2019-12-31 | 365 | 5.9296 | 5 | 0.92956
64345 | 7.68 | 1 | 2018-12-31 | 2019-12-31 | 365 | 8.7998 | 8 | 0.79981
64350 | 6.867 | 1 | 2018-12-31 | 2019-12-31 | 365 | 7.8683 | 7 | 0.86826
64351 | 6.08 | 1 | 2018-12-31 | 2019-12-31 | 365 | 6.9665 | 6 | 0.96651
64353 | 9.28 | 1 | 2018-12-31 | 2019-12-31 | 365 | 10.6331 | 10 | 0.6331
64362 | 12.426 | 1 | 2018-12-31 | 2019-12-31 | 365 | 14.2378 | 14 | 0.23781
64369 | 7.521 | 1 | 2018-12-31 | 2019-12-31 | 365 | 8.6176 | 8 | 0.61762
64370 | 6.213 | 1 | 2018-12-31 | 2019-12-31 | 365 | 7.1189 | 7 | 0.11891
64371 | 12.426 | 1 | 2018-12-31 | 2019-12-31 | 365 | 14.2378 | 14 | 0.23781
64372 | 5.76 | 1 | 2018-12-31 | 2019-12-31 | 365 | 6.5999 | 6 | 0.59985
64374 | 10.137 | 1 | 2018-12-31 | 2019-12-31 | 365 | 11.6151 | 11 | 0.61506
64428 | 6.555 | 1 | 2018-12-31 | 2019-12-31 | 365 | 7.5108 | 7 | 0.51077
64494 | 6.72 | 1 | 2018-12-31 | 2019-12-31 | 365 | 7.6998 | 7 | 0.69983
64497 | 12.426 | 1 | 2018-12-31 | 2019-12-31 | 365 | 14.2378 | 14 | 0.23781
64498 | 10.24 | 1 | 2018-12-31 | 2019-12-31 | 365 | 11.7331 | 11 | 0.73307
64511 | 4.8 | 1 | 2018-12-31 | 2019-12-31 | 365 | 5.4999 | 5 | 0.49988
64512 | 3.3 | 1 | 2018-12-31 | 2019-12-31 | 365 | 3.7812 | 3 | 0.78117
64515 | 2.835 | 1 | 2018-12-31 | 2019-12-31 | 365 | 3.2484 | 3 | 0.24837
64535 | 5.67 | 1 | 2018-12-31 | 2019-12-31 | 365 | 6.4967 | 6 | 0.49673
64539 | 7.56 | 1 | 2018-12-31 | 2019-12-31 | 365 | 8.6623 | 8 | 0.66231
64540 | 3.15 | 1 | 2018-12-31 | 2019-12-31 | 365 | 3.6093 | 3 | 0.6093
64542 | 4.095 | 1 | 2018-12-31 | 2019-12-31 | 365 | 4.6921 | 4 | 0.69208
64626 | 5.76 | 1 | 2018-12-31 | 2019-12-31 | 365 | 6.5999 | 6 | 0.59985
64644 | 6.72 | 1 | 2018-12-31 | 2019-12-31 | 365 | 7.6998 | 7 | 0.69983
64656 | 7.02 | 1 | 2018-12-31 | 2019-12-31 | 365 | 8.0436 | 8 | 0.043572
64719 | 7.04 | 1 | 2018-12-31 | 2019-12-31 | 365 | 8.0665 | 8 | 0.066488
64728 | 5.44 | 1 | 2018-12-31 | 2019-12-31 | 365 | 6.2332 | 6 | 0.2332
64331 | 7.848 | 1 | 2018-12-31 | 2019-12-31 | 365 | 8.9923 | 8 | 0.9923
64897 | 7.83 | 1 | 2018-12-31 | 2019-12-31 | 365 | 8.9717 | 8 | 0.97168
65130 | 9 | 1 | 2018-12-31 | 2019-12-31 | 365 | 10.3123 | 10 | 0.31227
65314 | 12.96 | 1 | 2018-12-31 | 2019-12-31 | 365 | 14.8497 | 14 | 0.84967
65315 | 7.15 | 1 | 2018-12-31 | 2019-12-31 | 365 | 8.1925 | 8 | 0.19253
65316 | 3.51 | 1 | 2018-12-31 | 2019-12-31 | 365 | 4.0218 | 4 | 0.021786
62582 | 10.2 | 1 | 2018-12-31 | 2019-12-31 | 365 | 11.6872 | 11 | 0.68724
65336 | 7.848 | 1 | 2018-12-31 | 2019-12-31 | 365 | 8.9923 | 8 | 0.9923
65350 | 11.52 | 1 | 2018-12-31 | 2019-12-31 | 365 | 13.1997 | 13 | 0.19971
65358 | 9.81 | 1 | 2018-12-31 | 2019-12-31 | 365 | 11.2404 | 11 | 0.24038
65367 | 14.715 | 1 | 2018-12-31 | 2019-12-31 | 365 | 16.8606 | 16 | 0.86056
65300 | 4.77 | 1 | 2018-12-31 | 2019-12-31 | 365 | 5.4655 | 5 | 0.4655
47618 | 20.435 | 1 | 2018-12-31 | 2019-12-31 | 365 | 23.4146 | 23 | 0.41459
63184 | 4.76 | 1 | 2018-12-31 | 2019-12-31 | 365 | 5.454 | 5 | 0.45405
63216 | 6.72 | 1 | 2018-12-31 | 2019-12-31 | 365 | 7.6998 | 7 | 0.69983
62972 | 8.1 | 1 | 2018-12-31 | 2019-12-31 | 365 | 9.281 | 9 | 0.28104
63507 | 15.4 | 1 | 2018-12-31 | 2019-12-31 | 365 | 17.6454 | 17 | 0.64544
63489 | 7.875 | 1 | 2018-12-31 | 2019-12-31 | 365 | 9.0232 | 9 | 0.023238
63550 | 5.4 | 1 | 2018-12-31 | 2019-12-31 | 365 | 6.1874 | 6 | 0.18736
63567 | 4.8 | 1 | 2018-12-31 | 2019-12-31 | 365 | 5.4999 | 5 | 0.49988
63571 | 7 | 1 | 2018-12-31 | 2019-12-31 | 365 | 8.0207 | 8 | 0.020656
63618 | 6.16 | 1 | 2018-12-31 | 2019-12-31 | 365 | 7.0582 | 7 | 0.058177
63619 | 7.56 | 1 | 2018-12-31 | 2019-12-31 | 365 | 8.6623 | 8 | 0.66231
63744 | 14.82 | 1 | 2018-12-31 | 2019-12-31 | 365 | 16.9809 | 16 | 0.98087
63828 | 8.1 | 1 | 2018-12-31 | 2019-12-31 | 365 | 9.281 | 9 | 0.28104
63867 | 12 | 1 | 2018-12-31 | 2019-12-31 | 365 | 13.7497 | 13 | 0.7497
62662 | 4.725 | 1 | 2018-12-31 | 2019-12-31 | 365 | 5.4139 | 5 | 0.41394
60316 | 9.44 | 1 | 2018-12-31 | 2019-12-31 | 365 | 10.8164 | 10 | 0.81643
62974 | 2.475 | 1 | 2018-12-31 | 2019-12-31 | 365 | 2.8359 | 2 | 0.83587
47299 | 5.52 | 1 | 2018-12-31 | 2019-12-31 | 365 | 6.3249 | 6 | 0.32486
49024 | 3.71 | 1 | 2018-12-31 | 2019-12-31 | 365 | 4.2509 | 4 | 0.25095
62039 | 9.12 | 1 | 2018-12-31 | 2019-12-31 | 365 | 10.4498 | 10 | 0.44977
62242 | 6.9 | 1 | 2018-12-31 | 2019-12-31 | 365 | 7.9061 | 7 | 0.90608
62716 | 6.6 | 1 | 2018-12-31 | 2019-12-31 | 365 | 7.5623 | 7 | 0.56233
62806 | 8.1 | 1 | 2018-12-31 | 2019-12-31 | 365 | 9.281 | 9 | 0.28104
48530 | 10.6 | 1 | 2018-12-31 | 2019-12-31 | 365 | 12.1456 | 12 | 0.14556
64120 | 6.5 | 1 | 2018-12-31 | 2019-12-31 | 365 | 7.4478 | 7 | 0.44775
64093 | 6.84 | 1 | 2018-12-31 | 2019-12-31 | 365 | 7.8373 | 7 | 0.83733
64252 | 7.8 | 1 | 2018-12-31 | 2019-12-31 | 365 | 8.9373 | 8 | 0.9373
64261 | 13.5 | 1 | 2018-12-31 | 2019-12-31 | 365 | 15.4684 | 15 | 0.46841
64368 | 4.5 | 1 | 2018-12-31 | 2019-12-31 | 365 | 5.1561 | 5 | 0.15614
64115 | 6.84 | 1 | 2018-12-31 | 2019-12-31 | 365 | 7.8373 | 7 | 0.83733
64393 | 9.425 | 1 | 2018-12-31 | 2019-12-31 | 365 | 10.7992 | 10 | 0.79924
64462 | 3.36 | 1 | 2018-12-31 | 2019-12-31 | 365 | 3.8499 | 3 | 0.84991
64505 | 9 | 1 | 2018-12-31 | 2019-12-31 | 365 | 10.3123 | 10 | 0.31227
64513 | 6 | 1 | 2018-12-31 | 2019-12-31 | 365 | 6.8748 | 6 | 0.87485
56953 | 18.555 | 1 | 2018-12-31 | 2019-12-31 | 365 | 21.2605 | 21 | 0.26047
64577 | 4.095 | 1 | 2018-12-31 | 2019-12-31 | 365 | 4.6921 | 4 | 0.69208
64633 | 6.6 | 1 | 2018-12-31 | 2019-12-31 | 365 | 7.5623 | 7 | 0.56233
64639 | 6.89 | 1 | 2018-12-31 | 2019-12-31 | 365 | 7.8946 | 7 | 0.89462
64647 | 12 | 1 | 2018-12-31 | 2019-12-31 | 365 | 13.7497 | 13 | 0.7497
64740 | 5.4 | 1 | 2018-12-31 | 2019-12-31 | 365 | 6.1874 | 6 | 0.18736
48254 | 11.4 | 1 | 2018-12-31 | 2019-12-31 | 365 | 13.0622 | 13 | 0.062211
61948 | 8.97 | 1 | 2018-12-31 | 2019-12-31 | 365 | 10.2779 | 10 | 0.2779
65131 | 10.545 | 1 | 2018-12-31 | 2019-12-31 | 365 | 12.0825 | 12 | 0.082545
65281 | 12 | 1 | 2018-12-31 | 2019-12-31 | 365 | 13.7497 | 13 | 0.7497
65324 | 6.4 | 1 | 2018-12-31 | 2019-12-31 | 365 | 7.3332 | 7 | 0.33317
65333 | 15.3 | 1 | 2018-12-31 | 2019-12-31 | 365 | 17.5309 | 17 | 0.53086
63095 | 5.72 | 1 | 2018-12-31 | 2019-12-31 | 365 | 6.554 | 6 | 0.55402
63223 | 4.2 | 1 | 2018-12-31 | 2019-12-31 | 365 | 4.8124 | 4 | 0.81239
63500 | 8.1 | 1 | 2018-12-31 | 2019-12-31 | 365 | 9.281 | 9 | 0.28104
63518 | 5.4 | 1 | 2018-12-31 | 2019-12-31 | 365 | 6.1874 | 6 | 0.18736
63615 | 9.975 | 1 | 2018-12-31 | 2019-12-31 | 365 | 11.4294 | 11 | 0.42943
63106 | 3.924 | 1 | 2018-12-31 | 2019-12-31 | 365 | 4.4962 | 4 | 0.49615
64785 | 15.68 | 1 | 2018-12-31 | 2019-12-31 | 365 | 17.9663 | 17 | 0.96627
64291 | 6.9 | 1 | 2018-12-31 | 2019-12-31 | 365 | 7.9061 | 7 | 0.90608
64895 | 6.9 | 1 | 2018-12-31 | 2019-12-31 | 365 | 7.9061 | 7 | 0.90608
64722 | 9.805 | 1 | 2018-12-31 | 2019-12-31 | 365 | 11.2346 | 11 | 0.23465
64925 | 16.38 | 1 | 2018-12-31 | 2019-12-31 | 365 | 18.7683 | 18 | 0.76834
64928 | 9.8 | 1 | 2018-12-31 | 2019-12-31 | 365 | 11.2289 | 11 | 0.22892
64950 | 9.72 | 1 | 2018-12-31 | 2019-12-31 | 365 | 11.1373 | 11 | 0.13725
46398 | 5.985 | 1 | 2018-12-31 | 2019-12-31 | 365 | 6.8577 | 6 | 0.85766
65133 | 4.95 | 1 | 2018-12-31 | 2019-12-31 | 365 | 5.6717 | 5 | 0.67175
65136 | 5.232 | 1 | 2018-12-31 | 2019-12-31 | 365 | 5.9949 | 5 | 0.99487
65268 | 4.56 | 1 | 2018-12-31 | 2019-12-31 | 365 | 5.2249 | 5 | 0.22488
65284 | 6.12 | 1 | 2018-12-31 | 2019-12-31 | 365 | 7.0123 | 7 | 0.012345
65285 | 7.56 | 1 | 2018-12-31 | 2019-12-31 | 365 | 8.6623 | 8 | 0.66231
65289 | 11.2 | 1 | 2018-12-31 | 2019-12-31 | 365 | 12.833 | 12 | 0.83305
65291 | 7.95 | 1 | 2018-12-31 | 2019-12-31 | 365 | 9.1092 | 9 | 0.10917
65296 | 9.1 | 1 | 2018-12-31 | 2019-12-31 | 365 | 10.4269 | 10 | 0.42685
65303 | 6.867 | 1 | 2018-12-31 | 2019-12-31 | 365 | 7.8683 | 7 | 0.86826
65309 | 4.05 | 1 | 2018-12-31 | 2019-12-31 | 365 | 4.6405 | 4 | 0.64052
65318 | 9.38 | 1 | 2018-12-31 | 2019-12-31 | 365 | 10.7477 | 10 | 0.74768
65320 | 4.96 | 1 | 2018-12-31 | 2019-12-31 | 365 | 5.6832 | 5 | 0.68321
65321 | 6.63 | 1 | 2018-12-31 | 2019-12-31 | 365 | 7.5967 | 7 | 0.59671
65331 | 6 | 1 | 2018-12-31 | 2019-12-31 | 365 | 6.8748 | 6 | 0.87485
65332 | 12.6 | 1 | 2018-12-31 | 2019-12-31 | 365 | 14.4372 | 14 | 0.43718
63096 | 11.2 | 1 | 2018-12-31 | 2019-12-31 | 365 | 12.833 | 12 | 0.83305
63098 | 8.32 | 1 | 2018-12-31 | 2019-12-31 | 365 | 9.5331 | 9 | 0.53312
63103 | 7.29 | 1 | 2018-12-31 | 2019-12-31 | 365 | 8.3529 | 8 | 0.35294
63117 | 8 | 1 | 2018-12-31 | 2019-12-31 | 365 | 9.1665 | 9 | 0.16646
63120 | 3.99 | 1 | 2018-12-31 | 2019-12-31 | 365 | 4.5718 | 4 | 0.57177
62566 | 8.745 | 1 | 2018-12-31 | 2019-12-31 | 365 | 10.0201 | 10 | 0.020091
63164 | 9.3 | 1 | 2018-12-31 | 2019-12-31 | 365 | 10.656 | 10 | 0.65601
63182 | 1.56 | 1 | 2018-12-31 | 2019-12-31 | 365 | 1.7875 | 1 | 0.78746
63186 | 9.8 | 1 | 2018-12-31 | 2019-12-31 | 365 | 11.2289 | 11 | 0.22892
63188 | 3.12 | 1 | 2018-12-31 | 2019-12-31 | 365 | 3.5749 | 3 | 0.57492
63191 | 9.765 | 1 | 2018-12-31 | 2019-12-31 | 365 | 11.1888 | 11 | 0.18882
63196 | 6.75 | 1 | 2018-12-31 | 2019-12-31 | 365 | 7.7342 | 7 | 0.7342
63202 | 3.5 | 1 | 2018-12-31 | 2019-12-31 | 365 | 4.0103 | 4 | 0.010328
63222 | 7.245 | 1 | 2018-12-31 | 2019-12-31 | 365 | 8.3014 | 8 | 0.30138
63224 | 5.7 | 1 | 2018-12-31 | 2019-12-31 | 365 | 6.5311 | 6 | 0.53111
63000 | 8.28 | 1 | 2018-12-31 | 2019-12-31 | 365 | 9.4873 | 9 | 0.48729
63356 | 3.25 | 1 | 2018-12-31 | 2019-12-31 | 365 | 3.7239 | 3 | 0.72388
63362 | 6.4 | 1 | 2018-12-31 | 2019-12-31 | 365 | 7.3332 | 7 | 0.33317
63414 | 6.4 | 1 | 2018-12-31 | 2019-12-31 | 365 | 7.3332 | 7 | 0.33317
63415 | 3.9 | 1 | 2018-12-31 | 2019-12-31 | 365 | 4.4687 | 4 | 0.46865
63417 | 9.69 | 1 | 2018-12-31 | 2019-12-31 | 365 | 11.1029 | 11 | 0.10288
63418 | 9.18 | 1 | 2018-12-31 | 2019-12-31 | 365 | 10.5185 | 10 | 0.51852
63419 | 4.485 | 1 | 2018-12-31 | 2019-12-31 | 365 | 5.1389 | 5 | 0.13895
63509 | 5.13 | 1 | 2018-12-31 | 2019-12-31 | 365 | 5.878 | 5 | 0.878
63504 | 9 | 1 | 2018-12-31 | 2019-12-31 | 365 | 10.3123 | 10 | 0.31227
63547 | 11.34 | 1 | 2018-12-31 | 2019-12-31 | 365 | 12.9935 | 12 | 0.99346
63501 | 4.77 | 1 | 2018-12-31 | 2019-12-31 | 365 | 5.4655 | 5 | 0.4655
63514 | 9.24 | 1 | 2018-12-31 | 2019-12-31 | 365 | 10.5873 | 10 | 0.58727
63516 | 6.3 | 1 | 2018-12-31 | 2019-12-31 | 365 | 7.2186 | 7 | 0.21859
63521 | 5.72 | 1 | 2018-12-31 | 2019-12-31 | 365 | 6.554 | 6 | 0.55402
63523 | 9 | 1 | 2018-12-31 | 2019-12-31 | 365 | 10.3123 | 10 | 0.31227
63503 | 121 | 0.8 | 2018-12-31 | 2019-12-31 | 365 | 110.9142 | 110 | 0.91421
63558 | 5.44 | 1 | 2018-12-31 | 2019-12-31 | 365 | 6.2332 | 6 | 0.2332
63534 | 15 | 1 | 2018-12-31 | 2019-12-31 | 365 | 17.1871 | 17 | 0.18712
63562 | 11.655 | 1 | 2018-12-31 | 2019-12-31 | 365 | 13.3544 | 13 | 0.35439
63568 | 16.2 | 1 | 2018-12-31 | 2019-12-31 | 365 | 18.5621 | 18 | 0.56209
63601 | 4.14 | 1 | 2018-12-31 | 2019-12-31 | 365 | 4.7436 | 4 | 0.74365
63603 | 7.245 | 1 | 2018-12-31 | 2019-12-31 | 365 | 8.3014 | 8 | 0.30138
63605 | 12 | 1 | 2018-12-31 | 2019-12-31 | 365 | 13.7497 | 13 | 0.7497
63606 | 4.2 | 1 | 2018-12-31 | 2019-12-31 | 365 | 4.8124 | 4 | 0.81239
63607 | 7.685 | 1 | 2018-12-31 | 2019-12-31 | 365 | 8.8055 | 8 | 0.80553
63610 | 5.12 | 1 | 2018-12-31 | 2019-12-31 | 365 | 5.8665 | 5 | 0.86654
63611 | 5.44 | 1 | 2018-12-31 | 2019-12-31 | 365 | 6.2332 | 6 | 0.2332
63755 | 6.213 | 1 | 2018-12-31 | 2019-12-31 | 365 | 7.1189 | 7 | 0.11891
63802 | 6.72 | 1 | 2018-12-31 | 2019-12-31 | 365 | 7.6998 | 7 | 0.69983
63859 | 7.8 | 1 | 2018-12-31 | 2019-12-31 | 365 | 8.9373 | 8 | 0.9373
63860 | 3.6 | 1 | 2018-12-31 | 2019-12-31 | 365 | 4.1249 | 4 | 0.12491
63861 | 6.3 | 1 | 2018-12-31 | 2019-12-31 | 365 | 7.2186 | 7 | 0.21859
63865 | 7.194 | 1 | 2018-12-31 | 2019-12-31 | 365 | 8.2429 | 8 | 0.24294
63871 | 11.4 | 1 | 2018-12-31 | 2019-12-31 | 365 | 13.0622 | 13 | 0.062211
63874 | 6.6 | 1 | 2018-12-31 | 2019-12-31 | 365 | 7.5623 | 7 | 0.56233
64019 | 4.41 | 1 | 2018-12-31 | 2019-12-31 | 365 | 5.053 | 5 | 0.053013
64020 | 6.6 | 1 | 2018-12-31 | 2019-12-31 | 365 | 7.5623 | 7 | 0.56233
64023 | 10.335 | 1 | 2018-12-31 | 2019-12-31 | 365 | 11.8419 | 11 | 0.84193
64024 | 11.2 | 1 | 2018-12-31 | 2019-12-31 | 365 | 12.833 | 12 | 0.83305
64025 | 2.97 | 1 | 2018-12-31 | 2019-12-31 | 365 | 3.403 | 3 | 0.40305
64048 | 11.725 | 1 | 2018-12-31 | 2019-12-31 | 365 | 13.4346 | 13 | 0.4346
64053 | 5.865 | 1 | 2018-12-31 | 2019-12-31 | 365 | 6.7202 | 6 | 0.72016
64054 | 4.95 | 1 | 2018-12-31 | 2019-12-31 | 365 | 5.6717 | 5 | 0.67175
64071 | 8.37 | 1 | 2018-12-31 | 2019-12-31 | 365 | 9.5904 | 9 | 0.59041
64067 | 6.3 | 1 | 2018-12-31 | 2019-12-31 | 365 | 7.2186 | 7 | 0.21859
43916 | 5.75 | 1 | 2018-12-31 | 2019-12-31 | 365 | 6.5884 | 6 | 0.5884
64453 | 5.44 | 1 | 2018-12-31 | 2019-12-31 | 365 | 6.2332 | 6 | 0.2332
64077 | 6.4 | 1 | 2018-12-31 | 2019-12-31 | 365 | 7.3332 | 7 | 0.33317
64091 | 8.19 | 1 | 2018-12-31 | 2019-12-31 | 365 | 9.3842 | 9 | 0.38417
64100 | 7.84 | 1 | 2018-12-31 | 2019-12-31 | 365 | 8.9831 | 8 | 0.98313
64111 | 6.825 | 1 | 2018-12-31 | 2019-12-31 | 365 | 7.8201 | 7 | 0.82014
64116 | 3.12 | 1 | 2018-12-31 | 2019-12-31 | 365 | 3.5749 | 3 | 0.57492
64121 | 7.5 | 1 | 2018-12-31 | 2019-12-31 | 365 | 8.5936 | 8 | 0.59356
64122 | 10.88 | 1 | 2018-12-31 | 2019-12-31 | 365 | 12.4664 | 12 | 0.46639
64125 | 10.56 | 1 | 2018-12-31 | 2019-12-31 | 365 | 12.0997 | 12 | 0.099732
64150 | 9.45 | 1 | 2018-12-31 | 2019-12-31 | 365 | 10.8279 | 10 | 0.82789
64153 | 3.5 | 1 | 2018-12-31 | 2019-12-31 | 365 | 4.0103 | 4 | 0.010328
64171 | 6.96 | 1 | 2018-12-31 | 2019-12-31 | 365 | 7.9748 | 7 | 0.97482
64184 | 10.8 | 1 | 2018-12-31 | 2019-12-31 | 365 | 12.3747 | 12 | 0.37473
64192 | 5.12 | 1 | 2018-12-31 | 2019-12-31 | 365 | 5.8665 | 5 | 0.86654
64217 | 13.395 | 1 | 2018-12-31 | 2019-12-31 | 365 | 15.3481 | 15 | 0.3481
64235 | 3.84 | 1 | 2018-12-31 | 2019-12-31 | 365 | 4.3999 | 4 | 0.3999
64237 | 6.9 | 1 | 2018-12-31 | 2019-12-31 | 365 | 7.9061 | 7 | 0.90608
64254 | 8.04 | 1 | 2018-12-31 | 2019-12-31 | 365 | 9.2123 | 9 | 0.2123
64260 | 7.5 | 1 | 2018-12-31 | 2019-12-31 | 365 | 8.5936 | 8 | 0.59356
64265 | 6.72 | 1 | 2018-12-31 | 2019-12-31 | 365 | 7.6998 | 7 | 0.69983
64294 | 9.3 | 1 | 2018-12-31 | 2019-12-31 | 365 | 10.656 | 10 | 0.65601
64297 | 2.44 | 1 | 2018-12-31 | 2019-12-31 | 365 | 2.7958 | 2 | 0.79577
64301 | 4.83 | 1 | 2018-12-31 | 2019-12-31 | 365 | 5.5343 | 5 | 0.53425
64309 | 4.48 | 1 | 2018-12-31 | 2019-12-31 | 365 | 5.1332 | 5 | 0.13322
64311 | 8.82 | 1 | 2018-12-31 | 2019-12-31 | 365 | 10.106 | 10 | 0.10603
64315 | 8.32 | 1 | 2018-12-31 | 2019-12-31 | 365 | 9.5331 | 9 | 0.53312
64341 | 12.9 | 1 | 2018-12-31 | 2019-12-31 | 365 | 14.7809 | 14 | 0.78092
64366 | 7.2 | 1 | 2018-12-31 | 2019-12-31 | 365 | 8.2498 | 8 | 0.24982
64375 | 8.1 | 1 | 2018-12-31 | 2019-12-31 | 365 | 9.281 | 9 | 0.28104
64376 | 9.405 | 1 | 2018-12-31 | 2019-12-31 | 365 | 10.7763 | 10 | 0.77632
64383 | 6.3 | 1 | 2018-12-31 | 2019-12-31 | 365 | 7.2186 | 7 | 0.21859
64385 | 7.68 | 1 | 2018-12-31 | 2019-12-31 | 365 | 8.7998 | 8 | 0.79981
64387 | 6.16 | 1 | 2018-12-31 | 2019-12-31 | 365 | 7.0582 | 7 | 0.058177
64388 | 4.32 | 1 | 2018-12-31 | 2019-12-31 | 365 | 4.9499 | 4 | 0.94989
64389 | 5.44 | 1 | 2018-12-31 | 2019-12-31 | 365 | 6.2332 | 6 | 0.2332
64394 | 10.5 | 1 | 2018-12-31 | 2019-12-31 | 365 | 12.031 | 12 | 0.030984
64415 | 9.315 | 1 | 2018-12-31 | 2019-12-31 | 365 | 10.6732 | 10 | 0.6732
64418 | 15.25 | 1 | 2018-12-31 | 2019-12-31 | 365 | 17.4736 | 17 | 0.47357
64420 | 7.245 | 1 | 2018-12-31 | 2019-12-31 | 365 | 8.3014 | 8 | 0.30138
64424 | 9.72 | 1 | 2018-12-31 | 2019-12-31 | 365 | 11.1373 | 11 | 0.13725
64431 | 7.28 | 1 | 2018-12-31 | 2019-12-31 | 365 | 8.3415 | 8 | 0.34148
64438 | 2.616 | 1 | 2018-12-31 | 2019-12-31 | 365 | 2.9974 | 2 | 0.99743
64442 | 5.12 | 1 | 2018-12-31 | 2019-12-31 | 365 | 5.8665 | 5 | 0.86654
64241 | 24.525 | 1 | 2018-12-31 | 2019-12-31 | 365 | 28.1009 | 28 | 0.10094
64449 | 1.3 | 1 | 2018-12-31 | 2019-12-31 | 365 | 1.4896 | 1 | 0.48955
64463 | 11.88 | 1 | 2018-12-31 | 2019-12-31 | 365 | 13.6122 | 13 | 0.6122
64464 | 6.67 | 1 | 2018-12-31 | 2019-12-31 | 365 | 7.6425 | 7 | 0.64254
64491 | 6.54 | 1 | 2018-12-31 | 2019-12-31 | 365 | 7.4936 | 7 | 0.49358
64492 | 5.76 | 1 | 2018-12-31 | 2019-12-31 | 365 | 6.5999 | 6 | 0.59985
64493 | 10.53 | 1 | 2018-12-31 | 2019-12-31 | 365 | 12.0654 | 12 | 0.065358
64500 | 3.84 | 1 | 2018-12-31 | 2019-12-31 | 365 | 4.3999 | 4 | 0.3999
64502 | 7.245 | 1 | 2018-12-31 | 2019-12-31 | 365 | 8.3014 | 8 | 0.30138
64504 | 8.4 | 1 | 2018-12-31 | 2019-12-31 | 365 | 9.6248 | 9 | 0.62479
64506 | 7.8 | 1 | 2018-12-31 | 2019-12-31 | 365 | 8.9373 | 8 | 0.9373
64638 | 7.975 | 1 | 2018-12-31 | 2019-12-31 | 365 | 9.1378 | 9 | 0.13782
64640 | 12.42 | 1 | 2018-12-31 | 2019-12-31 | 365 | 14.2309 | 14 | 0.23094
64641 | 10.6 | 1 | 2018-12-31 | 2019-12-31 | 365 | 12.1456 | 12 | 0.14556
64643 | 10.2 | 1 | 2018-12-31 | 2019-12-31 | 365 | 11.6872 | 11 | 0.68724
64648 | 16.065 | 1 | 2018-12-31 | 2019-12-31 | 365 | 18.4074 | 18 | 0.40741
64659 | 5.2 | 1 | 2018-12-31 | 2019-12-31 | 365 | 5.9582 | 5 | 0.9582
64673 | 10.08 | 1 | 2018-12-31 | 2019-12-31 | 365 | 11.5497 | 11 | 0.54974
64677 | 9.6 | 1 | 2018-12-31 | 2019-12-31 | 365 | 10.9998 | 10 | 0.99976
64678 | 4.56 | 1 | 2018-12-31 | 2019-12-31 | 365 | 5.2249 | 5 | 0.22488
64715 | 8.82 | 1 | 2018-12-31 | 2019-12-31 | 365 | 10.106 | 10 | 0.10603
64755 | 6.9 | 1 | 2018-12-31 | 2019-12-31 | 365 | 7.9061 | 7 | 0.90608
64814 | 60.375 | 0.9 | 2018-12-31 | 2019-12-31 | 365 | 62.2603 | 62 | 0.26034
64780 | 5.72 | 1 | 2018-12-31 | 2019-12-31 | 365 | 6.554 | 6 | 0.55402
64788 | 9.28 | 1 | 2018-12-31 | 2019-12-31 | 365 | 10.6331 | 10 | 0.6331
63530 | 7.8 | 1 | 2018-12-31 | 2019-12-31 | 365 | 8.9373 | 8 | 0.9373
63528 | 6.3 | 1 | 2018-12-31 | 2019-12-31 | 365 | 7.2186 | 7 | 0.21859
50668 | 5.1 | 1 | 2018-12-31 | 2019-12-31 | 365 | 5.8436 | 5 | 0.84362
63011 | 2.28 | 1 | 2018-12-31 | 2019-12-31 | 365 | 2.6124 | 2 | 0.61244
62459 | 13.2 | 1 | 2018-12-31 | 2019-12-31 | 365 | 15.1247 | 15 | 0.12467
62463 | 8.82 | 1 | 2018-12-31 | 2019-12-31 | 365 | 10.106 | 10 | 0.10603
63115 | 9.99 | 1 | 2018-12-31 | 2019-12-31 | 365 | 11.4466 | 11 | 0.44662
62487 | 12.6 | 1 | 2018-12-31 | 2019-12-31 | 365 | 14.4372 | 14 | 0.43718
35268 | 217.782 | 1 | 2018-12-31 | 2019-12-31 | 365 | 249.5364 | 249 | 0.53636
63553 | 6.72 | 1 | 2018-12-31 | 2019-12-31 | 365 | 7.6998 | 7 | 0.69983
64364 | 7.8 | 1 | 2018-12-31 | 2019-12-31 | 365 | 8.9373 | 8 | 0.9373
63746 | 32.01 | 0.9 | 2018-12-31 | 2019-12-31 | 365 | 33.0096 | 33 | 0.0095827
64079 | 12.16 | 1 | 2018-12-31 | 2019-12-31 | 365 | 13.933 | 13 | 0.93303
63826 | 11.84 | 1 | 2018-12-31 | 2019-12-31 | 365 | 13.5664 | 13 | 0.56637
63876 | 76.8 | 0.9 | 2018-12-31 | 2019-12-31 | 365 | 79.1982 | 79 | 0.19825
64343 | 10.35 | 1 | 2018-12-31 | 2019-12-31 | 365 | 11.8591 | 11 | 0.85911
64652 | 4.5 | 1 | 2018-12-31 | 2019-12-31 | 365 | 5.1561 | 5 | 0.15614
64726 | 6 | 1 | 2018-12-31 | 2019-12-31 | 365 | 6.8748 | 6 | 0.87485
64736 | 10.26 | 1 | 2018-12-31 | 2019-12-31 | 365 | 11.756 | 11 | 0.75599
64738 | 8.4 | 1 | 2018-12-31 | 2019-12-31 | 365 | 9.6248 | 9 | 0.62479
64486 | 4.125 | 1 | 2018-12-31 | 2019-12-31 | 365 | 4.7265 | 4 | 0.72646
64754 | 2.88 | 1 | 2018-12-31 | 2019-12-31 | 365 | 3.2999 | 3 | 0.29993
64154 | 7.95 | 1 | 2018-12-31 | 2019-12-31 | 365 | 9.1092 | 9 | 0.10917
64163 | 4.77 | 1 | 2018-12-31 | 2019-12-31 | 365 | 5.4655 | 5 | 0.4655
64158 | 8.48 | 1 | 2018-12-31 | 2019-12-31 | 365 | 9.7165 | 9 | 0.71645
64082 | 4.5 | 1 | 2018-12-31 | 2019-12-31 | 365 | 5.1561 | 5 | 0.15614
63093 | 7.56 | 1 | 2018-12-31 | 2019-12-31 | 365 | 8.6623 | 8 | 0.66231
64733 | 13.2 | 1 | 2018-12-31 | 2019-12-31 | 365 | 15.1247 | 15 | 0.12467
62619 | 7.56 | 1 | 2018-12-31 | 2019-12-31 | 365 | 8.6623 | 8 | 0.66231
64447 | 6.3 | 1 | 2018-12-31 | 2019-12-31 | 365 | 7.2186 | 7 | 0.21859
59963 | 12.48 | 1 | 2018-12-31 | 2019-12-31 | 365 | 14.2997 | 14 | 0.29968
63092 | 13.545 | 1 | 2018-12-31 | 2019-12-31 | 365 | 15.52 | 15 | 0.51997
56950 | 14.88 | 1 | 2018-12-31 | 2019-12-31 | 365 | 17.0496 | 17 | 0.049623
65817 | 11.66 | 1 | 2018-12-31 | 2019-12-31 | 365 | 13.3601 | 13 | 0.36012
65818 | 7.28 | 1 | 2018-12-31 | 2019-12-31 | 365 | 8.3415 | 8 | 0.34148
65820 | 12.75 | 1 | 2018-12-31 | 2019-12-31 | 365 | 14.6091 | 14 | 0.60905
65821 | 10.395 | 1 | 2018-12-31 | 2019-12-31 | 365 | 11.9107 | 11 | 0.91067
65824 | 3.36 | 1 | 2018-12-31 | 2019-12-31 | 365 | 3.8499 | 3 | 0.84991
65825 | 5.4 | 1 | 2018-12-31 | 2019-12-31 | 365 | 6.1874 | 6 | 0.18736
65827 | 10.14 | 1 | 2018-12-31 | 2019-12-31 | 365 | 11.6185 | 11 | 0.61849
65828 | 11.4 | 1 | 2018-12-31 | 2019-12-31 | 365 | 13.0622 | 13 | 0.062211
65829 | 5.4 | 1 | 2018-12-31 | 2019-12-31 | 365 | 6.1874 | 6 | 0.18736
65862 | 12.19 | 1 | 2018-12-31 | 2019-12-31 | 365 | 13.9674 | 13 | 0.9674
65869 | 10.24 | 1 | 2018-12-31 | 2019-12-31 | 365 | 11.7331 | 11 | 0.73307
65877 | 10.56 | 1 | 2018-12-31 | 2019-12-31 | 365 | 12.0997 | 12 | 0.099732
65880 | 9.6 | 1 | 2018-12-31 | 2019-12-31 | 365 | 10.9998 | 10 | 0.99976
65881 | 8.84 | 1 | 2018-12-31 | 2019-12-31 | 365 | 10.1289 | 10 | 0.12894
65882 | 4.8 | 1 | 2018-12-31 | 2019-12-31 | 365 | 5.4999 | 5 | 0.49988
65994 | 5.985 | 1 | 2018-12-31 | 2019-12-31 | 365 | 6.8577 | 6 | 0.85766
66286 | 5.7 | 1 | 2018-12-31 | 2019-12-31 | 365 | 6.5311 | 6 | 0.53111
66292 | 6.27 | 1 | 2018-12-31 | 2019-12-31 | 365 | 7.1842 | 7 | 0.18422
66295 | 9 | 1 | 2018-12-31 | 2019-12-31 | 365 | 10.3123 | 10 | 0.31227
66433 | 6.3 | 1 | 2018-12-31 | 2019-12-31 | 365 | 7.2186 | 7 | 0.21859
66502 | 8.175 | 1 | 2018-12-31 | 2019-12-31 | 365 | 9.367 | 9 | 0.36698
66511 | 8.64 | 1 | 2018-12-31 | 2019-12-31 | 365 | 9.8998 | 9 | 0.89978
66512 | 7.125 | 1 | 2018-12-31 | 2019-12-31 | 365 | 8.1639 | 8 | 0.16388
66513 | 3.2 | 1 | 2018-12-31 | 2019-12-31 | 365 | 3.6666 | 3 | 0.66659
66526 | 5.94 | 1 | 2018-12-31 | 2019-12-31 | 365 | 6.8061 | 6 | 0.8061
66529 | 6.5 | 1 | 2018-12-31 | 2019-12-31 | 365 | 7.4478 | 7 | 0.44775
66531 | 5.3 | 1 | 2018-12-31 | 2019-12-31 | 365 | 6.0728 | 6 | 0.072782
66537 | 18.639 | 1 | 2018-12-31 | 2019-12-31 | 365 | 21.3567 | 21 | 0.35672
66563 | 22.12 | 1 | 2018-12-31 | 2019-12-31 | 365 | 25.3453 | 25 | 0.34527
66564 | 12.4 | 1 | 2018-12-31 | 2019-12-31 | 365 | 14.208 | 14 | 0.20802
66566 | 2.943 | 1 | 2018-12-31 | 2019-12-31 | 365 | 3.3721 | 3 | 0.37211
66567 | 10.07 | 1 | 2018-12-31 | 2019-12-31 | 365 | 11.5383 | 11 | 0.53829
66568 | 8.8 | 1 | 2018-12-31 | 2019-12-31 | 365 | 10.0831 | 10 | 0.08311
66569 | 7.685 | 1 | 2018-12-31 | 2019-12-31 | 365 | 8.8055 | 8 | 0.80553
66572 | 6.3 | 1 | 2018-12-31 | 2019-12-31 | 365 | 7.2186 | 7 | 0.21859
66573 | 10.62 | 1 | 2018-12-31 | 2019-12-31 | 365 | 12.1685 | 12 | 0.16848
60760 | 2.5 | 1 | 2018-12-31 | 2019-12-31 | 365 | 2.8645 | 2 | 0.86452
35049 | 64 | 0.9 | 2018-12-31 | 2019-12-31 | 365 | 65.9985 | 65 | 0.99854
49160 | 4.505 | 1 | 2018-12-31 | 2019-12-31 | 365 | 5.1619 | 5 | 0.16187
49733 | 7.56 | 1 | 2018-12-31 | 2019-12-31 | 365 | 8.6623 | 8 | 0.66231
63195 | 7.15 | 1 | 2018-12-31 | 2019-12-31 | 365 | 8.1925 | 8 | 0.19253
65389 | 7.29 | 1 | 2018-12-31 | 2019-12-31 | 365 | 8.3529 | 8 | 0.35294
65392 | 7.2 | 1 | 2018-12-31 | 2019-12-31 | 365 | 8.2498 | 8 | 0.24982
65417 | 8.829 | 1 | 2018-12-31 | 2019-12-31 | 365 | 10.1163 | 10 | 0.11634
65428 | 7.8 | 1 | 2018-12-31 | 2019-12-31 | 365 | 8.9373 | 8 | 0.9373
65429 | 7.2 | 1 | 2018-12-31 | 2019-12-31 | 365 | 8.2498 | 8 | 0.24982
65432 | 4.2 | 1 | 2018-12-31 | 2019-12-31 | 365 | 4.8124 | 4 | 0.81239
64334 | 10.8 | 1 | 2018-12-31 | 2019-12-31 | 365 | 12.3747 | 12 | 0.37473
66271 | 2.16 | 1 | 2018-12-31 | 2019-12-31 | 365 | 2.4749 | 2 | 0.47495
66716 | 7.2 | 1 | 2018-12-31 | 2019-12-31 | 365 | 8.2498 | 8 | 0.24982
64503 | 3.975 | 1 | 2018-12-31 | 2019-12-31 | 365 | 4.5546 | 4 | 0.55459
63420 | 3.64 | 1 | 2018-12-31 | 2019-12-31 | 365 | 4.1707 | 4 | 0.17074
63858 | 4.77 | 1 | 2018-12-31 | 2019-12-31 | 365 | 5.4655 | 5 | 0.4655
48228 | 7.56 | 1 | 2018-12-31 | 2019-12-31 | 365 | 8.6623 | 8 | 0.66231
62197 | 6.93 | 1 | 2018-12-31 | 2019-12-31 | 365 | 7.9404 | 7 | 0.94045
63869 | 6.213 | 1 | 2018-12-31 | 2019-12-31 | 365 | 7.1189 | 7 | 0.11891
64119 | 5.355 | 1 | 2018-12-31 | 2019-12-31 | 365 | 6.1358 | 6 | 0.1358
64683 | 9.6 | 1 | 2018-12-31 | 2019-12-31 | 365 | 10.9998 | 10 | 0.99976
65293 | 12.06 | 1 | 2018-12-31 | 2019-12-31 | 365 | 13.8184 | 13 | 0.81844
63573 | 10.8 | 1 | 2018-12-31 | 2019-12-31 | 365 | 12.3747 | 12 | 0.37473
36543 | 988.35 | 1 | 2018-12-31 | 2019-12-31 | 365 | 1132.4593 | 1132 | 0.45934
64129 | 11.4 | 1 | 2018-12-31 | 2019-12-31 | 365 | 13.0622 | 13 | 0.062211
64243 | 22.8 | 1 | 2018-12-31 | 2019-12-31 | 365 | 26.1244 | 26 | 0.12442
63416 | 16.815 | 1 | 2018-12-31 | 2019-12-31 | 365 | 19.2668 | 19 | 0.26676
61320 | 16.64 | 1 | 2018-12-31 | 2019-12-31 | 365 | 19.0662 | 19 | 0.066245
61405 | 9.28 | 1 | 2018-12-31 | 2019-12-31 | 365 | 10.6331 | 10 | 0.6331
66786 | 9.6 | 1 | 2018-12-31 | 2019-12-31 | 365 | 10.9998 | 10 | 0.99976
66281 | 15.9 | 1 | 2018-12-31 | 2019-12-31 | 365 | 18.2183 | 18 | 0.21835
66288 | 5.035 | 1 | 2018-12-31 | 2019-12-31 | 365 | 5.7691 | 5 | 0.76914
66301 | 8.1 | 1 | 2018-12-31 | 2019-12-31 | 365 | 9.281 | 9 | 0.28104
65352 | 12 | 1 | 2018-12-31 | 2019-12-31 | 365 | 13.7497 | 13 | 0.7497
48836 | 10.6 | 1 | 2018-12-31 | 2019-12-31 | 365 | 12.1456 | 12 | 0.14556
66879 | 8.4 | 1 | 2018-12-31 | 2019-12-31 | 365 | 9.6248 | 9 | 0.62479
66785 | 13.44 | 1 | 2018-12-31 | 2019-12-31 | 365 | 15.3997 | 15 | 0.39966
66940 | 7.8 | 1 | 2018-12-31 | 2019-12-31 | 365 | 8.9373 | 8 | 0.9373
66942 | 4.8 | 1 | 2018-12-31 | 2019-12-31 | 365 | 5.4999 | 5 | 0.49988
67017 | 7.95 | 1 | 2018-12-31 | 2019-12-31 | 365 | 9.1092 | 9 | 0.10917
67018 | 14.7 | 1 | 2018-12-31 | 2019-12-31 | 365 | 16.8434 | 16 | 0.84338
67019 | 10.8 | 1 | 2018-12-31 | 2019-12-31 | 365 | 12.3747 | 12 | 0.37473
67024 | 12 | 1 | 2018-12-31 | 2019-12-31 | 365 | 13.7497 | 13 | 0.7497
67025 | 7.15 | 1 | 2018-12-31 | 2019-12-31 | 365 | 8.1925 | 8 | 0.19253
67027 | 5.3 | 1 | 2018-12-31 | 2019-12-31 | 365 | 6.0728 | 6 | 0.072782
67029 | 6 | 1 | 2018-12-31 | 2019-12-31 | 365 | 6.8748 | 6 | 0.87485
67030 | 14.49 | 1 | 2018-12-31 | 2019-12-31 | 365 | 16.6028 | 16 | 0.60276
64815 | 3.375 | 1 | 2018-12-31 | 2019-12-31 | 365 | 3.8671 | 3 | 0.8671
61409 | 7.56 | 1 | 2018-12-31 | 2019-12-31 | 365 | 8.6623 | 8 | 0.66231
63465 | 631.84 | 0.8 | 2018-12-31 | 2019-12-31 | 365 | 579.1739 | 579 | 0.17386
67016 | 12.375 | 1 | 2018-12-31 | 2019-12-31 | 365 | 14.1794 | 14 | 0.17937
67074 | 9.3 | 1 | 2018-12-31 | 2019-12-31 | 365 | 10.656 | 10 | 0.65601
67089 | 5.83 | 1 | 2018-12-31 | 2019-12-31 | 365 | 6.6801 | 6 | 0.68006
67091 | 10.675 | 1 | 2018-12-31 | 2019-12-31 | 365 | 12.2315 | 12 | 0.2315
67093 | 6.89 | 1 | 2018-12-31 | 2019-12-31 | 365 | 7.8946 | 7 | 0.89462
67156 | 8.48 | 1 | 2018-12-31 | 2019-12-31 | 365 | 9.7165 | 9 | 0.71645
64792 | 7.15 | 1 | 2018-12-31 | 2019-12-31 | 365 | 8.1925 | 8 | 0.19253
65879 | 2.943 | 1 | 2018-12-31 | 2019-12-31 | 365 | 3.3721 | 3 | 0.37211
64793 | 6.4 | 1 | 2018-12-31 | 2019-12-31 | 365 | 7.3332 | 7 | 0.33317
66250 | 5.7 | 1 | 2018-12-31 | 2019-12-31 | 365 | 6.5311 | 6 | 0.53111
66416 | 4.32 | 1 | 2018-12-31 | 2019-12-31 | 365 | 4.9499 | 4 | 0.94989
64795 | 4.59 | 1 | 2018-12-31 | 2019-12-31 | 365 | 5.2593 | 5 | 0.25926
67395 | 3.9 | 1 | 2018-12-31 | 2019-12-31 | 365 | 4.4687 | 4 | 0.46865
67397 | 9.92 | 1 | 2018-12-31 | 2019-12-31 | 365 | 11.3664 | 11 | 0.36642
67427 | 6.36 | 1 | 2018-12-31 | 2019-12-31 | 365 | 7.2873 | 7 | 0.28734
67441 | 8 | 1 | 2018-12-31 | 2019-12-31 | 365 | 9.1665 | 9 | 0.16646
67443 | 7.8 | 1 | 2018-12-31 | 2019-12-31 | 365 | 8.9373 | 8 | 0.9373
67445 | 11.7 | 1 | 2018-12-31 | 2019-12-31 | 365 | 13.406 | 13 | 0.40595
67447 | 12.16 | 1 | 2018-12-31 | 2019-12-31 | 365 | 13.933 | 13 | 0.93303
67451 | 9.6 | 1 | 2018-12-31 | 2019-12-31 | 365 | 10.9998 | 10 | 0.99976
67455 | 6.4 | 1 | 2018-12-31 | 2019-12-31 | 365 | 7.3332 | 7 | 0.33317
67463 | 12.19 | 1 | 2018-12-31 | 2019-12-31 | 365 | 13.9674 | 13 | 0.9674
67462 | 13.23 | 1 | 2018-12-31 | 2019-12-31 | 365 | 15.159 | 15 | 0.15904
67465 | 9.9 | 1 | 2018-12-31 | 2019-12-31 | 365 | 11.3435 | 11 | 0.3435
67476 | 7.56 | 1 | 2018-12-31 | 2019-12-31 | 365 | 8.6623 | 8 | 0.66231
67461 | 7.04 | 1 | 2018-12-31 | 2019-12-31 | 365 | 8.0665 | 8 | 0.066488
67483 | 8.06 | 1 | 2018-12-31 | 2019-12-31 | 365 | 9.2352 | 9 | 0.23521
35266 | 31.065 | 0.9 | 2018-12-31 | 2019-12-31 | 365 | 32.0351 | 32 | 0.035073
67485 | 6.63 | 1 | 2018-12-31 | 2019-12-31 | 365 | 7.5967 | 7 | 0.59671
67571 | 10.335 | 1 | 2018-12-31 | 2019-12-31 | 365 | 11.8419 | 11 | 0.84193
66256 | 9.9 | 1 | 2018-12-31 | 2019-12-31 | 365 | 11.3435 | 11 | 0.3435
46333 | 9.69 | 1 | 2018-12-31 | 2019-12-31 | 365 | 11.1029 | 11 | 0.10288
67613 | 12 | 1 | 2018-12-31 | 2019-12-31 | 365 | 13.7497 | 13 | 0.7497
66782 | 12 | 1 | 2018-12-31 | 2019-12-31 | 365 | 13.7497 | 13 | 0.7497
66274 | 14.56 | 1 | 2018-12-31 | 2019-12-31 | 365 | 16.683 | 16 | 0.68296
67650 | 6.76 | 1 | 2018-12-31 | 2019-12-31 | 365 | 7.7457 | 7 | 0.74566
51293 | 7.2 | 1 | 2018-12-31 | 2019-12-31 | 365 | 8.2498 | 8 | 0.24982
60709 | 6.75 | 1 | 2018-12-31 | 2019-12-31 | 365 | 7.7342 | 7 | 0.7342
62269 | 2.65 | 1 | 2018-12-31 | 2019-12-31 | 365 | 3.0364 | 3 | 0.036391
67092 | 13.5 | 1 | 2018-12-31 | 2019-12-31 | 365 | 15.4684 | 15 | 0.46841
67458 | 12.9 | 1 | 2018-12-31 | 2019-12-31 | 365 | 14.7809 | 14 | 0.78092
66252 | 7.95 | 1 | 2018-12-31 | 2019-12-31 | 365 | 9.1092 | 9 | 0.10917
66937 | 6.555 | 1 | 2018-12-31 | 2019-12-31 | 365 | 7.5108 | 7 | 0.51077
66192 | 1.995 | 1 | 2018-12-31 | 2019-12-31 | 365 | 2.2859 | 2 | 0.28589
66275 | 8.745 | 1 | 2018-12-31 | 2019-12-31 | 365 | 10.0201 | 10 | 0.020091
65868 | 6.21 | 1 | 2018-12-31 | 2019-12-31 | 365 | 7.1155 | 7 | 0.11547
64443 | 12.24 | 1 | 2018-12-31 | 2019-12-31 | 365 | 14.0247 | 14 | 0.02469
66878 | 12.6 | 1 | 2018-12-31 | 2019-12-31 | 365 | 14.4372 | 14 | 0.43718
64340 | 3.35 | 1 | 2018-12-31 | 2019-12-31 | 365 | 3.8385 | 3 | 0.83846
59837 | 12.19 | 1 | 2018-12-31 | 2019-12-31 | 365 | 13.9674 | 13 | 0.9674
65421 | 4.92 | 1 | 2018-12-31 | 2019-12-31 | 365 | 5.6374 | 5 | 0.63738
62162 | 10.175 | 1 | 2018-12-31 | 2019-12-31 | 365 | 11.6586 | 11 | 0.6586
65447 | 9.765 | 1 | 2018-12-31 | 2019-12-31 | 365 | 11.1888 | 11 | 0.18882
63412 | 67.5 | 0.9 | 2018-12-31 | 2019-12-31 | 365 | 69.6078 | 69 | 0.60784
63559 | 14.4 | 1 | 2018-12-31 | 2019-12-31 | 365 | 16.4996 | 16 | 0.49964
63866 | 564.48 | 0.8 | 2018-12-31 | 2019-12-31 | 365 | 517.4286 | 517 | 0.42856
63749 | 184 | 0.9 | 2018-12-31 | 2019-12-31 | 365 | 189.7458 | 189 | 0.7458
50684 | 6.615 | 1 | 2018-12-31 | 2019-12-31 | 365 | 7.5795 | 7 | 0.57952
64661 | 7.28 | 1 | 2018-12-31 | 2019-12-31 | 365 | 8.3415 | 8 | 0.34148
64663 | 13.8 | 1 | 2018-12-31 | 2019-12-31 | 365 | 15.8122 | 15 | 0.81215
64669 | 16.8 | 1 | 2018-12-31 | 2019-12-31 | 365 | 19.2496 | 19 | 0.24957
64670 | 12.075 | 1 | 2018-12-31 | 2019-12-31 | 365 | 13.8356 | 13 | 0.83563
34428 | 646.38 | 0.8 | 2018-12-31 | 2019-12-31 | 365 | 592.5019 | 592 | 0.5019
33800 | 645.84 | 0.8 | 2018-12-31 | 2019-12-31 | 365 | 592.0069 | 592 | 0.006911
64763 | 2.745 | 1 | 2018-12-31 | 2019-12-31 | 365 | 3.1452 | 3 | 0.14524
64766 | 6.82 | 1 | 2018-12-31 | 2019-12-31 | 365 | 7.8144 | 7 | 0.81441
64781 | 6.325 | 1 | 2018-12-31 | 2019-12-31 | 365 | 7.2472 | 7 | 0.24724
64782 | 11.52 | 1 | 2018-12-31 | 2019-12-31 | 365 | 13.1997 | 13 | 0.19971
64789 | 8 | 1 | 2018-12-31 | 2019-12-31 | 365 | 9.1665 | 9 | 0.16646
64790 | 8.64 | 1 | 2018-12-31 | 2019-12-31 | 365 | 9.8998 | 9 | 0.89978
64796 | 6.72 | 1 | 2018-12-31 | 2019-12-31 | 365 | 7.6998 | 7 | 0.69983
64811 | 7.56 | 1 | 2018-12-31 | 2019-12-31 | 365 | 8.6623 | 8 | 0.66231
64797 | 7.8 | 1 | 2018-12-31 | 2019-12-31 | 365 | 8.9373 | 8 | 0.9373
64794 | 5.49 | 1 | 2018-12-31 | 2019-12-31 | 365 | 6.2905 | 6 | 0.29049
64901 | 8.68 | 1 | 2018-12-31 | 2019-12-31 | 365 | 9.9456 | 9 | 0.94561
64906 | 7.84 | 1 | 2018-12-31 | 2019-12-31 | 365 | 8.9831 | 8 | 0.98313
64912 | 9.75 | 1 | 2018-12-31 | 2019-12-31 | 365 | 11.1716 | 11 | 0.17163
64917 | 10.26 | 1 | 2018-12-31 | 2019-12-31 | 365 | 11.756 | 11 | 0.75599
64921 | 9.765 | 1 | 2018-12-31 | 2019-12-31 | 365 | 11.1888 | 11 | 0.18882
64930 | 6.93 | 1 | 2018-12-31 | 2019-12-31 | 365 | 7.9404 | 7 | 0.94045
64936 | 4.5 | 1 | 2018-12-31 | 2019-12-31 | 365 | 5.1561 | 5 | 0.15614
64939 | 4.48 | 1 | 2018-12-31 | 2019-12-31 | 365 | 5.1332 | 5 | 0.13322
35033 | 187.044 | 0.9 | 2018-12-31 | 2019-12-31 | 365 | 192.8849 | 192 | 0.88486
51274 | 10.05 | 1 | 2018-12-31 | 2019-12-31 | 365 | 11.5154 | 11 | 0.51537
65134 | 9 | 1 | 2018-12-31 | 2019-12-31 | 365 | 10.3123 | 10 | 0.31227
65152 | 30.35 | 1 | 2018-12-31 | 2019-12-31 | 365 | 34.7753 | 34 | 0.77527
65271 | 8.1 | 1 | 2018-12-31 | 2019-12-31 | 365 | 9.281 | 9 | 0.28104
65272 | 4.32 | 1 | 2018-12-31 | 2019-12-31 | 365 | 4.9499 | 4 | 0.94989
65274 | 4.725 | 1 | 2018-12-31 | 2019-12-31 | 365 | 5.4139 | 5 | 0.41394
65297 | 9.92 | 1 | 2018-12-31 | 2019-12-31 | 365 | 11.3664 | 11 | 0.36642
65319 | 11.7 | 1 | 2018-12-31 | 2019-12-31 | 365 | 13.406 | 13 | 0.40595
65326 | 10.56 | 1 | 2018-12-31 | 2019-12-31 | 365 | 12.0997 | 12 | 0.099732
65288 | 24.9 | 1 | 2018-12-31 | 2019-12-31 | 365 | 28.5306 | 28 | 0.53062
65360 | 9 | 1 | 2018-12-31 | 2019-12-31 | 365 | 10.3123 | 10 | 0.31227
65299 | 7.28 | 1 | 2018-12-31 | 2019-12-31 | 365 | 8.3415 | 8 | 0.34148
65377 | 10.791 | 1 | 2018-12-31 | 2019-12-31 | 365 | 12.3644 | 12 | 0.36441
65335 | 10.64 | 1 | 2018-12-31 | 2019-12-31 | 365 | 12.1914 | 12 | 0.1914
65298 | 7.54 | 1 | 2018-12-31 | 2019-12-31 | 365 | 8.6394 | 8 | 0.63939
65885 | 5.04 | 1 | 2018-12-31 | 2019-12-31 | 365 | 5.7749 | 5 | 0.77487
65901 | 11.97 | 1 | 2018-12-31 | 2019-12-31 | 365 | 13.7153 | 13 | 0.71532
65903 | 2.745 | 1 | 2018-12-31 | 2019-12-31 | 365 | 3.1452 | 3 | 0.14524
65907 | 6.405 | 1 | 2018-12-31 | 2019-12-31 | 365 | 7.3389 | 7 | 0.3389
63032 | 6.93 | 1 | 2018-12-31 | 2019-12-31 | 365 | 7.9404 | 7 | 0.94045
64099 | 5.22 | 1 | 2018-12-31 | 2019-12-31 | 365 | 5.9811 | 5 | 0.98112
63835 | 50.96 | 0.9 | 2018-12-31 | 2019-12-31 | 365 | 52.5513 | 52 | 0.55134
65205 | 8.64 | 1 | 2018-12-31 | 2019-12-31 | 365 | 9.8998 | 9 | 0.89978
65998 | 6.615 | 1 | 2018-12-31 | 2019-12-31 | 365 | 7.5795 | 7 | 0.57952
65999 | 20.16 | 1 | 2018-12-31 | 2019-12-31 | 365 | 23.0995 | 23 | 0.099489
66000 | 7.56 | 1 | 2018-12-31 | 2019-12-31 | 365 | 8.6623 | 8 | 0.66231
66003 | 21.105 | 1 | 2018-12-31 | 2019-12-31 | 365 | 24.1823 | 24 | 0.18228
66004 | 14.805 | 1 | 2018-12-31 | 2019-12-31 | 365 | 16.9637 | 16 | 0.96369
66012 | 10.14 | 1 | 2018-12-31 | 2019-12-31 | 365 | 11.6185 | 11 | 0.61849
66016 | 24.75 | 1 | 2018-12-31 | 2019-12-31 | 365 | 28.3587 | 28 | 0.35875
66029 | 4.725 | 0.8 | 2018-12-31 | 2019-12-31 | 365 | 4.3312 | 4 | 0.33115
66030 | 5.49 | 1 | 2018-12-31 | 2019-12-31 | 365 | 6.2905 | 6 | 0.29049
66035 | 3.66 | 1 | 2018-12-31 | 2019-12-31 | 365 | 4.1937 | 4 | 0.19366
66037 | 7.84 | 1 | 2018-12-31 | 2019-12-31 | 365 | 8.9831 | 8 | 0.98313
66040 | 21.12 | 1 | 2018-12-31 | 2019-12-31 | 365 | 24.1995 | 24 | 0.19946
66127 | 4.2 | 1 | 2018-12-31 | 2019-12-31 | 365 | 4.8124 | 4 | 0.81239
66172 | 14.88 | 1 | 2018-12-31 | 2019-12-31 | 365 | 17.0496 | 17 | 0.049623
36171 | 35.316 | 0.9 | 2018-12-31 | 2019-12-31 | 365 | 36.4188 | 36 | 0.41882
64976 | 26.24 | 0.9 | 2018-12-31 | 2019-12-31 | 365 | 27.0594 | 27 | 0.059402
62500 | 10.2 | 1 | 2018-12-31 | 2019-12-31 | 365 | 11.6872 | 11 | 0.68724
35306 | 69.36 | 0.8 | 2018-12-31 | 2019-12-31 | 365 | 63.5786 | 63 | 0.57859
64905 | 9 | 1 | 2018-12-31 | 2019-12-31 | 365 | 10.3123 | 10 | 0.31227
64953 | 7.685 | 1 | 2018-12-31 | 2019-12-31 | 365 | 8.8055 | 8 | 0.80553
65168 | 6.89 | 1 | 2018-12-31 | 2019-12-31 | 365 | 7.8946 | 7 | 0.89462
65186 | 10.6 | 1 | 2018-12-31 | 2019-12-31 | 365 | 12.1456 | 12 | 0.14556
65190 | 6.625 | 1 | 2018-12-31 | 2019-12-31 | 365 | 7.591 | 7 | 0.59098
65196 | 10.6 | 1 | 2018-12-31 | 2019-12-31 | 365 | 12.1456 | 12 | 0.14556
65282 | 4.8 | 1 | 2018-12-31 | 2019-12-31 | 365 | 5.4999 | 5 | 0.49988
65920 | 9.72 | 1 | 2018-12-31 | 2019-12-31 | 365 | 11.1373 | 11 | 0.13725
65997 | 5.7 | 1 | 2018-12-31 | 2019-12-31 | 365 | 6.5311 | 6 | 0.53111
66008 | 7.705 | 1 | 2018-12-31 | 2019-12-31 | 365 | 8.8285 | 8 | 0.82845
66139 | 12.96 | 1 | 2018-12-31 | 2019-12-31 | 365 | 14.8497 | 14 | 0.84967
66171 | 12.4 | 1 | 2018-12-31 | 2019-12-31 | 365 | 14.208 | 14 | 0.20802
65633 | 2.52 | 1 | 2018-12-31 | 2019-12-31 | 365 | 2.8874 | 2 | 0.88744
65908 | 6.825 | 1 | 2018-12-31 | 2019-12-31 | 365 | 7.8201 | 7 | 0.82014
64101 | 6.84 | 1 | 2018-12-31 | 2019-12-31 | 365 | 7.8373 | 7 | 0.83733
64103 | 6.96 | 1 | 2018-12-31 | 2019-12-31 | 365 | 7.9748 | 7 | 0.97482
64106 | 6.84 | 1 | 2018-12-31 | 2019-12-31 | 365 | 7.8373 | 7 | 0.83733
64489 | 4.16 | 1 | 2018-12-31 | 2019-12-31 | 365 | 4.7666 | 4 | 0.76656
65895 | 4.24 | 1 | 2018-12-31 | 2019-12-31 | 365 | 4.8582 | 4 | 0.85823
65899 | 11.2 | 1 | 2018-12-31 | 2019-12-31 | 365 | 12.833 | 12 | 0.83305
66009 | 4.24 | 1 | 2018-12-31 | 2019-12-31 | 365 | 4.8582 | 4 | 0.85823
66010 | 10.24 | 1 | 2018-12-31 | 2019-12-31 | 365 | 11.7331 | 11 | 0.73307
66011 | 11.2 | 1 | 2018-12-31 | 2019-12-31 | 365 | 12.833 | 12 | 0.83305
66039 | 12.6 | 1 | 2018-12-31 | 2019-12-31 | 365 | 14.4372 | 14 | 0.43718
66065 | 6.72 | 1 | 2018-12-31 | 2019-12-31 | 365 | 7.6998 | 7 | 0.69983
66132 | 10.2 | 1 | 2018-12-31 | 2019-12-31 | 365 | 11.6872 | 11 | 0.68724
66137 | 5.04 | 0.8 | 2018-12-31 | 2019-12-31 | 365 | 4.6199 | 4 | 0.6199
65311 | 11.1 | 1 | 2018-12-31 | 2019-12-31 | 365 | 12.7185 | 12 | 0.71847
66578 | 7.36 | 1 | 2018-12-31 | 2019-12-31 | 365 | 8.4331 | 8 | 0.43315
66579 | 4.05 | 1 | 2018-12-31 | 2019-12-31 | 365 | 4.6405 | 4 | 0.64052
66580 | 11.96 | 1 | 2018-12-31 | 2019-12-31 | 365 | 13.7039 | 13 | 0.70386
66581 | 5.04 | 1 | 2018-12-31 | 2019-12-31 | 365 | 5.7749 | 5 | 0.77487
66582 | 10.08 | 1 | 2018-12-31 | 2019-12-31 | 365 | 11.5497 | 11 | 0.54974
66583 | 7.695 | 1 | 2018-12-31 | 2019-12-31 | 365 | 8.817 | 8 | 0.81699
66592 | 10.15 | 1 | 2018-12-31 | 2019-12-31 | 365 | 11.63 | 11 | 0.62995
66595 | 12.426 | 1 | 2018-12-31 | 2019-12-31 | 365 | 14.2378 | 14 | 0.23781
50296 | 7.95 | 1 | 2018-12-31 | 2019-12-31 | 365 | 9.1092 | 9 | 0.10917
65283 | 12.6 | 1 | 2018-12-31 | 2019-12-31 | 365 | 14.4372 | 14 | 0.43718
49726 | 9.735 | 1 | 2018-12-31 | 2019-12-31 | 365 | 11.1544 | 11 | 0.15444
65355 | 10.03 | 1 | 2018-12-31 | 2019-12-31 | 365 | 11.4925 | 11 | 0.49245
66689 | 2.415 | 1 | 2018-12-31 | 2019-12-31 | 365 | 2.7671 | 2 | 0.76713
66691 | 4.578 | 1 | 2018-12-31 | 2019-12-31 | 365 | 5.2455 | 5 | 0.24551
66694 | 4.69 | 1 | 2018-12-31 | 2019-12-31 | 365 | 5.3738 | 5 | 0.37384
66695 | 11.66 | 1 | 2018-12-31 | 2019-12-31 | 365 | 13.3601 | 13 | 0.36012
66696 | 4.59 | 1 | 2018-12-31 | 2019-12-31 | 365 | 5.2593 | 5 | 0.25926
66138 | 3.64 | 0.8 | 2018-12-31 | 2019-12-31 | 365 | 3.3366 | 3 | 0.33659
66774 | 4.355 | 1 | 2018-12-31 | 2019-12-31 | 365 | 4.99 | 4 | 0.98999
66776 | 6 | 1 | 2018-12-31 | 2019-12-31 | 365 | 6.8748 | 6 | 0.87485
66779 | 10.92 | 1 | 2018-12-31 | 2019-12-31 | 365 | 12.5122 | 12 | 0.51222
66784 | 8.97 | 1 | 2018-12-31 | 2019-12-31 | 365 | 10.2779 | 10 | 0.2779
66791 | 7.15 | 1 | 2018-12-31 | 2019-12-31 | 365 | 8.1925 | 8 | 0.19253
66797 | 5.12 | 1 | 2018-12-31 | 2019-12-31 | 365 | 5.8665 | 5 | 0.86654
65408 | 8.58 | 1 | 2018-12-31 | 2019-12-31 | 365 | 9.831 | 9 | 0.83103
65383 | 11.055 | 1 | 2018-12-31 | 2019-12-31 | 365 | 12.6669 | 12 | 0.66691
66807 | 6.24 | 0.8 | 2018-12-31 | 2019-12-31 | 365 | 5.7199 | 5 | 0.71987
66812 | 7.245 | 1 | 2018-12-31 | 2019-12-31 | 365 | 8.3014 | 8 | 0.30138
66817 | 3.52 | 1 | 2018-12-31 | 2019-12-31 | 365 | 4.0332 | 4 | 0.033244
66880 | 10.695 | 1 | 2018-12-31 | 2019-12-31 | 365 | 12.2544 | 12 | 0.25442
66881 | 8.37 | 1 | 2018-12-31 | 2019-12-31 | 365 | 9.5904 | 9 | 0.59041
66890 | 7.92 | 1 | 2018-12-31 | 2019-12-31 | 365 | 9.0748 | 9 | 0.074799
66882 | 8.64 | 1 | 2018-12-31 | 2019-12-31 | 365 | 9.8998 | 9 | 0.89978
66889 | 11.2 | 1 | 2018-12-31 | 2019-12-31 | 365 | 12.833 | 12 | 0.83305
66892 | 7.2 | 1 | 2018-12-31 | 2019-12-31 | 365 | 8.2498 | 8 | 0.24982
66893 | 6.27 | 1 | 2018-12-31 | 2019-12-31 | 365 | 7.1842 | 7 | 0.18422
66895 | 9.69 | 1 | 2018-12-31 | 2019-12-31 | 365 | 11.1029 | 11 | 0.10288
66897 | 5.13 | 1 | 2018-12-31 | 2019-12-31 | 365 | 5.878 | 5 | 0.878
66899 | 12.96 | 1 | 2018-12-31 | 2019-12-31 | 365 | 14.8497 | 14 | 0.84967
66900 | 9.76 | 1 | 2018-12-31 | 2019-12-31 | 365 | 11.1831 | 11 | 0.18309
36797 | 35.316 | 0.9 | 2018-12-31 | 2019-12-31 | 365 | 36.4188 | 36 | 0.41882
64812 | 12.48 | 1 | 2018-12-31 | 2019-12-31 | 365 | 14.2997 | 14 | 0.29968
66780 | 10.26 | 1 | 2018-12-31 | 2019-12-31 | 365 | 11.756 | 11 | 0.75599
66916 | 4.16 | 1 | 2018-12-31 | 2019-12-31 | 365 | 4.7666 | 4 | 0.76656
66918 | 3.38 | 1 | 2018-12-31 | 2019-12-31 | 365 | 3.8728 | 3 | 0.87283
66922 | 25 | 1 | 2018-12-31 | 2019-12-31 | 365 | 28.6452 | 28 | 0.6452
66925 | 2.7 | 1 | 2018-12-31 | 2019-12-31 | 365 | 3.0937 | 3 | 0.093682
66930 | 5.985 | 1 | 2018-12-31 | 2019-12-31 | 365 | 6.8577 | 6 | 0.85766
66575 | 3.135 | 1 | 2018-12-31 | 2019-12-31 | 365 | 3.5921 | 3 | 0.59211
61932 | 110.88 | 0.9 | 2018-12-31 | 2019-12-31 | 365 | 114.3425 | 114 | 0.34247
65194 | 10.6 | 1 | 2018-12-31 | 2019-12-31 | 365 | 12.1456 | 12 | 0.14556
66001 | 8.64 | 1 | 2018-12-31 | 2019-12-31 | 365 | 9.8998 | 9 | 0.89978
66015 | 5.04 | 1 | 2018-12-31 | 2019-12-31 | 365 | 5.7749 | 5 | 0.77487
46917 | 7.705 | 0.8 | 2018-12-31 | 2019-12-31 | 365 | 7.0628 | 7 | 0.062761
51273 | 7.8 | 1 | 2018-12-31 | 2019-12-31 | 365 | 8.9373 | 8 | 0.9373
66901 | 11.2 | 1 | 2018-12-31 | 2019-12-31 | 365 | 12.833 | 12 | 0.83305
65402 | 7.56 | 1 | 2018-12-31 | 2019-12-31 | 365 | 8.6623 | 8 | 0.66231
48243 | 12.6 | 1 | 2018-12-31 | 2019-12-31 | 365 | 14.4372 | 14 | 0.43718
66898 | 6.84 | 1 | 2018-12-31 | 2019-12-31 | 365 | 7.8373 | 7 | 0.83733
66783 | 6.4 | 1 | 2018-12-31 | 2019-12-31 | 365 | 7.3332 | 7 | 0.33317
67123 | 8.06 | 0.8 | 2018-12-31 | 2019-12-31 | 365 | 7.3882 | 7 | 0.38817
67176 | 10.26 | 1 | 2018-12-31 | 2019-12-31 | 365 | 11.756 | 11 | 0.75599
67193 | 8.96 | 1 | 2018-12-31 | 2019-12-31 | 365 | 10.2664 | 10 | 0.26644
67200 | 15.68 | 1 | 2018-12-31 | 2019-12-31 | 365 | 17.9663 | 17 | 0.96627
67204 | 5.04 | 1 | 2018-12-31 | 2019-12-31 | 365 | 5.7749 | 5 | 0.77487
67215 | 7.68 | 1 | 2018-12-31 | 2019-12-31 | 365 | 8.7998 | 8 | 0.79981
67219 | 7.695 | 1 | 2018-12-31 | 2019-12-31 | 365 | 8.817 | 8 | 0.81699
67221 | 7.15 | 1 | 2018-12-31 | 2019-12-31 | 365 | 8.1925 | 8 | 0.19253
67222 | 14.4 | 1 | 2018-12-31 | 2019-12-31 | 365 | 16.4996 | 16 | 0.49964
35337 | 65.96 | 0.9 | 2018-12-31 | 2019-12-31 | 365 | 68.0197 | 68 | 0.019746
67206 | 11.2 | 1 | 2018-12-31 | 2019-12-31 | 365 | 12.833 | 12 | 0.83305
66007 | 8.25 | 1 | 2018-12-31 | 2019-12-31 | 365 | 9.4529 | 9 | 0.45292
67902 | 8.37 | 0.8 | 2018-12-31 | 2019-12-31 | 365 | 7.6723 | 7 | 0.67233
67814 | 9 | 0.8 | 2018-12-31 | 2019-12-31 | 365 | 8.2498 | 8 | 0.24982
66577 | 9.28 | 1 | 2018-12-31 | 2019-12-31 | 365 | 10.6331 | 10 | 0.6331
66033 | 3.2 | 1 | 2018-12-31 | 2019-12-31 | 365 | 3.6666 | 3 | 0.66659
65914 | 7.08 | 1 | 2018-12-31 | 2019-12-31 | 365 | 8.1123 | 8 | 0.11232
66013 | 7.56 | 1 | 2018-12-31 | 2019-12-31 | 365 | 8.6623 | 8 | 0.66231
66587 | 7.29 | 1 | 2018-12-31 | 2019-12-31 | 365 | 8.3529 | 8 | 0.35294
67797 | 5.94 | 0.8 | 2018-12-31 | 2019-12-31 | 365 | 5.4449 | 5 | 0.44488
67812 | 5.46 | 0.8 | 2018-12-31 | 2019-12-31 | 365 | 5.0049 | 5 | 0.0048893
67897 | 8.19 | 0.8 | 2018-12-31 | 2019-12-31 | 365 | 7.5073 | 7 | 0.50733
67975 | 5.4 | 0.8 | 2018-12-31 | 2019-12-31 | 365 | 4.9499 | 4 | 0.94989
48865 | 7.695 | 1 | 2018-12-31 | 2019-12-31 | 365 | 8.817 | 8 | 0.81699
67304 | 5.7 | 1 | 2018-12-31 | 2019-12-31 | 365 | 6.5311 | 6 | 0.53111
67405 | 6.93 | 1 | 2018-12-31 | 2019-12-31 | 365 | 7.9404 | 7 | 0.94045
67406 | 8.8 | 1 | 2018-12-31 | 2019-12-31 | 365 | 10.0831 | 10 | 0.08311
67407 | 3.6 | 1 | 2018-12-31 | 2019-12-31 | 365 | 4.1249 | 4 | 0.12491
67396 | 8.4 | 1 | 2018-12-31 | 2019-12-31 | 365 | 9.6248 | 9 | 0.62479
66794 | 4.16 | 1 | 2018-12-31 | 2019-12-31 | 365 | 4.7666 | 4 | 0.76656
67401 | 7.56 | 1 | 2018-12-31 | 2019-12-31 | 365 | 8.6623 | 8 | 0.66231
67393 | 5.1 | 1 | 2018-12-31 | 2019-12-31 | 365 | 5.8436 | 5 | 0.84362
67412 | 3.24 | 1 | 2018-12-31 | 2019-12-31 | 365 | 3.7124 | 3 | 0.71242
67414 | 3.975 | 1 | 2018-12-31 | 2019-12-31 | 365 | 4.5546 | 4 | 0.55459
67416 | 8.06 | 0.8 | 2018-12-31 | 2019-12-31 | 365 | 7.3882 | 7 | 0.38817
67417 | 4.76 | 0.8 | 2018-12-31 | 2019-12-31 | 365 | 4.3632 | 4 | 0.36324
67418 | 5.12 | 0.8 | 2018-12-31 | 2019-12-31 | 365 | 4.6932 | 4 | 0.69323
67421 | 4.578 | 0.8 | 2018-12-31 | 2019-12-31 | 365 | 4.1964 | 4 | 0.19641
67422 | 24.852 | 0.8 | 2018-12-31 | 2019-12-31 | 365 | 22.7805 | 22 | 0.7805
67423 | 4.41 | 0.8 | 2018-12-31 | 2019-12-31 | 365 | 4.0424 | 4 | 0.042411
67424 | 7.36 | 0.8 | 2018-12-31 | 2019-12-31 | 365 | 6.7465 | 6 | 0.74652
67425 | 4.8 | 0.8 | 2018-12-31 | 2019-12-31 | 365 | 4.3999 | 4 | 0.3999
67426 | 8.68 | 0.8 | 2018-12-31 | 2019-12-31 | 365 | 7.9565 | 7 | 0.95649
67403 | 10.5 | 1 | 2018-12-31 | 2019-12-31 | 365 | 12.031 | 12 | 0.030984
67415 | 3.99 | 1 | 2018-12-31 | 2019-12-31 | 365 | 4.5718 | 4 | 0.57177
67428 | 7.68 | 1 | 2018-12-31 | 2019-12-31 | 365 | 8.7998 | 8 | 0.79981
67429 | 4.77 | 1 | 2018-12-31 | 2019-12-31 | 365 | 5.4655 | 5 | 0.4655
67430 | 6.08 | 1 | 2018-12-31 | 2019-12-31 | 365 | 6.9665 | 6 | 0.96651
67502 | 8.64 | 0.8 | 2018-12-31 | 2019-12-31 | 365 | 7.9198 | 7 | 0.91982
67504 | 11.96 | 0.8 | 2018-12-31 | 2019-12-31 | 365 | 10.9631 | 10 | 0.96309
67505 | 8.68 | 0.8 | 2018-12-31 | 2019-12-31 | 365 | 7.9565 | 7 | 0.95649
67506 | 5.04 | 0.8 | 2018-12-31 | 2019-12-31 | 365 | 4.6199 | 4 | 0.6199
67507 | 8.32 | 0.8 | 2018-12-31 | 2019-12-31 | 365 | 7.6265 | 7 | 0.6265
67508 | 5.27 | 1 | 2018-12-31 | 2019-12-31 | 365 | 6.0384 | 6 | 0.038408
67509 | 7.685 | 0.8 | 2018-12-31 | 2019-12-31 | 365 | 7.0444 | 7 | 0.044428
67510 | 7.155 | 0.8 | 2018-12-31 | 2019-12-31 | 365 | 6.5586 | 6 | 0.5586
48308 | 5.035 | 1 | 2018-12-31 | 2019-12-31 | 365 | 5.7691 | 5 | 0.76914
67514 | 5.04 | 0.8 | 2018-12-31 | 2019-12-31 | 365 | 4.6199 | 4 | 0.6199
48859 | 24.885 | 1 | 2018-12-31 | 2019-12-31 | 365 | 28.5134 | 28 | 0.51343
67519 | 7.245 | 0.8 | 2018-12-31 | 2019-12-31 | 365 | 6.6411 | 6 | 0.6411
67528 | 2.616 | 0.8 | 2018-12-31 | 2019-12-31 | 365 | 2.3979 | 2 | 0.39795
67558 | 6.405 | 1 | 2018-12-31 | 2019-12-31 | 365 | 7.3389 | 7 | 0.3389
67560 | 6.36 | 1 | 2018-12-31 | 2019-12-31 | 365 | 7.2873 | 7 | 0.28734
67561 | 5.232 | 1 | 2018-12-31 | 2019-12-31 | 365 | 5.9949 | 5 | 0.99487
67562 | 4.578 | 1 | 2018-12-31 | 2019-12-31 | 365 | 5.2455 | 5 | 0.24551
67590 | 3 | 0.8 | 2018-12-31 | 2019-12-31 | 365 | 2.7499 | 2 | 0.74994
67596 | 11.07 | 0.8 | 2018-12-31 | 2019-12-31 | 365 | 10.1473 | 10 | 0.14728
67598 | 10.72 | 0.8 | 2018-12-31 | 2019-12-31 | 365 | 9.8264 | 9 | 0.82645
67602 | 4.02 | 0.8 | 2018-12-31 | 2019-12-31 | 365 | 3.6849 | 3 | 0.68492
67605 | 5.4 | 0.8 | 2018-12-31 | 2019-12-31 | 365 | 4.9499 | 4 | 0.94989
67609 | 9.975 | 0.8 | 2018-12-31 | 2019-12-31 | 365 | 9.1435 | 9 | 0.14355
67515 | 9.6 | 0.8 | 2018-12-31 | 2019-12-31 | 365 | 8.7998 | 8 | 0.79981
67022 | 10.545 | 1 | 2018-12-31 | 2019-12-31 | 365 | 12.0825 | 12 | 0.082545
67731 | 7.56 | 0.8 | 2018-12-31 | 2019-12-31 | 365 | 6.9298 | 6 | 0.92985
67776 | 8.4 | 1 | 2018-12-31 | 2019-12-31 | 365 | 9.6248 | 9 | 0.62479
67777 | 7.04 | 1 | 2018-12-31 | 2019-12-31 | 365 | 8.0665 | 8 | 0.066488
67779 | 8.84 | 1 | 2018-12-31 | 2019-12-31 | 365 | 10.1289 | 10 | 0.12894
67780 | 4.83 | 1 | 2018-12-31 | 2019-12-31 | 365 | 5.5343 | 5 | 0.53425
67781 | 12.426 | 1 | 2018-12-31 | 2019-12-31 | 365 | 14.2378 | 14 | 0.23781
67782 | 5.985 | 1 | 2018-12-31 | 2019-12-31 | 365 | 6.8577 | 6 | 0.85766
67783 | 11.4 | 1 | 2018-12-31 | 2019-12-31 | 365 | 13.0622 | 13 | 0.062211
67784 | 4.8 | 1 | 2018-12-31 | 2019-12-31 | 365 | 5.4999 | 5 | 0.49988
67792 | 7.54 | 1 | 2018-12-31 | 2019-12-31 | 365 | 8.6394 | 8 | 0.63939
67793 | 5.76 | 1 | 2018-12-31 | 2019-12-31 | 365 | 6.5999 | 6 | 0.59985
67794 | 15.41 | 1 | 2018-12-31 | 2019-12-31 | 365 | 17.6569 | 17 | 0.6569
67798 | 9.54 | 0.8 | 2018-12-31 | 2019-12-31 | 365 | 8.7448 | 8 | 0.74481
67800 | 6 | 0.8 | 2018-12-31 | 2019-12-31 | 365 | 5.4999 | 5 | 0.49988
67801 | 11.2 | 0.8 | 2018-12-31 | 2019-12-31 | 365 | 10.2664 | 10 | 0.26644
67791 | 8.1 | 1 | 2018-12-31 | 2019-12-31 | 365 | 9.281 | 9 | 0.28104
67845 | 6.72 | 0.8 | 2018-12-31 | 2019-12-31 | 365 | 6.1599 | 6 | 0.15986
67847 | 9.8 | 0.8 | 2018-12-31 | 2019-12-31 | 365 | 8.9831 | 8 | 0.98313
67850 | 5.04 | 0.8 | 2018-12-31 | 2019-12-31 | 365 | 4.6199 | 4 | 0.6199
67852 | 8.64 | 0.8 | 2018-12-31 | 2019-12-31 | 365 | 7.9198 | 7 | 0.91982
67854 | 7.7 | 0.8 | 2018-12-31 | 2019-12-31 | 365 | 7.0582 | 7 | 0.058177
67859 | 9.36 | 0.8 | 2018-12-31 | 2019-12-31 | 365 | 8.5798 | 8 | 0.57981
67860 | 22.5 | 0.8 | 2018-12-31 | 2019-12-31 | 365 | 20.6245 | 20 | 0.62454
67861 | 8 | 0.8 | 2018-12-31 | 2019-12-31 | 365 | 7.3332 | 7 | 0.33317
67862 | 13.5 | 0.8 | 2018-12-31 | 2019-12-31 | 365 | 12.3747 | 12 | 0.37473
67863 | 2.88 | 0.8 | 2018-12-31 | 2019-12-31 | 365 | 2.6399 | 2 | 0.63994
67875 | 9.88 | 0.8 | 2018-12-31 | 2019-12-31 | 365 | 9.0565 | 9 | 0.056466
68039 | 7.68 | 0.8 | 2018-12-31 | 2019-12-31 | 365 | 7.0398 | 7 | 0.039844
68040 | 4.32 | 0.8 | 2018-12-31 | 2019-12-31 | 365 | 3.9599 | 3 | 0.95991
68045 | 6.625 | 0.8 | 2018-12-31 | 2019-12-31 | 365 | 6.0728 | 6 | 0.072782
68047 | 6.38 | 0.8 | 2018-12-31 | 2019-12-31 | 365 | 5.8482 | 5 | 0.8482
68046 | 13.475 | 0.8 | 2018-12-31 | 2019-12-31 | 365 | 12.3518 | 12 | 0.35181
68048 | 8.91 | 0.8 | 2018-12-31 | 2019-12-31 | 365 | 8.1673 | 8 | 0.16732
68049 | 4.5 | 0.8 | 2018-12-31 | 2019-12-31 | 365 | 4.1249 | 4 | 0.12491
65116 | 37.12 | 0.9 | 2018-12-31 | 2019-12-31 | 365 | 38.2792 | 38 | 0.27915
65008 | 27.36 | 0.9 | 2018-12-31 | 2019-12-31 | 365 | 28.2144 | 28 | 0.21438
67413 | 10.07 | 1 | 2018-12-31 | 2019-12-31 | 365 | 11.5383 | 11 | 0.53829
68058 | 11.895 | 0.8 | 2018-12-31 | 2019-12-31 | 365 | 10.9035 | 10 | 0.90351
67898 | 5.94 | 0.8 | 2018-12-31 | 2019-12-31 | 365 | 5.4449 | 5 | 0.44488
67900 | 4.5 | 0.8 | 2018-12-31 | 2019-12-31 | 365 | 4.1249 | 4 | 0.12491
67905 | 7.15 | 0.8 | 2018-12-31 | 2019-12-31 | 365 | 6.554 | 6 | 0.55402
67907 | 9.45 | 0.8 | 2018-12-31 | 2019-12-31 | 365 | 8.6623 | 8 | 0.66231
67912 | 10.92 | 0.8 | 2018-12-31 | 2019-12-31 | 365 | 10.0098 | 10 | 0.0097787
67973 | 5.12 | 0.8 | 2018-12-31 | 2019-12-31 | 365 | 4.6932 | 4 | 0.69323
67976 | 4.68 | 0.8 | 2018-12-31 | 2019-12-31 | 365 | 4.2899 | 4 | 0.28991
67977 | 11.025 | 0.8 | 2018-12-31 | 2019-12-31 | 365 | 10.106 | 10 | 0.10603
67978 | 3.975 | 0.8 | 2018-12-31 | 2019-12-31 | 365 | 3.6437 | 3 | 0.64367
67979 | 10.24 | 0.8 | 2018-12-31 | 2019-12-31 | 365 | 9.3865 | 9 | 0.38646
67984 | 6.12 | 0.8 | 2018-12-31 | 2019-12-31 | 365 | 5.6099 | 5 | 0.60988
67985 | 4.68 | 0.8 | 2018-12-31 | 2019-12-31 | 365 | 4.2899 | 4 | 0.28991
67991 | 11.34 | 0.8 | 2018-12-31 | 2019-12-31 | 365 | 10.3948 | 10 | 0.39477
35285 | 1033.01 | 0.9 | 2018-12-31 | 2019-12-31 | 365 | 1065.268 | 1065 | 0.26801
47679 | 24.852 | 1 | 2018-12-31 | 2019-12-31 | 365 | 28.4756 | 28 | 0.47562
48259 | 5.52 | 0.8 | 2018-12-31 | 2019-12-31 | 365 | 5.0599 | 5 | 0.059888
65115 | 26.56 | 0.9 | 2018-12-31 | 2019-12-31 | 365 | 27.3894 | 27 | 0.38939
68025 | 8.7 | 0.8 | 2018-12-31 | 2019-12-31 | 365 | 7.9748 | 7 | 0.97482
66688 | 9.52 | 1 | 2018-12-31 | 2019-12-31 | 365 | 10.9081 | 10 | 0.90809
65273 | 8.4 | 1 | 2018-12-31 | 2019-12-31 | 365 | 9.6248 | 9 | 0.62479
66692 | 9.9 | 1 | 2018-12-31 | 2019-12-31 | 365 | 11.3435 | 11 | 0.3435
65912 | 5.4 | 1 | 2018-12-31 | 2019-12-31 | 365 | 6.1874 | 6 | 0.18736
66891 | 14.1 | 1 | 2018-12-31 | 2019-12-31 | 365 | 16.1559 | 16 | 0.15589
66933 | 2.56 | 1 | 2018-12-31 | 2019-12-31 | 365 | 2.9333 | 2 | 0.93327
67503 | 6 | 0.8 | 2018-12-31 | 2019-12-31 | 365 | 5.4999 | 5 | 0.49988
67512 | 11.025 | 0.8 | 2018-12-31 | 2019-12-31 | 365 | 10.106 | 10 | 0.10603
67527 | 10.8 | 0.8 | 2018-12-31 | 2019-12-31 | 365 | 9.8998 | 9 | 0.89978
67815 | 12 | 0.8 | 2018-12-31 | 2019-12-31 | 365 | 10.9998 | 10 | 0.99976
68000 | 12 | 0.8 | 2018-12-31 | 2019-12-31 | 365 | 10.9998 | 10 | 0.99976
46467 | 10.5 | 1 | 2018-12-31 | 2019-12-31 | 365 | 12.031 | 12 | 0.030984
68043 | 6.365 | 0.8 | 2018-12-31 | 2019-12-31 | 365 | 5.8345 | 5 | 0.83445
67394 | 24.57 | 1 | 2018-12-31 | 2019-12-31 | 365 | 28.1525 | 28 | 0.1525
66804 | 6 | 1 | 2018-12-31 | 2019-12-31 | 365 | 6.8748 | 6 | 0.87485
65893 | 8.04 | 1 | 2018-12-31 | 2019-12-31 | 365 | 9.2123 | 9 | 0.2123
67785 | 8.32 | 1 | 2018-12-31 | 2019-12-31 | 365 | 9.5331 | 9 | 0.53312
67789 | 7.04 | 1 | 2018-12-31 | 2019-12-31 | 365 | 8.0665 | 8 | 0.066488
67790 | 9.6 | 1 | 2018-12-31 | 2019-12-31 | 365 | 10.9998 | 10 | 0.99976
36800 | 200.64 | 0.9 | 2018-12-31 | 2019-12-31 | 365 | 206.9054 | 206 | 0.90543
65270 | 2.56 | 1 | 2018-12-31 | 2019-12-31 | 365 | 2.9333 | 2 | 0.93327
65886 | 8.97 | 1 | 2018-12-31 | 2019-12-31 | 365 | 10.2779 | 10 | 0.2779
50017 | 14.4 | 1 | 2018-12-31 | 2019-12-31 | 365 | 16.4996 | 16 | 0.49964
66032 | 24.885 | 1 | 2018-12-31 | 2019-12-31 | 365 | 28.5134 | 28 | 0.51343
66073 | 11.34 | 1 | 2018-12-31 | 2019-12-31 | 365 | 12.9935 | 12 | 0.99346
66574 | 9.61 | 1 | 2018-12-31 | 2019-12-31 | 365 | 11.0112 | 11 | 0.011215
66593 | 7.68 | 1 | 2018-12-31 | 2019-12-31 | 365 | 8.7998 | 8 | 0.79981
64810 | 7.2 | 1 | 2018-12-31 | 2019-12-31 | 365 | 8.2498 | 8 | 0.24982
68042 | 11.16 | 0.8 | 2018-12-31 | 2019-12-31 | 365 | 10.2298 | 10 | 0.22977
65269 | 13.28 | 1 | 2018-12-31 | 2019-12-31 | 365 | 15.2163 | 15 | 0.21633
66894 | 6.84 | 1 | 2018-12-31 | 2019-12-31 | 365 | 7.8373 | 7 | 0.83733
51283 | 8.55 | 1 | 2018-12-31 | 2019-12-31 | 365 | 9.7967 | 9 | 0.79666
67559 | 4.59 | 1 | 2018-12-31 | 2019-12-31 | 365 | 5.2593 | 5 | 0.25926
67778 | 18 | 1 | 2018-12-31 | 2019-12-31 | 365 | 20.6245 | 20 | 0.62454
67795 | 12.15 | 0.8 | 2018-12-31 | 2019-12-31 | 365 | 11.1373 | 11 | 0.13725
67796 | 4.86 | 0.8 | 2018-12-31 | 2019-12-31 | 365 | 4.4549 | 4 | 0.4549
67802 | 9.45 | 0.8 | 2018-12-31 | 2019-12-31 | 365 | 8.6623 | 8 | 0.66231
67811 | 2.24 | 0.8 | 2018-12-31 | 2019-12-31 | 365 | 2.0533 | 2 | 0.053288
67843 | 1.4 | 0.8 | 2018-12-31 | 2019-12-31 | 365 | 1.2833 | 1 | 0.2833
67974 | 7.2 | 0.8 | 2018-12-31 | 2019-12-31 | 365 | 6.5999 | 6 | 0.59985
67989 | 1.59 | 0.8 | 2018-12-31 | 2019-12-31 | 365 | 1.4575 | 1 | 0.45747
65169 | 5.83 | 1 | 2018-12-31 | 2019-12-31 | 365 | 6.6801 | 6 | 0.68006
66697 | 12.8 | 1 | 2018-12-31 | 2019-12-31 | 365 | 14.6663 | 14 | 0.66634
66272 | 5.985 | 1 | 2018-12-31 | 2019-12-31 | 365 | 6.8577 | 6 | 0.85766
67023 | 15.125 | 1 | 2018-12-31 | 2019-12-31 | 365 | 17.3303 | 17 | 0.33035
67161 | 23.65 | 1 | 2018-12-31 | 2019-12-31 | 365 | 27.0984 | 27 | 0.098359
67501 | 8.96 | 0.8 | 2018-12-31 | 2019-12-31 | 365 | 8.2132 | 8 | 0.21315
68044 | 4.24 | 1 | 2018-12-31 | 2019-12-31 | 365 | 4.8582 | 4 | 0.85823
66273 | 2.44 | 1 | 2018-12-31 | 2019-12-31 | 365 | 2.7958 | 2 | 0.79577
62996 | 82.16 | 0.9 | 2018-12-31 | 2019-12-31 | 365 | 84.7256 | 84 | 0.72563
68059 | 5.985 | 1 | 2018-12-31 | 2019-12-31 | 365 | 6.8577 | 6 | 0.85766
68060 | 12.8 | 0.8 | 2018-12-31 | 2019-12-31 | 365 | 11.7331 | 11 | 0.73307
68061 | 12.65 | 0.8 | 2018-12-31 | 2019-12-31 | 365 | 11.5956 | 11 | 0.59558
68062 | 9.9 | 0.8 | 2018-12-31 | 2019-12-31 | 365 | 9.0748 | 9 | 0.074799
68068 | 12.915 | 0.8 | 2018-12-31 | 2019-12-31 | 365 | 11.8385 | 11 | 0.83849
68082 | 4.76 | 0.8 | 2018-12-31 | 2019-12-31 | 365 | 4.3632 | 4 | 0.36324
68083 | 6.71 | 0.8 | 2018-12-31 | 2019-12-31 | 365 | 6.1507 | 6 | 0.1507
68085 | 4.68 | 0.8 | 2018-12-31 | 2019-12-31 | 365 | 4.2899 | 4 | 0.28991
68086 | 9.975 | 0.8 | 2018-12-31 | 2019-12-31 | 365 | 9.1435 | 9 | 0.14355
68087 | 5.2 | 0.8 | 2018-12-31 | 2019-12-31 | 365 | 4.7666 | 4 | 0.76656
68088 | 6.3 | 0.8 | 2018-12-31 | 2019-12-31 | 365 | 5.7749 | 5 | 0.77487
68095 | 6.05 | 0.8 | 2018-12-31 | 2019-12-31 | 365 | 5.5457 | 5 | 0.54571
68096 | 5.985 | 0.8 | 2018-12-31 | 2019-12-31 | 365 | 5.4861 | 5 | 0.48613
68066 | 7.56 | 0.8 | 2018-12-31 | 2019-12-31 | 365 | 6.9298 | 6 | 0.92985
68097 | 24.96 | 1 | 2018-12-31 | 2019-12-31 | 365 | 28.5994 | 28 | 0.59937
68098 | 7.68 | 0.8 | 2018-12-31 | 2019-12-31 | 365 | 7.0398 | 7 | 0.039844
68099 | 12.15 | 0.8 | 2018-12-31 | 2019-12-31 | 365 | 11.1373 | 11 | 0.13725
68084 | 5.88 | 1 | 2018-12-31 | 2019-12-31 | 365 | 6.7374 | 6 | 0.73735
68101 | 5.12 | 1 | 2018-12-31 | 2019-12-31 | 365 | 5.8665 | 5 | 0.86654
68104 | 5.76 | 0.8 | 2018-12-31 | 2019-12-31 | 365 | 5.2799 | 5 | 0.27988
68100 | 11.34 | 0.8 | 2018-12-31 | 2019-12-31 | 365 | 10.3948 | 10 | 0.39477
67880 | 10.08 | 0.8 | 2018-12-31 | 2019-12-31 | 365 | 9.2398 | 9 | 0.2398
68108 | 6 | 0.8 | 2018-12-31 | 2019-12-31 | 365 | 5.4999 | 5 | 0.49988
68151 | 5.355 | 0.8 | 2018-12-31 | 2019-12-31 | 365 | 4.9086 | 4 | 0.90864
68154 | 10.71 | 0.8 | 2018-12-31 | 2019-12-31 | 365 | 9.8173 | 9 | 0.81728
68156 | 7.875 | 0.8 | 2018-12-31 | 2019-12-31 | 365 | 7.2186 | 7 | 0.21859
68159 | 3 | 0.8 | 2018-12-31 | 2019-12-31 | 365 | 2.7499 | 2 | 0.74994
68162 | 9.405 | 0.8 | 2018-12-31 | 2019-12-31 | 365 | 8.6211 | 8 | 0.62106
68164 | 7.41 | 0.8 | 2018-12-31 | 2019-12-31 | 365 | 6.7923 | 6 | 0.79235
68171 | 8.265 | 0.8 | 2018-12-31 | 2019-12-31 | 365 | 7.5761 | 7 | 0.57608
68179 | 4.68 | 0.8 | 2018-12-31 | 2019-12-31 | 365 | 4.2899 | 4 | 0.28991
68181 | 12.025 | 1 | 2018-12-31 | 2019-12-31 | 365 | 13.7783 | 13 | 0.77834
68183 | 12.426 | 0.8 | 2018-12-31 | 2019-12-31 | 365 | 11.3902 | 11 | 0.39025
68186 | 6.71 | 0.8 | 2018-12-31 | 2019-12-31 | 365 | 6.1507 | 6 | 0.1507
68187 | 5.985 | 0.8 | 2018-12-31 | 2019-12-31 | 365 | 5.4861 | 5 | 0.48613
68189 | 4.485 | 0.8 | 2018-12-31 | 2019-12-31 | 365 | 4.1112 | 4 | 0.11116
68195 | 5.76 | 1 | 2018-12-31 | 2019-12-31 | 365 | 6.5999 | 6 | 0.59985
68197 | 11.34 | 0.8 | 2018-12-31 | 2019-12-31 | 365 | 10.3948 | 10 | 0.39477
68201 | 6 | 0.8 | 2018-12-31 | 2019-12-31 | 365 | 5.4999 | 5 | 0.49988
68202 | 12.69 | 0.8 | 2018-12-31 | 2019-12-31 | 365 | 11.6322 | 11 | 0.63224
68204 | 9.135 | 0.8 | 2018-12-31 | 2019-12-31 | 365 | 8.3736 | 8 | 0.37356
68206 | 12.825 | 0.8 | 2018-12-31 | 2019-12-31 | 365 | 11.756 | 11 | 0.75599
68207 | 7.15 | 0.8 | 2018-12-31 | 2019-12-31 | 365 | 6.554 | 6 | 0.55402
68208 | 2.16 | 0.8 | 2018-12-31 | 2019-12-31 | 365 | 1.98 | 1 | 0.97996
68209 | 6.36 | 0.8 | 2018-12-31 | 2019-12-31 | 365 | 5.8299 | 5 | 0.82987
68211 | 5.025 | 1 | 2018-12-31 | 2019-12-31 | 365 | 5.7577 | 5 | 0.75769
68212 | 10.695 | 0.8 | 2018-12-31 | 2019-12-31 | 365 | 9.8035 | 9 | 0.80353
68214 | 9.81 | 0.8 | 2018-12-31 | 2019-12-31 | 365 | 8.9923 | 8 | 0.9923
68216 | 14.85 | 0.8 | 2018-12-31 | 2019-12-31 | 365 | 13.6122 | 13 | 0.6122
68217 | 13.25 | 1 | 2018-12-31 | 2019-12-31 | 365 | 15.182 | 15 | 0.18196
68237 | 9.135 | 0.8 | 2018-12-31 | 2019-12-31 | 365 | 8.3736 | 8 | 0.37356
68239 | 15.3 | 0.8 | 2018-12-31 | 2019-12-31 | 365 | 14.0247 | 14 | 0.02469
68245 | 12.75 | 1 | 2018-12-31 | 2019-12-31 | 365 | 14.6091 | 14 | 0.60905
68246 | 10.335 | 0.8 | 2018-12-31 | 2019-12-31 | 365 | 9.4735 | 9 | 0.47354
68248 | 8 | 1 | 2018-12-31 | 2019-12-31 | 365 | 9.1665 | 9 | 0.16646
68249 | 7.28 | 0.8 | 2018-12-31 | 2019-12-31 | 365 | 6.6732 | 6 | 0.67319
68260 | 11.07 | 0.8 | 2018-12-31 | 2019-12-31 | 365 | 10.1473 | 10 | 0.14728
68261 | 9 | 0.8 | 2018-12-31 | 2019-12-31 | 365 | 8.2498 | 8 | 0.24982
68263 | 7.8 | 1 | 2018-12-31 | 2019-12-31 | 365 | 8.9373 | 8 | 0.9373
68268 | 6.6 | 1 | 2018-12-31 | 2019-12-31 | 365 | 7.5623 | 7 | 0.56233
68265 | 8.7 | 0.8 | 2018-12-31 | 2019-12-31 | 365 | 7.9748 | 7 | 0.97482
68270 | 9.54 | 1 | 2018-12-31 | 2019-12-31 | 365 | 10.931 | 10 | 0.93101
68271 | 6.93 | 0.8 | 2018-12-31 | 2019-12-31 | 365 | 6.3524 | 6 | 0.35236
68272 | 11.7 | 0.8 | 2018-12-31 | 2019-12-31 | 365 | 10.7248 | 10 | 0.72476
68273 | 8.1 | 1 | 2018-12-31 | 2019-12-31 | 365 | 9.281 | 9 | 0.28104
68274 | 7.84 | 0.8 | 2018-12-31 | 2019-12-31 | 365 | 7.1865 | 7 | 0.18651
68276 | 3.36 | 0.8 | 2018-12-31 | 2019-12-31 | 365 | 3.0799 | 3 | 0.079932
68277 | 7.56 | 0.8 | 2018-12-31 | 2019-12-31 | 365 | 6.9298 | 6 | 0.92985
68278 | 4.86 | 0.8 | 2018-12-31 | 2019-12-31 | 365 | 4.4549 | 4 | 0.4549
68280 | 6.21 | 0.8 | 2018-12-31 | 2019-12-31 | 365 | 5.6924 | 5 | 0.69237
68316 | 5.355 | 1 | 2018-12-31 | 2019-12-31 | 365 | 6.1358 | 6 | 0.1358
68323 | 8.1 | 0.8 | 2018-12-31 | 2019-12-31 | 365 | 7.4248 | 7 | 0.42484
68327 | 5.76 | 0.8 | 2018-12-31 | 2019-12-31 | 365 | 5.2799 | 5 | 0.27988
68329 | 3.15 | 0.8 | 2018-12-31 | 2019-12-31 | 365 | 2.8874 | 2 | 0.88744
68330 | 4.8 | 0.8 | 2018-12-31 | 2019-12-31 | 365 | 4.3999 | 4 | 0.3999
68315 | 6.27 | 0.8 | 2018-12-31 | 2019-12-31 | 365 | 5.7474 | 5 | 0.74737
68333 | 5.04 | 1 | 2018-12-31 | 2019-12-31 | 365 | 5.7749 | 5 | 0.77487
68394 | 9.45 | 0.8 | 2018-12-31 | 2019-12-31 | 365 | 8.6623 | 8 | 0.66231
68395 | 8.28 | 0.8 | 2018-12-31 | 2019-12-31 | 365 | 7.5898 | 7 | 0.58983
68396 | 7.695 | 0.8 | 2018-12-31 | 2019-12-31 | 365 | 7.0536 | 7 | 0.053594
68397 | 9.72 | 0.8 | 2018-12-31 | 2019-12-31 | 365 | 8.9098 | 8 | 0.9098
68398 | 9.8 | 0.8 | 2018-12-31 | 2019-12-31 | 365 | 8.9831 | 8 | 0.98313
68400 | 7.035 | 0.8 | 2018-12-31 | 2019-12-31 | 365 | 6.4486 | 6 | 0.44861
68401 | 6.48 | 1 | 2018-12-31 | 2019-12-31 | 365 | 7.4248 | 7 | 0.42484
68403 | 6 | 0.8 | 2018-12-31 | 2019-12-31 | 365 | 5.4999 | 5 | 0.49988
68404 | 2.24 | 0.8 | 2018-12-31 | 2019-12-31 | 365 | 2.0533 | 2 | 0.053288
68405 | 3.66 | 0.8 | 2018-12-31 | 2019-12-31 | 365 | 3.3549 | 3 | 0.35493
68406 | 11.655 | 0.8 | 2018-12-31 | 2019-12-31 | 365 | 10.6835 | 10 | 0.68351
68407 | 9.81 | 1 | 2018-12-31 | 2019-12-31 | 365 | 11.2404 | 11 | 0.24038
51288 | 7.14 | 1 | 2018-12-31 | 2019-12-31 | 365 | 8.1811 | 8 | 0.18107
68410 | 5.32 | 0.8 | 2018-12-31 | 2019-12-31 | 365 | 4.8766 | 4 | 0.87656
68411 | 5.83 | 0.8 | 2018-12-31 | 2019-12-31 | 365 | 5.344 | 5 | 0.34405
65931 | 5.04 | 1 | 2018-12-31 | 2019-12-31 | 365 | 5.7749 | 5 | 0.77487
67987 | 3.3 | 0.8 | 2018-12-31 | 2019-12-31 | 365 | 3.0249 | 3 | 0.024933
68430 | 3.2 | 0.8 | 2018-12-31 | 2019-12-31 | 365 | 2.9333 | 2 | 0.93327
68432 | 8.625 | 0.8 | 2018-12-31 | 2019-12-31 | 365 | 7.9061 | 7 | 0.90608
68433 | 11.4 | 0.8 | 2018-12-31 | 2019-12-31 | 365 | 10.4498 | 10 | 0.44977
67982 | 8.67 | 1 | 2018-12-31 | 2019-12-31 | 365 | 9.9342 | 9 | 0.93416
67557 | 3.85 | 1 | 2018-12-31 | 2019-12-31 | 365 | 4.4114 | 4 | 0.41136
67990 | 5.985 | 0.8 | 2018-12-31 | 2019-12-31 | 365 | 5.4861 | 5 | 0.48613
68443 | 8.525 | 0.8 | 2018-12-31 | 2019-12-31 | 365 | 7.8144 | 7 | 0.81441
68445 | 7.155 | 1 | 2018-12-31 | 2019-12-31 | 365 | 8.1983 | 8 | 0.19826
68446 | 9.975 | 0.8 | 2018-12-31 | 2019-12-31 | 365 | 9.1435 | 9 | 0.14355
68448 | 6.75 | 0.8 | 2018-12-31 | 2019-12-31 | 365 | 6.1874 | 6 | 0.18736
68460 | 8.64 | 0.8 | 2018-12-31 | 2019-12-31 | 365 | 7.9198 | 7 | 0.91982
68461 | 9.6 | 0.8 | 2018-12-31 | 2019-12-31 | 365 | 8.7998 | 8 | 0.79981
68463 | 3.66 | 0.8 | 2018-12-31 | 2019-12-31 | 365 | 3.3549 | 3 | 0.35493
68464 | 5.44 | 0.8 | 2018-12-31 | 2019-12-31 | 365 | 4.9866 | 4 | 0.98656
68467 | 7.56 | 0.8 | 2018-12-31 | 2019-12-31 | 365 | 6.9298 | 6 | 0.92985
68469 | 4.485 | 0.8 | 2018-12-31 | 2019-12-31 | 365 | 4.1112 | 4 | 0.11116
68471 | 7.5 | 0.8 | 2018-12-31 | 2019-12-31 | 365 | 6.8748 | 6 | 0.87485
68473 | 4.5 | 0.8 | 2018-12-31 | 2019-12-31 | 365 | 4.1249 | 4 | 0.12491
68474 | 12 | 0.8 | 2018-12-31 | 2019-12-31 | 365 | 10.9998 | 10 | 0.99976
68547 | 4.8 | 0.8 | 2018-12-31 | 2019-12-31 | 365 | 4.3999 | 4 | 0.3999
68550 | 6.08 | 1 | 2018-12-31 | 2019-12-31 | 365 | 6.9665 | 6 | 0.96651
64771 | 88.04 | 0.9 | 2018-12-31 | 2019-12-31 | 365 | 90.7892 | 90 | 0.78924
68552 | 11.4 | 0.8 | 2018-12-31 | 2019-12-31 | 365 | 10.4498 | 10 | 0.44977
68553 | 12.915 | 0.8 | 2018-12-31 | 2019-12-31 | 365 | 11.8385 | 11 | 0.83849
68554 | 12.19 | 0.8 | 2018-12-31 | 2019-12-31 | 365 | 11.1739 | 11 | 0.17392
68555 | 10.865 | 0.8 | 2018-12-31 | 2019-12-31 | 365 | 9.9594 | 9 | 0.95936
68557 | 7.43 | 1 | 2018-12-31 | 2019-12-31 | 365 | 8.5134 | 8 | 0.51335
68559 | 13.5 | 0.8 | 2018-12-31 | 2019-12-31 | 365 | 12.3747 | 12 | 0.37473
68566 | 2.12 | 1 | 2018-12-31 | 2019-12-31 | 365 | 2.4291 | 2 | 0.42911
68568 | 8.55 | 0.8 | 2018-12-31 | 2019-12-31 | 365 | 7.8373 | 7 | 0.83733
68573 | 2.565 | 0.8 | 2018-12-31 | 2019-12-31 | 365 | 2.3512 | 2 | 0.3512
68575 | 8.45 | 0.8 | 2018-12-31 | 2019-12-31 | 365 | 7.7457 | 7 | 0.74566
63316 | 75.6 | 0.9 | 2018-12-31 | 2019-12-31 | 365 | 77.9608 | 77 | 0.96078
68647 | 5.67 | 0.8 | 2018-12-31 | 2019-12-31 | 365 | 5.1974 | 5 | 0.19739
68648 | 6.325 | 0.8 | 2018-12-31 | 2019-12-31 | 365 | 5.7978 | 5 | 0.79779
64881 | 68.48 | 0.9 | 2018-12-31 | 2019-12-31 | 365 | 70.6184 | 70 | 0.61844
68651 | 6.03 | 0.8 | 2018-12-31 | 2019-12-31 | 365 | 5.5274 | 5 | 0.52738
68652 | 4.95 | 0.8 | 2018-12-31 | 2019-12-31 | 365 | 4.5374 | 4 | 0.5374
68653 | 8.96 | 0.8 | 2018-12-31 | 2019-12-31 | 365 | 8.2132 | 8 | 0.21315
68667 | 5.76 | 0.8 | 2018-12-31 | 2019-12-31 | 365 | 5.2799 | 5 | 0.27988
68670 | 11.4 | 0.8 | 2018-12-31 | 2019-12-31 | 365 | 10.4498 | 10 | 0.44977
68672 | 2.385 | 1 | 2018-12-31 | 2019-12-31 | 365 | 2.7328 | 2 | 0.73275
68673 | 11.2 | 0.8 | 2018-12-31 | 2019-12-31 | 365 | 10.2664 | 10 | 0.26644
68674 | 5.12 | 0.8 | 2018-12-31 | 2019-12-31 | 365 | 4.6932 | 4 | 0.69323
68676 | 9.315 | 0.8 | 2018-12-31 | 2019-12-31 | 365 | 8.5386 | 8 | 0.53856
68678 | 19.62 | 0.8 | 2018-12-31 | 2019-12-31 | 365 | 17.9846 | 17 | 0.9846
68680 | 15.12 | 0.8 | 2018-12-31 | 2019-12-31 | 365 | 13.8597 | 13 | 0.85969
68683 | 8.96 | 0.8 | 2018-12-31 | 2019-12-31 | 365 | 8.2132 | 8 | 0.21315
68684 | 9.8 | 0.8 | 2018-12-31 | 2019-12-31 | 365 | 8.9831 | 8 | 0.98313
68686 | 4.2 | 0.8 | 2018-12-31 | 2019-12-31 | 365 | 3.8499 | 3 | 0.84991
68689 | 10.56 | 0.8 | 2018-12-31 | 2019-12-31 | 365 | 9.6798 | 9 | 0.67979
68691 | 6.48 | 0.8 | 2018-12-31 | 2019-12-31 | 365 | 5.9399 | 5 | 0.93987
68694 | 7 | 0.8 | 2018-12-31 | 2019-12-31 | 365 | 6.4165 | 6 | 0.41652
68465 | 9.3 | 0.8 | 2018-12-31 | 2019-12-31 | 365 | 8.5248 | 8 | 0.52481
68832 | 5.36 | 0.8 | 2018-12-31 | 2019-12-31 | 365 | 4.9132 | 4 | 0.91322
45560 | 13.16 | 0.8 | 2018-12-31 | 2019-12-31 | 365 | 12.0631 | 12 | 0.063067
55058 | 8.215 | 1 | 2018-12-31 | 2019-12-31 | 365 | 9.4128 | 9 | 0.41281
67758 | 9.57 | 0.8 | 2018-12-31 | 2019-12-31 | 365 | 8.7723 | 8 | 0.77231
68399 | 8.04 | 1 | 2018-12-31 | 2019-12-31 | 365 | 9.2123 | 9 | 0.2123
68447 | 11.76 | 0.8 | 2018-12-31 | 2019-12-31 | 365 | 10.7798 | 10 | 0.77976
68649 | 6.84 | 1 | 2018-12-31 | 2019-12-31 | 365 | 7.8373 | 7 | 0.83733
68770 | 7.2 | 1 | 2018-12-31 | 2019-12-31 | 365 | 8.2498 | 8 | 0.24982
65245 | 28.56 | 0.7 | 2018-12-31 | 2019-12-31 | 365 | 22.907 | 22 | 0.90699
68578 | 4.275 | 0.8 | 2018-12-31 | 2019-12-31 | 365 | 3.9187 | 3 | 0.91866
68755 | 9.135 | 0.8 | 2018-12-31 | 2019-12-31 | 365 | 8.3736 | 8 | 0.37356
68757 | 12.9 | 0.8 | 2018-12-31 | 2019-12-31 | 365 | 11.8247 | 11 | 0.82474
68761 | 5.32 | 0.8 | 2018-12-31 | 2019-12-31 | 365 | 4.8766 | 4 | 0.87656
68765 | 9.6 | 0.8 | 2018-12-31 | 2019-12-31 | 365 | 8.7998 | 8 | 0.79981
68767 | 16.75 | 0.8 | 2018-12-31 | 2019-12-31 | 365 | 15.3538 | 15 | 0.35383
68768 | 5.1 | 0.8 | 2018-12-31 | 2019-12-31 | 365 | 4.6749 | 4 | 0.6749
68769 | 7.68 | 0.8 | 2018-12-31 | 2019-12-31 | 365 | 7.0398 | 7 | 0.039844
68801 | 6.21 | 0.8 | 2018-12-31 | 2019-12-31 | 365 | 5.6924 | 5 | 0.69237
68803 | 7.935 | 0.8 | 2018-12-31 | 2019-12-31 | 365 | 7.2736 | 7 | 0.27359
68804 | 8.4 | 0.8 | 2018-12-31 | 2019-12-31 | 365 | 7.6998 | 7 | 0.69983
68806 | 3.05 | 0.8 | 2018-12-31 | 2019-12-31 | 365 | 2.7958 | 2 | 0.79577
68809 | 11.97 | 0.8 | 2018-12-31 | 2019-12-31 | 365 | 10.9723 | 10 | 0.97226
68827 | 3.24 | 1 | 2018-12-31 | 2019-12-31 | 365 | 3.7124 | 3 | 0.71242
68829 | 12.6 | 0.8 | 2018-12-31 | 2019-12-31 | 365 | 11.5497 | 11 | 0.54974
68830 | 3.78 | 0.8 | 2018-12-31 | 2019-12-31 | 365 | 3.4649 | 3 | 0.46492
68831 | 7 | 0.8 | 2018-12-31 | 2019-12-31 | 365 | 6.4165 | 6 | 0.41652
68833 | 11.44 | 0.8 | 2018-12-31 | 2019-12-31 | 365 | 10.4864 | 10 | 0.48643
68834 | 11.88 | 0.8 | 2018-12-31 | 2019-12-31 | 365 | 10.8898 | 10 | 0.88976
68835 | 9.6 | 0.8 | 2018-12-31 | 2019-12-31 | 365 | 8.7998 | 8 | 0.79981
68836 | 7.41 | 0.8 | 2018-12-31 | 2019-12-31 | 365 | 6.7923 | 6 | 0.79235
46889 | 10.08 | 0.8 | 2018-12-31 | 2019-12-31 | 365 | 9.2398 | 9 | 0.2398
68839 | 3.6 | 0.8 | 2018-12-31 | 2019-12-31 | 365 | 3.2999 | 3 | 0.29993
68841 | 9.45 | 0.8 | 2018-12-31 | 2019-12-31 | 365 | 8.6623 | 8 | 0.66231
68843 | 13.23 | 0.8 | 2018-12-31 | 2019-12-31 | 365 | 12.1272 | 12 | 0.12723
68844 | 6.08 | 1 | 2018-12-31 | 2019-12-31 | 365 | 6.9665 | 6 | 0.96651
68188 | 11.4 | 0.8 | 2018-12-31 | 2019-12-31 | 365 | 10.4498 | 10 | 0.44977
68238 | 10.26 | 1 | 2018-12-31 | 2019-12-31 | 365 | 11.756 | 11 | 0.75599
68462 | 5.12 | 0.8 | 2018-12-31 | 2019-12-31 | 365 | 4.6932 | 4 | 0.69323
68468 | 8.37 | 0.8 | 2018-12-31 | 2019-12-31 | 365 | 7.6723 | 7 | 0.67233
68472 | 7.2 | 0.8 | 2018-12-31 | 2019-12-31 | 365 | 6.5999 | 6 | 0.59985
68556 | 5.13 | 0.8 | 2018-12-31 | 2019-12-31 | 365 | 4.7024 | 4 | 0.7024
68693 | 8.1 | 0.8 | 2018-12-31 | 2019-12-31 | 365 | 7.4248 | 7 | 0.42484
68762 | 9 | 0.8 | 2018-12-31 | 2019-12-31 | 365 | 8.2498 | 8 | 0.24982
68828 | 9.12 | 1 | 2018-12-31 | 2019-12-31 | 365 | 10.4498 | 10 | 0.44977
68958 | 10.2 | 0.8 | 2018-12-31 | 2019-12-31 | 365 | 9.3498 | 9 | 0.34979
68962 | 7.28 | 0.8 | 2018-12-31 | 2019-12-31 | 365 | 6.6732 | 6 | 0.67319
68963 | 13.44 | 0.8 | 2018-12-31 | 2019-12-31 | 365 | 12.3197 | 12 | 0.31973
68966 | 4.41 | 0.8 | 2018-12-31 | 2019-12-31 | 365 | 4.0424 | 4 | 0.042411
68967 | 6.48 | 0.8 | 2018-12-31 | 2019-12-31 | 365 | 5.9399 | 5 | 0.93987
68968 | 12 | 0.8 | 2018-12-31 | 2019-12-31 | 365 | 10.9998 | 10 | 0.99976
68971 | 6.48 | 0.8 | 2018-12-31 | 2019-12-31 | 365 | 5.9399 | 5 | 0.93987
68972 | 6.6 | 0.8 | 2018-12-31 | 2019-12-31 | 365 | 6.0499 | 6 | 0.049866
49061 | 10.2 | 0.8 | 2018-12-31 | 2019-12-31 | 365 | 9.3498 | 9 | 0.34979
68973 | 4.5 | 0.8 | 2018-12-31 | 2019-12-31 | 365 | 4.1249 | 4 | 0.12491
68976 | 5.985 | 1 | 2018-12-31 | 2019-12-31 | 365 | 6.8577 | 6 | 0.85766
69010 | 4.83 | 0.8 | 2018-12-31 | 2019-12-31 | 365 | 4.4274 | 4 | 0.4274
69012 | 5.4 | 0.8 | 2018-12-31 | 2019-12-31 | 365 | 4.9499 | 4 | 0.94989
69015 | 9.975 | 0.8 | 2018-12-31 | 2019-12-31 | 365 | 9.1435 | 9 | 0.14355
69029 | 5.44 | 0.8 | 2018-12-31 | 2019-12-31 | 365 | 4.9866 | 4 | 0.98656
69030 | 6.7 | 0.8 | 2018-12-31 | 2019-12-31 | 365 | 6.1415 | 6 | 0.14153
69031 | 6.7 | 0.8 | 2018-12-31 | 2019-12-31 | 365 | 6.1415 | 6 | 0.14153
69034 | 21.375 | 0.8 | 2018-12-31 | 2019-12-31 | 365 | 19.5933 | 19 | 0.59332
69044 | 8.1 | 0.8 | 2018-12-31 | 2019-12-31 | 365 | 7.4248 | 7 | 0.42484
69047 | 7.2 | 0.8 | 2018-12-31 | 2019-12-31 | 365 | 6.5999 | 6 | 0.59985
69046 | 24.795 | 0.8 | 2018-12-31 | 2019-12-31 | 365 | 22.7282 | 22 | 0.72825
69049 | 11.16 | 0.8 | 2018-12-31 | 2019-12-31 | 365 | 10.2298 | 10 | 0.22977
69050 | 7.8 | 0.8 | 2018-12-31 | 2019-12-31 | 365 | 7.1498 | 7 | 0.14984
69051 | 4.2 | 0.8 | 2018-12-31 | 2019-12-31 | 365 | 3.8499 | 3 | 0.84991
69053 | 4.8 | 0.8 | 2018-12-31 | 2019-12-31 | 365 | 4.3999 | 4 | 0.3999
69056 | 7.2 | 0.8 | 2018-12-31 | 2019-12-31 | 365 | 6.5999 | 6 | 0.59985
69057 | 12.69 | 0.8 | 2018-12-31 | 2019-12-31 | 365 | 11.6322 | 11 | 0.63224
69061 | 7.68 | 0.8 | 2018-12-31 | 2019-12-31 | 365 | 7.0398 | 7 | 0.039844
69062 | 9 | 0.8 | 2018-12-31 | 2019-12-31 | 365 | 8.2498 | 8 | 0.24982
69064 | 13.26 | 0.8 | 2018-12-31 | 2019-12-31 | 365 | 12.1547 | 12 | 0.15473
69065 | 12.8 | 0.8 | 2018-12-31 | 2019-12-31 | 365 | 11.7331 | 11 | 0.73307
69067 | 6.3 | 0.8 | 2018-12-31 | 2019-12-31 | 365 | 5.7749 | 5 | 0.77487
69070 | 2.7 | 0.8 | 2018-12-31 | 2019-12-31 | 365 | 2.4749 | 2 | 0.47495
69072 | 5.6 | 0.8 | 2018-12-31 | 2019-12-31 | 365 | 5.1332 | 5 | 0.13322
49458 | 8.82 | 0.8 | 2018-12-31 | 2019-12-31 | 365 | 8.0848 | 8 | 0.084821
69075 | 9.24 | 0.8 | 2018-12-31 | 2019-12-31 | 365 | 8.4698 | 8 | 0.46981
65275 | 39 | 0.7 | 2018-12-31 | 2019-12-31 | 365 | 31.2806 | 31 | 0.28056
69124 | 8 | 0.8 | 2018-12-31 | 2019-12-31 | 365 | 7.3332 | 7 | 0.33317
68964 | 2.88 | 0.8 | 2018-12-31 | 2019-12-31 | 365 | 2.6399 | 2 | 0.63994
64991 | 71.25 | 0.9 | 2018-12-31 | 2019-12-31 | 365 | 73.4749 | 73 | 0.47494
69148 | 24.3 | 1 | 2018-12-31 | 2019-12-31 | 365 | 27.8431 | 27 | 0.84313
69149 | 3.84 | 0.8 | 2018-12-31 | 2019-12-31 | 365 | 3.5199 | 3 | 0.51992
69150 | 2.24 | 0.8 | 2018-12-31 | 2019-12-31 | 365 | 2.0533 | 2 | 0.053288
69151 | 8.28 | 0.8 | 2018-12-31 | 2019-12-31 | 365 | 7.5898 | 7 | 0.58983
69152 | 8.7 | 0.8 | 2018-12-31 | 2019-12-31 | 365 | 7.9748 | 7 | 0.97482
69153 | 12.3 | 0.8 | 2018-12-31 | 2019-12-31 | 365 | 11.2748 | 11 | 0.27475
69154 | 6.93 | 0.8 | 2018-12-31 | 2019-12-31 | 365 | 6.3524 | 6 | 0.35236
69155 | 9.72 | 0.8 | 2018-12-31 | 2019-12-31 | 365 | 8.9098 | 8 | 0.9098
69156 | 8.19 | 0.8 | 2018-12-31 | 2019-12-31 | 365 | 7.5073 | 7 | 0.50733
69157 | 7.245 | 0.8 | 2018-12-31 | 2019-12-31 | 365 | 6.6411 | 6 | 0.6411
69158 | 10.98 | 0.8 | 2018-12-31 | 2019-12-31 | 365 | 10.0648 | 10 | 0.064777
69159 | 8.19 | 0.8 | 2018-12-31 | 2019-12-31 | 365 | 7.5073 | 7 | 0.50733
69167 | 7.56 | 1 | 2018-12-31 | 2019-12-31 | 365 | 8.6623 | 8 | 0.66231
69169 | 7.37 | 0.8 | 2018-12-31 | 2019-12-31 | 365 | 6.7557 | 6 | 0.75568
69171 | 10.44 | 0.8 | 2018-12-31 | 2019-12-31 | 365 | 9.5698 | 9 | 0.56979
69176 | 6.4 | 0.8 | 2018-12-31 | 2019-12-31 | 365 | 5.8665 | 5 | 0.86654
69177 | 5.025 | 0.8 | 2018-12-31 | 2019-12-31 | 365 | 4.6061 | 4 | 0.60615
69178 | 4.578 | 0.8 | 2018-12-31 | 2019-12-31 | 365 | 4.1964 | 4 | 0.19641
69179 | 8.1 | 0.8 | 2018-12-31 | 2019-12-31 | 365 | 7.4248 | 7 | 0.42484
69180 | 13.395 | 0.8 | 2018-12-31 | 2019-12-31 | 365 | 12.2785 | 12 | 0.27848
69181 | 11.16 | 0.8 | 2018-12-31 | 2019-12-31 | 365 | 10.2298 | 10 | 0.22977
69183 | 7.8 | 0.8 | 2018-12-31 | 2019-12-31 | 365 | 7.1498 | 7 | 0.14984
69187 | 7.04 | 0.8 | 2018-12-31 | 2019-12-31 | 365 | 6.4532 | 6 | 0.45319
69188 | 2.52 | 0.8 | 2018-12-31 | 2019-12-31 | 365 | 2.3099 | 2 | 0.30995
69261 | 5.67 | 0.8 | 2018-12-31 | 2019-12-31 | 365 | 5.1974 | 5 | 0.19739
69263 | 10.24 | 0.8 | 2018-12-31 | 2019-12-31 | 365 | 9.3865 | 9 | 0.38646
69278 | 8.7 | 0.8 | 2018-12-31 | 2019-12-31 | 365 | 7.9748 | 7 | 0.97482
69280 | 7.56 | 0.8 | 2018-12-31 | 2019-12-31 | 365 | 6.9298 | 6 | 0.92985
69286 | 8.32 | 0.8 | 2018-12-31 | 2019-12-31 | 365 | 7.6265 | 7 | 0.6265
69291 | 3.84 | 0.8 | 2018-12-31 | 2019-12-31 | 365 | 3.5199 | 3 | 0.51992
69292 | 10.8 | 0.8 | 2018-12-31 | 2019-12-31 | 365 | 9.8998 | 9 | 0.89978
69310 | 5.565 | 0.8 | 2018-12-31 | 2019-12-31 | 365 | 5.1011 | 5 | 0.10114
69311 | 6.36 | 0.8 | 2018-12-31 | 2019-12-31 | 365 | 5.8299 | 5 | 0.82987
69313 | 12 | 0.8 | 2018-12-31 | 2019-12-31 | 365 | 10.9998 | 10 | 0.99976
69329 | 9.54 | 0.8 | 2018-12-31 | 2019-12-31 | 365 | 8.7448 | 8 | 0.74481
69353 | 11.7 | 0.8 | 2018-12-31 | 2019-12-31 | 365 | 10.7248 | 10 | 0.72476
69260 | 10.08 | 0.8 | 2018-12-31 | 2019-12-31 | 365 | 9.2398 | 9 | 0.2398
69318 | 14.29 | 0.8 | 2018-12-31 | 2019-12-31 | 365 | 13.0989 | 13 | 0.098877
65126 | 226.81 | 0.9 | 2018-12-31 | 2019-12-31 | 365 | 233.8926 | 233 | 0.89264
66459 | 6.5 | 0.8 | 2018-12-31 | 2019-12-31 | 365 | 5.9582 | 5 | 0.9582
69402 | 24.44 | 0.8 | 2018-12-31 | 2019-12-31 | 365 | 22.4028 | 22 | 0.40284
69409 | 7.36 | 0.8 | 2018-12-31 | 2019-12-31 | 365 | 6.7465 | 6 | 0.74652
69411 | 8.96 | 0.8 | 2018-12-31 | 2019-12-31 | 365 | 8.2132 | 8 | 0.21315
69414 | 6.84 | 0.8 | 2018-12-31 | 2019-12-31 | 365 | 6.2699 | 6 | 0.26986
69416 | 3.05 | 0.8 | 2018-12-31 | 2019-12-31 | 365 | 2.7958 | 2 | 0.79577
69418 | 5.7 | 1 | 2018-12-31 | 2019-12-31 | 365 | 6.5311 | 6 | 0.53111
69421 | 6.6 | 0.8 | 2018-12-31 | 2019-12-31 | 365 | 6.0499 | 6 | 0.049866
65263 | 35.2 | 0.9 | 2018-12-31 | 2019-12-31 | 365 | 36.2992 | 36 | 0.2992
69422 | 6 | 0.8 | 2018-12-31 | 2019-12-31 | 365 | 5.4999 | 5 | 0.49988
69424 | 4.68 | 0.8 | 2018-12-31 | 2019-12-31 | 365 | 4.2899 | 4 | 0.28991
69399 | 14.82 | 0.8 | 2018-12-31 | 2019-12-31 | 365 | 13.5847 | 13 | 0.5847
69432 | 3.84 | 0.8 | 2018-12-31 | 2019-12-31 | 365 | 3.5199 | 3 | 0.51992
69433 | 5.94 | 0.8 | 2018-12-31 | 2019-12-31 | 365 | 5.4449 | 5 | 0.44488
69435 | 7.915 | 0.8 | 2018-12-31 | 2019-12-31 | 365 | 7.2553 | 7 | 0.25526
69438 | 10.98 | 0.8 | 2018-12-31 | 2019-12-31 | 365 | 10.0648 | 10 | 0.064777
69441 | 7 | 0.8 | 2018-12-31 | 2019-12-31 | 365 | 6.4165 | 6 | 0.41652
69445 | 11.16 | 0.8 | 2018-12-31 | 2019-12-31 | 365 | 10.2298 | 10 | 0.22977
69448 | 3.924 | 0.8 | 2018-12-31 | 2019-12-31 | 365 | 3.5969 | 3 | 0.59692
69449 | 7.92 | 1 | 2018-12-31 | 2019-12-31 | 365 | 9.0748 | 9 | 0.074799
69460 | 6.05 | 0.8 | 2018-12-31 | 2019-12-31 | 365 | 5.5457 | 5 | 0.54571
69473 | 7.56 | 0.8 | 2018-12-31 | 2019-12-31 | 365 | 6.9298 | 6 | 0.92985
36759 | 249.6 | 0.8 | 2018-12-31 | 2019-12-31 | 365 | 228.7949 | 228 | 0.79494
69525 | 6.555 | 0.8 | 2018-12-31 | 2019-12-31 | 365 | 6.0086 | 6 | 0.0086172
69532 | 4.2 | 0.8 | 2018-12-31 | 2019-12-31 | 365 | 3.8499 | 3 | 0.84991
69533 | 24.96 | 0.8 | 2018-12-31 | 2019-12-31 | 365 | 22.8795 | 22 | 0.87949
69534 | 7.84 | 0.8 | 2018-12-31 | 2019-12-31 | 365 | 7.1865 | 7 | 0.18651
69174 | 6.93 | 0.8 | 2018-12-31 | 2019-12-31 | 365 | 6.3524 | 6 | 0.35236
69535 | 5.13 | 0.8 | 2018-12-31 | 2019-12-31 | 365 | 4.7024 | 4 | 0.7024
69400 | 10.8 | 0.8 | 2018-12-31 | 2019-12-31 | 365 | 9.8998 | 9 | 0.89978
69288 | 7.28 | 0.8 | 2018-12-31 | 2019-12-31 | 365 | 6.6732 | 6 | 0.67319
69407 | 7.04 | 0.8 | 2018-12-31 | 2019-12-31 | 365 | 6.4532 | 6 | 0.45319
69536 | 7.28 | 0.8 | 2018-12-31 | 2019-12-31 | 365 | 6.6732 | 6 | 0.67319
69537 | 4.335 | 1 | 2018-12-31 | 2019-12-31 | 365 | 4.9671 | 4 | 0.96708
69538 | 6.6 | 0.8 | 2018-12-31 | 2019-12-31 | 365 | 6.0499 | 6 | 0.049866
69539 | 7.8 | 0.8 | 2018-12-31 | 2019-12-31 | 365 | 7.1498 | 7 | 0.14984
69540 | 9.72 | 0.8 | 2018-12-31 | 2019-12-31 | 365 | 8.9098 | 8 | 0.9098
69541 | 11.4 | 0.8 | 2018-12-31 | 2019-12-31 | 365 | 10.4498 | 10 | 0.44977
69542 | 3.135 | 0.8 | 2018-12-31 | 2019-12-31 | 365 | 2.8737 | 2 | 0.87369
50000 | 5.4 | 1 | 2018-12-31 | 2019-12-31 | 365 | 6.1874 | 6 | 0.18736
48851 | 9.805 | 1 | 2018-12-31 | 2019-12-31 | 365 | 11.2346 | 11 | 0.23465
49700 | 6 | 1 | 2018-12-31 | 2019-12-31 | 365 | 6.8748 | 6 | 0.87485
65006 | 77.72 | 0.9 | 2018-12-31 | 2019-12-31 | 365 | 80.147 | 80 | 0.14698
68065 | 4.05 | 0.8 | 2018-12-31 | 2019-12-31 | 365 | 3.7124 | 3 | 0.71242
68067 | 7.92 | 0.8 | 2018-12-31 | 2019-12-31 | 365 | 7.2598 | 7 | 0.25984
68168 | 15.36 | 0.8 | 2018-12-31 | 2019-12-31 | 365 | 14.0797 | 14 | 0.079689
68409 | 16.9 | 0.8 | 2018-12-31 | 2019-12-31 | 365 | 15.4913 | 15 | 0.49132
68668 | 7.29 | 0.8 | 2018-12-31 | 2019-12-31 | 365 | 6.6824 | 6 | 0.68235
68766 | 11.6 | 1 | 2018-12-31 | 2019-12-31 | 365 | 13.2914 | 13 | 0.29137
68847 | 25.65 | 0.6 | 2018-12-31 | 2019-12-31 | 365 | 17.634 | 17 | 0.63399
69068 | 6 | 0.8 | 2018-12-31 | 2019-12-31 | 365 | 5.4999 | 5 | 0.49988
66002 | 2.12 | 1 | 2018-12-31 | 2019-12-31 | 365 | 2.4291 | 2 | 0.42911
69706 | 7.848 | 0.8 | 2018-12-31 | 2019-12-31 | 365 | 7.1938 | 7 | 0.19384
69707 | 9.54 | 1 | 2018-12-31 | 2019-12-31 | 365 | 10.931 | 10 | 0.93101
69709 | 6.6 | 1 | 2018-12-31 | 2019-12-31 | 365 | 7.5623 | 7 | 0.56233
69710 | 11.285 | 0.8 | 2018-12-31 | 2019-12-31 | 365 | 10.3444 | 10 | 0.34435
65171 | 8.215 | 1 | 2018-12-31 | 2019-12-31 | 365 | 9.4128 | 9 | 0.41281
69712 | 4.8 | 0.8 | 2018-12-31 | 2019-12-31 | 365 | 4.3999 | 4 | 0.3999
69714 | 6.4 | 0.8 | 2018-12-31 | 2019-12-31 | 365 | 5.8665 | 5 | 0.86654
69716 | 6.3 | 0.8 | 2018-12-31 | 2019-12-31 | 365 | 5.7749 | 5 | 0.77487
69717 | 6.4 | 0.8 | 2018-12-31 | 2019-12-31 | 365 | 5.8665 | 5 | 0.86654
69719 | 6.03 | 0.8 | 2018-12-31 | 2019-12-31 | 365 | 5.5274 | 5 | 0.52738
69720 | 4.8 | 0.8 | 2018-12-31 | 2019-12-31 | 365 | 4.3999 | 4 | 0.3999
69724 | 4.86 | 0.8 | 2018-12-31 | 2019-12-31 | 365 | 4.4549 | 4 | 0.4549
69725 | 4.06 | 0.8 | 2018-12-31 | 2019-12-31 | 365 | 3.7216 | 3 | 0.72158
69729 | 10.005 | 0.8 | 2018-12-31 | 2019-12-31 | 365 | 9.171 | 9 | 0.17105
69792 | 8.28 | 0.8 | 2018-12-31 | 2019-12-31 | 365 | 7.5898 | 7 | 0.58983
69794 | 6.09 | 0.8 | 2018-12-31 | 2019-12-31 | 365 | 5.5824 | 5 | 0.58238
69795 | 7.25 | 0.8 | 2018-12-31 | 2019-12-31 | 365 | 6.6457 | 6 | 0.64569
69801 | 12.76 | 0.8 | 2018-12-31 | 2019-12-31 | 365 | 11.6964 | 11 | 0.69641
69804 | 6.21 | 0.8 | 2018-12-31 | 2019-12-31 | 365 | 5.6924 | 5 | 0.69237
69805 | 9.45 | 0.8 | 2018-12-31 | 2019-12-31 | 365 | 8.6623 | 8 | 0.66231
69810 | 6.27 | 0.8 | 2018-12-31 | 2019-12-31 | 365 | 5.7474 | 5 | 0.74737
69813 | 11.02 | 0.8 | 2018-12-31 | 2019-12-31 | 365 | 10.1014 | 10 | 0.10144
69814 | 4.59 | 0.8 | 2018-12-31 | 2019-12-31 | 365 | 4.2074 | 4 | 0.20741
69815 | 11.2 | 0.8 | 2018-12-31 | 2019-12-31 | 365 | 10.2664 | 10 | 0.26644
69816 | 6.08 | 0.8 | 2018-12-31 | 2019-12-31 | 365 | 5.5732 | 5 | 0.57321
64867 | 28.81 | 0.9 | 2018-12-31 | 2019-12-31 | 365 | 29.7097 | 29 | 0.70966
69837 | 6.72 | 0.8 | 2018-12-31 | 2019-12-31 | 365 | 6.1599 | 6 | 0.15986
69839 | 2.72 | 0.8 | 2018-12-31 | 2019-12-31 | 365 | 2.4933 | 2 | 0.49328
69840 | 7.015 | 0.8 | 2018-12-31 | 2019-12-31 | 365 | 6.4303 | 6 | 0.43027
69841 | 3.92 | 0.8 | 2018-12-31 | 2019-12-31 | 365 | 3.5933 | 3 | 0.59325
69842 | 6.16 | 0.8 | 2018-12-31 | 2019-12-31 | 365 | 5.6465 | 5 | 0.64654
69843 | 8.32 | 0.8 | 2018-12-31 | 2019-12-31 | 365 | 7.6265 | 7 | 0.6265
69845 | 24.96 | 1 | 2018-12-31 | 2019-12-31 | 365 | 28.5994 | 28 | 0.59937
69852 | 9.28 | 0.8 | 2018-12-31 | 2019-12-31 | 365 | 8.5065 | 8 | 0.50648
69853 | 10.8 | 0.8 | 2018-12-31 | 2019-12-31 | 365 | 9.8998 | 9 | 0.89978
69854 | 7.8 | 0.8 | 2018-12-31 | 2019-12-31 | 365 | 7.1498 | 7 | 0.14984
64889 | 56 | 0.9 | 2018-12-31 | 2019-12-31 | 365 | 57.7487 | 57 | 0.74872
35961 | 61.11 | 0.9 | 2018-12-31 | 2019-12-31 | 365 | 63.0183 | 63 | 0.018294
69256 | 11.02 | 0.8 | 2018-12-31 | 2019-12-31 | 365 | 10.1014 | 10 | 0.10144
69309 | 8.7 | 0.8 | 2018-12-31 | 2019-12-31 | 365 | 7.9748 | 7 | 0.97482
65258 | 31.28 | 0.7 | 2018-12-31 | 2019-12-31 | 365 | 25.0886 | 25 | 0.088612
64767 | 122.76 | 1 | 2018-12-31 | 2019-12-31 | 365 | 140.6594 | 140 | 0.65939
69870 | 34.125 | 0.9 | 2018-12-31 | 2019-12-31 | 365 | 35.1906 | 35 | 0.19063
69873 | 9.45 | 0.8 | 2018-12-31 | 2019-12-31 | 365 | 8.6623 | 8 | 0.66231
69879 | 3.135 | 0.8 | 2018-12-31 | 2019-12-31 | 365 | 2.8737 | 2 | 0.87369
69881 | 6.89 | 1 | 2018-12-31 | 2019-12-31 | 365 | 7.8946 | 7 | 0.89462
69883 | 6.09 | 0.8 | 2018-12-31 | 2019-12-31 | 365 | 5.5824 | 5 | 0.58238
69884 | 7.245 | 0.8 | 2018-12-31 | 2019-12-31 | 365 | 6.6411 | 6 | 0.6411
69885 | 3.38 | 1 | 2018-12-31 | 2019-12-31 | 365 | 3.8728 | 3 | 0.87283
69886 | 11.655 | 0.8 | 2018-12-31 | 2019-12-31 | 365 | 10.6835 | 10 | 0.68351
69887 | 12.6 | 0.8 | 2018-12-31 | 2019-12-31 | 365 | 11.5497 | 11 | 0.54974
69889 | 4.68 | 0.8 | 2018-12-31 | 2019-12-31 | 365 | 4.2899 | 4 | 0.28991
69890 | 4.8 | 0.8 | 2018-12-31 | 2019-12-31 | 365 | 4.3999 | 4 | 0.3999
69891 | 9.9 | 0.8 | 2018-12-31 | 2019-12-31 | 365 | 9.0748 | 9 | 0.074799
65250 | 26.4 | 0.9 | 2018-12-31 | 2019-12-31 | 365 | 27.2244 | 27 | 0.2244
69908 | 9.6 | 0.8 | 2018-12-31 | 2019-12-31 | 365 | 8.7998 | 8 | 0.79981
69909 | 8.8 | 0.8 | 2018-12-31 | 2019-12-31 | 365 | 8.0665 | 8 | 0.066488
69910 | 6.96 | 0.8 | 2018-12-31 | 2019-12-31 | 365 | 6.3799 | 6 | 0.37986
69918 | 24.795 | 1 | 2018-12-31 | 2019-12-31 | 365 | 28.4103 | 28 | 0.41031
69921 | 10.791 | 0.8 | 2018-12-31 | 2019-12-31 | 365 | 9.8915 | 9 | 0.89153
69923 | 9.405 | 1 | 2018-12-31 | 2019-12-31 | 365 | 10.7763 | 10 | 0.77632
69924 | 9.92 | 0.8 | 2018-12-31 | 2019-12-31 | 365 | 9.0931 | 9 | 0.093132
69925 | 9.86 | 0.8 | 2018-12-31 | 2019-12-31 | 365 | 9.0381 | 9 | 0.038134
69927 | 5.94 | 0.8 | 2018-12-31 | 2019-12-31 | 365 | 5.4449 | 5 | 0.44488
69928 | 9.9 | 0.8 | 2018-12-31 | 2019-12-31 | 365 | 9.0748 | 9 | 0.074799
35287 | 1059.27 | 0.9 | 2018-12-31 | 2019-12-31 | 365 | 1092.348 | 1092 | 0.34804
69929 | 4.83 | 0.8 | 2018-12-31 | 2019-12-31 | 365 | 4.4274 | 4 | 0.4274
69930 | 7.2 | 0.8 | 2018-12-31 | 2019-12-31 | 365 | 6.5999 | 6 | 0.59985
69926 | 4.5 | 0.8 | 2018-12-31 | 2019-12-31 | 365 | 4.1249 | 4 | 0.12491
69931 | 14.835 | 0.8 | 2018-12-31 | 2019-12-31 | 365 | 13.5984 | 13 | 0.59845
32651 | 596.7 | 0.9 | 2018-12-31 | 2019-12-31 | 365 | 615.3333 | 615 | 0.33327
69797 | 6.93 | 1 | 2018-12-31 | 2019-12-31 | 365 | 7.9404 | 7 | 0.94045
69932 | 11.4 | 0.8 | 2018-12-31 | 2019-12-31 | 365 | 10.4498 | 10 | 0.44977
69967 | 5.04 | 0.8 | 2018-12-31 | 2019-12-31 | 365 | 4.6199 | 4 | 0.6199
69968 | 11.2 | 0.8 | 2018-12-31 | 2019-12-31 | 365 | 10.2664 | 10 | 0.26644
69969 | 5 | 0.8 | 2018-12-31 | 2019-12-31 | 365 | 4.5832 | 4 | 0.58323
69970 | 4.2 | 0.8 | 2018-12-31 | 2019-12-31 | 365 | 3.8499 | 3 | 0.84991
69971 | 6 | 0.8 | 2018-12-31 | 2019-12-31 | 365 | 5.4999 | 5 | 0.49988
69975 | 9.92 | 0.8 | 2018-12-31 | 2019-12-31 | 365 | 9.0931 | 9 | 0.093132
69976 | 5.44 | 1 | 2018-12-31 | 2019-12-31 | 365 | 6.2332 | 6 | 0.2332
69977 | 6 | 0.8 | 2018-12-31 | 2019-12-31 | 365 | 5.4999 | 5 | 0.49988
69978 | 8.4 | 0.8 | 2018-12-31 | 2019-12-31 | 365 | 7.6998 | 7 | 0.69983
69979 | 11.2 | 0.8 | 2018-12-31 | 2019-12-31 | 365 | 10.2664 | 10 | 0.26644
69980 | 11.52 | 0.8 | 2018-12-31 | 2019-12-31 | 365 | 10.5598 | 10 | 0.55977
69981 | 3.3 | 0.8 | 2018-12-31 | 2019-12-31 | 365 | 3.0249 | 3 | 0.024933
69982 | 11.118 | 1 | 2018-12-31 | 2019-12-31 | 365 | 12.7391 | 12 | 0.73909
69983 | 17.28 | 1 | 2018-12-31 | 2019-12-31 | 365 | 19.7996 | 19 | 0.79956
69984 | 12.8 | 0.8 | 2018-12-31 | 2019-12-31 | 365 | 11.7331 | 11 | 0.73307
69986 | 4.96 | 0.8 | 2018-12-31 | 2019-12-31 | 365 | 4.5466 | 4 | 0.54657
69987 | 9.405 | 0.8 | 2018-12-31 | 2019-12-31 | 365 | 8.6211 | 8 | 0.62106
69988 | 8.41 | 0.8 | 2018-12-31 | 2019-12-31 | 365 | 7.709 | 7 | 0.709
69989 | 10.725 | 0.8 | 2018-12-31 | 2019-12-31 | 365 | 9.831 | 9 | 0.83103
69990 | 5.22 | 0.8 | 2018-12-31 | 2019-12-31 | 365 | 4.7849 | 4 | 0.78489
69992 | 8.82 | 0.8 | 2018-12-31 | 2019-12-31 | 365 | 8.0848 | 8 | 0.084821
69993 | 16.2 | 0.8 | 2018-12-31 | 2019-12-31 | 365 | 14.8497 | 14 | 0.84967
69994 | 10.08 | 0.8 | 2018-12-31 | 2019-12-31 | 365 | 9.2398 | 9 | 0.2398
69995 | 4.76 | 0.8 | 2018-12-31 | 2019-12-31 | 365 | 4.3632 | 4 | 0.36324
69996 | 4.48 | 0.8 | 2018-12-31 | 2019-12-31 | 365 | 4.1066 | 4 | 0.10658
69997 | 12.96 | 0.8 | 2018-12-31 | 2019-12-31 | 365 | 11.8797 | 11 | 0.87974
69998 | 20.79 | 0.8 | 2018-12-31 | 2019-12-31 | 365 | 19.0571 | 19 | 0.057079
69999 | 5.415 | 0.8 | 2018-12-31 | 2019-12-31 | 365 | 4.9636 | 4 | 0.96364
70000 | 5.76 | 0.8 | 2018-12-31 | 2019-12-31 | 365 | 5.2799 | 5 | 0.27988
70001 | 7.92 | 0.8 | 2018-12-31 | 2019-12-31 | 365 | 7.2598 | 7 | 0.25984
70002 | 10.08 | 0.8 | 2018-12-31 | 2019-12-31 | 365 | 9.2398 | 9 | 0.2398
70003 | 4.56 | 0.8 | 2018-12-31 | 2019-12-31 | 365 | 4.1799 | 4 | 0.17991
70004 | 5.175 | 0.8 | 2018-12-31 | 2019-12-31 | 365 | 4.7436 | 4 | 0.74365
70005 | 14.4 | 0.8 | 2018-12-31 | 2019-12-31 | 365 | 13.1997 | 13 | 0.19971
70006 | 9.57 | 0.8 | 2018-12-31 | 2019-12-31 | 365 | 8.7723 | 8 | 0.77231
65251 | 100.64 | 0.7 | 2018-12-31 | 2019-12-31 | 365 | 80.7199 | 80 | 0.71988
70024 | 8 | 0.8 | 2018-12-31 | 2019-12-31 | 365 | 7.3332 | 7 | 0.33317
70025 | 6.82 | 0.8 | 2018-12-31 | 2019-12-31 | 365 | 6.2515 | 6 | 0.25153
70027 | 14.57 | 0.8 | 2018-12-31 | 2019-12-31 | 365 | 13.3555 | 13 | 0.35554
70029 | 13.23 | 0.8 | 2018-12-31 | 2019-12-31 | 365 | 12.1272 | 12 | 0.12723
70030 | 4.16 | 0.8 | 2018-12-31 | 2019-12-31 | 365 | 3.8132 | 3 | 0.81325
70031 | 8.175 | 0.8 | 2018-12-31 | 2019-12-31 | 365 | 7.4936 | 7 | 0.49358
70032 | 8.28 | 0.8 | 2018-12-31 | 2019-12-31 | 365 | 7.5898 | 7 | 0.58983
70033 | 6.48 | 0.8 | 2018-12-31 | 2019-12-31 | 365 | 5.9399 | 5 | 0.93987
70034 | 11.52 | 0.8 | 2018-12-31 | 2019-12-31 | 365 | 10.5598 | 10 | 0.55977
70035 | 8 | 0.8 | 2018-12-31 | 2019-12-31 | 365 | 7.3332 | 7 | 0.33317
70036 | 8.25 | 0.8 | 2018-12-31 | 2019-12-31 | 365 | 7.5623 | 7 | 0.56233
70037 | 12.285 | 0.8 | 2018-12-31 | 2019-12-31 | 365 | 11.261 | 11 | 0.261
70038 | 4.14 | 0.8 | 2018-12-31 | 2019-12-31 | 365 | 3.7949 | 3 | 0.79492
70153 | 10.8 | 0.8 | 2018-12-31 | 2019-12-31 | 365 | 9.8998 | 9 | 0.89978
70156 | 11.025 | 0.8 | 2018-12-31 | 2019-12-31 | 365 | 10.106 | 10 | 0.10603
70158 | 5.559 | 0.8 | 2018-12-31 | 2019-12-31 | 365 | 5.0956 | 5 | 0.095637
70159 | 5.8 | 0.8 | 2018-12-31 | 2019-12-31 | 365 | 5.3165 | 5 | 0.31655
70161 | 4.48 | 0.8 | 2018-12-31 | 2019-12-31 | 365 | 4.1066 | 4 | 0.10658
69279 | 7.155 | 1 | 2018-12-31 | 2019-12-31 | 365 | 8.1983 | 8 | 0.19826
70165 | 9.483 | 0.8 | 2018-12-31 | 2019-12-31 | 365 | 8.6926 | 8 | 0.69256
70167 | 10.98 | 0.8 | 2018-12-31 | 2019-12-31 | 365 | 10.0648 | 10 | 0.064777
70168 | 12.81 | 0.8 | 2018-12-31 | 2019-12-31 | 365 | 11.7422 | 11 | 0.74224
70170 | 11.88 | 0.8 | 2018-12-31 | 2019-12-31 | 365 | 10.8898 | 10 | 0.88976
70173 | 10.23 | 0.8 | 2018-12-31 | 2019-12-31 | 365 | 9.3773 | 9 | 0.37729
70175 | 4.62 | 0.8 | 2018-12-31 | 2019-12-31 | 365 | 4.2349 | 4 | 0.23491
70177 | 8.25 | 0.8 | 2018-12-31 | 2019-12-31 | 365 | 7.5623 | 7 | 0.56233
70184 | 3.48 | 0.8 | 2018-12-31 | 2019-12-31 | 365 | 3.1899 | 3 | 0.18993
70186 | 8 | 0.8 | 2018-12-31 | 2019-12-31 | 365 | 7.3332 | 7 | 0.33317
70191 | 7.15 | 0.8 | 2018-12-31 | 2019-12-31 | 365 | 6.554 | 6 | 0.55402
70194 | 10.35 | 0.8 | 2018-12-31 | 2019-12-31 | 365 | 9.4873 | 9 | 0.48729
70198 | 4.5 | 0.8 | 2018-12-31 | 2019-12-31 | 365 | 4.1249 | 4 | 0.12491
69933 | 25.65 | 0.6 | 2018-12-31 | 2019-12-31 | 365 | 17.634 | 17 | 0.63399
70200 | 3.78 | 0.8 | 2018-12-31 | 2019-12-31 | 365 | 3.4649 | 3 | 0.46492
70253 | 12.96 | 0.8 | 2018-12-31 | 2019-12-31 | 365 | 11.8797 | 11 | 0.87974
70255 | 6.3 | 0.8 | 2018-12-31 | 2019-12-31 | 365 | 5.7749 | 5 | 0.77487
70257 | 11.73 | 0.8 | 2018-12-31 | 2019-12-31 | 365 | 10.7523 | 10 | 0.75226
70258 | 11.04 | 0.8 | 2018-12-31 | 2019-12-31 | 365 | 10.1198 | 10 | 0.11978
70260 | 12.54 | 0.8 | 2018-12-31 | 2019-12-31 | 365 | 11.4947 | 11 | 0.49475
70261 | 6.48 | 0.8 | 2018-12-31 | 2019-12-31 | 365 | 5.9399 | 5 | 0.93987
70269 | 6.05 | 0.8 | 2018-12-31 | 2019-12-31 | 365 | 5.5457 | 5 | 0.54571
64985 | 120.75 | 0.9 | 2018-12-31 | 2019-12-31 | 365 | 124.5207 | 124 | 0.52068
69838 | 4.64 | 0.8 | 2018-12-31 | 2019-12-31 | 365 | 4.2532 | 4 | 0.25324
44315 | 11.055 | 0.8 | 2018-12-31 | 2019-12-31 | 365 | 10.1335 | 10 | 0.13353
70271 | 7.84 | 0.8 | 2018-12-31 | 2019-12-31 | 365 | 7.1865 | 7 | 0.18651
70325 | 9.9 | 0.8 | 2018-12-31 | 2019-12-31 | 365 | 9.0748 | 9 | 0.074799
70246 | 4.8 | 0.8 | 2018-12-31 | 2019-12-31 | 365 | 4.3999 | 4 | 0.3999
70273 | 8.82 | 0.8 | 2018-12-31 | 2019-12-31 | 365 | 8.0848 | 8 | 0.084821
69888 | 7.2 | 0.8 | 2018-12-31 | 2019-12-31 | 365 | 6.5999 | 6 | 0.59985
69844 | 11.7 | 1 | 2018-12-31 | 2019-12-31 | 365 | 13.406 | 13 | 0.40595
70572 | 9.165 | 1 | 2018-12-31 | 2019-12-31 | 365 | 10.5013 | 10 | 0.50133
70580 | 5.035 | 0.8 | 2018-12-31 | 2019-12-31 | 365 | 4.6153 | 4 | 0.61531
70585 | 3.6 | 0.8 | 2018-12-31 | 2019-12-31 | 365 | 3.2999 | 3 | 0.29993
70593 | 7.28 | 0.8 | 2018-12-31 | 2019-12-31 | 365 | 6.6732 | 6 | 0.67319
70599 | 5.04 | 0.8 | 2018-12-31 | 2019-12-31 | 365 | 4.6199 | 4 | 0.6199
70632 | 9.72 | 0.8 | 2018-12-31 | 2019-12-31 | 365 | 8.9098 | 8 | 0.9098
70634 | 7.8 | 1 | 2018-12-31 | 2019-12-31 | 365 | 8.9373 | 8 | 0.9373
70636 | 4.48 | 1 | 2018-12-31 | 2019-12-31 | 365 | 5.1332 | 5 | 0.13322
70661 | 14 | 0.8 | 2018-12-31 | 2019-12-31 | 365 | 12.833 | 12 | 0.83305
70662 | 10.24 | 1 | 2018-12-31 | 2019-12-31 | 365 | 11.7331 | 11 | 0.73307
70663 | 10.92 | 0.8 | 2018-12-31 | 2019-12-31 | 365 | 10.0098 | 10 | 0.0097787
70665 | 11.97 | 0.8 | 2018-12-31 | 2019-12-31 | 365 | 10.9723 | 10 | 0.97226
70666 | 4.505 | 0.8 | 2018-12-31 | 2019-12-31 | 365 | 4.1295 | 4 | 0.12949
70667 | 10.2 | 0.8 | 2018-12-31 | 2019-12-31 | 365 | 9.3498 | 9 | 0.34979
70668 | 11.825 | 0.8 | 2018-12-31 | 2019-12-31 | 365 | 10.8393 | 10 | 0.83934
70669 | 7.155 | 0.8 | 2018-12-31 | 2019-12-31 | 365 | 6.5586 | 6 | 0.5586
70670 | 11.4 | 1 | 2018-12-31 | 2019-12-31 | 365 | 13.0622 | 13 | 0.062211
70671 | 5.5 | 0.8 | 2018-12-31 | 2019-12-31 | 365 | 5.0416 | 5 | 0.041555
70672 | 10.6 | 0.8 | 2018-12-31 | 2019-12-31 | 365 | 9.7165 | 9 | 0.71645
70673 | 9.805 | 1 | 2018-12-31 | 2019-12-31 | 365 | 11.2346 | 11 | 0.23465
70674 | 5.3 | 0.8 | 2018-12-31 | 2019-12-31 | 365 | 4.8582 | 4 | 0.85823
70675 | 5.85 | 0.8 | 2018-12-31 | 2019-12-31 | 365 | 5.3624 | 5 | 0.36238
70676 | 4.8 | 0.8 | 2018-12-31 | 2019-12-31 | 365 | 4.3999 | 4 | 0.3999
70677 | 6.6 | 0.8 | 2018-12-31 | 2019-12-31 | 365 | 6.0499 | 6 | 0.049866
70678 | 12 | 0.8 | 2018-12-31 | 2019-12-31 | 365 | 10.9998 | 10 | 0.99976
70679 | 8.4 | 0.8 | 2018-12-31 | 2019-12-31 | 365 | 7.6998 | 7 | 0.69983
70680 | 14.575 | 0.8 | 2018-12-31 | 2019-12-31 | 365 | 13.3601 | 13 | 0.36012
68313 | 3.42 | 0.8 | 2018-12-31 | 2019-12-31 | 365 | 3.1349 | 3 | 0.13493
70692 | 8.48 | 0.8 | 2018-12-31 | 2019-12-31 | 365 | 7.7732 | 7 | 0.77316
70566 | 6.72 | 0.8 | 2018-12-31 | 2019-12-31 | 365 | 6.1599 | 6 | 0.15986
70694 | 12 | 0.8 | 2018-12-31 | 2019-12-31 | 365 | 10.9998 | 10 | 0.99976
35280 | 40.96 | 0.9 | 2018-12-31 | 2019-12-31 | 365 | 42.2391 | 42 | 0.23907
70716 | 4.8 | 0.8 | 2018-12-31 | 2019-12-31 | 365 | 4.3999 | 4 | 0.3999
63243 | 3.42 | 1 | 2018-12-31 | 2019-12-31 | 365 | 3.9187 | 3 | 0.91866
63512 | 7.56 | 1 | 2018-12-31 | 2019-12-31 | 365 | 8.6623 | 8 | 0.66231
63914 | 2.4 | 1 | 2018-12-31 | 2019-12-31 | 365 | 2.7499 | 2 | 0.74994
49159 | 7.8 | 1 | 2018-12-31 | 2019-12-31 | 365 | 8.9373 | 8 | 0.9373
64509 | 2.4 | 1 | 2018-12-31 | 2019-12-31 | 365 | 2.7499 | 2 | 0.74994
64536 | 2.7 | 1 | 2018-12-31 | 2019-12-31 | 365 | 3.0937 | 3 | 0.093682
69991 | 8.64 | 0.8 | 2018-12-31 | 2019-12-31 | 365 | 7.9198 | 7 | 0.91982
70700 | 3.924 | 0.8 | 2018-12-31 | 2019-12-31 | 365 | 3.5969 | 3 | 0.59692
70704 | 9.92 | 0.8 | 2018-12-31 | 2019-12-31 | 365 | 9.0931 | 9 | 0.093132
70708 | 2.745 | 0.8 | 2018-12-31 | 2019-12-31 | 365 | 2.5162 | 2 | 0.51619
70160 | 8.41 | 0.8 | 2018-12-31 | 2019-12-31 | 365 | 7.709 | 7 | 0.709
70164 | 4.8 | 0.8 | 2018-12-31 | 2019-12-31 | 365 | 4.3999 | 4 | 0.3999
70725 | 6.48 | 0.8 | 2018-12-31 | 2019-12-31 | 365 | 5.9399 | 5 | 0.93987
70726 | 3.924 | 0.8 | 2018-12-31 | 2019-12-31 | 365 | 3.5969 | 3 | 0.59692
70727 | 7.2 | 0.8 | 2018-12-31 | 2019-12-31 | 365 | 6.5999 | 6 | 0.59985
70729 | 4.48 | 0.8 | 2018-12-31 | 2019-12-31 | 365 | 4.1066 | 4 | 0.10658
70730 | 10.56 | 0.8 | 2018-12-31 | 2019-12-31 | 365 | 9.6798 | 9 | 0.67979
70731 | 4.5 | 0.8 | 2018-12-31 | 2019-12-31 | 365 | 4.1249 | 4 | 0.12491
70732 | 2.565 | 0.8 | 2018-12-31 | 2019-12-31 | 365 | 2.3512 | 2 | 0.3512
70733 | 9.36 | 0.8 | 2018-12-31 | 2019-12-31 | 365 | 8.5798 | 8 | 0.57981
70734 | 7.56 | 0.8 | 2018-12-31 | 2019-12-31 | 365 | 6.9298 | 6 | 0.92985
70735 | 2.385 | 0.8 | 2018-12-31 | 2019-12-31 | 365 | 2.1862 | 2 | 0.1862
70738 | 11.89 | 0.8 | 2018-12-31 | 2019-12-31 | 365 | 10.8989 | 10 | 0.89893
70739 | 9 | 0.8 | 2018-12-31 | 2019-12-31 | 365 | 8.2498 | 8 | 0.24982
70740 | 6.1 | 0.8 | 2018-12-31 | 2019-12-31 | 365 | 5.5915 | 5 | 0.59154
70755 | 10.5 | 0.8 | 2018-12-31 | 2019-12-31 | 365 | 9.6248 | 9 | 0.62479
70754 | 8.525 | 0.8 | 2018-12-31 | 2019-12-31 | 365 | 7.8144 | 7 | 0.81441
70757 | 4.8 | 0.8 | 2018-12-31 | 2019-12-31 | 365 | 4.3999 | 4 | 0.3999
70758 | 9.57 | 0.8 | 2018-12-31 | 2019-12-31 | 365 | 8.7723 | 8 | 0.77231
70759 | 9.72 | 0.8 | 2018-12-31 | 2019-12-31 | 365 | 8.9098 | 8 | 0.9098
70763 | 6.93 | 0.8 | 2018-12-31 | 2019-12-31 | 365 | 6.3524 | 6 | 0.35236
70764 | 4.48 | 0.8 | 2018-12-31 | 2019-12-31 | 365 | 4.1066 | 4 | 0.10658
70765 | 12.42 | 0.8 | 2018-12-31 | 2019-12-31 | 365 | 11.3847 | 11 | 0.38475
70767 | 5.12 | 0.8 | 2018-12-31 | 2019-12-31 | 365 | 4.6932 | 4 | 0.69323
70809 | 10.5 | 0.8 | 2018-12-31 | 2019-12-31 | 365 | 9.6248 | 9 | 0.62479
70814 | 7.194 | 0.8 | 2018-12-31 | 2019-12-31 | 365 | 6.5944 | 6 | 0.59435
70815 | 14.49 | 0.8 | 2018-12-31 | 2019-12-31 | 365 | 13.2822 | 13 | 0.28221
70818 | 5.76 | 0.8 | 2018-12-31 | 2019-12-31 | 365 | 5.2799 | 5 | 0.27988
70820 | 9.81 | 0.8 | 2018-12-31 | 2019-12-31 | 365 | 8.9923 | 8 | 0.9923
70821 | 8.97 | 0.8 | 2018-12-31 | 2019-12-31 | 365 | 8.2223 | 8 | 0.22232
70822 | 5.8 | 0.8 | 2018-12-31 | 2019-12-31 | 365 | 5.3165 | 5 | 0.31655
70823 | 12.915 | 0.8 | 2018-12-31 | 2019-12-31 | 365 | 11.8385 | 11 | 0.83849
70825 | 6.405 | 0.8 | 2018-12-31 | 2019-12-31 | 365 | 5.8711 | 5 | 0.87112
70831 | 13.42 | 0.8 | 2018-12-31 | 2019-12-31 | 365 | 12.3014 | 12 | 0.30139
35305 | 35.64 | 0.9 | 2018-12-31 | 2019-12-31 | 365 | 36.7529 | 36 | 0.75294
70917 | 10.15 | 0.8 | 2018-12-31 | 2019-12-31 | 365 | 9.304 | 9 | 0.30396
70918 | 10.98 | 0.8 | 2018-12-31 | 2019-12-31 | 365 | 10.0648 | 10 | 0.064777
70919 | 6.3 | 0.8 | 2018-12-31 | 2019-12-31 | 365 | 5.7749 | 5 | 0.77487
70920 | 17.658 | 0.8 | 2018-12-31 | 2019-12-31 | 365 | 16.1861 | 16 | 0.18614
70921 | 5.865 | 0.8 | 2018-12-31 | 2019-12-31 | 365 | 5.3761 | 5 | 0.37613
70924 | 12.255 | 0.8 | 2018-12-31 | 2019-12-31 | 365 | 11.2335 | 11 | 0.2335
70927 | 4.8 | 0.8 | 2018-12-31 | 2019-12-31 | 365 | 4.3999 | 4 | 0.3999
70929 | 6.48 | 0.8 | 2018-12-31 | 2019-12-31 | 365 | 5.9399 | 5 | 0.93987
70931 | 4.32 | 0.8 | 2018-12-31 | 2019-12-31 | 365 | 3.9599 | 3 | 0.95991
70932 | 8.8 | 0.8 | 2018-12-31 | 2019-12-31 | 365 | 8.0665 | 8 | 0.066488
70925 | 6.4 | 0.8 | 2018-12-31 | 2019-12-31 | 365 | 5.8665 | 5 | 0.86654
70933 | 4.4 | 0.8 | 2018-12-31 | 2019-12-31 | 365 | 4.0332 | 4 | 0.033244
70934 | 7.04 | 0.8 | 2018-12-31 | 2019-12-31 | 365 | 6.4532 | 6 | 0.45319
70935 | 7.36 | 0.8 | 2018-12-31 | 2019-12-31 | 365 | 6.7465 | 6 | 0.74652
70940 | 5.76 | 0.8 | 2018-12-31 | 2019-12-31 | 365 | 5.2799 | 5 | 0.27988
70942 | 12.2 | 0.8 | 2018-12-31 | 2019-12-31 | 365 | 11.1831 | 11 | 0.18309
70943 | 8.96 | 0.8 | 2018-12-31 | 2019-12-31 | 365 | 8.2132 | 8 | 0.21315
70944 | 5.04 | 0.8 | 2018-12-31 | 2019-12-31 | 365 | 4.6199 | 4 | 0.6199
70945 | 7.2 | 0.8 | 2018-12-31 | 2019-12-31 | 365 | 6.5999 | 6 | 0.59985
70946 | 7.2 | 1 | 2018-12-31 | 2019-12-31 | 365 | 8.2498 | 8 | 0.24982
70947 | 11.655 | 0.8 | 2018-12-31 | 2019-12-31 | 365 | 10.6835 | 10 | 0.68351
70948 | 7.56 | 0.8 | 2018-12-31 | 2019-12-31 | 365 | 6.9298 | 6 | 0.92985
70949 | 10.395 | 0.8 | 2018-12-31 | 2019-12-31 | 365 | 9.5285 | 9 | 0.52854
70950 | 6.4 | 0.8 | 2018-12-31 | 2019-12-31 | 365 | 5.8665 | 5 | 0.86654
70952 | 6.4 | 0.8 | 2018-12-31 | 2019-12-31 | 365 | 5.8665 | 5 | 0.86654
70953 | 6.6 | 0.8 | 2018-12-31 | 2019-12-31 | 365 | 6.0499 | 6 | 0.049866
70954 | 5.355 | 0.8 | 2018-12-31 | 2019-12-31 | 365 | 4.9086 | 4 | 0.90864
70955 | 20.25 | 0.8 | 2018-12-31 | 2019-12-31 | 365 | 18.5621 | 18 | 0.56209
70951 | 9.92 | 0.8 | 2018-12-31 | 2019-12-31 | 365 | 9.0931 | 9 | 0.093132
70956 | 12.753 | 0.8 | 2018-12-31 | 2019-12-31 | 365 | 11.69 | 11 | 0.68999
70957 | 12.32 | 0.8 | 2018-12-31 | 2019-12-31 | 365 | 11.2931 | 11 | 0.29308
70960 | 6.72 | 0.8 | 2018-12-31 | 2019-12-31 | 365 | 6.1599 | 6 | 0.15986
70962 | 13.2 | 0.8 | 2018-12-31 | 2019-12-31 | 365 | 12.0997 | 12 | 0.099732
70967 | 7.245 | 0.8 | 2018-12-31 | 2019-12-31 | 365 | 6.6411 | 6 | 0.6411
70968 | 5.4 | 0.8 | 2018-12-31 | 2019-12-31 | 365 | 4.9499 | 4 | 0.94989
70969 | 3.27 | 0.8 | 2018-12-31 | 2019-12-31 | 365 | 2.9974 | 2 | 0.99743
71028 | 5.4 | 0.8 | 2018-12-31 | 2019-12-31 | 365 | 4.9499 | 4 | 0.94989
71029 | 5.4 | 0.8 | 2018-12-31 | 2019-12-31 | 365 | 4.9499 | 4 | 0.94989
71030 | 5.83 | 0.8 | 2018-12-31 | 2019-12-31 | 365 | 5.344 | 5 | 0.34405
71031 | 7.2 | 0.8 | 2018-12-31 | 2019-12-31 | 365 | 6.5999 | 6 | 0.59985
71032 | 5.4 | 0.8 | 2018-12-31 | 2019-12-31 | 365 | 4.9499 | 4 | 0.94989
71033 | 7.84 | 0.8 | 2018-12-31 | 2019-12-31 | 365 | 7.1865 | 7 | 0.18651
49504 | 12.19 | 1 | 2018-12-31 | 2019-12-31 | 365 | 13.9674 | 13 | 0.9674
71034 | 5.76 | 0.8 | 2018-12-31 | 2019-12-31 | 365 | 5.2799 | 5 | 0.27988
71043 | 11.52 | 0.8 | 2018-12-31 | 2019-12-31 | 365 | 10.5598 | 10 | 0.55977
71045 | 12.32 | 0.8 | 2018-12-31 | 2019-12-31 | 365 | 11.2931 | 11 | 0.29308
71046 | 10.2 | 0.8 | 2018-12-31 | 2019-12-31 | 365 | 9.3498 | 9 | 0.34979
36214 | 39.894 | 0.9 | 2018-12-31 | 2019-12-31 | 365 | 41.1398 | 41 | 0.13978
71103 | 11.025 | 0.8 | 2018-12-31 | 2019-12-31 | 365 | 10.106 | 10 | 0.10603
71105 | 5.025 | 0.8 | 2018-12-31 | 2019-12-31 | 365 | 4.6061 | 4 | 0.60615
71102 | 24.795 | 0.8 | 2018-12-31 | 2019-12-31 | 365 | 22.7282 | 22 | 0.72825
71107 | 4.2 | 0.8 | 2018-12-31 | 2019-12-31 | 365 | 3.8499 | 3 | 0.84991
71108 | 9.9 | 0.8 | 2018-12-31 | 2019-12-31 | 365 | 9.0748 | 9 | 0.074799
71109 | 5.32 | 0.8 | 2018-12-31 | 2019-12-31 | 365 | 4.8766 | 4 | 0.87656
71110 | 8.96 | 0.8 | 2018-12-31 | 2019-12-31 | 365 | 8.2132 | 8 | 0.21315
71111 | 8.845 | 0.8 | 2018-12-31 | 2019-12-31 | 365 | 8.1077 | 8 | 0.10774
71112 | 2.565 | 0.8 | 2018-12-31 | 2019-12-31 | 365 | 2.3512 | 2 | 0.3512
71114 | 13.08 | 0.8 | 2018-12-31 | 2019-12-31 | 365 | 11.9897 | 11 | 0.98973
71116 | 8.32 | 0.8 | 2018-12-31 | 2019-12-31 | 365 | 7.6265 | 7 | 0.6265
71118 | 2.52 | 0.8 | 2018-12-31 | 2019-12-31 | 365 | 2.3099 | 2 | 0.30995
71119 | 8.64 | 0.8 | 2018-12-31 | 2019-12-31 | 365 | 7.9198 | 7 | 0.91982
71142 | 10.24 | 0.8 | 2018-12-31 | 2019-12-31 | 365 | 9.3865 | 9 | 0.38646
71143 | 13.5 | 0.8 | 2018-12-31 | 2019-12-31 | 365 | 12.3747 | 12 | 0.37473
71144 | 3.9 | 0.8 | 2018-12-31 | 2019-12-31 | 365 | 3.5749 | 3 | 0.57492
71145 | 3.105 | 0.8 | 2018-12-31 | 2019-12-31 | 365 | 2.8462 | 2 | 0.84619
71146 | 9.6 | 0.8 | 2018-12-31 | 2019-12-31 | 365 | 8.7998 | 8 | 0.79981
71148 | 2.24 | 0.8 | 2018-12-31 | 2019-12-31 | 365 | 2.0533 | 2 | 0.053288
71149 | 5.4 | 0.8 | 2018-12-31 | 2019-12-31 | 365 | 4.9499 | 4 | 0.94989
71150 | 5.04 | 0.8 | 2018-12-31 | 2019-12-31 | 365 | 4.6199 | 4 | 0.6199
71151 | 5.7 | 0.8 | 2018-12-31 | 2019-12-31 | 365 | 5.2249 | 5 | 0.22488
71152 | 3.05 | 0.8 | 2018-12-31 | 2019-12-31 | 365 | 2.7958 | 2 | 0.79577
71153 | 7.425 | 0.8 | 2018-12-31 | 2019-12-31 | 365 | 6.8061 | 6 | 0.8061
71160 | 5.49 | 0.8 | 2018-12-31 | 2019-12-31 | 365 | 5.0324 | 5 | 0.032389
71162 | 6.555 | 0.8 | 2018-12-31 | 2019-12-31 | 365 | 6.0086 | 6 | 0.0086172
71163 | 10.24 | 1 | 2018-12-31 | 2019-12-31 | 365 | 11.7331 | 11 | 0.73307
71164 | 3.2 | 0.8 | 2018-12-31 | 2019-12-31 | 365 | 2.9333 | 2 | 0.93327
71165 | 4.5 | 0.8 | 2018-12-31 | 2019-12-31 | 365 | 4.1249 | 4 | 0.12491
71166 | 6.93 | 0.8 | 2018-12-31 | 2019-12-31 | 365 | 6.3524 | 6 | 0.35236
71169 | 3.9 | 1 | 2018-12-31 | 2019-12-31 | 365 | 4.4687 | 4 | 0.46865
71170 | 11.84 | 0.8 | 2018-12-31 | 2019-12-31 | 365 | 10.8531 | 10 | 0.85309
64620 | 40.2 | 0.9 | 2018-12-31 | 2019-12-31 | 365 | 41.4553 | 41 | 0.45533
71191 | 10.385 | 0.8 | 2018-12-31 | 2019-12-31 | 365 | 9.5194 | 9 | 0.51937
71192 | 4.56 | 0.8 | 2018-12-31 | 2019-12-31 | 365 | 4.1799 | 4 | 0.17991
71193 | 5.7 | 0.8 | 2018-12-31 | 2019-12-31 | 365 | 5.2249 | 5 | 0.22488
71194 | 13.16 | 0.8 | 2018-12-31 | 2019-12-31 | 365 | 12.0631 | 12 | 0.063067
71042 | 18.9 | 0.8 | 2018-12-31 | 2019-12-31 | 365 | 17.3246 | 17 | 0.32462
71214 | 10.4 | 0.8 | 2018-12-31 | 2019-12-31 | 365 | 9.5331 | 9 | 0.53312
71219 | 8.64 | 0.8 | 2018-12-31 | 2019-12-31 | 365 | 7.9198 | 7 | 0.91982
71221 | 1.83 | 0.8 | 2018-12-31 | 2019-12-31 | 365 | 1.6775 | 1 | 0.67746
71222 | 8 | 0.8 | 2018-12-31 | 2019-12-31 | 365 | 7.3332 | 7 | 0.33317
71223 | 7.92 | 0.8 | 2018-12-31 | 2019-12-31 | 365 | 7.2598 | 7 | 0.25984
71224 | 11.97 | 0.8 | 2018-12-31 | 2019-12-31 | 365 | 10.9723 | 10 | 0.97226
71226 | 6.54 | 0.8 | 2018-12-31 | 2019-12-31 | 365 | 5.9949 | 5 | 0.99487
71229 | 14.175 | 0.8 | 2018-12-31 | 2019-12-31 | 365 | 12.9935 | 12 | 0.99346
71231 | 7.84 | 0.8 | 2018-12-31 | 2019-12-31 | 365 | 7.1865 | 7 | 0.18651
71232 | 9.12 | 0.8 | 2018-12-31 | 2019-12-31 | 365 | 8.3598 | 8 | 0.35982
71233 | 7.36 | 0.8 | 2018-12-31 | 2019-12-31 | 365 | 6.7465 | 6 | 0.74652
71234 | 9.92 | 0.8 | 2018-12-31 | 2019-12-31 | 365 | 9.0931 | 9 | 0.093132
71235 | 6.48 | 0.8 | 2018-12-31 | 2019-12-31 | 365 | 5.9399 | 5 | 0.93987
71236 | 3.92 | 0.8 | 2018-12-31 | 2019-12-31 | 365 | 3.5933 | 3 | 0.59325
71237 | 10.98 | 0.8 | 2018-12-31 | 2019-12-31 | 365 | 10.0648 | 10 | 0.064777
71268 | 8.175 | 0.8 | 2018-12-31 | 2019-12-31 | 365 | 7.4936 | 7 | 0.49358
71271 | 6.6 | 0.8 | 2018-12-31 | 2019-12-31 | 365 | 6.0499 | 6 | 0.049866
71274 | 10.98 | 0.8 | 2018-12-31 | 2019-12-31 | 365 | 10.0648 | 10 | 0.064777
71276 | 12.81 | 0.8 | 2018-12-31 | 2019-12-31 | 365 | 11.7422 | 11 | 0.74224
71280 | 3.9 | 0.8 | 2018-12-31 | 2019-12-31 | 365 | 3.5749 | 3 | 0.57492
71281 | 9.66 | 0.8 | 2018-12-31 | 2019-12-31 | 365 | 8.8548 | 8 | 0.8548
49720 | 7.65 | 1 | 2018-12-31 | 2019-12-31 | 365 | 8.7654 | 8 | 0.76543
71324 | 8.96 | 0.8 | 2018-12-31 | 2019-12-31 | 365 | 8.2132 | 8 | 0.21315
71325 | 21.96 | 0.8 | 2018-12-31 | 2019-12-31 | 365 | 20.1296 | 20 | 0.12955
71326 | 4.32 | 0.8 | 2018-12-31 | 2019-12-31 | 365 | 3.9599 | 3 | 0.95991
71327 | 10.8 | 0.8 | 2018-12-31 | 2019-12-31 | 365 | 9.8998 | 9 | 0.89978
71330 | 6.27 | 0.8 | 2018-12-31 | 2019-12-31 | 365 | 5.7474 | 5 | 0.74737
71331 | 3.52 | 0.8 | 2018-12-31 | 2019-12-31 | 365 | 3.2266 | 3 | 0.2266
71332 | 13.44 | 0.8 | 2018-12-31 | 2019-12-31 | 365 | 12.3197 | 12 | 0.31973
71334 | 13.2 | 0.8 | 2018-12-31 | 2019-12-31 | 365 | 12.0997 | 12 | 0.099732
71335 | 9.15 | 0.8 | 2018-12-31 | 2019-12-31 | 365 | 8.3873 | 8 | 0.38731
71262 | 8.32 | 0.8 | 2018-12-31 | 2019-12-31 | 365 | 7.6265 | 7 | 0.6265
71337 | 7.705 | 0.8 | 2018-12-31 | 2019-12-31 | 365 | 7.0628 | 7 | 0.062761
71195 | 5.32 | 0.8 | 2018-12-31 | 2019-12-31 | 365 | 4.8766 | 4 | 0.87656
71168 | 9.8 | 0.8 | 2018-12-31 | 2019-12-31 | 365 | 8.9831 | 8 | 0.98313
71520 | 8.96 | 0.8 | 2018-12-31 | 2019-12-31 | 365 | 8.2132 | 8 | 0.21315
71521 | 4.48 | 0.8 | 2018-12-31 | 2019-12-31 | 365 | 4.1066 | 4 | 0.10658
71522 | 4.2 | 0.8 | 2018-12-31 | 2019-12-31 | 365 | 3.8499 | 3 | 0.84991
71524 | 7.36 | 0.8 | 2018-12-31 | 2019-12-31 | 365 | 6.7465 | 6 | 0.74652
71525 | 5.32 | 0.8 | 2018-12-31 | 2019-12-31 | 365 | 4.8766 | 4 | 0.87656
71526 | 5.76 | 1 | 2018-12-31 | 2019-12-31 | 365 | 6.5999 | 6 | 0.59985
71527 | 7.7 | 0.8 | 2018-12-31 | 2019-12-31 | 365 | 7.0582 | 7 | 0.058177
71568 | 12.099 | 0.8 | 2018-12-31 | 2019-12-31 | 365 | 11.0905 | 11 | 0.090505
71569 | 9.6 | 0.8 | 2018-12-31 | 2019-12-31 | 365 | 8.7998 | 8 | 0.79981
71570 | 12.099 | 0.8 | 2018-12-31 | 2019-12-31 | 365 | 11.0905 | 11 | 0.090505
71572 | 10.83 | 0.8 | 2018-12-31 | 2019-12-31 | 365 | 9.9273 | 9 | 0.92728
71673 | 10.88 | 0.8 | 2018-12-31 | 2019-12-31 | 365 | 9.9731 | 9 | 0.97311
71675 | 12.8 | 0.8 | 2018-12-31 | 2019-12-31 | 365 | 11.7331 | 11 | 0.73307
71677 | 10.385 | 0.8 | 2018-12-31 | 2019-12-31 | 365 | 9.5194 | 9 | 0.51937
71679 | 5.88 | 0.8 | 2018-12-31 | 2019-12-31 | 365 | 5.3899 | 5 | 0.38988
71681 | 10.8 | 0.8 | 2018-12-31 | 2019-12-31 | 365 | 9.8998 | 9 | 0.89978
71682 | 10.98 | 0.8 | 2018-12-31 | 2019-12-31 | 365 | 10.0648 | 10 | 0.064777
71684 | 9.6 | 0.8 | 2018-12-31 | 2019-12-31 | 365 | 8.7998 | 8 | 0.79981
71686 | 4.62 | 0.8 | 2018-12-31 | 2019-12-31 | 365 | 4.2349 | 4 | 0.23491
71688 | 5.51 | 0.8 | 2018-12-31 | 2019-12-31 | 365 | 5.0507 | 5 | 0.050722
71691 | 9.86 | 0.8 | 2018-12-31 | 2019-12-31 | 365 | 9.0381 | 9 | 0.038134
71695 | 12.24 | 0.8 | 2018-12-31 | 2019-12-31 | 365 | 11.2198 | 11 | 0.21975
71698 | 8.64 | 0.8 | 2018-12-31 | 2019-12-31 | 365 | 7.9198 | 7 | 0.91982
71704 | 8.64 | 0.8 | 2018-12-31 | 2019-12-31 | 365 | 7.9198 | 7 | 0.91982
71710 | 10.37 | 0.8 | 2018-12-31 | 2019-12-31 | 365 | 9.5056 | 9 | 0.50562
71716 | 9 | 0.8 | 2018-12-31 | 2019-12-31 | 365 | 8.2498 | 8 | 0.24982
71670 | 7.8 | 0.8 | 2018-12-31 | 2019-12-31 | 365 | 7.1498 | 7 | 0.14984
71700 | 169.2 | 0.6 | 2018-12-31 | 2019-12-31 | 365 | 116.3224 | 116 | 0.32243
71724 | 10.175 | 0.8 | 2018-12-31 | 2019-12-31 | 365 | 9.3269 | 9 | 0.32688
71736 | 4.86 | 0.8 | 2018-12-31 | 2019-12-31 | 365 | 4.4549 | 4 | 0.4549
71740 | 11.88 | 0.8 | 2018-12-31 | 2019-12-31 | 365 | 10.8898 | 10 | 0.88976
71741 | 4.62 | 0.8 | 2018-12-31 | 2019-12-31 | 365 | 4.2349 | 4 | 0.23491
71743 | 12.1 | 0.8 | 2018-12-31 | 2019-12-31 | 365 | 11.0914 | 11 | 0.091421
71744 | 12 | 0.8 | 2018-12-31 | 2019-12-31 | 365 | 10.9998 | 10 | 0.99976
71745 | 7.7 | 0.8 | 2018-12-31 | 2019-12-31 | 365 | 7.0582 | 7 | 0.058177
71746 | 6.615 | 0.8 | 2018-12-31 | 2019-12-31 | 365 | 6.0636 | 6 | 0.063616
67711 | 7.685 | 0.8 | 2018-12-31 | 2019-12-31 | 365 | 7.0444 | 7 | 0.044428
71227 | 9.63 | 0.8 | 2018-12-31 | 2019-12-31 | 365 | 8.8273 | 8 | 0.8273
71523 | 6.21 | 0.8 | 2018-12-31 | 2019-12-31 | 365 | 5.6924 | 5 | 0.69237
71573 | 6.3 | 0.8 | 2018-12-31 | 2019-12-31 | 365 | 5.7749 | 5 | 0.77487
71785 | 5 | 0.8 | 2018-12-31 | 2019-12-31 | 365 | 4.5832 | 4 | 0.58323
71786 | 12.48 | 1 | 2018-12-31 | 2019-12-31 | 365 | 14.2997 | 14 | 0.29968
71787 | 5.04 | 0.8 | 2018-12-31 | 2019-12-31 | 365 | 4.6199 | 4 | 0.6199
71788 | 7.92 | 0.8 | 2018-12-31 | 2019-12-31 | 365 | 7.2598 | 7 | 0.25984
71789 | 6.7 | 0.8 | 2018-12-31 | 2019-12-31 | 365 | 6.1415 | 6 | 0.14153
71790 | 6.6 | 0.8 | 2018-12-31 | 2019-12-31 | 365 | 6.0499 | 6 | 0.049866
71791 | 6.05 | 0.8 | 2018-12-31 | 2019-12-31 | 365 | 5.5457 | 5 | 0.54571
71792 | 6.1 | 0.8 | 2018-12-31 | 2019-12-31 | 365 | 5.5915 | 5 | 0.59154
71793 | 6.08 | 0.8 | 2018-12-31 | 2019-12-31 | 365 | 5.5732 | 5 | 0.57321
71794 | 12 | 0.8 | 2018-12-31 | 2019-12-31 | 365 | 10.9998 | 10 | 0.99976
71800 | 7.685 | 0.8 | 2018-12-31 | 2019-12-31 | 365 | 7.0444 | 7 | 0.044428
71801 | 3.6 | 0.8 | 2018-12-31 | 2019-12-31 | 365 | 3.2999 | 3 | 0.29993
71803 | 4.29 | 0.8 | 2018-12-31 | 2019-12-31 | 365 | 3.9324 | 3 | 0.93241
71804 | 8.1 | 0.8 | 2018-12-31 | 2019-12-31 | 365 | 7.4248 | 7 | 0.42484
71805 | 7.521 | 0.8 | 2018-12-31 | 2019-12-31 | 365 | 6.8941 | 6 | 0.8941
71807 | 12.075 | 0.8 | 2018-12-31 | 2019-12-31 | 365 | 11.0685 | 11 | 0.068505
71808 | 6.48 | 0.8 | 2018-12-31 | 2019-12-31 | 365 | 5.9399 | 5 | 0.93987
71809 | 11.04 | 0.8 | 2018-12-31 | 2019-12-31 | 365 | 10.1198 | 10 | 0.11978
71810 | 9 | 0.8 | 2018-12-31 | 2019-12-31 | 365 | 8.2498 | 8 | 0.24982
71812 | 4.485 | 0.8 | 2018-12-31 | 2019-12-31 | 365 | 4.1112 | 4 | 0.11116
71813 | 7.695 | 0.8 | 2018-12-31 | 2019-12-31 | 365 | 7.0536 | 7 | 0.053594
71816 | 4.06 | 0.8 | 2018-12-31 | 2019-12-31 | 365 | 3.7216 | 3 | 0.72158
71819 | 7.84 | 0.8 | 2018-12-31 | 2019-12-31 | 365 | 7.1865 | 7 | 0.18651
71821 | 3.15 | 0.8 | 2018-12-31 | 2019-12-31 | 365 | 2.8874 | 2 | 0.88744
71822 | 7.194 | 0.8 | 2018-12-31 | 2019-12-31 | 365 | 6.5944 | 6 | 0.59435
71823 | 9.28 | 0.8 | 2018-12-31 | 2019-12-31 | 365 | 8.5065 | 8 | 0.50648
71824 | 6.405 | 0.8 | 2018-12-31 | 2019-12-31 | 365 | 5.8711 | 5 | 0.87112
71826 | 7.56 | 0.8 | 2018-12-31 | 2019-12-31 | 365 | 6.9298 | 6 | 0.92985
71827 | 9.69 | 0.8 | 2018-12-31 | 2019-12-31 | 365 | 8.8823 | 8 | 0.8823
71828 | 6.1 | 0.8 | 2018-12-31 | 2019-12-31 | 365 | 5.5915 | 5 | 0.59154
71831 | 9.45 | 0.8 | 2018-12-31 | 2019-12-31 | 365 | 8.6623 | 8 | 0.66231
71833 | 6.4 | 0.8 | 2018-12-31 | 2019-12-31 | 365 | 5.8665 | 5 | 0.86654
71835 | 7.56 | 0.8 | 2018-12-31 | 2019-12-31 | 365 | 6.9298 | 6 | 0.92985
71836 | 6.44 | 0.8 | 2018-12-31 | 2019-12-31 | 365 | 5.9032 | 5 | 0.9032
71843 | 5.04 | 0.8 | 2018-12-31 | 2019-12-31 | 365 | 4.6199 | 4 | 0.6199
71844 | 6.615 | 0.8 | 2018-12-31 | 2019-12-31 | 365 | 6.0636 | 6 | 0.063616
71845 | 8 | 0.8 | 2018-12-31 | 2019-12-31 | 365 | 7.3332 | 7 | 0.33317
71847 | 5.52 | 0.8 | 2018-12-31 | 2019-12-31 | 365 | 5.0599 | 5 | 0.059888
71848 | 8.25 | 0.8 | 2018-12-31 | 2019-12-31 | 365 | 7.5623 | 7 | 0.56233
71851 | 11.16 | 0.8 | 2018-12-31 | 2019-12-31 | 365 | 10.2298 | 10 | 0.22977
71852 | 1.16 | 0.8 | 2018-12-31 | 2019-12-31 | 365 | 1.0633 | 1 | 0.06331
71853 | 6.875 | 0.8 | 2018-12-31 | 2019-12-31 | 365 | 6.3019 | 6 | 0.30194
71854 | 8.64 | 0.8 | 2018-12-31 | 2019-12-31 | 365 | 7.9198 | 7 | 0.91982
71856 | 9.35 | 0.8 | 2018-12-31 | 2019-12-31 | 365 | 8.5706 | 8 | 0.57064
71874 | 8.28 | 0.8 | 2018-12-31 | 2019-12-31 | 365 | 7.5898 | 7 | 0.58983
71879 | 6.89 | 0.8 | 2018-12-31 | 2019-12-31 | 365 | 6.3157 | 6 | 0.31569
71881 | 3.92 | 0.8 | 2018-12-31 | 2019-12-31 | 365 | 3.5933 | 3 | 0.59325
71894 | 9.9 | 0.8 | 2018-12-31 | 2019-12-31 | 365 | 9.0748 | 9 | 0.074799
71898 | 7.56 | 0.8 | 2018-12-31 | 2019-12-31 | 365 | 6.9298 | 6 | 0.92985
71930 | 5.6 | 0.8 | 2018-12-31 | 2019-12-31 | 365 | 5.1332 | 5 | 0.13322
71932 | 14.84 | 0.8 | 2018-12-31 | 2019-12-31 | 365 | 13.603 | 13 | 0.60303
71933 | 4.2 | 0.8 | 2018-12-31 | 2019-12-31 | 365 | 3.8499 | 3 | 0.84991
71937 | 7.26 | 0.8 | 2018-12-31 | 2019-12-31 | 365 | 6.6549 | 6 | 0.65485
72001 | 8.71 | 0.8 | 2018-12-31 | 2019-12-31 | 365 | 7.984 | 7 | 0.98399
72003 | 9.1 | 0.8 | 2018-12-31 | 2019-12-31 | 365 | 8.3415 | 8 | 0.34148
72008 | 10.56 | 0.8 | 2018-12-31 | 2019-12-31 | 365 | 9.6798 | 9 | 0.67979
72006 | 11.4 | 0.8 | 2018-12-31 | 2019-12-31 | 365 | 10.4498 | 10 | 0.44977
72011 | 6.96 | 0.8 | 2018-12-31 | 2019-12-31 | 365 | 6.3799 | 6 | 0.37986
72013 | 9.625 | 0.8 | 2018-12-31 | 2019-12-31 | 365 | 8.8227 | 8 | 0.82272
72015 | 20.7 | 0.8 | 2018-12-31 | 2019-12-31 | 365 | 18.9746 | 18 | 0.97458
72019 | 6.67 | 0.8 | 2018-12-31 | 2019-12-31 | 365 | 6.114 | 6 | 0.11403
71701 | 12.1 | 0.8 | 2018-12-31 | 2019-12-31 | 365 | 11.0914 | 11 | 0.091421
72021 | 6.325 | 0.8 | 2018-12-31 | 2019-12-31 | 365 | 5.7978 | 5 | 0.79779
72022 | 9 | 0.8 | 2018-12-31 | 2019-12-31 | 365 | 8.2498 | 8 | 0.24982
72025 | 13.5 | 1 | 2018-12-31 | 2019-12-31 | 365 | 15.4684 | 15 | 0.46841
47649 | 24.84 | 0.8 | 2018-12-31 | 2019-12-31 | 365 | 22.7695 | 22 | 0.7695
71167 | 11.772 | 0.8 | 2018-12-31 | 2019-12-31 | 365 | 10.7908 | 10 | 0.79076
72026 | 5.12 | 0.8 | 2018-12-31 | 2019-12-31 | 365 | 4.6932 | 4 | 0.69323
72027 | 11.34 | 0.8 | 2018-12-31 | 2019-12-31 | 365 | 10.3948 | 10 | 0.39477
72029 | 3.96 | 0.8 | 2018-12-31 | 2019-12-31 | 365 | 3.6299 | 3 | 0.62992
72371 | 7.95 | 1 | 2018-12-31 | 2019-12-31 | 365 | 9.1092 | 9 | 0.10917
72372 | 3.18 | 1 | 2018-12-31 | 2019-12-31 | 365 | 3.6437 | 3 | 0.64367
72374 | 6.36 | 1 | 2018-12-31 | 2019-12-31 | 365 | 7.2873 | 7 | 0.28734
72053 | 7.695 | 0.8 | 2018-12-31 | 2019-12-31 | 365 | 7.0536 | 7 | 0.053594
72375 | 8.48 | 1 | 2018-12-31 | 2019-12-31 | 365 | 9.7165 | 9 | 0.71645
72054 | 5.76 | 0.8 | 2018-12-31 | 2019-12-31 | 365 | 5.2799 | 5 | 0.27988
72055 | 13.2 | 0.8 | 2018-12-31 | 2019-12-31 | 365 | 12.0997 | 12 | 0.099732
72056 | 6.93 | 0.8 | 2018-12-31 | 2019-12-31 | 365 | 6.3524 | 6 | 0.35236
72058 | 8.71 | 0.8 | 2018-12-31 | 2019-12-31 | 365 | 7.984 | 7 | 0.98399
72059 | 5.6 | 0.8 | 2018-12-31 | 2019-12-31 | 365 | 5.1332 | 5 | 0.13322
72252 | 11.07 | 0.8 | 2018-12-31 | 2019-12-31 | 365 | 10.1473 | 10 | 0.14728
72060 | 12.04 | 0.8 | 2018-12-31 | 2019-12-31 | 365 | 11.0364 | 11 | 0.036423
72382 | 7.56 | 0.8 | 2018-12-31 | 2019-12-31 | 365 | 6.9298 | 6 | 0.92985
72383 | 5.225 | 0.8 | 2018-12-31 | 2019-12-31 | 365 | 4.7895 | 4 | 0.78948
72384 | 8.75 | 0.8 | 2018-12-31 | 2019-12-31 | 365 | 8.0207 | 8 | 0.020656
72061 | 3.135 | 0.8 | 2018-12-31 | 2019-12-31 | 365 | 2.8737 | 2 | 0.87369
72386 | 6.08 | 0.8 | 2018-12-31 | 2019-12-31 | 365 | 5.5732 | 5 | 0.57321
72389 | 6.625 | 1 | 2018-12-31 | 2019-12-31 | 365 | 7.591 | 7 | 0.59098
72062 | 16.2 | 0.8 | 2018-12-31 | 2019-12-31 | 365 | 14.8497 | 14 | 0.84967
72369 | 6.095 | 1 | 2018-12-31 | 2019-12-31 | 365 | 6.9837 | 6 | 0.9837
72368 | 4.68 | 1 | 2018-12-31 | 2019-12-31 | 365 | 5.3624 | 5 | 0.36238
72367 | 12.19 | 1 | 2018-12-31 | 2019-12-31 | 365 | 13.9674 | 13 | 0.9674
72365 | 3.71 | 1 | 2018-12-31 | 2019-12-31 | 365 | 4.2509 | 4 | 0.25095
72065 | 11.73 | 0.8 | 2018-12-31 | 2019-12-31 | 365 | 10.7523 | 10 | 0.75226
72363 | 8.48 | 1 | 2018-12-31 | 2019-12-31 | 365 | 9.7165 | 9 | 0.71645
72361 | 11.13 | 1 | 2018-12-31 | 2019-12-31 | 365 | 12.7528 | 12 | 0.75284
72359 | 9.01 | 1 | 2018-12-31 | 2019-12-31 | 365 | 10.3237 | 10 | 0.32373
72357 | 5.3 | 1 | 2018-12-31 | 2019-12-31 | 365 | 6.0728 | 6 | 0.072782
72356 | 3.71 | 1 | 2018-12-31 | 2019-12-31 | 365 | 4.2509 | 4 | 0.25095
72353 | 7.42 | 1 | 2018-12-31 | 2019-12-31 | 365 | 8.5019 | 8 | 0.5019
72352 | 8.745 | 1 | 2018-12-31 | 2019-12-31 | 365 | 10.0201 | 10 | 0.020091
72351 | 4.505 | 1 | 2018-12-31 | 2019-12-31 | 365 | 5.1619 | 5 | 0.16187
72350 | 4.77 | 1 | 2018-12-31 | 2019-12-31 | 365 | 5.4655 | 5 | 0.4655
72068 | 8.64 | 0.8 | 2018-12-31 | 2019-12-31 | 365 | 7.9198 | 7 | 0.91982
72345 | 3.71 | 1 | 2018-12-31 | 2019-12-31 | 365 | 4.2509 | 4 | 0.25095
72343 | 5.695 | 0.8 | 2018-12-31 | 2019-12-31 | 365 | 5.2203 | 5 | 0.2203
72071 | 12.04 | 0.8 | 2018-12-31 | 2019-12-31 | 365 | 11.0364 | 11 | 0.036423
72342 | 5.025 | 0.8 | 2018-12-31 | 2019-12-31 | 365 | 4.6061 | 4 | 0.60615
72340 | 11.34 | 0.8 | 2018-12-31 | 2019-12-31 | 365 | 10.3948 | 10 | 0.39477
72339 | 8.54 | 0.8 | 2018-12-31 | 2019-12-31 | 365 | 7.8282 | 7 | 0.82816
72338 | 11.88 | 0.8 | 2018-12-31 | 2019-12-31 | 365 | 10.8898 | 10 | 0.88976
72337 | 23.18 | 0.8 | 2018-12-31 | 2019-12-31 | 365 | 21.2479 | 21 | 0.24786
72336 | 8.48 | 0.8 | 2018-12-31 | 2019-12-31 | 365 | 7.7732 | 7 | 0.77316
72069 | 10.54 | 0.8 | 2018-12-31 | 2019-12-31 | 365 | 9.6615 | 9 | 0.66145
72099 | 3.36 | 0.8 | 2018-12-31 | 2019-12-31 | 365 | 3.0799 | 3 | 0.079932
72101 | 8.12 | 0.8 | 2018-12-31 | 2019-12-31 | 365 | 7.4432 | 7 | 0.44317
72103 | 8.4 | 0.8 | 2018-12-31 | 2019-12-31 | 365 | 7.6998 | 7 | 0.69983
72106 | 4.2 | 0.8 | 2018-12-31 | 2019-12-31 | 365 | 3.8499 | 3 | 0.84991
72108 | 9.045 | 0.8 | 2018-12-31 | 2019-12-31 | 365 | 8.2911 | 8 | 0.29107
72112 | 7.32 | 0.8 | 2018-12-31 | 2019-12-31 | 365 | 6.7099 | 6 | 0.70985
72120 | 12 | 0.8 | 2018-12-31 | 2019-12-31 | 365 | 10.9998 | 10 | 0.99976
72125 | 11 | 0.8 | 2018-12-31 | 2019-12-31 | 365 | 10.0831 | 10 | 0.08311
72127 | 9.35 | 0.8 | 2018-12-31 | 2019-12-31 | 365 | 8.5706 | 8 | 0.57064
72128 | 8.32 | 0.8 | 2018-12-31 | 2019-12-31 | 365 | 7.6265 | 7 | 0.6265
72130 | 9.36 | 0.8 | 2018-12-31 | 2019-12-31 | 365 | 8.5798 | 8 | 0.57981
72134 | 9.6 | 0.8 | 2018-12-31 | 2019-12-31 | 365 | 8.7998 | 8 | 0.79981
72136 | 11.97 | 0.8 | 2018-12-31 | 2019-12-31 | 365 | 10.9723 | 10 | 0.97226
72140 | 6.12 | 0.8 | 2018-12-31 | 2019-12-31 | 365 | 5.6099 | 5 | 0.60988
72145 | 12.16 | 1 | 2018-12-31 | 2019-12-31 | 365 | 13.933 | 13 | 0.93303
72147 | 12.16 | 1 | 2018-12-31 | 2019-12-31 | 365 | 13.933 | 13 | 0.93303
72150 | 10.24 | 0.8 | 2018-12-31 | 2019-12-31 | 365 | 9.3865 | 9 | 0.38646
72152 | 10.175 | 0.8 | 2018-12-31 | 2019-12-31 | 365 | 9.3269 | 9 | 0.32688
72157 | 7.56 | 0.8 | 2018-12-31 | 2019-12-31 | 365 | 6.9298 | 6 | 0.92985
72158 | 7.8 | 0.8 | 2018-12-31 | 2019-12-31 | 365 | 7.1498 | 7 | 0.14984
72160 | 8.4 | 0.8 | 2018-12-31 | 2019-12-31 | 365 | 7.6998 | 7 | 0.69983
72291 | 3.445 | 1 | 2018-12-31 | 2019-12-31 | 365 | 3.9473 | 3 | 0.94731
72290 | 9.01 | 1 | 2018-12-31 | 2019-12-31 | 365 | 10.3237 | 10 | 0.32373
72289 | 4.505 | 1 | 2018-12-31 | 2019-12-31 | 365 | 5.1619 | 5 | 0.16187
72288 | 4.24 | 1 | 2018-12-31 | 2019-12-31 | 365 | 4.8582 | 4 | 0.85823
72287 | 10.865 | 1 | 2018-12-31 | 2019-12-31 | 365 | 12.4492 | 12 | 0.4492
72286 | 9.805 | 1 | 2018-12-31 | 2019-12-31 | 365 | 11.2346 | 11 | 0.23465
72285 | 8.745 | 1 | 2018-12-31 | 2019-12-31 | 365 | 10.0201 | 10 | 0.020091
72262 | 5.83 | 1 | 2018-12-31 | 2019-12-31 | 365 | 6.6801 | 6 | 0.68006
72261 | 5.3 | 1 | 2018-12-31 | 2019-12-31 | 365 | 6.0728 | 6 | 0.072782
72259 | 5.3 | 1 | 2018-12-31 | 2019-12-31 | 365 | 6.0728 | 6 | 0.072782
72258 | 3.445 | 1 | 2018-12-31 | 2019-12-31 | 365 | 3.9473 | 3 | 0.94731
72256 | 3.975 | 1 | 2018-12-31 | 2019-12-31 | 365 | 4.5546 | 4 | 0.55459
72255 | 8.215 | 1 | 2018-12-31 | 2019-12-31 | 365 | 9.4128 | 9 | 0.41281
72254 | 6.36 | 1 | 2018-12-31 | 2019-12-31 | 365 | 7.2873 | 7 | 0.28734
72248 | 10.45 | 0.8 | 2018-12-31 | 2019-12-31 | 365 | 9.579 | 9 | 0.57895
72161 | 5.04 | 0.8 | 2018-12-31 | 2019-12-31 | 365 | 4.6199 | 4 | 0.6199
72162 | 4.95 | 0.8 | 2018-12-31 | 2019-12-31 | 365 | 4.5374 | 4 | 0.5374
72164 | 13.44 | 1 | 2018-12-31 | 2019-12-31 | 365 | 15.3997 | 15 | 0.39966
50667 | 4 | 1 | 2018-12-31 | 2019-12-31 | 365 | 4.5832 | 4 | 0.58323
72166 | 8.32 | 1 | 2018-12-31 | 2019-12-31 | 365 | 9.5331 | 9 | 0.53312
72154 | 1.2 | 0.8 | 2018-12-31 | 2019-12-31 | 365 | 1.1 | 1 | 0.099976
72177 | 10.24 | 1 | 2018-12-31 | 2019-12-31 | 365 | 11.7331 | 11 | 0.73307
72031 | 14.74 | 0.8 | 2018-12-31 | 2019-12-31 | 365 | 13.5114 | 13 | 0.51137
72192 | 11.4 | 0.8 | 2018-12-31 | 2019-12-31 | 365 | 10.4498 | 10 | 0.44977
72193 | 6.05 | 0.8 | 2018-12-31 | 2019-12-31 | 365 | 5.5457 | 5 | 0.54571
72180 | 6.625 | 1 | 2018-12-31 | 2019-12-31 | 365 | 7.591 | 7 | 0.59098
72195 | 13.2 | 0.8 | 2018-12-31 | 2019-12-31 | 365 | 12.0997 | 12 | 0.099732
72196 | 6.4 | 0.8 | 2018-12-31 | 2019-12-31 | 365 | 5.8665 | 5 | 0.86654
72199 | 11.76 | 0.8 | 2018-12-31 | 2019-12-31 | 365 | 10.7798 | 10 | 0.77976
72200 | 12.06 | 0.8 | 2018-12-31 | 2019-12-31 | 365 | 11.0548 | 11 | 0.054756
72201 | 2.44 | 0.8 | 2018-12-31 | 2019-12-31 | 365 | 2.2366 | 2 | 0.23662
72203 | 11.895 | 0.8 | 2018-12-31 | 2019-12-31 | 365 | 10.9035 | 10 | 0.90351
72205 | 8.32 | 0.8 | 2018-12-31 | 2019-12-31 | 365 | 7.6265 | 7 | 0.6265
72206 | 2.745 | 0.8 | 2018-12-31 | 2019-12-31 | 365 | 2.5162 | 2 | 0.51619
72208 | 3.52 | 0.8 | 2018-12-31 | 2019-12-31 | 365 | 3.2266 | 3 | 0.2266
72209 | 8.32 | 0.8 | 2018-12-31 | 2019-12-31 | 365 | 7.6265 | 7 | 0.6265
72210 | 6.72 | 0.8 | 2018-12-31 | 2019-12-31 | 365 | 6.1599 | 6 | 0.15986
72211 | 9.36 | 0.8 | 2018-12-31 | 2019-12-31 | 365 | 8.5798 | 8 | 0.57981
72212 | 10.44 | 0.8 | 2018-12-31 | 2019-12-31 | 365 | 9.5698 | 9 | 0.56979
72213 | 8.58 | 0.8 | 2018-12-31 | 2019-12-31 | 365 | 7.8648 | 7 | 0.86483
72214 | 8.775 | 1 | 2018-12-31 | 2019-12-31 | 365 | 10.0545 | 10 | 0.054465
72215 | 4.77 | 1 | 2018-12-31 | 2019-12-31 | 365 | 5.4655 | 5 | 0.4655
72194 | 8.91 | 0.8 | 2018-12-31 | 2019-12-31 | 365 | 8.1673 | 8 | 0.16732
71924 | 22.8 | 0.8 | 2018-12-31 | 2019-12-31 | 365 | 20.8995 | 20 | 0.89954
72067 | 9.18 | 0.8 | 2018-12-31 | 2019-12-31 | 365 | 8.4148 | 8 | 0.41481
65264 | 37.12 | 0.7 | 2018-12-31 | 2019-12-31 | 365 | 29.7727 | 29 | 0.77268
72390 | 5.565 | 1 | 2018-12-31 | 2019-12-31 | 365 | 6.3764 | 6 | 0.37642
72392 | 9.805 | 1 | 2018-12-31 | 2019-12-31 | 365 | 11.2346 | 11 | 0.23465
72393 | 7.685 | 1 | 2018-12-31 | 2019-12-31 | 365 | 8.8055 | 8 | 0.80553
72395 | 10.335 | 1 | 2018-12-31 | 2019-12-31 | 365 | 11.8419 | 11 | 0.84193
72397 | 3.18 | 1 | 2018-12-31 | 2019-12-31 | 365 | 3.6437 | 3 | 0.64367
72398 | 5.035 | 1 | 2018-12-31 | 2019-12-31 | 365 | 5.7691 | 5 | 0.76914
72400 | 5.3 | 1 | 2018-12-31 | 2019-12-31 | 365 | 6.0728 | 6 | 0.072782
72402 | 5.83 | 1 | 2018-12-31 | 2019-12-31 | 365 | 6.6801 | 6 | 0.68006
72405 | 5.035 | 1 | 2018-12-31 | 2019-12-31 | 365 | 5.7691 | 5 | 0.76914
72406 | 4.77 | 1 | 2018-12-31 | 2019-12-31 | 365 | 5.4655 | 5 | 0.4655
72407 | 3.71 | 1 | 2018-12-31 | 2019-12-31 | 365 | 4.2509 | 4 | 0.25095
72409 | 6.095 | 1 | 2018-12-31 | 2019-12-31 | 365 | 6.9837 | 6 | 0.9837
72410 | 5.035 | 1 | 2018-12-31 | 2019-12-31 | 365 | 5.7691 | 5 | 0.76914
72413 | 9.275 | 1 | 2018-12-31 | 2019-12-31 | 365 | 10.6274 | 10 | 0.62737
72414 | 7.95 | 1 | 2018-12-31 | 2019-12-31 | 365 | 9.1092 | 9 | 0.10917
72416 | 3.9 | 0.8 | 2018-12-31 | 2019-12-31 | 365 | 3.5749 | 3 | 0.57492
72417 | 6.6 | 0.8 | 2018-12-31 | 2019-12-31 | 365 | 6.0499 | 6 | 0.049866
72419 | 4.675 | 0.8 | 2018-12-31 | 2019-12-31 | 365 | 4.2853 | 4 | 0.28532
72715 | 23.925 | 0.8 | 2018-12-31 | 2019-12-31 | 365 | 21.9308 | 21 | 0.93077
72549 | 17.49 | 1 | 2018-12-31 | 2019-12-31 | 365 | 20.0402 | 20 | 0.040182
72714 | 13.435 | 0.8 | 2018-12-31 | 2019-12-31 | 365 | 12.3151 | 12 | 0.31514
72731 | 12.8 | 0.8 | 2018-12-31 | 2019-12-31 | 365 | 11.7331 | 11 | 0.73307
72575 | 12.259 | 0.8 | 2018-12-31 | 2019-12-31 | 365 | 11.2372 | 11 | 0.23717
72667 | 12.16 | 0.8 | 2018-12-31 | 2019-12-31 | 365 | 11.1464 | 11 | 0.14642
72676 | 11.88 | 0.8 | 2018-12-31 | 2019-12-31 | 365 | 10.8898 | 10 | 0.88976
72681 | 11.4 | 0.8 | 2018-12-31 | 2019-12-31 | 365 | 10.4498 | 10 | 0.44977
72668 | 11.285 | 0.8 | 2018-12-31 | 2019-12-31 | 365 | 10.3444 | 10 | 0.34435
72198 | 4.86 | 1 | 2018-12-31 | 2019-12-31 | 365 | 5.5686 | 5 | 0.56863
72207 | 10.98 | 0.8 | 2018-12-31 | 2019-12-31 | 365 | 10.0648 | 10 | 0.064777
72253 | 5.83 | 1 | 2018-12-31 | 2019-12-31 | 365 | 6.6801 | 6 | 0.68006
72260 | 3.445 | 1 | 2018-12-31 | 2019-12-31 | 365 | 3.9473 | 3 | 0.94731
72349 | 9.805 | 1 | 2018-12-31 | 2019-12-31 | 365 | 11.2346 | 11 | 0.23465
72491 | 6.36 | 1 | 2018-12-31 | 2019-12-31 | 365 | 7.2873 | 7 | 0.28734
72494 | 5.83 | 1 | 2018-12-31 | 2019-12-31 | 365 | 6.6801 | 6 | 0.68006
72495 | 8.745 | 1 | 2018-12-31 | 2019-12-31 | 365 | 10.0201 | 10 | 0.020091
72496 | 5.565 | 1 | 2018-12-31 | 2019-12-31 | 365 | 6.3764 | 6 | 0.37642
72497 | 8.745 | 1 | 2018-12-31 | 2019-12-31 | 365 | 10.0201 | 10 | 0.020091
72498 | 6.89 | 1 | 2018-12-31 | 2019-12-31 | 365 | 7.8946 | 7 | 0.89462
72499 | 6.095 | 1 | 2018-12-31 | 2019-12-31 | 365 | 6.9837 | 6 | 0.9837
72500 | 9.805 | 1 | 2018-12-31 | 2019-12-31 | 365 | 11.2346 | 11 | 0.23465
72501 | 6.095 | 1 | 2018-12-31 | 2019-12-31 | 365 | 6.9837 | 6 | 0.9837
72502 | 6.625 | 1 | 2018-12-31 | 2019-12-31 | 365 | 7.591 | 7 | 0.59098
72503 | 9.54 | 0.8 | 2018-12-31 | 2019-12-31 | 365 | 8.7448 | 8 | 0.74481
72504 | 4.77 | 0.8 | 2018-12-31 | 2019-12-31 | 365 | 4.3724 | 4 | 0.3724
72508 | 7.685 | 0.8 | 2018-12-31 | 2019-12-31 | 365 | 7.0444 | 7 | 0.044428
72514 | 6.89 | 1 | 2018-12-31 | 2019-12-31 | 365 | 7.8946 | 7 | 0.89462
72518 | 9.54 | 0.8 | 2018-12-31 | 2019-12-31 | 365 | 8.7448 | 8 | 0.74481
72521 | 6.625 | 0.8 | 2018-12-31 | 2019-12-31 | 365 | 6.0728 | 6 | 0.072782
72523 | 8.215 | 0.8 | 2018-12-31 | 2019-12-31 | 365 | 7.5303 | 7 | 0.53025
72528 | 3.71 | 0.8 | 2018-12-31 | 2019-12-31 | 365 | 3.4008 | 3 | 0.40076
72403 | 9.01 | 1 | 2018-12-31 | 2019-12-31 | 365 | 10.3237 | 10 | 0.32373
72534 | 9.805 | 0.8 | 2018-12-31 | 2019-12-31 | 365 | 8.9877 | 8 | 0.98772
72550 | 7.42 | 0.8 | 2018-12-31 | 2019-12-31 | 365 | 6.8015 | 6 | 0.80152
72551 | 9.275 | 0.8 | 2018-12-31 | 2019-12-31 | 365 | 8.5019 | 8 | 0.5019
72554 | 9.805 | 0.8 | 2018-12-31 | 2019-12-31 | 365 | 8.9877 | 8 | 0.98772
72556 | 8.48 | 0.8 | 2018-12-31 | 2019-12-31 | 365 | 7.7732 | 7 | 0.77316
72557 | 7.42 | 0.8 | 2018-12-31 | 2019-12-31 | 365 | 6.8015 | 6 | 0.80152
72559 | 5.565 | 0.8 | 2018-12-31 | 2019-12-31 | 365 | 5.1011 | 5 | 0.10114
72560 | 7.42 | 0.8 | 2018-12-31 | 2019-12-31 | 365 | 6.8015 | 6 | 0.80152
72562 | 7.155 | 0.8 | 2018-12-31 | 2019-12-31 | 365 | 6.5586 | 6 | 0.5586
72565 | 8.4 | 0.8 | 2018-12-31 | 2019-12-31 | 365 | 7.6998 | 7 | 0.69983
72566 | 6.625 | 0.8 | 2018-12-31 | 2019-12-31 | 365 | 6.0728 | 6 | 0.072782
72568 | 9.52 | 0.8 | 2018-12-31 | 2019-12-31 | 365 | 8.7265 | 8 | 0.72647
72578 | 8.4 | 0.8 | 2018-12-31 | 2019-12-31 | 365 | 7.6998 | 7 | 0.69983
72580 | 8.91 | 0.8 | 2018-12-31 | 2019-12-31 | 365 | 8.1673 | 8 | 0.16732
72581 | 6.24 | 1 | 2018-12-31 | 2019-12-31 | 365 | 7.1498 | 7 | 0.14984
72582 | 7.59 | 0.8 | 2018-12-31 | 2019-12-31 | 365 | 6.9573 | 6 | 0.95735
72586 | 5.22 | 0.8 | 2018-12-31 | 2019-12-31 | 365 | 4.7849 | 4 | 0.78489
72614 | 6 | 0.8 | 2018-12-31 | 2019-12-31 | 365 | 5.4999 | 5 | 0.49988
72615 | 6 | 0.8 | 2018-12-31 | 2019-12-31 | 365 | 5.4999 | 5 | 0.49988
72616 | 9.69 | 0.8 | 2018-12-31 | 2019-12-31 | 365 | 8.8823 | 8 | 0.8823
72617 | 4.8 | 0.8 | 2018-12-31 | 2019-12-31 | 365 | 4.3999 | 4 | 0.3999
72618 | 9.86 | 0.8 | 2018-12-31 | 2019-12-31 | 365 | 9.0381 | 9 | 0.038134
72619 | 8.12 | 0.8 | 2018-12-31 | 2019-12-31 | 365 | 7.4432 | 7 | 0.44317
72622 | 7.2 | 0.8 | 2018-12-31 | 2019-12-31 | 365 | 6.5999 | 6 | 0.59985
72623 | 4.875 | 0.8 | 2018-12-31 | 2019-12-31 | 365 | 4.4687 | 4 | 0.46865
72624 | 9.18 | 0.8 | 2018-12-31 | 2019-12-31 | 365 | 8.4148 | 8 | 0.41481
72625 | 7.59 | 0.8 | 2018-12-31 | 2019-12-31 | 365 | 6.9573 | 6 | 0.95735
72627 | 9.92 | 0.8 | 2018-12-31 | 2019-12-31 | 365 | 9.0931 | 9 | 0.093132
72630 | 8.32 | 0.8 | 2018-12-31 | 2019-12-31 | 365 | 7.6265 | 7 | 0.6265
72635 | 7.28 | 0.8 | 2018-12-31 | 2019-12-31 | 365 | 6.6732 | 6 | 0.67319
72637 | 6.72 | 0.8 | 2018-12-31 | 2019-12-31 | 365 | 6.1599 | 6 | 0.15986
72640 | 7.5 | 0.8 | 2018-12-31 | 2019-12-31 | 365 | 6.8748 | 6 | 0.87485
72641 | 7.41 | 0.8 | 2018-12-31 | 2019-12-31 | 365 | 6.7923 | 6 | 0.79235
72644 | 3.92 | 0.8 | 2018-12-31 | 2019-12-31 | 365 | 3.5933 | 3 | 0.59325
72650 | 6.6 | 0.8 | 2018-12-31 | 2019-12-31 | 365 | 6.0499 | 6 | 0.049866
72651 | 10.89 | 0.8 | 2018-12-31 | 2019-12-31 | 365 | 9.9823 | 9 | 0.98228
72652 | 11.16 | 0.8 | 2018-12-31 | 2019-12-31 | 365 | 10.2298 | 10 | 0.22977
72653 | 3.24 | 0.8 | 2018-12-31 | 2019-12-31 | 365 | 2.9699 | 2 | 0.96993
72655 | 2.24 | 0.8 | 2018-12-31 | 2019-12-31 | 365 | 2.0533 | 2 | 0.053288
72666 | 7.2 | 0.8 | 2018-12-31 | 2019-12-31 | 365 | 6.5999 | 6 | 0.59985
72670 | 3.45 | 0.8 | 2018-12-31 | 2019-12-31 | 365 | 3.1624 | 3 | 0.16243
72671 | 7.8 | 0.8 | 2018-12-31 | 2019-12-31 | 365 | 7.1498 | 7 | 0.14984
72672 | 6.9 | 0.8 | 2018-12-31 | 2019-12-31 | 365 | 6.3249 | 6 | 0.32486
72673 | 3.18 | 0.8 | 2018-12-31 | 2019-12-31 | 365 | 2.9149 | 2 | 0.91494
72674 | 4.5 | 0.8 | 2018-12-31 | 2019-12-31 | 365 | 4.1249 | 4 | 0.12491
72675 | 4.8 | 0.8 | 2018-12-31 | 2019-12-31 | 365 | 4.3999 | 4 | 0.3999
72679 | 9.24 | 0.8 | 2018-12-31 | 2019-12-31 | 365 | 8.4698 | 8 | 0.46981
72680 | 8.28 | 0.8 | 2018-12-31 | 2019-12-31 | 365 | 7.5898 | 7 | 0.58983
72684 | 6.6 | 0.8 | 2018-12-31 | 2019-12-31 | 365 | 6.0499 | 6 | 0.049866
72686 | 5.6 | 0.8 | 2018-12-31 | 2019-12-31 | 365 | 5.1332 | 5 | 0.13322
72687 | 7.2 | 0.8 | 2018-12-31 | 2019-12-31 | 365 | 6.5999 | 6 | 0.59985
72692 | 7.245 | 0.8 | 2018-12-31 | 2019-12-31 | 365 | 6.6411 | 6 | 0.6411
72693 | 7.8 | 0.8 | 2018-12-31 | 2019-12-31 | 365 | 7.1498 | 7 | 0.14984
72694 | 8.04 | 0.8 | 2018-12-31 | 2019-12-31 | 365 | 7.3698 | 7 | 0.36984
72696 | 7.2 | 0.8 | 2018-12-31 | 2019-12-31 | 365 | 6.5999 | 6 | 0.59985
72704 | 9.135 | 0.8 | 2018-12-31 | 2019-12-31 | 365 | 8.3736 | 8 | 0.37356
72705 | 8.91 | 0.8 | 2018-12-31 | 2019-12-31 | 365 | 8.1673 | 8 | 0.16732
72709 | 9.6 | 0.8 | 2018-12-31 | 2019-12-31 | 365 | 8.7998 | 8 | 0.79981
72710 | 10.8 | 0.8 | 2018-12-31 | 2019-12-31 | 365 | 9.8998 | 9 | 0.89978
72711 | 10.725 | 0.8 | 2018-12-31 | 2019-12-31 | 365 | 9.831 | 9 | 0.83103
72713 | 9.135 | 0.8 | 2018-12-31 | 2019-12-31 | 365 | 8.3736 | 8 | 0.37356
72725 | 9.6 | 0.8 | 2018-12-31 | 2019-12-31 | 365 | 8.7998 | 8 | 0.79981
72726 | 8.215 | 0.8 | 2018-12-31 | 2019-12-31 | 365 | 7.5303 | 7 | 0.53025
72727 | 8.64 | 0.8 | 2018-12-31 | 2019-12-31 | 365 | 7.9198 | 7 | 0.91982
72729 | 7.26 | 0.8 | 2018-12-31 | 2019-12-31 | 365 | 6.6549 | 6 | 0.65485
72730 | 5.88 | 0.8 | 2018-12-31 | 2019-12-31 | 365 | 5.3899 | 5 | 0.38988
72778 | 13.5 | 0.8 | 2018-12-31 | 2019-12-31 | 365 | 12.3747 | 12 | 0.37473
72779 | 8.7 | 0.8 | 2018-12-31 | 2019-12-31 | 365 | 7.9748 | 7 | 0.97482
72781 | 9.9 | 0.8 | 2018-12-31 | 2019-12-31 | 365 | 9.0748 | 9 | 0.074799
72782 | 8.1 | 0.8 | 2018-12-31 | 2019-12-31 | 365 | 7.4248 | 7 | 0.42484
72847 | 6.6 | 0.8 | 2018-12-31 | 2019-12-31 | 365 | 6.0499 | 6 | 0.049866
72283 | 6.36 | 1 | 2018-12-31 | 2019-12-31 | 365 | 7.2873 | 7 | 0.28734
72284 | 3.18 | 1 | 2018-12-31 | 2019-12-31 | 365 | 3.6437 | 3 | 0.64367
72510 | 4.77 | 0.8 | 2018-12-31 | 2019-12-31 | 365 | 4.3724 | 4 | 0.3724
72138 | 6.75 | 0.8 | 2018-12-31 | 2019-12-31 | 365 | 6.1874 | 6 | 0.18736
72191 | 8.96 | 0.8 | 2018-12-31 | 2019-12-31 | 365 | 8.2132 | 8 | 0.21315
72114 | 7.2 | 0.8 | 2018-12-31 | 2019-12-31 | 365 | 6.5999 | 6 | 0.59985
51269 | 6.54 | 1 | 2018-12-31 | 2019-12-31 | 365 | 7.4936 | 7 | 0.49358
72024 | 13.2 | 1 | 2018-12-31 | 2019-12-31 | 365 | 15.1247 | 15 | 0.12467
71671 | 10.26 | 1 | 2018-12-31 | 2019-12-31 | 365 | 11.756 | 11 | 0.75599
72940 | 9 | 0.8 | 2018-12-31 | 2019-12-31 | 365 | 8.2498 | 8 | 0.24982
72941 | 12.72 | 0.8 | 2018-12-31 | 2019-12-31 | 365 | 11.6597 | 11 | 0.65974
72942 | 9.9 | 0.8 | 2018-12-31 | 2019-12-31 | 365 | 9.0748 | 9 | 0.074799
72689 | 14.64 | 0.8 | 2018-12-31 | 2019-12-31 | 365 | 13.4197 | 13 | 0.4197
72944 | 10.56 | 0.8 | 2018-12-31 | 2019-12-31 | 365 | 9.6798 | 9 | 0.67979
72949 | 10.385 | 0.8 | 2018-12-31 | 2019-12-31 | 365 | 9.5194 | 9 | 0.51937
72950 | 24.75 | 0.8 | 2018-12-31 | 2019-12-31 | 365 | 22.687 | 22 | 0.687
72951 | 4.2 | 0.8 | 2018-12-31 | 2019-12-31 | 365 | 3.8499 | 3 | 0.84991
72952 | 13.44 | 0.8 | 2018-12-31 | 2019-12-31 | 365 | 12.3197 | 12 | 0.31973
72953 | 8.54 | 0.8 | 2018-12-31 | 2019-12-31 | 365 | 7.8282 | 7 | 0.82816
72954 | 3.24 | 0.8 | 2018-12-31 | 2019-12-31 | 365 | 2.9699 | 2 | 0.96993
72955 | 10.8 | 0.8 | 2018-12-31 | 2019-12-31 | 365 | 9.8998 | 9 | 0.89978
72956 | 7 | 0.8 | 2018-12-31 | 2019-12-31 | 365 | 6.4165 | 6 | 0.41652
72957 | 11.88 | 0.8 | 2018-12-31 | 2019-12-31 | 365 | 10.8898 | 10 | 0.88976
72958 | 8.96 | 0.8 | 2018-12-31 | 2019-12-31 | 365 | 8.2132 | 8 | 0.21315
72959 | 11.055 | 0.8 | 2018-12-31 | 2019-12-31 | 365 | 10.1335 | 10 | 0.13353
72960 | 5.32 | 0.8 | 2018-12-31 | 2019-12-31 | 365 | 4.8766 | 4 | 0.87656
72961 | 7.28 | 0.8 | 2018-12-31 | 2019-12-31 | 365 | 6.6732 | 6 | 0.67319
72962 | 10.395 | 0.8 | 2018-12-31 | 2019-12-31 | 365 | 9.5285 | 9 | 0.52854
72963 | 7.4 | 0.8 | 2018-12-31 | 2019-12-31 | 365 | 6.7832 | 6 | 0.78318
72965 | 7.26 | 0.8 | 2018-12-31 | 2019-12-31 | 365 | 6.6549 | 6 | 0.65485
72966 | 4.32 | 0.8 | 2018-12-31 | 2019-12-31 | 365 | 3.9599 | 3 | 0.95991
72967 | 13.2 | 0.8 | 2018-12-31 | 2019-12-31 | 365 | 12.0997 | 12 | 0.099732
72968 | 7.68 | 0.8 | 2018-12-31 | 2019-12-31 | 365 | 7.0398 | 7 | 0.039844
72969 | 5.12 | 0.8 | 2018-12-31 | 2019-12-31 | 365 | 4.6932 | 4 | 0.69323
72970 | 11.4 | 0.8 | 2018-12-31 | 2019-12-31 | 365 | 10.4498 | 10 | 0.44977
72971 | 9.6 | 0.8 | 2018-12-31 | 2019-12-31 | 365 | 8.7998 | 8 | 0.79981
72972 | 3.64 | 0.8 | 2018-12-31 | 2019-12-31 | 365 | 3.3366 | 3 | 0.33659
72973 | 6.72 | 0.8 | 2018-12-31 | 2019-12-31 | 365 | 6.1599 | 6 | 0.15986
72974 | 5.04 | 0.8 | 2018-12-31 | 2019-12-31 | 365 | 4.6199 | 4 | 0.6199
72975 | 24.96 | 0.8 | 2018-12-31 | 2019-12-31 | 365 | 22.8795 | 22 | 0.87949
72976 | 10.385 | 0.8 | 2018-12-31 | 2019-12-31 | 365 | 9.5194 | 9 | 0.51937
72977 | 7.56 | 0.8 | 2018-12-31 | 2019-12-31 | 365 | 6.9298 | 6 | 0.92985
72978 | 9.18 | 0.8 | 2018-12-31 | 2019-12-31 | 365 | 8.4148 | 8 | 0.41481
72979 | 10.98 | 0.8 | 2018-12-31 | 2019-12-31 | 365 | 10.0648 | 10 | 0.064777
72980 | 11 | 0.8 | 2018-12-31 | 2019-12-31 | 365 | 10.0831 | 10 | 0.08311
72981 | 7.425 | 0.8 | 2018-12-31 | 2019-12-31 | 365 | 6.8061 | 6 | 0.8061
72982 | 6.9 | 0.8 | 2018-12-31 | 2019-12-31 | 365 | 6.3249 | 6 | 0.32486
72983 | 7.2 | 0.8 | 2018-12-31 | 2019-12-31 | 365 | 6.5999 | 6 | 0.59985
72984 | 7.2 | 0.8 | 2018-12-31 | 2019-12-31 | 365 | 6.5999 | 6 | 0.59985
72986 | 11 | 0.8 | 2018-12-31 | 2019-12-31 | 365 | 10.0831 | 10 | 0.08311
72988 | 9.57 | 0.8 | 2018-12-31 | 2019-12-31 | 365 | 8.7723 | 8 | 0.77231
72989 | 14.4 | 0.8 | 2018-12-31 | 2019-12-31 | 365 | 13.1997 | 13 | 0.19971
72990 | 17.49 | 0.8 | 2018-12-31 | 2019-12-31 | 365 | 16.0321 | 16 | 0.032146
72991 | 11 | 0.8 | 2018-12-31 | 2019-12-31 | 365 | 10.0831 | 10 | 0.08311
72992 | 7.93 | 0.8 | 2018-12-31 | 2019-12-31 | 365 | 7.269 | 7 | 0.26901
72993 | 8.96 | 0.8 | 2018-12-31 | 2019-12-31 | 365 | 8.2132 | 8 | 0.21315
72994 | 3.36 | 0.8 | 2018-12-31 | 2019-12-31 | 365 | 3.0799 | 3 | 0.079932
72995 | 5.355 | 0.8 | 2018-12-31 | 2019-12-31 | 365 | 4.9086 | 4 | 0.90864
72996 | 5.04 | 0.8 | 2018-12-31 | 2019-12-31 | 365 | 4.6199 | 4 | 0.6199
72997 | 7.84 | 0.8 | 2018-12-31 | 2019-12-31 | 365 | 7.1865 | 7 | 0.18651
72998 | 7.56 | 0.8 | 2018-12-31 | 2019-12-31 | 365 | 6.9298 | 6 | 0.92985
72999 | 4.48 | 0.8 | 2018-12-31 | 2019-12-31 | 365 | 4.1066 | 4 | 0.10658
73000 | 7.5 | 0.8 | 2018-12-31 | 2019-12-31 | 365 | 6.8748 | 6 | 0.87485
73001 | 10.98 | 0.8 | 2018-12-31 | 2019-12-31 | 365 | 10.0648 | 10 | 0.064777
73002 | 5.88 | 0.8 | 2018-12-31 | 2019-12-31 | 365 | 5.3899 | 5 | 0.38988
73003 | 12 | 0.8 | 2018-12-31 | 2019-12-31 | 365 | 10.9998 | 10 | 0.99976
73004 | 7 | 0.8 | 2018-12-31 | 2019-12-31 | 365 | 6.4165 | 6 | 0.41652
73005 | 11.4 | 0.8 | 2018-12-31 | 2019-12-31 | 365 | 10.4498 | 10 | 0.44977
73006 | 5.4 | 0.8 | 2018-12-31 | 2019-12-31 | 365 | 4.9499 | 4 | 0.94989
73007 | 9.24 | 0.8 | 2018-12-31 | 2019-12-31 | 365 | 8.4698 | 8 | 0.46981
73013 | 5.04 | 0.8 | 2018-12-31 | 2019-12-31 | 365 | 4.6199 | 4 | 0.6199
73014 | 11.88 | 0.8 | 2018-12-31 | 2019-12-31 | 365 | 10.8898 | 10 | 0.88976
73015 | 4.48 | 0.8 | 2018-12-31 | 2019-12-31 | 365 | 4.1066 | 4 | 0.10658
73020 | 5.32 | 0.8 | 2018-12-31 | 2019-12-31 | 365 | 4.8766 | 4 | 0.87656
73024 | 3.96 | 0.8 | 2018-12-31 | 2019-12-31 | 365 | 3.6299 | 3 | 0.62992
73029 | 4.76 | 0.8 | 2018-12-31 | 2019-12-31 | 365 | 4.3632 | 4 | 0.36324
73030 | 5.04 | 0.8 | 2018-12-31 | 2019-12-31 | 365 | 4.6199 | 4 | 0.6199
73031 | 6.72 | 0.8 | 2018-12-31 | 2019-12-31 | 365 | 6.1599 | 6 | 0.15986
70664 | 6.3 | 1 | 2018-12-31 | 2019-12-31 | 365 | 7.2186 | 7 | 0.21859
71519 | 11.1 | 0.8 | 2018-12-31 | 2019-12-31 | 365 | 10.1748 | 10 | 0.17478
72695 | 13.8 | 0.8 | 2018-12-31 | 2019-12-31 | 365 | 12.6497 | 12 | 0.64972
73032 | 11.05 | 0.8 | 2018-12-31 | 2019-12-31 | 365 | 10.1289 | 10 | 0.12894
73033 | 13.545 | 0.8 | 2018-12-31 | 2019-12-31 | 365 | 12.416 | 12 | 0.41598
73037 | 5.88 | 0.8 | 2018-12-31 | 2019-12-31 | 365 | 5.3899 | 5 | 0.38988
73038 | 7.84 | 0.8 | 2018-12-31 | 2019-12-31 | 365 | 7.1865 | 7 | 0.18651
73039 | 13.92 | 0.8 | 2018-12-31 | 2019-12-31 | 365 | 12.7597 | 12 | 0.75972
73040 | 13.25 | 1 | 2018-12-31 | 2019-12-31 | 365 | 15.182 | 15 | 0.18196
73041 | 4.675 | 0.8 | 2018-12-31 | 2019-12-31 | 365 | 4.2853 | 4 | 0.28532
73042 | 5.775 | 0.8 | 2018-12-31 | 2019-12-31 | 365 | 5.2936 | 5 | 0.29363
73043 | 7.15 | 0.8 | 2018-12-31 | 2019-12-31 | 365 | 6.554 | 6 | 0.55402
73044 | 6.6 | 0.8 | 2018-12-31 | 2019-12-31 | 365 | 6.0499 | 6 | 0.049866
73045 | 5.76 | 0.8 | 2018-12-31 | 2019-12-31 | 365 | 5.2799 | 5 | 0.27988
73046 | 5.04 | 0.8 | 2018-12-31 | 2019-12-31 | 365 | 4.6199 | 4 | 0.6199
73047 | 6.16 | 0.8 | 2018-12-31 | 2019-12-31 | 365 | 5.6465 | 5 | 0.64654
73050 | 5.76 | 0.8 | 2018-12-31 | 2019-12-31 | 365 | 5.2799 | 5 | 0.27988
73052 | 10.37 | 0.8 | 2018-12-31 | 2019-12-31 | 365 | 9.5056 | 9 | 0.50562
73053 | 3.36 | 0.8 | 2018-12-31 | 2019-12-31 | 365 | 3.0799 | 3 | 0.079932
73054 | 6.54 | 0.8 | 2018-12-31 | 2019-12-31 | 365 | 5.9949 | 5 | 0.99487
73055 | 8.8 | 0.8 | 2018-12-31 | 2019-12-31 | 365 | 8.0665 | 8 | 0.066488
73057 | 4.5 | 0.8 | 2018-12-31 | 2019-12-31 | 365 | 4.1249 | 4 | 0.12491
72646 | 12.96 | 0.8 | 2018-12-31 | 2019-12-31 | 365 | 11.8797 | 11 | 0.87974
72348 | 7.95 | 1 | 2018-12-31 | 2019-12-31 | 365 | 9.1092 | 9 | 0.10917
72415 | 4.62 | 0.8 | 2018-12-31 | 2019-12-31 | 365 | 4.2349 | 4 | 0.23491
70812 | 8.775 | 0.8 | 2018-12-31 | 2019-12-31 | 365 | 8.0436 | 8 | 0.043572
73061 | 4.2 | 0.8 | 2018-12-31 | 2019-12-31 | 365 | 3.8499 | 3 | 0.84991
73062 | 4.2 | 0.8 | 2018-12-31 | 2019-12-31 | 365 | 3.8499 | 3 | 0.84991
73063 | 2.56 | 0.8 | 2018-12-31 | 2019-12-31 | 365 | 2.3466 | 2 | 0.34661
73064 | 8.37 | 0.8 | 2018-12-31 | 2019-12-31 | 365 | 7.6723 | 7 | 0.67233
73065 | 8.1 | 0.8 | 2018-12-31 | 2019-12-31 | 365 | 7.4248 | 7 | 0.42484
73066 | 7.15 | 0.8 | 2018-12-31 | 2019-12-31 | 365 | 6.554 | 6 | 0.55402
73067 | 10.23 | 0.8 | 2018-12-31 | 2019-12-31 | 365 | 9.3773 | 9 | 0.37729
73068 | 5.4 | 0.8 | 2018-12-31 | 2019-12-31 | 365 | 4.9499 | 4 | 0.94989
73071 | 5.5 | 0.8 | 2018-12-31 | 2019-12-31 | 365 | 5.0416 | 5 | 0.041555
73089 | 7.395 | 0.8 | 2018-12-31 | 2019-12-31 | 365 | 6.7786 | 6 | 0.7786
73086 | 9.9 | 0.8 | 2018-12-31 | 2019-12-31 | 365 | 9.0748 | 9 | 0.074799
73090 | 13.26 | 0.8 | 2018-12-31 | 2019-12-31 | 365 | 12.1547 | 12 | 0.15473
73091 | 13.44 | 0.8 | 2018-12-31 | 2019-12-31 | 365 | 12.3197 | 12 | 0.31973
73092 | 12.8 | 0.8 | 2018-12-31 | 2019-12-31 | 365 | 11.7331 | 11 | 0.73307
73093 | 12.16 | 0.8 | 2018-12-31 | 2019-12-31 | 365 | 11.1464 | 11 | 0.14642
73094 | 6.6 | 0.8 | 2018-12-31 | 2019-12-31 | 365 | 6.0499 | 6 | 0.049866
73095 | 7.2 | 0.8 | 2018-12-31 | 2019-12-31 | 365 | 6.5999 | 6 | 0.59985
73097 | 7.2 | 0.8 | 2018-12-31 | 2019-12-31 | 365 | 6.5999 | 6 | 0.59985
73098 | 14.49 | 0.8 | 2018-12-31 | 2019-12-31 | 365 | 13.2822 | 13 | 0.28221
73099 | 5.355 | 0.8 | 2018-12-31 | 2019-12-31 | 365 | 4.9086 | 4 | 0.90864
73101 | 7.15 | 0.8 | 2018-12-31 | 2019-12-31 | 365 | 6.554 | 6 | 0.55402
73102 | 4.2 | 0.8 | 2018-12-31 | 2019-12-31 | 365 | 3.8499 | 3 | 0.84991
73103 | 4.2 | 0.8 | 2018-12-31 | 2019-12-31 | 365 | 3.8499 | 3 | 0.84991
73105 | 4.2 | 0.8 | 2018-12-31 | 2019-12-31 | 365 | 3.8499 | 3 | 0.84991
73138 | 12.435 | 0.8 | 2018-12-31 | 2019-12-31 | 365 | 11.3985 | 11 | 0.3985
73139 | 24.42 | 0.8 | 2018-12-31 | 2019-12-31 | 365 | 22.3845 | 22 | 0.38451
73141 | 3.35 | 0.8 | 2018-12-31 | 2019-12-31 | 365 | 3.0708 | 3 | 0.070765
73142 | 4.76 | 0.8 | 2018-12-31 | 2019-12-31 | 365 | 4.3632 | 4 | 0.36324
73143 | 8.64 | 0.8 | 2018-12-31 | 2019-12-31 | 365 | 7.9198 | 7 | 0.91982
73146 | 12.21 | 0.8 | 2018-12-31 | 2019-12-31 | 365 | 11.1923 | 11 | 0.19225
73147 | 3.78 | 1 | 2018-12-31 | 2019-12-31 | 365 | 4.3312 | 4 | 0.33115
73149 | 10.08 | 0.8 | 2018-12-31 | 2019-12-31 | 365 | 9.2398 | 9 | 0.2398
73150 | 3 | 0.8 | 2018-12-31 | 2019-12-31 | 365 | 2.7499 | 2 | 0.74994
73151 | 7.875 | 0.8 | 2018-12-31 | 2019-12-31 | 365 | 7.2186 | 7 | 0.21859
73153 | 9.38 | 0.8 | 2018-12-31 | 2019-12-31 | 365 | 8.5981 | 8 | 0.59814
73154 | 11.16 | 0.8 | 2018-12-31 | 2019-12-31 | 365 | 10.2298 | 10 | 0.22977
73161 | 8.64 | 0.8 | 2018-12-31 | 2019-12-31 | 365 | 7.9198 | 7 | 0.91982
73163 | 6.09 | 0.8 | 2018-12-31 | 2019-12-31 | 365 | 5.5824 | 5 | 0.58238
73166 | 8.71 | 0.8 | 2018-12-31 | 2019-12-31 | 365 | 7.984 | 7 | 0.98399
73168 | 7.2 | 0.8 | 2018-12-31 | 2019-12-31 | 365 | 6.5999 | 6 | 0.59985
73169 | 12.21 | 0.8 | 2018-12-31 | 2019-12-31 | 365 | 11.1923 | 11 | 0.19225
73170 | 7.2 | 0.8 | 2018-12-31 | 2019-12-31 | 365 | 6.5999 | 6 | 0.59985
73171 | 7.26 | 0.8 | 2018-12-31 | 2019-12-31 | 365 | 6.6549 | 6 | 0.65485
73174 | 7.935 | 0.8 | 2018-12-31 | 2019-12-31 | 365 | 7.2736 | 7 | 0.27359
73176 | 5.4 | 0.8 | 2018-12-31 | 2019-12-31 | 365 | 4.9499 | 4 | 0.94989
73177 | 8.4 | 0.8 | 2018-12-31 | 2019-12-31 | 365 | 7.6998 | 7 | 0.69983
73178 | 6.21 | 0.8 | 2018-12-31 | 2019-12-31 | 365 | 5.6924 | 5 | 0.69237
73179 | 7.2 | 0.8 | 2018-12-31 | 2019-12-31 | 365 | 6.5999 | 6 | 0.59985
73180 | 6.6 | 0.8 | 2018-12-31 | 2019-12-31 | 365 | 6.0499 | 6 | 0.049866
73181 | 6 | 0.8 | 2018-12-31 | 2019-12-31 | 365 | 5.4999 | 5 | 0.49988
73183 | 9.28 | 0.8 | 2018-12-31 | 2019-12-31 | 365 | 8.5065 | 8 | 0.50648
73188 | 10.08 | 0.8 | 2018-12-31 | 2019-12-31 | 365 | 9.2398 | 9 | 0.2398
73240 | 7.44 | 0.8 | 2018-12-31 | 2019-12-31 | 365 | 6.8198 | 6 | 0.81985
73241 | 6.7 | 0.8 | 2018-12-31 | 2019-12-31 | 365 | 6.1415 | 6 | 0.14153
73242 | 3.92 | 0.8 | 2018-12-31 | 2019-12-31 | 365 | 3.5933 | 3 | 0.59325
73243 | 4.32 | 0.8 | 2018-12-31 | 2019-12-31 | 365 | 3.9599 | 3 | 0.95991
73249 | 11.34 | 0.8 | 2018-12-31 | 2019-12-31 | 365 | 10.3948 | 10 | 0.39477
73250 | 5.4 | 0.8 | 2018-12-31 | 2019-12-31 | 365 | 4.9499 | 4 | 0.94989
73251 | 6.72 | 0.8 | 2018-12-31 | 2019-12-31 | 365 | 6.1599 | 6 | 0.15986
73252 | 8.1 | 0.8 | 2018-12-31 | 2019-12-31 | 365 | 7.4248 | 7 | 0.42484
73253 | 9.24 | 0.8 | 2018-12-31 | 2019-12-31 | 365 | 8.4698 | 8 | 0.46981
73254 | 13.44 | 0.8 | 2018-12-31 | 2019-12-31 | 365 | 12.3197 | 12 | 0.31973
73255 | 13.2 | 0.8 | 2018-12-31 | 2019-12-31 | 365 | 12.0997 | 12 | 0.099732
73256 | 10.24 | 0.8 | 2018-12-31 | 2019-12-31 | 365 | 9.3865 | 9 | 0.38646
73257 | 5.565 | 0.8 | 2018-12-31 | 2019-12-31 | 365 | 5.1011 | 5 | 0.10114
73258 | 9.805 | 0.8 | 2018-12-31 | 2019-12-31 | 365 | 8.9877 | 8 | 0.98772
73259 | 4.2 | 0.8 | 2018-12-31 | 2019-12-31 | 365 | 3.8499 | 3 | 0.84991
73260 | 6.21 | 0.8 | 2018-12-31 | 2019-12-31 | 365 | 5.6924 | 5 | 0.69237
73261 | 7.84 | 0.8 | 2018-12-31 | 2019-12-31 | 365 | 7.1865 | 7 | 0.18651
73262 | 11.76 | 0.8 | 2018-12-31 | 2019-12-31 | 365 | 10.7798 | 10 | 0.77976
73263 | 7.68 | 0.8 | 2018-12-31 | 2019-12-31 | 365 | 7.0398 | 7 | 0.039844
73264 | 9.455 | 0.8 | 2018-12-31 | 2019-12-31 | 365 | 8.6669 | 8 | 0.66689
73265 | 4.725 | 0.8 | 2018-12-31 | 2019-12-31 | 365 | 4.3312 | 4 | 0.33115
73268 | 9.805 | 0.8 | 2018-12-31 | 2019-12-31 | 365 | 8.9877 | 8 | 0.98772
73269 | 10.92 | 0.8 | 2018-12-31 | 2019-12-31 | 365 | 10.0098 | 10 | 0.0097787
73270 | 8.99 | 0.8 | 2018-12-31 | 2019-12-31 | 365 | 8.2407 | 8 | 0.24065
73271 | 7.28 | 0.8 | 2018-12-31 | 2019-12-31 | 365 | 6.6732 | 6 | 0.67319
73272 | 6.625 | 0.8 | 2018-12-31 | 2019-12-31 | 365 | 6.0728 | 6 | 0.072782
73273 | 9.52 | 0.8 | 2018-12-31 | 2019-12-31 | 365 | 8.7265 | 8 | 0.72647
73274 | 5.32 | 0.8 | 2018-12-31 | 2019-12-31 | 365 | 4.8766 | 4 | 0.87656
73275 | 9.28 | 0.8 | 2018-12-31 | 2019-12-31 | 365 | 8.5065 | 8 | 0.50648
73276 | 7.28 | 0.8 | 2018-12-31 | 2019-12-31 | 365 | 6.6732 | 6 | 0.67319
73277 | 4.35 | 0.8 | 2018-12-31 | 2019-12-31 | 365 | 3.9874 | 3 | 0.98741
73278 | 11.34 | 0.8 | 2018-12-31 | 2019-12-31 | 365 | 10.3948 | 10 | 0.39477
73289 | 4.48 | 0.8 | 2018-12-31 | 2019-12-31 | 365 | 4.1066 | 4 | 0.10658
73291 | 13.44 | 0.8 | 2018-12-31 | 2019-12-31 | 365 | 12.3197 | 12 | 0.31973
73292 | 3.08 | 0.8 | 2018-12-31 | 2019-12-31 | 365 | 2.8233 | 2 | 0.82327
73295 | 3.84 | 0.8 | 2018-12-31 | 2019-12-31 | 365 | 3.5199 | 3 | 0.51992
73297 | 5.695 | 0.8 | 2018-12-31 | 2019-12-31 | 365 | 5.2203 | 5 | 0.2203
73298 | 13.68 | 0.8 | 2018-12-31 | 2019-12-31 | 365 | 12.5397 | 12 | 0.53972
43452 | 7.848 | 0.8 | 2018-12-31 | 2019-12-31 | 365 | 7.1938 | 7 | 0.19384
73266 | 8.7 | 0.8 | 2018-12-31 | 2019-12-31 | 365 | 7.9748 | 7 | 0.97482
73336 | 5.13 | 0.8 | 2018-12-31 | 2019-12-31 | 365 | 4.7024 | 4 | 0.7024
73339 | 5.76 | 0.8 | 2018-12-31 | 2019-12-31 | 365 | 5.2799 | 5 | 0.27988
73340 | 11.16 | 0.8 | 2018-12-31 | 2019-12-31 | 365 | 10.2298 | 10 | 0.22977
73341 | 9.9 | 0.8 | 2018-12-31 | 2019-12-31 | 365 | 9.0748 | 9 | 0.074799
73342 | 6.03 | 0.8 | 2018-12-31 | 2019-12-31 | 365 | 5.5274 | 5 | 0.52738
73344 | 6.3 | 0.8 | 2018-12-31 | 2019-12-31 | 365 | 5.7749 | 5 | 0.77487
73267 | 11.07 | 0.8 | 2018-12-31 | 2019-12-31 | 365 | 10.1473 | 10 | 0.14728
73481 | 2.56 | 0.8 | 2018-12-31 | 2019-12-31 | 365 | 2.3466 | 2 | 0.34661
73485 | 5.04 | 0.8 | 2018-12-31 | 2019-12-31 | 365 | 4.6199 | 4 | 0.6199
73160 | 9.6 | 0.8 | 2018-12-31 | 2019-12-31 | 365 | 8.7998 | 8 | 0.79981
73486 | 9.24 | 0.8 | 2018-12-31 | 2019-12-31 | 365 | 8.4698 | 8 | 0.46981
73488 | 11.55 | 0.8 | 2018-12-31 | 2019-12-31 | 365 | 10.5873 | 10 | 0.58727
73489 | 6.825 | 0.8 | 2018-12-31 | 2019-12-31 | 365 | 6.2561 | 6 | 0.25611
73492 | 3.05 | 0.8 | 2018-12-31 | 2019-12-31 | 365 | 2.7958 | 2 | 0.79577
73495 | 6.24 | 1 | 2018-12-31 | 2019-12-31 | 365 | 7.1498 | 7 | 0.14984
73497 | 9.45 | 1 | 2018-12-31 | 2019-12-31 | 365 | 10.8279 | 10 | 0.82789
72678 | 10.44 | 0.8 | 2018-12-31 | 2019-12-31 | 365 | 9.5698 | 9 | 0.56979
35294 | 574.2 | 0.7 | 2018-12-31 | 2019-12-31 | 365 | 460.5461 | 460 | 0.54607
73520 | 10.725 | 0.8 | 2018-12-31 | 2019-12-31 | 365 | 9.831 | 9 | 0.83103
73521 | 9.15 | 0.8 | 2018-12-31 | 2019-12-31 | 365 | 8.3873 | 8 | 0.38731
73522 | 13.2 | 0.8 | 2018-12-31 | 2019-12-31 | 365 | 12.0997 | 12 | 0.099732
73523 | 3.36 | 0.8 | 2018-12-31 | 2019-12-31 | 365 | 3.0799 | 3 | 0.079932
73525 | 6.825 | 0.8 | 2018-12-31 | 2019-12-31 | 365 | 6.2561 | 6 | 0.25611
73526 | 9.3 | 0.8 | 2018-12-31 | 2019-12-31 | 365 | 8.5248 | 8 | 0.52481
73533 | 12.3 | 0.8 | 2018-12-31 | 2019-12-31 | 365 | 11.2748 | 11 | 0.27475
73534 | 5.94 | 0.8 | 2018-12-31 | 2019-12-31 | 365 | 5.4449 | 5 | 0.44488
73536 | 4.88 | 0.8 | 2018-12-31 | 2019-12-31 | 365 | 4.4732 | 4 | 0.47323
73540 | 6.03 | 0.8 | 2018-12-31 | 2019-12-31 | 365 | 5.5274 | 5 | 0.52738
73542 | 8.1 | 0.8 | 2018-12-31 | 2019-12-31 | 365 | 7.4248 | 7 | 0.42484
73547 | 10.065 | 0.8 | 2018-12-31 | 2019-12-31 | 365 | 9.226 | 9 | 0.22605
72124 | 8.84 | 0.8 | 2018-12-31 | 2019-12-31 | 365 | 8.1032 | 8 | 0.10315
73559 | 7.68 | 0.8 | 2018-12-31 | 2019-12-31 | 365 | 7.0398 | 7 | 0.039844
73561 | 8.625 | 0.8 | 2018-12-31 | 2019-12-31 | 365 | 7.9061 | 7 | 0.90608
73565 | 9.9 | 0.8 | 2018-12-31 | 2019-12-31 | 365 | 9.0748 | 9 | 0.074799
73569 | 7.7 | 0.8 | 2018-12-31 | 2019-12-31 | 365 | 7.0582 | 7 | 0.058177
73571 | 8.235 | 0.8 | 2018-12-31 | 2019-12-31 | 365 | 7.5486 | 7 | 0.54858
73564 | 11.4 | 0.8 | 2018-12-31 | 2019-12-31 | 365 | 10.4498 | 10 | 0.44977
73575 | 4.05 | 0.8 | 2018-12-31 | 2019-12-31 | 365 | 3.7124 | 3 | 0.71242
73580 | 4.32 | 0.8 | 2018-12-31 | 2019-12-31 | 365 | 3.9599 | 3 | 0.95991
73581 | 7.25 | 0.8 | 2018-12-31 | 2019-12-31 | 365 | 6.6457 | 6 | 0.64569
73586 | 3.3 | 0.8 | 2018-12-31 | 2019-12-31 | 365 | 3.0249 | 3 | 0.024933
73587 | 12.375 | 0.8 | 2018-12-31 | 2019-12-31 | 365 | 11.3435 | 11 | 0.3435
73588 | 7.425 | 0.8 | 2018-12-31 | 2019-12-31 | 365 | 6.8061 | 6 | 0.8061
73590 | 5.44 | 0.8 | 2018-12-31 | 2019-12-31 | 365 | 4.9866 | 4 | 0.98656
73593 | 8.4 | 0.8 | 2018-12-31 | 2019-12-31 | 365 | 7.6998 | 7 | 0.69983
73738 | 8.7 | 0.8 | 2018-12-31 | 2019-12-31 | 365 | 7.9748 | 7 | 0.97482
73739 | 7.68 | 1 | 2018-12-31 | 2019-12-31 | 365 | 8.7998 | 8 | 0.79981
73741 | 6.4 | 0.8 | 2018-12-31 | 2019-12-31 | 365 | 5.8665 | 5 | 0.86654
73742 | 12 | 0.8 | 2018-12-31 | 2019-12-31 | 365 | 10.9998 | 10 | 0.99976
73743 | 14.28 | 0.8 | 2018-12-31 | 2019-12-31 | 365 | 13.0897 | 13 | 0.089711
73744 | 21.28 | 0.8 | 2018-12-31 | 2019-12-31 | 365 | 19.5062 | 19 | 0.50624
73745 | 4.86 | 0.8 | 2018-12-31 | 2019-12-31 | 365 | 4.4549 | 4 | 0.4549
63513 | 176.205 | 0.9 | 2018-12-31 | 2019-12-31 | 365 | 181.7074 | 181 | 0.70739
72780 | 24.64 | 0.8 | 2018-12-31 | 2019-12-31 | 365 | 22.5862 | 22 | 0.58617
73104 | 8.68 | 0.8 | 2018-12-31 | 2019-12-31 | 365 | 7.9565 | 7 | 0.95649
72574 | 10.395 | 0.8 | 2018-12-31 | 2019-12-31 | 365 | 9.5285 | 9 | 0.52854
65280 | 69.68 | 0.65 | 2018-12-31 | 2019-12-31 | 365 | 51.8959 | 51 | 0.89594
73740 | 10.8 | 0.8 | 2018-12-31 | 2019-12-31 | 365 | 9.8998 | 9 | 0.89978
72698 | 7.2 | 0.8 | 2018-12-31 | 2019-12-31 | 365 | 6.5999 | 6 | 0.59985
73759 | 11.1 | 0.8 | 2018-12-31 | 2019-12-31 | 365 | 10.1748 | 10 | 0.17478
73775 | 4.32 | 0.8 | 2018-12-31 | 2019-12-31 | 365 | 3.9599 | 3 | 0.95991
72690 | 5.355 | 0.8 | 2018-12-31 | 2019-12-31 | 365 | 4.9086 | 4 | 0.90864
73776 | 13.44 | 0.8 | 2018-12-31 | 2019-12-31 | 365 | 12.3197 | 12 | 0.31973
73778 | 15 | 0.8 | 2018-12-31 | 2019-12-31 | 365 | 13.7497 | 13 | 0.7497
73782 | 7.02 | 0.8 | 2018-12-31 | 2019-12-31 | 365 | 6.4349 | 6 | 0.43486
73784 | 9.72 | 0.8 | 2018-12-31 | 2019-12-31 | 365 | 8.9098 | 8 | 0.9098
73787 | 7.5 | 0.8 | 2018-12-31 | 2019-12-31 | 365 | 6.8748 | 6 | 0.87485
73789 | 8.64 | 0.8 | 2018-12-31 | 2019-12-31 | 365 | 7.9198 | 7 | 0.91982
73791 | 10.8 | 0.8 | 2018-12-31 | 2019-12-31 | 365 | 9.8998 | 9 | 0.89978
73792 | 8.32 | 0.8 | 2018-12-31 | 2019-12-31 | 365 | 7.6265 | 7 | 0.6265
73764 | 6.05 | 0.8 | 2018-12-31 | 2019-12-31 | 365 | 5.5457 | 5 | 0.54571
73766 | 5.7 | 0.8 | 2018-12-31 | 2019-12-31 | 365 | 5.2249 | 5 | 0.22488
73795 | 8.54 | 0.8 | 2018-12-31 | 2019-12-31 | 365 | 7.8282 | 7 | 0.82816
73768 | 11.4 | 0.8 | 2018-12-31 | 2019-12-31 | 365 | 10.4498 | 10 | 0.44977
73797 | 17.6 | 0.8 | 2018-12-31 | 2019-12-31 | 365 | 16.133 | 16 | 0.13298
73801 | 23.1 | 0.8 | 2018-12-31 | 2019-12-31 | 365 | 21.1745 | 21 | 0.17453
73806 | 7.68 | 0.8 | 2018-12-31 | 2019-12-31 | 365 | 7.0398 | 7 | 0.039844
73809 | 11.52 | 0.8 | 2018-12-31 | 2019-12-31 | 365 | 10.5598 | 10 | 0.55977
73812 | 11.34 | 0.8 | 2018-12-31 | 2019-12-31 | 365 | 10.3948 | 10 | 0.39477
73814 | 8.32 | 0.8 | 2018-12-31 | 2019-12-31 | 365 | 7.6265 | 7 | 0.6265
73816 | 10.4 | 0.8 | 2018-12-31 | 2019-12-31 | 365 | 9.5331 | 9 | 0.53312
73817 | 7.2 | 0.8 | 2018-12-31 | 2019-12-31 | 365 | 6.5999 | 6 | 0.59985
73820 | 8.28 | 0.8 | 2018-12-31 | 2019-12-31 | 365 | 7.5898 | 7 | 0.58983
73823 | 10.56 | 0.8 | 2018-12-31 | 2019-12-31 | 365 | 9.6798 | 9 | 0.67979
69184 | 4.725 | 0.8 | 2018-12-31 | 2019-12-31 | 365 | 4.3312 | 4 | 0.33115
70728 | 4.68 | 0.8 | 2018-12-31 | 2019-12-31 | 365 | 4.2899 | 4 | 0.28991
73826 | 3.6 | 0.8 | 2018-12-31 | 2019-12-31 | 365 | 3.2999 | 3 | 0.29993
73830 | 2.7 | 0.8 | 2018-12-31 | 2019-12-31 | 365 | 2.4749 | 2 | 0.47495
73831 | 4.16 | 0.8 | 2018-12-31 | 2019-12-31 | 365 | 3.8132 | 3 | 0.81325
73832 | 6.12 | 0.8 | 2018-12-31 | 2019-12-31 | 365 | 5.6099 | 5 | 0.60988
73833 | 5.04 | 0.8 | 2018-12-31 | 2019-12-31 | 365 | 4.6199 | 4 | 0.6199
73834 | 10.72 | 0.8 | 2018-12-31 | 2019-12-31 | 365 | 9.8264 | 9 | 0.82645
73836 | 17.28 | 0.8 | 2018-12-31 | 2019-12-31 | 365 | 15.8396 | 15 | 0.83965
73839 | 8.64 | 0.8 | 2018-12-31 | 2019-12-31 | 365 | 7.9198 | 7 | 0.91982
73843 | 6.6 | 0.8 | 2018-12-31 | 2019-12-31 | 365 | 6.0499 | 6 | 0.049866
73844 | 6.48 | 0.8 | 2018-12-31 | 2019-12-31 | 365 | 5.9399 | 5 | 0.93987
73845 | 7.36 | 0.8 | 2018-12-31 | 2019-12-31 | 365 | 6.7465 | 6 | 0.74652
73846 | 19.2 | 0.8 | 2018-12-31 | 2019-12-31 | 365 | 17.5996 | 17 | 0.59961
73847 | 9.24 | 0.8 | 2018-12-31 | 2019-12-31 | 365 | 8.4698 | 8 | 0.46981
73848 | 8.1 | 0.8 | 2018-12-31 | 2019-12-31 | 365 | 7.4248 | 7 | 0.42484
73850 | 12.96 | 0.8 | 2018-12-31 | 2019-12-31 | 365 | 11.8797 | 11 | 0.87974
73851 | 5.94 | 0.8 | 2018-12-31 | 2019-12-31 | 365 | 5.4449 | 5 | 0.44488
73852 | 10.35 | 0.8 | 2018-12-31 | 2019-12-31 | 365 | 9.4873 | 9 | 0.48729
73860 | 6.72 | 0.8 | 2018-12-31 | 2019-12-31 | 365 | 6.1599 | 6 | 0.15986
73862 | 6.48 | 0.8 | 2018-12-31 | 2019-12-31 | 365 | 5.9399 | 5 | 0.93987
73864 | 13.25 | 0.8 | 2018-12-31 | 2019-12-31 | 365 | 12.1456 | 12 | 0.14556
73867 | 14.52 | 0.8 | 2018-12-31 | 2019-12-31 | 365 | 13.3097 | 13 | 0.30971
73873 | 3.51 | 0.8 | 2018-12-31 | 2019-12-31 | 365 | 3.2174 | 3 | 0.21743
73874 | 9.275 | 0.8 | 2018-12-31 | 2019-12-31 | 365 | 8.5019 | 8 | 0.5019
73875 | 5.94 | 0.8 | 2018-12-31 | 2019-12-31 | 365 | 5.4449 | 5 | 0.44488
73891 | 9.075 | 0.8 | 2018-12-31 | 2019-12-31 | 365 | 8.3186 | 8 | 0.31857
73894 | 3.71 | 0.8 | 2018-12-31 | 2019-12-31 | 365 | 3.4008 | 3 | 0.40076
73895 | 12.54 | 0.8 | 2018-12-31 | 2019-12-31 | 365 | 11.4947 | 11 | 0.49475
73902 | 11.84 | 0.8 | 2018-12-31 | 2019-12-31 | 365 | 10.8531 | 10 | 0.85309
73903 | 12.87 | 0.8 | 2018-12-31 | 2019-12-31 | 365 | 11.7972 | 11 | 0.79724
73904 | 7.92 | 0.8 | 2018-12-31 | 2019-12-31 | 365 | 7.2598 | 7 | 0.25984
73905 | 10.8 | 0.8 | 2018-12-31 | 2019-12-31 | 365 | 9.8998 | 9 | 0.89978
73906 | 6.93 | 0.8 | 2018-12-31 | 2019-12-31 | 365 | 6.3524 | 6 | 0.35236
73919 | 3.3 | 0.8 | 2018-12-31 | 2019-12-31 | 365 | 3.0249 | 3 | 0.024933
73920 | 11.06 | 0.8 | 2018-12-31 | 2019-12-31 | 365 | 10.1381 | 10 | 0.13811
64965 | 135 | 0.7 | 2018-12-31 | 2019-12-31 | 365 | 108.2789 | 108 | 0.27886
73773 | 7.15 | 0.8 | 2018-12-31 | 2019-12-31 | 365 | 6.554 | 6 | 0.55402
73790 | 3.15 | 0.8 | 2018-12-31 | 2019-12-31 | 365 | 2.8874 | 2 | 0.88744
73815 | 6 | 0.8 | 2018-12-31 | 2019-12-31 | 365 | 5.4999 | 5 | 0.49988
73819 | 6 | 0.8 | 2018-12-31 | 2019-12-31 | 365 | 5.4999 | 5 | 0.49988
73871 | 6.6 | 0.8 | 2018-12-31 | 2019-12-31 | 365 | 6.0499 | 6 | 0.049866
73493 | 7.2 | 0.8 | 2018-12-31 | 2019-12-31 | 365 | 6.5999 | 6 | 0.59985
73343 | 5.7 | 0.8 | 2018-12-31 | 2019-12-31 | 365 | 5.2249 | 5 | 0.22488
67488 | 10.92 | 1 | 2018-12-31 | 2019-12-31 | 365 | 12.5122 | 12 | 0.51222
72669 | 8.505 | 0.8 | 2018-12-31 | 2019-12-31 | 365 | 7.7961 | 7 | 0.79608
72621 | 6.72 | 0.8 | 2018-12-31 | 2019-12-31 | 365 | 6.1599 | 6 | 0.15986
73956 | 7.695 | 0.8 | 2018-12-31 | 2019-12-31 | 365 | 7.0536 | 7 | 0.053594
72964 | 4.8 | 0.8 | 2018-12-31 | 2019-12-31 | 365 | 4.3999 | 4 | 0.3999
71713 | 13.68 | 0.8 | 2018-12-31 | 2019-12-31 | 365 | 12.5397 | 12 | 0.53972
73034 | 10.395 | 0.8 | 2018-12-31 | 2019-12-31 | 365 | 9.5285 | 9 | 0.52854
74009 | 9.75 | 0.8 | 2018-12-31 | 2019-12-31 | 365 | 8.9373 | 8 | 0.9373
74011 | 15.84 | 0.8 | 2018-12-31 | 2019-12-31 | 365 | 14.5197 | 14 | 0.51968
74013 | 6.12 | 0.8 | 2018-12-31 | 2019-12-31 | 365 | 5.6099 | 5 | 0.60988
44256 | 63 | 1 | 2018-12-31 | 2019-12-31 | 365 | 72.1859 | 72 | 0.1859
74072 | 10.385 | 0.8 | 2018-12-31 | 2019-12-31 | 365 | 9.5194 | 9 | 0.51937
74073 | 8.71 | 0.8 | 2018-12-31 | 2019-12-31 | 365 | 7.984 | 7 | 0.98399
74077 | 6.6 | 0.8 | 2018-12-31 | 2019-12-31 | 365 | 6.0499 | 6 | 0.049866
74079 | 7.84 | 0.8 | 2018-12-31 | 2019-12-31 | 365 | 7.1865 | 7 | 0.18651
74080 | 3.9 | 0.8 | 2018-12-31 | 2019-12-31 | 365 | 3.5749 | 3 | 0.57492
74081 | 4.76 | 0.8 | 2018-12-31 | 2019-12-31 | 365 | 4.3632 | 4 | 0.36324
73338 | 7.56 | 0.8 | 2018-12-31 | 2019-12-31 | 365 | 6.9298 | 6 | 0.92985
73950 | 7.84 | 0.8 | 2018-12-31 | 2019-12-31 | 365 | 7.1865 | 7 | 0.18651
74075 | 5.12 | 0.8 | 2018-12-31 | 2019-12-31 | 365 | 4.6932 | 4 | 0.69323
74078 | 12.69 | 0.8 | 2018-12-31 | 2019-12-31 | 365 | 11.6322 | 11 | 0.63224
73578 | 5.2 | 1 | 2018-12-31 | 2019-12-31 | 365 | 5.9582 | 5 | 0.9582
74128 | 12.915 | 0.8 | 2018-12-31 | 2019-12-31 | 365 | 11.8385 | 11 | 0.83849
72987 | 9.28 | 0.8 | 2018-12-31 | 2019-12-31 | 365 | 8.5065 | 8 | 0.50648
74176 | 14.4 | 0.8 | 2018-12-31 | 2019-12-31 | 365 | 13.1997 | 13 | 0.19971
74178 | 10.2 | 0.8 | 2018-12-31 | 2019-12-31 | 365 | 9.3498 | 9 | 0.34979
74182 | 6.12 | 1 | 2018-12-31 | 2019-12-31 | 365 | 7.0123 | 7 | 0.012345
74183 | 9.99 | 0.8 | 2018-12-31 | 2019-12-31 | 365 | 9.1573 | 9 | 0.1573
74188 | 10.8 | 0.8 | 2018-12-31 | 2019-12-31 | 365 | 9.8998 | 9 | 0.89978
74189 | 11.655 | 0.8 | 2018-12-31 | 2019-12-31 | 365 | 10.6835 | 10 | 0.68351
74190 | 5.28 | 0.8 | 2018-12-31 | 2019-12-31 | 365 | 4.8399 | 4 | 0.83989
74191 | 10.395 | 0.8 | 2018-12-31 | 2019-12-31 | 365 | 9.5285 | 9 | 0.52854
74192 | 12.88 | 0.8 | 2018-12-31 | 2019-12-31 | 365 | 11.8064 | 11 | 0.80641
74196 | 8.235 | 0.8 | 2018-12-31 | 2019-12-31 | 365 | 7.5486 | 7 | 0.54858
74207 | 9.69 | 0.8 | 2018-12-31 | 2019-12-31 | 365 | 8.8823 | 8 | 0.8823
74209 | 11.725 | 0.8 | 2018-12-31 | 2019-12-31 | 365 | 10.7477 | 10 | 0.74768
74213 | 7.5 | 0.8 | 2018-12-31 | 2019-12-31 | 365 | 6.8748 | 6 | 0.87485
74226 | 10.08 | 0.8 | 2018-12-31 | 2019-12-31 | 365 | 9.2398 | 9 | 0.2398
74076 | 11.52 | 0.8 | 2018-12-31 | 2019-12-31 | 365 | 10.5598 | 10 | 0.55977
73878 | 9.18 | 0.8 | 2018-12-31 | 2019-12-31 | 365 | 8.4148 | 8 | 0.41481
73892 | 12.15 | 0.8 | 2018-12-31 | 2019-12-31 | 365 | 11.1373 | 11 | 0.13725
73842 | 13.5 | 0.8 | 2018-12-31 | 2019-12-31 | 365 | 12.3747 | 12 | 0.37473
73899 | 12.915 | 0.8 | 2018-12-31 | 2019-12-31 | 365 | 11.8385 | 11 | 0.83849
73841 | 10.395 | 0.8 | 2018-12-31 | 2019-12-31 | 365 | 9.5285 | 9 | 0.52854
73877 | 9.9 | 0.8 | 2018-12-31 | 2019-12-31 | 365 | 9.0748 | 9 | 0.074799
73804 | 3 | 0.8 | 2018-12-31 | 2019-12-31 | 365 | 2.7499 | 2 | 0.74994
73538 | 6.96 | 0.8 | 2018-12-31 | 2019-12-31 | 365 | 6.3799 | 6 | 0.37986
73786 | 4.62 | 0.8 | 2018-12-31 | 2019-12-31 | 365 | 4.2349 | 4 | 0.23491
73483 | 3.78 | 0.8 | 2018-12-31 | 2019-12-31 | 365 | 3.4649 | 3 | 0.46492
74228 | 9.72 | 0.8 | 2018-12-31 | 2019-12-31 | 365 | 8.9098 | 8 | 0.9098
74229 | 3.96 | 0.8 | 2018-12-31 | 2019-12-31 | 365 | 3.6299 | 3 | 0.62992
74230 | 11.685 | 0.8 | 2018-12-31 | 2019-12-31 | 365 | 10.711 | 10 | 0.71101
74232 | 7.56 | 0.8 | 2018-12-31 | 2019-12-31 | 365 | 6.9298 | 6 | 0.92985
74233 | 7.5 | 0.8 | 2018-12-31 | 2019-12-31 | 365 | 6.8748 | 6 | 0.87485
73245 | 5.13 | 0.8 | 2018-12-31 | 2019-12-31 | 365 | 4.7024 | 4 | 0.7024
73244 | 7.02 | 0.8 | 2018-12-31 | 2019-12-31 | 365 | 6.4349 | 6 | 0.43486
73246 | 3.24 | 0.8 | 2018-12-31 | 2019-12-31 | 365 | 2.9699 | 2 | 0.96993
74296 | 9.135 | 0.8 | 2018-12-31 | 2019-12-31 | 365 | 8.3736 | 8 | 0.37356
74297 | 9.45 | 0.8 | 2018-12-31 | 2019-12-31 | 365 | 8.6623 | 8 | 0.66231
74298 | 9.9 | 0.8 | 2018-12-31 | 2019-12-31 | 365 | 9.0748 | 9 | 0.074799
74299 | 12.3 | 0.8 | 2018-12-31 | 2019-12-31 | 365 | 11.2748 | 11 | 0.27475
74300 | 5.8 | 0.8 | 2018-12-31 | 2019-12-31 | 365 | 5.3165 | 5 | 0.31655
74302 | 12.915 | 0.8 | 2018-12-31 | 2019-12-31 | 365 | 11.8385 | 11 | 0.83849
74303 | 7.5 | 0.8 | 2018-12-31 | 2019-12-31 | 365 | 6.8748 | 6 | 0.87485
74305 | 8.4 | 0.8 | 2018-12-31 | 2019-12-31 | 365 | 7.6998 | 7 | 0.69983
74307 | 11.4 | 0.8 | 2018-12-31 | 2019-12-31 | 365 | 10.4498 | 10 | 0.44977
74308 | 13.2 | 0.8 | 2018-12-31 | 2019-12-31 | 365 | 12.0997 | 12 | 0.099732
74310 | 8 | 0.8 | 2018-12-31 | 2019-12-31 | 365 | 7.3332 | 7 | 0.33317
74311 | 10.44 | 0.8 | 2018-12-31 | 2019-12-31 | 365 | 9.5698 | 9 | 0.56979
74313 | 8.19 | 0.8 | 2018-12-31 | 2019-12-31 | 365 | 7.5073 | 7 | 0.50733
74186 | 8.96 | 0.8 | 2018-12-31 | 2019-12-31 | 365 | 8.2132 | 8 | 0.21315
74194 | 13.25 | 0.8 | 2018-12-31 | 2019-12-31 | 365 | 12.1456 | 12 | 0.14556
74211 | 14 | 0.8 | 2018-12-31 | 2019-12-31 | 365 | 12.833 | 12 | 0.83305
74214 | 4.48 | 0.8 | 2018-12-31 | 2019-12-31 | 365 | 4.1066 | 4 | 0.10658
74343 | 11.55 | 0.8 | 2018-12-31 | 2019-12-31 | 365 | 10.5873 | 10 | 0.58727
74346 | 7.14 | 0.8 | 2018-12-31 | 2019-12-31 | 365 | 6.5449 | 6 | 0.54486
74347 | 12.42 | 0.8 | 2018-12-31 | 2019-12-31 | 365 | 11.3847 | 11 | 0.38475
74348 | 5.4 | 0.8 | 2018-12-31 | 2019-12-31 | 365 | 4.9499 | 4 | 0.94989
74349 | 5.76 | 0.8 | 2018-12-31 | 2019-12-31 | 365 | 5.2799 | 5 | 0.27988
74350 | 4.86 | 0.8 | 2018-12-31 | 2019-12-31 | 365 | 4.4549 | 4 | 0.4549
74351 | 5.5 | 0.8 | 2018-12-31 | 2019-12-31 | 365 | 5.0416 | 5 | 0.041555
74379 | 18.2 | 0.8 | 2018-12-31 | 2019-12-31 | 365 | 16.683 | 16 | 0.68296
74382 | 6.9 | 0.8 | 2018-12-31 | 2019-12-31 | 365 | 6.3249 | 6 | 0.32486
74388 | 11.76 | 0.8 | 2018-12-31 | 2019-12-31 | 365 | 10.7798 | 10 | 0.77976
74389 | 7.04 | 0.8 | 2018-12-31 | 2019-12-31 | 365 | 6.4532 | 6 | 0.45319
74393 | 16.74 | 0.8 | 2018-12-31 | 2019-12-31 | 365 | 15.3447 | 15 | 0.34466
74395 | 9.45 | 0.8 | 2018-12-31 | 2019-12-31 | 365 | 8.6623 | 8 | 0.66231
65257 | 57.6 | 0.7 | 2018-12-31 | 2019-12-31 | 365 | 46.199 | 46 | 0.19898
74400 | 7.2 | 0.8 | 2018-12-31 | 2019-12-31 | 365 | 6.5999 | 6 | 0.59985
74401 | 6.4 | 0.8 | 2018-12-31 | 2019-12-31 | 365 | 5.8665 | 5 | 0.86654
74404 | 5.67 | 0.8 | 2018-12-31 | 2019-12-31 | 365 | 5.1974 | 5 | 0.19739
74405 | 9 | 0.8 | 2018-12-31 | 2019-12-31 | 365 | 8.2498 | 8 | 0.24982
74409 | 8.71 | 0.8 | 2018-12-31 | 2019-12-31 | 365 | 7.984 | 7 | 0.98399
74413 | 12.73 | 0.8 | 2018-12-31 | 2019-12-31 | 365 | 11.6689 | 11 | 0.66891
74416 | 10.73 | 0.8 | 2018-12-31 | 2019-12-31 | 365 | 9.8356 | 9 | 0.83562
74418 | 4.06 | 0.8 | 2018-12-31 | 2019-12-31 | 365 | 3.7216 | 3 | 0.72158
74420 | 13.44 | 0.8 | 2018-12-31 | 2019-12-31 | 365 | 12.3197 | 12 | 0.31973
74423 | 6.9 | 0.8 | 2018-12-31 | 2019-12-31 | 365 | 6.3249 | 6 | 0.32486
74424 | 5.12 | 0.8 | 2018-12-31 | 2019-12-31 | 365 | 4.6932 | 4 | 0.69323
74427 | 4.62 | 0.8 | 2018-12-31 | 2019-12-31 | 365 | 4.2349 | 4 | 0.23491
73849 | 14.4 | 0.8 | 2018-12-31 | 2019-12-31 | 365 | 13.1997 | 13 | 0.19971
74460 | 6.08 | 0.8 | 2018-12-31 | 2019-12-31 | 365 | 5.5732 | 5 | 0.57321
74462 | 8.64 | 0.8 | 2018-12-31 | 2019-12-31 | 365 | 7.9198 | 7 | 0.91982
74074 | 4.275 | 0.8 | 2018-12-31 | 2019-12-31 | 365 | 3.9187 | 3 | 0.91866
74483 | 7.2 | 0.8 | 2018-12-31 | 2019-12-31 | 365 | 6.5999 | 6 | 0.59985
74484 | 11.375 | 0.8 | 2018-12-31 | 2019-12-31 | 365 | 10.4269 | 10 | 0.42685
74485 | 24.9 | 0.8 | 2018-12-31 | 2019-12-31 | 365 | 22.8245 | 22 | 0.8245
74487 | 15.12 | 0.8 | 2018-12-31 | 2019-12-31 | 365 | 13.8597 | 13 | 0.85969
74492 | 7.521 | 0.8 | 2018-12-31 | 2019-12-31 | 365 | 6.8941 | 6 | 0.8941
74493 | 9.18 | 0.8 | 2018-12-31 | 2019-12-31 | 365 | 8.4148 | 8 | 0.41481
74494 | 3.575 | 0.8 | 2018-12-31 | 2019-12-31 | 365 | 3.277 | 3 | 0.27701
74495 | 4.928 | 1 | 2018-12-31 | 2019-12-31 | 365 | 5.6465 | 5 | 0.64654
74496 | 12 | 0.8 | 2018-12-31 | 2019-12-31 | 365 | 10.9998 | 10 | 0.99976
74498 | 12.35 | 0.8 | 2018-12-31 | 2019-12-31 | 365 | 11.3206 | 11 | 0.32058
74499 | 8.58 | 0.8 | 2018-12-31 | 2019-12-31 | 365 | 7.8648 | 7 | 0.86483
74500 | 4.8 | 0.8 | 2018-12-31 | 2019-12-31 | 365 | 4.3999 | 4 | 0.3999
74501 | 5.4 | 0.8 | 2018-12-31 | 2019-12-31 | 365 | 4.9499 | 4 | 0.94989
74195 | 5.695 | 0.8 | 2018-12-31 | 2019-12-31 | 365 | 5.2203 | 5 | 0.2203
74377 | 5.83 | 0.8 | 2018-12-31 | 2019-12-31 | 365 | 5.344 | 5 | 0.34405
74344 | 4.2 | 0.8 | 2018-12-31 | 2019-12-31 | 365 | 3.8499 | 3 | 0.84991
74378 | 8.19 | 0.8 | 2018-12-31 | 2019-12-31 | 365 | 7.5073 | 7 | 0.50733
74519 | 12 | 0.8 | 2018-12-31 | 2019-12-31 | 365 | 10.9998 | 10 | 0.99976
74520 | 4.93 | 0.8 | 2018-12-31 | 2019-12-31 | 365 | 4.5191 | 4 | 0.51907
74521 | 18.3 | 0.8 | 2018-12-31 | 2019-12-31 | 365 | 16.7746 | 16 | 0.77463
74522 | 10.24 | 0.8 | 2018-12-31 | 2019-12-31 | 365 | 9.3865 | 9 | 0.38646
74523 | 10.08 | 0.8 | 2018-12-31 | 2019-12-31 | 365 | 9.2398 | 9 | 0.2398
74524 | 9.75 | 0.8 | 2018-12-31 | 2019-12-31 | 365 | 8.9373 | 8 | 0.9373
73248 | 7.02 | 0.8 | 2018-12-31 | 2019-12-31 | 365 | 6.4349 | 6 | 0.43486
74551 | 8.525 | 0.8 | 2018-12-31 | 2019-12-31 | 365 | 7.8144 | 7 | 0.81441
74552 | 10.725 | 0.8 | 2018-12-31 | 2019-12-31 | 365 | 9.831 | 9 | 0.83103
74553 | 4.25 | 0.8 | 2018-12-31 | 2019-12-31 | 365 | 3.8957 | 3 | 0.89575
74554 | 19.215 | 0.8 | 2018-12-31 | 2019-12-31 | 365 | 17.6134 | 17 | 0.61336
74555 | 12.9 | 0.8 | 2018-12-31 | 2019-12-31 | 365 | 11.8247 | 11 | 0.82474
74556 | 9 | 0.8 | 2018-12-31 | 2019-12-31 | 365 | 8.2498 | 8 | 0.24982
64886 | 60.32 | 0.7 | 2018-12-31 | 2019-12-31 | 365 | 48.3806 | 48 | 0.3806
74557 | 5.695 | 0.8 | 2018-12-31 | 2019-12-31 | 365 | 5.2203 | 5 | 0.2203
74559 | 8.67 | 0.8 | 2018-12-31 | 2019-12-31 | 365 | 7.9473 | 7 | 0.94732
74561 | 7.395 | 0.8 | 2018-12-31 | 2019-12-31 | 365 | 6.7786 | 6 | 0.7786
74565 | 7.7 | 0.8 | 2018-12-31 | 2019-12-31 | 365 | 7.0582 | 7 | 0.058177
74567 | 4.8 | 0.8 | 2018-12-31 | 2019-12-31 | 365 | 4.3999 | 4 | 0.3999
74569 | 7.32 | 0.8 | 2018-12-31 | 2019-12-31 | 365 | 6.7099 | 6 | 0.70985
74571 | 9.135 | 0.8 | 2018-12-31 | 2019-12-31 | 365 | 8.3736 | 8 | 0.37356
74574 | 10.23 | 0.8 | 2018-12-31 | 2019-12-31 | 365 | 9.3773 | 9 | 0.37729
74576 | 13.325 | 0.8 | 2018-12-31 | 2019-12-31 | 365 | 12.2143 | 12 | 0.21431
74578 | 6.365 | 0.8 | 2018-12-31 | 2019-12-31 | 365 | 5.8345 | 5 | 0.83445
74579 | 5.12 | 0.8 | 2018-12-31 | 2019-12-31 | 365 | 4.6932 | 4 | 0.69323
74582 | 6.12 | 0.8 | 2018-12-31 | 2019-12-31 | 365 | 5.6099 | 5 | 0.60988
74586 | 3.85 | 0.8 | 2018-12-31 | 2019-12-31 | 365 | 3.5291 | 3 | 0.52909
74589 | 11.39 | 0.8 | 2018-12-31 | 2019-12-31 | 365 | 10.4406 | 10 | 0.4406
74592 | 9.6 | 0.8 | 2018-12-31 | 2019-12-31 | 365 | 8.7998 | 8 | 0.79981
74609 | 1.98 | 0.8 | 2018-12-31 | 2019-12-31 | 365 | 1.815 | 1 | 0.81496
74611 | 8.12 | 0.8 | 2018-12-31 | 2019-12-31 | 365 | 7.4432 | 7 | 0.44317
74612 | 11.055 | 0.8 | 2018-12-31 | 2019-12-31 | 365 | 10.1335 | 10 | 0.13353
74613 | 5.4 | 0.8 | 2018-12-31 | 2019-12-31 | 365 | 4.9499 | 4 | 0.94989
74614 | 7.59 | 0.8 | 2018-12-31 | 2019-12-31 | 365 | 6.9573 | 6 | 0.95735
74615 | 6.6 | 0.8 | 2018-12-31 | 2019-12-31 | 365 | 6.0499 | 6 | 0.049866
74616 | 6.72 | 0.8 | 2018-12-31 | 2019-12-31 | 365 | 6.1599 | 6 | 0.15986
74617 | 3.08 | 0.8 | 2018-12-31 | 2019-12-31 | 365 | 2.8233 | 2 | 0.82327
74618 | 5.67 | 0.8 | 2018-12-31 | 2019-12-31 | 365 | 5.1974 | 5 | 0.19739
74619 | 11.04 | 0.8 | 2018-12-31 | 2019-12-31 | 365 | 10.1198 | 10 | 0.11978
74620 | 9 | 0.8 | 2018-12-31 | 2019-12-31 | 365 | 8.2498 | 8 | 0.24982
74621 | 7.56 | 0.8 | 2018-12-31 | 2019-12-31 | 365 | 6.9298 | 6 | 0.92985
74622 | 6.96 | 0.8 | 2018-12-31 | 2019-12-31 | 365 | 6.3799 | 6 | 0.37986
48630 | 514.56 | 0.65 | 2018-12-31 | 2019-12-31 | 365 | 383.2315 | 383 | 0.23153
74497 | 6.9 | 0.8 | 2018-12-31 | 2019-12-31 | 365 | 6.3249 | 6 | 0.32486
74490 | 12.69 | 0.8 | 2018-12-31 | 2019-12-31 | 365 | 11.6322 | 11 | 0.63224
74489 | 9.9 | 0.8 | 2018-12-31 | 2019-12-31 | 365 | 9.0748 | 9 | 0.074799
74680 | 5.28 | 0.8 | 2018-12-31 | 2019-12-31 | 365 | 4.8399 | 4 | 0.83989
74681 | 10.88 | 0.8 | 2018-12-31 | 2019-12-31 | 365 | 9.9731 | 9 | 0.97311
74683 | 8.54 | 0.8 | 2018-12-31 | 2019-12-31 | 365 | 7.8282 | 7 | 0.82816
74685 | 8.32 | 0.8 | 2018-12-31 | 2019-12-31 | 365 | 7.6265 | 7 | 0.6265
74686 | 5.97 | 0.8 | 2018-12-31 | 2019-12-31 | 365 | 5.4724 | 5 | 0.47238
74687 | 12.6 | 0.8 | 2018-12-31 | 2019-12-31 | 365 | 11.5497 | 11 | 0.54974
74688 | 9.315 | 0.8 | 2018-12-31 | 2019-12-31 | 365 | 8.5386 | 8 | 0.53856
74684 | 5.85 | 0.8 | 2018-12-31 | 2019-12-31 | 365 | 5.3624 | 5 | 0.36238
74689 | 4.86 | 0.8 | 2018-12-31 | 2019-12-31 | 365 | 4.4549 | 4 | 0.4549
74690 | 6.21 | 0.8 | 2018-12-31 | 2019-12-31 | 365 | 5.6924 | 5 | 0.69237
74691 | 8.1 | 0.8 | 2018-12-31 | 2019-12-31 | 365 | 7.4248 | 7 | 0.42484
74550 | 7.975 | 0.8 | 2018-12-31 | 2019-12-31 | 365 | 7.3103 | 7 | 0.31026
73550 | 4.8 | 0.8 | 2018-12-31 | 2019-12-31 | 365 | 4.3999 | 4 | 0.3999
74464 | 5.4 | 0.8 | 2018-12-31 | 2019-12-31 | 365 | 4.9499 | 4 | 0.94989
74693 | 14.4 | 0.8 | 2018-12-31 | 2019-12-31 | 365 | 13.1997 | 13 | 0.19971
74694 | 6.1 | 0.8 | 2018-12-31 | 2019-12-31 | 365 | 5.5915 | 5 | 0.59154
74695 | 9.25 | 0.8 | 2018-12-31 | 2019-12-31 | 365 | 8.479 | 8 | 0.47898
74696 | 6.625 | 0.8 | 2018-12-31 | 2019-12-31 | 365 | 6.0728 | 6 | 0.072782
74711 | 11.375 | 0.8 | 2018-12-31 | 2019-12-31 | 365 | 10.4269 | 10 | 0.42685
74712 | 6.27 | 0.8 | 2018-12-31 | 2019-12-31 | 365 | 5.7474 | 5 | 0.74737
74713 | 7.93 | 0.8 | 2018-12-31 | 2019-12-31 | 365 | 7.269 | 7 | 0.26901
74714 | 12.395 | 0.8 | 2018-12-31 | 2019-12-31 | 365 | 11.3618 | 11 | 0.36183
74715 | 5.94 | 0.8 | 2018-12-31 | 2019-12-31 | 365 | 5.4449 | 5 | 0.44488
74717 | 13.395 | 0.8 | 2018-12-31 | 2019-12-31 | 365 | 12.2785 | 12 | 0.27848
74720 | 6.9 | 0.8 | 2018-12-31 | 2019-12-31 | 365 | 6.3249 | 6 | 0.32486
74723 | 4.55 | 0.8 | 2018-12-31 | 2019-12-31 | 365 | 4.1707 | 4 | 0.17074
74724 | 10.725 | 0.8 | 2018-12-31 | 2019-12-31 | 365 | 9.831 | 9 | 0.83103
74727 | 9.75 | 0.8 | 2018-12-31 | 2019-12-31 | 365 | 8.9373 | 8 | 0.9373
74729 | 6.6 | 0.8 | 2018-12-31 | 2019-12-31 | 365 | 6.0499 | 6 | 0.049866
74730 | 8.829 | 0.8 | 2018-12-31 | 2019-12-31 | 365 | 8.0931 | 8 | 0.093071
74731 | 12.96 | 0.8 | 2018-12-31 | 2019-12-31 | 365 | 11.8797 | 11 | 0.87974
74733 | 2.2 | 0.8 | 2018-12-31 | 2019-12-31 | 365 | 2.0166 | 2 | 0.016622
74734 | 5.04 | 0.8 | 2018-12-31 | 2019-12-31 | 365 | 4.6199 | 4 | 0.6199
74739 | 8.54 | 0.8 | 2018-12-31 | 2019-12-31 | 365 | 7.8282 | 7 | 0.82816
74740 | 7.625 | 0.8 | 2018-12-31 | 2019-12-31 | 365 | 6.9894 | 6 | 0.98943
74742 | 4.8 | 0.8 | 2018-12-31 | 2019-12-31 | 365 | 4.3999 | 4 | 0.3999
65252 | 51.24 | 0.7 | 2018-12-31 | 2019-12-31 | 365 | 41.0978 | 41 | 0.097841
74754 | 6.9 | 0.8 | 2018-12-31 | 2019-12-31 | 365 | 6.3249 | 6 | 0.32486
74755 | 4.725 | 0.8 | 2018-12-31 | 2019-12-31 | 365 | 4.3312 | 4 | 0.33115
74756 | 8.55 | 0.8 | 2018-12-31 | 2019-12-31 | 365 | 7.8373 | 7 | 0.83733
74757 | 6.4 | 0.8 | 2018-12-31 | 2019-12-31 | 365 | 5.8665 | 5 | 0.86654
74758 | 3.84 | 0.8 | 2018-12-31 | 2019-12-31 | 365 | 3.5199 | 3 | 0.51992
74759 | 5.4 | 0.8 | 2018-12-31 | 2019-12-31 | 365 | 4.9499 | 4 | 0.94989
74770 | 7.7 | 0.8 | 2018-12-31 | 2019-12-31 | 365 | 7.0582 | 7 | 0.058177
74771 | 5.4 | 0.8 | 2018-12-31 | 2019-12-31 | 365 | 4.9499 | 4 | 0.94989
74772 | 12 | 0.8 | 2018-12-31 | 2019-12-31 | 365 | 10.9998 | 10 | 0.99976
74773 | 8.502 | 0.8 | 2018-12-31 | 2019-12-31 | 365 | 7.7933 | 7 | 0.79333
74774 | 9.72 | 0.8 | 2018-12-31 | 2019-12-31 | 365 | 8.9098 | 8 | 0.9098
74775 | 7.92 | 0.8 | 2018-12-31 | 2019-12-31 | 365 | 7.2598 | 7 | 0.25984
74776 | 13.475 | 0.8 | 2018-12-31 | 2019-12-31 | 365 | 12.3518 | 12 | 0.35181
74777 | 6.48 | 0.8 | 2018-12-31 | 2019-12-31 | 365 | 5.9399 | 5 | 0.93987
74778 | 10.56 | 0.8 | 2018-12-31 | 2019-12-31 | 365 | 9.6798 | 9 | 0.67979
74779 | 9.92 | 0.8 | 2018-12-31 | 2019-12-31 | 365 | 9.0931 | 9 | 0.093132
74780 | 5.36 | 0.8 | 2018-12-31 | 2019-12-31 | 365 | 4.9132 | 4 | 0.91322
74801 | 4.335 | 0.8 | 2018-12-31 | 2019-12-31 | 365 | 3.9737 | 3 | 0.97366
74716 | 2.88 | 0.8 | 2018-12-31 | 2019-12-31 | 365 | 2.6399 | 2 | 0.63994
74741 | 9.135 | 0.8 | 2018-12-31 | 2019-12-31 | 365 | 8.3736 | 8 | 0.37356
74145 | 6.6 | 0.8 | 2018-12-31 | 2019-12-31 | 365 | 6.0499 | 6 | 0.049866
74990 | 7.02 | 0.8 | 2018-12-31 | 2019-12-31 | 365 | 6.4349 | 6 | 0.43486
65327 | 188.27 | 0.7 | 2018-12-31 | 2019-12-31 | 365 | 151.0049 | 151 | 0.0048905
75060 | 4.5 | 0.8 | 2018-12-31 | 2019-12-31 | 365 | 4.1249 | 4 | 0.12491
75062 | 4.88 | 1 | 2018-12-31 | 2019-12-31 | 365 | 5.5915 | 5 | 0.59154
75063 | 4.675 | 0.8 | 2018-12-31 | 2019-12-31 | 365 | 4.2853 | 4 | 0.28532
75067 | 5.1 | 0.8 | 2018-12-31 | 2019-12-31 | 365 | 4.6749 | 4 | 0.6749
75072 | 5.44 | 0.8 | 2018-12-31 | 2019-12-31 | 365 | 4.9866 | 4 | 0.98656
75073 | 10.56 | 0.8 | 2018-12-31 | 2019-12-31 | 365 | 9.6798 | 9 | 0.67979
75074 | 9.6 | 0.8 | 2018-12-31 | 2019-12-31 | 365 | 8.7998 | 8 | 0.79981
75075 | 10.64 | 0.8 | 2018-12-31 | 2019-12-31 | 365 | 9.7531 | 9 | 0.75312
75076 | 3.66 | 0.8 | 2018-12-31 | 2019-12-31 | 365 | 3.3549 | 3 | 0.35493
75077 | 14.04 | 0.8 | 2018-12-31 | 2019-12-31 | 365 | 12.8697 | 12 | 0.86972
75078 | 6.6 | 0.8 | 2018-12-31 | 2019-12-31 | 365 | 6.0499 | 6 | 0.049866
75079 | 8.04 | 0.8 | 2018-12-31 | 2019-12-31 | 365 | 7.3698 | 7 | 0.36984
75080 | 4.16 | 0.8 | 2018-12-31 | 2019-12-31 | 365 | 3.8132 | 3 | 0.81325
75082 | 7.625 | 0.8 | 2018-12-31 | 2019-12-31 | 365 | 6.9894 | 6 | 0.98943
75095 | 12.87 | 0.8 | 2018-12-31 | 2019-12-31 | 365 | 11.7972 | 11 | 0.79724
75096 | 9.045 | 0.8 | 2018-12-31 | 2019-12-31 | 365 | 8.2911 | 8 | 0.29107
75097 | 6.3 | 0.8 | 2018-12-31 | 2019-12-31 | 365 | 5.7749 | 5 | 0.77487
75098 | 5.61 | 0.8 | 2018-12-31 | 2019-12-31 | 365 | 5.1424 | 5 | 0.14239
75099 | 5.025 | 0.8 | 2018-12-31 | 2019-12-31 | 365 | 4.6061 | 4 | 0.60615
75100 | 9.045 | 0.8 | 2018-12-31 | 2019-12-31 | 365 | 8.2911 | 8 | 0.29107
75101 | 10 | 0.8 | 2018-12-31 | 2019-12-31 | 365 | 9.1665 | 9 | 0.16646
75102 | 11.725 | 0.8 | 2018-12-31 | 2019-12-31 | 365 | 10.7477 | 10 | 0.74768
75103 | 79.98 | 0.6 | 2018-12-31 | 2019-12-31 | 365 | 54.985 | 54 | 0.98503
75104 | 5.32 | 0.8 | 2018-12-31 | 2019-12-31 | 365 | 4.8766 | 4 | 0.87656
75105 | 5.04 | 0.8 | 2018-12-31 | 2019-12-31 | 365 | 4.6199 | 4 | 0.6199
75106 | 6.72 | 0.8 | 2018-12-31 | 2019-12-31 | 365 | 6.1599 | 6 | 0.15986
75107 | 9.88 | 0.8 | 2018-12-31 | 2019-12-31 | 365 | 9.0565 | 9 | 0.056466
75108 | 7.32 | 0.8 | 2018-12-31 | 2019-12-31 | 365 | 6.7099 | 6 | 0.70985
75109 | 11.61 | 0.8 | 2018-12-31 | 2019-12-31 | 365 | 10.6423 | 10 | 0.64226
75111 | 7.8 | 0.8 | 2018-12-31 | 2019-12-31 | 365 | 7.1498 | 7 | 0.14984
75112 | 4.5 | 0.8 | 2018-12-31 | 2019-12-31 | 365 | 4.1249 | 4 | 0.12491
75113 | 3.92 | 0.8 | 2018-12-31 | 2019-12-31 | 365 | 3.5933 | 3 | 0.59325
75115 | 9.6 | 0.8 | 2018-12-31 | 2019-12-31 | 365 | 8.7998 | 8 | 0.79981
75117 | 3.9 | 0.8 | 2018-12-31 | 2019-12-31 | 365 | 3.5749 | 3 | 0.57492
75118 | 5.28 | 0.8 | 2018-12-31 | 2019-12-31 | 365 | 4.8399 | 4 | 0.83989
75119 | 3.96 | 0.8 | 2018-12-31 | 2019-12-31 | 365 | 3.6299 | 3 | 0.62992
75120 | 4.95 | 0.8 | 2018-12-31 | 2019-12-31 | 365 | 4.5374 | 4 | 0.5374
75121 | 5.12 | 0.8 | 2018-12-31 | 2019-12-31 | 365 | 4.6932 | 4 | 0.69323
75122 | 7.59 | 0.8 | 2018-12-31 | 2019-12-31 | 365 | 6.9573 | 6 | 0.95735
75123 | 4.08 | 0.8 | 2018-12-31 | 2019-12-31 | 365 | 3.7399 | 3 | 0.73992
75124 | 11.2 | 0.8 | 2018-12-31 | 2019-12-31 | 365 | 10.2664 | 10 | 0.26644
75125 | 11.4 | 0.8 | 2018-12-31 | 2019-12-31 | 365 | 10.4498 | 10 | 0.44977
75126 | 13.44 | 0.8 | 2018-12-31 | 2019-12-31 | 365 | 12.3197 | 12 | 0.31973
75127 | 10.64 | 0.8 | 2018-12-31 | 2019-12-31 | 365 | 9.7531 | 9 | 0.75312
75128 | 4.93 | 0.8 | 2018-12-31 | 2019-12-31 | 365 | 4.5191 | 4 | 0.51907
75129 | 14.56 | 0.8 | 2018-12-31 | 2019-12-31 | 365 | 13.3464 | 13 | 0.34637
75130 | 3.135 | 0.8 | 2018-12-31 | 2019-12-31 | 365 | 2.8737 | 2 | 0.87369
75131 | 7.28 | 0.8 | 2018-12-31 | 2019-12-31 | 365 | 6.6732 | 6 | 0.67319
75132 | 5.88 | 0.8 | 2018-12-31 | 2019-12-31 | 365 | 5.3899 | 5 | 0.38988
75133 | 5.32 | 0.8 | 2018-12-31 | 2019-12-31 | 365 | 4.8766 | 4 | 0.87656
75143 | 9.76 | 0.8 | 2018-12-31 | 2019-12-31 | 365 | 8.9465 | 8 | 0.94647
75144 | 13.4 | 0.8 | 2018-12-31 | 2019-12-31 | 365 | 12.2831 | 12 | 0.28306
75146 | 10.05 | 0.8 | 2018-12-31 | 2019-12-31 | 365 | 9.2123 | 9 | 0.2123
75147 | 6 | 0.8 | 2018-12-31 | 2019-12-31 | 365 | 5.4999 | 5 | 0.49988
75150 | 25.6 | 0.6 | 2018-12-31 | 2019-12-31 | 365 | 17.5996 | 17 | 0.59961
75154 | 11.2 | 0.8 | 2018-12-31 | 2019-12-31 | 365 | 10.2664 | 10 | 0.26644
75157 | 6.72 | 0.8 | 2018-12-31 | 2019-12-31 | 365 | 6.1599 | 6 | 0.15986
75160 | 9.24 | 0.8 | 2018-12-31 | 2019-12-31 | 365 | 8.4698 | 8 | 0.46981
75161 | 5.04 | 0.8 | 2018-12-31 | 2019-12-31 | 365 | 4.6199 | 4 | 0.6199
75164 | 9.24 | 0.8 | 2018-12-31 | 2019-12-31 | 365 | 8.4698 | 8 | 0.46981
75167 | 5.6 | 0.8 | 2018-12-31 | 2019-12-31 | 365 | 5.1332 | 5 | 0.13322
34581 | 1298.88 | 0.9 | 2018-12-31 | 2019-12-31 | 365 | 1339.4404 | 1339 | 0.44039
75173 | 7.29 | 0.8 | 2018-12-31 | 2019-12-31 | 365 | 6.6824 | 6 | 0.68235
75175 | 7.92 | 0.8 | 2018-12-31 | 2019-12-31 | 365 | 7.2598 | 7 | 0.25984
75176 | 3.24 | 0.8 | 2018-12-31 | 2019-12-31 | 365 | 2.9699 | 2 | 0.96993
75177 | 8.58 | 0.8 | 2018-12-31 | 2019-12-31 | 365 | 7.8648 | 7 | 0.86483
75186 | 6.72 | 0.8 | 2018-12-31 | 2019-12-31 | 365 | 6.1599 | 6 | 0.15986
75188 | 5.94 | 0.8 | 2018-12-31 | 2019-12-31 | 365 | 5.4449 | 5 | 0.44488
75189 | 5.94 | 0.8 | 2018-12-31 | 2019-12-31 | 365 | 5.4449 | 5 | 0.44488
75191 | 7.59 | 0.8 | 2018-12-31 | 2019-12-31 | 365 | 6.9573 | 6 | 0.95735
75192 | 5.6 | 0.8 | 2018-12-31 | 2019-12-31 | 365 | 5.1332 | 5 | 0.13322
75194 | 8.64 | 0.8 | 2018-12-31 | 2019-12-31 | 365 | 7.9198 | 7 | 0.91982
75195 | 8 | 0.8 | 2018-12-31 | 2019-12-31 | 365 | 7.3332 | 7 | 0.33317
75198 | 7.28 | 0.8 | 2018-12-31 | 2019-12-31 | 365 | 6.6732 | 6 | 0.67319
75199 | 6.72 | 0.8 | 2018-12-31 | 2019-12-31 | 365 | 6.1599 | 6 | 0.15986
75201 | 7.04 | 0.8 | 2018-12-31 | 2019-12-31 | 365 | 6.4532 | 6 | 0.45319
75203 | 10.08 | 0.8 | 2018-12-31 | 2019-12-31 | 365 | 9.2398 | 9 | 0.2398
75204 | 5.12 | 0.8 | 2018-12-31 | 2019-12-31 | 365 | 4.6932 | 4 | 0.69323
75081 | 8.58 | 0.8 | 2018-12-31 | 2019-12-31 | 365 | 7.8648 | 7 | 0.86483
75187 | 5.28 | 0.8 | 2018-12-31 | 2019-12-31 | 365 | 4.8399 | 4 | 0.83989
75238 | 6.72 | 0.8 | 2018-12-31 | 2019-12-31 | 365 | 6.1599 | 6 | 0.15986
75239 | 4.76 | 0.8 | 2018-12-31 | 2019-12-31 | 365 | 4.3632 | 4 | 0.36324
75240 | 10.8 | 0.8 | 2018-12-31 | 2019-12-31 | 365 | 9.8998 | 9 | 0.89978
75241 | 3.465 | 0.8 | 2018-12-31 | 2019-12-31 | 365 | 3.1762 | 3 | 0.17618
75242 | 4.8 | 0.8 | 2018-12-31 | 2019-12-31 | 365 | 4.3999 | 4 | 0.3999
75243 | 8.32 | 0.8 | 2018-12-31 | 2019-12-31 | 365 | 7.6265 | 7 | 0.6265
75244 | 8 | 0.8 | 2018-12-31 | 2019-12-31 | 365 | 7.3332 | 7 | 0.33317
75245 | 5.28 | 0.8 | 2018-12-31 | 2019-12-31 | 365 | 4.8399 | 4 | 0.83989
75294 | 7.15 | 0.8 | 2018-12-31 | 2019-12-31 | 365 | 6.554 | 6 | 0.55402
75295 | 9 | 0.8 | 2018-12-31 | 2019-12-31 | 365 | 8.2498 | 8 | 0.24982
75296 | 5.67 | 0.8 | 2018-12-31 | 2019-12-31 | 365 | 5.1974 | 5 | 0.19739
75297 | 7.98 | 0.8 | 2018-12-31 | 2019-12-31 | 365 | 7.3148 | 7 | 0.31484
75299 | 10.36 | 0.8 | 2018-12-31 | 2019-12-31 | 365 | 9.4965 | 9 | 0.49646
75300 | 4.76 | 0.8 | 2018-12-31 | 2019-12-31 | 365 | 4.3632 | 4 | 0.36324
75301 | 10.075 | 0.8 | 2018-12-31 | 2019-12-31 | 365 | 9.2352 | 9 | 0.23521
75302 | 8.96 | 0.8 | 2018-12-31 | 2019-12-31 | 365 | 8.2132 | 8 | 0.21315
75303 | 12.6 | 0.8 | 2018-12-31 | 2019-12-31 | 365 | 11.5497 | 11 | 0.54974
75304 | 8.96 | 0.8 | 2018-12-31 | 2019-12-31 | 365 | 8.2132 | 8 | 0.21315
75305 | 9.38 | 0.8 | 2018-12-31 | 2019-12-31 | 365 | 8.5981 | 8 | 0.59814
75306 | 10.791 | 0.8 | 2018-12-31 | 2019-12-31 | 365 | 9.8915 | 9 | 0.89153
75307 | 4.02 | 0.8 | 2018-12-31 | 2019-12-31 | 365 | 3.6849 | 3 | 0.68492
75308 | 12.54 | 0.8 | 2018-12-31 | 2019-12-31 | 365 | 11.4947 | 11 | 0.49475
75309 | 7.848 | 0.8 | 2018-12-31 | 2019-12-31 | 365 | 7.1938 | 7 | 0.19384
75310 | 11.7 | 0.8 | 2018-12-31 | 2019-12-31 | 365 | 10.7248 | 10 | 0.72476
75311 | 11.2 | 0.8 | 2018-12-31 | 2019-12-31 | 365 | 10.2664 | 10 | 0.26644
75312 | 3.6 | 0.8 | 2018-12-31 | 2019-12-31 | 365 | 3.2999 | 3 | 0.29993
75314 | 11.445 | 0.8 | 2018-12-31 | 2019-12-31 | 365 | 10.491 | 10 | 0.49102
75316 | 9.9 | 0.8 | 2018-12-31 | 2019-12-31 | 365 | 9.0748 | 9 | 0.074799
75317 | 7.68 | 0.8 | 2018-12-31 | 2019-12-31 | 365 | 7.0398 | 7 | 0.039844
75343 | 6.54 | 0.8 | 2018-12-31 | 2019-12-31 | 365 | 5.9949 | 5 | 0.99487
75347 | 3.3 | 0.8 | 2018-12-31 | 2019-12-31 | 365 | 3.0249 | 3 | 0.024933
75349 | 7.84 | 0.8 | 2018-12-31 | 2019-12-31 | 365 | 7.1865 | 7 | 0.18651
75350 | 24.9 | 0.8 | 2018-12-31 | 2019-12-31 | 365 | 22.8245 | 22 | 0.8245
75348 | 2 | 1 | 2018-12-31 | 2019-12-31 | 365 | 2.2916 | 2 | 0.29162
75352 | 3.84 | 0.8 | 2018-12-31 | 2019-12-31 | 365 | 3.5199 | 3 | 0.51992
75353 | 3.285 | 0.8 | 2018-12-31 | 2019-12-31 | 365 | 3.0112 | 3 | 0.011183
75354 | 9.45 | 0.8 | 2018-12-31 | 2019-12-31 | 365 | 8.6623 | 8 | 0.66231
75355 | 8.04 | 0.8 | 2018-12-31 | 2019-12-31 | 365 | 7.3698 | 7 | 0.36984
75356 | 6.7 | 0.8 | 2018-12-31 | 2019-12-31 | 365 | 6.1415 | 6 | 0.14153
75357 | 2.88 | 0.8 | 2018-12-31 | 2019-12-31 | 365 | 2.6399 | 2 | 0.63994
75359 | 9.625 | 0.8 | 2018-12-31 | 2019-12-31 | 365 | 8.8227 | 8 | 0.82272
75360 | 9.9 | 0.8 | 2018-12-31 | 2019-12-31 | 365 | 9.0748 | 9 | 0.074799
74987 | 8.12 | 0.8 | 2018-12-31 | 2019-12-31 | 365 | 7.4432 | 7 | 0.44317
75059 | 18.2 | 0.8 | 2018-12-31 | 2019-12-31 | 365 | 16.683 | 16 | 0.68296
36802 | 388.476 | 0.9 | 2018-12-31 | 2019-12-31 | 365 | 400.607 | 400 | 0.60702
75110 | 6.4 | 0.8 | 2018-12-31 | 2019-12-31 | 365 | 5.8665 | 5 | 0.86654
75394 | 5.7 | 0.8 | 2018-12-31 | 2019-12-31 | 365 | 5.2249 | 5 | 0.22488
75398 | 7.65 | 0.8 | 2018-12-31 | 2019-12-31 | 365 | 7.0123 | 7 | 0.012345
75401 | 7 | 0.8 | 2018-12-31 | 2019-12-31 | 365 | 6.4165 | 6 | 0.41652
75402 | 7.84 | 0.8 | 2018-12-31 | 2019-12-31 | 365 | 7.1865 | 7 | 0.18651
75070 | 4.2 | 0.8 | 2018-12-31 | 2019-12-31 | 365 | 3.8499 | 3 | 0.84991
75170 | 7.2 | 0.8 | 2018-12-31 | 2019-12-31 | 365 | 6.5999 | 6 | 0.59985
75178 | 6.875 | 0.8 | 2018-12-31 | 2019-12-31 | 365 | 6.3019 | 6 | 0.30194
75450 | 4.95 | 0.8 | 2018-12-31 | 2019-12-31 | 365 | 4.5374 | 4 | 0.5374
75451 | 7.2 | 0.8 | 2018-12-31 | 2019-12-31 | 365 | 6.5999 | 6 | 0.59985
75452 | 5.559 | 0.8 | 2018-12-31 | 2019-12-31 | 365 | 5.0956 | 5 | 0.095637
75454 | 20.1 | 0.8 | 2018-12-31 | 2019-12-31 | 365 | 18.4246 | 18 | 0.42459
75453 | 6.6 | 0.8 | 2018-12-31 | 2019-12-31 | 365 | 6.0499 | 6 | 0.049866
75460 | 10.385 | 0.8 | 2018-12-31 | 2019-12-31 | 365 | 9.5194 | 9 | 0.51937
75462 | 4.69 | 0.8 | 2018-12-31 | 2019-12-31 | 365 | 4.2991 | 4 | 0.29907
75466 | 5.76 | 0.8 | 2018-12-31 | 2019-12-31 | 365 | 5.2799 | 5 | 0.27988
75475 | 7.975 | 0.8 | 2018-12-31 | 2019-12-31 | 365 | 7.3103 | 7 | 0.31026
75477 | 4.95 | 0.8 | 2018-12-31 | 2019-12-31 | 365 | 4.5374 | 4 | 0.5374
75480 | 9.36 | 0.8 | 2018-12-31 | 2019-12-31 | 365 | 8.5798 | 8 | 0.57981
75482 | 6 | 0.8 | 2018-12-31 | 2019-12-31 | 365 | 5.4999 | 5 | 0.49988
75488 | 9.24 | 0.8 | 2018-12-31 | 2019-12-31 | 365 | 8.4698 | 8 | 0.46981
75489 | 13.2 | 0.8 | 2018-12-31 | 2019-12-31 | 365 | 12.0997 | 12 | 0.099732
75490 | 10.23 | 0.8 | 2018-12-31 | 2019-12-31 | 365 | 9.3773 | 9 | 0.37729
75491 | 8.58 | 0.8 | 2018-12-31 | 2019-12-31 | 365 | 7.8648 | 7 | 0.86483
75492 | 8.4 | 0.8 | 2018-12-31 | 2019-12-31 | 365 | 7.6998 | 7 | 0.69983
75493 | 6.12 | 0.8 | 2018-12-31 | 2019-12-31 | 365 | 5.6099 | 5 | 0.60988
75502 | 6.6 | 0.8 | 2018-12-31 | 2019-12-31 | 365 | 6.0499 | 6 | 0.049866
75503 | 10.8 | 0.8 | 2018-12-31 | 2019-12-31 | 365 | 9.8998 | 9 | 0.89978
75504 | 10.56 | 0.8 | 2018-12-31 | 2019-12-31 | 365 | 9.6798 | 9 | 0.67979
75505 | 2.64 | 0.8 | 2018-12-31 | 2019-12-31 | 365 | 2.4199 | 2 | 0.41995
75506 | 10.24 | 0.8 | 2018-12-31 | 2019-12-31 | 365 | 9.3865 | 9 | 0.38646
75517 | 7.26 | 0.8 | 2018-12-31 | 2019-12-31 | 365 | 6.6549 | 6 | 0.65485
75518 | 11.73 | 0.8 | 2018-12-31 | 2019-12-31 | 365 | 10.7523 | 10 | 0.75226
75519 | 12.48 | 0.8 | 2018-12-31 | 2019-12-31 | 365 | 11.4397 | 11 | 0.43975
75520 | 11.88 | 0.8 | 2018-12-31 | 2019-12-31 | 365 | 10.8898 | 10 | 0.88976
75521 | 9.6 | 0.8 | 2018-12-31 | 2019-12-31 | 365 | 8.7998 | 8 | 0.79981
75298 | 7.475 | 0.8 | 2018-12-31 | 2019-12-31 | 365 | 6.8519 | 6 | 0.85193
75566 | 11.375 | 0.8 | 2018-12-31 | 2019-12-31 | 365 | 10.4269 | 10 | 0.42685
75569 | 6.75 | 0.8 | 2018-12-31 | 2019-12-31 | 365 | 6.1874 | 6 | 0.18736
75570 | 5.886 | 0.8 | 2018-12-31 | 2019-12-31 | 365 | 5.3954 | 5 | 0.39538
75572 | 5.36 | 0.8 | 2018-12-31 | 2019-12-31 | 365 | 4.9132 | 4 | 0.91322
75573 | 9.28 | 0.8 | 2018-12-31 | 2019-12-31 | 365 | 8.5065 | 8 | 0.50648
75602 | 13.735 | 0.8 | 2018-12-31 | 2019-12-31 | 365 | 12.5901 | 12 | 0.59014
75603 | 11.13 | 0.8 | 2018-12-31 | 2019-12-31 | 365 | 10.2023 | 10 | 0.20227
75605 | 11.025 | 0.8 | 2018-12-31 | 2019-12-31 | 365 | 10.106 | 10 | 0.10603
75606 | 4.95 | 0.8 | 2018-12-31 | 2019-12-31 | 365 | 4.5374 | 4 | 0.5374
75607 | 3.08 | 0.8 | 2018-12-31 | 2019-12-31 | 365 | 2.8233 | 2 | 0.82327
75608 | 9.075 | 0.8 | 2018-12-31 | 2019-12-31 | 365 | 8.3186 | 8 | 0.31857
75609 | 3.92 | 0.8 | 2018-12-31 | 2019-12-31 | 365 | 3.5933 | 3 | 0.59325
75610 | 9.52 | 0.8 | 2018-12-31 | 2019-12-31 | 365 | 8.7265 | 8 | 0.72647
75611 | 4.76 | 0.8 | 2018-12-31 | 2019-12-31 | 365 | 4.3632 | 4 | 0.36324
75612 | 4.8 | 0.8 | 2018-12-31 | 2019-12-31 | 365 | 4.3999 | 4 | 0.3999
75613 | 6.27 | 0.8 | 2018-12-31 | 2019-12-31 | 365 | 5.7474 | 5 | 0.74737
75614 | 7.54 | 1 | 2018-12-31 | 2019-12-31 | 365 | 8.6394 | 8 | 0.63939
75615 | 17.6 | 0.8 | 2018-12-31 | 2019-12-31 | 365 | 16.133 | 16 | 0.13298
75616 | 10.71 | 0.8 | 2018-12-31 | 2019-12-31 | 365 | 9.8173 | 9 | 0.81728
75116 | 9.92 | 0.8 | 2018-12-31 | 2019-12-31 | 365 | 9.0931 | 9 | 0.093132
75640 | 6.24 | 0.8 | 2018-12-31 | 2019-12-31 | 365 | 5.7199 | 5 | 0.71987
75642 | 8.28 | 0.8 | 2018-12-31 | 2019-12-31 | 365 | 7.5898 | 7 | 0.58983
75645 | 11.2 | 0.8 | 2018-12-31 | 2019-12-31 | 365 | 10.2664 | 10 | 0.26644
75647 | 7.26 | 0.8 | 2018-12-31 | 2019-12-31 | 365 | 6.6549 | 6 | 0.65485
75643 | 6.4 | 0.8 | 2018-12-31 | 2019-12-31 | 365 | 5.8665 | 5 | 0.86654
75650 | 7.92 | 0.8 | 2018-12-31 | 2019-12-31 | 365 | 7.2598 | 7 | 0.25984
75652 | 4.275 | 0.8 | 2018-12-31 | 2019-12-31 | 365 | 3.9187 | 3 | 0.91866
75706 | 7.15 | 0.8 | 2018-12-31 | 2019-12-31 | 365 | 6.554 | 6 | 0.55402
75708 | 10.44 | 0.8 | 2018-12-31 | 2019-12-31 | 365 | 9.5698 | 9 | 0.56979
75710 | 11.2 | 0.8 | 2018-12-31 | 2019-12-31 | 365 | 10.2664 | 10 | 0.26644
75712 | 12.54 | 0.8 | 2018-12-31 | 2019-12-31 | 365 | 11.4947 | 11 | 0.49475
75713 | 10.395 | 0.8 | 2018-12-31 | 2019-12-31 | 365 | 9.5285 | 9 | 0.52854
75715 | 77.52 | 0.6 | 2018-12-31 | 2019-12-31 | 365 | 53.2938 | 53 | 0.29382
75392 | 9.94 | 0.8 | 2018-12-31 | 2019-12-31 | 365 | 9.1115 | 9 | 0.11147
75467 | 6.08 | 0.8 | 2018-12-31 | 2019-12-31 | 365 | 5.5732 | 5 | 0.57321
75765 | 6.6 | 0.8 | 2018-12-31 | 2019-12-31 | 365 | 6.0499 | 6 | 0.049866
75768 | 5.559 | 0.8 | 2018-12-31 | 2019-12-31 | 365 | 5.0956 | 5 | 0.095637
75770 | 4.88 | 0.8 | 2018-12-31 | 2019-12-31 | 365 | 4.4732 | 4 | 0.47323
75772 | 6.48 | 0.8 | 2018-12-31 | 2019-12-31 | 365 | 5.9399 | 5 | 0.93987
75815 | 11.84 | 0.8 | 2018-12-31 | 2019-12-31 | 365 | 10.8531 | 10 | 0.85309
75816 | 7.56 | 0.8 | 2018-12-31 | 2019-12-31 | 365 | 6.9298 | 6 | 0.92985
75817 | 4.76 | 0.8 | 2018-12-31 | 2019-12-31 | 365 | 4.3632 | 4 | 0.36324
75818 | 9.3 | 0.8 | 2018-12-31 | 2019-12-31 | 365 | 8.5248 | 8 | 0.52481
75819 | 6.75 | 0.8 | 2018-12-31 | 2019-12-31 | 365 | 6.1874 | 6 | 0.18736
75820 | 6.875 | 0.8 | 2018-12-31 | 2019-12-31 | 365 | 6.3019 | 6 | 0.30194
75822 | 10.915 | 0.8 | 2018-12-31 | 2019-12-31 | 365 | 10.0052 | 10 | 0.0051955
75826 | 8.64 | 0.8 | 2018-12-31 | 2019-12-31 | 365 | 7.9198 | 7 | 0.91982
75828 | 11.2 | 0.8 | 2018-12-31 | 2019-12-31 | 365 | 10.2664 | 10 | 0.26644
75829 | 4.27 | 0.8 | 2018-12-31 | 2019-12-31 | 365 | 3.9141 | 3 | 0.91408
75830 | 4.875 | 0.8 | 2018-12-31 | 2019-12-31 | 365 | 4.4687 | 4 | 0.46865
75832 | 9.24 | 0.8 | 2018-12-31 | 2019-12-31 | 365 | 8.4698 | 8 | 0.46981
75775 | 4.86 | 0.8 | 2018-12-31 | 2019-12-31 | 365 | 4.4549 | 4 | 0.4549
75654 | 9.15 | 0.8 | 2018-12-31 | 2019-12-31 | 365 | 8.3873 | 8 | 0.38731
75763 | 13.05 | 0.8 | 2018-12-31 | 2019-12-31 | 365 | 11.9622 | 11 | 0.96224
75821 | 9.6 | 0.8 | 2018-12-31 | 2019-12-31 | 365 | 8.7998 | 8 | 0.79981
75114 | 3.6 | 0.8 | 2018-12-31 | 2019-12-31 | 365 | 3.2999 | 3 | 0.29993
75166 | 4.5 | 0.8 | 2018-12-31 | 2019-12-31 | 365 | 4.1249 | 4 | 0.12491
75604 | 10.73 | 0.8 | 2018-12-31 | 2019-12-31 | 365 | 9.8356 | 9 | 0.83562
75959 | 8.4 | 0.8 | 2018-12-31 | 2019-12-31 | 365 | 7.6998 | 7 | 0.69983
75961 | 6.5 | 0.8 | 2018-12-31 | 2019-12-31 | 365 | 5.9582 | 5 | 0.9582
75964 | 5.025 | 0.8 | 2018-12-31 | 2019-12-31 | 365 | 4.6061 | 4 | 0.60615
75966 | 6.93 | 0.8 | 2018-12-31 | 2019-12-31 | 365 | 6.3524 | 6 | 0.35236
75971 | 6 | 0.8 | 2018-12-31 | 2019-12-31 | 365 | 5.4999 | 5 | 0.49988
75974 | 9.6 | 0.8 | 2018-12-31 | 2019-12-31 | 365 | 8.7998 | 8 | 0.79981
75975 | 12.21 | 0.8 | 2018-12-31 | 2019-12-31 | 365 | 11.1923 | 11 | 0.19225
75148 | 5.04 | 0.8 | 2018-12-31 | 2019-12-31 | 365 | 4.6199 | 4 | 0.6199
75976 | 8.4 | 0.8 | 2018-12-31 | 2019-12-31 | 365 | 7.6998 | 7 | 0.69983
75977 | 8.41 | 0.8 | 2018-12-31 | 2019-12-31 | 365 | 7.709 | 7 | 0.709
76012 | 6 | 0.8 | 2018-12-31 | 2019-12-31 | 365 | 5.4999 | 5 | 0.49988
76015 | 10.56 | 0.8 | 2018-12-31 | 2019-12-31 | 365 | 9.6798 | 9 | 0.67979
76018 | 4.68 | 0.8 | 2018-12-31 | 2019-12-31 | 365 | 4.2899 | 4 | 0.28991
76035 | 7.035 | 0.8 | 2018-12-31 | 2019-12-31 | 365 | 6.4486 | 6 | 0.44861
76103 | 7.32 | 0.8 | 2018-12-31 | 2019-12-31 | 365 | 6.7099 | 6 | 0.70985
76106 | 12.73 | 0.8 | 2018-12-31 | 2019-12-31 | 365 | 11.6689 | 11 | 0.66891
35301 | 129.14 | 1 | 2018-12-31 | 2019-12-31 | 365 | 147.9696 | 147 | 0.96965
76111 | 2.1 | 0.8 | 2018-12-31 | 2019-12-31 | 365 | 1.925 | 1 | 0.92496
76113 | 6.72 | 0.8 | 2018-12-31 | 2019-12-31 | 365 | 6.1599 | 6 | 0.15986
76115 | 8.64 | 0.8 | 2018-12-31 | 2019-12-31 | 365 | 7.9198 | 7 | 0.91982
76118 | 5.94 | 0.8 | 2018-12-31 | 2019-12-31 | 365 | 5.4449 | 5 | 0.44488
76119 | 16.64 | 0.8 | 2018-12-31 | 2019-12-31 | 365 | 15.253 | 15 | 0.253
76120 | 12.21 | 0.8 | 2018-12-31 | 2019-12-31 | 365 | 11.1923 | 11 | 0.19225
76121 | 6.6 | 0.8 | 2018-12-31 | 2019-12-31 | 365 | 6.0499 | 6 | 0.049866
76123 | 8.96 | 0.8 | 2018-12-31 | 2019-12-31 | 365 | 8.2132 | 8 | 0.21315
76125 | 12.47 | 0.8 | 2018-12-31 | 2019-12-31 | 365 | 11.4306 | 11 | 0.43058
76127 | 5.8 | 0.8 | 2018-12-31 | 2019-12-31 | 365 | 5.3165 | 5 | 0.31655
76128 | 13.2 | 0.8 | 2018-12-31 | 2019-12-31 | 365 | 12.0997 | 12 | 0.099732
76129 | 7.92 | 0.8 | 2018-12-31 | 2019-12-31 | 365 | 7.2598 | 7 | 0.25984
76131 | 9.69 | 0.8 | 2018-12-31 | 2019-12-31 | 365 | 8.8823 | 8 | 0.8823
65163 | 612 | 0.9 | 2018-12-31 | 2019-12-31 | 365 | 631.111 | 631 | 0.11105
75973 | 5.36 | 0.8 | 2018-12-31 | 2019-12-31 | 365 | 4.9132 | 4 | 0.91322
75771 | 6.9 | 1 | 2018-12-31 | 2019-12-31 | 365 | 7.9061 | 7 | 0.90608
75969 | 10.395 | 0.8 | 2018-12-31 | 2019-12-31 | 365 | 9.5285 | 9 | 0.52854
76156 | 5.04 | 0.8 | 2018-12-31 | 2019-12-31 | 365 | 4.6199 | 4 | 0.6199
76157 | 8.58 | 0.8 | 2018-12-31 | 2019-12-31 | 365 | 7.8648 | 7 | 0.86483
76158 | 9.24 | 0.8 | 2018-12-31 | 2019-12-31 | 365 | 8.4698 | 8 | 0.46981
76159 | 13.407 | 0.8 | 2018-12-31 | 2019-12-31 | 365 | 12.2895 | 12 | 0.28948
76160 | 11.2 | 0.8 | 2018-12-31 | 2019-12-31 | 365 | 10.2664 | 10 | 0.26644
76161 | 4.48 | 0.8 | 2018-12-31 | 2019-12-31 | 365 | 4.1066 | 4 | 0.10658
76162 | 2.52 | 0.8 | 2018-12-31 | 2019-12-31 | 365 | 2.3099 | 2 | 0.30995
76163 | 2.24 | 0.8 | 2018-12-31 | 2019-12-31 | 365 | 2.0533 | 2 | 0.053288
76165 | 7.125 | 0.8 | 2018-12-31 | 2019-12-31 | 365 | 6.5311 | 6 | 0.53111
76166 | 3.2 | 0.8 | 2018-12-31 | 2019-12-31 | 365 | 2.9333 | 2 | 0.93327
76211 | 6.935 | 0.8 | 2018-12-31 | 2019-12-31 | 365 | 6.3569 | 6 | 0.35694
76215 | 4.29 | 0.8 | 2018-12-31 | 2019-12-31 | 365 | 3.9324 | 3 | 0.93241
76226 | 7.875 | 0.8 | 2018-12-31 | 2019-12-31 | 365 | 7.2186 | 7 | 0.21859
76229 | 12.21 | 0.8 | 2018-12-31 | 2019-12-31 | 365 | 11.1923 | 11 | 0.19225
76230 | 11.16 | 0.8 | 2018-12-31 | 2019-12-31 | 365 | 10.2298 | 10 | 0.22977
76231 | 11.16 | 0.8 | 2018-12-31 | 2019-12-31 | 365 | 10.2298 | 10 | 0.22977
76232 | 4.02 | 0.8 | 2018-12-31 | 2019-12-31 | 365 | 3.6849 | 3 | 0.68492
76234 | 10.395 | 0.8 | 2018-12-31 | 2019-12-31 | 365 | 9.5285 | 9 | 0.52854
76235 | 5.51 | 0.8 | 2018-12-31 | 2019-12-31 | 365 | 5.0507 | 5 | 0.050722
76236 | 4.2 | 0.8 | 2018-12-31 | 2019-12-31 | 365 | 3.8499 | 3 | 0.84991
75358 | 7.02 | 0.8 | 2018-12-31 | 2019-12-31 | 365 | 6.4349 | 6 | 0.43486
76240 | 8.4 | 0.8 | 2018-12-31 | 2019-12-31 | 365 | 7.6998 | 7 | 0.69983
76241 | 9 | 0.8 | 2018-12-31 | 2019-12-31 | 365 | 8.2498 | 8 | 0.24982
76271 | 12 | 0.8 | 2018-12-31 | 2019-12-31 | 365 | 10.9998 | 10 | 0.99976
76273 | 6.84 | 0.8 | 2018-12-31 | 2019-12-31 | 365 | 6.2699 | 6 | 0.26986
76275 | 4.69 | 0.8 | 2018-12-31 | 2019-12-31 | 365 | 4.2991 | 4 | 0.29907
76276 | 24.84 | 0.8 | 2018-12-31 | 2019-12-31 | 365 | 22.7695 | 22 | 0.7695
76280 | 13.325 | 0.8 | 2018-12-31 | 2019-12-31 | 365 | 12.2143 | 12 | 0.21431
76282 | 15.36 | 0.8 | 2018-12-31 | 2019-12-31 | 365 | 14.0797 | 14 | 0.079689
76423 | 5.6 | 0.8 | 2018-12-31 | 2019-12-31 | 365 | 5.1332 | 5 | 0.13322
76301 | 8.58 | 0.8 | 2018-12-31 | 2019-12-31 | 365 | 7.8648 | 7 | 0.86483
76302 | 13.5 | 0.8 | 2018-12-31 | 2019-12-31 | 365 | 12.3747 | 12 | 0.37473
76303 | 4.56 | 0.8 | 2018-12-31 | 2019-12-31 | 365 | 4.1799 | 4 | 0.17991
76305 | 7.26 | 0.8 | 2018-12-31 | 2019-12-31 | 365 | 6.6549 | 6 | 0.65485
76306 | 7.92 | 0.8 | 2018-12-31 | 2019-12-31 | 365 | 7.2598 | 7 | 0.25984
76307 | 11.88 | 0.8 | 2018-12-31 | 2019-12-31 | 365 | 10.8898 | 10 | 0.88976
76308 | 9.8 | 0.8 | 2018-12-31 | 2019-12-31 | 365 | 8.9831 | 8 | 0.98313
76309 | 4.48 | 0.8 | 2018-12-31 | 2019-12-31 | 365 | 4.1066 | 4 | 0.10658
76310 | 6.12 | 0.8 | 2018-12-31 | 2019-12-31 | 365 | 5.6099 | 5 | 0.60988
76316 | 12.24 | 0.8 | 2018-12-31 | 2019-12-31 | 365 | 11.2198 | 11 | 0.21975
76318 | 13.5 | 0.8 | 2018-12-31 | 2019-12-31 | 365 | 12.3747 | 12 | 0.37473
76320 | 9.12 | 0.8 | 2018-12-31 | 2019-12-31 | 365 | 8.3598 | 8 | 0.35982
76101 | 7.8 | 0.8 | 2018-12-31 | 2019-12-31 | 365 | 7.1498 | 7 | 0.14984
65279 | 2802.96 | 0.7 | 2018-12-31 | 2019-12-31 | 365 | 2248.1578 | 2248 | 0.15779
76353 | 7.84 | 0.8 | 2018-12-31 | 2019-12-31 | 365 | 7.1865 | 7 | 0.18651
76354 | 9.38 | 0.8 | 2018-12-31 | 2019-12-31 | 365 | 8.5981 | 8 | 0.59814
76355 | 8.64 | 0.8 | 2018-12-31 | 2019-12-31 | 365 | 7.9198 | 7 | 0.91982
76356 | 10.23 | 0.8 | 2018-12-31 | 2019-12-31 | 365 | 9.3773 | 9 | 0.37729
76359 | 8.04 | 0.8 | 2018-12-31 | 2019-12-31 | 365 | 7.3698 | 7 | 0.36984
76587 | 6.48 | 0.8 | 2018-12-31 | 2019-12-31 | 365 | 5.9399 | 5 | 0.93987
76594 | 5.04 | 0.8 | 2018-12-31 | 2019-12-31 | 365 | 4.6199 | 4 | 0.6199
76598 | 7.2 | 0.8 | 2018-12-31 | 2019-12-31 | 365 | 6.5999 | 6 | 0.59985
76607 | 5.22 | 0.8 | 2018-12-31 | 2019-12-31 | 365 | 4.7849 | 4 | 0.78489
76608 | 4.24 | 0.8 | 2018-12-31 | 2019-12-31 | 365 | 3.8866 | 3 | 0.88658
76614 | 4.5 | 0.8 | 2018-12-31 | 2019-12-31 | 365 | 4.1249 | 4 | 0.12491
76617 | 13.2 | 0.8 | 2018-12-31 | 2019-12-31 | 365 | 12.0997 | 12 | 0.099732
76618 | 13.44 | 0.8 | 2018-12-31 | 2019-12-31 | 365 | 12.3197 | 12 | 0.31973
76619 | 6.89 | 1 | 2018-12-31 | 2019-12-31 | 365 | 7.8946 | 7 | 0.89462
76620 | 9.72 | 0.8 | 2018-12-31 | 2019-12-31 | 365 | 8.9098 | 8 | 0.9098
76628 | 5.04 | 0.8 | 2018-12-31 | 2019-12-31 | 365 | 4.6199 | 4 | 0.6199
76629 | 6.3 | 0.8 | 2018-12-31 | 2019-12-31 | 365 | 5.7749 | 5 | 0.77487
76632 | 8.19 | 0.8 | 2018-12-31 | 2019-12-31 | 365 | 7.5073 | 7 | 0.50733
76116 | 4.8 | 0.8 | 2018-12-31 | 2019-12-31 | 365 | 4.3999 | 4 | 0.3999
76634 | 5.355 | 0.8 | 2018-12-31 | 2019-12-31 | 365 | 4.9086 | 4 | 0.90864
76636 | 5.04 | 0.8 | 2018-12-31 | 2019-12-31 | 365 | 4.6199 | 4 | 0.6199
76638 | 3.465 | 0.8 | 2018-12-31 | 2019-12-31 | 365 | 3.1762 | 3 | 0.17618
76639 | 8.19 | 0.8 | 2018-12-31 | 2019-12-31 | 365 | 7.5073 | 7 | 0.50733
76640 | 4.41 | 0.8 | 2018-12-31 | 2019-12-31 | 365 | 4.0424 | 4 | 0.042411
76642 | 4.41 | 0.8 | 2018-12-31 | 2019-12-31 | 365 | 4.0424 | 4 | 0.042411
76647 | 2.52 | 0.8 | 2018-12-31 | 2019-12-31 | 365 | 2.3099 | 2 | 0.30995
76651 | 3.9 | 0.8 | 2018-12-31 | 2019-12-31 | 365 | 3.5749 | 3 | 0.57492
76652 | 5.4 | 0.8 | 2018-12-31 | 2019-12-31 | 365 | 4.9499 | 4 | 0.94989
76653 | 8.82 | 0.8 | 2018-12-31 | 2019-12-31 | 365 | 8.0848 | 8 | 0.084821
76660 | 8.505 | 0.8 | 2018-12-31 | 2019-12-31 | 365 | 7.7961 | 7 | 0.79608
76661 | 3.3 | 1 | 2018-12-31 | 2019-12-31 | 365 | 3.7812 | 3 | 0.78117
76674 | 3.9 | 0.8 | 2018-12-31 | 2019-12-31 | 365 | 3.5749 | 3 | 0.57492
76676 | 4.5 | 0.8 | 2018-12-31 | 2019-12-31 | 365 | 4.1249 | 4 | 0.12491
76684 | 3.15 | 0.8 | 2018-12-31 | 2019-12-31 | 365 | 2.8874 | 2 | 0.88744
76685 | 11.22 | 0.8 | 2018-12-31 | 2019-12-31 | 365 | 10.2848 | 10 | 0.28477
76688 | 6.3 | 0.8 | 2018-12-31 | 2019-12-31 | 365 | 5.7749 | 5 | 0.77487
76690 | 4.725 | 0.8 | 2018-12-31 | 2019-12-31 | 365 | 4.3312 | 4 | 0.33115
76691 | 5.76 | 0.8 | 2018-12-31 | 2019-12-31 | 365 | 5.2799 | 5 | 0.27988
76693 | 6.3 | 0.8 | 2018-12-31 | 2019-12-31 | 365 | 5.7749 | 5 | 0.77487
76696 | 5.355 | 0.8 | 2018-12-31 | 2019-12-31 | 365 | 4.9086 | 4 | 0.90864
76697 | 7.56 | 0.8 | 2018-12-31 | 2019-12-31 | 365 | 6.9298 | 6 | 0.92985
76699 | 8.7 | 0.8 | 2018-12-31 | 2019-12-31 | 365 | 7.9748 | 7 | 0.97482
76701 | 2.52 | 0.8 | 2018-12-31 | 2019-12-31 | 365 | 2.3099 | 2 | 0.30995
76704 | 5.13 | 0.8 | 2018-12-31 | 2019-12-31 | 365 | 4.7024 | 4 | 0.7024
76708 | 6.93 | 0.8 | 2018-12-31 | 2019-12-31 | 365 | 6.3524 | 6 | 0.35236
76361 | 6.6 | 0.8 | 2018-12-31 | 2019-12-31 | 365 | 6.0499 | 6 | 0.049866
76364 | 6.75 | 0.8 | 2018-12-31 | 2019-12-31 | 365 | 6.1874 | 6 | 0.18736
76365 | 6.6 | 0.8 | 2018-12-31 | 2019-12-31 | 365 | 6.0499 | 6 | 0.049866
76367 | 8.76 | 0.8 | 2018-12-31 | 2019-12-31 | 365 | 8.0298 | 8 | 0.029822
76370 | 5.76 | 0.8 | 2018-12-31 | 2019-12-31 | 365 | 5.2799 | 5 | 0.27988
76374 | 9.81 | 0.8 | 2018-12-31 | 2019-12-31 | 365 | 8.9923 | 8 | 0.9923
76376 | 10.98 | 1 | 2018-12-31 | 2019-12-31 | 365 | 12.581 | 12 | 0.58097
76380 | 7.37 | 0.8 | 2018-12-31 | 2019-12-31 | 365 | 6.7557 | 6 | 0.75568
76382 | 9.24 | 0.8 | 2018-12-31 | 2019-12-31 | 365 | 8.4698 | 8 | 0.46981
76383 | 9 | 0.8 | 2018-12-31 | 2019-12-31 | 365 | 8.2498 | 8 | 0.24982
76386 | 8.76 | 0.8 | 2018-12-31 | 2019-12-31 | 365 | 8.0298 | 8 | 0.029822
76397 | 10.15 | 0.8 | 2018-12-31 | 2019-12-31 | 365 | 9.304 | 9 | 0.30396
76400 | 12.9 | 0.8 | 2018-12-31 | 2019-12-31 | 365 | 11.8247 | 11 | 0.82474
76417 | 10.2 | 0.8 | 2018-12-31 | 2019-12-31 | 365 | 9.3498 | 9 | 0.34979
76424 | 14.52 | 0.8 | 2018-12-31 | 2019-12-31 | 365 | 13.3097 | 13 | 0.30971
76426 | 6.3 | 0.8 | 2018-12-31 | 2019-12-31 | 365 | 5.7749 | 5 | 0.77487
76427 | 12.87 | 0.8 | 2018-12-31 | 2019-12-31 | 365 | 11.7972 | 11 | 0.79724
76431 | 11.685 | 0.8 | 2018-12-31 | 2019-12-31 | 365 | 10.711 | 10 | 0.71101
76436 | 10.5 | 0.8 | 2018-12-31 | 2019-12-31 | 365 | 9.6248 | 9 | 0.62479
76438 | 4.8 | 0.8 | 2018-12-31 | 2019-12-31 | 365 | 4.3999 | 4 | 0.3999
76440 | 9.715 | 0.8 | 2018-12-31 | 2019-12-31 | 365 | 8.9052 | 8 | 0.90522
76441 | 7.92 | 0.8 | 2018-12-31 | 2019-12-31 | 365 | 7.2598 | 7 | 0.25984
76444 | 7.848 | 0.8 | 2018-12-31 | 2019-12-31 | 365 | 7.1938 | 7 | 0.19384
76446 | 22.1 | 0.8 | 2018-12-31 | 2019-12-31 | 365 | 20.2579 | 20 | 0.25789
75361 | 8.25 | 0.8 | 2018-12-31 | 2019-12-31 | 365 | 7.5623 | 7 | 0.56233
76473 | 6.44 | 0.8 | 2018-12-31 | 2019-12-31 | 365 | 5.9032 | 5 | 0.9032
76474 | 7.8 | 0.8 | 2018-12-31 | 2019-12-31 | 365 | 7.1498 | 7 | 0.14984
76475 | 3.9 | 0.8 | 2018-12-31 | 2019-12-31 | 365 | 3.5749 | 3 | 0.57492
76480 | 7.26 | 0.8 | 2018-12-31 | 2019-12-31 | 365 | 6.6549 | 6 | 0.65485
76481 | 8.58 | 0.8 | 2018-12-31 | 2019-12-31 | 365 | 7.8648 | 7 | 0.86483
76482 | 8.76 | 0.8 | 2018-12-31 | 2019-12-31 | 365 | 8.0298 | 8 | 0.029822
76483 | 8.32 | 0.8 | 2018-12-31 | 2019-12-31 | 365 | 7.6265 | 7 | 0.6265
76243 | 24.82 | 0.8 | 2018-12-31 | 2019-12-31 | 365 | 22.7512 | 22 | 0.75116
76503 | 7.2 | 0.8 | 2018-12-31 | 2019-12-31 | 365 | 6.5999 | 6 | 0.59985
76505 | 10.88 | 0.8 | 2018-12-31 | 2019-12-31 | 365 | 9.9731 | 9 | 0.97311
76506 | 6.16 | 0.8 | 2018-12-31 | 2019-12-31 | 365 | 5.6465 | 5 | 0.64654
76508 | 11.2 | 0.8 | 2018-12-31 | 2019-12-31 | 365 | 10.2664 | 10 | 0.26644
76509 | 3.92 | 0.8 | 2018-12-31 | 2019-12-31 | 365 | 3.5933 | 3 | 0.59325
76513 | 11.2 | 0.8 | 2018-12-31 | 2019-12-31 | 365 | 10.2664 | 10 | 0.26644
76525 | 7.26 | 0.8 | 2018-12-31 | 2019-12-31 | 365 | 6.6549 | 6 | 0.65485
76526 | 11.7 | 0.8 | 2018-12-31 | 2019-12-31 | 365 | 10.7248 | 10 | 0.72476
76527 | 6.1 | 0.8 | 2018-12-31 | 2019-12-31 | 365 | 5.5915 | 5 | 0.59154
76528 | 3.705 | 0.8 | 2018-12-31 | 2019-12-31 | 365 | 3.3962 | 3 | 0.39617
76529 | 10.065 | 0.8 | 2018-12-31 | 2019-12-31 | 365 | 9.226 | 9 | 0.22605
76530 | 4.76 | 0.8 | 2018-12-31 | 2019-12-31 | 365 | 4.3632 | 4 | 0.36324
76531 | 6.7 | 0.8 | 2018-12-31 | 2019-12-31 | 365 | 6.1415 | 6 | 0.14153
76304 | 6.6 | 0.8 | 2018-12-31 | 2019-12-31 | 365 | 6.0499 | 6 | 0.049866
76567 | 7.04 | 0.8 | 2018-12-31 | 2019-12-31 | 365 | 6.4532 | 6 | 0.45319
76568 | 6.7 | 0.8 | 2018-12-31 | 2019-12-31 | 365 | 6.1415 | 6 | 0.14153
76571 | 5.76 | 0.8 | 2018-12-31 | 2019-12-31 | 365 | 5.2799 | 5 | 0.27988
76573 | 4.8 | 0.8 | 2018-12-31 | 2019-12-31 | 365 | 4.3999 | 4 | 0.3999
76574 | 7.68 | 0.8 | 2018-12-31 | 2019-12-31 | 365 | 7.0398 | 7 | 0.039844
76576 | 5.13 | 0.8 | 2018-12-31 | 2019-12-31 | 365 | 4.7024 | 4 | 0.7024
76217 | 10.8 | 0.8 | 2018-12-31 | 2019-12-31 | 365 | 9.8998 | 9 | 0.89978
76239 | 12.88 | 0.8 | 2018-12-31 | 2019-12-31 | 365 | 11.8064 | 11 | 0.80641
76244 | 5.61 | 0.8 | 2018-12-31 | 2019-12-31 | 365 | 5.1424 | 5 | 0.14239
76368 | 9.6 | 0.8 | 2018-12-31 | 2019-12-31 | 365 | 8.7998 | 8 | 0.79981
76398 | 4.48 | 0.8 | 2018-12-31 | 2019-12-31 | 365 | 4.1066 | 4 | 0.10658
76429 | 4.62 | 0.8 | 2018-12-31 | 2019-12-31 | 365 | 4.2349 | 4 | 0.23491
76434 | 4.2 | 0.8 | 2018-12-31 | 2019-12-31 | 365 | 3.8499 | 3 | 0.84991
76511 | 8 | 0.8 | 2018-12-31 | 2019-12-31 | 365 | 7.3332 | 7 | 0.33317
76570 | 5.559 | 0.8 | 2018-12-31 | 2019-12-31 | 365 | 5.0956 | 5 | 0.095637
76578 | 4.725 | 0.8 | 2018-12-31 | 2019-12-31 | 365 | 4.3312 | 4 | 0.33115
76596 | 7.56 | 0.8 | 2018-12-31 | 2019-12-31 | 365 | 6.9298 | 6 | 0.92985
76609 | 8.55 | 0.8 | 2018-12-31 | 2019-12-31 | 365 | 7.8373 | 7 | 0.83733
76616 | 5.76 | 0.8 | 2018-12-31 | 2019-12-31 | 365 | 5.2799 | 5 | 0.27988
76621 | 9.57 | 0.8 | 2018-12-31 | 2019-12-31 | 365 | 8.7723 | 8 | 0.77231
76705 | 10.89 | 0.8 | 2018-12-31 | 2019-12-31 | 365 | 9.9823 | 9 | 0.98228
76709 | 6.09 | 0.8 | 2018-12-31 | 2019-12-31 | 365 | 5.5824 | 5 | 0.58238
76710 | 4.93 | 0.8 | 2018-12-31 | 2019-12-31 | 365 | 4.5191 | 4 | 0.51907
76712 | 5.04 | 0.8 | 2018-12-31 | 2019-12-31 | 365 | 4.6199 | 4 | 0.6199
76713 | 5.985 | 0.8 | 2018-12-31 | 2019-12-31 | 365 | 5.4861 | 5 | 0.48613
76715 | 3.15 | 0.8 | 2018-12-31 | 2019-12-31 | 365 | 2.8874 | 2 | 0.88744
76716 | 4.41 | 0.8 | 2018-12-31 | 2019-12-31 | 365 | 4.0424 | 4 | 0.042411
76718 | 3.78 | 0.8 | 2018-12-31 | 2019-12-31 | 365 | 3.4649 | 3 | 0.46492
76720 | 4.095 | 0.8 | 2018-12-31 | 2019-12-31 | 365 | 3.7537 | 3 | 0.75367
76722 | 4.725 | 0.8 | 2018-12-31 | 2019-12-31 | 365 | 4.3312 | 4 | 0.33115
76724 | 5.355 | 0.8 | 2018-12-31 | 2019-12-31 | 365 | 4.9086 | 4 | 0.90864
76735 | 7.245 | 0.8 | 2018-12-31 | 2019-12-31 | 365 | 6.6411 | 6 | 0.6411
76736 | 7.56 | 0.8 | 2018-12-31 | 2019-12-31 | 365 | 6.9298 | 6 | 0.92985
76737 | 3.78 | 0.8 | 2018-12-31 | 2019-12-31 | 365 | 3.4649 | 3 | 0.46492
76738 | 5.67 | 0.8 | 2018-12-31 | 2019-12-31 | 365 | 5.1974 | 5 | 0.19739
76739 | 5.985 | 0.8 | 2018-12-31 | 2019-12-31 | 365 | 5.4861 | 5 | 0.48613
76524 | 5.6 | 0.8 | 2018-12-31 | 2019-12-31 | 365 | 5.1332 | 5 | 0.13322
76777 | 3.465 | 0.8 | 2018-12-31 | 2019-12-31 | 365 | 3.1762 | 3 | 0.17618
76778 | 6.67 | 0.8 | 2018-12-31 | 2019-12-31 | 365 | 6.114 | 6 | 0.11403
76782 | 6.93 | 0.8 | 2018-12-31 | 2019-12-31 | 365 | 6.3524 | 6 | 0.35236
76784 | 5.67 | 0.8 | 2018-12-31 | 2019-12-31 | 365 | 5.1974 | 5 | 0.19739
76786 | 11.655 | 0.8 | 2018-12-31 | 2019-12-31 | 365 | 10.6835 | 10 | 0.68351
76791 | 10.08 | 0.8 | 2018-12-31 | 2019-12-31 | 365 | 9.2398 | 9 | 0.2398
76792 | 6.3 | 0.8 | 2018-12-31 | 2019-12-31 | 365 | 5.7749 | 5 | 0.77487
76793 | 13.23 | 0.8 | 2018-12-31 | 2019-12-31 | 365 | 12.1272 | 12 | 0.12723
76795 | 3.15 | 0.8 | 2018-12-31 | 2019-12-31 | 365 | 2.8874 | 2 | 0.88744
76797 | 7.245 | 0.8 | 2018-12-31 | 2019-12-31 | 365 | 6.6411 | 6 | 0.6411
76799 | 11.655 | 0.8 | 2018-12-31 | 2019-12-31 | 365 | 10.6835 | 10 | 0.68351
76803 | 4.725 | 0.8 | 2018-12-31 | 2019-12-31 | 365 | 4.3312 | 4 | 0.33115
76805 | 7.875 | 0.8 | 2018-12-31 | 2019-12-31 | 365 | 7.2186 | 7 | 0.21859
76810 | 9.45 | 1 | 2018-12-31 | 2019-12-31 | 365 | 10.8279 | 10 | 0.82789
76812 | 3.15 | 1 | 2018-12-31 | 2019-12-31 | 365 | 3.6093 | 3 | 0.6093
76813 | 2.8 | 0.8 | 2018-12-31 | 2019-12-31 | 365 | 2.5666 | 2 | 0.56661
76814 | 9 | 0.8 | 2018-12-31 | 2019-12-31 | 365 | 8.2498 | 8 | 0.24982
76817 | 5.4 | 0.8 | 2018-12-31 | 2019-12-31 | 365 | 4.9499 | 4 | 0.94989
76824 | 5.8 | 0.8 | 2018-12-31 | 2019-12-31 | 365 | 5.3165 | 5 | 0.31655
76827 | 13.2 | 0.8 | 2018-12-31 | 2019-12-31 | 365 | 12.0997 | 12 | 0.099732
76825 | 2.52 | 0.8 | 2018-12-31 | 2019-12-31 | 365 | 2.3099 | 2 | 0.30995
76828 | 3.78 | 0.8 | 2018-12-31 | 2019-12-31 | 365 | 3.4649 | 3 | 0.46492
76829 | 3.36 | 0.8 | 2018-12-31 | 2019-12-31 | 365 | 3.0799 | 3 | 0.079932
76831 | 8.28 | 0.8 | 2018-12-31 | 2019-12-31 | 365 | 7.5898 | 7 | 0.58983
76832 | 5.6 | 0.8 | 2018-12-31 | 2019-12-31 | 365 | 5.1332 | 5 | 0.13322
76846 | 6.615 | 0.8 | 2018-12-31 | 2019-12-31 | 365 | 6.0636 | 6 | 0.063616
76847 | 12.285 | 0.8 | 2018-12-31 | 2019-12-31 | 365 | 11.261 | 11 | 0.261
76848 | 4.725 | 0.8 | 2018-12-31 | 2019-12-31 | 365 | 4.3312 | 4 | 0.33115
76849 | 11.97 | 0.8 | 2018-12-31 | 2019-12-31 | 365 | 10.9723 | 10 | 0.97226
76850 | 3.77 | 0.8 | 2018-12-31 | 2019-12-31 | 365 | 3.4558 | 3 | 0.45576
76851 | 12.285 | 0.8 | 2018-12-31 | 2019-12-31 | 365 | 11.261 | 11 | 0.261
76853 | 5.04 | 0.8 | 2018-12-31 | 2019-12-31 | 365 | 4.6199 | 4 | 0.6199
76854 | 8.7 | 0.8 | 2018-12-31 | 2019-12-31 | 365 | 7.9748 | 7 | 0.97482
76855 | 8.12 | 0.8 | 2018-12-31 | 2019-12-31 | 365 | 7.4432 | 7 | 0.44317
76485 | 12.9 | 0.8 | 2018-12-31 | 2019-12-31 | 365 | 11.8247 | 11 | 0.82474
76858 | 11.725 | 0.8 | 2018-12-31 | 2019-12-31 | 365 | 10.7477 | 10 | 0.74768
76859 | 4.68 | 0.8 | 2018-12-31 | 2019-12-31 | 365 | 4.2899 | 4 | 0.28991
76861 | 1.962 | 0.8 | 2018-12-31 | 2019-12-31 | 365 | 1.7985 | 1 | 0.79846
76862 | 6.27 | 0.8 | 2018-12-31 | 2019-12-31 | 365 | 5.7474 | 5 | 0.74737
76845 | 13.23 | 0.8 | 2018-12-31 | 2019-12-31 | 365 | 12.1272 | 12 | 0.12723
76863 | 5.232 | 0.8 | 2018-12-31 | 2019-12-31 | 365 | 4.7959 | 4 | 0.79589
76864 | 7.68 | 0.8 | 2018-12-31 | 2019-12-31 | 365 | 7.0398 | 7 | 0.039844
76865 | 7.8 | 1 | 2018-12-31 | 2019-12-31 | 365 | 8.9373 | 8 | 0.9373
76866 | 10.71 | 1 | 2018-12-31 | 2019-12-31 | 365 | 12.2716 | 12 | 0.2716
76868 | 6.93 | 0.8 | 2018-12-31 | 2019-12-31 | 365 | 6.3524 | 6 | 0.35236
76869 | 10.08 | 0.8 | 2018-12-31 | 2019-12-31 | 365 | 9.2398 | 9 | 0.2398
76870 | 4.725 | 0.8 | 2018-12-31 | 2019-12-31 | 365 | 4.3312 | 4 | 0.33115
76871 | 6.615 | 1 | 2018-12-31 | 2019-12-31 | 365 | 7.5795 | 7 | 0.57952
76874 | 7.56 | 0.8 | 2018-12-31 | 2019-12-31 | 365 | 6.9298 | 6 | 0.92985
76856 | 3.77 | 0.8 | 2018-12-31 | 2019-12-31 | 365 | 3.4558 | 3 | 0.45576
76875 | 5.51 | 0.8 | 2018-12-31 | 2019-12-31 | 365 | 5.0507 | 5 | 0.050722
76878 | 4.35 | 0.8 | 2018-12-31 | 2019-12-31 | 365 | 3.9874 | 3 | 0.98741
76879 | 4.35 | 0.8 | 2018-12-31 | 2019-12-31 | 365 | 3.9874 | 3 | 0.98741
76881 | 7.25 | 0.8 | 2018-12-31 | 2019-12-31 | 365 | 6.6457 | 6 | 0.64569
76884 | 4.35 | 0.8 | 2018-12-31 | 2019-12-31 | 365 | 3.9874 | 3 | 0.98741
76885 | 2.32 | 0.8 | 2018-12-31 | 2019-12-31 | 365 | 2.1266 | 2 | 0.12662
76886 | 5.51 | 0.8 | 2018-12-31 | 2019-12-31 | 365 | 5.0507 | 5 | 0.050722
76887 | 3.77 | 0.8 | 2018-12-31 | 2019-12-31 | 365 | 3.4558 | 3 | 0.45576
76888 | 4.06 | 0.8 | 2018-12-31 | 2019-12-31 | 365 | 3.7216 | 3 | 0.72158
76889 | 4.06 | 0.8 | 2018-12-31 | 2019-12-31 | 365 | 3.7216 | 3 | 0.72158
76890 | 9.57 | 0.8 | 2018-12-31 | 2019-12-31 | 365 | 8.7723 | 8 | 0.77231
76892 | 4.35 | 0.8 | 2018-12-31 | 2019-12-31 | 365 | 3.9874 | 3 | 0.98741
76893 | 2.61 | 0.8 | 2018-12-31 | 2019-12-31 | 365 | 2.3924 | 2 | 0.39245
76785 | 3.78 | 0.8 | 2018-12-31 | 2019-12-31 | 365 | 3.4649 | 3 | 0.46492
76611 | 10.865 | 0.8 | 2018-12-31 | 2019-12-31 | 365 | 9.9594 | 9 | 0.95936
76896 | 3.77 | 0.8 | 2018-12-31 | 2019-12-31 | 365 | 3.4558 | 3 | 0.45576
76898 | 4.06 | 0.8 | 2018-12-31 | 2019-12-31 | 365 | 3.7216 | 3 | 0.72158
76900 | 5.51 | 0.8 | 2018-12-31 | 2019-12-31 | 365 | 5.0507 | 5 | 0.050722
76901 | 3.48 | 0.8 | 2018-12-31 | 2019-12-31 | 365 | 3.1899 | 3 | 0.18993
76903 | 4.64 | 0.8 | 2018-12-31 | 2019-12-31 | 365 | 4.2532 | 4 | 0.25324
76905 | 2.9 | 0.8 | 2018-12-31 | 2019-12-31 | 365 | 2.6583 | 2 | 0.65827
76934 | 5.76 | 0.8 | 2018-12-31 | 2019-12-31 | 365 | 5.2799 | 5 | 0.27988
76935 | 8.4 | 0.8 | 2018-12-31 | 2019-12-31 | 365 | 7.6998 | 7 | 0.69983
76936 | 10.35 | 0.8 | 2018-12-31 | 2019-12-31 | 365 | 9.4873 | 9 | 0.48729
76937 | 5.85 | 0.8 | 2018-12-31 | 2019-12-31 | 365 | 5.3624 | 5 | 0.36238
76938 | 5.1 | 0.8 | 2018-12-31 | 2019-12-31 | 365 | 4.6749 | 4 | 0.6749
76939 | 12.16 | 0.8 | 2018-12-31 | 2019-12-31 | 365 | 11.1464 | 11 | 0.14642
76940 | 4.95 | 0.8 | 2018-12-31 | 2019-12-31 | 365 | 4.5374 | 4 | 0.5374
76941 | 8.32 | 0.8 | 2018-12-31 | 2019-12-31 | 365 | 7.6265 | 7 | 0.6265
76942 | 7.8 | 0.8 | 2018-12-31 | 2019-12-31 | 365 | 7.1498 | 7 | 0.14984
76943 | 7.04 | 0.8 | 2018-12-31 | 2019-12-31 | 365 | 6.4532 | 6 | 0.45319
76944 | 8.525 | 0.8 | 2018-12-31 | 2019-12-31 | 365 | 7.8144 | 7 | 0.81441
76946 | 3.105 | 0.8 | 2018-12-31 | 2019-12-31 | 365 | 2.8462 | 2 | 0.84619
76947 | 7.26 | 0.8 | 2018-12-31 | 2019-12-31 | 365 | 6.6549 | 6 | 0.65485
76948 | 10.23 | 0.8 | 2018-12-31 | 2019-12-31 | 365 | 9.3773 | 9 | 0.37729
76949 | 9.24 | 0.8 | 2018-12-31 | 2019-12-31 | 365 | 8.4698 | 8 | 0.46981
76950 | 3.3 | 0.8 | 2018-12-31 | 2019-12-31 | 365 | 3.0249 | 3 | 0.024933
76951 | 6.67 | 0.8 | 2018-12-31 | 2019-12-31 | 365 | 6.114 | 6 | 0.11403
76952 | 8 | 0.8 | 2018-12-31 | 2019-12-31 | 365 | 7.3332 | 7 | 0.33317
76953 | 5.94 | 0.8 | 2018-12-31 | 2019-12-31 | 365 | 5.4449 | 5 | 0.44488
76954 | 15.105 | 0.8 | 2018-12-31 | 2019-12-31 | 365 | 13.8459 | 13 | 0.84594
76956 | 6.9 | 0.8 | 2018-12-31 | 2019-12-31 | 365 | 6.3249 | 6 | 0.32486
76957 | 8.64 | 0.8 | 2018-12-31 | 2019-12-31 | 365 | 7.9198 | 7 | 0.91982
76958 | 3 | 0.8 | 2018-12-31 | 2019-12-31 | 365 | 2.7499 | 2 | 0.74994
76448 | 5.67 | 0.8 | 2018-12-31 | 2019-12-31 | 365 | 5.1974 | 5 | 0.19739
76975 | 5.8 | 0.8 | 2018-12-31 | 2019-12-31 | 365 | 5.3165 | 5 | 0.31655
76976 | 8.12 | 0.8 | 2018-12-31 | 2019-12-31 | 365 | 7.4432 | 7 | 0.44317
76977 | 7.25 | 0.8 | 2018-12-31 | 2019-12-31 | 365 | 6.6457 | 6 | 0.64569
76978 | 4.06 | 0.8 | 2018-12-31 | 2019-12-31 | 365 | 3.7216 | 3 | 0.72158
76979 | 2.28 | 0.8 | 2018-12-31 | 2019-12-31 | 365 | 2.09 | 2 | 0.089954
76980 | 2.9 | 0.8 | 2018-12-31 | 2019-12-31 | 365 | 2.6583 | 2 | 0.65827
76982 | 5.67 | 0.8 | 2018-12-31 | 2019-12-31 | 365 | 5.1974 | 5 | 0.19739
76983 | 4.35 | 0.8 | 2018-12-31 | 2019-12-31 | 365 | 3.9874 | 3 | 0.98741
76984 | 2.32 | 0.8 | 2018-12-31 | 2019-12-31 | 365 | 2.1266 | 2 | 0.12662
76985 | 3.19 | 0.8 | 2018-12-31 | 2019-12-31 | 365 | 2.9241 | 2 | 0.9241
76986 | 6.67 | 0.8 | 2018-12-31 | 2019-12-31 | 365 | 6.114 | 6 | 0.11403
76987 | 10.15 | 0.8 | 2018-12-31 | 2019-12-31 | 365 | 9.304 | 9 | 0.30396
76993 | 10.545 | 0.8 | 2018-12-31 | 2019-12-31 | 365 | 9.666 | 9 | 0.66604
76994 | 6.67 | 0.8 | 2018-12-31 | 2019-12-31 | 365 | 6.114 | 6 | 0.11403
76995 | 2.61 | 0.8 | 2018-12-31 | 2019-12-31 | 365 | 2.3924 | 2 | 0.39245
76996 | 4.93 | 0.8 | 2018-12-31 | 2019-12-31 | 365 | 4.5191 | 4 | 0.51907
76997 | 4.93 | 0.8 | 2018-12-31 | 2019-12-31 | 365 | 4.5191 | 4 | 0.51907
76998 | 3.705 | 0.8 | 2018-12-31 | 2019-12-31 | 365 | 3.3962 | 3 | 0.39617
76999 | 2.565 | 0.8 | 2018-12-31 | 2019-12-31 | 365 | 2.3512 | 2 | 0.3512
77000 | 2.565 | 0.8 | 2018-12-31 | 2019-12-31 | 365 | 2.3512 | 2 | 0.3512
75507 | 5.5 | 0.8 | 2018-12-31 | 2019-12-31 | 365 | 5.0416 | 5 | 0.041555
77013 | 5.4 | 0.8 | 2018-12-31 | 2019-12-31 | 365 | 4.9499 | 4 | 0.94989
77016 | 3 | 0.8 | 2018-12-31 | 2019-12-31 | 365 | 2.7499 | 2 | 0.74994
77017 | 6.03 | 0.8 | 2018-12-31 | 2019-12-31 | 365 | 5.5274 | 5 | 0.52738
77019 | 7.92 | 0.8 | 2018-12-31 | 2019-12-31 | 365 | 7.2598 | 7 | 0.25984
77021 | 3 | 0.8 | 2018-12-31 | 2019-12-31 | 365 | 2.7499 | 2 | 0.74994
77023 | 12.06 | 0.8 | 2018-12-31 | 2019-12-31 | 365 | 11.0548 | 11 | 0.054756
77026 | 7.59 | 0.8 | 2018-12-31 | 2019-12-31 | 365 | 6.9573 | 6 | 0.95735
77028 | 15.075 | 0.8 | 2018-12-31 | 2019-12-31 | 365 | 13.8184 | 13 | 0.81844
77029 | 7.56 | 0.8 | 2018-12-31 | 2019-12-31 | 365 | 6.9298 | 6 | 0.92985
77060 | 8.68 | 0.8 | 2018-12-31 | 2019-12-31 | 365 | 7.9565 | 7 | 0.95649
77065 | 6.3 | 0.8 | 2018-12-31 | 2019-12-31 | 365 | 5.7749 | 5 | 0.77487
77068 | 8.125 | 0.8 | 2018-12-31 | 2019-12-31 | 365 | 7.4478 | 7 | 0.44775
77071 | 5.25 | 0.8 | 2018-12-31 | 2019-12-31 | 365 | 4.8124 | 4 | 0.81239
77072 | 9.1 | 0.8 | 2018-12-31 | 2019-12-31 | 365 | 8.3415 | 8 | 0.34148
77075 | 6.72 | 0.8 | 2018-12-31 | 2019-12-31 | 365 | 6.1599 | 6 | 0.15986
77077 | 5.61 | 0.8 | 2018-12-31 | 2019-12-31 | 365 | 5.1424 | 5 | 0.14239
77079 | 7.035 | 0.8 | 2018-12-31 | 2019-12-31 | 365 | 6.4486 | 6 | 0.44861
77073 | 7.8 | 0.8 | 2018-12-31 | 2019-12-31 | 365 | 7.1498 | 7 | 0.14984
77066 | 6.12 | 0.8 | 2018-12-31 | 2019-12-31 | 365 | 5.6099 | 5 | 0.60988
77082 | 13.8 | 0.8 | 2018-12-31 | 2019-12-31 | 365 | 12.6497 | 12 | 0.64972
77094 | 5.7 | 0.8 | 2018-12-31 | 2019-12-31 | 365 | 5.2249 | 5 | 0.22488
76597 | 16.53 | 0.8 | 2018-12-31 | 2019-12-31 | 365 | 15.1522 | 15 | 0.15216
76213 | 5.28 | 0.8 | 2018-12-31 | 2019-12-31 | 365 | 4.8399 | 4 | 0.83989
77101 | 9.52 | 0.8 | 2018-12-31 | 2019-12-31 | 365 | 8.7265 | 8 | 0.72647
77102 | 7.59 | 0.8 | 2018-12-31 | 2019-12-31 | 365 | 6.9573 | 6 | 0.95735
77103 | 9.6 | 0.8 | 2018-12-31 | 2019-12-31 | 365 | 8.7998 | 8 | 0.79981
77104 | 3.78 | 0.8 | 2018-12-31 | 2019-12-31 | 365 | 3.4649 | 3 | 0.46492
77105 | 7.68 | 0.8 | 2018-12-31 | 2019-12-31 | 365 | 7.0398 | 7 | 0.039844
77106 | 11.84 | 0.8 | 2018-12-31 | 2019-12-31 | 365 | 10.8531 | 10 | 0.85309
77108 | 6.6 | 0.8 | 2018-12-31 | 2019-12-31 | 365 | 6.0499 | 6 | 0.049866
77110 | 11.375 | 0.8 | 2018-12-31 | 2019-12-31 | 365 | 10.4269 | 10 | 0.42685
76867 | 10.71 | 1 | 2018-12-31 | 2019-12-31 | 365 | 12.2716 | 12 | 0.2716
77020 | 9.6 | 0.8 | 2018-12-31 | 2019-12-31 | 365 | 8.7998 | 8 | 0.79981
77031 | 7.37 | 0.8 | 2018-12-31 | 2019-12-31 | 365 | 6.7557 | 6 | 0.75568
77221 | 10.8 | 0.8 | 2018-12-31 | 2019-12-31 | 365 | 9.8998 | 9 | 0.89978
77222 | 9.24 | 0.8 | 2018-12-31 | 2019-12-31 | 365 | 8.4698 | 8 | 0.46981
77223 | 8.67 | 0.8 | 2018-12-31 | 2019-12-31 | 365 | 7.9473 | 7 | 0.94732
77225 | 5.36 | 0.8 | 2018-12-31 | 2019-12-31 | 365 | 4.9132 | 4 | 0.91322
77226 | 10.385 | 0.8 | 2018-12-31 | 2019-12-31 | 365 | 9.5194 | 9 | 0.51937
77228 | 6.1 | 0.8 | 2018-12-31 | 2019-12-31 | 365 | 5.5915 | 5 | 0.59154
77229 | 6.4 | 0.8 | 2018-12-31 | 2019-12-31 | 365 | 5.8665 | 5 | 0.86654
77235 | 9 | 0.8 | 2018-12-31 | 2019-12-31 | 365 | 8.2498 | 8 | 0.24982
77238 | 7.44 | 0.8 | 2018-12-31 | 2019-12-31 | 365 | 6.8198 | 6 | 0.81985
77239 | 6.03 | 0.8 | 2018-12-31 | 2019-12-31 | 365 | 5.5274 | 5 | 0.52738
77240 | 11.16 | 0.8 | 2018-12-31 | 2019-12-31 | 365 | 10.2298 | 10 | 0.22977
77243 | 9.45 | 0.8 | 2018-12-31 | 2019-12-31 | 365 | 8.6623 | 8 | 0.66231
77245 | 5.04 | 0.8 | 2018-12-31 | 2019-12-31 | 365 | 4.6199 | 4 | 0.6199
77247 | 2.52 | 0.8 | 2018-12-31 | 2019-12-31 | 365 | 2.3099 | 2 | 0.30995
77248 | 7.2 | 0.8 | 2018-12-31 | 2019-12-31 | 365 | 6.5999 | 6 | 0.59985
76565 | 7.2 | 0.8 | 2018-12-31 | 2019-12-31 | 365 | 6.5999 | 6 | 0.59985
76572 | 7.2 | 0.8 | 2018-12-31 | 2019-12-31 | 365 | 6.5999 | 6 | 0.59985
76612 | 9 | 0.8 | 2018-12-31 | 2019-12-31 | 365 | 8.2498 | 8 | 0.24982
76945 | 6.05 | 0.8 | 2018-12-31 | 2019-12-31 | 365 | 5.5457 | 5 | 0.54571
76955 | 4.14 | 0.8 | 2018-12-31 | 2019-12-31 | 365 | 3.7949 | 3 | 0.79492
77014 | 24.735 | 1 | 2018-12-31 | 2019-12-31 | 365 | 28.3416 | 28 | 0.34156
77025 | 5.4 | 0.8 | 2018-12-31 | 2019-12-31 | 365 | 4.9499 | 4 | 0.94989
77062 | 10.56 | 0.8 | 2018-12-31 | 2019-12-31 | 365 | 9.6798 | 9 | 0.67979
77080 | 6.4 | 0.8 | 2018-12-31 | 2019-12-31 | 365 | 5.8665 | 5 | 0.86654
77090 | 9 | 0.8 | 2018-12-31 | 2019-12-31 | 365 | 8.2498 | 8 | 0.24982
77095 | 6.867 | 0.8 | 2018-12-31 | 2019-12-31 | 365 | 6.2946 | 6 | 0.29461
77097 | 6.63 | 0.8 | 2018-12-31 | 2019-12-31 | 365 | 6.0774 | 6 | 0.077366
77100 | 15.66 | 0.8 | 2018-12-31 | 2019-12-31 | 365 | 14.3547 | 14 | 0.35468
77224 | 8.25 | 0.8 | 2018-12-31 | 2019-12-31 | 365 | 7.5623 | 7 | 0.56233
77237 | 10.05 | 0.8 | 2018-12-31 | 2019-12-31 | 365 | 9.2123 | 9 | 0.2123
64770 | 522.24 | 0.7 | 2018-12-31 | 2019-12-31 | 365 | 418.8707 | 418 | 0.87074
64981 | 43.47 | 0.7 | 2018-12-31 | 2019-12-31 | 365 | 34.8658 | 34 | 0.86579
65012 | 92.214 | 0.9 | 2018-12-31 | 2019-12-31 | 365 | 95.0936 | 95 | 0.093585
76781 | 3.78 | 0.8 | 2018-12-31 | 2019-12-31 | 365 | 3.4649 | 3 | 0.46492
76590 | 3 | 0.8 | 2018-12-31 | 2019-12-31 | 365 | 2.7499 | 2 | 0.74994
77277 | 13.2 | 0.8 | 2018-12-31 | 2019-12-31 | 365 | 12.0997 | 12 | 0.099732
77278 | 7.035 | 0.8 | 2018-12-31 | 2019-12-31 | 365 | 6.4486 | 6 | 0.44861
77283 | 5.76 | 0.8 | 2018-12-31 | 2019-12-31 | 365 | 5.2799 | 5 | 0.27988
77289 | 7.92 | 0.8 | 2018-12-31 | 2019-12-31 | 365 | 7.2598 | 7 | 0.25984
77291 | 7.98 | 0.8 | 2018-12-31 | 2019-12-31 | 365 | 7.3148 | 7 | 0.31484
77098 | 10.075 | 0.8 | 2018-12-31 | 2019-12-31 | 365 | 9.2352 | 9 | 0.23521
77314 | 10.88 | 0.8 | 2018-12-31 | 2019-12-31 | 365 | 9.9731 | 9 | 0.97311
77316 | 5.67 | 0.8 | 2018-12-31 | 2019-12-31 | 365 | 5.1974 | 5 | 0.19739
77317 | 7.975 | 0.8 | 2018-12-31 | 2019-12-31 | 365 | 7.3103 | 7 | 0.31026
77319 | 7.29 | 0.8 | 2018-12-31 | 2019-12-31 | 365 | 6.6824 | 6 | 0.68235
77325 | 5.76 | 0.8 | 2018-12-31 | 2019-12-31 | 365 | 5.2799 | 5 | 0.27988
77327 | 13.34 | 0.8 | 2018-12-31 | 2019-12-31 | 365 | 12.2281 | 12 | 0.22806
77332 | 14.74 | 0.8 | 2018-12-31 | 2019-12-31 | 365 | 13.5114 | 13 | 0.51137
77281 | 9.38 | 0.8 | 2018-12-31 | 2019-12-31 | 365 | 8.5981 | 8 | 0.59814
77109 | 13.11 | 0.8 | 2018-12-31 | 2019-12-31 | 365 | 12.0172 | 12 | 0.017234
65114 | 66.708 | 0.9 | 2018-12-31 | 2019-12-31 | 365 | 68.7911 | 68 | 0.7911
77413 | 2.24 | 0.8 | 2018-12-31 | 2019-12-31 | 365 | 2.0533 | 2 | 0.053288
77376 | 7.37 | 0.8 | 2018-12-31 | 2019-12-31 | 365 | 6.7557 | 6 | 0.75568
77377 | 6.4 | 0.8 | 2018-12-31 | 2019-12-31 | 365 | 5.8665 | 5 | 0.86654
77379 | 11.84 | 0.8 | 2018-12-31 | 2019-12-31 | 365 | 10.8531 | 10 | 0.85309
77380 | 6.1 | 0.8 | 2018-12-31 | 2019-12-31 | 365 | 5.5915 | 5 | 0.59154
77382 | 5.94 | 0.8 | 2018-12-31 | 2019-12-31 | 365 | 5.4449 | 5 | 0.44488
77384 | 8.64 | 0.8 | 2018-12-31 | 2019-12-31 | 365 | 7.9198 | 7 | 0.91982
77385 | 9.24 | 0.8 | 2018-12-31 | 2019-12-31 | 365 | 8.4698 | 8 | 0.46981
77387 | 6.3 | 0.8 | 2018-12-31 | 2019-12-31 | 365 | 5.7749 | 5 | 0.77487
77388 | 12.21 | 0.8 | 2018-12-31 | 2019-12-31 | 365 | 11.1923 | 11 | 0.19225
77390 | 13.4 | 0.8 | 2018-12-31 | 2019-12-31 | 365 | 12.2831 | 12 | 0.28306
77392 | 8.7 | 0.8 | 2018-12-31 | 2019-12-31 | 365 | 7.9748 | 7 | 0.97482
77393 | 9.045 | 0.8 | 2018-12-31 | 2019-12-31 | 365 | 8.2911 | 8 | 0.29107
77395 | 7.035 | 0.8 | 2018-12-31 | 2019-12-31 | 365 | 6.4486 | 6 | 0.44861
36798 | 171.2 | 0.7 | 2018-12-31 | 2019-12-31 | 365 | 137.3136 | 137 | 0.31363
77486 | 8.4 | 0.8 | 2018-12-31 | 2019-12-31 | 365 | 7.6998 | 7 | 0.69983
77488 | 5.32 | 0.8 | 2018-12-31 | 2019-12-31 | 365 | 4.8766 | 4 | 0.87656
77490 | 8.04 | 0.8 | 2018-12-31 | 2019-12-31 | 365 | 7.3698 | 7 | 0.36984
77491 | 7.5 | 0.8 | 2018-12-31 | 2019-12-31 | 365 | 6.8748 | 6 | 0.87485
77493 | 13.065 | 0.8 | 2018-12-31 | 2019-12-31 | 365 | 11.976 | 11 | 0.97599
77494 | 7.04 | 0.8 | 2018-12-31 | 2019-12-31 | 365 | 6.4532 | 6 | 0.45319
77496 | 5.51 | 0.8 | 2018-12-31 | 2019-12-31 | 365 | 5.0507 | 5 | 0.050722
77499 | 9.9 | 0.8 | 2018-12-31 | 2019-12-31 | 365 | 9.0748 | 9 | 0.074799
77500 | 8.28 | 0.8 | 2018-12-31 | 2019-12-31 | 365 | 7.5898 | 7 | 0.58983
77540 | 10.56 | 0.8 | 2018-12-31 | 2019-12-31 | 365 | 9.6798 | 9 | 0.67979
77543 | 8.58 | 0.8 | 2018-12-31 | 2019-12-31 | 365 | 7.8648 | 7 | 0.86483
77546 | 12 | 0.8 | 2018-12-31 | 2019-12-31 | 365 | 10.9998 | 10 | 0.99976
77550 | 7.08 | 0.8 | 2018-12-31 | 2019-12-31 | 365 | 6.4899 | 6 | 0.48986
77557 | 6.3 | 0.8 | 2018-12-31 | 2019-12-31 | 365 | 5.7749 | 5 | 0.77487
77559 | 7.13 | 0.8 | 2018-12-31 | 2019-12-31 | 365 | 6.5357 | 6 | 0.53569
77561 | 18.15 | 0.8 | 2018-12-31 | 2019-12-31 | 365 | 16.6371 | 16 | 0.63713
77562 | 8.28 | 0.8 | 2018-12-31 | 2019-12-31 | 365 | 7.5898 | 7 | 0.58983
77563 | 5.12 | 0.8 | 2018-12-31 | 2019-12-31 | 365 | 4.6932 | 4 | 0.69323
77564 | 5.6 | 0.8 | 2018-12-31 | 2019-12-31 | 365 | 5.1332 | 5 | 0.13322
77565 | 8.32 | 0.8 | 2018-12-31 | 2019-12-31 | 365 | 7.6265 | 7 | 0.6265
77568 | 3.96 | 0.8 | 2018-12-31 | 2019-12-31 | 365 | 3.6299 | 3 | 0.62992
77570 | 3.2 | 0.8 | 2018-12-31 | 2019-12-31 | 365 | 2.9333 | 2 | 0.93327
77571 | 5.12 | 0.8 | 2018-12-31 | 2019-12-31 | 365 | 4.6932 | 4 | 0.69323
77572 | 5.12 | 0.8 | 2018-12-31 | 2019-12-31 | 365 | 4.6932 | 4 | 0.69323
77573 | 5.695 | 0.8 | 2018-12-31 | 2019-12-31 | 365 | 5.2203 | 5 | 0.2203
77574 | 7.92 | 0.8 | 2018-12-31 | 2019-12-31 | 365 | 7.2598 | 7 | 0.25984
77575 | 13.44 | 0.8 | 2018-12-31 | 2019-12-31 | 365 | 12.3197 | 12 | 0.31973
77576 | 6.7 | 0.8 | 2018-12-31 | 2019-12-31 | 365 | 6.1415 | 6 | 0.14153
77577 | 4.62 | 0.8 | 2018-12-31 | 2019-12-31 | 365 | 4.2349 | 4 | 0.23491
77578 | 3.96 | 0.8 | 2018-12-31 | 2019-12-31 | 365 | 3.6299 | 3 | 0.62992
77579 | 13.44 | 0.8 | 2018-12-31 | 2019-12-31 | 365 | 12.3197 | 12 | 0.31973
77580 | 5.44 | 0.8 | 2018-12-31 | 2019-12-31 | 365 | 4.9866 | 4 | 0.98656
77581 | 12.8 | 0.8 | 2018-12-31 | 2019-12-31 | 365 | 11.7331 | 11 | 0.73307
77582 | 4.64 | 0.8 | 2018-12-31 | 2019-12-31 | 365 | 4.2532 | 4 | 0.25324
77618 | 6.6 | 0.8 | 2018-12-31 | 2019-12-31 | 365 | 6.0499 | 6 | 0.049866
77619 | 6.84 | 0.8 | 2018-12-31 | 2019-12-31 | 365 | 6.2699 | 6 | 0.26986
77623 | 12.15 | 0.8 | 2018-12-31 | 2019-12-31 | 365 | 11.1373 | 11 | 0.13725
77625 | 17.28 | 0.8 | 2018-12-31 | 2019-12-31 | 365 | 15.8396 | 15 | 0.83965
77621 | 12 | 0.8 | 2018-12-31 | 2019-12-31 | 365 | 10.9998 | 10 | 0.99976
77646 | 5.94 | 0.8 | 2018-12-31 | 2019-12-31 | 365 | 5.4449 | 5 | 0.44488
77647 | 3 | 0.8 | 2018-12-31 | 2019-12-31 | 365 | 2.7499 | 2 | 0.74994
77650 | 5.94 | 0.8 | 2018-12-31 | 2019-12-31 | 365 | 5.4449 | 5 | 0.44488
77651 | 10.385 | 0.8 | 2018-12-31 | 2019-12-31 | 365 | 9.5194 | 9 | 0.51937
77655 | 15.18 | 0.8 | 2018-12-31 | 2019-12-31 | 365 | 13.9147 | 13 | 0.91469
77659 | 6.3 | 0.8 | 2018-12-31 | 2019-12-31 | 365 | 5.7749 | 5 | 0.77487
77661 | 7.2 | 0.8 | 2018-12-31 | 2019-12-31 | 365 | 6.5999 | 6 | 0.59985
77662 | 3.3 | 0.8 | 2018-12-31 | 2019-12-31 | 365 | 3.0249 | 3 | 0.024933
77664 | 5.94 | 0.8 | 2018-12-31 | 2019-12-31 | 365 | 5.4449 | 5 | 0.44488
77665 | 5.36 | 0.8 | 2018-12-31 | 2019-12-31 | 365 | 4.9132 | 4 | 0.91322
77667 | 9.45 | 0.8 | 2018-12-31 | 2019-12-31 | 365 | 8.6623 | 8 | 0.66231
77669 | 10.56 | 0.8 | 2018-12-31 | 2019-12-31 | 365 | 9.6798 | 9 | 0.67979
77673 | 4.8 | 0.8 | 2018-12-31 | 2019-12-31 | 365 | 4.3999 | 4 | 0.3999
77675 | 8.96 | 0.8 | 2018-12-31 | 2019-12-31 | 365 | 8.2132 | 8 | 0.21315
77676 | 13.12 | 0.8 | 2018-12-31 | 2019-12-31 | 365 | 12.0264 | 12 | 0.026401
77677 | 11.1 | 0.8 | 2018-12-31 | 2019-12-31 | 365 | 10.1748 | 10 | 0.17478
77678 | 5.94 | 0.8 | 2018-12-31 | 2019-12-31 | 365 | 5.4449 | 5 | 0.44488
77679 | 8 | 0.8 | 2018-12-31 | 2019-12-31 | 365 | 7.3332 | 7 | 0.33317
77681 | 6.6 | 0.8 | 2018-12-31 | 2019-12-31 | 365 | 6.0499 | 6 | 0.049866
77686 | 5.32 | 0.8 | 2018-12-31 | 2019-12-31 | 365 | 4.8766 | 4 | 0.87656
77687 | 7.92 | 0.8 | 2018-12-31 | 2019-12-31 | 365 | 7.2598 | 7 | 0.25984
77688 | 9.57 | 0.8 | 2018-12-31 | 2019-12-31 | 365 | 8.7723 | 8 | 0.77231
77689 | 6.6 | 0.8 | 2018-12-31 | 2019-12-31 | 365 | 6.0499 | 6 | 0.049866
77691 | 4.5 | 0.8 | 2018-12-31 | 2019-12-31 | 365 | 4.1249 | 4 | 0.12491
77680 | 11.2 | 0.8 | 2018-12-31 | 2019-12-31 | 365 | 10.2664 | 10 | 0.26644
77715 | 4.95 | 0.8 | 2018-12-31 | 2019-12-31 | 365 | 4.5374 | 4 | 0.5374
77716 | 7.04 | 0.8 | 2018-12-31 | 2019-12-31 | 365 | 6.4532 | 6 | 0.45319
77717 | 8.04 | 0.8 | 2018-12-31 | 2019-12-31 | 365 | 7.3698 | 7 | 0.36984
77321 | 14.85 | 0.8 | 2018-12-31 | 2019-12-31 | 365 | 13.6122 | 13 | 0.6122
77718 | 10.05 | 0.8 | 2018-12-31 | 2019-12-31 | 365 | 9.2123 | 9 | 0.2123
77719 | 10.89 | 0.8 | 2018-12-31 | 2019-12-31 | 365 | 9.9823 | 9 | 0.98228
77721 | 5.12 | 0.8 | 2018-12-31 | 2019-12-31 | 365 | 4.6932 | 4 | 0.69323
77723 | 6.93 | 0.8 | 2018-12-31 | 2019-12-31 | 365 | 6.3524 | 6 | 0.35236
77725 | 12.87 | 0.8 | 2018-12-31 | 2019-12-31 | 365 | 11.7972 | 11 | 0.79724
77726 | 5.12 | 0.8 | 2018-12-31 | 2019-12-31 | 365 | 4.6932 | 4 | 0.69323
77738 | 7.8 | 0.8 | 2018-12-31 | 2019-12-31 | 365 | 7.1498 | 7 | 0.14984
77740 | 8.58 | 0.8 | 2018-12-31 | 2019-12-31 | 365 | 7.8648 | 7 | 0.86483
77741 | 24.96 | 0.8 | 2018-12-31 | 2019-12-31 | 365 | 22.8795 | 22 | 0.87949
77767 | 5.9 | 0.8 | 2018-12-31 | 2019-12-31 | 365 | 5.4082 | 5 | 0.40821
77770 | 4.8 | 0.8 | 2018-12-31 | 2019-12-31 | 365 | 4.3999 | 4 | 0.3999
77771 | 9.9 | 0.8 | 2018-12-31 | 2019-12-31 | 365 | 9.0748 | 9 | 0.074799
77772 | 11.55 | 0.8 | 2018-12-31 | 2019-12-31 | 365 | 10.5873 | 10 | 0.58727
77774 | 10.385 | 0.8 | 2018-12-31 | 2019-12-31 | 365 | 9.5194 | 9 | 0.51937
77776 | 7.705 | 0.8 | 2018-12-31 | 2019-12-31 | 365 | 7.0628 | 7 | 0.062761
77606 | 3.25 | 0.8 | 2018-12-31 | 2019-12-31 | 365 | 2.9791 | 2 | 0.9791
77823 | 8.82 | 0.8 | 2018-12-31 | 2019-12-31 | 365 | 8.0848 | 8 | 0.084821
77824 | 6.96 | 0.8 | 2018-12-31 | 2019-12-31 | 365 | 6.3799 | 6 | 0.37986
77825 | 5.94 | 0.8 | 2018-12-31 | 2019-12-31 | 365 | 5.4449 | 5 | 0.44488
77826 | 6.4 | 0.8 | 2018-12-31 | 2019-12-31 | 365 | 5.8665 | 5 | 0.86654
77495 | 5.985 | 0.8 | 2018-12-31 | 2019-12-31 | 365 | 5.4861 | 5 | 0.48613
77497 | 9.6 | 0.8 | 2018-12-31 | 2019-12-31 | 365 | 8.7998 | 8 | 0.79981
77656 | 9.52 | 0.8 | 2018-12-31 | 2019-12-31 | 365 | 8.7265 | 8 | 0.72647
77671 | 7.59 | 0.8 | 2018-12-31 | 2019-12-31 | 365 | 6.9573 | 6 | 0.95735
77642 | 51.255 | 0.6 | 2018-12-31 | 2019-12-31 | 365 | 35.237 | 35 | 0.23703
44562 | 2188.8 | 1 | 2018-12-31 | 2019-12-31 | 365 | 2507.9446 | 2507 | 0.94455
77886 | 7.59 | 0.8 | 2018-12-31 | 2019-12-31 | 365 | 6.9573 | 6 | 0.95735
77887 | 11.39 | 0.8 | 2018-12-31 | 2019-12-31 | 365 | 10.4406 | 10 | 0.4406
77888 | 6.615 | 0.8 | 2018-12-31 | 2019-12-31 | 365 | 6.0636 | 6 | 0.063616
77892 | 5.36 | 0.8 | 2018-12-31 | 2019-12-31 | 365 | 4.9132 | 4 | 0.91322
77893 | 5.76 | 0.8 | 2018-12-31 | 2019-12-31 | 365 | 5.2799 | 5 | 0.27988
77894 | 10.08 | 0.8 | 2018-12-31 | 2019-12-31 | 365 | 9.2398 | 9 | 0.2398
77895 | 6.6 | 0.8 | 2018-12-31 | 2019-12-31 | 365 | 6.0499 | 6 | 0.049866
77911 | 10.15 | 0.8 | 2018-12-31 | 2019-12-31 | 365 | 9.304 | 9 | 0.30396
77913 | 8.37 | 0.8 | 2018-12-31 | 2019-12-31 | 365 | 7.6723 | 7 | 0.67233
77915 | 7.04 | 0.8 | 2018-12-31 | 2019-12-31 | 365 | 6.4532 | 6 | 0.45319
77917 | 11.22 | 0.8 | 2018-12-31 | 2019-12-31 | 365 | 10.2848 | 10 | 0.28477
77919 | 3.6 | 0.8 | 2018-12-31 | 2019-12-31 | 365 | 3.2999 | 3 | 0.29993
77921 | 5.7 | 0.8 | 2018-12-31 | 2019-12-31 | 365 | 5.2249 | 5 | 0.22488
77924 | 8.96 | 0.8 | 2018-12-31 | 2019-12-31 | 365 | 8.2132 | 8 | 0.21315
77927 | 11.2 | 0.8 | 2018-12-31 | 2019-12-31 | 365 | 10.2664 | 10 | 0.26644
77929 | 3.65 | 0.8 | 2018-12-31 | 2019-12-31 | 365 | 3.3458 | 3 | 0.34576
77931 | 5.44 | 0.8 | 2018-12-31 | 2019-12-31 | 365 | 4.9866 | 4 | 0.98656
77933 | 8.7 | 0.8 | 2018-12-31 | 2019-12-31 | 365 | 7.9748 | 7 | 0.97482
77974 | 4.8 | 0.8 | 2018-12-31 | 2019-12-31 | 365 | 4.3999 | 4 | 0.3999
77975 | 7 | 0.8 | 2018-12-31 | 2019-12-31 | 365 | 6.4165 | 6 | 0.41652
77976 | 9.483 | 0.8 | 2018-12-31 | 2019-12-31 | 365 | 8.6926 | 8 | 0.69256
77977 | 9.045 | 0.8 | 2018-12-31 | 2019-12-31 | 365 | 8.2911 | 8 | 0.29107
77978 | 9.38 | 0.8 | 2018-12-31 | 2019-12-31 | 365 | 8.5981 | 8 | 0.59814
77979 | 11.16 | 0.8 | 2018-12-31 | 2019-12-31 | 365 | 10.2298 | 10 | 0.22977
77980 | 15 | 0.8 | 2018-12-31 | 2019-12-31 | 365 | 13.7497 | 13 | 0.7497
77981 | 7.425 | 0.8 | 2018-12-31 | 2019-12-31 | 365 | 6.8061 | 6 | 0.8061
77982 | 2.56 | 0.8 | 2018-12-31 | 2019-12-31 | 365 | 2.3466 | 2 | 0.34661
77983 | 21.6 | 0.8 | 2018-12-31 | 2019-12-31 | 365 | 19.7996 | 19 | 0.79956
77984 | 7.37 | 0.8 | 2018-12-31 | 2019-12-31 | 365 | 6.7557 | 6 | 0.75568
77985 | 8.58 | 0.8 | 2018-12-31 | 2019-12-31 | 365 | 7.8648 | 7 | 0.86483
77986 | 3.66 | 0.8 | 2018-12-31 | 2019-12-31 | 365 | 3.3549 | 3 | 0.35493
77987 | 8.64 | 0.8 | 2018-12-31 | 2019-12-31 | 365 | 7.9198 | 7 | 0.91982
77988 | 8.64 | 0.8 | 2018-12-31 | 2019-12-31 | 365 | 7.9198 | 7 | 0.91982
77989 | 6.1 | 0.8 | 2018-12-31 | 2019-12-31 | 365 | 5.5915 | 5 | 0.59154
77990 | 7.425 | 0.8 | 2018-12-31 | 2019-12-31 | 365 | 6.8061 | 6 | 0.8061
77991 | 11.2 | 0.8 | 2018-12-31 | 2019-12-31 | 365 | 10.2664 | 10 | 0.26644
77992 | 4.8 | 0.8 | 2018-12-31 | 2019-12-31 | 365 | 4.3999 | 4 | 0.3999
77999 | 3.96 | 0.8 | 2018-12-31 | 2019-12-31 | 365 | 3.6299 | 3 | 0.62992
78000 | 7.2 | 0.8 | 2018-12-31 | 2019-12-31 | 365 | 6.5999 | 6 | 0.59985
78003 | 6.6 | 0.8 | 2018-12-31 | 2019-12-31 | 365 | 6.0499 | 6 | 0.049866
78006 | 5.4 | 0.8 | 2018-12-31 | 2019-12-31 | 365 | 4.9499 | 4 | 0.94989
78007 | 7 | 0.8 | 2018-12-31 | 2019-12-31 | 365 | 6.4165 | 6 | 0.41652
78009 | 9.35 | 0.8 | 2018-12-31 | 2019-12-31 | 365 | 8.5706 | 8 | 0.57064
78011 | 3.3 | 0.8 | 2018-12-31 | 2019-12-31 | 365 | 3.0249 | 3 | 0.024933
78033 | 8.32 | 0.8 | 2018-12-31 | 2019-12-31 | 365 | 7.6265 | 7 | 0.6265
78034 | 7.59 | 0.8 | 2018-12-31 | 2019-12-31 | 365 | 6.9573 | 6 | 0.95735
77693 | 12.87 | 0.8 | 2018-12-31 | 2019-12-31 | 365 | 11.7972 | 11 | 0.79724
78035 | 9.24 | 0.8 | 2018-12-31 | 2019-12-31 | 365 | 8.4698 | 8 | 0.46981
78037 | 5.76 | 0.8 | 2018-12-31 | 2019-12-31 | 365 | 5.2799 | 5 | 0.27988
78038 | 8.99 | 0.8 | 2018-12-31 | 2019-12-31 | 365 | 8.2407 | 8 | 0.24065
78039 | 6.7 | 0.8 | 2018-12-31 | 2019-12-31 | 365 | 6.1415 | 6 | 0.14153
78040 | 4.48 | 0.8 | 2018-12-31 | 2019-12-31 | 365 | 4.1066 | 4 | 0.10658
78041 | 3.35 | 0.8 | 2018-12-31 | 2019-12-31 | 365 | 3.0708 | 3 | 0.070765
78042 | 11.84 | 0.8 | 2018-12-31 | 2019-12-31 | 365 | 10.8531 | 10 | 0.85309
78043 | 6.365 | 0.8 | 2018-12-31 | 2019-12-31 | 365 | 5.8345 | 5 | 0.83445
78089 | 4.725 | 0.8 | 2018-12-31 | 2019-12-31 | 365 | 4.3312 | 4 | 0.33115
78092 | 8.7 | 0.8 | 2018-12-31 | 2019-12-31 | 365 | 7.9748 | 7 | 0.97482
78094 | 7.2 | 0.8 | 2018-12-31 | 2019-12-31 | 365 | 6.5999 | 6 | 0.59985
78096 | 5.6 | 0.8 | 2018-12-31 | 2019-12-31 | 365 | 5.1332 | 5 | 0.13322
78098 | 8.54 | 0.8 | 2018-12-31 | 2019-12-31 | 365 | 7.8282 | 7 | 0.82816
78099 | 3.52 | 1 | 2018-12-31 | 2019-12-31 | 365 | 4.0332 | 4 | 0.033244
78100 | 9.52 | 0.8 | 2018-12-31 | 2019-12-31 | 365 | 8.7265 | 8 | 0.72647
78101 | 8.4 | 0.8 | 2018-12-31 | 2019-12-31 | 365 | 7.6998 | 7 | 0.69983
78102 | 9.9 | 0.8 | 2018-12-31 | 2019-12-31 | 365 | 9.0748 | 9 | 0.074799
78104 | 12.6 | 0.8 | 2018-12-31 | 2019-12-31 | 365 | 11.5497 | 11 | 0.54974
78105 | 5.44 | 0.8 | 2018-12-31 | 2019-12-31 | 365 | 4.9866 | 4 | 0.98656
78107 | 7.14 | 0.8 | 2018-12-31 | 2019-12-31 | 365 | 6.5449 | 6 | 0.54486
78109 | 8.25 | 0.8 | 2018-12-31 | 2019-12-31 | 365 | 7.5623 | 7 | 0.56233
77720 | 10.725 | 0.8 | 2018-12-31 | 2019-12-31 | 365 | 9.831 | 9 | 0.83103
65247 | 67.65 | 1 | 2018-12-31 | 2019-12-31 | 365 | 77.5139 | 77 | 0.51391
65249 | 33.825 | 0.9 | 2018-12-31 | 2019-12-31 | 365 | 34.8813 | 34 | 0.88126
78136 | 6.213 | 0.8 | 2018-12-31 | 2019-12-31 | 365 | 5.6951 | 5 | 0.69512
78137 | 5.025 | 0.8 | 2018-12-31 | 2019-12-31 | 365 | 4.6061 | 4 | 0.60615
78138 | 5.76 | 0.8 | 2018-12-31 | 2019-12-31 | 365 | 5.2799 | 5 | 0.27988
78141 | 9.6 | 0.8 | 2018-12-31 | 2019-12-31 | 365 | 8.7998 | 8 | 0.79981
78144 | 7 | 0.8 | 2018-12-31 | 2019-12-31 | 365 | 6.4165 | 6 | 0.41652
78148 | 3.42 | 0.8 | 2018-12-31 | 2019-12-31 | 365 | 3.1349 | 3 | 0.13493
78149 | 8.12 | 0.8 | 2018-12-31 | 2019-12-31 | 365 | 7.4432 | 7 | 0.44317
78153 | 15.042 | 0.8 | 2018-12-31 | 2019-12-31 | 365 | 13.7882 | 13 | 0.7882
77889 | 5.76 | 0.8 | 2018-12-31 | 2019-12-31 | 365 | 5.2799 | 5 | 0.27988
77891 | 14.28 | 0.8 | 2018-12-31 | 2019-12-31 | 365 | 13.0897 | 13 | 0.089711
78108 | 7.975 | 0.8 | 2018-12-31 | 2019-12-31 | 365 | 7.3103 | 7 | 0.31026
78112 | 8.67 | 0.8 | 2018-12-31 | 2019-12-31 | 365 | 7.9473 | 7 | 0.94732
78132 | 10.07 | 0.8 | 2018-12-31 | 2019-12-31 | 365 | 9.2306 | 9 | 0.23063
78133 | 9.54 | 0.8 | 2018-12-31 | 2019-12-31 | 365 | 8.7448 | 8 | 0.74481
78135 | 12.21 | 0.8 | 2018-12-31 | 2019-12-31 | 365 | 11.1923 | 11 | 0.19225
78142 | 16.53 | 0.8 | 2018-12-31 | 2019-12-31 | 365 | 15.1522 | 15 | 0.15216
78146 | 7.59 | 0.8 | 2018-12-31 | 2019-12-31 | 365 | 6.9573 | 6 | 0.95735
78150 | 12.54 | 0.8 | 2018-12-31 | 2019-12-31 | 365 | 11.4947 | 11 | 0.49475
78152 | 10.05 | 0.8 | 2018-12-31 | 2019-12-31 | 365 | 9.2123 | 9 | 0.2123
78155 | 12.18 | 0.8 | 2018-12-31 | 2019-12-31 | 365 | 11.1648 | 11 | 0.16475
77674 | 4.41 | 0.8 | 2018-12-31 | 2019-12-31 | 365 | 4.0424 | 4 | 0.042411
78215 | 7.28 | 1 | 2018-12-31 | 2019-12-31 | 365 | 8.3415 | 8 | 0.34148
78218 | 6.65 | 0.8 | 2018-12-31 | 2019-12-31 | 365 | 6.0957 | 6 | 0.095699
78219 | 5.11 | 0.8 | 2018-12-31 | 2019-12-31 | 365 | 4.6841 | 4 | 0.68406
78220 | 6.84 | 0.8 | 2018-12-31 | 2019-12-31 | 365 | 6.2699 | 6 | 0.26986
78222 | 7.68 | 0.8 | 2018-12-31 | 2019-12-31 | 365 | 7.0398 | 7 | 0.039844
78223 | 10.72 | 0.8 | 2018-12-31 | 2019-12-31 | 365 | 9.8264 | 9 | 0.82645
78225 | 13.5 | 0.8 | 2018-12-31 | 2019-12-31 | 365 | 12.3747 | 12 | 0.37473
78226 | 9.6 | 0.8 | 2018-12-31 | 2019-12-31 | 365 | 8.7998 | 8 | 0.79981
78227 | 5.61 | 0.8 | 2018-12-31 | 2019-12-31 | 365 | 5.1424 | 5 | 0.14239
78229 | 13.44 | 0.8 | 2018-12-31 | 2019-12-31 | 365 | 12.3197 | 12 | 0.31973
78387 | 8.64 | 0.8 | 2018-12-31 | 2019-12-31 | 365 | 7.9198 | 7 | 0.91982
78290 | 15.12 | 0.8 | 2018-12-31 | 2019-12-31 | 365 | 13.8597 | 13 | 0.85969
78258 | 20.16 | 0.8 | 2018-12-31 | 2019-12-31 | 365 | 18.4796 | 18 | 0.47959
78371 | 3.99 | 0.8 | 2018-12-31 | 2019-12-31 | 365 | 3.6574 | 3 | 0.65742
78373 | 8.835 | 0.8 | 2018-12-31 | 2019-12-31 | 365 | 8.0986 | 8 | 0.098571
78398 | 9.8 | 0.8 | 2018-12-31 | 2019-12-31 | 365 | 8.9831 | 8 | 0.98313
78396 | 10.56 | 0.8 | 2018-12-31 | 2019-12-31 | 365 | 9.6798 | 9 | 0.67979
78392 | 5.76 | 0.8 | 2018-12-31 | 2019-12-31 | 365 | 5.2799 | 5 | 0.27988
78390 | 12.54 | 0.8 | 2018-12-31 | 2019-12-31 | 365 | 11.4947 | 11 | 0.49475
78389 | 9.15 | 0.8 | 2018-12-31 | 2019-12-31 | 365 | 8.3873 | 8 | 0.38731
78386 | 6.6 | 0.8 | 2018-12-31 | 2019-12-31 | 365 | 6.0499 | 6 | 0.049866
78384 | 5.04 | 0.8 | 2018-12-31 | 2019-12-31 | 365 | 4.6199 | 4 | 0.6199
78376 | 11.115 | 0.8 | 2018-12-31 | 2019-12-31 | 365 | 10.1885 | 10 | 0.18852
78375 | 11.4 | 0.8 | 2018-12-31 | 2019-12-31 | 365 | 10.4498 | 10 | 0.44977
78369 | 4.56 | 0.8 | 2018-12-31 | 2019-12-31 | 365 | 4.1799 | 4 | 0.17991
78368 | 6.16 | 0.8 | 2018-12-31 | 2019-12-31 | 365 | 5.6465 | 5 | 0.64654
78366 | 13.26 | 0.8 | 2018-12-31 | 2019-12-31 | 365 | 12.1547 | 12 | 0.15473
78365 | 10.26 | 0.8 | 2018-12-31 | 2019-12-31 | 365 | 9.4048 | 9 | 0.40479
78362 | 12.395 | 0.8 | 2018-12-31 | 2019-12-31 | 365 | 11.3618 | 11 | 0.36183
78247 | 11.2 | 0.8 | 2018-12-31 | 2019-12-31 | 365 | 10.2664 | 10 | 0.26644
78248 | 7 | 0.8 | 2018-12-31 | 2019-12-31 | 365 | 6.4165 | 6 | 0.41652
78249 | 3.36 | 0.8 | 2018-12-31 | 2019-12-31 | 365 | 3.0799 | 3 | 0.079932
78250 | 3.135 | 0.8 | 2018-12-31 | 2019-12-31 | 365 | 2.8737 | 2 | 0.87369
78251 | 3.36 | 0.8 | 2018-12-31 | 2019-12-31 | 365 | 3.0799 | 3 | 0.079932
78252 | 6.16 | 0.8 | 2018-12-31 | 2019-12-31 | 365 | 5.6465 | 5 | 0.64654
78253 | 8.04 | 0.8 | 2018-12-31 | 2019-12-31 | 365 | 7.3698 | 7 | 0.36984
78255 | 10.26 | 0.8 | 2018-12-31 | 2019-12-31 | 365 | 9.4048 | 9 | 0.40479
78256 | 7.98 | 0.8 | 2018-12-31 | 2019-12-31 | 365 | 7.3148 | 7 | 0.31484
78257 | 4.8 | 0.8 | 2018-12-31 | 2019-12-31 | 365 | 4.3999 | 4 | 0.3999
78259 | 5.7 | 0.8 | 2018-12-31 | 2019-12-31 | 365 | 5.2249 | 5 | 0.22488
78261 | 7.695 | 0.8 | 2018-12-31 | 2019-12-31 | 365 | 7.0536 | 7 | 0.053594
78263 | 6.96 | 0.8 | 2018-12-31 | 2019-12-31 | 365 | 6.3799 | 6 | 0.37986
78264 | 10.56 | 0.8 | 2018-12-31 | 2019-12-31 | 365 | 9.6798 | 9 | 0.67979
78265 | 10.89 | 0.8 | 2018-12-31 | 2019-12-31 | 365 | 9.9823 | 9 | 0.98228
78267 | 9.9 | 0.8 | 2018-12-31 | 2019-12-31 | 365 | 9.0748 | 9 | 0.074799
78268 | 6.3 | 0.8 | 2018-12-31 | 2019-12-31 | 365 | 5.7749 | 5 | 0.77487
78287 | 12.6 | 0.8 | 2018-12-31 | 2019-12-31 | 365 | 11.5497 | 11 | 0.54974
78288 | 3.96 | 0.8 | 2018-12-31 | 2019-12-31 | 365 | 3.6299 | 3 | 0.62992
78289 | 5.13 | 0.8 | 2018-12-31 | 2019-12-31 | 365 | 4.7024 | 4 | 0.7024
78292 | 4.64 | 0.8 | 2018-12-31 | 2019-12-31 | 365 | 4.2532 | 4 | 0.25324
78293 | 10.545 | 0.8 | 2018-12-31 | 2019-12-31 | 365 | 9.666 | 9 | 0.66604
78294 | 4.275 | 0.8 | 2018-12-31 | 2019-12-31 | 365 | 3.9187 | 3 | 0.91866
78295 | 7.98 | 0.8 | 2018-12-31 | 2019-12-31 | 365 | 7.3148 | 7 | 0.31484
78296 | 9.57 | 0.8 | 2018-12-31 | 2019-12-31 | 365 | 8.7723 | 8 | 0.77231
78297 | 8.7 | 0.8 | 2018-12-31 | 2019-12-31 | 365 | 7.9748 | 7 | 0.97482
78319 | 4.02 | 0.8 | 2018-12-31 | 2019-12-31 | 365 | 3.6849 | 3 | 0.68492
78320 | 3.6 | 0.8 | 2018-12-31 | 2019-12-31 | 365 | 3.2999 | 3 | 0.29993
78322 | 9.69 | 0.8 | 2018-12-31 | 2019-12-31 | 365 | 8.8823 | 8 | 0.8823
78323 | 6.4 | 0.8 | 2018-12-31 | 2019-12-31 | 365 | 5.8665 | 5 | 0.86654
78324 | 4.8 | 0.8 | 2018-12-31 | 2019-12-31 | 365 | 4.3999 | 4 | 0.3999
78325 | 14.64 | 0.8 | 2018-12-31 | 2019-12-31 | 365 | 13.4197 | 13 | 0.4197
78327 | 4.95 | 0.8 | 2018-12-31 | 2019-12-31 | 365 | 4.5374 | 4 | 0.5374
78328 | 13.11 | 0.8 | 2018-12-31 | 2019-12-31 | 365 | 12.0172 | 12 | 0.017234
78329 | 8.265 | 0.8 | 2018-12-31 | 2019-12-31 | 365 | 7.5761 | 7 | 0.57608
78331 | 9.69 | 0.8 | 2018-12-31 | 2019-12-31 | 365 | 8.8823 | 8 | 0.8823
78333 | 5.76 | 0.8 | 2018-12-31 | 2019-12-31 | 365 | 5.2799 | 5 | 0.27988
78360 | 12.06 | 0.8 | 2018-12-31 | 2019-12-31 | 365 | 11.0548 | 11 | 0.054756
78400 | 10.725 | 0.8 | 2018-12-31 | 2019-12-31 | 365 | 9.831 | 9 | 0.83103
78402 | 10.07 | 0.8 | 2018-12-31 | 2019-12-31 | 365 | 9.2306 | 9 | 0.23063
78408 | 13.44 | 0.8 | 2018-12-31 | 2019-12-31 | 365 | 12.3197 | 12 | 0.31973
78409 | 4.275 | 0.8 | 2018-12-31 | 2019-12-31 | 365 | 3.9187 | 3 | 0.91866
78091 | 7.92 | 0.8 | 2018-12-31 | 2019-12-31 | 365 | 7.2598 | 7 | 0.25984
78411 | 3.42 | 0.8 | 2018-12-31 | 2019-12-31 | 365 | 3.1349 | 3 | 0.13493
78412 | 13.44 | 0.8 | 2018-12-31 | 2019-12-31 | 365 | 12.3197 | 12 | 0.31973
78413 | 6.555 | 0.8 | 2018-12-31 | 2019-12-31 | 365 | 6.0086 | 6 | 0.0086172
78417 | 14.25 | 0.8 | 2018-12-31 | 2019-12-31 | 365 | 13.0622 | 13 | 0.062211
78418 | 8.12 | 0.8 | 2018-12-31 | 2019-12-31 | 365 | 7.4432 | 7 | 0.44317
78383 | 7.875 | 0.8 | 2018-12-31 | 2019-12-31 | 365 | 7.2186 | 7 | 0.21859
78424 | 3.135 | 0.8 | 2018-12-31 | 2019-12-31 | 365 | 2.8737 | 2 | 0.87369
78426 | 11.4 | 0.8 | 2018-12-31 | 2019-12-31 | 365 | 10.4498 | 10 | 0.44977
78427 | 4.2 | 0.8 | 2018-12-31 | 2019-12-31 | 365 | 3.8499 | 3 | 0.84991
78428 | 5.525 | 0.8 | 2018-12-31 | 2019-12-31 | 365 | 5.0645 | 5 | 0.064471
78429 | 3.72 | 0.8 | 2018-12-31 | 2019-12-31 | 365 | 3.4099 | 3 | 0.40992
78430 | 5.94 | 0.8 | 2018-12-31 | 2019-12-31 | 365 | 5.4449 | 5 | 0.44488
78431 | 9.57 | 0.8 | 2018-12-31 | 2019-12-31 | 365 | 8.7723 | 8 | 0.77231
78432 | 19.47 | 0.8 | 2018-12-31 | 2019-12-31 | 365 | 17.8471 | 17 | 0.84711
78435 | 6.7 | 0.8 | 2018-12-31 | 2019-12-31 | 365 | 6.1415 | 6 | 0.14153
78436 | 9.92 | 0.8 | 2018-12-31 | 2019-12-31 | 365 | 9.0931 | 9 | 0.093132
78460 | 5.76 | 0.8 | 2018-12-31 | 2019-12-31 | 365 | 5.2799 | 5 | 0.27988
78461 | 8.04 | 0.8 | 2018-12-31 | 2019-12-31 | 365 | 7.3698 | 7 | 0.36984
78462 | 9.38 | 0.8 | 2018-12-31 | 2019-12-31 | 365 | 8.5981 | 8 | 0.59814
78463 | 9.72 | 0.8 | 2018-12-31 | 2019-12-31 | 365 | 8.9098 | 8 | 0.9098
78464 | 6.6 | 0.8 | 2018-12-31 | 2019-12-31 | 365 | 6.0499 | 6 | 0.049866
78465 | 10.675 | 0.8 | 2018-12-31 | 2019-12-31 | 365 | 9.7852 | 9 | 0.7852
78468 | 13.5 | 0.8 | 2018-12-31 | 2019-12-31 | 365 | 12.3747 | 12 | 0.37473
78469 | 5.025 | 0.8 | 2018-12-31 | 2019-12-31 | 365 | 4.6061 | 4 | 0.60615
78471 | 9.715 | 0.8 | 2018-12-31 | 2019-12-31 | 365 | 8.9052 | 8 | 0.90522
78475 | 6.6 | 0.8 | 2018-12-31 | 2019-12-31 | 365 | 6.0499 | 6 | 0.049866
78476 | 9.9 | 0.8 | 2018-12-31 | 2019-12-31 | 365 | 9.0748 | 9 | 0.074799
78477 | 11.88 | 0.8 | 2018-12-31 | 2019-12-31 | 365 | 10.8898 | 10 | 0.88976
78478 | 5.76 | 0.8 | 2018-12-31 | 2019-12-31 | 365 | 5.2799 | 5 | 0.27988
78479 | 5.4 | 0.8 | 2018-12-31 | 2019-12-31 | 365 | 4.9499 | 4 | 0.94989
78480 | 8.96 | 0.8 | 2018-12-31 | 2019-12-31 | 365 | 8.2132 | 8 | 0.21315
78481 | 8.96 | 0.8 | 2018-12-31 | 2019-12-31 | 365 | 8.2132 | 8 | 0.21315
78501 | 6.6 | 0.8 | 2018-12-31 | 2019-12-31 | 365 | 6.0499 | 6 | 0.049866
78502 | 2.85 | 0.8 | 2018-12-31 | 2019-12-31 | 365 | 2.6124 | 2 | 0.61244
78503 | 8.06 | 0.8 | 2018-12-31 | 2019-12-31 | 365 | 7.3882 | 7 | 0.38817
78504 | 3.64 | 0.8 | 2018-12-31 | 2019-12-31 | 365 | 3.3366 | 3 | 0.33659
78505 | 4.55 | 0.8 | 2018-12-31 | 2019-12-31 | 365 | 4.1707 | 4 | 0.17074
78506 | 5.8 | 0.8 | 2018-12-31 | 2019-12-31 | 365 | 5.3165 | 5 | 0.31655
78508 | 4.86 | 0.8 | 2018-12-31 | 2019-12-31 | 365 | 4.4549 | 4 | 0.4549
78509 | 11.39 | 0.8 | 2018-12-31 | 2019-12-31 | 365 | 10.4406 | 10 | 0.4406
78516 | 13.5 | 0.8 | 2018-12-31 | 2019-12-31 | 365 | 12.3747 | 12 | 0.37473
78517 | 7.36 | 0.8 | 2018-12-31 | 2019-12-31 | 365 | 6.7465 | 6 | 0.74652
78519 | 7.56 | 0.8 | 2018-12-31 | 2019-12-31 | 365 | 6.9298 | 6 | 0.92985
78522 | 8.7 | 0.8 | 2018-12-31 | 2019-12-31 | 365 | 7.9748 | 7 | 0.97482
78524 | 6.4 | 0.8 | 2018-12-31 | 2019-12-31 | 365 | 5.8665 | 5 | 0.86654
78526 | 8.25 | 0.8 | 2018-12-31 | 2019-12-31 | 365 | 7.5623 | 7 | 0.56233
78438 | 0.66 | 0.8 | 2018-12-31 | 2019-12-31 | 365 | 0.60499 | 0 | 0.60499
78433 | 8.32 | 0.8 | 2018-12-31 | 2019-12-31 | 365 | 7.6265 | 7 | 0.6265
78437 | 70.725 | 0.6 | 2018-12-31 | 2019-12-31 | 365 | 48.6224 | 48 | 0.62236
78415 | 4.275 | 0.8 | 2018-12-31 | 2019-12-31 | 365 | 3.9187 | 3 | 0.91866
78473 | 5.795 | 0.8 | 2018-12-31 | 2019-12-31 | 365 | 5.312 | 5 | 0.31197
78528 | 5.355 | 0.8 | 2018-12-31 | 2019-12-31 | 365 | 4.9086 | 4 | 0.90864
78530 | 11.52 | 0.8 | 2018-12-31 | 2019-12-31 | 365 | 10.5598 | 10 | 0.55977
78532 | 7.035 | 0.8 | 2018-12-31 | 2019-12-31 | 365 | 6.4486 | 6 | 0.44861
78533 | 5.36 | 0.8 | 2018-12-31 | 2019-12-31 | 365 | 4.9132 | 4 | 0.91322
78434 | 4.275 | 0.8 | 2018-12-31 | 2019-12-31 | 365 | 3.9187 | 3 | 0.91866
78425 | 13.065 | 0.8 | 2018-12-31 | 2019-12-31 | 365 | 11.976 | 11 | 0.97599
78393 | 5.04 | 0.8 | 2018-12-31 | 2019-12-31 | 365 | 4.6199 | 4 | 0.6199
78139 | 8.58 | 0.8 | 2018-12-31 | 2019-12-31 | 365 | 7.8648 | 7 | 0.86483
78291 | 31.5 | 0.6 | 2018-12-31 | 2019-12-31 | 365 | 21.6558 | 21 | 0.65577
78723 | 9.45 | 0.8 | 2018-12-31 | 2019-12-31 | 365 | 8.6623 | 8 | 0.66231
78724 | 14.28 | 0.8 | 2018-12-31 | 2019-12-31 | 365 | 13.0897 | 13 | 0.089711
78725 | 11.725 | 0.8 | 2018-12-31 | 2019-12-31 | 365 | 10.7477 | 10 | 0.74768
78332 | 5.6 | 0.8 | 2018-12-31 | 2019-12-31 | 365 | 5.1332 | 5 | 0.13322
78726 | 13.05 | 0.8 | 2018-12-31 | 2019-12-31 | 365 | 11.9622 | 11 | 0.96224
78727 | 3.84 | 0.8 | 2018-12-31 | 2019-12-31 | 365 | 3.5199 | 3 | 0.51992
78728 | 7.475 | 0.8 | 2018-12-31 | 2019-12-31 | 365 | 6.8519 | 6 | 0.85193
78729 | 8.58 | 0.8 | 2018-12-31 | 2019-12-31 | 365 | 7.8648 | 7 | 0.86483
78730 | 5.695 | 0.8 | 2018-12-31 | 2019-12-31 | 365 | 5.2203 | 5 | 0.2203
78731 | 9.765 | 0.8 | 2018-12-31 | 2019-12-31 | 365 | 8.9511 | 8 | 0.95105
78735 | 5.4 | 0.8 | 2018-12-31 | 2019-12-31 | 365 | 4.9499 | 4 | 0.94989
78147 | 8.64 | 0.8 | 2018-12-31 | 2019-12-31 | 365 | 7.9198 | 7 | 0.91982
78736 | 11.6 | 0.8 | 2018-12-31 | 2019-12-31 | 365 | 10.6331 | 10 | 0.6331
78739 | 6.825 | 0.8 | 2018-12-31 | 2019-12-31 | 365 | 6.2561 | 6 | 0.25611
78740 | 5.04 | 0.8 | 2018-12-31 | 2019-12-31 | 365 | 4.6199 | 4 | 0.6199
78742 | 7.2 | 0.8 | 2018-12-31 | 2019-12-31 | 365 | 6.5999 | 6 | 0.59985
78745 | 6.4 | 0.8 | 2018-12-31 | 2019-12-31 | 365 | 5.8665 | 5 | 0.86654
78746 | 5.7 | 0.8 | 2018-12-31 | 2019-12-31 | 365 | 5.2249 | 5 | 0.22488
78751 | 11.39 | 0.8 | 2018-12-31 | 2019-12-31 | 365 | 10.4406 | 10 | 0.4406
78752 | 11.22 | 0.8 | 2018-12-31 | 2019-12-31 | 365 | 10.2848 | 10 | 0.28477
78753 | 5.58 | 0.8 | 2018-12-31 | 2019-12-31 | 365 | 5.1149 | 5 | 0.11489
78754 | 8.4 | 0.8 | 2018-12-31 | 2019-12-31 | 365 | 7.6998 | 7 | 0.69983
78756 | 9 | 0.8 | 2018-12-31 | 2019-12-31 | 365 | 8.2498 | 8 | 0.24982
78757 | 8.04 | 0.8 | 2018-12-31 | 2019-12-31 | 365 | 7.3698 | 7 | 0.36984
78759 | 5.12 | 0.8 | 2018-12-31 | 2019-12-31 | 365 | 4.6932 | 4 | 0.69323
78760 | 2.9 | 0.8 | 2018-12-31 | 2019-12-31 | 365 | 2.6583 | 2 | 0.65827
78761 | 9.9 | 0.8 | 2018-12-31 | 2019-12-31 | 365 | 9.0748 | 9 | 0.074799
78762 | 9.24 | 0.8 | 2018-12-31 | 2019-12-31 | 365 | 8.4698 | 8 | 0.46981
78764 | 7.26 | 0.8 | 2018-12-31 | 2019-12-31 | 365 | 6.6549 | 6 | 0.65485
78767 | 6 | 0.8 | 2018-12-31 | 2019-12-31 | 365 | 5.4999 | 5 | 0.49988
78769 | 3.575 | 0.8 | 2018-12-31 | 2019-12-31 | 365 | 3.277 | 3 | 0.27701
78771 | 5.94 | 0.8 | 2018-12-31 | 2019-12-31 | 365 | 5.4449 | 5 | 0.44488
78819 | 12.87 | 0.8 | 2018-12-31 | 2019-12-31 | 365 | 11.7972 | 11 | 0.79724
78820 | 7.26 | 0.8 | 2018-12-31 | 2019-12-31 | 365 | 6.6549 | 6 | 0.65485
78822 | 7.56 | 0.8 | 2018-12-31 | 2019-12-31 | 365 | 6.9298 | 6 | 0.92985
78823 | 4.4 | 0.8 | 2018-12-31 | 2019-12-31 | 365 | 4.0332 | 4 | 0.033244
78825 | 6.6 | 0.8 | 2018-12-31 | 2019-12-31 | 365 | 6.0499 | 6 | 0.049866
78826 | 8.1 | 0.8 | 2018-12-31 | 2019-12-31 | 365 | 7.4248 | 7 | 0.42484
78827 | 7.8 | 0.8 | 2018-12-31 | 2019-12-31 | 365 | 7.1498 | 7 | 0.14984
78828 | 8.125 | 0.8 | 2018-12-31 | 2019-12-31 | 365 | 7.4478 | 7 | 0.44775
78830 | 13.5 | 0.8 | 2018-12-31 | 2019-12-31 | 365 | 12.3747 | 12 | 0.37473
78831 | 9 | 0.8 | 2018-12-31 | 2019-12-31 | 365 | 8.2498 | 8 | 0.24982
78832 | 6.6 | 0.8 | 2018-12-31 | 2019-12-31 | 365 | 6.0499 | 6 | 0.049866
78833 | 6 | 0.8 | 2018-12-31 | 2019-12-31 | 365 | 5.4999 | 5 | 0.49988
78834 | 10.08 | 0.8 | 2018-12-31 | 2019-12-31 | 365 | 9.2398 | 9 | 0.2398
78835 | 7.41 | 0.8 | 2018-12-31 | 2019-12-31 | 365 | 6.7923 | 6 | 0.79235
78836 | 9.045 | 0.8 | 2018-12-31 | 2019-12-31 | 365 | 8.2911 | 8 | 0.29107
78837 | 6.93 | 0.8 | 2018-12-31 | 2019-12-31 | 365 | 6.3524 | 6 | 0.35236
78838 | 6.57 | 0.8 | 2018-12-31 | 2019-12-31 | 365 | 6.0224 | 6 | 0.022367
78839 | 5.12 | 0.8 | 2018-12-31 | 2019-12-31 | 365 | 4.6932 | 4 | 0.69323
78841 | 7.125 | 0.8 | 2018-12-31 | 2019-12-31 | 365 | 6.5311 | 6 | 0.53111
78842 | 7.68 | 0.8 | 2018-12-31 | 2019-12-31 | 365 | 7.0398 | 7 | 0.039844
78844 | 8.04 | 0.8 | 2018-12-31 | 2019-12-31 | 365 | 7.3698 | 7 | 0.36984
78845 | 4.48 | 0.8 | 2018-12-31 | 2019-12-31 | 365 | 4.1066 | 4 | 0.10658
78840 | 9.9 | 0.8 | 2018-12-31 | 2019-12-31 | 365 | 9.0748 | 9 | 0.074799
78846 | 13.08 | 0.8 | 2018-12-31 | 2019-12-31 | 365 | 11.9897 | 11 | 0.98973
78847 | 9.045 | 0.8 | 2018-12-31 | 2019-12-31 | 365 | 8.2911 | 8 | 0.29107
78848 | 11.772 | 0.8 | 2018-12-31 | 2019-12-31 | 365 | 10.7908 | 10 | 0.79076
78849 | 4.578 | 0.8 | 2018-12-31 | 2019-12-31 | 365 | 4.1964 | 4 | 0.19641
78851 | 10.385 | 0.8 | 2018-12-31 | 2019-12-31 | 365 | 9.5194 | 9 | 0.51937
78853 | 4.355 | 0.8 | 2018-12-31 | 2019-12-31 | 365 | 3.992 | 3 | 0.992
78854 | 5.2 | 0.8 | 2018-12-31 | 2019-12-31 | 365 | 4.7666 | 4 | 0.76656
78855 | 13.44 | 0.8 | 2018-12-31 | 2019-12-31 | 365 | 12.3197 | 12 | 0.31973
78856 | 8.4 | 0.8 | 2018-12-31 | 2019-12-31 | 365 | 7.6998 | 7 | 0.69983
78857 | 4.8 | 0.8 | 2018-12-31 | 2019-12-31 | 365 | 4.3999 | 4 | 0.3999
78859 | 5.2 | 0.8 | 2018-12-31 | 2019-12-31 | 365 | 4.7666 | 4 | 0.76656
78860 | 8.55 | 0.8 | 2018-12-31 | 2019-12-31 | 365 | 7.8373 | 7 | 0.83733
78862 | 9.715 | 0.8 | 2018-12-31 | 2019-12-31 | 365 | 8.9052 | 8 | 0.90522
78865 | 4.96 | 0.8 | 2018-12-31 | 2019-12-31 | 365 | 4.5466 | 4 | 0.54657
78866 | 7 | 0.8 | 2018-12-31 | 2019-12-31 | 365 | 6.4165 | 6 | 0.41652
78868 | 12.73 | 0.8 | 2018-12-31 | 2019-12-31 | 365 | 11.6689 | 11 | 0.66891
78870 | 5.36 | 0.8 | 2018-12-31 | 2019-12-31 | 365 | 4.9132 | 4 | 0.91322
78873 | 7.35 | 0.8 | 2018-12-31 | 2019-12-31 | 365 | 6.7374 | 6 | 0.73735
78876 | 5.6 | 0.8 | 2018-12-31 | 2019-12-31 | 365 | 5.1332 | 5 | 0.13322
78879 | 5.36 | 0.8 | 2018-12-31 | 2019-12-31 | 365 | 4.9132 | 4 | 0.91322
78880 | 5.4 | 0.8 | 2018-12-31 | 2019-12-31 | 365 | 4.9499 | 4 | 0.94989
78883 | 6.365 | 0.8 | 2018-12-31 | 2019-12-31 | 365 | 5.8345 | 5 | 0.83445
78884 | 7.8 | 0.8 | 2018-12-31 | 2019-12-31 | 365 | 7.1498 | 7 | 0.14984
78886 | 3.24 | 1 | 2018-12-31 | 2019-12-31 | 365 | 3.7124 | 3 | 0.71242
78891 | 3.9 | 0.8 | 2018-12-31 | 2019-12-31 | 365 | 3.5749 | 3 | 0.57492
78948 | 5.58 | 0.8 | 2018-12-31 | 2019-12-31 | 365 | 5.1149 | 5 | 0.11489
78951 | 8.37 | 0.8 | 2018-12-31 | 2019-12-31 | 365 | 7.6723 | 7 | 0.67233
78953 | 24.75 | 0.8 | 2018-12-31 | 2019-12-31 | 365 | 22.687 | 22 | 0.687
78956 | 19.095 | 0.8 | 2018-12-31 | 2019-12-31 | 365 | 17.5034 | 17 | 0.50336
78960 | 10.8 | 0.8 | 2018-12-31 | 2019-12-31 | 365 | 9.8998 | 9 | 0.89978
78962 | 6.08 | 0.8 | 2018-12-31 | 2019-12-31 | 365 | 5.5732 | 5 | 0.57321
78998 | 6.6 | 0.8 | 2018-12-31 | 2019-12-31 | 365 | 6.0499 | 6 | 0.049866
79000 | 8.55 | 0.8 | 2018-12-31 | 2019-12-31 | 365 | 7.8373 | 7 | 0.83733
79001 | 6.16 | 0.8 | 2018-12-31 | 2019-12-31 | 365 | 5.6465 | 5 | 0.64654
79002 | 13.325 | 0.8 | 2018-12-31 | 2019-12-31 | 365 | 12.2143 | 12 | 0.21431
79008 | 5.22 | 0.8 | 2018-12-31 | 2019-12-31 | 365 | 4.7849 | 4 | 0.78489
79012 | 5.886 | 0.8 | 2018-12-31 | 2019-12-31 | 365 | 5.3954 | 5 | 0.39538
79016 | 4.64 | 0.8 | 2018-12-31 | 2019-12-31 | 365 | 4.2532 | 4 | 0.25324
79020 | 10.08 | 0.8 | 2018-12-31 | 2019-12-31 | 365 | 9.2398 | 9 | 0.2398
79023 | 10.695 | 0.8 | 2018-12-31 | 2019-12-31 | 365 | 9.8035 | 9 | 0.80353
78734 | 12.96 | 0.8 | 2018-12-31 | 2019-12-31 | 365 | 11.8797 | 11 | 0.87974
78737 | 103.48 | 0.6 | 2018-12-31 | 2019-12-31 | 365 | 71.1409 | 71 | 0.14093
78755 | 7.26 | 0.8 | 2018-12-31 | 2019-12-31 | 365 | 6.6549 | 6 | 0.65485
78824 | 15.12 | 0.8 | 2018-12-31 | 2019-12-31 | 365 | 13.8597 | 13 | 0.85969
78815 | 10.695 | 0.8 | 2018-12-31 | 2019-12-31 | 365 | 9.8035 | 9 | 0.80353
78817 | 22.365 | 0.8 | 2018-12-31 | 2019-12-31 | 365 | 20.5008 | 20 | 0.5008
79098 | 8.96 | 0.8 | 2018-12-31 | 2019-12-31 | 365 | 8.2132 | 8 | 0.21315
79028 | 6.6 | 0.8 | 2018-12-31 | 2019-12-31 | 365 | 6.0499 | 6 | 0.049866
79032 | 3.96 | 0.8 | 2018-12-31 | 2019-12-31 | 365 | 3.6299 | 3 | 0.62992
79033 | 5.94 | 0.8 | 2018-12-31 | 2019-12-31 | 365 | 5.4449 | 5 | 0.44488
79034 | 13.86 | 0.8 | 2018-12-31 | 2019-12-31 | 365 | 12.7047 | 12 | 0.70472
79014 | 7.92 | 0.8 | 2018-12-31 | 2019-12-31 | 365 | 7.2598 | 7 | 0.25984
79010 | 9.9 | 0.8 | 2018-12-31 | 2019-12-31 | 365 | 9.0748 | 9 | 0.074799
79100 | 6.213 | 0.8 | 2018-12-31 | 2019-12-31 | 365 | 5.6951 | 5 | 0.69512
79104 | 12.4 | 0.8 | 2018-12-31 | 2019-12-31 | 365 | 11.3664 | 11 | 0.36642
79107 | 3.35 | 0.8 | 2018-12-31 | 2019-12-31 | 365 | 3.0708 | 3 | 0.070765
79110 | 6.365 | 0.8 | 2018-12-31 | 2019-12-31 | 365 | 5.8345 | 5 | 0.83445
79112 | 5.2 | 0.8 | 2018-12-31 | 2019-12-31 | 365 | 4.7666 | 4 | 0.76656
79117 | 7.8 | 0.8 | 2018-12-31 | 2019-12-31 | 365 | 7.1498 | 7 | 0.14984
79120 | 7.475 | 0.8 | 2018-12-31 | 2019-12-31 | 365 | 6.8519 | 6 | 0.85193
79121 | 6.2 | 0.8 | 2018-12-31 | 2019-12-31 | 365 | 5.6832 | 5 | 0.68321
79126 | 11.2 | 0.8 | 2018-12-31 | 2019-12-31 | 365 | 10.2664 | 10 | 0.26644
79128 | 5.95 | 0.8 | 2018-12-31 | 2019-12-31 | 365 | 5.454 | 5 | 0.45405
79129 | 3.84 | 0.8 | 2018-12-31 | 2019-12-31 | 365 | 3.5199 | 3 | 0.51992
79123 | 9.9 | 0.8 | 2018-12-31 | 2019-12-31 | 365 | 9.0748 | 9 | 0.074799
79130 | 10.23 | 0.8 | 2018-12-31 | 2019-12-31 | 365 | 9.3773 | 9 | 0.37729
79026 | 13.11 | 0.8 | 2018-12-31 | 2019-12-31 | 365 | 12.0172 | 12 | 0.017234
79030 | 4.95 | 0.8 | 2018-12-31 | 2019-12-31 | 365 | 4.5374 | 4 | 0.5374
79018 | 10.05 | 0.8 | 2018-12-31 | 2019-12-31 | 365 | 9.2123 | 9 | 0.2123
79094 | 11.7 | 0.8 | 2018-12-31 | 2019-12-31 | 365 | 10.7248 | 10 | 0.72476
78954 | 8.04 | 0.8 | 2018-12-31 | 2019-12-31 | 365 | 7.3698 | 7 | 0.36984
78890 | 12.73 | 0.8 | 2018-12-31 | 2019-12-31 | 365 | 11.6689 | 11 | 0.66891
78889 | 9.38 | 0.8 | 2018-12-31 | 2019-12-31 | 365 | 8.5981 | 8 | 0.59814
78888 | 10.08 | 0.8 | 2018-12-31 | 2019-12-31 | 365 | 9.2398 | 9 | 0.2398
79037 | 6.405 | 0.8 | 2018-12-31 | 2019-12-31 | 365 | 5.8711 | 5 | 0.87112
79288 | 5.58 | 0.8 | 2018-12-31 | 2019-12-31 | 365 | 5.1149 | 5 | 0.11489
79289 | 7.92 | 0.8 | 2018-12-31 | 2019-12-31 | 365 | 7.2598 | 7 | 0.25984
79290 | 7.875 | 0.8 | 2018-12-31 | 2019-12-31 | 365 | 7.2186 | 7 | 0.21859
79291 | 7.848 | 0.8 | 2018-12-31 | 2019-12-31 | 365 | 7.1938 | 7 | 0.19384
79293 | 8.99 | 0.8 | 2018-12-31 | 2019-12-31 | 365 | 8.2407 | 8 | 0.24065
79294 | 5.58 | 0.8 | 2018-12-31 | 2019-12-31 | 365 | 5.1149 | 5 | 0.11489
79295 | 14.5 | 0.8 | 2018-12-31 | 2019-12-31 | 365 | 13.2914 | 13 | 0.29137
79299 | 4.62 | 0.8 | 2018-12-31 | 2019-12-31 | 365 | 4.2349 | 4 | 0.23491
79302 | 3.64 | 0.8 | 2018-12-31 | 2019-12-31 | 365 | 3.3366 | 3 | 0.33659
79303 | 9.045 | 0.8 | 2018-12-31 | 2019-12-31 | 365 | 8.2911 | 8 | 0.29107
79304 | 6.54 | 0.8 | 2018-12-31 | 2019-12-31 | 365 | 5.9949 | 5 | 0.99487
79305 | 12.54 | 0.8 | 2018-12-31 | 2019-12-31 | 365 | 11.4947 | 11 | 0.49475
79306 | 11.16 | 0.8 | 2018-12-31 | 2019-12-31 | 365 | 10.2298 | 10 | 0.22977
79297 | 5.94 | 0.8 | 2018-12-31 | 2019-12-31 | 365 | 5.4449 | 5 | 0.44488
79308 | 5.8 | 0.8 | 2018-12-31 | 2019-12-31 | 365 | 5.3165 | 5 | 0.31655
79310 | 7.905 | 0.8 | 2018-12-31 | 2019-12-31 | 365 | 7.2461 | 7 | 0.24609
79311 | 4.95 | 0.8 | 2018-12-31 | 2019-12-31 | 365 | 4.5374 | 4 | 0.5374
79312 | 6.6 | 0.8 | 2018-12-31 | 2019-12-31 | 365 | 6.0499 | 6 | 0.049866
79313 | 7.92 | 0.8 | 2018-12-31 | 2019-12-31 | 365 | 7.2598 | 7 | 0.25984
79316 | 4.95 | 0.8 | 2018-12-31 | 2019-12-31 | 365 | 4.5374 | 4 | 0.5374
79318 | 6.9 | 0.8 | 2018-12-31 | 2019-12-31 | 365 | 6.3249 | 6 | 0.32486
79322 | 7.8 | 0.8 | 2018-12-31 | 2019-12-31 | 365 | 7.1498 | 7 | 0.14984
79323 | 12 | 0.8 | 2018-12-31 | 2019-12-31 | 365 | 10.9998 | 10 | 0.99976
79325 | 5.61 | 0.8 | 2018-12-31 | 2019-12-31 | 365 | 5.1424 | 5 | 0.14239
79326 | 7.98 | 0.8 | 2018-12-31 | 2019-12-31 | 365 | 7.3148 | 7 | 0.31484
79327 | 6.96 | 0.8 | 2018-12-31 | 2019-12-31 | 365 | 6.3799 | 6 | 0.37986
79328 | 6.3 | 0.8 | 2018-12-31 | 2019-12-31 | 365 | 5.7749 | 5 | 0.77487
79329 | 10.44 | 0.8 | 2018-12-31 | 2019-12-31 | 365 | 9.5698 | 9 | 0.56979
79331 | 20.4 | 0.8 | 2018-12-31 | 2019-12-31 | 365 | 18.6996 | 18 | 0.69959
79332 | 5.605 | 0.8 | 2018-12-31 | 2019-12-31 | 365 | 5.1378 | 5 | 0.1378
79333 | 6.38 | 0.8 | 2018-12-31 | 2019-12-31 | 365 | 5.8482 | 5 | 0.8482
79334 | 12.09 | 0.8 | 2018-12-31 | 2019-12-31 | 365 | 11.0823 | 11 | 0.082255
79336 | 6.615 | 0.8 | 2018-12-31 | 2019-12-31 | 365 | 6.0636 | 6 | 0.063616
79337 | 9.8 | 0.8 | 2018-12-31 | 2019-12-31 | 365 | 8.9831 | 8 | 0.98313
79340 | 7.83 | 0.8 | 2018-12-31 | 2019-12-31 | 365 | 7.1773 | 7 | 0.17734
79346 | 7.848 | 0.8 | 2018-12-31 | 2019-12-31 | 365 | 7.1938 | 7 | 0.19384
79392 | 51.012 | 0.6 | 2018-12-31 | 2019-12-31 | 365 | 35.07 | 35 | 0.069975
79035 | 72.21 | 0.6 | 2018-12-31 | 2019-12-31 | 365 | 49.6433 | 49 | 0.64328
79124 | 24.32 | 0.8 | 2018-12-31 | 2019-12-31 | 365 | 22.2928 | 22 | 0.29284
79300 | 4.56 | 0.8 | 2018-12-31 | 2019-12-31 | 365 | 4.1799 | 4 | 0.17991
79324 | 7.035 | 0.8 | 2018-12-31 | 2019-12-31 | 365 | 6.4486 | 6 | 0.44861
79393 | 28.06 | 0.6 | 2018-12-31 | 2019-12-31 | 365 | 19.2908 | 19 | 0.29082
79347 | 5.76 | 0.8 | 2018-12-31 | 2019-12-31 | 365 | 5.2799 | 5 | 0.27988
79364 | 5.985 | 0.8 | 2018-12-31 | 2019-12-31 | 365 | 5.4861 | 5 | 0.48613
79365 | 7.8 | 0.8 | 2018-12-31 | 2019-12-31 | 365 | 7.1498 | 7 | 0.14984
79367 | 4.355 | 0.8 | 2018-12-31 | 2019-12-31 | 365 | 3.992 | 3 | 0.992
78997 | 7.93 | 0.8 | 2018-12-31 | 2019-12-31 | 365 | 7.269 | 7 | 0.26901
79368 | 8.68 | 0.8 | 2018-12-31 | 2019-12-31 | 365 | 7.9565 | 7 | 0.95649
79369 | 10.59 | 0.8 | 2018-12-31 | 2019-12-31 | 365 | 9.7073 | 9 | 0.70729
79371 | 8.96 | 0.8 | 2018-12-31 | 2019-12-31 | 365 | 8.2132 | 8 | 0.21315
79372 | 11.7 | 0.8 | 2018-12-31 | 2019-12-31 | 365 | 10.7248 | 10 | 0.72476
79373 | 2.28 | 0.8 | 2018-12-31 | 2019-12-31 | 365 | 2.09 | 2 | 0.089954
79375 | 20.16 | 0.8 | 2018-12-31 | 2019-12-31 | 365 | 18.4796 | 18 | 0.47959
79376 | 4.355 | 0.8 | 2018-12-31 | 2019-12-31 | 365 | 3.992 | 3 | 0.992
79377 | 13.44 | 0.8 | 2018-12-31 | 2019-12-31 | 365 | 12.3197 | 12 | 0.31973
79379 | 7.56 | 0.8 | 2018-12-31 | 2019-12-31 | 365 | 6.9298 | 6 | 0.92985
79380 | 7.36 | 0.8 | 2018-12-31 | 2019-12-31 | 365 | 6.7465 | 6 | 0.74652
79381 | 11.55 | 0.8 | 2018-12-31 | 2019-12-31 | 365 | 10.5873 | 10 | 0.58727
79382 | 12.025 | 0.8 | 2018-12-31 | 2019-12-31 | 365 | 11.0227 | 11 | 0.022673
79383 | 6.6 | 0.8 | 2018-12-31 | 2019-12-31 | 365 | 6.0499 | 6 | 0.049866
79384 | 8.47 | 0.8 | 2018-12-31 | 2019-12-31 | 365 | 7.764 | 7 | 0.764
79370 | 9.625 | 0.8 | 2018-12-31 | 2019-12-31 | 365 | 8.8227 | 8 | 0.82272
79394 | 9.72 | 0.8 | 2018-12-31 | 2019-12-31 | 365 | 8.9098 | 8 | 0.9098
79395 | 4.72 | 0.8 | 2018-12-31 | 2019-12-31 | 365 | 4.3266 | 4 | 0.32657
79396 | 8.32 | 0.8 | 2018-12-31 | 2019-12-31 | 365 | 7.6265 | 7 | 0.6265
79397 | 11.16 | 0.8 | 2018-12-31 | 2019-12-31 | 365 | 10.2298 | 10 | 0.22977
79398 | 10.325 | 0.8 | 2018-12-31 | 2019-12-31 | 365 | 9.4644 | 9 | 0.46437
79399 | 13.735 | 0.8 | 2018-12-31 | 2019-12-31 | 365 | 12.5901 | 12 | 0.59014
78852 | 5.36 | 0.8 | 2018-12-31 | 2019-12-31 | 365 | 4.9132 | 4 | 0.91322
79401 | 3.924 | 0.8 | 2018-12-31 | 2019-12-31 | 365 | 3.5969 | 3 | 0.59692
79403 | 12.16 | 0.8 | 2018-12-31 | 2019-12-31 | 365 | 11.1464 | 11 | 0.14642
79036 | 8.1 | 0.8 | 2018-12-31 | 2019-12-31 | 365 | 7.4248 | 7 | 0.42484
79404 | 9.69 | 0.8 | 2018-12-31 | 2019-12-31 | 365 | 8.8823 | 8 | 0.8823
79409 | 14.405 | 0.8 | 2018-12-31 | 2019-12-31 | 365 | 13.2043 | 13 | 0.20429
79410 | 6.7 | 0.8 | 2018-12-31 | 2019-12-31 | 365 | 6.1415 | 6 | 0.14153
79405 | 11.34 | 0.8 | 2018-12-31 | 2019-12-31 | 365 | 10.3948 | 10 | 0.39477
79411 | 14.4 | 0.8 | 2018-12-31 | 2019-12-31 | 365 | 13.1997 | 13 | 0.19971
79412 | 7.15 | 0.8 | 2018-12-31 | 2019-12-31 | 365 | 6.554 | 6 | 0.55402
79414 | 8.28 | 0.8 | 2018-12-31 | 2019-12-31 | 365 | 7.5898 | 7 | 0.58983
79415 | 4.5 | 0.8 | 2018-12-31 | 2019-12-31 | 365 | 4.1249 | 4 | 0.12491
79417 | 9.8 | 0.8 | 2018-12-31 | 2019-12-31 | 365 | 8.9831 | 8 | 0.98313
79418 | 8.71 | 0.8 | 2018-12-31 | 2019-12-31 | 365 | 7.984 | 7 | 0.98399
79419 | 12.48 | 0.8 | 2018-12-31 | 2019-12-31 | 365 | 11.4397 | 11 | 0.43975
79421 | 9.86 | 0.8 | 2018-12-31 | 2019-12-31 | 365 | 9.0381 | 9 | 0.038134
79422 | 13 | 0.8 | 2018-12-31 | 2019-12-31 | 365 | 11.9164 | 11 | 0.9164
79423 | 24.57 | 0.8 | 2018-12-31 | 2019-12-31 | 365 | 22.522 | 22 | 0.522
79425 | 6.24 | 1 | 2018-12-31 | 2019-12-31 | 365 | 7.1498 | 7 | 0.14984
79426 | 4.94 | 0.8 | 2018-12-31 | 2019-12-31 | 365 | 4.5282 | 4 | 0.52823
79442 | 7 | 0.8 | 2018-12-31 | 2019-12-31 | 365 | 6.4165 | 6 | 0.41652
79443 | 5.04 | 0.8 | 2018-12-31 | 2019-12-31 | 365 | 4.6199 | 4 | 0.6199
79444 | 6.72 | 0.8 | 2018-12-31 | 2019-12-31 | 365 | 6.1599 | 6 | 0.15986
79445 | 5.695 | 0.8 | 2018-12-31 | 2019-12-31 | 365 | 5.2203 | 5 | 0.2203
79446 | 12.775 | 0.8 | 2018-12-31 | 2019-12-31 | 365 | 11.7102 | 11 | 0.71016
79447 | 4.27 | 0.8 | 2018-12-31 | 2019-12-31 | 365 | 3.9141 | 3 | 0.91408
79448 | 5.36 | 0.8 | 2018-12-31 | 2019-12-31 | 365 | 4.9132 | 4 | 0.91322
79449 | 6.93 | 0.8 | 2018-12-31 | 2019-12-31 | 365 | 6.3524 | 6 | 0.35236
79450 | 11.725 | 0.8 | 2018-12-31 | 2019-12-31 | 365 | 10.7477 | 10 | 0.74768
79451 | 4.275 | 0.8 | 2018-12-31 | 2019-12-31 | 365 | 3.9187 | 3 | 0.91866
79452 | 4.93 | 0.8 | 2018-12-31 | 2019-12-31 | 365 | 4.5191 | 4 | 0.51907
79453 | 5.12 | 0.8 | 2018-12-31 | 2019-12-31 | 365 | 4.6932 | 4 | 0.69323
79455 | 8.45 | 0.8 | 2018-12-31 | 2019-12-31 | 365 | 7.7457 | 7 | 0.74566
79597 | 10.325 | 0.8 | 2018-12-31 | 2019-12-31 | 365 | 9.4644 | 9 | 0.46437
79595 | 8.775 | 0.8 | 2018-12-31 | 2019-12-31 | 365 | 8.0436 | 8 | 0.043572
79594 | 13.92 | 0.8 | 2018-12-31 | 2019-12-31 | 365 | 12.7597 | 12 | 0.75972
79593 | 10.2 | 0.8 | 2018-12-31 | 2019-12-31 | 365 | 9.3498 | 9 | 0.34979
79591 | 9.92 | 0.8 | 2018-12-31 | 2019-12-31 | 365 | 9.0931 | 9 | 0.093132
79590 | 5.12 | 0.8 | 2018-12-31 | 2019-12-31 | 365 | 4.6932 | 4 | 0.69323
79589 | 13 | 0.8 | 2018-12-31 | 2019-12-31 | 365 | 11.9164 | 11 | 0.9164
79588 | 7.04 | 0.8 | 2018-12-31 | 2019-12-31 | 365 | 6.4532 | 6 | 0.45319
79097 | 10.8 | 0.8 | 2018-12-31 | 2019-12-31 | 365 | 9.8998 | 9 | 0.89978
79572 | 7.67 | 0.8 | 2018-12-31 | 2019-12-31 | 365 | 7.0307 | 7 | 0.030678
79570 | 10.64 | 0.8 | 2018-12-31 | 2019-12-31 | 365 | 9.7531 | 9 | 0.75312
79569 | 8.64 | 0.8 | 2018-12-31 | 2019-12-31 | 365 | 7.9198 | 7 | 0.91982
79568 | 5.76 | 0.8 | 2018-12-31 | 2019-12-31 | 365 | 5.2799 | 5 | 0.27988
79567 | 7.36 | 0.8 | 2018-12-31 | 2019-12-31 | 365 | 6.7465 | 6 | 0.74652
79565 | 2.52 | 0.8 | 2018-12-31 | 2019-12-31 | 365 | 2.3099 | 2 | 0.30995
79564 | 5.76 | 0.8 | 2018-12-31 | 2019-12-31 | 365 | 5.2799 | 5 | 0.27988
79563 | 1.8 | 0.8 | 2018-12-31 | 2019-12-31 | 365 | 1.65 | 1 | 0.64996
79561 | 5.44 | 0.8 | 2018-12-31 | 2019-12-31 | 365 | 4.9866 | 4 | 0.98656
79560 | 13.4 | 0.8 | 2018-12-31 | 2019-12-31 | 365 | 12.2831 | 12 | 0.28306
79558 | 10.44 | 0.8 | 2018-12-31 | 2019-12-31 | 365 | 9.5698 | 9 | 0.56979
79522 | 16.5 | 0.8 | 2018-12-31 | 2019-12-31 | 365 | 15.1247 | 15 | 0.12467
79556 | 8.45 | 0.8 | 2018-12-31 | 2019-12-31 | 365 | 7.7457 | 7 | 0.74566
79555 | 10.385 | 0.8 | 2018-12-31 | 2019-12-31 | 365 | 9.5194 | 9 | 0.51937
79543 | 13.5 | 0.8 | 2018-12-31 | 2019-12-31 | 365 | 12.3747 | 12 | 0.37473
79542 | 4.8 | 0.8 | 2018-12-31 | 2019-12-31 | 365 | 4.3999 | 4 | 0.3999
79541 | 10.05 | 0.8 | 2018-12-31 | 2019-12-31 | 365 | 9.2123 | 9 | 0.2123
79540 | 12.48 | 0.8 | 2018-12-31 | 2019-12-31 | 365 | 11.4397 | 11 | 0.43975
79537 | 4.845 | 0.8 | 2018-12-31 | 2019-12-31 | 365 | 4.4412 | 4 | 0.44115
79535 | 4.2 | 0.8 | 2018-12-31 | 2019-12-31 | 365 | 3.8499 | 3 | 0.84991
79534 | 14.07 | 0.8 | 2018-12-31 | 2019-12-31 | 365 | 12.8972 | 12 | 0.89721
79533 | 6.12 | 0.8 | 2018-12-31 | 2019-12-31 | 365 | 5.6099 | 5 | 0.60988
79532 | 6.36 | 0.8 | 2018-12-31 | 2019-12-31 | 365 | 5.8299 | 5 | 0.82987
79531 | 8.502 | 0.8 | 2018-12-31 | 2019-12-31 | 365 | 7.7933 | 7 | 0.79333
79529 | 4.48 | 0.8 | 2018-12-31 | 2019-12-31 | 365 | 4.1066 | 4 | 0.10658
79528 | 4.505 | 0.8 | 2018-12-31 | 2019-12-31 | 365 | 4.1295 | 4 | 0.12949
79527 | 11.9 | 0.8 | 2018-12-31 | 2019-12-31 | 365 | 10.9081 | 10 | 0.90809
79526 | 9.8 | 0.8 | 2018-12-31 | 2019-12-31 | 365 | 8.9831 | 8 | 0.98313
79523 | 6.5 | 0.8 | 2018-12-31 | 2019-12-31 | 365 | 5.9582 | 5 | 0.9582
79521 | 7.37 | 0.8 | 2018-12-31 | 2019-12-31 | 365 | 6.7557 | 6 | 0.75568
79520 | 4.425 | 0.8 | 2018-12-31 | 2019-12-31 | 365 | 4.0562 | 4 | 0.05616
79519 | 7.41 | 0.8 | 2018-12-31 | 2019-12-31 | 365 | 6.7923 | 6 | 0.79235
79517 | 8.75 | 0.8 | 2018-12-31 | 2019-12-31 | 365 | 8.0207 | 8 | 0.020656
79515 | 8.4 | 0.8 | 2018-12-31 | 2019-12-31 | 365 | 7.6998 | 7 | 0.69983
79513 | 13.92 | 0.8 | 2018-12-31 | 2019-12-31 | 365 | 12.7597 | 12 | 0.75972
79512 | 5.5 | 0.8 | 2018-12-31 | 2019-12-31 | 365 | 5.0416 | 5 | 0.041555
79511 | 8.04 | 0.8 | 2018-12-31 | 2019-12-31 | 365 | 7.3698 | 7 | 0.36984
79508 | 9.38 | 0.8 | 2018-12-31 | 2019-12-31 | 365 | 8.5981 | 8 | 0.59814
79507 | 13.44 | 0.8 | 2018-12-31 | 2019-12-31 | 365 | 12.3197 | 12 | 0.31973
79505 | 7.83 | 0.8 | 2018-12-31 | 2019-12-31 | 365 | 7.1773 | 7 | 0.17734
79503 | 5.7 | 0.8 | 2018-12-31 | 2019-12-31 | 365 | 5.2249 | 5 | 0.22488
79502 | 9.86 | 0.8 | 2018-12-31 | 2019-12-31 | 365 | 9.0381 | 9 | 0.038134
79500 | 5.6 | 0.8 | 2018-12-31 | 2019-12-31 | 365 | 5.1332 | 5 | 0.13322
79499 | 4.93 | 0.8 | 2018-12-31 | 2019-12-31 | 365 | 4.5191 | 4 | 0.51907
79498 | 9.9 | 0.8 | 2018-12-31 | 2019-12-31 | 365 | 9.0748 | 9 | 0.074799
79497 | 10.88 | 0.8 | 2018-12-31 | 2019-12-31 | 365 | 9.9731 | 9 | 0.97311
79495 | 5.36 | 0.8 | 2018-12-31 | 2019-12-31 | 365 | 4.9132 | 4 | 0.91322
79494 | 13.505 | 0.8 | 2018-12-31 | 2019-12-31 | 365 | 12.3793 | 12 | 0.37931
79493 | 7.8 | 0.8 | 2018-12-31 | 2019-12-31 | 365 | 7.1498 | 7 | 0.14984
79456 | 5.475 | 0.8 | 2018-12-31 | 2019-12-31 | 365 | 5.0186 | 5 | 0.018639
64745 | 639.765 | 0.9 | 2018-12-31 | 2019-12-31 | 365 | 659.7431 | 659 | 0.74307
79637 | 6.72 | 0.8 | 2018-12-31 | 2019-12-31 | 365 | 6.1599 | 6 | 0.15986
79639 | 9.6 | 0.8 | 2018-12-31 | 2019-12-31 | 365 | 8.7998 | 8 | 0.79981
79641 | 18.425 | 0.8 | 2018-12-31 | 2019-12-31 | 365 | 16.8892 | 16 | 0.88921
79642 | 13.68 | 0.8 | 2018-12-31 | 2019-12-31 | 365 | 12.5397 | 12 | 0.53972
79643 | 6.84 | 0.8 | 2018-12-31 | 2019-12-31 | 365 | 6.2699 | 6 | 0.26986
79645 | 11.52 | 0.8 | 2018-12-31 | 2019-12-31 | 365 | 10.5598 | 10 | 0.55977
79648 | 6.48 | 0.8 | 2018-12-31 | 2019-12-31 | 365 | 5.9399 | 5 | 0.93987
79652 | 11.16 | 0.8 | 2018-12-31 | 2019-12-31 | 365 | 10.2298 | 10 | 0.22977
79697 | 6.09 | 0.8 | 2018-12-31 | 2019-12-31 | 365 | 5.5824 | 5 | 0.58238
79698 | 8.55 | 0.8 | 2018-12-31 | 2019-12-31 | 365 | 7.8373 | 7 | 0.83733
79699 | 3.92 | 0.8 | 2018-12-31 | 2019-12-31 | 365 | 3.5933 | 3 | 0.59325
79700 | 7.92 | 0.8 | 2018-12-31 | 2019-12-31 | 365 | 7.2598 | 7 | 0.25984
79701 | 10.85 | 0.8 | 2018-12-31 | 2019-12-31 | 365 | 9.9456 | 9 | 0.94561
79702 | 9.52 | 0.8 | 2018-12-31 | 2019-12-31 | 365 | 8.7265 | 8 | 0.72647
79703 | 6.6 | 0.8 | 2018-12-31 | 2019-12-31 | 365 | 6.0499 | 6 | 0.049866
79704 | 13.44 | 0.8 | 2018-12-31 | 2019-12-31 | 365 | 12.3197 | 12 | 0.31973
79705 | 5.865 | 1 | 2018-12-31 | 2019-12-31 | 365 | 6.7202 | 6 | 0.72016
79707 | 10.075 | 0.8 | 2018-12-31 | 2019-12-31 | 365 | 9.2352 | 9 | 0.23521
79378 | 3.42 | 0.8 | 2018-12-31 | 2019-12-31 | 365 | 3.1349 | 3 | 0.13493
79374 | 5.13 | 0.8 | 2018-12-31 | 2019-12-31 | 365 | 4.7024 | 4 | 0.7024
79757 | 3.6 | 0.8 | 2018-12-31 | 2019-12-31 | 365 | 3.2999 | 3 | 0.29993
79759 | 10.05 | 0.8 | 2018-12-31 | 2019-12-31 | 365 | 9.2123 | 9 | 0.2123
79765 | 6.4 | 0.8 | 2018-12-31 | 2019-12-31 | 365 | 5.8665 | 5 | 0.86654
79766 | 7.75 | 0.8 | 2018-12-31 | 2019-12-31 | 365 | 7.104 | 7 | 0.10401
79769 | 5.85 | 0.8 | 2018-12-31 | 2019-12-31 | 365 | 5.3624 | 5 | 0.36238
79775 | 7.3 | 0.8 | 2018-12-31 | 2019-12-31 | 365 | 6.6915 | 6 | 0.69152
79509 | 17.16 | 0.8 | 2018-12-31 | 2019-12-31 | 365 | 15.7297 | 15 | 0.72965
79777 | 9.6 | 0.8 | 2018-12-31 | 2019-12-31 | 365 | 8.7998 | 8 | 0.79981
79778 | 11.05 | 0.8 | 2018-12-31 | 2019-12-31 | 365 | 10.1289 | 10 | 0.12894
79780 | 7.28 | 0.8 | 2018-12-31 | 2019-12-31 | 365 | 6.6732 | 6 | 0.67319
79413 | 6.365 | 0.8 | 2018-12-31 | 2019-12-31 | 365 | 5.8345 | 5 | 0.83445
79454 | 7 | 0.8 | 2018-12-31 | 2019-12-31 | 365 | 6.4165 | 6 | 0.41652
79538 | 5.8 | 0.8 | 2018-12-31 | 2019-12-31 | 365 | 5.3165 | 5 | 0.31655
79571 | 9.715 | 0.8 | 2018-12-31 | 2019-12-31 | 365 | 8.9052 | 8 | 0.90522
79574 | 23.76 | 0.8 | 2018-12-31 | 2019-12-31 | 365 | 21.7795 | 21 | 0.77952
79596 | 5.4 | 0.8 | 2018-12-31 | 2019-12-31 | 365 | 4.9499 | 4 | 0.94989
79709 | 2.95 | 0.8 | 2018-12-31 | 2019-12-31 | 365 | 2.7041 | 2 | 0.70411
79762 | 9.8 | 0.8 | 2018-12-31 | 2019-12-31 | 365 | 8.9831 | 8 | 0.98313
79708 | 5.58 | 0.8 | 2018-12-31 | 2019-12-31 | 365 | 5.1149 | 5 | 0.11489
79771 | 8.1 | 0.8 | 2018-12-31 | 2019-12-31 | 365 | 7.4248 | 7 | 0.42484
79812 | 6.6 | 0.8 | 2018-12-31 | 2019-12-31 | 365 | 6.0499 | 6 | 0.049866
79813 | 4.32 | 0.8 | 2018-12-31 | 2019-12-31 | 365 | 3.9599 | 3 | 0.95991
79814 | 6 | 0.8 | 2018-12-31 | 2019-12-31 | 365 | 5.4999 | 5 | 0.49988
79815 | 4.8 | 0.8 | 2018-12-31 | 2019-12-31 | 365 | 4.3999 | 4 | 0.3999
79816 | 9 | 0.8 | 2018-12-31 | 2019-12-31 | 365 | 8.2498 | 8 | 0.24982
79817 | 4.5 | 0.8 | 2018-12-31 | 2019-12-31 | 365 | 4.1249 | 4 | 0.12491
79819 | 6.16 | 0.8 | 2018-12-31 | 2019-12-31 | 365 | 5.6465 | 5 | 0.64654
79820 | 6.867 | 0.8 | 2018-12-31 | 2019-12-31 | 365 | 6.2946 | 6 | 0.29461
79821 | 11.4 | 0.8 | 2018-12-31 | 2019-12-31 | 365 | 10.4498 | 10 | 0.44977
79822 | 3.08 | 0.8 | 2018-12-31 | 2019-12-31 | 365 | 2.8233 | 2 | 0.82327
79823 | 9.9 | 0.8 | 2018-12-31 | 2019-12-31 | 365 | 9.0748 | 9 | 0.074799
79825 | 8.395 | 0.8 | 2018-12-31 | 2019-12-31 | 365 | 7.6952 | 7 | 0.69525
79826 | 3.92 | 0.8 | 2018-12-31 | 2019-12-31 | 365 | 3.5933 | 3 | 0.59325
79827 | 15.36 | 0.8 | 2018-12-31 | 2019-12-31 | 365 | 14.0797 | 14 | 0.079689
79828 | 5.94 | 0.8 | 2018-12-31 | 2019-12-31 | 365 | 5.4449 | 5 | 0.44488
79829 | 5.76 | 0.8 | 2018-12-31 | 2019-12-31 | 365 | 5.2799 | 5 | 0.27988
79830 | 4.95 | 0.8 | 2018-12-31 | 2019-12-31 | 365 | 4.5374 | 4 | 0.5374
79832 | 12.39 | 0.8 | 2018-12-31 | 2019-12-31 | 365 | 11.3572 | 11 | 0.35725
79862 | 4.68 | 0.8 | 2018-12-31 | 2019-12-31 | 365 | 4.2899 | 4 | 0.28991
79864 | 6.12 | 0.8 | 2018-12-31 | 2019-12-31 | 365 | 5.6099 | 5 | 0.60988
79866 | 9.72 | 0.8 | 2018-12-31 | 2019-12-31 | 365 | 8.9098 | 8 | 0.9098
79868 | 10.44 | 0.8 | 2018-12-31 | 2019-12-31 | 365 | 9.5698 | 9 | 0.56979
79869 | 7.56 | 0.8 | 2018-12-31 | 2019-12-31 | 365 | 6.9298 | 6 | 0.92985
79871 | 5.25 | 0.8 | 2018-12-31 | 2019-12-31 | 365 | 4.8124 | 4 | 0.81239
79873 | 7.705 | 0.8 | 2018-12-31 | 2019-12-31 | 365 | 7.0628 | 7 | 0.062761
79874 | 3.6 | 0.8 | 2018-12-31 | 2019-12-31 | 365 | 3.2999 | 3 | 0.29993
79876 | 9.715 | 0.8 | 2018-12-31 | 2019-12-31 | 365 | 8.9052 | 8 | 0.90522
79877 | 5.94 | 0.8 | 2018-12-31 | 2019-12-31 | 365 | 5.4449 | 5 | 0.44488
79879 | 8.25 | 0.8 | 2018-12-31 | 2019-12-31 | 365 | 7.5623 | 7 | 0.56233
79881 | 10.8 | 0.8 | 2018-12-31 | 2019-12-31 | 365 | 9.8998 | 9 | 0.89978
79882 | 6.89 | 1 | 2018-12-31 | 2019-12-31 | 365 | 7.8946 | 7 | 0.89462
79883 | 9.28 | 0.8 | 2018-12-31 | 2019-12-31 | 365 | 8.5065 | 8 | 0.50648
79893 | 7.2 | 0.8 | 2018-12-31 | 2019-12-31 | 365 | 6.5999 | 6 | 0.59985
79894 | 12.06 | 0.8 | 2018-12-31 | 2019-12-31 | 365 | 11.0548 | 11 | 0.054756
79895 | 7.56 | 0.8 | 2018-12-31 | 2019-12-31 | 365 | 6.9298 | 6 | 0.92985
79896 | 6.7 | 0.8 | 2018-12-31 | 2019-12-31 | 365 | 6.1415 | 6 | 0.14153
79897 | 9.425 | 0.8 | 2018-12-31 | 2019-12-31 | 365 | 8.6394 | 8 | 0.63939
79898 | 7.68 | 0.8 | 2018-12-31 | 2019-12-31 | 365 | 7.0398 | 7 | 0.039844
79899 | 5.2 | 0.8 | 2018-12-31 | 2019-12-31 | 365 | 4.7666 | 4 | 0.76656
79900 | 10.18 | 0.8 | 2018-12-31 | 2019-12-31 | 365 | 9.3315 | 9 | 0.33146
79902 | 11.88 | 0.8 | 2018-12-31 | 2019-12-31 | 365 | 10.8898 | 10 | 0.88976
79903 | 9 | 0.8 | 2018-12-31 | 2019-12-31 | 365 | 8.2498 | 8 | 0.24982
79904 | 10.5 | 0.8 | 2018-12-31 | 2019-12-31 | 365 | 9.6248 | 9 | 0.62479
79991 | 7.695 | 0.8 | 2018-12-31 | 2019-12-31 | 365 | 7.0536 | 7 | 0.053594
79993 | 6.44 | 0.8 | 2018-12-31 | 2019-12-31 | 365 | 5.9032 | 5 | 0.9032
79995 | 7 | 0.8 | 2018-12-31 | 2019-12-31 | 365 | 6.4165 | 6 | 0.41652
79997 | 5.32 | 0.8 | 2018-12-31 | 2019-12-31 | 365 | 4.8766 | 4 | 0.87656
79998 | 10.8 | 0.8 | 2018-12-31 | 2019-12-31 | 365 | 9.8998 | 9 | 0.89978
80002 | 7.56 | 0.8 | 2018-12-31 | 2019-12-31 | 365 | 6.9298 | 6 | 0.92985
80006 | 3.24 | 0.8 | 2018-12-31 | 2019-12-31 | 365 | 2.9699 | 2 | 0.96993
80008 | 6.5 | 0.8 | 2018-12-31 | 2019-12-31 | 365 | 5.9582 | 5 | 0.9582
80010 | 6.03 | 0.8 | 2018-12-31 | 2019-12-31 | 365 | 5.5274 | 5 | 0.52738
80011 | 8.96 | 0.8 | 2018-12-31 | 2019-12-31 | 365 | 8.2132 | 8 | 0.21315
80013 | 9.684 | 0.8 | 2018-12-31 | 2019-12-31 | 365 | 8.8768 | 8 | 0.8768
80015 | 6.3 | 0.8 | 2018-12-31 | 2019-12-31 | 365 | 5.7749 | 5 | 0.77487
80088 | 14.85 | 0.8 | 2018-12-31 | 2019-12-31 | 365 | 13.6122 | 13 | 0.6122
80090 | 9.28 | 0.8 | 2018-12-31 | 2019-12-31 | 365 | 8.5065 | 8 | 0.50648
80091 | 19.43 | 0.8 | 2018-12-31 | 2019-12-31 | 365 | 17.8104 | 17 | 0.81044
80093 | 10.385 | 0.8 | 2018-12-31 | 2019-12-31 | 365 | 9.5194 | 9 | 0.51937
80094 | 8.375 | 0.8 | 2018-12-31 | 2019-12-31 | 365 | 7.6769 | 7 | 0.67691
80096 | 14.85 | 0.8 | 2018-12-31 | 2019-12-31 | 365 | 13.6122 | 13 | 0.6122
80097 | 9.24 | 0.8 | 2018-12-31 | 2019-12-31 | 365 | 8.4698 | 8 | 0.46981
80098 | 8.96 | 0.8 | 2018-12-31 | 2019-12-31 | 365 | 8.2132 | 8 | 0.21315
80100 | 12.8 | 0.8 | 2018-12-31 | 2019-12-31 | 365 | 11.7331 | 11 | 0.73307
80101 | 5.4 | 0.8 | 2018-12-31 | 2019-12-31 | 365 | 4.9499 | 4 | 0.94989
80103 | 4.2 | 0.8 | 2018-12-31 | 2019-12-31 | 365 | 3.8499 | 3 | 0.84991
80105 | 5.94 | 0.8 | 2018-12-31 | 2019-12-31 | 365 | 5.4449 | 5 | 0.44488
80106 | 3.9 | 0.8 | 2018-12-31 | 2019-12-31 | 365 | 3.5749 | 3 | 0.57492
80108 | 8.1 | 0.8 | 2018-12-31 | 2019-12-31 | 365 | 7.4248 | 7 | 0.42484
80109 | 10.24 | 0.8 | 2018-12-31 | 2019-12-31 | 365 | 9.3865 | 9 | 0.38646
80111 | 9.15 | 0.8 | 2018-12-31 | 2019-12-31 | 365 | 8.3873 | 8 | 0.38731
80112 | 5.4 | 0.8 | 2018-12-31 | 2019-12-31 | 365 | 4.9499 | 4 | 0.94989
80113 | 15.41 | 0.8 | 2018-12-31 | 2019-12-31 | 365 | 14.1255 | 14 | 0.12552
80115 | 6.555 | 0.8 | 2018-12-31 | 2019-12-31 | 365 | 6.0086 | 6 | 0.0086172
80117 | 12.25 | 0.8 | 2018-12-31 | 2019-12-31 | 365 | 11.2289 | 11 | 0.22892
80119 | 10.385 | 0.8 | 2018-12-31 | 2019-12-31 | 365 | 9.5194 | 9 | 0.51937
80124 | 7.8 | 0.8 | 2018-12-31 | 2019-12-31 | 365 | 7.1498 | 7 | 0.14984
80126 | 9.38 | 0.8 | 2018-12-31 | 2019-12-31 | 365 | 8.5981 | 8 | 0.59814
80129 | 2 | 0.8 | 2018-12-31 | 2019-12-31 | 365 | 1.8333 | 1 | 0.83329
80130 | 9.25 | 0.8 | 2018-12-31 | 2019-12-31 | 365 | 8.479 | 8 | 0.47898
80131 | 13.12 | 0.8 | 2018-12-31 | 2019-12-31 | 365 | 12.0264 | 12 | 0.026401
80132 | 12.32 | 0.8 | 2018-12-31 | 2019-12-31 | 365 | 11.2931 | 11 | 0.29308
80135 | 6.3 | 0.8 | 2018-12-31 | 2019-12-31 | 365 | 5.7749 | 5 | 0.77487
80139 | 7.54 | 0.8 | 2018-12-31 | 2019-12-31 | 365 | 6.9115 | 6 | 0.91151
80140 | 8.12 | 0.8 | 2018-12-31 | 2019-12-31 | 365 | 7.4432 | 7 | 0.44317
80141 | 12.48 | 0.8 | 2018-12-31 | 2019-12-31 | 365 | 11.4397 | 11 | 0.43975
80142 | 3.6 | 0.8 | 2018-12-31 | 2019-12-31 | 365 | 3.2999 | 3 | 0.29993
80143 | 7.84 | 0.8 | 2018-12-31 | 2019-12-31 | 365 | 7.1865 | 7 | 0.18651
80145 | 11.6 | 0.8 | 2018-12-31 | 2019-12-31 | 365 | 10.6331 | 10 | 0.6331
80146 | 6.6 | 0.8 | 2018-12-31 | 2019-12-31 | 365 | 6.0499 | 6 | 0.049866
78733 | 3.96 | 0.8 | 2018-12-31 | 2019-12-31 | 365 | 3.6299 | 3 | 0.62992
79779 | 45.15 | 0.6 | 2018-12-31 | 2019-12-31 | 365 | 31.0399 | 31 | 0.039939
79818 | 11.84 | 0.8 | 2018-12-31 | 2019-12-31 | 365 | 10.8531 | 10 | 0.85309
79831 | 24.9 | 0.8 | 2018-12-31 | 2019-12-31 | 365 | 22.8245 | 22 | 0.8245
79518 | 13.68 | 0.8 | 2018-12-31 | 2019-12-31 | 365 | 12.5397 | 12 | 0.53972
79416 | 12.71 | 0.8 | 2018-12-31 | 2019-12-31 | 365 | 11.6506 | 11 | 0.65058
80225 | 9.855 | 0.8 | 2018-12-31 | 2019-12-31 | 365 | 9.0336 | 9 | 0.03355
80226 | 15.18 | 0.8 | 2018-12-31 | 2019-12-31 | 365 | 13.9147 | 13 | 0.91469
80228 | 7.8 | 0.8 | 2018-12-31 | 2019-12-31 | 365 | 7.1498 | 7 | 0.14984
80230 | 4.32 | 0.8 | 2018-12-31 | 2019-12-31 | 365 | 3.9599 | 3 | 0.95991
80231 | 6.7 | 0.8 | 2018-12-31 | 2019-12-31 | 365 | 6.1415 | 6 | 0.14153
80232 | 2.4 | 0.8 | 2018-12-31 | 2019-12-31 | 365 | 2.2 | 2 | 0.19995
79901 | 6.625 | 0.8 | 2018-12-31 | 2019-12-31 | 365 | 6.0728 | 6 | 0.072782
80265 | 7.92 | 0.8 | 2018-12-31 | 2019-12-31 | 365 | 7.2598 | 7 | 0.25984
80266 | 5.58 | 0.8 | 2018-12-31 | 2019-12-31 | 365 | 5.1149 | 5 | 0.11489
80267 | 13.68 | 0.8 | 2018-12-31 | 2019-12-31 | 365 | 12.5397 | 12 | 0.53972
80268 | 7.2 | 0.8 | 2018-12-31 | 2019-12-31 | 365 | 6.5999 | 6 | 0.59985
80270 | 12.06 | 0.8 | 2018-12-31 | 2019-12-31 | 365 | 11.0548 | 11 | 0.054756
80272 | 5.415 | 0.8 | 2018-12-31 | 2019-12-31 | 365 | 4.9636 | 4 | 0.96364
80273 | 9.6 | 0.8 | 2018-12-31 | 2019-12-31 | 365 | 8.7998 | 8 | 0.79981
80276 | 9.61 | 0.8 | 2018-12-31 | 2019-12-31 | 365 | 8.809 | 8 | 0.80897
80277 | 5.36 | 0.8 | 2018-12-31 | 2019-12-31 | 365 | 4.9132 | 4 | 0.91322
80279 | 4.35 | 0.8 | 2018-12-31 | 2019-12-31 | 365 | 3.9874 | 3 | 0.98741
80280 | 3.2 | 0.8 | 2018-12-31 | 2019-12-31 | 365 | 2.9333 | 2 | 0.93327
80281 | 12.54 | 0.8 | 2018-12-31 | 2019-12-31 | 365 | 11.4947 | 11 | 0.49475
80282 | 8.4 | 0.8 | 2018-12-31 | 2019-12-31 | 365 | 7.6998 | 7 | 0.69983
79573 | 6.6 | 0.8 | 2018-12-31 | 2019-12-31 | 365 | 6.0499 | 6 | 0.049866
80344 | 10.08 | 0.8 | 2018-12-31 | 2019-12-31 | 365 | 9.2398 | 9 | 0.2398
80345 | 6.3 | 0.8 | 2018-12-31 | 2019-12-31 | 365 | 5.7749 | 5 | 0.77487
80346 | 8.91 | 0.8 | 2018-12-31 | 2019-12-31 | 365 | 8.1673 | 8 | 0.16732
80350 | 4.575 | 0.8 | 2018-12-31 | 2019-12-31 | 365 | 4.1937 | 4 | 0.19366
80351 | 6.365 | 0.8 | 2018-12-31 | 2019-12-31 | 365 | 5.8345 | 5 | 0.83445
80352 | 6 | 0.8 | 2018-12-31 | 2019-12-31 | 365 | 5.4999 | 5 | 0.49988
80353 | 4.29 | 0.8 | 2018-12-31 | 2019-12-31 | 365 | 3.9324 | 3 | 0.93241
80354 | 6.175 | 0.8 | 2018-12-31 | 2019-12-31 | 365 | 5.6603 | 5 | 0.66029
80355 | 5.51 | 0.8 | 2018-12-31 | 2019-12-31 | 365 | 5.0507 | 5 | 0.050722
80357 | 5.94 | 0.8 | 2018-12-31 | 2019-12-31 | 365 | 5.4449 | 5 | 0.44488
80358 | 5.6 | 0.8 | 2018-12-31 | 2019-12-31 | 365 | 5.1332 | 5 | 0.13322
80360 | 14.7 | 0.8 | 2018-12-31 | 2019-12-31 | 365 | 13.4747 | 13 | 0.4747
80361 | 8.4 | 0.8 | 2018-12-31 | 2019-12-31 | 365 | 7.6998 | 7 | 0.69983
80362 | 9.1 | 0.8 | 2018-12-31 | 2019-12-31 | 365 | 8.3415 | 8 | 0.34148
80364 | 8.91 | 0.8 | 2018-12-31 | 2019-12-31 | 365 | 8.1673 | 8 | 0.16732
80365 | 12.21 | 0.8 | 2018-12-31 | 2019-12-31 | 365 | 11.1923 | 11 | 0.19225
80367 | 8.68 | 0.8 | 2018-12-31 | 2019-12-31 | 365 | 7.9565 | 7 | 0.95649
80368 | 10.24 | 0.8 | 2018-12-31 | 2019-12-31 | 365 | 9.3865 | 9 | 0.38646
79420 | 3.3 | 0.8 | 2018-12-31 | 2019-12-31 | 365 | 3.0249 | 3 | 0.024933
80116 | 9.315 | 0.8 | 2018-12-31 | 2019-12-31 | 365 | 8.5386 | 8 | 0.53856
80118 | 8.829 | 0.8 | 2018-12-31 | 2019-12-31 | 365 | 8.0931 | 8 | 0.093071
80087 | 3 | 0.8 | 2018-12-31 | 2019-12-31 | 365 | 2.7499 | 2 | 0.74994
65230 | 645.12 | 0.7 | 2018-12-31 | 2019-12-31 | 365 | 517.4286 | 517 | 0.42856
80275 | 7.7 | 0.8 | 2018-12-31 | 2019-12-31 | 365 | 7.0582 | 7 | 0.058177
80125 | 15.84 | 0.8 | 2018-12-31 | 2019-12-31 | 365 | 14.5197 | 14 | 0.51968
80227 | 40.8 | 0.6 | 2018-12-31 | 2019-12-31 | 365 | 28.0494 | 28 | 0.04938
36803 | 171.2 | 0.9 | 2018-12-31 | 2019-12-31 | 365 | 176.5461 | 176 | 0.5461
80425 | 4.5 | 0.8 | 2018-12-31 | 2019-12-31 | 365 | 4.1249 | 4 | 0.12491
80454 | 3.08 | 0.8 | 2018-12-31 | 2019-12-31 | 365 | 2.8233 | 2 | 0.82327
80455 | 7.25 | 0.8 | 2018-12-31 | 2019-12-31 | 365 | 6.6457 | 6 | 0.64569
80521 | 4.76 | 0.8 | 2018-12-31 | 2019-12-31 | 365 | 4.3632 | 4 | 0.36324
80609 | 5.2 | 0.8 | 2018-12-31 | 2019-12-31 | 365 | 4.7666 | 4 | 0.76656
36801 | 334.72 | 0.9 | 2018-12-31 | 2019-12-31 | 365 | 345.1724 | 345 | 0.17237
80412 | 5.695 | 0.8 | 2018-12-31 | 2019-12-31 | 365 | 5.2203 | 5 | 0.2203
80415 | 12.54 | 0.8 | 2018-12-31 | 2019-12-31 | 365 | 11.4947 | 11 | 0.49475
80417 | 12.3 | 0.8 | 2018-12-31 | 2019-12-31 | 365 | 11.2748 | 11 | 0.27475
80419 | 8.835 | 0.8 | 2018-12-31 | 2019-12-31 | 365 | 8.0986 | 8 | 0.098571
80420 | 3.9 | 0.8 | 2018-12-31 | 2019-12-31 | 365 | 3.5749 | 3 | 0.57492
80422 | 8.16 | 0.8 | 2018-12-31 | 2019-12-31 | 365 | 7.4798 | 7 | 0.47983
80424 | 7 | 0.8 | 2018-12-31 | 2019-12-31 | 365 | 6.4165 | 6 | 0.41652
80427 | 7.75 | 0.8 | 2018-12-31 | 2019-12-31 | 365 | 7.104 | 7 | 0.10401
80432 | 8.64 | 0.8 | 2018-12-31 | 2019-12-31 | 365 | 7.9198 | 7 | 0.91982
80434 | 8.96 | 0.8 | 2018-12-31 | 2019-12-31 | 365 | 8.2132 | 8 | 0.21315
80436 | 7.8 | 0.8 | 2018-12-31 | 2019-12-31 | 365 | 7.1498 | 7 | 0.14984
80438 | 6 | 0.8 | 2018-12-31 | 2019-12-31 | 365 | 5.4999 | 5 | 0.49988
80443 | 6.7 | 0.8 | 2018-12-31 | 2019-12-31 | 365 | 6.1415 | 6 | 0.14153
80445 | 10.44 | 0.8 | 2018-12-31 | 2019-12-31 | 365 | 9.5698 | 9 | 0.56979
80448 | 8.64 | 0.8 | 2018-12-31 | 2019-12-31 | 365 | 7.9198 | 7 | 0.91982
80450 | 8.58 | 0.8 | 2018-12-31 | 2019-12-31 | 365 | 7.8648 | 7 | 0.86483
80452 | 8 | 0.8 | 2018-12-31 | 2019-12-31 | 365 | 7.3332 | 7 | 0.33317
80484 | 8.91 | 0.8 | 2018-12-31 | 2019-12-31 | 365 | 8.1673 | 8 | 0.16732
80489 | 7.5 | 0.8 | 2018-12-31 | 2019-12-31 | 365 | 6.8748 | 6 | 0.87485
80492 | 7.36 | 0.8 | 2018-12-31 | 2019-12-31 | 365 | 6.7465 | 6 | 0.74652
80496 | 8 | 0.8 | 2018-12-31 | 2019-12-31 | 365 | 7.3332 | 7 | 0.33317
80504 | 9.57 | 0.8 | 2018-12-31 | 2019-12-31 | 365 | 8.7723 | 8 | 0.77231
80505 | 8.55 | 0.8 | 2018-12-31 | 2019-12-31 | 365 | 7.8373 | 7 | 0.83733
80507 | 5.3 | 0.8 | 2018-12-31 | 2019-12-31 | 365 | 4.8582 | 4 | 0.85823
80509 | 6.65 | 0.8 | 2018-12-31 | 2019-12-31 | 365 | 6.0957 | 6 | 0.095699
80512 | 11.4 | 0.8 | 2018-12-31 | 2019-12-31 | 365 | 10.4498 | 10 | 0.44977
80518 | 8.91 | 0.8 | 2018-12-31 | 2019-12-31 | 365 | 8.1673 | 8 | 0.16732
80606 | 14 | 0.8 | 2018-12-31 | 2019-12-31 | 365 | 12.833 | 12 | 0.83305
80608 | 7.8 | 0.8 | 2018-12-31 | 2019-12-31 | 365 | 7.1498 | 7 | 0.14984
80611 | 11.39 | 0.8 | 2018-12-31 | 2019-12-31 | 365 | 10.4406 | 10 | 0.4406
80613 | 11.55 | 0.8 | 2018-12-31 | 2019-12-31 | 365 | 10.5873 | 10 | 0.58727
80671 | 348.79 | 0.6 | 2018-12-31 | 2019-12-31 | 365 | 239.7878 | 239 | 0.78782
80127 | 7.26 | 0.8 | 2018-12-31 | 2019-12-31 | 365 | 6.6549 | 6 | 0.65485
80664 | 13.05 | 0.8 | 2018-12-31 | 2019-12-31 | 365 | 11.9622 | 11 | 0.96224
80666 | 9.3 | 0.8 | 2018-12-31 | 2019-12-31 | 365 | 8.5248 | 8 | 0.52481
80668 | 3 | 0.8 | 2018-12-31 | 2019-12-31 | 365 | 2.7499 | 2 | 0.74994
80669 | 5.61 | 0.8 | 2018-12-31 | 2019-12-31 | 365 | 5.1424 | 5 | 0.14239
80670 | 5.4 | 0.8 | 2018-12-31 | 2019-12-31 | 365 | 4.9499 | 4 | 0.94989
80672 | 9.045 | 0.8 | 2018-12-31 | 2019-12-31 | 365 | 8.2911 | 8 | 0.29107
80727 | 11.055 | 0.8 | 2018-12-31 | 2019-12-31 | 365 | 10.1335 | 10 | 0.13353
80730 | 10.24 | 0.8 | 2018-12-31 | 2019-12-31 | 365 | 9.3865 | 9 | 0.38646
80732 | 11.88 | 0.8 | 2018-12-31 | 2019-12-31 | 365 | 10.8898 | 10 | 0.88976
80733 | 4.02 | 0.8 | 2018-12-31 | 2019-12-31 | 365 | 3.6849 | 3 | 0.68492
80737 | 12.22 | 0.8 | 2018-12-31 | 2019-12-31 | 365 | 11.2014 | 11 | 0.20142
80738 | 9.72 | 0.8 | 2018-12-31 | 2019-12-31 | 365 | 8.9098 | 8 | 0.9098
80739 | 7.8 | 0.8 | 2018-12-31 | 2019-12-31 | 365 | 7.1498 | 7 | 0.14984
80741 | 8.829 | 0.8 | 2018-12-31 | 2019-12-31 | 365 | 8.0931 | 8 | 0.093071
80743 | 3.24 | 0.8 | 2018-12-31 | 2019-12-31 | 365 | 2.9699 | 2 | 0.96993
80744 | 9.24 | 0.8 | 2018-12-31 | 2019-12-31 | 365 | 8.4698 | 8 | 0.46981
80746 | 3.24 | 0.8 | 2018-12-31 | 2019-12-31 | 365 | 2.9699 | 2 | 0.96993
80722 | 9.57 | 0.8 | 2018-12-31 | 2019-12-31 | 365 | 8.7723 | 8 | 0.77231
80723 | 10.44 | 0.8 | 2018-12-31 | 2019-12-31 | 365 | 9.5698 | 9 | 0.56979
80724 | 13.3 | 0.8 | 2018-12-31 | 2019-12-31 | 365 | 12.1914 | 12 | 0.1914
80725 | 7.2 | 0.8 | 2018-12-31 | 2019-12-31 | 365 | 6.5999 | 6 | 0.59985
80726 | 3.52 | 0.8 | 2018-12-31 | 2019-12-31 | 365 | 3.2266 | 3 | 0.2266
80740 | 9.24 | 0.8 | 2018-12-31 | 2019-12-31 | 365 | 8.4698 | 8 | 0.46981
80777 | 3.6 | 0.8 | 2018-12-31 | 2019-12-31 | 365 | 3.2999 | 3 | 0.29993
80778 | 6.6 | 0.8 | 2018-12-31 | 2019-12-31 | 365 | 6.0499 | 6 | 0.049866
80779 | 2.1 | 0.8 | 2018-12-31 | 2019-12-31 | 365 | 1.925 | 1 | 0.92496
80783 | 6.93 | 0.8 | 2018-12-31 | 2019-12-31 | 365 | 6.3524 | 6 | 0.35236
80785 | 9.28 | 0.8 | 2018-12-31 | 2019-12-31 | 365 | 8.5065 | 8 | 0.50648
80787 | 4.48 | 0.8 | 2018-12-31 | 2019-12-31 | 365 | 4.1066 | 4 | 0.10658
80788 | 6.84 | 0.8 | 2018-12-31 | 2019-12-31 | 365 | 6.2699 | 6 | 0.26986
80137 | 3.19 | 0.8 | 2018-12-31 | 2019-12-31 | 365 | 2.9241 | 2 | 0.9241
80136 | 4.93 | 0.8 | 2018-12-31 | 2019-12-31 | 365 | 4.5191 | 4 | 0.51907
80356 | 6.48 | 0.8 | 2018-12-31 | 2019-12-31 | 365 | 5.9399 | 5 | 0.93987
80802 | 7.02 | 0.8 | 2018-12-31 | 2019-12-31 | 365 | 6.4349 | 6 | 0.43486
80806 | 4.83 | 0.8 | 2018-12-31 | 2019-12-31 | 365 | 4.4274 | 4 | 0.4274
80807 | 12.425 | 0.8 | 2018-12-31 | 2019-12-31 | 365 | 11.3893 | 11 | 0.38933
80811 | 11.375 | 0.8 | 2018-12-31 | 2019-12-31 | 365 | 10.4269 | 10 | 0.42685
80128 | 3.06 | 1 | 2018-12-31 | 2019-12-31 | 365 | 3.5062 | 3 | 0.50617
80728 | 6.365 | 0.8 | 2018-12-31 | 2019-12-31 | 365 | 5.8345 | 5 | 0.83445
80673 | 15.41 | 0.8 | 2018-12-31 | 2019-12-31 | 365 | 14.1255 | 14 | 0.12552
80604 | 7.28 | 0.8 | 2018-12-31 | 2019-12-31 | 365 | 6.6732 | 6 | 0.67319
80856 | 13.5 | 0.8 | 2018-12-31 | 2019-12-31 | 365 | 12.3747 | 12 | 0.37473
80857 | 11.89 | 0.8 | 2018-12-31 | 2019-12-31 | 365 | 10.8989 | 10 | 0.89893
80858 | 7.56 | 0.8 | 2018-12-31 | 2019-12-31 | 365 | 6.9298 | 6 | 0.92985
80859 | 13.2 | 0.8 | 2018-12-31 | 2019-12-31 | 365 | 12.0997 | 12 | 0.099732
80860 | 11.76 | 0.8 | 2018-12-31 | 2019-12-31 | 365 | 10.7798 | 10 | 0.77976
80861 | 11.55 | 0.8 | 2018-12-31 | 2019-12-31 | 365 | 10.5873 | 10 | 0.58727
80863 | 5.4 | 0.8 | 2018-12-31 | 2019-12-31 | 365 | 4.9499 | 4 | 0.94989
80876 | 7.84 | 0.8 | 2018-12-31 | 2019-12-31 | 365 | 7.1865 | 7 | 0.18651
80878 | 9.1 | 0.8 | 2018-12-31 | 2019-12-31 | 365 | 8.3415 | 8 | 0.34148
80880 | 14.74 | 0.8 | 2018-12-31 | 2019-12-31 | 365 | 13.5114 | 13 | 0.51137
80881 | 5.36 | 0.8 | 2018-12-31 | 2019-12-31 | 365 | 4.9132 | 4 | 0.91322
80882 | 3.18 | 0.8 | 2018-12-31 | 2019-12-31 | 365 | 2.9149 | 2 | 0.91494
80883 | 7.54 | 0.8 | 2018-12-31 | 2019-12-31 | 365 | 6.9115 | 6 | 0.91151
80884 | 11.6 | 0.8 | 2018-12-31 | 2019-12-31 | 365 | 10.6331 | 10 | 0.6331
80885 | 6.96 | 0.8 | 2018-12-31 | 2019-12-31 | 365 | 6.3799 | 6 | 0.37986
80886 | 8.7 | 0.8 | 2018-12-31 | 2019-12-31 | 365 | 7.9748 | 7 | 0.97482
80888 | 9.57 | 0.8 | 2018-12-31 | 2019-12-31 | 365 | 8.7723 | 8 | 0.77231
80889 | 35.7 | 0.6 | 2018-12-31 | 2019-12-31 | 365 | 24.5432 | 24 | 0.54321
80901 | 10.865 | 0.8 | 2018-12-31 | 2019-12-31 | 365 | 9.9594 | 9 | 0.95936
80902 | 11.61 | 0.8 | 2018-12-31 | 2019-12-31 | 365 | 10.6423 | 10 | 0.64226
80905 | 4.95 | 0.8 | 2018-12-31 | 2019-12-31 | 365 | 4.5374 | 4 | 0.5374
80907 | 4.32 | 0.8 | 2018-12-31 | 2019-12-31 | 365 | 3.9599 | 3 | 0.95991
80909 | 12.06 | 0.8 | 2018-12-31 | 2019-12-31 | 365 | 11.0548 | 11 | 0.054756
80910 | 10.8 | 0.8 | 2018-12-31 | 2019-12-31 | 365 | 9.8998 | 9 | 0.89978
80912 | 7.37 | 0.8 | 2018-12-31 | 2019-12-31 | 365 | 6.7557 | 6 | 0.75568
80915 | 7.8 | 0.8 | 2018-12-31 | 2019-12-31 | 365 | 7.1498 | 7 | 0.14984
80916 | 8.925 | 0.8 | 2018-12-31 | 2019-12-31 | 365 | 8.1811 | 8 | 0.18107
80918 | 3.315 | 0.8 | 2018-12-31 | 2019-12-31 | 365 | 3.0387 | 3 | 0.038683
80919 | 6.5 | 0.8 | 2018-12-31 | 2019-12-31 | 365 | 5.9582 | 5 | 0.9582
80924 | 7.68 | 0.8 | 2018-12-31 | 2019-12-31 | 365 | 7.0398 | 7 | 0.039844
80927 | 10.08 | 0.8 | 2018-12-31 | 2019-12-31 | 365 | 9.2398 | 9 | 0.2398
80928 | 5.12 | 0.8 | 2018-12-31 | 2019-12-31 | 365 | 4.6932 | 4 | 0.69323
80929 | 15.95 | 0.8 | 2018-12-31 | 2019-12-31 | 365 | 14.6205 | 14 | 0.62051
80931 | 5.04 | 0.8 | 2018-12-31 | 2019-12-31 | 365 | 4.6199 | 4 | 0.6199
80934 | 12.395 | 0.8 | 2018-12-31 | 2019-12-31 | 365 | 11.3618 | 11 | 0.36183
80936 | 9.57 | 0.8 | 2018-12-31 | 2019-12-31 | 365 | 8.7723 | 8 | 0.77231
80937 | 7.81 | 0.8 | 2018-12-31 | 2019-12-31 | 365 | 7.159 | 7 | 0.15901
80938 | 14.91 | 0.8 | 2018-12-31 | 2019-12-31 | 365 | 13.6672 | 13 | 0.6672
80940 | 7.8 | 0.8 | 2018-12-31 | 2019-12-31 | 365 | 7.1498 | 7 | 0.14984
80942 | 7.685 | 0.8 | 2018-12-31 | 2019-12-31 | 365 | 7.0444 | 7 | 0.044428
80921 | 5.72 | 0.8 | 2018-12-31 | 2019-12-31 | 365 | 5.2432 | 5 | 0.24322
80808 | 3.6 | 0.8 | 2018-12-31 | 2019-12-31 | 365 | 3.2999 | 3 | 0.29993
80809 | 24.9 | 0.8 | 2018-12-31 | 2019-12-31 | 365 | 22.8245 | 22 | 0.8245
80958 | 4.095 | 0.8 | 2018-12-31 | 2019-12-31 | 365 | 3.7537 | 3 | 0.75367
80959 | 4.69 | 0.8 | 2018-12-31 | 2019-12-31 | 365 | 4.2991 | 4 | 0.29907
80960 | 5.025 | 0.8 | 2018-12-31 | 2019-12-31 | 365 | 4.6061 | 4 | 0.60615
80961 | 5.61 | 0.8 | 2018-12-31 | 2019-12-31 | 365 | 5.1424 | 5 | 0.14239
80963 | 5.94 | 0.8 | 2018-12-31 | 2019-12-31 | 365 | 5.4449 | 5 | 0.44488
80964 | 8.12 | 0.8 | 2018-12-31 | 2019-12-31 | 365 | 7.4432 | 7 | 0.44317
80965 | 11.2 | 0.8 | 2018-12-31 | 2019-12-31 | 365 | 10.2664 | 10 | 0.26644
81001 | 8.25 | 0.8 | 2018-12-31 | 2019-12-31 | 365 | 7.5623 | 7 | 0.56233
81003 | 8.25 | 0.8 | 2018-12-31 | 2019-12-31 | 365 | 7.5623 | 7 | 0.56233
81005 | 7.92 | 0.8 | 2018-12-31 | 2019-12-31 | 365 | 7.2598 | 7 | 0.25984
81007 | 9.8 | 0.8 | 2018-12-31 | 2019-12-31 | 365 | 8.9831 | 8 | 0.98313
81008 | 11.52 | 0.8 | 2018-12-31 | 2019-12-31 | 365 | 10.5598 | 10 | 0.55977
81011 | 3.96 | 0.8 | 2018-12-31 | 2019-12-31 | 365 | 3.6299 | 3 | 0.62992
81004 | 11.395 | 0.8 | 2018-12-31 | 2019-12-31 | 365 | 10.4452 | 10 | 0.44519
81012 | 3 | 0.8 | 2018-12-31 | 2019-12-31 | 365 | 2.7499 | 2 | 0.74994
81014 | 13.4 | 0.8 | 2018-12-31 | 2019-12-31 | 365 | 12.2831 | 12 | 0.28306
81016 | 6.75 | 0.8 | 2018-12-31 | 2019-12-31 | 365 | 6.1874 | 6 | 0.18736
81017 | 7.26 | 0.8 | 2018-12-31 | 2019-12-31 | 365 | 6.6549 | 6 | 0.65485
80515 | 8.96 | 0.8 | 2018-12-31 | 2019-12-31 | 365 | 8.2132 | 8 | 0.21315
80803 | 16.74 | 0.8 | 2018-12-31 | 2019-12-31 | 365 | 15.3447 | 15 | 0.34466
80428 | 8.7 | 0.8 | 2018-12-31 | 2019-12-31 | 365 | 7.9748 | 7 | 0.97482
81018 | 6.24 | 0.8 | 2018-12-31 | 2019-12-31 | 365 | 5.7199 | 5 | 0.71987
81019 | 7.13 | 0.8 | 2018-12-31 | 2019-12-31 | 365 | 6.5357 | 6 | 0.53569
81021 | 5.76 | 0.8 | 2018-12-31 | 2019-12-31 | 365 | 5.2799 | 5 | 0.27988
81042 | 8.1 | 0.8 | 2018-12-31 | 2019-12-31 | 365 | 7.4248 | 7 | 0.42484
81043 | 7.26 | 0.8 | 2018-12-31 | 2019-12-31 | 365 | 6.6549 | 6 | 0.65485
81044 | 5.36 | 0.8 | 2018-12-31 | 2019-12-31 | 365 | 4.9132 | 4 | 0.91322
81045 | 6.7 | 0.8 | 2018-12-31 | 2019-12-31 | 365 | 6.1415 | 6 | 0.14153
81091 | 9.9 | 0.8 | 2018-12-31 | 2019-12-31 | 365 | 9.0748 | 9 | 0.074799
81094 | 4.75 | 0.8 | 2018-12-31 | 2019-12-31 | 365 | 4.3541 | 4 | 0.35407
81099 | 7.5 | 0.8 | 2018-12-31 | 2019-12-31 | 365 | 6.8748 | 6 | 0.87485
43078 | 598.5 | 1 | 2018-12-31 | 2019-12-31 | 365 | 685.7661 | 685 | 0.76609
81102 | 7.395 | 0.8 | 2018-12-31 | 2019-12-31 | 365 | 6.7786 | 6 | 0.7786
81104 | 6.44 | 0.8 | 2018-12-31 | 2019-12-31 | 365 | 5.9032 | 5 | 0.9032
81106 | 12 | 0.8 | 2018-12-31 | 2019-12-31 | 365 | 10.9998 | 10 | 0.99976
81107 | 10.2 | 0.8 | 2018-12-31 | 2019-12-31 | 365 | 9.3498 | 9 | 0.34979
81109 | 9.8 | 0.8 | 2018-12-31 | 2019-12-31 | 365 | 8.9831 | 8 | 0.98313
81110 | 5.94 | 0.8 | 2018-12-31 | 2019-12-31 | 365 | 5.4449 | 5 | 0.44488
81113 | 3.15 | 0.8 | 2018-12-31 | 2019-12-31 | 365 | 2.8874 | 2 | 0.88744
81117 | 12.6 | 0.8 | 2018-12-31 | 2019-12-31 | 365 | 11.5497 | 11 | 0.54974
81118 | 5.6 | 0.8 | 2018-12-31 | 2019-12-31 | 365 | 5.1332 | 5 | 0.13322
81121 | 8.375 | 0.8 | 2018-12-31 | 2019-12-31 | 365 | 7.6769 | 7 | 0.67691
81123 | 5.04 | 0.8 | 2018-12-31 | 2019-12-31 | 365 | 4.6199 | 4 | 0.6199
81125 | 4.02 | 0.8 | 2018-12-31 | 2019-12-31 | 365 | 3.6849 | 3 | 0.68492
81128 | 4.225 | 0.8 | 2018-12-31 | 2019-12-31 | 365 | 3.8728 | 3 | 0.87283
81126 | 9.1 | 0.8 | 2018-12-31 | 2019-12-31 | 365 | 8.3415 | 8 | 0.34148
81170 | 7.2 | 0.8 | 2018-12-31 | 2019-12-31 | 365 | 6.5999 | 6 | 0.59985
81171 | 4.845 | 0.8 | 2018-12-31 | 2019-12-31 | 365 | 4.4412 | 4 | 0.44115
81172 | 6.7 | 0.8 | 2018-12-31 | 2019-12-31 | 365 | 6.1415 | 6 | 0.14153
81173 | 5.76 | 0.8 | 2018-12-31 | 2019-12-31 | 365 | 5.2799 | 5 | 0.27988
81175 | 11.725 | 0.8 | 2018-12-31 | 2019-12-31 | 365 | 10.7477 | 10 | 0.74768
81176 | 7.56 | 0.8 | 2018-12-31 | 2019-12-31 | 365 | 6.9298 | 6 | 0.92985
81178 | 11.16 | 0.8 | 2018-12-31 | 2019-12-31 | 365 | 10.2298 | 10 | 0.22977
81179 | 13.2 | 0.8 | 2018-12-31 | 2019-12-31 | 365 | 12.0997 | 12 | 0.099732
81181 | 13.2 | 0.8 | 2018-12-31 | 2019-12-31 | 365 | 12.0997 | 12 | 0.099732
81183 | 7.68 | 0.8 | 2018-12-31 | 2019-12-31 | 365 | 7.0398 | 7 | 0.039844
81184 | 3.96 | 0.8 | 2018-12-31 | 2019-12-31 | 365 | 3.6299 | 3 | 0.62992
81186 | 11.05 | 0.8 | 2018-12-31 | 2019-12-31 | 365 | 10.1289 | 10 | 0.12894
81187 | 6.3 | 1 | 2018-12-31 | 2019-12-31 | 365 | 7.2186 | 7 | 0.21859
81188 | 7.95 | 0.8 | 2018-12-31 | 2019-12-31 | 365 | 7.2873 | 7 | 0.28734
80349 | 16.64 | 0.8 | 2018-12-31 | 2019-12-31 | 365 | 15.253 | 15 | 0.253
80887 | 4.64 | 0.8 | 2018-12-31 | 2019-12-31 | 365 | 4.2532 | 4 | 0.25324
80925 | 40.48 | 0.6 | 2018-12-31 | 2019-12-31 | 365 | 27.8294 | 27 | 0.82938
80962 | 5.025 | 0.8 | 2018-12-31 | 2019-12-31 | 365 | 4.6061 | 4 | 0.60615
81046 | 10.15 | 0.8 | 2018-12-31 | 2019-12-31 | 365 | 9.304 | 9 | 0.30396
65573 | 52.56 | 0.7 | 2018-12-31 | 2019-12-31 | 365 | 42.1566 | 42 | 0.15657
80855 | 7.521 | 0.8 | 2018-12-31 | 2019-12-31 | 365 | 6.8941 | 6 | 0.8941
81130 | 9.9 | 0.8 | 2018-12-31 | 2019-12-31 | 365 | 9.0748 | 9 | 0.074799
81115 | 8.58 | 0.8 | 2018-12-31 | 2019-12-31 | 365 | 7.8648 | 7 | 0.86483
81254 | 8.12 | 0.8 | 2018-12-31 | 2019-12-31 | 365 | 7.4432 | 7 | 0.44317
81255 | 5.36 | 0.8 | 2018-12-31 | 2019-12-31 | 365 | 4.9132 | 4 | 0.91322
81258 | 4.55 | 0.8 | 2018-12-31 | 2019-12-31 | 365 | 4.1707 | 4 | 0.17074
81259 | 8.71 | 0.8 | 2018-12-31 | 2019-12-31 | 365 | 7.984 | 7 | 0.98399
81260 | 6.7 | 0.8 | 2018-12-31 | 2019-12-31 | 365 | 6.1415 | 6 | 0.14153
81261 | 5.36 | 0.8 | 2018-12-31 | 2019-12-31 | 365 | 4.9132 | 4 | 0.91322
81262 | 6.6 | 0.8 | 2018-12-31 | 2019-12-31 | 365 | 6.0499 | 6 | 0.049866
81263 | 6.96 | 0.8 | 2018-12-31 | 2019-12-31 | 365 | 6.3799 | 6 | 0.37986
81264 | 7.68 | 0.8 | 2018-12-31 | 2019-12-31 | 365 | 7.0398 | 7 | 0.039844
81265 | 10.56 | 0.8 | 2018-12-31 | 2019-12-31 | 365 | 9.6798 | 9 | 0.67979
81266 | 6.095 | 0.8 | 2018-12-31 | 2019-12-31 | 365 | 5.587 | 5 | 0.58696
81267 | 6.72 | 0.8 | 2018-12-31 | 2019-12-31 | 365 | 6.1599 | 6 | 0.15986
81020 | 10.8 | 0.8 | 2018-12-31 | 2019-12-31 | 365 | 9.8998 | 9 | 0.89978
80784 | 7.705 | 0.8 | 2018-12-31 | 2019-12-31 | 365 | 7.0628 | 7 | 0.062761
81296 | 13.325 | 0.8 | 2018-12-31 | 2019-12-31 | 365 | 12.2143 | 12 | 0.21431
81297 | 6.825 | 0.8 | 2018-12-31 | 2019-12-31 | 365 | 6.2561 | 6 | 0.25611
81298 | 2.8 | 0.8 | 2018-12-31 | 2019-12-31 | 365 | 2.5666 | 2 | 0.56661
81299 | 9.38 | 0.8 | 2018-12-31 | 2019-12-31 | 365 | 8.5981 | 8 | 0.59814
81300 | 9.425 | 0.8 | 2018-12-31 | 2019-12-31 | 365 | 8.6394 | 8 | 0.63939
81301 | 7.3 | 0.8 | 2018-12-31 | 2019-12-31 | 365 | 6.6915 | 6 | 0.69152
81303 | 14.25 | 0.8 | 2018-12-31 | 2019-12-31 | 365 | 13.0622 | 13 | 0.062211
81304 | 4.96 | 0.8 | 2018-12-31 | 2019-12-31 | 365 | 4.5466 | 4 | 0.54657
81305 | 6.7 | 0.8 | 2018-12-31 | 2019-12-31 | 365 | 6.1415 | 6 | 0.14153
81306 | 6.4 | 0.8 | 2018-12-31 | 2019-12-31 | 365 | 5.8665 | 5 | 0.86654
81307 | 6.48 | 0.8 | 2018-12-31 | 2019-12-31 | 365 | 5.9399 | 5 | 0.93987
64885 | 929.28 | 0.9 | 2018-12-31 | 2019-12-31 | 365 | 958.2988 | 958 | 0.29881
81317 | 5.04 | 0.8 | 2018-12-31 | 2019-12-31 | 365 | 4.6199 | 4 | 0.6199
81318 | 12.6 | 0.8 | 2018-12-31 | 2019-12-31 | 365 | 11.5497 | 11 | 0.54974
81319 | 12.16 | 0.8 | 2018-12-31 | 2019-12-31 | 365 | 11.1464 | 11 | 0.14642
81320 | 11.725 | 0.8 | 2018-12-31 | 2019-12-31 | 365 | 10.7477 | 10 | 0.74768
81321 | 9.6 | 0.8 | 2018-12-31 | 2019-12-31 | 365 | 8.7998 | 8 | 0.79981
81323 | 6.72 | 0.8 | 2018-12-31 | 2019-12-31 | 365 | 6.1599 | 6 | 0.15986
81325 | 3.92 | 0.8 | 2018-12-31 | 2019-12-31 | 365 | 3.5933 | 3 | 0.59325
81326 | 7.685 | 0.8 | 2018-12-31 | 2019-12-31 | 365 | 7.0444 | 7 | 0.044428
81328 | 4.5 | 0.8 | 2018-12-31 | 2019-12-31 | 365 | 4.1249 | 4 | 0.12491
81346 | 10.385 | 0.8 | 2018-12-31 | 2019-12-31 | 365 | 9.5194 | 9 | 0.51937
81349 | 4.48 | 0.8 | 2018-12-31 | 2019-12-31 | 365 | 4.1066 | 4 | 0.10658
81350 | 6.03 | 0.8 | 2018-12-31 | 2019-12-31 | 365 | 5.5274 | 5 | 0.52738
81352 | 6.03 | 0.8 | 2018-12-31 | 2019-12-31 | 365 | 5.5274 | 5 | 0.52738
81353 | 6.365 | 0.8 | 2018-12-31 | 2019-12-31 | 365 | 5.8345 | 5 | 0.83445
81355 | 8.64 | 0.8 | 2018-12-31 | 2019-12-31 | 365 | 7.9198 | 7 | 0.91982
81356 | 3.3 | 0.8 | 2018-12-31 | 2019-12-31 | 365 | 3.0249 | 3 | 0.024933
81359 | 10.8 | 0.8 | 2018-12-31 | 2019-12-31 | 365 | 9.8998 | 9 | 0.89978
81361 | 10.137 | 0.8 | 2018-12-31 | 2019-12-31 | 365 | 9.292 | 9 | 0.29204
81362 | 4.578 | 0.8 | 2018-12-31 | 2019-12-31 | 365 | 4.1964 | 4 | 0.19641
81363 | 5.36 | 0.8 | 2018-12-31 | 2019-12-31 | 365 | 4.9132 | 4 | 0.91322
81364 | 5.76 | 0.8 | 2018-12-31 | 2019-12-31 | 365 | 5.2799 | 5 | 0.27988
81366 | 9.45 | 0.8 | 2018-12-31 | 2019-12-31 | 365 | 8.6623 | 8 | 0.66231
81367 | 12.16 | 0.8 | 2018-12-31 | 2019-12-31 | 365 | 11.1464 | 11 | 0.14642
81368 | 6.84 | 0.8 | 2018-12-31 | 2019-12-31 | 365 | 6.2699 | 6 | 0.26986
81369 | 6 | 0.8 | 2018-12-31 | 2019-12-31 | 365 | 5.4999 | 5 | 0.49988
81370 | 8.28 | 0.8 | 2018-12-31 | 2019-12-31 | 365 | 7.5898 | 7 | 0.58983
81387 | 8.7 | 0.8 | 2018-12-31 | 2019-12-31 | 365 | 7.9748 | 7 | 0.97482
81390 | 8.4 | 0.8 | 2018-12-31 | 2019-12-31 | 365 | 7.6998 | 7 | 0.69983
81392 | 10.075 | 0.8 | 2018-12-31 | 2019-12-31 | 365 | 9.2352 | 9 | 0.23521
81395 | 8.4 | 0.8 | 2018-12-31 | 2019-12-31 | 365 | 7.6998 | 7 | 0.69983
81401 | 3.9 | 0.8 | 2018-12-31 | 2019-12-31 | 365 | 3.5749 | 3 | 0.57492
81405 | 8.215 | 0.8 | 2018-12-31 | 2019-12-31 | 365 | 7.5303 | 7 | 0.53025
80782 | 16.08 | 0.8 | 2018-12-31 | 2019-12-31 | 365 | 14.7397 | 14 | 0.73967
81407 | 9.92 | 0.8 | 2018-12-31 | 2019-12-31 | 365 | 9.0931 | 9 | 0.093132
81409 | 12.6 | 0.8 | 2018-12-31 | 2019-12-31 | 365 | 11.5497 | 11 | 0.54974
81410 | 6.51 | 0.8 | 2018-12-31 | 2019-12-31 | 365 | 5.9674 | 5 | 0.96737
81412 | 7.15 | 0.8 | 2018-12-31 | 2019-12-31 | 365 | 6.554 | 6 | 0.55402
81414 | 3.685 | 0.8 | 2018-12-31 | 2019-12-31 | 365 | 3.3778 | 3 | 0.37784
81417 | 9.38 | 0.8 | 2018-12-31 | 2019-12-31 | 365 | 8.5981 | 8 | 0.59814
81419 | 9.24 | 0.8 | 2018-12-31 | 2019-12-31 | 365 | 8.4698 | 8 | 0.46981
81420 | 8.32 | 0.8 | 2018-12-31 | 2019-12-31 | 365 | 7.6265 | 7 | 0.6265
81421 | 10.89 | 0.8 | 2018-12-31 | 2019-12-31 | 365 | 9.9823 | 9 | 0.98228
81423 | 6.7 | 0.8 | 2018-12-31 | 2019-12-31 | 365 | 6.1415 | 6 | 0.14153
81436 | 14 | 0.8 | 2018-12-31 | 2019-12-31 | 365 | 12.833 | 12 | 0.83305
81440 | 16.5 | 0.8 | 2018-12-31 | 2019-12-31 | 365 | 15.1247 | 15 | 0.12467
81441 | 5.7 | 0.8 | 2018-12-31 | 2019-12-31 | 365 | 5.2249 | 5 | 0.22488
81445 | 24.19 | 0.8 | 2018-12-31 | 2019-12-31 | 365 | 22.1737 | 22 | 0.17368
81256 | 9.125 | 0.8 | 2018-12-31 | 2019-12-31 | 365 | 8.3644 | 8 | 0.3644
81438 | 19.2 | 0.8 | 2018-12-31 | 2019-12-31 | 365 | 17.5996 | 17 | 0.59961
81484 | 5.4 | 0.8 | 2018-12-31 | 2019-12-31 | 365 | 4.9499 | 4 | 0.94989
81485 | 6.39 | 0.8 | 2018-12-31 | 2019-12-31 | 365 | 5.8574 | 5 | 0.85737
81385 | 10.85 | 0.8 | 2018-12-31 | 2019-12-31 | 365 | 9.9456 | 9 | 0.94561
81486 | 10.72 | 0.8 | 2018-12-31 | 2019-12-31 | 365 | 9.8264 | 9 | 0.82645
81488 | 12.32 | 0.8 | 2018-12-31 | 2019-12-31 | 365 | 11.2931 | 11 | 0.29308
81489 | 9.75 | 0.8 | 2018-12-31 | 2019-12-31 | 365 | 8.9373 | 8 | 0.9373
81490 | 6.2 | 0.8 | 2018-12-31 | 2019-12-31 | 365 | 5.6832 | 5 | 0.68321
81491 | 8.19 | 0.8 | 2018-12-31 | 2019-12-31 | 365 | 7.5073 | 7 | 0.50733
80922 | 14.85 | 0.8 | 2018-12-31 | 2019-12-31 | 365 | 13.6122 | 13 | 0.6122
81507 | 13.2 | 0.8 | 2018-12-31 | 2019-12-31 | 365 | 12.0997 | 12 | 0.099732
81509 | 5.695 | 0.8 | 2018-12-31 | 2019-12-31 | 365 | 5.2203 | 5 | 0.2203
81511 | 8.58 | 0.8 | 2018-12-31 | 2019-12-31 | 365 | 7.8648 | 7 | 0.86483
81515 | 4.64 | 0.8 | 2018-12-31 | 2019-12-31 | 365 | 4.2532 | 4 | 0.25324
81516 | 11.89 | 0.8 | 2018-12-31 | 2019-12-31 | 365 | 10.8989 | 10 | 0.89893
81517 | 4.95 | 0.8 | 2018-12-31 | 2019-12-31 | 365 | 4.5374 | 4 | 0.5374
81519 | 3.78 | 0.8 | 2018-12-31 | 2019-12-31 | 365 | 3.4649 | 3 | 0.46492
81520 | 7.035 | 0.8 | 2018-12-31 | 2019-12-31 | 365 | 6.4486 | 6 | 0.44861
81521 | 7.35 | 0.8 | 2018-12-31 | 2019-12-31 | 365 | 6.7374 | 6 | 0.73735
81522 | 9.045 | 0.8 | 2018-12-31 | 2019-12-31 | 365 | 8.2911 | 8 | 0.29107
81524 | 5.49 | 0.8 | 2018-12-31 | 2019-12-31 | 365 | 5.0324 | 5 | 0.032389
81653 | 69.12 | 0.6 | 2018-12-31 | 2019-12-31 | 365 | 47.5189 | 47 | 0.51895
81424 | 313.2 | 0.6 | 2018-12-31 | 2019-12-31 | 365 | 215.3202 | 215 | 0.32024
81425 | 1401.48 | 0.6 | 2018-12-31 | 2019-12-31 | 365 | 963.4962 | 963 | 0.4962
81523 | 5.04 | 0.8 | 2018-12-31 | 2019-12-31 | 365 | 4.6199 | 4 | 0.6199
81541 | 10.385 | 0.8 | 2018-12-31 | 2019-12-31 | 365 | 9.5194 | 9 | 0.51937
81543 | 6.3 | 0.8 | 2018-12-31 | 2019-12-31 | 365 | 5.7749 | 5 | 0.77487
81548 | 6.5 | 0.8 | 2018-12-31 | 2019-12-31 | 365 | 5.9582 | 5 | 0.9582
81553 | 2.8 | 0.8 | 2018-12-31 | 2019-12-31 | 365 | 2.5666 | 2 | 0.56661
81555 | 4.275 | 0.8 | 2018-12-31 | 2019-12-31 | 365 | 3.9187 | 3 | 0.91866
81557 | 9.1 | 0.8 | 2018-12-31 | 2019-12-31 | 365 | 8.3415 | 8 | 0.34148
81582 | 9.765 | 0.8 | 2018-12-31 | 2019-12-31 | 365 | 8.9511 | 8 | 0.95105
81584 | 13.44 | 0.8 | 2018-12-31 | 2019-12-31 | 365 | 12.3197 | 12 | 0.31973
81585 | 10.56 | 0.8 | 2018-12-31 | 2019-12-31 | 365 | 9.6798 | 9 | 0.67979
81587 | 9.425 | 0.8 | 2018-12-31 | 2019-12-31 | 365 | 8.6394 | 8 | 0.63939
81590 | 13.325 | 0.8 | 2018-12-31 | 2019-12-31 | 365 | 12.2143 | 12 | 0.21431
81592 | 4.8 | 0.8 | 2018-12-31 | 2019-12-31 | 365 | 4.3999 | 4 | 0.3999
81593 | 8.32 | 0.8 | 2018-12-31 | 2019-12-31 | 365 | 7.6265 | 7 | 0.6265
81594 | 8.64 | 0.8 | 2018-12-31 | 2019-12-31 | 365 | 7.9198 | 7 | 0.91982
81324 | 6.44 | 0.8 | 2018-12-31 | 2019-12-31 | 365 | 5.9032 | 5 | 0.9032
81348 | 5.8 | 0.8 | 2018-12-31 | 2019-12-31 | 365 | 5.3165 | 5 | 0.31655
81357 | 8.71 | 0.8 | 2018-12-31 | 2019-12-31 | 365 | 7.984 | 7 | 0.98399
81442 | 13.2 | 0.8 | 2018-12-31 | 2019-12-31 | 365 | 12.0997 | 12 | 0.099732
81446 | 11.7 | 0.8 | 2018-12-31 | 2019-12-31 | 365 | 10.7248 | 10 | 0.72476
81513 | 14.4 | 0.8 | 2018-12-31 | 2019-12-31 | 365 | 13.1997 | 13 | 0.19971
81443 | 150.9 | 0.6 | 2018-12-31 | 2019-12-31 | 365 | 103.7415 | 103 | 0.74146
81836 | 9.92 | 0.8 | 2018-12-31 | 2019-12-31 | 365 | 9.0931 | 9 | 0.093132
81835 | 8.375 | 0.8 | 2018-12-31 | 2019-12-31 | 365 | 7.6769 | 7 | 0.67691
81834 | 7.7 | 0.8 | 2018-12-31 | 2019-12-31 | 365 | 7.0582 | 7 | 0.058177
81831 | 4.93 | 0.8 | 2018-12-31 | 2019-12-31 | 365 | 4.5191 | 4 | 0.51907
81833 | 6.96 | 0.8 | 2018-12-31 | 2019-12-31 | 365 | 6.3799 | 6 | 0.37986
81828 | 8.4 | 0.8 | 2018-12-31 | 2019-12-31 | 365 | 7.6998 | 7 | 0.69983
81827 | 18.36 | 0.8 | 2018-12-31 | 2019-12-31 | 365 | 16.8296 | 16 | 0.82963
81782 | 9.9 | 0.8 | 2018-12-31 | 2019-12-31 | 365 | 9.0748 | 9 | 0.074799
81781 | 7.37 | 0.8 | 2018-12-31 | 2019-12-31 | 365 | 6.7557 | 6 | 0.75568
81780 | 17.4 | 0.8 | 2018-12-31 | 2019-12-31 | 365 | 15.9496 | 15 | 0.94965
81778 | 3.84 | 0.8 | 2018-12-31 | 2019-12-31 | 365 | 3.5199 | 3 | 0.51992
81777 | 9.6 | 0.8 | 2018-12-31 | 2019-12-31 | 365 | 8.7998 | 8 | 0.79981
81776 | 13.325 | 0.8 | 2018-12-31 | 2019-12-31 | 365 | 12.2143 | 12 | 0.21431
81775 | 7.65 | 0.8 | 2018-12-31 | 2019-12-31 | 365 | 7.0123 | 7 | 0.012345
81774 | 8.68 | 0.8 | 2018-12-31 | 2019-12-31 | 365 | 7.9565 | 7 | 0.95649
81758 | 6.7 | 0.8 | 2018-12-31 | 2019-12-31 | 365 | 6.1415 | 6 | 0.14153
81757 | 11.725 | 0.8 | 2018-12-31 | 2019-12-31 | 365 | 10.7477 | 10 | 0.74768
81756 | 6.93 | 0.8 | 2018-12-31 | 2019-12-31 | 365 | 6.3524 | 6 | 0.35236
81755 | 7.37 | 0.8 | 2018-12-31 | 2019-12-31 | 365 | 6.7557 | 6 | 0.75568
81753 | 7.35 | 0.8 | 2018-12-31 | 2019-12-31 | 365 | 6.7374 | 6 | 0.73735
81752 | 8.32 | 0.8 | 2018-12-31 | 2019-12-31 | 365 | 7.6265 | 7 | 0.6265
81751 | 6.08 | 0.8 | 2018-12-31 | 2019-12-31 | 365 | 5.5732 | 5 | 0.57321
81715 | 6.21 | 0.8 | 2018-12-31 | 2019-12-31 | 365 | 5.6924 | 5 | 0.69237
81714 | 6.365 | 0.8 | 2018-12-31 | 2019-12-31 | 365 | 5.8345 | 5 | 0.83445
81710 | 9.15 | 0.8 | 2018-12-31 | 2019-12-31 | 365 | 8.3873 | 8 | 0.38731
81708 | 6.3 | 0.8 | 2018-12-31 | 2019-12-31 | 365 | 5.7749 | 5 | 0.77487
81666 | 3.6 | 0.8 | 2018-12-31 | 2019-12-31 | 365 | 3.2999 | 3 | 0.29993
81665 | 8.745 | 0.8 | 2018-12-31 | 2019-12-31 | 365 | 8.0161 | 8 | 0.016073
81652 | 12.3 | 0.8 | 2018-12-31 | 2019-12-31 | 365 | 11.2748 | 11 | 0.27475
81650 | 7 | 0.8 | 2018-12-31 | 2019-12-31 | 365 | 6.4165 | 6 | 0.41652
81649 | 12.6 | 0.8 | 2018-12-31 | 2019-12-31 | 365 | 11.5497 | 11 | 0.54974
81642 | 8.25 | 0.8 | 2018-12-31 | 2019-12-31 | 365 | 7.5623 | 7 | 0.56233
81636 | 11.025 | 0.8 | 2018-12-31 | 2019-12-31 | 365 | 10.106 | 10 | 0.10603
81872 | 13.4 | 0.8 | 2018-12-31 | 2019-12-31 | 365 | 12.2831 | 12 | 0.28306
81870 | 10.075 | 0.8 | 2018-12-31 | 2019-12-31 | 365 | 9.2352 | 9 | 0.23521
81869 | 4.29 | 0.8 | 2018-12-31 | 2019-12-31 | 365 | 3.9324 | 3 | 0.93241
81866 | 6 | 0.8 | 2018-12-31 | 2019-12-31 | 365 | 5.4999 | 5 | 0.49988
81635 | 13.4 | 0.8 | 2018-12-31 | 2019-12-31 | 365 | 12.2831 | 12 | 0.28306
81634 | 12.025 | 0.8 | 2018-12-31 | 2019-12-31 | 365 | 11.0227 | 11 | 0.022673
81632 | 8.41 | 0.8 | 2018-12-31 | 2019-12-31 | 365 | 7.709 | 7 | 0.709
81597 | 11.55 | 0.8 | 2018-12-31 | 2019-12-31 | 365 | 10.5873 | 10 | 0.58727
81596 | 10.89 | 0.8 | 2018-12-31 | 2019-12-31 | 365 | 9.9823 | 9 | 0.98228
81556 | 7.68 | 0.8 | 2018-12-31 | 2019-12-31 | 365 | 7.0398 | 7 | 0.039844
81505 | 7.56 | 0.8 | 2018-12-31 | 2019-12-31 | 365 | 6.9298 | 6 | 0.92985
81316 | 11.89 | 0.8 | 2018-12-31 | 2019-12-31 | 365 | 10.8989 | 10 | 0.89893
81525 | 5.04 | 0.8 | 2018-12-31 | 2019-12-31 | 365 | 4.6199 | 4 | 0.6199
81644 | 10.54 | 0.8 | 2018-12-31 | 2019-12-31 | 365 | 9.6615 | 9 | 0.66145
81657 | 7.8 | 0.8 | 2018-12-31 | 2019-12-31 | 365 | 7.1498 | 7 | 0.14984
81941 | 7.8 | 0.8 | 2018-12-31 | 2019-12-31 | 365 | 7.1498 | 7 | 0.14984
81940 | 7.54 | 0.8 | 2018-12-31 | 2019-12-31 | 365 | 6.9115 | 6 | 0.91151
81939 | 12.6 | 0.8 | 2018-12-31 | 2019-12-31 | 365 | 11.5497 | 11 | 0.54974
81938 | 4.34 | 0.8 | 2018-12-31 | 2019-12-31 | 365 | 3.9782 | 3 | 0.97825
81937 | 10.8 | 0.8 | 2018-12-31 | 2019-12-31 | 365 | 9.8998 | 9 | 0.89978
81936 | 3.84 | 0.8 | 2018-12-31 | 2019-12-31 | 365 | 3.5199 | 3 | 0.51992
81935 | 10.88 | 0.8 | 2018-12-31 | 2019-12-31 | 365 | 9.9731 | 9 | 0.97311
81934 | 9.6 | 0.8 | 2018-12-31 | 2019-12-31 | 365 | 8.7998 | 8 | 0.79981
81933 | 12.54 | 0.8 | 2018-12-31 | 2019-12-31 | 365 | 11.4947 | 11 | 0.49475
81918 | 11.7 | 0.8 | 2018-12-31 | 2019-12-31 | 365 | 10.7248 | 10 | 0.72476
81914 | 5.886 | 0.8 | 2018-12-31 | 2019-12-31 | 365 | 5.3954 | 5 | 0.39538
81913 | 8.91 | 0.8 | 2018-12-31 | 2019-12-31 | 365 | 8.1673 | 8 | 0.16732
81911 | 8.502 | 0.8 | 2018-12-31 | 2019-12-31 | 365 | 7.7933 | 7 | 0.79333
81910 | 10.44 | 0.8 | 2018-12-31 | 2019-12-31 | 365 | 9.5698 | 9 | 0.56979
81908 | 11.2 | 0.8 | 2018-12-31 | 2019-12-31 | 365 | 10.2664 | 10 | 0.26644
81907 | 4.02 | 0.8 | 2018-12-31 | 2019-12-31 | 365 | 3.6849 | 3 | 0.68492
81826 | 27.93 | 0.6 | 2018-12-31 | 2019-12-31 | 365 | 19.2015 | 19 | 0.20145
81975 | 12.06 | 0.8 | 2018-12-31 | 2019-12-31 | 365 | 11.0548 | 11 | 0.054756
81973 | 12.825 | 0.8 | 2018-12-31 | 2019-12-31 | 365 | 11.756 | 11 | 0.75599
81970 | 12.73 | 0.8 | 2018-12-31 | 2019-12-31 | 365 | 11.6689 | 11 | 0.66891
81783 | 11.6 | 0.8 | 2018-12-31 | 2019-12-31 | 365 | 10.6331 | 10 | 0.6331
81900 | 7.905 | 0.8 | 2018-12-31 | 2019-12-31 | 365 | 7.2461 | 7 | 0.24609
81901 | 5.51 | 0.8 | 2018-12-31 | 2019-12-31 | 365 | 5.0507 | 5 | 0.050722
81902 | 5.51 | 0.8 | 2018-12-31 | 2019-12-31 | 365 | 5.0507 | 5 | 0.050722
81903 | 12.54 | 0.8 | 2018-12-31 | 2019-12-31 | 365 | 11.4947 | 11 | 0.49475
81904 | 4.35 | 0.8 | 2018-12-31 | 2019-12-31 | 365 | 3.9874 | 3 | 0.98741
81906 | 8.7 | 0.8 | 2018-12-31 | 2019-12-31 | 365 | 7.9748 | 7 | 0.97482
81437 | 9.69 | 0.8 | 2018-12-31 | 2019-12-31 | 365 | 8.8823 | 8 | 0.8823
81257 | 9.8 | 0.8 | 2018-12-31 | 2019-12-31 | 365 | 8.9831 | 8 | 0.98313
81988 | 14.75 | 0.8 | 2018-12-31 | 2019-12-31 | 365 | 13.5205 | 13 | 0.52053
82059 | 30.68 | 0.6 | 2018-12-31 | 2019-12-31 | 365 | 21.092 | 21 | 0.092034
81786 | 10.05 | 1 | 2018-12-31 | 2019-12-31 | 365 | 11.5154 | 11 | 0.51537
81754 | 7.56 | 0.8 | 2018-12-31 | 2019-12-31 | 365 | 6.9298 | 6 | 0.92985
81709 | 6.3 | 0.8 | 2018-12-31 | 2019-12-31 | 365 | 5.7749 | 5 | 0.77487
81868 | 10.2 | 0.8 | 2018-12-31 | 2019-12-31 | 365 | 9.3498 | 9 | 0.34979
82061 | 12 | 0.8 | 2018-12-31 | 2019-12-31 | 365 | 10.9998 | 10 | 0.99976
82060 | 3.96 | 0.8 | 2018-12-31 | 2019-12-31 | 365 | 3.6299 | 3 | 0.62992
81909 | 13.4 | 0.8 | 2018-12-31 | 2019-12-31 | 365 | 12.2831 | 12 | 0.28306
81124 | 6 | 0.8 | 2018-12-31 | 2019-12-31 | 365 | 5.4999 | 5 | 0.49988
49626 | 645.15 | 0.9 | 2018-12-31 | 2019-12-31 | 365 | 665.2962 | 665 | 0.29623
61793 | 645.15 | 0.9 | 2018-12-31 | 2019-12-31 | 365 | 665.2962 | 665 | 0.29623
81989 | 9.3 | 0.8 | 2018-12-31 | 2019-12-31 | 365 | 8.5248 | 8 | 0.52481
81990 | 6.44 | 0.8 | 2018-12-31 | 2019-12-31 | 365 | 5.9032 | 5 | 0.9032
81991 | 6.175 | 0.8 | 2018-12-31 | 2019-12-31 | 365 | 5.6603 | 5 | 0.66029
81993 | 7.56 | 0.8 | 2018-12-31 | 2019-12-31 | 365 | 6.9298 | 6 | 0.92985
81994 | 15.5 | 0.8 | 2018-12-31 | 2019-12-31 | 365 | 14.208 | 14 | 0.20802
82220 | 7.8 | 0.8 | 2018-12-31 | 2019-12-31 | 365 | 7.1498 | 7 | 0.14984
82219 | 13.4 | 0.8 | 2018-12-31 | 2019-12-31 | 365 | 12.2831 | 12 | 0.28306
82218 | 6.9 | 0.8 | 2018-12-31 | 2019-12-31 | 365 | 6.3249 | 6 | 0.32486
82217 | 3.63 | 0.8 | 2018-12-31 | 2019-12-31 | 365 | 3.3274 | 3 | 0.32743
82213 | 11.16 | 0.8 | 2018-12-31 | 2019-12-31 | 365 | 10.2298 | 10 | 0.22977
82210 | 3.6 | 0.8 | 2018-12-31 | 2019-12-31 | 365 | 3.2999 | 3 | 0.29993
82203 | 4.8 | 0.8 | 2018-12-31 | 2019-12-31 | 365 | 4.3999 | 4 | 0.3999
82202 | 10.56 | 0.8 | 2018-12-31 | 2019-12-31 | 365 | 9.6798 | 9 | 0.67979
82201 | 6.3 | 0.8 | 2018-12-31 | 2019-12-31 | 365 | 5.7749 | 5 | 0.77487
82200 | 6.365 | 0.8 | 2018-12-31 | 2019-12-31 | 365 | 5.8345 | 5 | 0.83445
82198 | 10.72 | 0.8 | 2018-12-31 | 2019-12-31 | 365 | 9.8264 | 9 | 0.82645
82197 | 11.21 | 0.8 | 2018-12-31 | 2019-12-31 | 365 | 10.2756 | 10 | 0.27561
81919 | 6.21 | 0.8 | 2018-12-31 | 2019-12-31 | 365 | 5.6924 | 5 | 0.69237
81598 | 11.78 | 0.8 | 2018-12-31 | 2019-12-31 | 365 | 10.7981 | 10 | 0.79809
82194 | 14.4 | 0.8 | 2018-12-31 | 2019-12-31 | 365 | 13.1997 | 13 | 0.19971
82193 | 11.55 | 0.8 | 2018-12-31 | 2019-12-31 | 365 | 10.5873 | 10 | 0.58727
82191 | 5.4 | 0.8 | 2018-12-31 | 2019-12-31 | 365 | 4.9499 | 4 | 0.94989
82237 | 9.24 | 0.8 | 2018-12-31 | 2019-12-31 | 365 | 8.4698 | 8 | 0.46981
82234 | 4.62 | 0.8 | 2018-12-31 | 2019-12-31 | 365 | 4.2349 | 4 | 0.23491
82232 | 15.84 | 0.8 | 2018-12-31 | 2019-12-31 | 365 | 14.5197 | 14 | 0.51968
82238 | 5.28 | 0.8 | 2018-12-31 | 2019-12-31 | 365 | 4.8399 | 4 | 0.83989
82188 | 6.84 | 0.8 | 2018-12-31 | 2019-12-31 | 365 | 6.2699 | 6 | 0.26986
82187 | 9.6 | 0.8 | 2018-12-31 | 2019-12-31 | 365 | 8.7998 | 8 | 0.79981
82275 | 4.55 | 0.8 | 2018-12-31 | 2019-12-31 | 365 | 4.1707 | 4 | 0.17074
82274 | 6.9 | 0.8 | 2018-12-31 | 2019-12-31 | 365 | 6.3249 | 6 | 0.32486
82272 | 8.32 | 0.8 | 2018-12-31 | 2019-12-31 | 365 | 7.6265 | 7 | 0.6265
82265 | 10.385 | 0.8 | 2018-12-31 | 2019-12-31 | 365 | 9.5194 | 9 | 0.51937
82263 | 10.8 | 0.8 | 2018-12-31 | 2019-12-31 | 365 | 9.8998 | 9 | 0.89978
82261 | 3.9 | 0.8 | 2018-12-31 | 2019-12-31 | 365 | 3.5749 | 3 | 0.57492
82259 | 8.1 | 0.8 | 2018-12-31 | 2019-12-31 | 365 | 7.4248 | 7 | 0.42484
82257 | 7.7 | 0.8 | 2018-12-31 | 2019-12-31 | 365 | 7.0582 | 7 | 0.058177
82253 | 24.09 | 0.8 | 2018-12-31 | 2019-12-31 | 365 | 22.082 | 22 | 0.082012
82058 | 4.8 | 0.8 | 2018-12-31 | 2019-12-31 | 365 | 4.3999 | 4 | 0.3999
82057 | 9.135 | 0.8 | 2018-12-31 | 2019-12-31 | 365 | 8.3736 | 8 | 0.37356
82055 | 6.2 | 0.8 | 2018-12-31 | 2019-12-31 | 365 | 5.6832 | 5 | 0.68321
82054 | 8.64 | 0.8 | 2018-12-31 | 2019-12-31 | 365 | 7.9198 | 7 | 0.91982
82053 | 6.03 | 0.8 | 2018-12-31 | 2019-12-31 | 365 | 5.5274 | 5 | 0.52738
82297 | 4.2 | 0.8 | 2018-12-31 | 2019-12-31 | 365 | 3.8499 | 3 | 0.84991
82292 | 10.8 | 0.8 | 2018-12-31 | 2019-12-31 | 365 | 9.8998 | 9 | 0.89978
82048 | 5.28 | 0.8 | 2018-12-31 | 2019-12-31 | 365 | 4.8399 | 4 | 0.83989
82049 | 7.68 | 0.8 | 2018-12-31 | 2019-12-31 | 365 | 7.0398 | 7 | 0.039844
82052 | 10.1 | 0.8 | 2018-12-31 | 2019-12-31 | 365 | 9.2581 | 9 | 0.25813
82056 | 5.886 | 0.8 | 2018-12-31 | 2019-12-31 | 365 | 5.3954 | 5 | 0.39538
82209 | 11.34 | 0.8 | 2018-12-31 | 2019-12-31 | 365 | 10.3948 | 10 | 0.39477
81974 | 20.7 | 0.8 | 2018-12-31 | 2019-12-31 | 365 | 18.9746 | 18 | 0.97458
82612 | 8.04 | 0.8 | 2018-12-31 | 2019-12-31 | 365 | 7.3698 | 7 | 0.36984
82610 | 10.385 | 0.8 | 2018-12-31 | 2019-12-31 | 365 | 9.5194 | 9 | 0.51937
82609 | 11.1 | 0.8 | 2018-12-31 | 2019-12-31 | 365 | 10.1748 | 10 | 0.17478
82561 | 6.38 | 0.8 | 2018-12-31 | 2019-12-31 | 365 | 5.8482 | 5 | 0.8482
82558 | 5.1 | 0.8 | 2018-12-31 | 2019-12-31 | 365 | 4.6749 | 4 | 0.6749
82556 | 11.16 | 0.8 | 2018-12-31 | 2019-12-31 | 365 | 10.2298 | 10 | 0.22977
82554 | 4.02 | 0.8 | 2018-12-31 | 2019-12-31 | 365 | 3.6849 | 3 | 0.68492
82550 | 9.135 | 0.8 | 2018-12-31 | 2019-12-31 | 365 | 8.3736 | 8 | 0.37356
82546 | 6.3 | 0.8 | 2018-12-31 | 2019-12-31 | 365 | 5.7749 | 5 | 0.77487
82545 | 10.075 | 0.8 | 2018-12-31 | 2019-12-31 | 365 | 9.2352 | 9 | 0.23521
82543 | 7.7 | 0.8 | 2018-12-31 | 2019-12-31 | 365 | 7.0582 | 7 | 0.058177
82624 | 13.5 | 0.8 | 2018-12-31 | 2019-12-31 | 365 | 12.3747 | 12 | 0.37473
82619 | 6.93 | 0.8 | 2018-12-31 | 2019-12-31 | 365 | 6.3524 | 6 | 0.35236
82615 | 6.48 | 0.8 | 2018-12-31 | 2019-12-31 | 365 | 5.9399 | 5 | 0.93987
82614 | 7.2 | 0.8 | 2018-12-31 | 2019-12-31 | 365 | 6.5999 | 6 | 0.59985
82613 | 8.1 | 0.8 | 2018-12-31 | 2019-12-31 | 365 | 7.4248 | 7 | 0.42484
82611 | 5.88 | 0.8 | 2018-12-31 | 2019-12-31 | 365 | 5.3899 | 5 | 0.38988
82553 | 6.6 | 0.8 | 2018-12-31 | 2019-12-31 | 365 | 6.0499 | 6 | 0.049866
82552 | 5.12 | 0.8 | 2018-12-31 | 2019-12-31 | 365 | 4.6932 | 4 | 0.69323
82551 | 6.4 | 0.8 | 2018-12-31 | 2019-12-31 | 365 | 5.8665 | 5 | 0.86654
82549 | 11.7 | 0.8 | 2018-12-31 | 2019-12-31 | 365 | 10.7248 | 10 | 0.72476
82544 | 9.24 | 0.8 | 2018-12-31 | 2019-12-31 | 365 | 8.4698 | 8 | 0.46981
82541 | 16.45 | 0.8 | 2018-12-31 | 2019-12-31 | 365 | 15.0788 | 15 | 0.078833
82540 | 11.9 | 0.8 | 2018-12-31 | 2019-12-31 | 365 | 10.9081 | 10 | 0.90809
82539 | 9.92 | 0.8 | 2018-12-31 | 2019-12-31 | 365 | 9.0931 | 9 | 0.093132
82542 | 6.825 | 0.8 | 2018-12-31 | 2019-12-31 | 365 | 6.2561 | 6 | 0.25611
82419 | 59.965 | 0.6 | 2018-12-31 | 2019-12-31 | 365 | 41.225 | 41 | 0.22503
82621 | 21.7 | 0.8 | 2018-12-31 | 2019-12-31 | 365 | 19.8912 | 19 | 0.89123
82185 | 7.245 | 0.8 | 2018-12-31 | 2019-12-31 | 365 | 6.6411 | 6 | 0.6411
82189 | 10.05 | 0.8 | 2018-12-31 | 2019-12-31 | 365 | 9.2123 | 9 | 0.2123
82190 | 5.85 | 0.8 | 2018-12-31 | 2019-12-31 | 365 | 5.3624 | 5 | 0.36238
82192 | 3.96 | 0.8 | 2018-12-31 | 2019-12-31 | 365 | 3.6299 | 3 | 0.62992
82195 | 14.85 | 0.8 | 2018-12-31 | 2019-12-31 | 365 | 13.6122 | 13 | 0.6122
82196 | 6.65 | 0.8 | 2018-12-31 | 2019-12-31 | 365 | 6.0957 | 6 | 0.095699
82205 | 7.84 | 0.8 | 2018-12-31 | 2019-12-31 | 365 | 7.1865 | 7 | 0.18651
82206 | 6.96 | 0.8 | 2018-12-31 | 2019-12-31 | 365 | 6.3799 | 6 | 0.37986
82208 | 12.47 | 0.8 | 2018-12-31 | 2019-12-31 | 365 | 11.4306 | 11 | 0.43058
82211 | 13.725 | 0.8 | 2018-12-31 | 2019-12-31 | 365 | 12.581 | 12 | 0.58097
82216 | 10.89 | 0.8 | 2018-12-31 | 2019-12-31 | 365 | 9.9823 | 9 | 0.98228
82222 | 17.67 | 0.8 | 2018-12-31 | 2019-12-31 | 365 | 16.1971 | 16 | 0.19714
82228 | 12.6 | 0.8 | 2018-12-31 | 2019-12-31 | 365 | 11.5497 | 11 | 0.54974
82229 | 5.88 | 0.8 | 2018-12-31 | 2019-12-31 | 365 | 5.3899 | 5 | 0.38988
82230 | 12.87 | 0.8 | 2018-12-31 | 2019-12-31 | 365 | 11.7972 | 11 | 0.79724
81995 | 9.45 | 0.8 | 2018-12-31 | 2019-12-31 | 365 | 8.6623 | 8 | 0.66231
82280 | 12.753 | 0.8 | 2018-12-31 | 2019-12-31 | 365 | 11.69 | 11 | 0.68999
82282 | 6.7 | 0.8 | 2018-12-31 | 2019-12-31 | 365 | 6.1415 | 6 | 0.14153
82283 | 8.1 | 0.8 | 2018-12-31 | 2019-12-31 | 365 | 7.4248 | 7 | 0.42484
82285 | 10.05 | 0.8 | 2018-12-31 | 2019-12-31 | 365 | 9.2123 | 9 | 0.2123
82286 | 13.5 | 0.8 | 2018-12-31 | 2019-12-31 | 365 | 12.3747 | 12 | 0.37473
82288 | 6.84 | 0.8 | 2018-12-31 | 2019-12-31 | 365 | 6.2699 | 6 | 0.26986
82290 | 5.1 | 0.8 | 2018-12-31 | 2019-12-31 | 365 | 4.6749 | 4 | 0.6749
82294 | 11.2 | 0.8 | 2018-12-31 | 2019-12-31 | 365 | 10.2664 | 10 | 0.26644
82295 | 5.61 | 0.8 | 2018-12-31 | 2019-12-31 | 365 | 5.1424 | 5 | 0.14239
82296 | 12.48 | 0.8 | 2018-12-31 | 2019-12-31 | 365 | 11.4397 | 11 | 0.43975
82298 | 5.8 | 0.8 | 2018-12-31 | 2019-12-31 | 365 | 5.3165 | 5 | 0.31655
82299 | 5.13 | 0.8 | 2018-12-31 | 2019-12-31 | 365 | 4.7024 | 4 | 0.7024
82314 | 8.4 | 0.8 | 2018-12-31 | 2019-12-31 | 365 | 7.6998 | 7 | 0.69983
82316 | 6.96 | 0.8 | 2018-12-31 | 2019-12-31 | 365 | 6.3799 | 6 | 0.37986
82321 | 8.1 | 0.8 | 2018-12-31 | 2019-12-31 | 365 | 7.4248 | 7 | 0.42484
82345 | 4.55 | 0.8 | 2018-12-31 | 2019-12-31 | 365 | 4.1707 | 4 | 0.17074
82347 | 4.2 | 0.8 | 2018-12-31 | 2019-12-31 | 365 | 3.8499 | 3 | 0.84991
82348 | 6.3 | 0.8 | 2018-12-31 | 2019-12-31 | 365 | 5.7749 | 5 | 0.77487
82349 | 10.23 | 0.8 | 2018-12-31 | 2019-12-31 | 365 | 9.3773 | 9 | 0.37729
82351 | 9.42 | 0.8 | 2018-12-31 | 2019-12-31 | 365 | 8.6348 | 8 | 0.63481
82355 | 9.3 | 0.8 | 2018-12-31 | 2019-12-31 | 365 | 8.5248 | 8 | 0.52481
82357 | 11.16 | 0.8 | 2018-12-31 | 2019-12-31 | 365 | 10.2298 | 10 | 0.22977
82718 | 4.48 | 0.8 | 2018-12-31 | 2019-12-31 | 365 | 4.1066 | 4 | 0.10658
82717 | 10.385 | 0.8 | 2018-12-31 | 2019-12-31 | 365 | 9.5194 | 9 | 0.51937
82715 | 4.32 | 0.8 | 2018-12-31 | 2019-12-31 | 365 | 3.9599 | 3 | 0.95991
82714 | 15.66 | 0.8 | 2018-12-31 | 2019-12-31 | 365 | 14.3547 | 14 | 0.35468
82687 | 13 | 0.8 | 2018-12-31 | 2019-12-31 | 365 | 11.9164 | 11 | 0.9164
82686 | 5.1 | 0.8 | 2018-12-31 | 2019-12-31 | 365 | 4.6749 | 4 | 0.6749
82685 | 8.775 | 0.8 | 2018-12-31 | 2019-12-31 | 365 | 8.0436 | 8 | 0.043572
82684 | 4.55 | 0.8 | 2018-12-31 | 2019-12-31 | 365 | 4.1707 | 4 | 0.17074
82683 | 6.08 | 0.8 | 2018-12-31 | 2019-12-31 | 365 | 5.5732 | 5 | 0.57321
82681 | 6.2 | 0.8 | 2018-12-31 | 2019-12-31 | 365 | 5.6832 | 5 | 0.68321
82679 | 11.7 | 0.8 | 2018-12-31 | 2019-12-31 | 365 | 10.7248 | 10 | 0.72476
82678 | 11.05 | 0.8 | 2018-12-31 | 2019-12-31 | 365 | 10.1289 | 10 | 0.12894
82674 | 11.7 | 0.8 | 2018-12-31 | 2019-12-31 | 365 | 10.7248 | 10 | 0.72476
82671 | 4.875 | 0.8 | 2018-12-31 | 2019-12-31 | 365 | 4.4687 | 4 | 0.46865
82536 | 24.84 | 0.8 | 2018-12-31 | 2019-12-31 | 365 | 22.7695 | 22 | 0.7695
82535 | 6.405 | 0.8 | 2018-12-31 | 2019-12-31 | 365 | 5.8711 | 5 | 0.87112
82534 | 4.5 | 0.8 | 2018-12-31 | 2019-12-31 | 365 | 4.1249 | 4 | 0.12491
82533 | 7.54 | 0.8 | 2018-12-31 | 2019-12-31 | 365 | 6.9115 | 6 | 0.91151
82514 | 2.9 | 0.8 | 2018-12-31 | 2019-12-31 | 365 | 2.6583 | 2 | 0.65827
82512 | 8.76 | 0.8 | 2018-12-31 | 2019-12-31 | 365 | 8.0298 | 8 | 0.029822
82509 | 5.67 | 0.8 | 2018-12-31 | 2019-12-31 | 365 | 5.1974 | 5 | 0.19739
82506 | 9.715 | 0.8 | 2018-12-31 | 2019-12-31 | 365 | 8.9052 | 8 | 0.90522
82505 | 9.18 | 0.8 | 2018-12-31 | 2019-12-31 | 365 | 8.4148 | 8 | 0.41481
82504 | 11.055 | 0.8 | 2018-12-31 | 2019-12-31 | 365 | 10.1335 | 10 | 0.13353
82503 | 8.4 | 0.8 | 2018-12-31 | 2019-12-31 | 365 | 7.6998 | 7 | 0.69983
82502 | 5.1 | 0.8 | 2018-12-31 | 2019-12-31 | 365 | 4.6749 | 4 | 0.6749
82485 | 8.4 | 0.8 | 2018-12-31 | 2019-12-31 | 365 | 7.6998 | 7 | 0.69983
82483 | 7.7 | 0.8 | 2018-12-31 | 2019-12-31 | 365 | 7.0582 | 7 | 0.058177
82843 | 11.1 | 0.8 | 2018-12-31 | 2019-12-31 | 365 | 10.1748 | 10 | 0.17478
82842 | 8.96 | 0.8 | 2018-12-31 | 2019-12-31 | 365 | 8.2132 | 8 | 0.21315
82617 | 10.005 | 0.8 | 2018-12-31 | 2019-12-31 | 365 | 9.171 | 9 | 0.17105
82841 | 7.75 | 0.8 | 2018-12-31 | 2019-12-31 | 365 | 7.104 | 7 | 0.10401
82840 | 3.72 | 0.8 | 2018-12-31 | 2019-12-31 | 365 | 3.4099 | 3 | 0.40992
82376 | 7.92 | 0.8 | 2018-12-31 | 2019-12-31 | 365 | 7.2598 | 7 | 0.25984
82378 | 7.92 | 0.8 | 2018-12-31 | 2019-12-31 | 365 | 7.2598 | 7 | 0.25984
82379 | 12.15 | 0.8 | 2018-12-31 | 2019-12-31 | 365 | 11.1373 | 11 | 0.13725
82380 | 5.886 | 0.8 | 2018-12-31 | 2019-12-31 | 365 | 5.3954 | 5 | 0.39538
82381 | 6.03 | 0.8 | 2018-12-31 | 2019-12-31 | 365 | 5.5274 | 5 | 0.52738
82382 | 9.45 | 0.8 | 2018-12-31 | 2019-12-31 | 365 | 8.6623 | 8 | 0.66231
82384 | 11.055 | 0.8 | 2018-12-31 | 2019-12-31 | 365 | 10.1335 | 10 | 0.13353
82829 | 8 | 0.8 | 2018-12-31 | 2019-12-31 | 365 | 7.3332 | 7 | 0.33317
82828 | 7.035 | 0.8 | 2018-12-31 | 2019-12-31 | 365 | 6.4486 | 6 | 0.44861
82827 | 10.56 | 0.8 | 2018-12-31 | 2019-12-31 | 365 | 9.6798 | 9 | 0.67979
82826 | 11.2 | 0.8 | 2018-12-31 | 2019-12-31 | 365 | 10.2664 | 10 | 0.26644
82825 | 11.055 | 0.8 | 2018-12-31 | 2019-12-31 | 365 | 10.1335 | 10 | 0.13353
82824 | 11.16 | 0.8 | 2018-12-31 | 2019-12-31 | 365 | 10.2298 | 10 | 0.22977
82861 | 4.34 | 0.8 | 2018-12-31 | 2019-12-31 | 365 | 3.9782 | 3 | 0.97825
82860 | 6.6 | 0.8 | 2018-12-31 | 2019-12-31 | 365 | 6.0499 | 6 | 0.049866
82839 | 4.251 | 0.8 | 2018-12-31 | 2019-12-31 | 365 | 3.8967 | 3 | 0.89666
82838 | 12.4 | 0.8 | 2018-12-31 | 2019-12-31 | 365 | 11.3664 | 11 | 0.36642
82837 | 10.137 | 0.8 | 2018-12-31 | 2019-12-31 | 365 | 9.292 | 9 | 0.29204
82836 | 23.36 | 0.8 | 2018-12-31 | 2019-12-31 | 365 | 21.4129 | 21 | 0.41286
82835 | 9.6 | 0.8 | 2018-12-31 | 2019-12-31 | 365 | 8.7998 | 8 | 0.79981
82834 | 8.45 | 0.8 | 2018-12-31 | 2019-12-31 | 365 | 7.7457 | 7 | 0.74566
82833 | 10.44 | 0.8 | 2018-12-31 | 2019-12-31 | 365 | 9.5698 | 9 | 0.56979
82832 | 11.16 | 0.8 | 2018-12-31 | 2019-12-31 | 365 | 10.2298 | 10 | 0.22977
82831 | 8.12 | 0.8 | 2018-12-31 | 2019-12-31 | 365 | 7.4432 | 7 | 0.44317
82830 | 11.22 | 0.8 | 2018-12-31 | 2019-12-31 | 365 | 10.2848 | 10 | 0.28477
82719 | 5.525 | 0.8 | 2018-12-31 | 2019-12-31 | 365 | 5.0645 | 5 | 0.064471
82688 | 8.235 | 0.8 | 2018-12-31 | 2019-12-31 | 365 | 7.5486 | 7 | 0.54858
82863 | 8.58 | 0.8 | 2018-12-31 | 2019-12-31 | 365 | 7.8648 | 7 | 0.86483
82482 | 14.4 | 0.8 | 2018-12-31 | 2019-12-31 | 365 | 13.1997 | 13 | 0.19971
82445 | 12.54 | 0.8 | 2018-12-31 | 2019-12-31 | 365 | 11.4947 | 11 | 0.49475
82444 | 11.2 | 0.8 | 2018-12-31 | 2019-12-31 | 365 | 10.2664 | 10 | 0.26644
82442 | 12.3 | 0.8 | 2018-12-31 | 2019-12-31 | 365 | 11.2748 | 11 | 0.27475
82439 | 8.7 | 0.8 | 2018-12-31 | 2019-12-31 | 365 | 7.9748 | 7 | 0.97482
82420 | 13.4 | 0.8 | 2018-12-31 | 2019-12-31 | 365 | 12.2831 | 12 | 0.28306
82418 | 13.065 | 0.8 | 2018-12-31 | 2019-12-31 | 365 | 11.976 | 11 | 0.97599
82417 | 4.38 | 0.8 | 2018-12-31 | 2019-12-31 | 365 | 4.0149 | 4 | 0.014911
82416 | 8.06 | 0.8 | 2018-12-31 | 2019-12-31 | 365 | 7.3882 | 7 | 0.38817
82415 | 10.725 | 0.8 | 2018-12-31 | 2019-12-31 | 365 | 9.831 | 9 | 0.83103
82414 | 6.03 | 0.8 | 2018-12-31 | 2019-12-31 | 365 | 5.5274 | 5 | 0.52738
82413 | 12 | 0.8 | 2018-12-31 | 2019-12-31 | 365 | 10.9998 | 10 | 0.99976
82412 | 6.3 | 0.8 | 2018-12-31 | 2019-12-31 | 365 | 5.7749 | 5 | 0.77487
82411 | 2.4 | 0.8 | 2018-12-31 | 2019-12-31 | 365 | 2.2 | 2 | 0.19995
82402 | 16.2 | 0.8 | 2018-12-31 | 2019-12-31 | 365 | 14.8497 | 14 | 0.84967
82410 | 14.835 | 0.8 | 2018-12-31 | 2019-12-31 | 365 | 13.5984 | 13 | 0.59845
82409 | 15.9 | 0.8 | 2018-12-31 | 2019-12-31 | 365 | 14.5747 | 14 | 0.57468
82407 | 7.2 | 0.8 | 2018-12-31 | 2019-12-31 | 365 | 6.5999 | 6 | 0.59985
82406 | 8.96 | 0.8 | 2018-12-31 | 2019-12-31 | 365 | 8.2132 | 8 | 0.21315
82404 | 5.1 | 0.8 | 2018-12-31 | 2019-12-31 | 365 | 4.6749 | 4 | 0.6749
82864 | 10.4 | 0.8 | 2018-12-31 | 2019-12-31 | 365 | 9.5331 | 9 | 0.53312
82865 | 5.61 | 0.8 | 2018-12-31 | 2019-12-31 | 365 | 5.1424 | 5 | 0.14239
82867 | 10.2 | 0.8 | 2018-12-31 | 2019-12-31 | 365 | 9.3498 | 9 | 0.34979
82877 | 12.73 | 0.8 | 2018-12-31 | 2019-12-31 | 365 | 11.6689 | 11 | 0.66891
82878 | 9.8 | 0.8 | 2018-12-31 | 2019-12-31 | 365 | 8.9831 | 8 | 0.98313
82880 | 6.7 | 0.8 | 2018-12-31 | 2019-12-31 | 365 | 6.1415 | 6 | 0.14153
82063 | 2.2 | 0.8 | 2018-12-31 | 2019-12-31 | 365 | 2.0166 | 2 | 0.016622
82510 | 13.63 | 0.8 | 2018-12-31 | 2019-12-31 | 365 | 12.4939 | 12 | 0.49389
82385 | 3.1 | 0.8 | 2018-12-31 | 2019-12-31 | 365 | 2.8416 | 2 | 0.8416
81984 | 85 | 0.6 | 2018-12-31 | 2019-12-31 | 365 | 58.4362 | 58 | 0.43621
82383 | 11.055 | 0.8 | 2018-12-31 | 2019-12-31 | 365 | 10.1335 | 10 | 0.13353
82289 | 6.625 | 0.8 | 2018-12-31 | 2019-12-31 | 365 | 6.0728 | 6 | 0.072782
82320 | 23.36 | 0.8 | 2018-12-31 | 2019-12-31 | 365 | 21.4129 | 21 | 0.41286
82215 | 6.93 | 0.8 | 2018-12-31 | 2019-12-31 | 365 | 6.3524 | 6 | 0.35236
82226 | 5.61 | 0.8 | 2018-12-31 | 2019-12-31 | 365 | 5.1424 | 5 | 0.14239
82356 | 6 | 0.8 | 2018-12-31 | 2019-12-31 | 365 | 5.4999 | 5 | 0.49988
82386 | 12.06 | 0.8 | 2018-12-31 | 2019-12-31 | 365 | 11.0548 | 11 | 0.054756
82868 | 15.41 | 0.8 | 2018-12-31 | 2019-12-31 | 365 | 14.1255 | 14 | 0.12552
82221 | 4.64 | 0.8 | 2018-12-31 | 2019-12-31 | 365 | 4.2532 | 4 | 0.25324
82223 | 6.27 | 0.8 | 2018-12-31 | 2019-12-31 | 365 | 5.7474 | 5 | 0.74737
82224 | 11.97 | 0.8 | 2018-12-31 | 2019-12-31 | 365 | 10.9723 | 10 | 0.97226
81713 | 4.64 | 0.8 | 2018-12-31 | 2019-12-31 | 365 | 4.2532 | 4 | 0.25324
82682 | 6.46 | 0.8 | 2018-12-31 | 2019-12-31 | 365 | 5.9215 | 5 | 0.92154
81329 | 5.6 | 0.8 | 2018-12-31 | 2019-12-31 | 365 | 5.1332 | 5 | 0.13322
81668 | 94.05 | 0.6 | 2018-12-31 | 2019-12-31 | 365 | 64.6579 | 64 | 0.65795
82225 | 554.715 | 0.6 | 2018-12-31 | 2019-12-31 | 365 | 381.3581 | 381 | 0.35813
82881 | 10.64 | 0.8 | 2018-12-31 | 2019-12-31 | 365 | 9.7531 | 9 | 0.75312
82278 | 13.975 | 0.8 | 2018-12-31 | 2019-12-31 | 365 | 12.8101 | 12 | 0.81013
82323 | 5.6 | 0.8 | 2018-12-31 | 2019-12-31 | 365 | 5.1332 | 5 | 0.13322
82882 | 5.04 | 0.8 | 2018-12-31 | 2019-12-31 | 365 | 4.6199 | 4 | 0.6199
82897 | 4.05 | 0.8 | 2018-12-31 | 2019-12-31 | 365 | 3.7124 | 3 | 0.71242
82903 | 8.04 | 0.8 | 2018-12-31 | 2019-12-31 | 365 | 7.3698 | 7 | 0.36984
82904 | 6.885 | 0.8 | 2018-12-31 | 2019-12-31 | 365 | 6.3111 | 6 | 0.31111
82905 | 7.2 | 0.8 | 2018-12-31 | 2019-12-31 | 365 | 6.5999 | 6 | 0.59985
82909 | 10.075 | 0.8 | 2018-12-31 | 2019-12-31 | 365 | 9.2352 | 9 | 0.23521
82937 | 8.4 | 0.8 | 2018-12-31 | 2019-12-31 | 365 | 7.6998 | 7 | 0.69983
82939 | 1.75 | 0.8 | 2018-12-31 | 2019-12-31 | 365 | 1.6041 | 1 | 0.60413
82941 | 11.16 | 0.8 | 2018-12-31 | 2019-12-31 | 365 | 10.2298 | 10 | 0.22977
82943 | 9.9 | 0.8 | 2018-12-31 | 2019-12-31 | 365 | 9.0748 | 9 | 0.074799
82984 | 12.6 | 0.8 | 2018-12-31 | 2019-12-31 | 365 | 11.5497 | 11 | 0.54974
82985 | 6.03 | 0.8 | 2018-12-31 | 2019-12-31 | 365 | 5.5274 | 5 | 0.52738
83012 | 9.8 | 0.8 | 2018-12-31 | 2019-12-31 | 365 | 8.9831 | 8 | 0.98313
83016 | 7.1 | 0.8 | 2018-12-31 | 2019-12-31 | 365 | 6.5082 | 6 | 0.50819
83017 | 10.08 | 0.8 | 2018-12-31 | 2019-12-31 | 365 | 9.2398 | 9 | 0.2398
83018 | 4.2 | 0.8 | 2018-12-31 | 2019-12-31 | 365 | 3.8499 | 3 | 0.84991
83019 | 11.9 | 0.8 | 2018-12-31 | 2019-12-31 | 365 | 10.9081 | 10 | 0.90809
83020 | 5.85 | 0.8 | 2018-12-31 | 2019-12-31 | 365 | 5.3624 | 5 | 0.36238
83021 | 5.95 | 0.8 | 2018-12-31 | 2019-12-31 | 365 | 5.454 | 5 | 0.45405
83022 | 7.8 | 0.8 | 2018-12-31 | 2019-12-31 | 365 | 7.1498 | 7 | 0.14984
83040 | 7.84 | 0.8 | 2018-12-31 | 2019-12-31 | 365 | 7.1865 | 7 | 0.18651
83042 | 10.95 | 0.8 | 2018-12-31 | 2019-12-31 | 365 | 10.0373 | 10 | 0.037278
83043 | 9.24 | 0.8 | 2018-12-31 | 2019-12-31 | 365 | 8.4698 | 8 | 0.46981
83044 | 4.48 | 0.8 | 2018-12-31 | 2019-12-31 | 365 | 4.1066 | 4 | 0.10658
83045 | 3.5 | 0.8 | 2018-12-31 | 2019-12-31 | 365 | 3.2083 | 3 | 0.20826
83046 | 7.7 | 0.8 | 2018-12-31 | 2019-12-31 | 365 | 7.0582 | 7 | 0.058177
83047 | 6.205 | 0.8 | 2018-12-31 | 2019-12-31 | 365 | 5.6878 | 5 | 0.68779
83091 | 5.605 | 0.8 | 2018-12-31 | 2019-12-31 | 365 | 5.1378 | 5 | 0.1378
83092 | 30.72 | 0.6 | 2018-12-31 | 2019-12-31 | 365 | 21.1195 | 21 | 0.11953
83094 | 5.7 | 0.8 | 2018-12-31 | 2019-12-31 | 365 | 5.2249 | 5 | 0.22488
83123 | 7.7 | 0.8 | 2018-12-31 | 2019-12-31 | 365 | 7.0582 | 7 | 0.058177
83125 | 5.1 | 0.8 | 2018-12-31 | 2019-12-31 | 365 | 4.6749 | 4 | 0.6749
83126 | 4.62 | 0.8 | 2018-12-31 | 2019-12-31 | 365 | 4.2349 | 4 | 0.23491
83129 | 8.845 | 0.8 | 2018-12-31 | 2019-12-31 | 365 | 8.1077 | 8 | 0.10774
83132 | 6.6 | 0.8 | 2018-12-31 | 2019-12-31 | 365 | 6.0499 | 6 | 0.049866
83133 | 9.6 | 0.8 | 2018-12-31 | 2019-12-31 | 365 | 8.7998 | 8 | 0.79981
83134 | 7.92 | 0.8 | 2018-12-31 | 2019-12-31 | 365 | 7.2598 | 7 | 0.25984
83135 | 15 | 0.8 | 2018-12-31 | 2019-12-31 | 365 | 13.7497 | 13 | 0.7497
83141 | 3.3 | 0.8 | 2018-12-31 | 2019-12-31 | 365 | 3.0249 | 3 | 0.024933
83142 | 5.025 | 0.8 | 2018-12-31 | 2019-12-31 | 365 | 4.6061 | 4 | 0.60615
83143 | 10.72 | 0.8 | 2018-12-31 | 2019-12-31 | 365 | 9.8264 | 9 | 0.82645
83144 | 8.1 | 0.8 | 2018-12-31 | 2019-12-31 | 365 | 7.4248 | 7 | 0.42484
83205 | 24.9 | 0.8 | 2018-12-31 | 2019-12-31 | 365 | 22.8245 | 22 | 0.8245
83206 | 9.94 | 0.8 | 2018-12-31 | 2019-12-31 | 365 | 9.1115 | 9 | 0.11147
83207 | 12.87 | 0.8 | 2018-12-31 | 2019-12-31 | 365 | 11.7972 | 11 | 0.79724
83209 | 8.4 | 0.8 | 2018-12-31 | 2019-12-31 | 365 | 7.6998 | 7 | 0.69983
83211 | 7.04 | 0.8 | 2018-12-31 | 2019-12-31 | 365 | 6.4532 | 6 | 0.45319
83212 | 10.56 | 0.8 | 2018-12-31 | 2019-12-31 | 365 | 9.6798 | 9 | 0.67979
83213 | 5.04 | 0.8 | 2018-12-31 | 2019-12-31 | 365 | 4.6199 | 4 | 0.6199
83214 | 4.86 | 0.8 | 2018-12-31 | 2019-12-31 | 365 | 4.4549 | 4 | 0.4549
83215 | 5.94 | 0.8 | 2018-12-31 | 2019-12-31 | 365 | 5.4449 | 5 | 0.44488
83252 | 2.43 | 0.8 | 2018-12-31 | 2019-12-31 | 365 | 2.2275 | 2 | 0.22745
83254 | 11.055 | 0.8 | 2018-12-31 | 2019-12-31 | 365 | 10.1335 | 10 | 0.13353
83256 | 6.12 | 0.8 | 2018-12-31 | 2019-12-31 | 365 | 5.6099 | 5 | 0.60988
83258 | 3.84 | 0.8 | 2018-12-31 | 2019-12-31 | 365 | 3.5199 | 3 | 0.51992
81487 | 52.2 | 0.7 | 2018-12-31 | 2019-12-31 | 365 | 41.8678 | 41 | 0.86782
83270 | 10.5 | 0.8 | 2018-12-31 | 2019-12-31 | 365 | 9.6248 | 9 | 0.62479
83272 | 8.4 | 0.8 | 2018-12-31 | 2019-12-31 | 365 | 7.6998 | 7 | 0.69983
83273 | 12.96 | 0.8 | 2018-12-31 | 2019-12-31 | 365 | 11.8797 | 11 | 0.87974
83274 | 16.64 | 0.8 | 2018-12-31 | 2019-12-31 | 365 | 15.253 | 15 | 0.253
83277 | 13.5 | 0.8 | 2018-12-31 | 2019-12-31 | 365 | 12.3747 | 12 | 0.37473
83294 | 7 | 0.8 | 2018-12-31 | 2019-12-31 | 365 | 6.4165 | 6 | 0.41652
83295 | 12.6 | 0.8 | 2018-12-31 | 2019-12-31 | 365 | 11.5497 | 11 | 0.54974
83297 | 24.84 | 0.8 | 2018-12-31 | 2019-12-31 | 365 | 22.7695 | 22 | 0.7695
83298 | 7.035 | 0.8 | 2018-12-31 | 2019-12-31 | 365 | 6.4486 | 6 | 0.44861
83299 | 8.06 | 0.8 | 2018-12-31 | 2019-12-31 | 365 | 7.3882 | 7 | 0.38817
83300 | 13.5 | 0.8 | 2018-12-31 | 2019-12-31 | 365 | 12.3747 | 12 | 0.37473
83301 | 8.125 | 0.8 | 2018-12-31 | 2019-12-31 | 365 | 7.4478 | 7 | 0.44775
83302 | 13.115 | 0.8 | 2018-12-31 | 2019-12-31 | 365 | 12.0218 | 12 | 0.021818
82900 | 6.48 | 0.8 | 2018-12-31 | 2019-12-31 | 365 | 5.9399 | 5 | 0.93987
83015 | 11.16 | 0.8 | 2018-12-31 | 2019-12-31 | 365 | 10.2298 | 10 | 0.22977
83023 | 5.6 | 0.8 | 2018-12-31 | 2019-12-31 | 365 | 5.1332 | 5 | 0.13322
82906 | 3.3 | 0.8 | 2018-12-31 | 2019-12-31 | 365 | 3.0249 | 3 | 0.024933
82982 | 4.32 | 0.8 | 2018-12-31 | 2019-12-31 | 365 | 3.9599 | 3 | 0.95991
83349 | 8.41 | 0.8 | 2018-12-31 | 2019-12-31 | 365 | 7.709 | 7 | 0.709
83350 | 7.92 | 0.8 | 2018-12-31 | 2019-12-31 | 365 | 7.2598 | 7 | 0.25984
83353 | 6.6 | 0.8 | 2018-12-31 | 2019-12-31 | 365 | 6.0499 | 6 | 0.049866
83354 | 3.6 | 0.8 | 2018-12-31 | 2019-12-31 | 365 | 3.2999 | 3 | 0.29993
83356 | 5.4 | 0.8 | 2018-12-31 | 2019-12-31 | 365 | 4.9499 | 4 | 0.94989
83357 | 3 | 0.8 | 2018-12-31 | 2019-12-31 | 365 | 2.7499 | 2 | 0.74994
83359 | 9.1 | 0.8 | 2018-12-31 | 2019-12-31 | 365 | 8.3415 | 8 | 0.34148
83360 | 7.3 | 0.8 | 2018-12-31 | 2019-12-31 | 365 | 6.6915 | 6 | 0.69152
83089 | 8.75 | 0.8 | 2018-12-31 | 2019-12-31 | 365 | 8.0207 | 8 | 0.020656
83361 | 7.68 | 0.8 | 2018-12-31 | 2019-12-31 | 365 | 7.0398 | 7 | 0.039844
83082 | 9.24 | 0.8 | 2018-12-31 | 2019-12-31 | 365 | 8.4698 | 8 | 0.46981
83084 | 11.2 | 0.8 | 2018-12-31 | 2019-12-31 | 365 | 10.2664 | 10 | 0.26644
83087 | 4.2 | 0.8 | 2018-12-31 | 2019-12-31 | 365 | 3.8499 | 3 | 0.84991
83077 | 10.2 | 0.8 | 2018-12-31 | 2019-12-31 | 365 | 9.3498 | 9 | 0.34979
83081 | 5.94 | 0.8 | 2018-12-31 | 2019-12-31 | 365 | 5.4449 | 5 | 0.44488
83072 | 10.05 | 0.8 | 2018-12-31 | 2019-12-31 | 365 | 9.2123 | 9 | 0.2123
83078 | 5.4 | 0.8 | 2018-12-31 | 2019-12-31 | 365 | 4.9499 | 4 | 0.94989
83079 | 14.4 | 0.8 | 2018-12-31 | 2019-12-31 | 365 | 13.1997 | 13 | 0.19971
83067 | 11.55 | 0.8 | 2018-12-31 | 2019-12-31 | 365 | 10.5873 | 10 | 0.58727
83073 | 16.64 | 0.8 | 2018-12-31 | 2019-12-31 | 365 | 15.253 | 15 | 0.253
83127 | 2.01 | 0.8 | 2018-12-31 | 2019-12-31 | 365 | 1.8425 | 1 | 0.84246
83362 | 4.48 | 0.8 | 2018-12-31 | 2019-12-31 | 365 | 4.1066 | 4 | 0.10658
81673 | 462.66 | 0.6 | 2018-12-31 | 2019-12-31 | 365 | 318.0717 | 318 | 0.071718
82942 | 41.91 | 0.6 | 2018-12-31 | 2019-12-31 | 365 | 28.8125 | 28 | 0.81249
83363 | 5.6 | 0.8 | 2018-12-31 | 2019-12-31 | 365 | 5.1332 | 5 | 0.13322
83365 | 11.16 | 0.8 | 2018-12-31 | 2019-12-31 | 365 | 10.2298 | 10 | 0.22977
83348 | 10.5 | 0.8 | 2018-12-31 | 2019-12-31 | 365 | 9.6248 | 9 | 0.62479
83415 | 11.2 | 0.8 | 2018-12-31 | 2019-12-31 | 365 | 10.2664 | 10 | 0.26644
83418 | 4.355 | 0.8 | 2018-12-31 | 2019-12-31 | 365 | 3.992 | 3 | 0.992
83419 | 6.48 | 0.8 | 2018-12-31 | 2019-12-31 | 365 | 5.9399 | 5 | 0.93987
83421 | 7.14 | 0.8 | 2018-12-31 | 2019-12-31 | 365 | 6.5449 | 6 | 0.54486
83275 | 6.54 | 0.8 | 2018-12-31 | 2019-12-31 | 365 | 5.9949 | 5 | 0.99487
83422 | 7.65 | 0.8 | 2018-12-31 | 2019-12-31 | 365 | 7.0123 | 7 | 0.012345
83066 | 5.695 | 0.8 | 2018-12-31 | 2019-12-31 | 365 | 5.2203 | 5 | 0.2203
83068 | 9.715 | 0.8 | 2018-12-31 | 2019-12-31 | 365 | 8.9052 | 8 | 0.90522
83069 | 7.68 | 0.8 | 2018-12-31 | 2019-12-31 | 365 | 7.0398 | 7 | 0.039844
83074 | 7.77 | 0.8 | 2018-12-31 | 2019-12-31 | 365 | 7.1223 | 7 | 0.12234
83070 | 5.94 | 0.8 | 2018-12-31 | 2019-12-31 | 365 | 5.4449 | 5 | 0.44488
83076 | 13.5 | 0.8 | 2018-12-31 | 2019-12-31 | 365 | 12.3747 | 12 | 0.37473
82387 | 3.1 | 0.8 | 2018-12-31 | 2019-12-31 | 365 | 2.8416 | 2 | 0.8416
83208 | 10.8 | 0.8 | 2018-12-31 | 2019-12-31 | 365 | 9.8998 | 9 | 0.89978
82722 | 2.5 | 0.8 | 2018-12-31 | 2019-12-31 | 365 | 2.2916 | 2 | 0.29162
83424 | 17.67 | 0.8 | 2018-12-31 | 2019-12-31 | 365 | 16.1971 | 16 | 0.19714
81398 | 109.5 | 0.6 | 2018-12-31 | 2019-12-31 | 365 | 75.2796 | 75 | 0.27959
83439 | 7.2 | 0.8 | 2018-12-31 | 2019-12-31 | 365 | 6.5999 | 6 | 0.59985
82317 | 70.56 | 0.6 | 2018-12-31 | 2019-12-31 | 365 | 48.5089 | 48 | 0.50893
83443 | 24.12 | 0.8 | 2018-12-31 | 2019-12-31 | 365 | 22.1095 | 22 | 0.10951
83444 | 6.6 | 0.8 | 2018-12-31 | 2019-12-31 | 365 | 6.0499 | 6 | 0.049866
83445 | 6.72 | 0.8 | 2018-12-31 | 2019-12-31 | 365 | 6.1599 | 6 | 0.15986
83446 | 6.93 | 0.8 | 2018-12-31 | 2019-12-31 | 365 | 6.3524 | 6 | 0.35236
83447 | 11.52 | 0.8 | 2018-12-31 | 2019-12-31 | 365 | 10.5598 | 10 | 0.55977
83449 | 5.67 | 0.8 | 2018-12-31 | 2019-12-31 | 365 | 5.1974 | 5 | 0.19739
83451 | 10.5 | 0.8 | 2018-12-31 | 2019-12-31 | 365 | 9.6248 | 9 | 0.62479
83469 | 21 | 0.8 | 2018-12-31 | 2019-12-31 | 365 | 19.2496 | 19 | 0.24957
83470 | 14.96 | 0.8 | 2018-12-31 | 2019-12-31 | 365 | 13.713 | 13 | 0.71303
83565 | 6.67 | 0.8 | 2018-12-31 | 2019-12-31 | 365 | 6.114 | 6 | 0.11403
83699 | 13.57 | 0.8 | 2018-12-31 | 2019-12-31 | 365 | 12.4389 | 12 | 0.43889
83661 | 22.04 | 0.8 | 2018-12-31 | 2019-12-31 | 365 | 20.2029 | 20 | 0.20289
83662 | 23.52 | 0.8 | 2018-12-31 | 2019-12-31 | 365 | 21.5595 | 21 | 0.55952
83458 | 5.31 | 0.8 | 2018-12-31 | 2019-12-31 | 365 | 4.8674 | 4 | 0.86739
83459 | 11.9 | 0.8 | 2018-12-31 | 2019-12-31 | 365 | 10.9081 | 10 | 0.90809
83460 | 5.76 | 0.8 | 2018-12-31 | 2019-12-31 | 365 | 5.2799 | 5 | 0.27988
83461 | 11.2 | 0.8 | 2018-12-31 | 2019-12-31 | 365 | 10.2664 | 10 | 0.26644
83462 | 9.045 | 0.8 | 2018-12-31 | 2019-12-31 | 365 | 8.2911 | 8 | 0.29107
83463 | 4.48 | 0.8 | 2018-12-31 | 2019-12-31 | 365 | 4.1066 | 4 | 0.10658
83464 | 11.55 | 0.8 | 2018-12-31 | 2019-12-31 | 365 | 10.5873 | 10 | 0.58727
83465 | 8.71 | 0.8 | 2018-12-31 | 2019-12-31 | 365 | 7.984 | 7 | 0.98399
83466 | 6.7 | 0.8 | 2018-12-31 | 2019-12-31 | 365 | 6.1415 | 6 | 0.14153
83467 | 3.6 | 0.8 | 2018-12-31 | 2019-12-31 | 365 | 3.2999 | 3 | 0.29993
83562 | 5.04 | 0.8 | 2018-12-31 | 2019-12-31 | 365 | 4.6199 | 4 | 0.6199
83563 | 7.08 | 0.8 | 2018-12-31 | 2019-12-31 | 365 | 6.4899 | 6 | 0.48986
83564 | 9.81 | 0.8 | 2018-12-31 | 2019-12-31 | 365 | 8.9923 | 8 | 0.9923
83567 | 11.16 | 0.8 | 2018-12-31 | 2019-12-31 | 365 | 10.2298 | 10 | 0.22977
83568 | 4.35 | 0.8 | 2018-12-31 | 2019-12-31 | 365 | 3.9874 | 3 | 0.98741
83582 | 11.16 | 0.8 | 2018-12-31 | 2019-12-31 | 365 | 10.2298 | 10 | 0.22977
83583 | 4.355 | 0.8 | 2018-12-31 | 2019-12-31 | 365 | 3.992 | 3 | 0.992
83584 | 3.96 | 0.8 | 2018-12-31 | 2019-12-31 | 365 | 3.6299 | 3 | 0.62992
83585 | 5.28 | 0.8 | 2018-12-31 | 2019-12-31 | 365 | 4.8399 | 4 | 0.83989
83588 | 7.13 | 0.8 | 2018-12-31 | 2019-12-31 | 365 | 6.5357 | 6 | 0.53569
83739 | 18.72 | 0.8 | 2018-12-31 | 2019-12-31 | 365 | 17.1596 | 17 | 0.15962
83738 | 6.9 | 0.8 | 2018-12-31 | 2019-12-31 | 365 | 6.3249 | 6 | 0.32486
83736 | 6.48 | 0.8 | 2018-12-31 | 2019-12-31 | 365 | 5.9399 | 5 | 0.93987
83709 | 5.6 | 0.8 | 2018-12-31 | 2019-12-31 | 365 | 5.1332 | 5 | 0.13322
83705 | 13.4 | 0.8 | 2018-12-31 | 2019-12-31 | 365 | 12.2831 | 12 | 0.28306
83710 | 13.23 | 0.8 | 2018-12-31 | 2019-12-31 | 365 | 12.1272 | 12 | 0.12723
83708 | 3.48 | 0.8 | 2018-12-31 | 2019-12-31 | 365 | 3.1899 | 3 | 0.18993
83707 | 6.7 | 0.8 | 2018-12-31 | 2019-12-31 | 365 | 6.1415 | 6 | 0.14153
83702 | 5.36 | 0.8 | 2018-12-31 | 2019-12-31 | 365 | 4.9132 | 4 | 0.91322
83700 | 15.19 | 0.8 | 2018-12-31 | 2019-12-31 | 365 | 13.9239 | 13 | 0.92386
83696 | 4.2 | 0.8 | 2018-12-31 | 2019-12-31 | 365 | 3.8499 | 3 | 0.84991
83741 | 9.86 | 0.8 | 2018-12-31 | 2019-12-31 | 365 | 9.0381 | 9 | 0.038134
83666 | 6.3 | 0.8 | 2018-12-31 | 2019-12-31 | 365 | 5.7749 | 5 | 0.77487
83663 | 13.05 | 0.8 | 2018-12-31 | 2019-12-31 | 365 | 11.9622 | 11 | 0.96224
83742 | 11.89 | 0.8 | 2018-12-31 | 2019-12-31 | 365 | 10.8989 | 10 | 0.89893
83296 | 6.67 | 0.8 | 2018-12-31 | 2019-12-31 | 365 | 6.114 | 6 | 0.11403
83417 | 7.68 | 0.8 | 2018-12-31 | 2019-12-31 | 365 | 7.0398 | 7 | 0.039844
83423 | 15.08 | 0.8 | 2018-12-31 | 2019-12-31 | 365 | 13.823 | 13 | 0.82303
83660 | 12 | 0.8 | 2018-12-31 | 2019-12-31 | 365 | 10.9998 | 10 | 0.99976
83902 | 3.2 | 0.8 | 2018-12-31 | 2019-12-31 | 365 | 2.9333 | 2 | 0.93327
83693 | 12.6 | 0.8 | 2018-12-31 | 2019-12-31 | 365 | 11.5497 | 11 | 0.54974
83743 | 7.83 | 0.8 | 2018-12-31 | 2019-12-31 | 365 | 7.1773 | 7 | 0.17734
83744 | 6.38 | 0.8 | 2018-12-31 | 2019-12-31 | 365 | 5.8482 | 5 | 0.8482
83754 | 14.35 | 0.8 | 2018-12-31 | 2019-12-31 | 365 | 13.1539 | 13 | 0.15388
83755 | 5.8 | 0.8 | 2018-12-31 | 2019-12-31 | 365 | 5.3165 | 5 | 0.31655
83756 | 8.12 | 0.8 | 2018-12-31 | 2019-12-31 | 365 | 7.4432 | 7 | 0.44317
83826 | 10.075 | 0.8 | 2018-12-31 | 2019-12-31 | 365 | 9.2352 | 9 | 0.23521
83827 | 4.32 | 0.8 | 2018-12-31 | 2019-12-31 | 365 | 3.9599 | 3 | 0.95991
83830 | 9.435 | 0.8 | 2018-12-31 | 2019-12-31 | 365 | 8.6486 | 8 | 0.64856
83832 | 8.64 | 0.8 | 2018-12-31 | 2019-12-31 | 365 | 7.9198 | 7 | 0.91982
83833 | 8.4 | 0.8 | 2018-12-31 | 2019-12-31 | 365 | 7.6998 | 7 | 0.69983
83835 | 13.32 | 0.8 | 2018-12-31 | 2019-12-31 | 365 | 12.2097 | 12 | 0.20973
83836 | 10.24 | 0.8 | 2018-12-31 | 2019-12-31 | 365 | 9.3865 | 9 | 0.38646
83893 | 7 | 0.8 | 2018-12-31 | 2019-12-31 | 365 | 6.4165 | 6 | 0.41652
83894 | 11.07 | 0.8 | 2018-12-31 | 2019-12-31 | 365 | 10.1473 | 10 | 0.14728
83895 | 9.8 | 0.8 | 2018-12-31 | 2019-12-31 | 365 | 8.9831 | 8 | 0.98313
83897 | 4.02 | 0.8 | 2018-12-31 | 2019-12-31 | 365 | 3.6849 | 3 | 0.68492
83898 | 11.2 | 0.8 | 2018-12-31 | 2019-12-31 | 365 | 10.2664 | 10 | 0.26644
83899 | 5.44 | 0.8 | 2018-12-31 | 2019-12-31 | 365 | 4.9866 | 4 | 0.98656
83900 | 5.12 | 0.8 | 2018-12-31 | 2019-12-31 | 365 | 4.6932 | 4 | 0.69323
83901 | 5.4 | 0.8 | 2018-12-31 | 2019-12-31 | 365 | 4.9499 | 4 | 0.94989
83834 | 3.96 | 0.8 | 2018-12-31 | 2019-12-31 | 365 | 3.6299 | 3 | 0.62992
83271 | 24.12 | 0.8 | 2018-12-31 | 2019-12-31 | 365 | 22.1095 | 22 | 0.10951
83367 | 2.1 | 0.8 | 2018-12-31 | 2019-12-31 | 365 | 1.925 | 1 | 0.92496
83071 | 14.7 | 0.8 | 2018-12-31 | 2019-12-31 | 365 | 13.4747 | 13 | 0.4747
83581 | 7.41 | 0.8 | 2018-12-31 | 2019-12-31 | 365 | 6.7923 | 6 | 0.79235
83448 | 3.465 | 0.8 | 2018-12-31 | 2019-12-31 | 365 | 3.1762 | 3 | 0.17618
83941 | 7.625 | 1 | 2018-12-31 | 2019-12-31 | 365 | 8.7368 | 8 | 0.73679
84023 | 8.45 | 0.8 | 2018-12-31 | 2019-12-31 | 365 | 7.7457 | 7 | 0.74566
65180 | 27.645 | 0.7 | 2018-12-31 | 2019-12-31 | 365 | 22.1731 | 22 | 0.1731
83983 | 10.915 | 0.8 | 2018-12-31 | 2019-12-31 | 365 | 10.0052 | 10 | 0.0051955
83982 | 7.2 | 0.8 | 2018-12-31 | 2019-12-31 | 365 | 6.5999 | 6 | 0.59985
83980 | 5.7 | 0.8 | 2018-12-31 | 2019-12-31 | 365 | 5.2249 | 5 | 0.22488
83979 | 12.25 | 0.8 | 2018-12-31 | 2019-12-31 | 365 | 11.2289 | 11 | 0.22892
83975 | 13.65 | 0.8 | 2018-12-31 | 2019-12-31 | 365 | 12.5122 | 12 | 0.51222
83974 | 6.82 | 0.8 | 2018-12-31 | 2019-12-31 | 365 | 6.2515 | 6 | 0.25153
83972 | 10.385 | 0.8 | 2018-12-31 | 2019-12-31 | 365 | 9.5194 | 9 | 0.51937
83968 | 9.66 | 0.8 | 2018-12-31 | 2019-12-31 | 365 | 8.8548 | 8 | 0.8548
83939 | 9.8 | 0.8 | 2018-12-31 | 2019-12-31 | 365 | 8.9831 | 8 | 0.98313
83938 | 6.03 | 0.8 | 2018-12-31 | 2019-12-31 | 365 | 5.5274 | 5 | 0.52738
83936 | 7.7 | 0.8 | 2018-12-31 | 2019-12-31 | 365 | 7.0582 | 7 | 0.058177
83934 | 7.2 | 0.8 | 2018-12-31 | 2019-12-31 | 365 | 6.5999 | 6 | 0.59985
83933 | 4.355 | 0.8 | 2018-12-31 | 2019-12-31 | 365 | 3.992 | 3 | 0.992
83931 | 3.25 | 0.8 | 2018-12-31 | 2019-12-31 | 365 | 2.9791 | 2 | 0.9791
83930 | 8.4 | 0.8 | 2018-12-31 | 2019-12-31 | 365 | 7.6998 | 7 | 0.69983
83985 | 5.1 | 0.8 | 2018-12-31 | 2019-12-31 | 365 | 4.6749 | 4 | 0.6749
83987 | 9.92 | 0.8 | 2018-12-31 | 2019-12-31 | 365 | 9.0931 | 9 | 0.093132
83988 | 5.36 | 0.8 | 2018-12-31 | 2019-12-31 | 365 | 4.9132 | 4 | 0.91322
83990 | 4.38 | 0.8 | 2018-12-31 | 2019-12-31 | 365 | 4.0149 | 4 | 0.014911
83992 | 8.99 | 0.8 | 2018-12-31 | 2019-12-31 | 365 | 8.2407 | 8 | 0.24065
83993 | 15.05 | 0.8 | 2018-12-31 | 2019-12-31 | 365 | 13.7955 | 13 | 0.79553
84018 | 24.85 | 0.8 | 2018-12-31 | 2019-12-31 | 365 | 22.7787 | 22 | 0.77866
84020 | 9.72 | 0.8 | 2018-12-31 | 2019-12-31 | 365 | 8.9098 | 8 | 0.9098
84022 | 9.57 | 0.8 | 2018-12-31 | 2019-12-31 | 365 | 8.7723 | 8 | 0.77231
84025 | 6.365 | 0.8 | 2018-12-31 | 2019-12-31 | 365 | 5.8345 | 5 | 0.83445
84026 | 5.58 | 0.8 | 2018-12-31 | 2019-12-31 | 365 | 5.1149 | 5 | 0.11489
84031 | 11.2 | 0.8 | 2018-12-31 | 2019-12-31 | 365 | 10.2664 | 10 | 0.26644
83450 | 392.04 | 0.6 | 2018-12-31 | 2019-12-31 | 365 | 269.5215 | 269 | 0.52154
84072 | 6 | 0.8 | 2018-12-31 | 2019-12-31 | 365 | 5.4999 | 5 | 0.49988
84091 | 10.05 | 0.8 | 2018-12-31 | 2019-12-31 | 365 | 9.2123 | 9 | 0.2123
84092 | 3.66 | 0.8 | 2018-12-31 | 2019-12-31 | 365 | 3.3549 | 3 | 0.35493
84071 | 6.57 | 0.8 | 2018-12-31 | 2019-12-31 | 365 | 6.0224 | 6 | 0.022367
84070 | 7.08 | 0.8 | 2018-12-31 | 2019-12-31 | 365 | 6.4899 | 6 | 0.48986
84062 | 13.4 | 0.8 | 2018-12-31 | 2019-12-31 | 365 | 12.2831 | 12 | 0.28306
84069 | 4.32 | 0.8 | 2018-12-31 | 2019-12-31 | 365 | 3.9599 | 3 | 0.95991
84068 | 8.4 | 0.8 | 2018-12-31 | 2019-12-31 | 365 | 7.6998 | 7 | 0.69983
84067 | 6.12 | 0.8 | 2018-12-31 | 2019-12-31 | 365 | 5.6099 | 5 | 0.60988
84066 | 13 | 0.8 | 2018-12-31 | 2019-12-31 | 365 | 11.9164 | 11 | 0.9164
83664 | 11.7 | 0.8 | 2018-12-31 | 2019-12-31 | 365 | 10.7248 | 10 | 0.72476
81595 | 13.6 | 0.8 | 2018-12-31 | 2019-12-31 | 365 | 12.4664 | 12 | 0.46639
83977 | 9 | 0.8 | 2018-12-31 | 2019-12-31 | 365 | 8.2498 | 8 | 0.24982
83976 | 9 | 0.8 | 2018-12-31 | 2019-12-31 | 365 | 8.2498 | 8 | 0.24982
84016 | 5.67 | 0.8 | 2018-12-31 | 2019-12-31 | 365 | 5.1974 | 5 | 0.19739
84028 | 4.35 | 0.8 | 2018-12-31 | 2019-12-31 | 365 | 3.9874 | 3 | 0.98741
84029 | 6.44 | 0.8 | 2018-12-31 | 2019-12-31 | 365 | 5.9032 | 5 | 0.9032
84030 | 6.44 | 0.8 | 2018-12-31 | 2019-12-31 | 365 | 5.9032 | 5 | 0.9032
84197 | 4.725 | 0.8 | 2018-12-31 | 2019-12-31 | 365 | 4.3312 | 4 | 0.33115
83896 | 8.775 | 0.8 | 2018-12-31 | 2019-12-31 | 365 | 8.0436 | 8 | 0.043572
42965 | 110.25 | 0.9 | 2018-12-31 | 2019-12-31 | 365 | 113.6928 | 113 | 0.6928
84157 | 10.325 | 0.8 | 2018-12-31 | 2019-12-31 | 365 | 9.4644 | 9 | 0.46437
84178 | 14.28 | 0.8 | 2018-12-31 | 2019-12-31 | 365 | 13.0897 | 13 | 0.089711
84179 | 7.56 | 0.8 | 2018-12-31 | 2019-12-31 | 365 | 6.9298 | 6 | 0.92985
84181 | 10.54 | 0.8 | 2018-12-31 | 2019-12-31 | 365 | 9.6615 | 9 | 0.66145
84188 | 14.21 | 0.8 | 2018-12-31 | 2019-12-31 | 365 | 13.0255 | 13 | 0.025545
84191 | 3.84 | 0.8 | 2018-12-31 | 2019-12-31 | 365 | 3.5199 | 3 | 0.51992
83442 | 7.54 | 0.8 | 2018-12-31 | 2019-12-31 | 365 | 6.9115 | 6 | 0.91151
84061 | 12.54 | 0.8 | 2018-12-31 | 2019-12-31 | 365 | 11.4947 | 11 | 0.49475
84065 | 5.22 | 0.8 | 2018-12-31 | 2019-12-31 | 365 | 4.7849 | 4 | 0.78489
84089 | 24.7 | 0.8 | 2018-12-31 | 2019-12-31 | 365 | 22.6412 | 22 | 0.64117
84113 | 7.92 | 0.8 | 2018-12-31 | 2019-12-31 | 365 | 7.2598 | 7 | 0.25984
84114 | 6.3 | 0.8 | 2018-12-31 | 2019-12-31 | 365 | 5.7749 | 5 | 0.77487
84115 | 6.6 | 0.8 | 2018-12-31 | 2019-12-31 | 365 | 6.0499 | 6 | 0.049866
84116 | 7.8 | 0.8 | 2018-12-31 | 2019-12-31 | 365 | 7.1498 | 7 | 0.14984
84117 | 15.48 | 0.8 | 2018-12-31 | 2019-12-31 | 365 | 14.1897 | 14 | 0.18969
84118 | 9.715 | 0.8 | 2018-12-31 | 2019-12-31 | 365 | 8.9052 | 8 | 0.90522
84151 | 12.6 | 0.8 | 2018-12-31 | 2019-12-31 | 365 | 11.5497 | 11 | 0.54974
84152 | 8.71 | 0.8 | 2018-12-31 | 2019-12-31 | 365 | 7.984 | 7 | 0.98399
84153 | 7.035 | 0.8 | 2018-12-31 | 2019-12-31 | 365 | 6.4486 | 6 | 0.44861
84155 | 6.96 | 0.8 | 2018-12-31 | 2019-12-31 | 365 | 6.3799 | 6 | 0.37986
84156 | 13.5 | 0.8 | 2018-12-31 | 2019-12-31 | 365 | 12.3747 | 12 | 0.37473
84158 | 7.475 | 0.8 | 2018-12-31 | 2019-12-31 | 365 | 6.8519 | 6 | 0.85193
81932 | 730.71 | 0.6 | 2018-12-31 | 2019-12-31 | 365 | 502.352 | 502 | 0.35202
84159 | 6.4 | 0.8 | 2018-12-31 | 2019-12-31 | 365 | 5.8665 | 5 | 0.86654
84160 | 8.375 | 0.8 | 2018-12-31 | 2019-12-31 | 365 | 7.6769 | 7 | 0.67691
84161 | 9.715 | 0.8 | 2018-12-31 | 2019-12-31 | 365 | 8.9052 | 8 | 0.90522
84087 | 3.355 | 0.8 | 2018-12-31 | 2019-12-31 | 365 | 3.0753 | 3 | 0.075349
83991 | 11.52 | 0.8 | 2018-12-31 | 2019-12-31 | 365 | 10.5598 | 10 | 0.55977
83839 | 6.3 | 0.8 | 2018-12-31 | 2019-12-31 | 365 | 5.7749 | 5 | 0.77487
84174 | 12.21 | 0.8 | 2018-12-31 | 2019-12-31 | 365 | 11.1923 | 11 | 0.19225
84175 | 3.2 | 0.8 | 2018-12-31 | 2019-12-31 | 365 | 2.9333 | 2 | 0.93327
84176 | 7.015 | 0.8 | 2018-12-31 | 2019-12-31 | 365 | 6.4303 | 6 | 0.43027
84177 | 17.6 | 0.8 | 2018-12-31 | 2019-12-31 | 365 | 16.133 | 16 | 0.13298
84180 | 10.5 | 0.8 | 2018-12-31 | 2019-12-31 | 365 | 9.6248 | 9 | 0.62479
84182 | 6.4 | 0.8 | 2018-12-31 | 2019-12-31 | 365 | 5.8665 | 5 | 0.86654
84184 | 8.4 | 0.8 | 2018-12-31 | 2019-12-31 | 365 | 7.6998 | 7 | 0.69983
84190 | 6.27 | 0.8 | 2018-12-31 | 2019-12-31 | 365 | 5.7474 | 5 | 0.74737
84193 | 8.45 | 0.8 | 2018-12-31 | 2019-12-31 | 365 | 7.7457 | 7 | 0.74566
84194 | 9.145 | 0.8 | 2018-12-31 | 2019-12-31 | 365 | 8.3827 | 8 | 0.38273
84196 | 9.28 | 0.8 | 2018-12-31 | 2019-12-31 | 365 | 8.5065 | 8 | 0.50648
84198 | 15.12 | 0.8 | 2018-12-31 | 2019-12-31 | 365 | 13.8597 | 13 | 0.85969
84199 | 5.51 | 0.8 | 2018-12-31 | 2019-12-31 | 365 | 5.0507 | 5 | 0.050722
84202 | 5.232 | 0.8 | 2018-12-31 | 2019-12-31 | 365 | 4.7959 | 4 | 0.79589
84204 | 5.13 | 0.8 | 2018-12-31 | 2019-12-31 | 365 | 4.7024 | 4 | 0.7024
84205 | 15.81 | 0.8 | 2018-12-31 | 2019-12-31 | 365 | 14.4922 | 14 | 0.49218
84206 | 13.33 | 0.8 | 2018-12-31 | 2019-12-31 | 365 | 12.2189 | 12 | 0.2189
82435 | 149.41 | 0.6 | 2018-12-31 | 2019-12-31 | 365 | 102.7171 | 102 | 0.7171
84215 | 10.075 | 0.8 | 2018-12-31 | 2019-12-31 | 365 | 9.2352 | 9 | 0.23521
84216 | 6.12 | 0.8 | 2018-12-31 | 2019-12-31 | 365 | 5.6099 | 5 | 0.60988
84218 | 4.578 | 0.8 | 2018-12-31 | 2019-12-31 | 365 | 4.1964 | 4 | 0.19641
84219 | 13.12 | 0.8 | 2018-12-31 | 2019-12-31 | 365 | 12.0264 | 12 | 0.026401
84220 | 4.95 | 0.8 | 2018-12-31 | 2019-12-31 | 365 | 4.5374 | 4 | 0.5374
84222 | 3.835 | 0.8 | 2018-12-31 | 2019-12-31 | 365 | 3.5153 | 3 | 0.51534
84223 | 11.61 | 0.8 | 2018-12-31 | 2019-12-31 | 365 | 10.6423 | 10 | 0.64226
84224 | 5.865 | 0.8 | 2018-12-31 | 2019-12-31 | 365 | 5.3761 | 5 | 0.37613
84225 | 7 | 0.8 | 2018-12-31 | 2019-12-31 | 365 | 6.4165 | 6 | 0.41652
84227 | 6.7 | 0.8 | 2018-12-31 | 2019-12-31 | 365 | 6.1415 | 6 | 0.14153
84228 | 9.9 | 0.8 | 2018-12-31 | 2019-12-31 | 365 | 9.0748 | 9 | 0.074799
84229 | 14.025 | 0.8 | 2018-12-31 | 2019-12-31 | 365 | 12.856 | 12 | 0.85597
83943 | 8.04 | 0.8 | 2018-12-31 | 2019-12-31 | 365 | 7.3698 | 7 | 0.36984
35126 | 257.95 | 0.8 | 2018-12-31 | 2019-12-31 | 365 | 236.4489 | 236 | 0.44894
35130 | 644.875 | 0.8 | 2018-12-31 | 2019-12-31 | 365 | 591.1223 | 591 | 0.12235
35133 | 648.56 | 0.8 | 2018-12-31 | 2019-12-31 | 365 | 594.5002 | 594 | 0.50019
35111 | 644.875 | 0.8 | 2018-12-31 | 2019-12-31 | 365 | 591.1223 | 591 | 0.12235
84200 | 8.25 | 0.8 | 2018-12-31 | 2019-12-31 | 365 | 7.5623 | 7 | 0.56233
84063 | 11.02 | 0.8 | 2018-12-31 | 2019-12-31 | 365 | 10.1014 | 10 | 0.10144
84245 | 9.57 | 0.8 | 2018-12-31 | 2019-12-31 | 365 | 8.7723 | 8 | 0.77231
84246 | 8.71 | 0.8 | 2018-12-31 | 2019-12-31 | 365 | 7.984 | 7 | 0.98399
84247 | 7.8 | 0.8 | 2018-12-31 | 2019-12-31 | 365 | 7.1498 | 7 | 0.14984
84248 | 7.8 | 0.8 | 2018-12-31 | 2019-12-31 | 365 | 7.1498 | 7 | 0.14984
84251 | 7.5 | 0.8 | 2018-12-31 | 2019-12-31 | 365 | 6.8748 | 6 | 0.87485
84252 | 6.72 | 0.8 | 2018-12-31 | 2019-12-31 | 365 | 6.1599 | 6 | 0.15986
84254 | 14.7 | 0.8 | 2018-12-31 | 2019-12-31 | 365 | 13.4747 | 13 | 0.4747
84255 | 14.1 | 0.8 | 2018-12-31 | 2019-12-31 | 365 | 12.9247 | 12 | 0.92471
84256 | 3.66 | 0.8 | 2018-12-31 | 2019-12-31 | 365 | 3.3549 | 3 | 0.35493
84257 | 5.61 | 0.8 | 2018-12-31 | 2019-12-31 | 365 | 5.1424 | 5 | 0.14239
84258 | 5.1 | 0.8 | 2018-12-31 | 2019-12-31 | 365 | 4.6749 | 4 | 0.6749
84261 | 10.62 | 0.8 | 2018-12-31 | 2019-12-31 | 365 | 9.7348 | 9 | 0.73478
84263 | 9.145 | 0.8 | 2018-12-31 | 2019-12-31 | 365 | 8.3827 | 8 | 0.38273
84265 | 7 | 0.8 | 2018-12-31 | 2019-12-31 | 365 | 6.4165 | 6 | 0.41652
84266 | 7.15 | 0.8 | 2018-12-31 | 2019-12-31 | 365 | 6.554 | 6 | 0.55402
84267 | 6.885 | 0.8 | 2018-12-31 | 2019-12-31 | 365 | 6.3111 | 6 | 0.31111
84285 | 12.3 | 0.8 | 2018-12-31 | 2019-12-31 | 365 | 11.2748 | 11 | 0.27475
84287 | 8.96 | 0.8 | 2018-12-31 | 2019-12-31 | 365 | 8.2132 | 8 | 0.21315
84289 | 7.475 | 0.8 | 2018-12-31 | 2019-12-31 | 365 | 6.8519 | 6 | 0.85193
84294 | 6.93 | 0.8 | 2018-12-31 | 2019-12-31 | 365 | 6.3524 | 6 | 0.35236
84295 | 6.6 | 0.8 | 2018-12-31 | 2019-12-31 | 365 | 6.0499 | 6 | 0.049866
84296 | 9.805 | 0.8 | 2018-12-31 | 2019-12-31 | 365 | 8.9877 | 8 | 0.98772
84297 | 5.4 | 0.8 | 2018-12-31 | 2019-12-31 | 365 | 4.9499 | 4 | 0.94989
84298 | 8.45 | 0.8 | 2018-12-31 | 2019-12-31 | 365 | 7.7457 | 7 | 0.74566
84299 | 4.9 | 0.8 | 2018-12-31 | 2019-12-31 | 365 | 4.4916 | 4 | 0.49157
84300 | 6.9 | 0.8 | 2018-12-31 | 2019-12-31 | 365 | 6.3249 | 6 | 0.32486
84301 | 7.26 | 0.8 | 2018-12-31 | 2019-12-31 | 365 | 6.6549 | 6 | 0.65485
84302 | 6.825 | 0.8 | 2018-12-31 | 2019-12-31 | 365 | 6.2561 | 6 | 0.25611
84304 | 6.825 | 0.8 | 2018-12-31 | 2019-12-31 | 365 | 6.2561 | 6 | 0.25611
84305 | 10.5 | 0.8 | 2018-12-31 | 2019-12-31 | 365 | 9.6248 | 9 | 0.62479
84306 | 10.72 | 0.8 | 2018-12-31 | 2019-12-31 | 365 | 9.8264 | 9 | 0.82645
84307 | 7.56 | 0.8 | 2018-12-31 | 2019-12-31 | 365 | 6.9298 | 6 | 0.92985
84308 | 6 | 0.8 | 2018-12-31 | 2019-12-31 | 365 | 5.4999 | 5 | 0.49988
84309 | 6.9 | 0.8 | 2018-12-31 | 2019-12-31 | 365 | 6.3249 | 6 | 0.32486
84310 | 9.72 | 0.8 | 2018-12-31 | 2019-12-31 | 365 | 8.9098 | 8 | 0.9098
84311 | 7.92 | 0.8 | 2018-12-31 | 2019-12-31 | 365 | 7.2598 | 7 | 0.25984
84312 | 4.575 | 0.8 | 2018-12-31 | 2019-12-31 | 365 | 4.1937 | 4 | 0.19366
84027 | 6.21 | 0.8 | 2018-12-31 | 2019-12-31 | 365 | 5.6924 | 5 | 0.69237
84332 | 5.6 | 0.8 | 2018-12-31 | 2019-12-31 | 365 | 5.1332 | 5 | 0.13322
84334 | 10.85 | 0.8 | 2018-12-31 | 2019-12-31 | 365 | 9.9456 | 9 | 0.94561
84336 | 10.15 | 0.8 | 2018-12-31 | 2019-12-31 | 365 | 9.304 | 9 | 0.30396
84337 | 6.3 | 0.8 | 2018-12-31 | 2019-12-31 | 365 | 5.7749 | 5 | 0.77487
84338 | 6.84 | 0.8 | 2018-12-31 | 2019-12-31 | 365 | 6.2699 | 6 | 0.26986
84339 | 4.9 | 0.8 | 2018-12-31 | 2019-12-31 | 365 | 4.4916 | 4 | 0.49157
84340 | 10.05 | 0.8 | 2018-12-31 | 2019-12-31 | 365 | 9.2123 | 9 | 0.2123
80501 | 415.8 | 0.7 | 2018-12-31 | 2019-12-31 | 365 | 333.4989 | 333 | 0.49888
81981 | 45 | 0.6 | 2018-12-31 | 2019-12-31 | 365 | 30.9368 | 30 | 0.93682
84217 | 15.12 | 0.8 | 2018-12-31 | 2019-12-31 | 365 | 13.8597 | 13 | 0.85969
83138 | 10.05 | 0.8 | 2018-12-31 | 2019-12-31 | 365 | 9.2123 | 9 | 0.2123
84303 | 7.705 | 0.8 | 2018-12-31 | 2019-12-31 | 365 | 7.0628 | 7 | 0.062761
84364 | 11.2 | 0.8 | 2018-12-31 | 2019-12-31 | 365 | 10.2664 | 10 | 0.26644
84366 | 9.855 | 0.8 | 2018-12-31 | 2019-12-31 | 365 | 9.0336 | 9 | 0.03355
84368 | 6.51 | 0.8 | 2018-12-31 | 2019-12-31 | 365 | 5.9674 | 5 | 0.96737
84371 | 3.2 | 0.8 | 2018-12-31 | 2019-12-31 | 365 | 2.9333 | 2 | 0.93327
84374 | 22.75 | 0.8 | 2018-12-31 | 2019-12-31 | 365 | 20.8537 | 20 | 0.85371
84376 | 9.75 | 0.8 | 2018-12-31 | 2019-12-31 | 365 | 8.9373 | 8 | 0.9373
84378 | 4.225 | 0.8 | 2018-12-31 | 2019-12-31 | 365 | 3.8728 | 3 | 0.87283
84380 | 8.7 | 0.8 | 2018-12-31 | 2019-12-31 | 365 | 7.9748 | 7 | 0.97482
84381 | 13 | 0.8 | 2018-12-31 | 2019-12-31 | 365 | 11.9164 | 11 | 0.9164
84382 | 8.775 | 0.8 | 2018-12-31 | 2019-12-31 | 365 | 8.0436 | 8 | 0.043572
84383 | 4.5 | 0.8 | 2018-12-31 | 2019-12-31 | 365 | 4.1249 | 4 | 0.12491
84385 | 5.7 | 0.8 | 2018-12-31 | 2019-12-31 | 365 | 5.2249 | 5 | 0.22488
84388 | 11.88 | 0.8 | 2018-12-31 | 2019-12-31 | 365 | 10.8898 | 10 | 0.88976
84390 | 11.22 | 0.8 | 2018-12-31 | 2019-12-31 | 365 | 10.2848 | 10 | 0.28477
84392 | 13.325 | 0.8 | 2018-12-31 | 2019-12-31 | 365 | 12.2143 | 12 | 0.21431
84395 | 7.92 | 0.8 | 2018-12-31 | 2019-12-31 | 365 | 7.2598 | 7 | 0.25984
84401 | 4.96 | 0.8 | 2018-12-31 | 2019-12-31 | 365 | 4.5466 | 4 | 0.54657
84404 | 5.25 | 0.8 | 2018-12-31 | 2019-12-31 | 365 | 4.8124 | 4 | 0.81239
84407 | 7.25 | 0.8 | 2018-12-31 | 2019-12-31 | 365 | 6.6457 | 6 | 0.64569
84410 | 8.4 | 0.8 | 2018-12-31 | 2019-12-31 | 365 | 7.6998 | 7 | 0.69983
84415 | 6.44 | 0.8 | 2018-12-31 | 2019-12-31 | 365 | 5.9032 | 5 | 0.9032
84417 | 9 | 0.8 | 2018-12-31 | 2019-12-31 | 365 | 8.2498 | 8 | 0.24982
84418 | 8.32 | 0.8 | 2018-12-31 | 2019-12-31 | 365 | 7.6265 | 7 | 0.6265
84394 | 7.7 | 0.8 | 2018-12-31 | 2019-12-31 | 365 | 7.0582 | 7 | 0.058177
84445 | 10.8 | 0.8 | 2018-12-31 | 2019-12-31 | 365 | 9.8998 | 9 | 0.89978
84447 | 14.22 | 0.8 | 2018-12-31 | 2019-12-31 | 365 | 13.0347 | 13 | 0.034712
84448 | 5.886 | 0.8 | 2018-12-31 | 2019-12-31 | 365 | 5.3954 | 5 | 0.39538
84450 | 8.4 | 0.8 | 2018-12-31 | 2019-12-31 | 365 | 7.6998 | 7 | 0.69983
84451 | 10.05 | 0.8 | 2018-12-31 | 2019-12-31 | 365 | 9.2123 | 9 | 0.2123
84453 | 9.1 | 0.8 | 2018-12-31 | 2019-12-31 | 365 | 8.3415 | 8 | 0.34148
84454 | 4.88 | 0.8 | 2018-12-31 | 2019-12-31 | 365 | 4.4732 | 4 | 0.47323
84456 | 7.848 | 0.8 | 2018-12-31 | 2019-12-31 | 365 | 7.1938 | 7 | 0.19384
84458 | 8.775 | 0.8 | 2018-12-31 | 2019-12-31 | 365 | 8.0436 | 8 | 0.043572
84459 | 11.7 | 0.8 | 2018-12-31 | 2019-12-31 | 365 | 10.7248 | 10 | 0.72476
84460 | 10.725 | 0.8 | 2018-12-31 | 2019-12-31 | 365 | 9.831 | 9 | 0.83103
84461 | 13 | 0.8 | 2018-12-31 | 2019-12-31 | 365 | 11.9164 | 11 | 0.9164
84462 | 7.2 | 0.8 | 2018-12-31 | 2019-12-31 | 365 | 6.5999 | 6 | 0.59985
84463 | 6.49 | 0.8 | 2018-12-31 | 2019-12-31 | 365 | 5.949 | 5 | 0.94904
84464 | 3.9 | 0.8 | 2018-12-31 | 2019-12-31 | 365 | 3.5749 | 3 | 0.57492
84466 | 7 | 0.8 | 2018-12-31 | 2019-12-31 | 365 | 6.4165 | 6 | 0.41652
84467 | 9.72 | 0.8 | 2018-12-31 | 2019-12-31 | 365 | 8.9098 | 8 | 0.9098
84154 | 7.54 | 0.8 | 2018-12-31 | 2019-12-31 | 365 | 6.9115 | 6 | 0.91151
84491 | 5.605 | 0.8 | 2018-12-31 | 2019-12-31 | 365 | 5.1378 | 5 | 0.1378
84493 | 4.16 | 0.8 | 2018-12-31 | 2019-12-31 | 365 | 3.8132 | 3 | 0.81325
84496 | 9.156 | 0.8 | 2018-12-31 | 2019-12-31 | 365 | 8.3928 | 8 | 0.39281
84499 | 6.7 | 0.8 | 2018-12-31 | 2019-12-31 | 365 | 6.1415 | 6 | 0.14153
84502 | 7.75 | 0.8 | 2018-12-31 | 2019-12-31 | 365 | 7.104 | 7 | 0.10401
84505 | 12.285 | 0.8 | 2018-12-31 | 2019-12-31 | 365 | 11.261 | 11 | 0.261
84507 | 11.05 | 0.8 | 2018-12-31 | 2019-12-31 | 365 | 10.1289 | 10 | 0.12894
84508 | 5.795 | 0.8 | 2018-12-31 | 2019-12-31 | 365 | 5.312 | 5 | 0.31197
84509 | 9.75 | 0.8 | 2018-12-31 | 2019-12-31 | 365 | 8.9373 | 8 | 0.9373
84510 | 7.29 | 0.8 | 2018-12-31 | 2019-12-31 | 365 | 6.6824 | 6 | 0.68235
84511 | 11.7 | 0.8 | 2018-12-31 | 2019-12-31 | 365 | 10.7248 | 10 | 0.72476
84512 | 6.3 | 0.8 | 2018-12-31 | 2019-12-31 | 365 | 5.7749 | 5 | 0.77487
84513 | 13.065 | 0.8 | 2018-12-31 | 2019-12-31 | 365 | 11.976 | 11 | 0.97599
84514 | 5.559 | 0.8 | 2018-12-31 | 2019-12-31 | 365 | 5.0956 | 5 | 0.095637
84515 | 7.3 | 0.8 | 2018-12-31 | 2019-12-31 | 365 | 6.6915 | 6 | 0.69152
84221 | 11.4 | 0.8 | 2018-12-31 | 2019-12-31 | 365 | 10.4498 | 10 | 0.44977
84249 | 8.505 | 0.8 | 2018-12-31 | 2019-12-31 | 365 | 7.7961 | 7 | 0.79608
84313 | 5.4 | 0.8 | 2018-12-31 | 2019-12-31 | 365 | 4.9499 | 4 | 0.94989
84250 | 9.8 | 0.8 | 2018-12-31 | 2019-12-31 | 365 | 8.9831 | 8 | 0.98313
84262 | 5.605 | 0.8 | 2018-12-31 | 2019-12-31 | 365 | 5.1378 | 5 | 0.1378
84547 | 8.375 | 0.8 | 2018-12-31 | 2019-12-31 | 365 | 7.6769 | 7 | 0.67691
84548 | 7.68 | 0.8 | 2018-12-31 | 2019-12-31 | 365 | 7.0398 | 7 | 0.039844
84549 | 10.72 | 0.8 | 2018-12-31 | 2019-12-31 | 365 | 9.8264 | 9 | 0.82645
84550 | 3.92 | 0.8 | 2018-12-31 | 2019-12-31 | 365 | 3.5933 | 3 | 0.59325
84552 | 8.71 | 0.8 | 2018-12-31 | 2019-12-31 | 365 | 7.984 | 7 | 0.98399
84553 | 8.64 | 0.8 | 2018-12-31 | 2019-12-31 | 365 | 7.9198 | 7 | 0.91982
84554 | 3.15 | 0.8 | 2018-12-31 | 2019-12-31 | 365 | 2.8874 | 2 | 0.88744
84555 | 8.32 | 0.8 | 2018-12-31 | 2019-12-31 | 365 | 7.6265 | 7 | 0.6265
84556 | 5.6 | 0.8 | 2018-12-31 | 2019-12-31 | 365 | 5.1332 | 5 | 0.13322
84559 | 7.68 | 0.8 | 2018-12-31 | 2019-12-31 | 365 | 7.0398 | 7 | 0.039844
84560 | 4.2 | 0.8 | 2018-12-31 | 2019-12-31 | 365 | 3.8499 | 3 | 0.84991
84563 | 14.08 | 0.8 | 2018-12-31 | 2019-12-31 | 365 | 12.9064 | 12 | 0.90638
84568 | 10.08 | 0.8 | 2018-12-31 | 2019-12-31 | 365 | 9.2398 | 9 | 0.2398
84571 | 9.76 | 0.8 | 2018-12-31 | 2019-12-31 | 365 | 8.9465 | 8 | 0.94647
84574 | 3.9 | 0.8 | 2018-12-31 | 2019-12-31 | 365 | 3.5749 | 3 | 0.57492
84578 | 8.28 | 0.8 | 2018-12-31 | 2019-12-31 | 365 | 7.5898 | 7 | 0.58983
84579 | 6.6 | 0.8 | 2018-12-31 | 2019-12-31 | 365 | 6.0499 | 6 | 0.049866
84581 | 8.68 | 0.8 | 2018-12-31 | 2019-12-31 | 365 | 7.9565 | 7 | 0.95649
84584 | 7.245 | 0.8 | 2018-12-31 | 2019-12-31 | 365 | 6.6411 | 6 | 0.6411
84587 | 8.28 | 0.8 | 2018-12-31 | 2019-12-31 | 365 | 7.5898 | 7 | 0.58983
84610 | 14.4 | 0.8 | 2018-12-31 | 2019-12-31 | 365 | 13.1997 | 13 | 0.19971
84612 | 5.89 | 0.8 | 2018-12-31 | 2019-12-31 | 365 | 5.399 | 5 | 0.39905
84614 | 12.765 | 0.8 | 2018-12-31 | 2019-12-31 | 365 | 11.701 | 11 | 0.70099
84618 | 12.775 | 0.8 | 2018-12-31 | 2019-12-31 | 365 | 11.7102 | 11 | 0.71016
84619 | 2.44 | 0.8 | 2018-12-31 | 2019-12-31 | 365 | 2.2366 | 2 | 0.23662
84620 | 13.5 | 0.8 | 2018-12-31 | 2019-12-31 | 365 | 12.3747 | 12 | 0.37473
84623 | 5.67 | 0.8 | 2018-12-31 | 2019-12-31 | 365 | 5.1974 | 5 | 0.19739
84625 | 10.56 | 0.8 | 2018-12-31 | 2019-12-31 | 365 | 9.6798 | 9 | 0.67979
84627 | 10.4 | 0.8 | 2018-12-31 | 2019-12-31 | 365 | 9.5331 | 9 | 0.53312
84629 | 15.34 | 0.8 | 2018-12-31 | 2019-12-31 | 365 | 14.0614 | 14 | 0.061356
84630 | 13.325 | 0.8 | 2018-12-31 | 2019-12-31 | 365 | 12.2143 | 12 | 0.21431
84631 | 8.84 | 0.8 | 2018-12-31 | 2019-12-31 | 365 | 8.1032 | 8 | 0.10315
84632 | 9.9 | 0.8 | 2018-12-31 | 2019-12-31 | 365 | 9.0748 | 9 | 0.074799
84633 | 11.22 | 0.8 | 2018-12-31 | 2019-12-31 | 365 | 10.2848 | 10 | 0.28477
84634 | 9.1 | 0.8 | 2018-12-31 | 2019-12-31 | 365 | 8.3415 | 8 | 0.34148
84635 | 24.79 | 0.8 | 2018-12-31 | 2019-12-31 | 365 | 22.7237 | 22 | 0.72366
84636 | 9.855 | 0.8 | 2018-12-31 | 2019-12-31 | 365 | 9.0336 | 9 | 0.03355
84669 | 14.5 | 0.8 | 2018-12-31 | 2019-12-31 | 365 | 13.2914 | 13 | 0.29137
84670 | 14.7 | 0.8 | 2018-12-31 | 2019-12-31 | 365 | 13.4747 | 13 | 0.4747
84671 | 10.44 | 0.8 | 2018-12-31 | 2019-12-31 | 365 | 9.5698 | 9 | 0.56979
84672 | 5.04 | 0.8 | 2018-12-31 | 2019-12-31 | 365 | 4.6199 | 4 | 0.6199
84675 | 6.84 | 0.8 | 2018-12-31 | 2019-12-31 | 365 | 6.2699 | 6 | 0.26986
84676 | 4.2 | 0.8 | 2018-12-31 | 2019-12-31 | 365 | 3.8499 | 3 | 0.84991
84677 | 2.32 | 0.8 | 2018-12-31 | 2019-12-31 | 365 | 2.1266 | 2 | 0.12662
84678 | 9.44 | 0.8 | 2018-12-31 | 2019-12-31 | 365 | 8.6531 | 8 | 0.65314
84680 | 6.365 | 0.8 | 2018-12-31 | 2019-12-31 | 365 | 5.8345 | 5 | 0.83445
84681 | 5.2 | 0.8 | 2018-12-31 | 2019-12-31 | 365 | 4.7666 | 4 | 0.76656
84683 | 1.8 | 0.8 | 2018-12-31 | 2019-12-31 | 365 | 1.65 | 1 | 0.64996
84684 | 9.57 | 0.8 | 2018-12-31 | 2019-12-31 | 365 | 8.7723 | 8 | 0.77231
84686 | 12.25 | 0.8 | 2018-12-31 | 2019-12-31 | 365 | 11.2289 | 11 | 0.22892
84687 | 10.85 | 0.8 | 2018-12-31 | 2019-12-31 | 365 | 9.9456 | 9 | 0.94561
84688 | 9.28 | 0.8 | 2018-12-31 | 2019-12-31 | 365 | 8.5065 | 8 | 0.50648
84689 | 9.6 | 0.8 | 2018-12-31 | 2019-12-31 | 365 | 8.7998 | 8 | 0.79981
84715 | 8.25 | 0.8 | 2018-12-31 | 2019-12-31 | 365 | 7.5623 | 7 | 0.56233
84718 | 15.12 | 0.8 | 2018-12-31 | 2019-12-31 | 365 | 13.8597 | 13 | 0.85969
84719 | 6.4 | 0.8 | 2018-12-31 | 2019-12-31 | 365 | 5.8665 | 5 | 0.86654
84720 | 11.4 | 0.8 | 2018-12-31 | 2019-12-31 | 365 | 10.4498 | 10 | 0.44977
84722 | 19.825 | 0.8 | 2018-12-31 | 2019-12-31 | 365 | 18.1725 | 18 | 0.17251
84723 | 9.38 | 0.8 | 2018-12-31 | 2019-12-31 | 365 | 8.5981 | 8 | 0.59814
84716 | 13.32 | 0.8 | 2018-12-31 | 2019-12-31 | 365 | 12.2097 | 12 | 0.20973
84744 | 5.04 | 0.8 | 2018-12-31 | 2019-12-31 | 365 | 4.6199 | 4 | 0.6199
84746 | 9.1 | 0.8 | 2018-12-31 | 2019-12-31 | 365 | 8.3415 | 8 | 0.34148
84747 | 4 | 0.8 | 2018-12-31 | 2019-12-31 | 365 | 3.6666 | 3 | 0.66659
84748 | 10.85 | 0.8 | 2018-12-31 | 2019-12-31 | 365 | 9.9456 | 9 | 0.94561
84749 | 7.15 | 0.8 | 2018-12-31 | 2019-12-31 | 365 | 6.554 | 6 | 0.55402
84750 | 13.2 | 0.8 | 2018-12-31 | 2019-12-31 | 365 | 12.0997 | 12 | 0.099732
84752 | 9.75 | 0.8 | 2018-12-31 | 2019-12-31 | 365 | 8.9373 | 8 | 0.9373
84754 | 8.37 | 0.8 | 2018-12-31 | 2019-12-31 | 365 | 7.6723 | 7 | 0.67233
84756 | 11.6 | 0.8 | 2018-12-31 | 2019-12-31 | 365 | 10.6331 | 10 | 0.6331
84551 | 8.64 | 0.8 | 2018-12-31 | 2019-12-31 | 365 | 7.9198 | 7 | 0.91982
83060 | 10.65 | 0.8 | 2018-12-31 | 2019-12-31 | 365 | 9.7623 | 9 | 0.76228
84416 | 9.66 | 0.8 | 2018-12-31 | 2019-12-31 | 365 | 8.8548 | 8 | 0.8548
84617 | 9 | 0.8 | 2018-12-31 | 2019-12-31 | 365 | 8.2498 | 8 | 0.24982
84621 | 3 | 0.8 | 2018-12-31 | 2019-12-31 | 365 | 2.7499 | 2 | 0.74994
84626 | 8.1 | 0.8 | 2018-12-31 | 2019-12-31 | 365 | 7.4248 | 7 | 0.42484
84769 | 12.685 | 0.8 | 2018-12-31 | 2019-12-31 | 365 | 11.6277 | 11 | 0.62766
84777 | 6 | 0.8 | 2018-12-31 | 2019-12-31 | 365 | 5.4999 | 5 | 0.49988
84778 | 11.375 | 0.8 | 2018-12-31 | 2019-12-31 | 365 | 10.4269 | 10 | 0.42685
84780 | 8.91 | 0.8 | 2018-12-31 | 2019-12-31 | 365 | 8.1673 | 8 | 0.16732
84782 | 5.2 | 0.8 | 2018-12-31 | 2019-12-31 | 365 | 4.7666 | 4 | 0.76656
84792 | 5.76 | 0.8 | 2018-12-31 | 2019-12-31 | 365 | 5.2799 | 5 | 0.27988
84794 | 4.845 | 0.8 | 2018-12-31 | 2019-12-31 | 365 | 4.4412 | 4 | 0.44115
84789 | 9.45 | 0.8 | 2018-12-31 | 2019-12-31 | 365 | 8.6623 | 8 | 0.66231
84837 | 9.045 | 0.8 | 2018-12-31 | 2019-12-31 | 365 | 8.2911 | 8 | 0.29107
84838 | 5.36 | 0.8 | 2018-12-31 | 2019-12-31 | 365 | 4.9132 | 4 | 0.91322
84839 | 8.91 | 0.8 | 2018-12-31 | 2019-12-31 | 365 | 8.1673 | 8 | 0.16732
84840 | 2.4 | 0.8 | 2018-12-31 | 2019-12-31 | 365 | 2.2 | 2 | 0.19995
84841 | 13.5 | 0.8 | 2018-12-31 | 2019-12-31 | 365 | 12.3747 | 12 | 0.37473
84842 | 6.75 | 0.8 | 2018-12-31 | 2019-12-31 | 365 | 6.1874 | 6 | 0.18736
84843 | 12.095 | 0.8 | 2018-12-31 | 2019-12-31 | 365 | 11.0868 | 11 | 0.086838
84844 | 9.9 | 0.8 | 2018-12-31 | 2019-12-31 | 365 | 9.0748 | 9 | 0.074799
84846 | 9.1 | 0.8 | 2018-12-31 | 2019-12-31 | 365 | 8.3415 | 8 | 0.34148
84847 | 5.13 | 0.8 | 2018-12-31 | 2019-12-31 | 365 | 4.7024 | 4 | 0.7024
84864 | 10.5 | 0.8 | 2018-12-31 | 2019-12-31 | 365 | 9.6248 | 9 | 0.62479
84865 | 9.1 | 0.8 | 2018-12-31 | 2019-12-31 | 365 | 8.3415 | 8 | 0.34148
84866 | 11.52 | 0.8 | 2018-12-31 | 2019-12-31 | 365 | 10.5598 | 10 | 0.55977
84867 | 6 | 0.8 | 2018-12-31 | 2019-12-31 | 365 | 5.4999 | 5 | 0.49988
84869 | 7.8 | 0.8 | 2018-12-31 | 2019-12-31 | 365 | 7.1498 | 7 | 0.14984
84870 | 9.045 | 0.8 | 2018-12-31 | 2019-12-31 | 365 | 8.2911 | 8 | 0.29107
84871 | 4.14 | 0.8 | 2018-12-31 | 2019-12-31 | 365 | 3.7949 | 3 | 0.79492
84872 | 6.6 | 0.8 | 2018-12-31 | 2019-12-31 | 365 | 6.0499 | 6 | 0.049866
84873 | 6.6 | 0.8 | 2018-12-31 | 2019-12-31 | 365 | 6.0499 | 6 | 0.049866
84874 | 13.86 | 0.8 | 2018-12-31 | 2019-12-31 | 365 | 12.7047 | 12 | 0.70472
84875 | 13.2 | 0.8 | 2018-12-31 | 2019-12-31 | 365 | 12.0997 | 12 | 0.099732
84876 | 3.924 | 0.8 | 2018-12-31 | 2019-12-31 | 365 | 3.5969 | 3 | 0.59692
84882 | 14.76 | 0.8 | 2018-12-31 | 2019-12-31 | 365 | 13.5297 | 13 | 0.5297
84883 | 10.5 | 0.8 | 2018-12-31 | 2019-12-31 | 365 | 9.6248 | 9 | 0.62479
84886 | 5.6 | 0.8 | 2018-12-31 | 2019-12-31 | 365 | 5.1332 | 5 | 0.13322
84888 | 13.34 | 0.8 | 2018-12-31 | 2019-12-31 | 365 | 12.2281 | 12 | 0.22806
84889 | 7.2 | 0.8 | 2018-12-31 | 2019-12-31 | 365 | 6.5999 | 6 | 0.59985
84890 | 6.84 | 0.8 | 2018-12-31 | 2019-12-31 | 365 | 6.2699 | 6 | 0.26986
84892 | 6.08 | 0.8 | 2018-12-31 | 2019-12-31 | 365 | 5.5732 | 5 | 0.57321
84413 | 7.8 | 0.8 | 2018-12-31 | 2019-12-31 | 365 | 7.1498 | 7 | 0.14984
84895 | 6.3 | 0.8 | 2018-12-31 | 2019-12-31 | 365 | 5.7749 | 5 | 0.77487
84896 | 8.64 | 0.8 | 2018-12-31 | 2019-12-31 | 365 | 7.9198 | 7 | 0.91982
84897 | 8.91 | 0.8 | 2018-12-31 | 2019-12-31 | 365 | 8.1673 | 8 | 0.16732
84898 | 4.69 | 0.8 | 2018-12-31 | 2019-12-31 | 365 | 4.2991 | 4 | 0.29907
84901 | 24.42 | 0.8 | 2018-12-31 | 2019-12-31 | 365 | 22.3845 | 22 | 0.38451
84465 | 2.64 | 0.8 | 2018-12-31 | 2019-12-31 | 365 | 2.4199 | 2 | 0.41995
84615 | 11 | 0.8 | 2018-12-31 | 2019-12-31 | 365 | 10.0831 | 10 | 0.08311
84369 | 178.35 | 0.6 | 2018-12-31 | 2019-12-31 | 365 | 122.6129 | 122 | 0.61291
84398 | 12.41 | 0.8 | 2018-12-31 | 2019-12-31 | 365 | 11.3756 | 11 | 0.37558
81928 | 603.5 | 0.7 | 2018-12-31 | 2019-12-31 | 365 | 484.0466 | 484 | 0.04659
84685 | 3.72 | 0.8 | 2018-12-31 | 2019-12-31 | 365 | 3.4099 | 3 | 0.40992
84862 | 11.02 | 0.8 | 2018-12-31 | 2019-12-31 | 365 | 10.1014 | 10 | 0.10144
79580 | 354.9 | 0.55 | 2018-12-31 | 2019-12-31 | 365 | 223.656 | 223 | 0.65599
84899 | 66.5 | 0.55 | 2018-12-31 | 2019-12-31 | 365 | 41.9079 | 41 | 0.90793
84947 | 12.25 | 0.8 | 2018-12-31 | 2019-12-31 | 365 | 11.2289 | 11 | 0.22892
84949 | 9.86 | 0.8 | 2018-12-31 | 2019-12-31 | 365 | 9.0381 | 9 | 0.038134
84956 | 6.48 | 0.8 | 2018-12-31 | 2019-12-31 | 365 | 5.9399 | 5 | 0.93987
84958 | 9.3 | 0.8 | 2018-12-31 | 2019-12-31 | 365 | 8.5248 | 8 | 0.52481
84959 | 4.62 | 0.8 | 2018-12-31 | 2019-12-31 | 365 | 4.2349 | 4 | 0.23491
84961 | 6.6 | 0.8 | 2018-12-31 | 2019-12-31 | 365 | 6.0499 | 6 | 0.049866
84957 | 12.6 | 0.8 | 2018-12-31 | 2019-12-31 | 365 | 11.5497 | 11 | 0.54974
84963 | 7.25 | 0.8 | 2018-12-31 | 2019-12-31 | 365 | 6.6457 | 6 | 0.64569
84965 | 10.5 | 0.8 | 2018-12-31 | 2019-12-31 | 365 | 9.6248 | 9 | 0.62479
84966 | 11.52 | 0.8 | 2018-12-31 | 2019-12-31 | 365 | 10.5598 | 10 | 0.55977
84832 | 6.825 | 0.8 | 2018-12-31 | 2019-12-31 | 365 | 6.2561 | 6 | 0.25611
84967 | 13.2 | 0.8 | 2018-12-31 | 2019-12-31 | 365 | 12.0997 | 12 | 0.099732
84969 | 24.9 | 0.8 | 2018-12-31 | 2019-12-31 | 365 | 22.8245 | 22 | 0.8245
84973 | 4.55 | 0.8 | 2018-12-31 | 2019-12-31 | 365 | 4.1707 | 4 | 0.17074
84406 | 4.875 | 0.8 | 2018-12-31 | 2019-12-31 | 365 | 4.4687 | 4 | 0.46865
84999 | 3 | 0.8 | 2018-12-31 | 2019-12-31 | 365 | 2.7499 | 2 | 0.74994
85000 | 7.15 | 0.8 | 2018-12-31 | 2019-12-31 | 365 | 6.554 | 6 | 0.55402
85001 | 7.56 | 0.8 | 2018-12-31 | 2019-12-31 | 365 | 6.9298 | 6 | 0.92985
85002 | 8.25 | 0.8 | 2018-12-31 | 2019-12-31 | 365 | 7.5623 | 7 | 0.56233
85003 | 11.34 | 0.8 | 2018-12-31 | 2019-12-31 | 365 | 10.3948 | 10 | 0.39477
85004 | 11.16 | 0.8 | 2018-12-31 | 2019-12-31 | 365 | 10.2298 | 10 | 0.22977
85005 | 6.12 | 0.8 | 2018-12-31 | 2019-12-31 | 365 | 5.6099 | 5 | 0.60988
85006 | 4.5 | 0.8 | 2018-12-31 | 2019-12-31 | 365 | 4.1249 | 4 | 0.12491
85007 | 4.8 | 0.8 | 2018-12-31 | 2019-12-31 | 365 | 4.3999 | 4 | 0.3999
85008 | 4.2 | 0.8 | 2018-12-31 | 2019-12-31 | 365 | 3.8499 | 3 | 0.84991
85009 | 5.95 | 0.8 | 2018-12-31 | 2019-12-31 | 365 | 5.454 | 5 | 0.45405
85010 | 5.4 | 0.8 | 2018-12-31 | 2019-12-31 | 365 | 4.9499 | 4 | 0.94989
85011 | 10.56 | 0.8 | 2018-12-31 | 2019-12-31 | 365 | 9.6798 | 9 | 0.67979
85012 | 4.5 | 0.8 | 2018-12-31 | 2019-12-31 | 365 | 4.1249 | 4 | 0.12491
85013 | 3.3 | 0.8 | 2018-12-31 | 2019-12-31 | 365 | 3.0249 | 3 | 0.024933
85014 | 10.24 | 0.8 | 2018-12-31 | 2019-12-31 | 365 | 9.3865 | 9 | 0.38646
85015 | 8.26 | 0.8 | 2018-12-31 | 2019-12-31 | 365 | 7.5715 | 7 | 0.5715
85016 | 15.36 | 0.8 | 2018-12-31 | 2019-12-31 | 365 | 14.0797 | 14 | 0.079689
85017 | 7.975 | 0.8 | 2018-12-31 | 2019-12-31 | 365 | 7.3103 | 7 | 0.31026
85018 | 5.7 | 0.8 | 2018-12-31 | 2019-12-31 | 365 | 5.2249 | 5 | 0.22488
85019 | 9.045 | 0.8 | 2018-12-31 | 2019-12-31 | 365 | 8.2911 | 8 | 0.29107
85020 | 7.83 | 0.8 | 2018-12-31 | 2019-12-31 | 365 | 7.1773 | 7 | 0.17734
85021 | 10.585 | 0.8 | 2018-12-31 | 2019-12-31 | 365 | 9.7027 | 9 | 0.7027
85323 | 6.175 | 0.8 | 2018-12-31 | 2019-12-31 | 365 | 5.6603 | 5 | 0.66029
85472 | 6.38 | 0.8 | 2018-12-31 | 2019-12-31 | 365 | 5.8482 | 5 | 0.8482
85471 | 5.475 | 0.8 | 2018-12-31 | 2019-12-31 | 365 | 5.0186 | 5 | 0.018639
85460 | 4.225 | 0.8 | 2018-12-31 | 2019-12-31 | 365 | 3.8728 | 3 | 0.87283
85473 | 14.74 | 0.8 | 2018-12-31 | 2019-12-31 | 365 | 13.5114 | 13 | 0.51137
85425 | 10.15 | 0.8 | 2018-12-31 | 2019-12-31 | 365 | 9.304 | 9 | 0.30396
85423 | 4.62 | 0.8 | 2018-12-31 | 2019-12-31 | 365 | 4.2349 | 4 | 0.23491
85422 | 13.95 | 0.8 | 2018-12-31 | 2019-12-31 | 365 | 12.7872 | 12 | 0.78722
85420 | 6.84 | 0.8 | 2018-12-31 | 2019-12-31 | 365 | 6.2699 | 6 | 0.26986
85418 | 11.88 | 0.8 | 2018-12-31 | 2019-12-31 | 365 | 10.8898 | 10 | 0.88976
85417 | 4.13 | 0.8 | 2018-12-31 | 2019-12-31 | 365 | 3.7857 | 3 | 0.78575
85415 | 11.375 | 0.8 | 2018-12-31 | 2019-12-31 | 365 | 10.4269 | 10 | 0.42685
85488 | 6.552 | 0.8 | 2018-12-31 | 2019-12-31 | 365 | 6.0059 | 6 | 0.0058672
85487 | 3.2 | 0.8 | 2018-12-31 | 2019-12-31 | 365 | 2.9333 | 2 | 0.93327
85413 | 4.8 | 0.8 | 2018-12-31 | 2019-12-31 | 365 | 4.3999 | 4 | 0.3999
85407 | 12.6 | 0.8 | 2018-12-31 | 2019-12-31 | 365 | 11.5497 | 11 | 0.54974
85405 | 12.6 | 0.8 | 2018-12-31 | 2019-12-31 | 365 | 11.5497 | 11 | 0.54974
85403 | 12.4 | 0.8 | 2018-12-31 | 2019-12-31 | 365 | 11.3664 | 11 | 0.36642
85402 | 3.6 | 0.8 | 2018-12-31 | 2019-12-31 | 365 | 3.2999 | 3 | 0.29993
85401 | 9.75 | 0.8 | 2018-12-31 | 2019-12-31 | 365 | 8.9373 | 8 | 0.9373
85400 | 8.28 | 0.8 | 2018-12-31 | 2019-12-31 | 365 | 7.5898 | 7 | 0.58983
85399 | 6.67 | 0.8 | 2018-12-31 | 2019-12-31 | 365 | 6.114 | 6 | 0.11403
85398 | 8.625 | 0.8 | 2018-12-31 | 2019-12-31 | 365 | 7.9061 | 7 | 0.90608
85397 | 12.24 | 0.8 | 2018-12-31 | 2019-12-31 | 365 | 11.2198 | 11 | 0.21975
85396 | 8.45 | 0.8 | 2018-12-31 | 2019-12-31 | 365 | 7.7457 | 7 | 0.74566
85395 | 7.56 | 0.8 | 2018-12-31 | 2019-12-31 | 365 | 6.9298 | 6 | 0.92985
85394 | 5.605 | 0.8 | 2018-12-31 | 2019-12-31 | 365 | 5.1378 | 5 | 0.1378
85393 | 10.8 | 0.8 | 2018-12-31 | 2019-12-31 | 365 | 9.8998 | 9 | 0.89978
85392 | 3.48 | 0.8 | 2018-12-31 | 2019-12-31 | 365 | 3.1899 | 3 | 0.18993
85391 | 10.08 | 0.8 | 2018-12-31 | 2019-12-31 | 365 | 9.2398 | 9 | 0.2398
85389 | 6.6 | 0.8 | 2018-12-31 | 2019-12-31 | 365 | 6.0499 | 6 | 0.049866
85387 | 6.27 | 0.8 | 2018-12-31 | 2019-12-31 | 365 | 5.7474 | 5 | 0.74737
85386 | 9.82 | 0.8 | 2018-12-31 | 2019-12-31 | 365 | 9.0015 | 9 | 0.0014676
85385 | 3.96 | 0.8 | 2018-12-31 | 2019-12-31 | 365 | 3.6299 | 3 | 0.62992
85384 | 6 | 0.8 | 2018-12-31 | 2019-12-31 | 365 | 5.4999 | 5 | 0.49988
85383 | 24.92 | 0.8 | 2018-12-31 | 2019-12-31 | 365 | 22.8428 | 22 | 0.84283
85382 | 6.3 | 0.8 | 2018-12-31 | 2019-12-31 | 365 | 5.7749 | 5 | 0.77487
85381 | 3.015 | 0.8 | 2018-12-31 | 2019-12-31 | 365 | 2.7637 | 2 | 0.76369
85380 | 8.05 | 0.8 | 2018-12-31 | 2019-12-31 | 365 | 7.379 | 7 | 0.379
85378 | 9.8 | 0.8 | 2018-12-31 | 2019-12-31 | 365 | 8.9831 | 8 | 0.98313
85377 | 7.37 | 0.8 | 2018-12-31 | 2019-12-31 | 365 | 6.7557 | 6 | 0.75568
85325 | 8.04 | 0.8 | 2018-12-31 | 2019-12-31 | 365 | 7.3698 | 7 | 0.36984
85324 | 13.3 | 0.8 | 2018-12-31 | 2019-12-31 | 365 | 12.1914 | 12 | 0.1914
85322 | 7.56 | 0.8 | 2018-12-31 | 2019-12-31 | 365 | 6.9298 | 6 | 0.92985
85321 | 6.03 | 0.8 | 2018-12-31 | 2019-12-31 | 365 | 5.5274 | 5 | 0.52738
85320 | 6.72 | 0.8 | 2018-12-31 | 2019-12-31 | 365 | 6.1599 | 6 | 0.15986
85319 | 6.96 | 0.8 | 2018-12-31 | 2019-12-31 | 365 | 6.3799 | 6 | 0.37986
85318 | 12.6 | 0.8 | 2018-12-31 | 2019-12-31 | 365 | 11.5497 | 11 | 0.54974
85316 | 15 | 0.8 | 2018-12-31 | 2019-12-31 | 365 | 13.7497 | 13 | 0.7497
85315 | 3.54 | 0.8 | 2018-12-31 | 2019-12-31 | 365 | 3.2449 | 3 | 0.24493
85314 | 5.76 | 0.8 | 2018-12-31 | 2019-12-31 | 365 | 5.2799 | 5 | 0.27988
85313 | 7.875 | 0.8 | 2018-12-31 | 2019-12-31 | 365 | 7.2186 | 7 | 0.21859
85312 | 13.68 | 0.8 | 2018-12-31 | 2019-12-31 | 365 | 12.5397 | 12 | 0.53972
85311 | 7.92 | 0.8 | 2018-12-31 | 2019-12-31 | 365 | 7.2598 | 7 | 0.25984
85310 | 11.02 | 0.8 | 2018-12-31 | 2019-12-31 | 365 | 10.1014 | 10 | 0.10144
85309 | 4.8 | 0.8 | 2018-12-31 | 2019-12-31 | 365 | 4.3999 | 4 | 0.3999
85308 | 10.56 | 0.8 | 2018-12-31 | 2019-12-31 | 365 | 9.6798 | 9 | 0.67979
85307 | 11.52 | 0.8 | 2018-12-31 | 2019-12-31 | 365 | 10.5598 | 10 | 0.55977
85306 | 9.49 | 0.8 | 2018-12-31 | 2019-12-31 | 365 | 8.699 | 8 | 0.69897
85305 | 3.3 | 0.8 | 2018-12-31 | 2019-12-31 | 365 | 3.0249 | 3 | 0.024933
85304 | 9.38 | 0.8 | 2018-12-31 | 2019-12-31 | 365 | 8.5981 | 8 | 0.59814
85303 | 9.9 | 0.8 | 2018-12-31 | 2019-12-31 | 365 | 9.0748 | 9 | 0.074799
85302 | 11.7 | 0.8 | 2018-12-31 | 2019-12-31 | 365 | 10.7248 | 10 | 0.72476
85301 | 10.64 | 0.8 | 2018-12-31 | 2019-12-31 | 365 | 9.7531 | 9 | 0.75312
85300 | 10.5 | 0.8 | 2018-12-31 | 2019-12-31 | 365 | 9.6248 | 9 | 0.62479
85299 | 9.6 | 0.8 | 2018-12-31 | 2019-12-31 | 365 | 8.7998 | 8 | 0.79981
85297 | 4.2 | 0.8 | 2018-12-31 | 2019-12-31 | 365 | 3.8499 | 3 | 0.84991
85296 | 4.34 | 0.8 | 2018-12-31 | 2019-12-31 | 365 | 3.9782 | 3 | 0.97825
85295 | 16 | 0.8 | 2018-12-31 | 2019-12-31 | 365 | 14.6663 | 14 | 0.66634
85294 | 3.6 | 0.8 | 2018-12-31 | 2019-12-31 | 365 | 3.2999 | 3 | 0.29993
85293 | 15.3 | 0.8 | 2018-12-31 | 2019-12-31 | 365 | 14.0247 | 14 | 0.02469
85410 | 10.8 | 0.8 | 2018-12-31 | 2019-12-31 | 365 | 9.8998 | 9 | 0.89978
85412 | 10.85 | 0.8 | 2018-12-31 | 2019-12-31 | 365 | 9.9456 | 9 | 0.94561
85474 | 17.85 | 0.8 | 2018-12-31 | 2019-12-31 | 365 | 16.3621 | 16 | 0.36214
85475 | 10.24 | 0.8 | 2018-12-31 | 2019-12-31 | 365 | 9.3865 | 9 | 0.38646
85476 | 12.04 | 0.8 | 2018-12-31 | 2019-12-31 | 365 | 11.0364 | 11 | 0.036423
85477 | 6.7 | 0.8 | 2018-12-31 | 2019-12-31 | 365 | 6.1415 | 6 | 0.14153
85478 | 5.7 | 0.8 | 2018-12-31 | 2019-12-31 | 365 | 5.2249 | 5 | 0.22488
85479 | 6.93 | 0.8 | 2018-12-31 | 2019-12-31 | 365 | 6.3524 | 6 | 0.35236
85480 | 12.48 | 0.8 | 2018-12-31 | 2019-12-31 | 365 | 11.4397 | 11 | 0.43975
85486 | 3.015 | 0.8 | 2018-12-31 | 2019-12-31 | 365 | 2.7637 | 2 | 0.76369
85484 | 4.2 | 0.8 | 2018-12-31 | 2019-12-31 | 365 | 3.8499 | 3 | 0.84991
85483 | 5.9 | 0.8 | 2018-12-31 | 2019-12-31 | 365 | 5.4082 | 5 | 0.40821
85485 | 10 | 0.8 | 2018-12-31 | 2019-12-31 | 365 | 9.1665 | 9 | 0.16646
85298 | 6.48 | 0.8 | 2018-12-31 | 2019-12-31 | 365 | 5.9399 | 5 | 0.93987
85481 | 4.93 | 0.8 | 2018-12-31 | 2019-12-31 | 365 | 4.5191 | 4 | 0.51907
85602 | 12.73 | 0.8 | 2018-12-31 | 2019-12-31 | 365 | 11.6689 | 11 | 0.66891
85603 | 5.8 | 0.8 | 2018-12-31 | 2019-12-31 | 365 | 5.3165 | 5 | 0.31655
85604 | 5.8 | 0.8 | 2018-12-31 | 2019-12-31 | 365 | 5.3165 | 5 | 0.31655
85605 | 13.2 | 0.8 | 2018-12-31 | 2019-12-31 | 365 | 12.0997 | 12 | 0.099732
85606 | 13.05 | 0.8 | 2018-12-31 | 2019-12-31 | 365 | 11.9622 | 11 | 0.96224
85608 | 5.04 | 0.8 | 2018-12-31 | 2019-12-31 | 365 | 4.6199 | 4 | 0.6199
85609 | 5.49 | 0.8 | 2018-12-31 | 2019-12-31 | 365 | 5.0324 | 5 | 0.032389
85610 | 6.7 | 0.8 | 2018-12-31 | 2019-12-31 | 365 | 6.1415 | 6 | 0.14153
85612 | 12.6 | 0.8 | 2018-12-31 | 2019-12-31 | 365 | 11.5497 | 11 | 0.54974
85613 | 9.3 | 0.8 | 2018-12-31 | 2019-12-31 | 365 | 8.5248 | 8 | 0.52481
85614 | 19.8 | 0.8 | 2018-12-31 | 2019-12-31 | 365 | 18.1496 | 18 | 0.1496
85615 | 12.54 | 0.8 | 2018-12-31 | 2019-12-31 | 365 | 11.4947 | 11 | 0.49475
85617 | 7.83 | 0.8 | 2018-12-31 | 2019-12-31 | 365 | 7.1773 | 7 | 0.17734
85618 | 8.395 | 0.8 | 2018-12-31 | 2019-12-31 | 365 | 7.6952 | 7 | 0.69525
65325 | 829.44 | 0.8 | 2018-12-31 | 2019-12-31 | 365 | 760.3032 | 760 | 0.30319
82269 | 95.76 | 0.6 | 2018-12-31 | 2019-12-31 | 365 | 65.8335 | 65 | 0.83354
85655 | 8.05 | 0.8 | 2018-12-31 | 2019-12-31 | 365 | 7.379 | 7 | 0.379
85656 | 8.64 | 0.8 | 2018-12-31 | 2019-12-31 | 365 | 7.9198 | 7 | 0.91982
85657 | 9.28 | 0.8 | 2018-12-31 | 2019-12-31 | 365 | 8.5065 | 8 | 0.50648
85658 | 8.25 | 0.8 | 2018-12-31 | 2019-12-31 | 365 | 7.5623 | 7 | 0.56233
85659 | 4.95 | 0.8 | 2018-12-31 | 2019-12-31 | 365 | 4.5374 | 4 | 0.5374
85660 | 5.25 | 0.8 | 2018-12-31 | 2019-12-31 | 365 | 4.8124 | 4 | 0.81239
85662 | 11.88 | 0.8 | 2018-12-31 | 2019-12-31 | 365 | 10.8898 | 10 | 0.88976
85663 | 7.92 | 0.8 | 2018-12-31 | 2019-12-31 | 365 | 7.2598 | 7 | 0.25984
85678 | 6.48 | 0.8 | 2018-12-31 | 2019-12-31 | 365 | 5.9399 | 5 | 0.93987
85664 | 12.6 | 0.8 | 2018-12-31 | 2019-12-31 | 365 | 11.5497 | 11 | 0.54974
85676 | 3.245 | 0.8 | 2018-12-31 | 2019-12-31 | 365 | 2.9745 | 2 | 0.97452
85675 | 7.08 | 0.8 | 2018-12-31 | 2019-12-31 | 365 | 6.4899 | 6 | 0.48986
85390 | 7.5 | 0.8 | 2018-12-31 | 2019-12-31 | 365 | 6.8748 | 6 | 0.87485
85717 | 10.5 | 0.8 | 2018-12-31 | 2019-12-31 | 365 | 9.6248 | 9 | 0.62479
85721 | 8.4 | 0.8 | 2018-12-31 | 2019-12-31 | 365 | 7.6998 | 7 | 0.69983
85719 | 12.98 | 0.8 | 2018-12-31 | 2019-12-31 | 365 | 11.8981 | 11 | 0.89807
85711 | 2.32 | 0.8 | 2018-12-31 | 2019-12-31 | 365 | 2.1266 | 2 | 0.12662
84767 | 15.675 | 0.8 | 2018-12-31 | 2019-12-31 | 365 | 14.3684 | 14 | 0.36843
85673 | 6.84 | 0.8 | 2018-12-31 | 2019-12-31 | 365 | 6.2699 | 6 | 0.26986
85672 | 10.5 | 0.8 | 2018-12-31 | 2019-12-31 | 365 | 9.6248 | 9 | 0.62479
85666 | 11.16 | 0.8 | 2018-12-31 | 2019-12-31 | 365 | 10.2298 | 10 | 0.22977
85668 | 9.24 | 0.8 | 2018-12-31 | 2019-12-31 | 365 | 8.4698 | 8 | 0.46981
85670 | 3.96 | 0.8 | 2018-12-31 | 2019-12-31 | 365 | 3.6299 | 3 | 0.62992
85794 | 14.74 | 0.8 | 2018-12-31 | 2019-12-31 | 365 | 13.5114 | 13 | 0.51137
85795 | 8.71 | 0.8 | 2018-12-31 | 2019-12-31 | 365 | 7.984 | 7 | 0.98399
85799 | 2.44 | 0.8 | 2018-12-31 | 2019-12-31 | 365 | 2.2366 | 2 | 0.23662
85797 | 8.19 | 0.8 | 2018-12-31 | 2019-12-31 | 365 | 7.5073 | 7 | 0.50733
85801 | 7.5 | 0.8 | 2018-12-31 | 2019-12-31 | 365 | 6.8748 | 6 | 0.87485
85802 | 13.5 | 0.8 | 2018-12-31 | 2019-12-31 | 365 | 12.3747 | 12 | 0.37473
85482 | 10.065 | 0.8 | 2018-12-31 | 2019-12-31 | 365 | 9.226 | 9 | 0.22605
85599 | 8.96 | 0.8 | 2018-12-31 | 2019-12-31 | 365 | 8.2132 | 8 | 0.21315
85671 | 5.51 | 0.8 | 2018-12-31 | 2019-12-31 | 365 | 5.0507 | 5 | 0.050722
85798 | 5.2 | 0.8 | 2018-12-31 | 2019-12-31 | 365 | 4.7666 | 4 | 0.76656
85845 | 4 | 0.8 | 2018-12-31 | 2019-12-31 | 365 | 3.6666 | 3 | 0.66659
85846 | 8.4 | 0.8 | 2018-12-31 | 2019-12-31 | 365 | 7.6998 | 7 | 0.69983
85847 | 9 | 0.8 | 2018-12-31 | 2019-12-31 | 365 | 8.2498 | 8 | 0.24982
85850 | 11.16 | 0.8 | 2018-12-31 | 2019-12-31 | 365 | 10.2298 | 10 | 0.22977
85849 | 13.4 | 0.8 | 2018-12-31 | 2019-12-31 | 365 | 12.2831 | 12 | 0.28306
85848 | 12.47 | 0.8 | 2018-12-31 | 2019-12-31 | 365 | 11.4306 | 11 | 0.43058
85851 | 11.02 | 0.8 | 2018-12-31 | 2019-12-31 | 365 | 10.1014 | 10 | 0.10144
85796 | 6.38 | 0.8 | 2018-12-31 | 2019-12-31 | 365 | 5.8482 | 5 | 0.8482
85856 | 11.9 | 0.8 | 2018-12-31 | 2019-12-31 | 365 | 10.9081 | 10 | 0.90809
85857 | 9.9 | 0.8 | 2018-12-31 | 2019-12-31 | 365 | 9.0748 | 9 | 0.074799
85858 | 8.25 | 0.8 | 2018-12-31 | 2019-12-31 | 365 | 7.5623 | 7 | 0.56233
85859 | 9.76 | 0.8 | 2018-12-31 | 2019-12-31 | 365 | 8.9465 | 8 | 0.94647
85860 | 5.04 | 0.8 | 2018-12-31 | 2019-12-31 | 365 | 4.6199 | 4 | 0.6199
85862 | 13.2 | 0.8 | 2018-12-31 | 2019-12-31 | 365 | 12.0997 | 12 | 0.099732
85863 | 8.12 | 0.8 | 2018-12-31 | 2019-12-31 | 365 | 7.4432 | 7 | 0.44317
85864 | 6.03 | 0.8 | 2018-12-31 | 2019-12-31 | 365 | 5.5274 | 5 | 0.52738
85865 | 10.08 | 0.8 | 2018-12-31 | 2019-12-31 | 365 | 9.2398 | 9 | 0.2398
85868 | 15.36 | 0.8 | 2018-12-31 | 2019-12-31 | 365 | 14.0797 | 14 | 0.079689
85869 | 5.76 | 0.8 | 2018-12-31 | 2019-12-31 | 365 | 5.2799 | 5 | 0.27988
85898 | 12.47 | 0.8 | 2018-12-31 | 2019-12-31 | 365 | 11.4306 | 11 | 0.43058
85899 | 4.06 | 0.8 | 2018-12-31 | 2019-12-31 | 365 | 3.7216 | 3 | 0.72158
85900 | 14.76 | 0.8 | 2018-12-31 | 2019-12-31 | 365 | 13.5297 | 13 | 0.5297
85901 | 10.8 | 0.8 | 2018-12-31 | 2019-12-31 | 365 | 9.8998 | 9 | 0.89978
85902 | 13.5 | 0.8 | 2018-12-31 | 2019-12-31 | 365 | 12.3747 | 12 | 0.37473
85904 | 6.935 | 0.8 | 2018-12-31 | 2019-12-31 | 365 | 6.3569 | 6 | 0.35694
85927 | 12.54 | 0.8 | 2018-12-31 | 2019-12-31 | 365 | 11.4947 | 11 | 0.49475
85922 | 11.55 | 0.8 | 2018-12-31 | 2019-12-31 | 365 | 10.5873 | 10 | 0.58727
85933 | 3.685 | 0.8 | 2018-12-31 | 2019-12-31 | 365 | 3.3778 | 3 | 0.37784
85924 | 11.7 | 0.8 | 2018-12-31 | 2019-12-31 | 365 | 10.7248 | 10 | 0.72476
85944 | 5.4 | 0.8 | 2018-12-31 | 2019-12-31 | 365 | 4.9499 | 4 | 0.94989
85941 | 24 | 0.8 | 2018-12-31 | 2019-12-31 | 365 | 21.9995 | 21 | 0.99951
85940 | 24.84 | 0.8 | 2018-12-31 | 2019-12-31 | 365 | 22.7695 | 22 | 0.7695
85939 | 12.87 | 0.8 | 2018-12-31 | 2019-12-31 | 365 | 11.7972 | 11 | 0.79724
85938 | 7 | 0.8 | 2018-12-31 | 2019-12-31 | 365 | 6.4165 | 6 | 0.41652
85937 | 5.4 | 0.8 | 2018-12-31 | 2019-12-31 | 365 | 4.9499 | 4 | 0.94989
85936 | 11.9 | 0.8 | 2018-12-31 | 2019-12-31 | 365 | 10.9081 | 10 | 0.90809
85932 | 4.64 | 0.8 | 2018-12-31 | 2019-12-31 | 365 | 4.2532 | 4 | 0.25324
85931 | 9.44 | 0.8 | 2018-12-31 | 2019-12-31 | 365 | 8.6531 | 8 | 0.65314
85929 | 10.8 | 0.8 | 2018-12-31 | 2019-12-31 | 365 | 9.8998 | 9 | 0.89978
85928 | 7.8 | 0.8 | 2018-12-31 | 2019-12-31 | 365 | 7.1498 | 7 | 0.14984
85926 | 5.9 | 0.8 | 2018-12-31 | 2019-12-31 | 365 | 5.4082 | 5 | 0.40821
85925 | 7.15 | 0.8 | 2018-12-31 | 2019-12-31 | 365 | 6.554 | 6 | 0.55402
85965 | 31.205 | 0.55 | 2018-12-31 | 2019-12-31 | 365 | 19.6652 | 19 | 0.66522
85961 | 5.98 | 0.8 | 2018-12-31 | 2019-12-31 | 365 | 5.4815 | 5 | 0.48155
85963 | 5.1 | 0.8 | 2018-12-31 | 2019-12-31 | 365 | 4.6749 | 4 | 0.6749
85966 | 2.8 | 0.8 | 2018-12-31 | 2019-12-31 | 365 | 2.5666 | 2 | 0.56661
85985 | 5.28 | 0.8 | 2018-12-31 | 2019-12-31 | 365 | 4.8399 | 4 | 0.83989
85713 | 7.44 | 0.8 | 2018-12-31 | 2019-12-31 | 365 | 6.8198 | 6 | 0.81985
85986 | 8.28 | 0.8 | 2018-12-31 | 2019-12-31 | 365 | 7.5898 | 7 | 0.58983
85984 | 9.735 | 0.8 | 2018-12-31 | 2019-12-31 | 365 | 8.9236 | 8 | 0.92355
85983 | 9.045 | 0.8 | 2018-12-31 | 2019-12-31 | 365 | 8.2911 | 8 | 0.29107
85987 | 4.68 | 0.8 | 2018-12-31 | 2019-12-31 | 365 | 4.2899 | 4 | 0.28991
85982 | 13.4 | 0.8 | 2018-12-31 | 2019-12-31 | 365 | 12.2831 | 12 | 0.28306
65265 | 239.36 | 1 | 2018-12-31 | 2019-12-31 | 365 | 274.2606 | 274 | 0.2606
85979 | 10.585 | 0.8 | 2018-12-31 | 2019-12-31 | 365 | 9.7027 | 9 | 0.7027
85456 | 10.075 | 0.8 | 2018-12-31 | 2019-12-31 | 365 | 9.2352 | 9 | 0.23521
86055 | 7.15 | 0.8 | 2018-12-31 | 2019-12-31 | 365 | 6.554 | 6 | 0.55402
86047 | 4.9 | 0.8 | 2018-12-31 | 2019-12-31 | 365 | 4.4916 | 4 | 0.49157
86049 | 10.15 | 0.8 | 2018-12-31 | 2019-12-31 | 365 | 9.304 | 9 | 0.30396
86050 | 7.5 | 0.8 | 2018-12-31 | 2019-12-31 | 365 | 6.8748 | 6 | 0.87485
86052 | 6.6 | 0.8 | 2018-12-31 | 2019-12-31 | 365 | 6.0499 | 6 | 0.049866
84845 | 3.3 | 0.8 | 2018-12-31 | 2019-12-31 | 365 | 3.0249 | 3 | 0.024933
85428 | 11.445 | 0.8 | 2018-12-31 | 2019-12-31 | 365 | 10.491 | 10 | 0.49102
85406 | 6.16 | 0.8 | 2018-12-31 | 2019-12-31 | 365 | 5.6465 | 5 | 0.64654
86095 | 9.36 | 0.8 | 2018-12-31 | 2019-12-31 | 365 | 8.5798 | 8 | 0.57981
86096 | 14.58 | 0.8 | 2018-12-31 | 2019-12-31 | 365 | 13.3647 | 13 | 0.3647
86150 | 9.18 | 0.8 | 2018-12-31 | 2019-12-31 | 365 | 8.4148 | 8 | 0.41481
86147 | 5.4 | 0.8 | 2018-12-31 | 2019-12-31 | 365 | 4.9499 | 4 | 0.94989
86143 | 7.2 | 0.8 | 2018-12-31 | 2019-12-31 | 365 | 6.5999 | 6 | 0.59985
86141 | 5.12 | 0.8 | 2018-12-31 | 2019-12-31 | 365 | 4.6932 | 4 | 0.69323
86129 | 8.4 | 0.8 | 2018-12-31 | 2019-12-31 | 365 | 7.6998 | 7 | 0.69983
86128 | 3.84 | 0.8 | 2018-12-31 | 2019-12-31 | 365 | 3.5199 | 3 | 0.51992
86123 | 5.61 | 0.8 | 2018-12-31 | 2019-12-31 | 365 | 5.1424 | 5 | 0.14239
86121 | 9.156 | 0.8 | 2018-12-31 | 2019-12-31 | 365 | 8.3928 | 8 | 0.39281
86107 | 7.08 | 0.8 | 2018-12-31 | 2019-12-31 | 365 | 6.4899 | 6 | 0.48986
86106 | 7.08 | 0.8 | 2018-12-31 | 2019-12-31 | 365 | 6.4899 | 6 | 0.48986
86103 | 9.3 | 0.8 | 2018-12-31 | 2019-12-31 | 365 | 8.5248 | 8 | 0.52481
86098 | 24.84 | 0.8 | 2018-12-31 | 2019-12-31 | 365 | 22.7695 | 22 | 0.7695
86206 | 9.975 | 0.8 | 2018-12-31 | 2019-12-31 | 365 | 9.1435 | 9 | 0.14355
86201 | 7.245 | 0.8 | 2018-12-31 | 2019-12-31 | 365 | 6.6411 | 6 | 0.6411
86200 | 8.4 | 0.8 | 2018-12-31 | 2019-12-31 | 365 | 7.6998 | 7 | 0.69983
86197 | 3.84 | 0.8 | 2018-12-31 | 2019-12-31 | 365 | 3.5199 | 3 | 0.51992
86196 | 7.15 | 0.8 | 2018-12-31 | 2019-12-31 | 365 | 6.554 | 6 | 0.55402
86194 | 14.7 | 0.8 | 2018-12-31 | 2019-12-31 | 365 | 13.4747 | 13 | 0.4747
86189 | 7.8 | 0.8 | 2018-12-31 | 2019-12-31 | 365 | 7.1498 | 7 | 0.14984
86193 | 7.68 | 0.8 | 2018-12-31 | 2019-12-31 | 365 | 7.0398 | 7 | 0.039844
86190 | 8.68 | 0.8 | 2018-12-31 | 2019-12-31 | 365 | 7.9565 | 7 | 0.95649
86187 | 6.71 | 0.8 | 2018-12-31 | 2019-12-31 | 365 | 6.1507 | 6 | 0.1507
86258 | 8.4 | 0.8 | 2018-12-31 | 2019-12-31 | 365 | 7.6998 | 7 | 0.69983
86186 | 7.2 | 0.8 | 2018-12-31 | 2019-12-31 | 365 | 6.5999 | 6 | 0.59985
86257 | 10.5 | 0.8 | 2018-12-31 | 2019-12-31 | 365 | 9.6248 | 9 | 0.62479
86256 | 9 | 0.8 | 2018-12-31 | 2019-12-31 | 365 | 8.2498 | 8 | 0.24982
86255 | 17.92 | 0.8 | 2018-12-31 | 2019-12-31 | 365 | 16.4263 | 16 | 0.4263
86254 | 4.5 | 0.8 | 2018-12-31 | 2019-12-31 | 365 | 4.1249 | 4 | 0.12491
86251 | 8 | 0.8 | 2018-12-31 | 2019-12-31 | 365 | 7.3332 | 7 | 0.33317
86250 | 12.6 | 0.8 | 2018-12-31 | 2019-12-31 | 365 | 11.5497 | 11 | 0.54974
86249 | 7.92 | 0.8 | 2018-12-31 | 2019-12-31 | 365 | 7.2598 | 7 | 0.25984
86248 | 4.02 | 0.8 | 2018-12-31 | 2019-12-31 | 365 | 3.6849 | 3 | 0.68492
86326 | 6.2 | 0.8 | 2018-12-31 | 2019-12-31 | 365 | 5.6832 | 5 | 0.68321
86325 | 5.76 | 0.8 | 2018-12-31 | 2019-12-31 | 365 | 5.2799 | 5 | 0.27988
86324 | 5.61 | 0.8 | 2018-12-31 | 2019-12-31 | 365 | 5.1424 | 5 | 0.14239
86323 | 18.25 | 0.8 | 2018-12-31 | 2019-12-31 | 365 | 16.7288 | 16 | 0.7288
86322 | 6.3 | 0.8 | 2018-12-31 | 2019-12-31 | 365 | 5.7749 | 5 | 0.77487
86321 | 10.8 | 0.8 | 2018-12-31 | 2019-12-31 | 365 | 9.8998 | 9 | 0.89978
86320 | 8.64 | 0.8 | 2018-12-31 | 2019-12-31 | 365 | 7.9198 | 7 | 0.91982
86319 | 6.5 | 0.8 | 2018-12-31 | 2019-12-31 | 365 | 5.9582 | 5 | 0.9582
86318 | 7.8 | 0.8 | 2018-12-31 | 2019-12-31 | 365 | 7.1498 | 7 | 0.14984
86317 | 8.68 | 0.8 | 2018-12-31 | 2019-12-31 | 365 | 7.9565 | 7 | 0.95649
86338 | 2.68 | 0.8 | 2018-12-31 | 2019-12-31 | 365 | 2.4566 | 2 | 0.45661
86340 | 5.04 | 0.8 | 2018-12-31 | 2019-12-31 | 365 | 4.6199 | 4 | 0.6199
86339 | 8.12 | 0.8 | 2018-12-31 | 2019-12-31 | 365 | 7.4432 | 7 | 0.44317
86342 | 7.56 | 0.8 | 2018-12-31 | 2019-12-31 | 365 | 6.9298 | 6 | 0.92985
86343 | 8.32 | 0.8 | 2018-12-31 | 2019-12-31 | 365 | 7.6265 | 7 | 0.6265
86397 | 7.44 | 0.8 | 2018-12-31 | 2019-12-31 | 365 | 6.8198 | 6 | 0.81985
86396 | 8.96 | 0.8 | 2018-12-31 | 2019-12-31 | 365 | 8.2132 | 8 | 0.21315
86398 | 6.03 | 0.8 | 2018-12-31 | 2019-12-31 | 365 | 5.5274 | 5 | 0.52738
86401 | 10.8 | 0.8 | 2018-12-31 | 2019-12-31 | 365 | 9.8998 | 9 | 0.89978
86400 | 13.5 | 0.8 | 2018-12-31 | 2019-12-31 | 365 | 12.3747 | 12 | 0.37473
86399 | 4.32 | 0.8 | 2018-12-31 | 2019-12-31 | 365 | 3.9599 | 3 | 0.95991
86149 | 24.84 | 0.8 | 2018-12-31 | 2019-12-31 | 365 | 22.7695 | 22 | 0.7695
86198 | 5.61 | 0.8 | 2018-12-31 | 2019-12-31 | 365 | 5.1424 | 5 | 0.14239
86316 | 6.6 | 0.8 | 2018-12-31 | 2019-12-31 | 365 | 6.0499 | 6 | 0.049866
85980 | 5.12 | 0.8 | 2018-12-31 | 2019-12-31 | 365 | 4.6932 | 4 | 0.69323
86204 | 7.92 | 0.8 | 2018-12-31 | 2019-12-31 | 365 | 7.2598 | 7 | 0.25984
86335 | 13.68 | 0.8 | 2018-12-31 | 2019-12-31 | 365 | 12.5397 | 12 | 0.53972
86336 | 32.64 | 0.55 | 2018-12-31 | 2019-12-31 | 365 | 20.5695 | 20 | 0.56955
86341 | 2.68 | 0.8 | 2018-12-31 | 2019-12-31 | 365 | 2.4566 | 2 | 0.45661
85661 | 5.37 | 0.8 | 2018-12-31 | 2019-12-31 | 365 | 4.9224 | 4 | 0.92239
86405 | 5.44 | 0.8 | 2018-12-31 | 2019-12-31 | 365 | 4.9866 | 4 | 0.98656
86406 | 11.02 | 0.8 | 2018-12-31 | 2019-12-31 | 365 | 10.1014 | 10 | 0.10144
86408 | 4.8 | 0.8 | 2018-12-31 | 2019-12-31 | 365 | 4.3999 | 4 | 0.3999
86409 | 8.64 | 0.8 | 2018-12-31 | 2019-12-31 | 365 | 7.9198 | 7 | 0.91982
86410 | 4.32 | 0.8 | 2018-12-31 | 2019-12-31 | 365 | 3.9599 | 3 | 0.95991
86411 | 7.37 | 0.8 | 2018-12-31 | 2019-12-31 | 365 | 6.7557 | 6 | 0.75568
86412 | 12.73 | 0.8 | 2018-12-31 | 2019-12-31 | 365 | 11.6689 | 11 | 0.66891
86421 | 6.7 | 0.8 | 2018-12-31 | 2019-12-31 | 365 | 6.1415 | 6 | 0.14153
86422 | 6.6 | 0.8 | 2018-12-31 | 2019-12-31 | 365 | 6.0499 | 6 | 0.049866
86423 | 12.099 | 0.8 | 2018-12-31 | 2019-12-31 | 365 | 11.0905 | 11 | 0.090505
86426 | 11.16 | 0.8 | 2018-12-31 | 2019-12-31 | 365 | 10.2298 | 10 | 0.22977
86428 | 13.3 | 0.8 | 2018-12-31 | 2019-12-31 | 365 | 12.1914 | 12 | 0.1914
86434 | 4.425 | 0.8 | 2018-12-31 | 2019-12-31 | 365 | 4.0562 | 4 | 0.05616
86438 | 9.483 | 0.8 | 2018-12-31 | 2019-12-31 | 365 | 8.6926 | 8 | 0.69256
86440 | 14.1 | 0.8 | 2018-12-31 | 2019-12-31 | 365 | 12.9247 | 12 | 0.92471
86441 | 4.56 | 0.8 | 2018-12-31 | 2019-12-31 | 365 | 4.1799 | 4 | 0.17991
86442 | 4.32 | 0.8 | 2018-12-31 | 2019-12-31 | 365 | 3.9599 | 3 | 0.95991
86443 | 4.5 | 0.8 | 2018-12-31 | 2019-12-31 | 365 | 4.1249 | 4 | 0.12491
86445 | 8.64 | 0.8 | 2018-12-31 | 2019-12-31 | 365 | 7.9198 | 7 | 0.91982
86446 | 11.16 | 0.8 | 2018-12-31 | 2019-12-31 | 365 | 10.2298 | 10 | 0.22977
86447 | 5.12 | 0.8 | 2018-12-31 | 2019-12-31 | 365 | 4.6932 | 4 | 0.69323
86450 | 4.03 | 0.8 | 2018-12-31 | 2019-12-31 | 365 | 3.6941 | 3 | 0.69408
86492 | 6.6 | 0.8 | 2018-12-31 | 2019-12-31 | 365 | 6.0499 | 6 | 0.049866
86493 | 4.015 | 0.8 | 2018-12-31 | 2019-12-31 | 365 | 3.6803 | 3 | 0.68034
86497 | 5.025 | 0.8 | 2018-12-31 | 2019-12-31 | 365 | 4.6061 | 4 | 0.60615
86498 | 6.4 | 0.8 | 2018-12-31 | 2019-12-31 | 365 | 5.8665 | 5 | 0.86654
86501 | 24.9 | 0.8 | 2018-12-31 | 2019-12-31 | 365 | 22.8245 | 22 | 0.8245
86502 | 5.12 | 0.8 | 2018-12-31 | 2019-12-31 | 365 | 4.6932 | 4 | 0.69323
78921 | 57.12 | 0.6 | 2018-12-31 | 2019-12-31 | 365 | 39.2691 | 39 | 0.26913
84784 | 6.374 | 0.8 | 2018-12-31 | 2019-12-31 | 365 | 5.8427 | 5 | 0.8427
85844 | 15.4 | 0.8 | 2018-12-31 | 2019-12-31 | 365 | 14.1164 | 14 | 0.11635
85852 | 5.11 | 0.8 | 2018-12-31 | 2019-12-31 | 365 | 4.6841 | 4 | 0.68406
85903 | 5.5 | 0.8 | 2018-12-31 | 2019-12-31 | 365 | 5.0416 | 5 | 0.041555
85942 | 3.6 | 0.8 | 2018-12-31 | 2019-12-31 | 365 | 3.2999 | 3 | 0.29993
86100 | 174.915 | 0.55 | 2018-12-31 | 2019-12-31 | 365 | 110.2305 | 110 | 0.23045
86144 | 5.04 | 0.8 | 2018-12-31 | 2019-12-31 | 365 | 4.6199 | 4 | 0.6199
86188 | 9.86 | 0.8 | 2018-12-31 | 2019-12-31 | 365 | 9.0381 | 9 | 0.038134
86252 | 13.65 | 0.8 | 2018-12-31 | 2019-12-31 | 365 | 12.5122 | 12 | 0.51222
86574 | 5.67 | 0.8 | 2018-12-31 | 2019-12-31 | 365 | 5.1974 | 5 | 0.19739
86576 | 8.96 | 0.8 | 2018-12-31 | 2019-12-31 | 365 | 8.2132 | 8 | 0.21315
86577 | 23.2 | 0.8 | 2018-12-31 | 2019-12-31 | 365 | 21.2662 | 21 | 0.2662
86580 | 7.56 | 0.8 | 2018-12-31 | 2019-12-31 | 365 | 6.9298 | 6 | 0.92985
86584 | 12.6 | 0.8 | 2018-12-31 | 2019-12-31 | 365 | 11.5497 | 11 | 0.54974
86586 | 7.245 | 0.8 | 2018-12-31 | 2019-12-31 | 365 | 6.6411 | 6 | 0.6411
86587 | 6 | 0.8 | 2018-12-31 | 2019-12-31 | 365 | 5.4999 | 5 | 0.49988
86589 | 4.015 | 0.8 | 2018-12-31 | 2019-12-31 | 365 | 3.6803 | 3 | 0.68034
86590 | 7.15 | 0.8 | 2018-12-31 | 2019-12-31 | 365 | 6.554 | 6 | 0.55402
85981 | 4.48 | 0.8 | 2018-12-31 | 2019-12-31 | 365 | 4.1066 | 4 | 0.10658
86145 | 5.5 | 0.8 | 2018-12-31 | 2019-12-31 | 365 | 5.0416 | 5 | 0.041555
86664 | 10.5 | 0.8 | 2018-12-31 | 2019-12-31 | 365 | 9.6248 | 9 | 0.62479
86665 | 8.71 | 0.8 | 2018-12-31 | 2019-12-31 | 365 | 7.984 | 7 | 0.98399
86667 | 8.4 | 0.8 | 2018-12-31 | 2019-12-31 | 365 | 7.6998 | 7 | 0.69983
86670 | 12.045 | 0.8 | 2018-12-31 | 2019-12-31 | 365 | 11.041 | 11 | 0.041006
86671 | 8.375 | 0.8 | 2018-12-31 | 2019-12-31 | 365 | 7.6769 | 7 | 0.67691
86672 | 12.06 | 0.8 | 2018-12-31 | 2019-12-31 | 365 | 11.0548 | 11 | 0.054756
86674 | 12.6 | 0.8 | 2018-12-31 | 2019-12-31 | 365 | 11.5497 | 11 | 0.54974
86675 | 15.4 | 0.8 | 2018-12-31 | 2019-12-31 | 365 | 14.1164 | 14 | 0.11635
86676 | 8.58 | 0.8 | 2018-12-31 | 2019-12-31 | 365 | 7.8648 | 7 | 0.86483
86702 | 3.64 | 0.8 | 2018-12-31 | 2019-12-31 | 365 | 3.3366 | 3 | 0.33659
86703 | 8.76 | 0.8 | 2018-12-31 | 2019-12-31 | 365 | 8.0298 | 8 | 0.029822
86704 | 6.03 | 0.8 | 2018-12-31 | 2019-12-31 | 365 | 5.5274 | 5 | 0.52738
86706 | 10.5 | 0.8 | 2018-12-31 | 2019-12-31 | 365 | 9.6248 | 9 | 0.62479
86708 | 4.69 | 0.8 | 2018-12-31 | 2019-12-31 | 365 | 4.2991 | 4 | 0.29907
86709 | 7.56 | 0.8 | 2018-12-31 | 2019-12-31 | 365 | 6.9298 | 6 | 0.92985
86710 | 21.9 | 0.8 | 2018-12-31 | 2019-12-31 | 365 | 20.0746 | 20 | 0.074556
86711 | 10.08 | 0.8 | 2018-12-31 | 2019-12-31 | 365 | 9.2398 | 9 | 0.2398
86712 | 9.6 | 0.8 | 2018-12-31 | 2019-12-31 | 365 | 8.7998 | 8 | 0.79981
86713 | 11.16 | 0.8 | 2018-12-31 | 2019-12-31 | 365 | 10.2298 | 10 | 0.22977
86715 | 8.68 | 0.8 | 2018-12-31 | 2019-12-31 | 365 | 7.9565 | 7 | 0.95649
86766 | 6.6 | 0.8 | 2018-12-31 | 2019-12-31 | 365 | 6.0499 | 6 | 0.049866
86767 | 12.6 | 0.8 | 2018-12-31 | 2019-12-31 | 365 | 11.5497 | 11 | 0.54974
86768 | 5.36 | 0.8 | 2018-12-31 | 2019-12-31 | 365 | 4.9132 | 4 | 0.91322
86769 | 10.26 | 0.8 | 2018-12-31 | 2019-12-31 | 365 | 9.4048 | 9 | 0.40479
86770 | 7.56 | 0.8 | 2018-12-31 | 2019-12-31 | 365 | 6.9298 | 6 | 0.92985
86771 | 9.1 | 0.8 | 2018-12-31 | 2019-12-31 | 365 | 8.3415 | 8 | 0.34148
86772 | 9.735 | 0.8 | 2018-12-31 | 2019-12-31 | 365 | 8.9236 | 8 | 0.92355
86773 | 7.3 | 0.8 | 2018-12-31 | 2019-12-31 | 365 | 6.6915 | 6 | 0.69152
86774 | 7.3 | 0.8 | 2018-12-31 | 2019-12-31 | 365 | 6.6915 | 6 | 0.69152
86775 | 5.76 | 0.8 | 2018-12-31 | 2019-12-31 | 365 | 5.2799 | 5 | 0.27988
86863 | 7.68 | 0.8 | 2018-12-31 | 2019-12-31 | 365 | 7.0398 | 7 | 0.039844
86864 | 7.37 | 0.8 | 2018-12-31 | 2019-12-31 | 365 | 6.7557 | 6 | 0.75568
86865 | 12.95 | 0.8 | 2018-12-31 | 2019-12-31 | 365 | 11.8706 | 11 | 0.87057
86866 | 6.3 | 0.8 | 2018-12-31 | 2019-12-31 | 365 | 5.7749 | 5 | 0.77487
86867 | 8.03 | 0.8 | 2018-12-31 | 2019-12-31 | 365 | 7.3607 | 7 | 0.36067
86870 | 4.9 | 0.8 | 2018-12-31 | 2019-12-31 | 365 | 4.4916 | 4 | 0.49157
86872 | 7.705 | 0.8 | 2018-12-31 | 2019-12-31 | 365 | 7.0628 | 7 | 0.062761
86873 | 7 | 0.8 | 2018-12-31 | 2019-12-31 | 365 | 6.4165 | 6 | 0.41652
86876 | 1 | 0.8 | 2018-12-31 | 2019-12-31 | 365 | 0.91665 | 0 | 0.91665
86877 | 11.4 | 0.8 | 2018-12-31 | 2019-12-31 | 365 | 10.4498 | 10 | 0.44977
86878 | 5.12 | 0.8 | 2018-12-31 | 2019-12-31 | 365 | 4.6932 | 4 | 0.69323
86881 | 9.24 | 0.8 | 2018-12-31 | 2019-12-31 | 365 | 8.4698 | 8 | 0.46981
86883 | 13.3 | 0.8 | 2018-12-31 | 2019-12-31 | 365 | 12.1914 | 12 | 0.1914
86884 | 5.36 | 0.8 | 2018-12-31 | 2019-12-31 | 365 | 4.9132 | 4 | 0.91322
86886 | 8.76 | 0.8 | 2018-12-31 | 2019-12-31 | 365 | 8.0298 | 8 | 0.029822
86888 | 14.88 | 0.8 | 2018-12-31 | 2019-12-31 | 365 | 13.6397 | 13 | 0.6397
86892 | 7.83 | 0.8 | 2018-12-31 | 2019-12-31 | 365 | 7.1773 | 7 | 0.17734
86894 | 8.375 | 0.8 | 2018-12-31 | 2019-12-31 | 365 | 7.6769 | 7 | 0.67691
86895 | 13.28 | 0.8 | 2018-12-31 | 2019-12-31 | 365 | 12.1731 | 12 | 0.17306
86908 | 14.74 | 0.8 | 2018-12-31 | 2019-12-31 | 365 | 13.5114 | 13 | 0.51137
86909 | 8.7 | 0.8 | 2018-12-31 | 2019-12-31 | 365 | 7.9748 | 7 | 0.97482
86910 | 7 | 0.8 | 2018-12-31 | 2019-12-31 | 365 | 6.4165 | 6 | 0.41652
86912 | 5.04 | 0.8 | 2018-12-31 | 2019-12-31 | 365 | 4.6199 | 4 | 0.6199
86914 | 18 | 0.8 | 2018-12-31 | 2019-12-31 | 365 | 16.4996 | 16 | 0.49964
86407 | 4.8 | 0.8 | 2018-12-31 | 2019-12-31 | 365 | 4.3999 | 4 | 0.3999
86499 | 7.035 | 0.8 | 2018-12-31 | 2019-12-31 | 365 | 6.4486 | 6 | 0.44861
86146 | 0.63 | 0.8 | 2018-12-31 | 2019-12-31 | 365 | 0.57749 | 0 | 0.57749
83088 | 250.24 | 0.6 | 2018-12-31 | 2019-12-31 | 365 | 172.0362 | 172 | 0.036196
86448 | 6.25 | 0.8 | 2018-12-31 | 2019-12-31 | 365 | 5.729 | 5 | 0.72904
86915 | 5.5 | 0.8 | 2018-12-31 | 2019-12-31 | 365 | 5.0416 | 5 | 0.041555
86916 | 8.96 | 0.8 | 2018-12-31 | 2019-12-31 | 365 | 8.2132 | 8 | 0.21315
86917 | 21.76 | 0.8 | 2018-12-31 | 2019-12-31 | 365 | 19.9462 | 19 | 0.94623
86919 | 8.64 | 0.8 | 2018-12-31 | 2019-12-31 | 365 | 7.9198 | 7 | 0.91982
86921 | 8.4 | 0.8 | 2018-12-31 | 2019-12-31 | 365 | 7.6998 | 7 | 0.69983
86926 | 5.4 | 0.8 | 2018-12-31 | 2019-12-31 | 365 | 4.9499 | 4 | 0.94989
86928 | 5.88 | 0.8 | 2018-12-31 | 2019-12-31 | 365 | 5.3899 | 5 | 0.38988
86930 | 6.51 | 0.8 | 2018-12-31 | 2019-12-31 | 365 | 5.9674 | 5 | 0.96737
86933 | 14 | 0.8 | 2018-12-31 | 2019-12-31 | 365 | 12.833 | 12 | 0.83305
86936 | 4.02 | 0.8 | 2018-12-31 | 2019-12-31 | 365 | 3.6849 | 3 | 0.68492
86937 | 8.82 | 0.8 | 2018-12-31 | 2019-12-31 | 365 | 8.0848 | 8 | 0.084821
86964 | 5.36 | 0.8 | 2018-12-31 | 2019-12-31 | 365 | 4.9132 | 4 | 0.91322
86965 | 10.44 | 0.8 | 2018-12-31 | 2019-12-31 | 365 | 9.5698 | 9 | 0.56979
86967 | 3.2 | 0.8 | 2018-12-31 | 2019-12-31 | 365 | 2.9333 | 2 | 0.93327
86969 | 10.26 | 0.8 | 2018-12-31 | 2019-12-31 | 365 | 9.4048 | 9 | 0.40479
86970 | 13.42 | 0.8 | 2018-12-31 | 2019-12-31 | 365 | 12.3014 | 12 | 0.30139
86971 | 10.85 | 0.8 | 2018-12-31 | 2019-12-31 | 365 | 9.9456 | 9 | 0.94561
86972 | 8.64 | 0.8 | 2018-12-31 | 2019-12-31 | 365 | 7.9198 | 7 | 0.91982
86973 | 7.2 | 0.8 | 2018-12-31 | 2019-12-31 | 365 | 6.5999 | 6 | 0.59985
86974 | 5.84 | 0.8 | 2018-12-31 | 2019-12-31 | 365 | 5.3532 | 5 | 0.35321
86975 | 6.03 | 0.8 | 2018-12-31 | 2019-12-31 | 365 | 5.5274 | 5 | 0.52738
86977 | 10.5 | 0.8 | 2018-12-31 | 2019-12-31 | 365 | 9.6248 | 9 | 0.62479
86979 | 12.73 | 0.8 | 2018-12-31 | 2019-12-31 | 365 | 11.6689 | 11 | 0.66891
86980 | 10.23 | 0.8 | 2018-12-31 | 2019-12-31 | 365 | 9.3773 | 9 | 0.37729
86981 | 9.6 | 0.8 | 2018-12-31 | 2019-12-31 | 365 | 8.7998 | 8 | 0.79981
86982 | 9.9 | 0.8 | 2018-12-31 | 2019-12-31 | 365 | 9.0748 | 9 | 0.074799
86985 | 4.95 | 0.8 | 2018-12-31 | 2019-12-31 | 365 | 4.5374 | 4 | 0.5374
86986 | 6.6 | 0.8 | 2018-12-31 | 2019-12-31 | 365 | 6.0499 | 6 | 0.049866
86987 | 3.35 | 0.8 | 2018-12-31 | 2019-12-31 | 365 | 3.0708 | 3 | 0.070765
86988 | 7.8 | 0.8 | 2018-12-31 | 2019-12-31 | 365 | 7.1498 | 7 | 0.14984
86989 | 10.4 | 0.8 | 2018-12-31 | 2019-12-31 | 365 | 9.5331 | 9 | 0.53312
86990 | 10.4 | 0.8 | 2018-12-31 | 2019-12-31 | 365 | 9.5331 | 9 | 0.53312
86991 | 8.125 | 0.8 | 2018-12-31 | 2019-12-31 | 365 | 7.4478 | 7 | 0.44775
86992 | 13.3 | 0.8 | 2018-12-31 | 2019-12-31 | 365 | 12.1914 | 12 | 0.1914
86993 | 9.1 | 0.8 | 2018-12-31 | 2019-12-31 | 365 | 8.3415 | 8 | 0.34148
86995 | 8.4 | 0.8 | 2018-12-31 | 2019-12-31 | 365 | 7.6998 | 7 | 0.69983
86996 | 14.7 | 0.8 | 2018-12-31 | 2019-12-31 | 365 | 13.4747 | 13 | 0.4747
86997 | 7.2 | 0.8 | 2018-12-31 | 2019-12-31 | 365 | 6.5999 | 6 | 0.59985
87027 | 7.375 | 0.8 | 2018-12-31 | 2019-12-31 | 365 | 6.7603 | 6 | 0.76027
87029 | 15.41 | 0.8 | 2018-12-31 | 2019-12-31 | 365 | 14.1255 | 14 | 0.12552
87032 | 8.76 | 0.8 | 2018-12-31 | 2019-12-31 | 365 | 8.0298 | 8 | 0.029822
87033 | 19.53 | 0.8 | 2018-12-31 | 2019-12-31 | 365 | 17.9021 | 17 | 0.9021
87034 | 7 | 0.8 | 2018-12-31 | 2019-12-31 | 365 | 6.4165 | 6 | 0.41652
87035 | 14.58 | 0.8 | 2018-12-31 | 2019-12-31 | 365 | 13.3647 | 13 | 0.3647
87038 | 11.9 | 0.8 | 2018-12-31 | 2019-12-31 | 365 | 10.9081 | 10 | 0.90809
87039 | 3.96 | 0.8 | 2018-12-31 | 2019-12-31 | 365 | 3.6299 | 3 | 0.62992
87043 | 8.1 | 0.8 | 2018-12-31 | 2019-12-31 | 365 | 7.4248 | 7 | 0.42484
87045 | 5.355 | 0.8 | 2018-12-31 | 2019-12-31 | 365 | 4.9086 | 4 | 0.90864
86920 | 6.9 | 0.8 | 2018-12-31 | 2019-12-31 | 365 | 6.3249 | 6 | 0.32486
86682 | 11.61 | 1 | 2018-12-31 | 2019-12-31 | 365 | 13.3028 | 13 | 0.30283
87087 | 10.08 | 0.8 | 2018-12-31 | 2019-12-31 | 365 | 9.2398 | 9 | 0.2398
87091 | 9.145 | 0.8 | 2018-12-31 | 2019-12-31 | 365 | 8.3827 | 8 | 0.38273
87093 | 7.67 | 0.8 | 2018-12-31 | 2019-12-31 | 365 | 7.0307 | 7 | 0.030678
87098 | 10.8 | 0.8 | 2018-12-31 | 2019-12-31 | 365 | 9.8998 | 9 | 0.89978
87113 | 11.55 | 0.8 | 2018-12-31 | 2019-12-31 | 365 | 10.5873 | 10 | 0.58727
87114 | 7.25 | 0.8 | 2018-12-31 | 2019-12-31 | 365 | 6.6457 | 6 | 0.64569
87115 | 24.85 | 0.8 | 2018-12-31 | 2019-12-31 | 365 | 22.7787 | 22 | 0.77866
87116 | 8.4 | 0.8 | 2018-12-31 | 2019-12-31 | 365 | 7.6998 | 7 | 0.69983
87117 | 11.05 | 0.8 | 2018-12-31 | 2019-12-31 | 365 | 10.1289 | 10 | 0.12894
87120 | 10.08 | 0.8 | 2018-12-31 | 2019-12-31 | 365 | 9.2398 | 9 | 0.2398
87121 | 4.69 | 0.8 | 2018-12-31 | 2019-12-31 | 365 | 4.2991 | 4 | 0.29907
87122 | 11.88 | 0.8 | 2018-12-31 | 2019-12-31 | 365 | 10.8898 | 10 | 0.88976
87123 | 12.915 | 0.8 | 2018-12-31 | 2019-12-31 | 365 | 11.8385 | 11 | 0.83849
87124 | 12.81 | 0.8 | 2018-12-31 | 2019-12-31 | 365 | 11.7422 | 11 | 0.74224
87125 | 6.1 | 0.8 | 2018-12-31 | 2019-12-31 | 365 | 5.5915 | 5 | 0.59154
87126 | 12.675 | 0.8 | 2018-12-31 | 2019-12-31 | 365 | 11.6185 | 11 | 0.61849
87128 | 10.23 | 0.8 | 2018-12-31 | 2019-12-31 | 365 | 9.3773 | 9 | 0.37729
87129 | 8.76 | 0.8 | 2018-12-31 | 2019-12-31 | 365 | 8.0298 | 8 | 0.029822
87130 | 7.04 | 0.8 | 2018-12-31 | 2019-12-31 | 365 | 6.4532 | 6 | 0.45319
87154 | 8.64 | 0.8 | 2018-12-31 | 2019-12-31 | 365 | 7.9198 | 7 | 0.91982
87155 | 9.36 | 0.8 | 2018-12-31 | 2019-12-31 | 365 | 8.5798 | 8 | 0.57981
87156 | 6.48 | 0.8 | 2018-12-31 | 2019-12-31 | 365 | 5.9399 | 5 | 0.93987
87157 | 7 | 0.8 | 2018-12-31 | 2019-12-31 | 365 | 6.4165 | 6 | 0.41652
87160 | 4.97 | 0.8 | 2018-12-31 | 2019-12-31 | 365 | 4.5557 | 4 | 0.55573
87161 | 10.275 | 0.8 | 2018-12-31 | 2019-12-31 | 365 | 9.4185 | 9 | 0.41854
87162 | 8.64 | 0.8 | 2018-12-31 | 2019-12-31 | 365 | 7.9198 | 7 | 0.91982
87164 | 10.075 | 0.8 | 2018-12-31 | 2019-12-31 | 365 | 9.2352 | 9 | 0.23521
87166 | 10.4 | 0.8 | 2018-12-31 | 2019-12-31 | 365 | 9.5331 | 9 | 0.53312
87168 | 4.575 | 0.8 | 2018-12-31 | 2019-12-31 | 365 | 4.1937 | 4 | 0.19366
87170 | 5.2 | 0.8 | 2018-12-31 | 2019-12-31 | 365 | 4.7666 | 4 | 0.76656
87172 | 5.04 | 0.8 | 2018-12-31 | 2019-12-31 | 365 | 4.6199 | 4 | 0.6199
87174 | 7.54 | 0.8 | 2018-12-31 | 2019-12-31 | 365 | 6.9115 | 6 | 0.91151
87175 | 7.245 | 0.8 | 2018-12-31 | 2019-12-31 | 365 | 6.6411 | 6 | 0.6411
87177 | 12.18 | 0.8 | 2018-12-31 | 2019-12-31 | 365 | 11.1648 | 11 | 0.16475
87179 | 7.245 | 0.8 | 2018-12-31 | 2019-12-31 | 365 | 6.6411 | 6 | 0.6411
87181 | 6.5 | 0.8 | 2018-12-31 | 2019-12-31 | 365 | 5.9582 | 5 | 0.9582
87183 | 9.3 | 0.8 | 2018-12-31 | 2019-12-31 | 365 | 8.5248 | 8 | 0.52481
87185 | 5.76 | 0.8 | 2018-12-31 | 2019-12-31 | 365 | 5.2799 | 5 | 0.27988
87187 | 11.16 | 0.8 | 2018-12-31 | 2019-12-31 | 365 | 10.2298 | 10 | 0.22977
87188 | 9.145 | 0.8 | 2018-12-31 | 2019-12-31 | 365 | 8.3827 | 8 | 0.38273
87189 | 10.075 | 0.8 | 2018-12-31 | 2019-12-31 | 365 | 9.2352 | 9 | 0.23521
86891 | 9.76 | 0.8 | 2018-12-31 | 2019-12-31 | 365 | 8.9465 | 8 | 0.94647
86966 | 3.105 | 0.8 | 2018-12-31 | 2019-12-31 | 365 | 2.8462 | 2 | 0.84619
86994 | 13.325 | 0.8 | 2018-12-31 | 2019-12-31 | 365 | 12.2143 | 12 | 0.21431
87190 | 10.725 | 0.8 | 2018-12-31 | 2019-12-31 | 365 | 9.831 | 9 | 0.83103
87191 | 6.48 | 0.8 | 2018-12-31 | 2019-12-31 | 365 | 5.9399 | 5 | 0.93987
87192 | 15.08 | 0.8 | 2018-12-31 | 2019-12-31 | 365 | 13.823 | 13 | 0.82303
87194 | 10.385 | 0.8 | 2018-12-31 | 2019-12-31 | 365 | 9.5194 | 9 | 0.51937
87195 | 4.55 | 0.8 | 2018-12-31 | 2019-12-31 | 365 | 4.1707 | 4 | 0.17074
87196 | 8.125 | 0.8 | 2018-12-31 | 2019-12-31 | 365 | 7.4478 | 7 | 0.44775
87211 | 10.56 | 0.8 | 2018-12-31 | 2019-12-31 | 365 | 9.6798 | 9 | 0.67979
87212 | 9.9 | 0.8 | 2018-12-31 | 2019-12-31 | 365 | 9.0748 | 9 | 0.074799
87213 | 7.375 | 0.8 | 2018-12-31 | 2019-12-31 | 365 | 6.7603 | 6 | 0.76027
87217 | 12.3 | 0.8 | 2018-12-31 | 2019-12-31 | 365 | 11.2748 | 11 | 0.27475
87218 | 8.06 | 0.8 | 2018-12-31 | 2019-12-31 | 365 | 7.3882 | 7 | 0.38817
87220 | 13.86 | 0.8 | 2018-12-31 | 2019-12-31 | 365 | 12.7047 | 12 | 0.70472
87222 | 6.71 | 0.8 | 2018-12-31 | 2019-12-31 | 365 | 6.1507 | 6 | 0.1507
87230 | 3.6 | 0.8 | 2018-12-31 | 2019-12-31 | 365 | 3.2999 | 3 | 0.29993
87231 | 2.01 | 0.8 | 2018-12-31 | 2019-12-31 | 365 | 1.8425 | 1 | 0.84246
87233 | 5.4 | 0.8 | 2018-12-31 | 2019-12-31 | 365 | 4.9499 | 4 | 0.94989
87234 | 10.075 | 0.8 | 2018-12-31 | 2019-12-31 | 365 | 9.2352 | 9 | 0.23521
87236 | 8.505 | 0.8 | 2018-12-31 | 2019-12-31 | 365 | 7.7961 | 7 | 0.79608
87237 | 5.2 | 0.8 | 2018-12-31 | 2019-12-31 | 365 | 4.7666 | 4 | 0.76656
87238 | 8.7 | 0.8 | 2018-12-31 | 2019-12-31 | 365 | 7.9748 | 7 | 0.97482
87239 | 5.2 | 0.8 | 2018-12-31 | 2019-12-31 | 365 | 4.7666 | 4 | 0.76656
87240 | 9.765 | 0.8 | 2018-12-31 | 2019-12-31 | 365 | 8.9511 | 8 | 0.95105
87241 | 14.805 | 0.8 | 2018-12-31 | 2019-12-31 | 365 | 13.5709 | 13 | 0.57095
87242 | 10.075 | 0.8 | 2018-12-31 | 2019-12-31 | 365 | 9.2352 | 9 | 0.23521
87243 | 5.31 | 0.8 | 2018-12-31 | 2019-12-31 | 365 | 4.8674 | 4 | 0.86739
87244 | 9.57 | 0.8 | 2018-12-31 | 2019-12-31 | 365 | 8.7723 | 8 | 0.77231
87245 | 12.025 | 0.8 | 2018-12-31 | 2019-12-31 | 365 | 11.0227 | 11 | 0.022673
87246 | 3.72 | 0.8 | 2018-12-31 | 2019-12-31 | 365 | 3.4099 | 3 | 0.40992
87249 | 5.04 | 0.8 | 2018-12-31 | 2019-12-31 | 365 | 4.6199 | 4 | 0.6199
87250 | 13.275 | 0.8 | 2018-12-31 | 2019-12-31 | 365 | 12.1685 | 12 | 0.16848
87251 | 11.47 | 0.8 | 2018-12-31 | 2019-12-31 | 365 | 10.5139 | 10 | 0.51393
87252 | 5.95 | 0.8 | 2018-12-31 | 2019-12-31 | 365 | 5.454 | 5 | 0.45405
87253 | 8.1 | 0.8 | 2018-12-31 | 2019-12-31 | 365 | 7.4248 | 7 | 0.42484
87254 | 6.7 | 0.8 | 2018-12-31 | 2019-12-31 | 365 | 6.1415 | 6 | 0.14153
87255 | 7.68 | 0.8 | 2018-12-31 | 2019-12-31 | 365 | 7.0398 | 7 | 0.039844
87256 | 9.75 | 0.8 | 2018-12-31 | 2019-12-31 | 365 | 8.9373 | 8 | 0.9373
87258 | 7.93 | 0.8 | 2018-12-31 | 2019-12-31 | 365 | 7.269 | 7 | 0.26901
87259 | 7.44 | 0.8 | 2018-12-31 | 2019-12-31 | 365 | 6.8198 | 6 | 0.81985
87261 | 13.3 | 0.8 | 2018-12-31 | 2019-12-31 | 365 | 12.1914 | 12 | 0.1914
87263 | 2.6 | 0.8 | 2018-12-31 | 2019-12-31 | 365 | 2.3833 | 2 | 0.38328
87264 | 6.5 | 0.8 | 2018-12-31 | 2019-12-31 | 365 | 5.9582 | 5 | 0.9582
87265 | 5.605 | 0.8 | 2018-12-31 | 2019-12-31 | 365 | 5.1378 | 5 | 0.1378
87280 | 8.68 | 0.8 | 2018-12-31 | 2019-12-31 | 365 | 7.9565 | 7 | 0.95649
87281 | 3.84 | 0.8 | 2018-12-31 | 2019-12-31 | 365 | 3.5199 | 3 | 0.51992
87282 | 8.68 | 0.8 | 2018-12-31 | 2019-12-31 | 365 | 7.9565 | 7 | 0.95649
87283 | 7.44 | 0.8 | 2018-12-31 | 2019-12-31 | 365 | 6.8198 | 6 | 0.81985
87286 | 7.705 | 0.8 | 2018-12-31 | 2019-12-31 | 365 | 7.0628 | 7 | 0.062761
87287 | 6.48 | 0.8 | 2018-12-31 | 2019-12-31 | 365 | 5.9399 | 5 | 0.93987
87288 | 6.7 | 0.8 | 2018-12-31 | 2019-12-31 | 365 | 6.1415 | 6 | 0.14153
87290 | 9.425 | 0.8 | 2018-12-31 | 2019-12-31 | 365 | 8.6394 | 8 | 0.63939
87292 | 7.83 | 0.8 | 2018-12-31 | 2019-12-31 | 365 | 7.1773 | 7 | 0.17734
87293 | 8.64 | 0.8 | 2018-12-31 | 2019-12-31 | 365 | 7.9198 | 7 | 0.91982
87294 | 7.475 | 0.8 | 2018-12-31 | 2019-12-31 | 365 | 6.8519 | 6 | 0.85193
87119 | 18.56 | 0.8 | 2018-12-31 | 2019-12-31 | 365 | 17.013 | 17 | 0.012957
87285 | 4.8 | 0.8 | 2018-12-31 | 2019-12-31 | 365 | 4.3999 | 4 | 0.3999
86984 | 4.96 | 0.8 | 2018-12-31 | 2019-12-31 | 365 | 4.5466 | 4 | 0.54657
87351 | 10.2 | 0.8 | 2018-12-31 | 2019-12-31 | 365 | 9.3498 | 9 | 0.34979
87352 | 10.5 | 0.8 | 2018-12-31 | 2019-12-31 | 365 | 9.6248 | 9 | 0.62479
87353 | 11.16 | 0.8 | 2018-12-31 | 2019-12-31 | 365 | 10.2298 | 10 | 0.22977
87354 | 11.2 | 0.8 | 2018-12-31 | 2019-12-31 | 365 | 10.2664 | 10 | 0.26644
87355 | 12.48 | 0.8 | 2018-12-31 | 2019-12-31 | 365 | 11.4397 | 11 | 0.43975
87356 | 4.48 | 0.8 | 2018-12-31 | 2019-12-31 | 365 | 4.1066 | 4 | 0.10658
87358 | 4.13 | 0.8 | 2018-12-31 | 2019-12-31 | 365 | 3.7857 | 3 | 0.78575
87359 | 7.7 | 0.8 | 2018-12-31 | 2019-12-31 | 365 | 7.0582 | 7 | 0.058177
87360 | 3.84 | 0.8 | 2018-12-31 | 2019-12-31 | 365 | 3.5199 | 3 | 0.51992
87361 | 44.1 | 0.65 | 2018-12-31 | 2019-12-31 | 365 | 32.8446 | 32 | 0.84459
87364 | 11.16 | 0.8 | 2018-12-31 | 2019-12-31 | 365 | 10.2298 | 10 | 0.22977
87365 | 9.1 | 0.8 | 2018-12-31 | 2019-12-31 | 365 | 8.3415 | 8 | 0.34148
87366 | 6.175 | 0.8 | 2018-12-31 | 2019-12-31 | 365 | 5.6603 | 5 | 0.66029
87397 | 8.64 | 0.8 | 2018-12-31 | 2019-12-31 | 365 | 7.9198 | 7 | 0.91982
87399 | 7.965 | 0.8 | 2018-12-31 | 2019-12-31 | 365 | 7.3011 | 7 | 0.30109
87401 | 7.7 | 0.8 | 2018-12-31 | 2019-12-31 | 365 | 7.0582 | 7 | 0.058177
87402 | 4.72 | 0.8 | 2018-12-31 | 2019-12-31 | 365 | 4.3266 | 4 | 0.32657
87403 | 11.88 | 0.8 | 2018-12-31 | 2019-12-31 | 365 | 10.8898 | 10 | 0.88976
87405 | 9.61 | 0.8 | 2018-12-31 | 2019-12-31 | 365 | 8.809 | 8 | 0.80897
87436 | 8.7 | 0.8 | 2018-12-31 | 2019-12-31 | 365 | 7.9748 | 7 | 0.97482
87448 | 10.73 | 0.8 | 2018-12-31 | 2019-12-31 | 365 | 9.8356 | 9 | 0.83562
87450 | 4.02 | 0.8 | 2018-12-31 | 2019-12-31 | 365 | 3.6849 | 3 | 0.68492
87451 | 7.68 | 0.8 | 2018-12-31 | 2019-12-31 | 365 | 7.0398 | 7 | 0.039844
87452 | 4.69 | 0.8 | 2018-12-31 | 2019-12-31 | 365 | 4.2991 | 4 | 0.29907
87453 | 5.67 | 0.8 | 2018-12-31 | 2019-12-31 | 365 | 5.1974 | 5 | 0.19739
82515 | 275.2 | 0.6 | 2018-12-31 | 2019-12-31 | 365 | 189.1958 | 189 | 0.19582
86578 | 8.76 | 0.8 | 2018-12-31 | 2019-12-31 | 365 | 8.0298 | 8 | 0.029822
87262 | 9.9 | 0.8 | 2018-12-31 | 2019-12-31 | 365 | 9.0748 | 9 | 0.074799
87289 | 10.78 | 0.8 | 2018-12-31 | 2019-12-31 | 365 | 9.8814 | 9 | 0.88145
87536 | 7.26 | 0.8 | 2018-12-31 | 2019-12-31 | 365 | 6.6549 | 6 | 0.65485
87538 | 8.91 | 0.8 | 2018-12-31 | 2019-12-31 | 365 | 8.1673 | 8 | 0.16732
87545 | 9.715 | 0.8 | 2018-12-31 | 2019-12-31 | 365 | 8.9052 | 8 | 0.90522
87547 | 14.061 | 0.8 | 2018-12-31 | 2019-12-31 | 365 | 12.889 | 12 | 0.88897
87550 | 5.95 | 0.8 | 2018-12-31 | 2019-12-31 | 365 | 5.454 | 5 | 0.45405
87551 | 3.35 | 0.8 | 2018-12-31 | 2019-12-31 | 365 | 3.0708 | 3 | 0.070765
87553 | 13.3 | 0.8 | 2018-12-31 | 2019-12-31 | 365 | 12.1914 | 12 | 0.1914
87554 | 9.24 | 0.8 | 2018-12-31 | 2019-12-31 | 365 | 8.4698 | 8 | 0.46981
87555 | 7.35 | 0.8 | 2018-12-31 | 2019-12-31 | 365 | 6.7374 | 6 | 0.73735
87557 | 13.44 | 0.8 | 2018-12-31 | 2019-12-31 | 365 | 12.3197 | 12 | 0.31973
87558 | 8.26 | 0.8 | 2018-12-31 | 2019-12-31 | 365 | 7.5715 | 7 | 0.5715
87559 | 6.3 | 0.8 | 2018-12-31 | 2019-12-31 | 365 | 5.7749 | 5 | 0.77487
87560 | 10.08 | 0.8 | 2018-12-31 | 2019-12-31 | 365 | 9.2398 | 9 | 0.2398
87562 | 9.715 | 0.8 | 2018-12-31 | 2019-12-31 | 365 | 8.9052 | 8 | 0.90522
87563 | 12.71 | 0.8 | 2018-12-31 | 2019-12-31 | 365 | 11.6506 | 11 | 0.65058
87564 | 7.7 | 0.8 | 2018-12-31 | 2019-12-31 | 365 | 7.0582 | 7 | 0.058177
87565 | 7.5 | 0.8 | 2018-12-31 | 2019-12-31 | 365 | 6.8748 | 6 | 0.87485
87566 | 3.05 | 0.8 | 2018-12-31 | 2019-12-31 | 365 | 2.7958 | 2 | 0.79577
87567 | 11.52 | 0.8 | 2018-12-31 | 2019-12-31 | 365 | 10.5598 | 10 | 0.55977
87568 | 8.4 | 0.8 | 2018-12-31 | 2019-12-31 | 365 | 7.6998 | 7 | 0.69983
87444 | 10.88 | 0.8 | 2018-12-31 | 2019-12-31 | 365 | 9.9731 | 9 | 0.97311
86705 | 6.16 | 0.8 | 2018-12-31 | 2019-12-31 | 365 | 5.6465 | 5 | 0.64654
87229 | 4.2 | 0.8 | 2018-12-31 | 2019-12-31 | 365 | 3.8499 | 3 | 0.84991
87589 | 5.1 | 0.8 | 2018-12-31 | 2019-12-31 | 365 | 4.6749 | 4 | 0.6749
87590 | 8.64 | 0.8 | 2018-12-31 | 2019-12-31 | 365 | 7.9198 | 7 | 0.91982
87591 | 6.27 | 0.8 | 2018-12-31 | 2019-12-31 | 365 | 5.7474 | 5 | 0.74737
87594 | 10.56 | 0.8 | 2018-12-31 | 2019-12-31 | 365 | 9.6798 | 9 | 0.67979
87595 | 4.95 | 0.8 | 2018-12-31 | 2019-12-31 | 365 | 4.5374 | 4 | 0.5374
87596 | 8.05 | 0.8 | 2018-12-31 | 2019-12-31 | 365 | 7.379 | 7 | 0.379
87597 | 6.3 | 0.8 | 2018-12-31 | 2019-12-31 | 365 | 5.7749 | 5 | 0.77487
87598 | 9.15 | 0.8 | 2018-12-31 | 2019-12-31 | 365 | 8.3873 | 8 | 0.38731
87599 | 7.7 | 0.8 | 2018-12-31 | 2019-12-31 | 365 | 7.0582 | 7 | 0.058177
87603 | 8.64 | 0.8 | 2018-12-31 | 2019-12-31 | 365 | 7.9198 | 7 | 0.91982
87604 | 5.95 | 0.8 | 2018-12-31 | 2019-12-31 | 365 | 5.454 | 5 | 0.45405
87605 | 4.06 | 0.8 | 2018-12-31 | 2019-12-31 | 365 | 3.7216 | 3 | 0.72158
87606 | 12.2 | 0.8 | 2018-12-31 | 2019-12-31 | 365 | 11.1831 | 11 | 0.18309
87607 | 8.85 | 0.8 | 2018-12-31 | 2019-12-31 | 365 | 8.1123 | 8 | 0.11232
87608 | 6.5 | 0.8 | 2018-12-31 | 2019-12-31 | 365 | 5.9582 | 5 | 0.9582
87609 | 24.79 | 0.8 | 2018-12-31 | 2019-12-31 | 365 | 22.7237 | 22 | 0.72366
87610 | 10.5 | 0.8 | 2018-12-31 | 2019-12-31 | 365 | 9.6248 | 9 | 0.62479
87611 | 7.68 | 0.8 | 2018-12-31 | 2019-12-31 | 365 | 7.0398 | 7 | 0.039844
87612 | 5.31 | 0.8 | 2018-12-31 | 2019-12-31 | 365 | 4.8674 | 4 | 0.86739
87613 | 10.23 | 0.8 | 2018-12-31 | 2019-12-31 | 365 | 9.3773 | 9 | 0.37729
87615 | 9.44 | 0.8 | 2018-12-31 | 2019-12-31 | 365 | 8.6531 | 8 | 0.65314
87619 | 7.68 | 0.8 | 2018-12-31 | 2019-12-31 | 365 | 7.0398 | 7 | 0.039844
87622 | 12.06 | 0.8 | 2018-12-31 | 2019-12-31 | 365 | 11.0548 | 11 | 0.054756
87624 | 9.9 | 0.8 | 2018-12-31 | 2019-12-31 | 365 | 9.0748 | 9 | 0.074799
87625 | 8.04 | 0.8 | 2018-12-31 | 2019-12-31 | 365 | 7.3698 | 7 | 0.36984
87626 | 3.35 | 0.8 | 2018-12-31 | 2019-12-31 | 365 | 3.0708 | 3 | 0.070765
87712 | 5.015 | 0.8 | 2018-12-31 | 2019-12-31 | 365 | 4.597 | 4 | 0.59698
87713 | 5.4 | 0.8 | 2018-12-31 | 2019-12-31 | 365 | 4.9499 | 4 | 0.94989
87714 | 5.1 | 0.8 | 2018-12-31 | 2019-12-31 | 365 | 4.6749 | 4 | 0.6749
87715 | 8.4 | 0.8 | 2018-12-31 | 2019-12-31 | 365 | 7.6998 | 7 | 0.69983
87716 | 10.08 | 0.8 | 2018-12-31 | 2019-12-31 | 365 | 9.2398 | 9 | 0.2398
87717 | 8.7 | 0.8 | 2018-12-31 | 2019-12-31 | 365 | 7.9748 | 7 | 0.97482
87718 | 9 | 0.8 | 2018-12-31 | 2019-12-31 | 365 | 8.2498 | 8 | 0.24982
87719 | 9.1 | 0.8 | 2018-12-31 | 2019-12-31 | 365 | 8.3415 | 8 | 0.34148
87720 | 7.4 | 0.8 | 2018-12-31 | 2019-12-31 | 365 | 6.7832 | 6 | 0.78318
87721 | 5.49 | 0.8 | 2018-12-31 | 2019-12-31 | 365 | 5.0324 | 5 | 0.032389
87722 | 8.06 | 0.8 | 2018-12-31 | 2019-12-31 | 365 | 7.3882 | 7 | 0.38817
87723 | 13.5 | 0.8 | 2018-12-31 | 2019-12-31 | 365 | 12.3747 | 12 | 0.37473
87724 | 4.5 | 0.8 | 2018-12-31 | 2019-12-31 | 365 | 4.1249 | 4 | 0.12491
87725 | 11.7 | 0.8 | 2018-12-31 | 2019-12-31 | 365 | 10.7248 | 10 | 0.72476
87726 | 8.64 | 0.8 | 2018-12-31 | 2019-12-31 | 365 | 7.9198 | 7 | 0.91982
87727 | 8.7 | 0.8 | 2018-12-31 | 2019-12-31 | 365 | 7.9748 | 7 | 0.97482
87728 | 4.015 | 0.8 | 2018-12-31 | 2019-12-31 | 365 | 3.6803 | 3 | 0.68034
87729 | 12 | 0.8 | 2018-12-31 | 2019-12-31 | 365 | 10.9998 | 10 | 0.99976
87730 | 12.87 | 0.8 | 2018-12-31 | 2019-12-31 | 365 | 11.7972 | 11 | 0.79724
87732 | 10.15 | 0.8 | 2018-12-31 | 2019-12-31 | 365 | 9.304 | 9 | 0.30396
87733 | 5.8 | 0.8 | 2018-12-31 | 2019-12-31 | 365 | 5.3165 | 5 | 0.31655
81916 | 32.495 | 0.6 | 2018-12-31 | 2019-12-31 | 365 | 22.3398 | 22 | 0.33982
81950 | 53.4 | 0.6 | 2018-12-31 | 2019-12-31 | 365 | 36.7117 | 36 | 0.71169
81983 | 75.84 | 0.6 | 2018-12-31 | 2019-12-31 | 365 | 52.1388 | 52 | 0.13885
87260 | 9 | 0.8 | 2018-12-31 | 2019-12-31 | 365 | 8.2498 | 8 | 0.24982
87357 | 24.36 | 0.8 | 2018-12-31 | 2019-12-31 | 365 | 22.3295 | 22 | 0.32951
87710 | 4.2 | 0.8 | 2018-12-31 | 2019-12-31 | 365 | 3.8499 | 3 | 0.84991
87711 | 8.54 | 0.8 | 2018-12-31 | 2019-12-31 | 365 | 7.8282 | 7 | 0.82816
87593 | 25.2 | 0.55 | 2018-12-31 | 2019-12-31 | 365 | 15.8809 | 15 | 0.8809
80729 | 105.6 | 0.6 | 2018-12-31 | 2019-12-31 | 365 | 72.5984 | 72 | 0.59839
82184 | 643.17 | 0.7 | 2018-12-31 | 2019-12-31 | 365 | 515.8645 | 515 | 0.86453
87798 | 5.695 | 0.8 | 2018-12-31 | 2019-12-31 | 365 | 5.2203 | 5 | 0.2203
87800 | 6.38 | 0.8 | 2018-12-31 | 2019-12-31 | 365 | 5.8482 | 5 | 0.8482
87801 | 14.4 | 0.8 | 2018-12-31 | 2019-12-31 | 365 | 13.1997 | 13 | 0.19971
87802 | 12.6 | 0.8 | 2018-12-31 | 2019-12-31 | 365 | 11.5497 | 11 | 0.54974
87805 | 4.2 | 0.8 | 2018-12-31 | 2019-12-31 | 365 | 3.8499 | 3 | 0.84991
87806 | 6.6 | 0.8 | 2018-12-31 | 2019-12-31 | 365 | 6.0499 | 6 | 0.049866
87807 | 9.36 | 0.8 | 2018-12-31 | 2019-12-31 | 365 | 8.5798 | 8 | 0.57981
87808 | 12.48 | 0.8 | 2018-12-31 | 2019-12-31 | 365 | 11.4397 | 11 | 0.43975
87809 | 9.86 | 0.8 | 2018-12-31 | 2019-12-31 | 365 | 9.0381 | 9 | 0.038134
87811 | 7.5 | 0.8 | 2018-12-31 | 2019-12-31 | 365 | 6.8748 | 6 | 0.87485
87812 | 5.27 | 0.8 | 2018-12-31 | 2019-12-31 | 365 | 4.8307 | 4 | 0.83073
87814 | 6.6 | 0.8 | 2018-12-31 | 2019-12-31 | 365 | 6.0499 | 6 | 0.049866
87815 | 10.2 | 0.8 | 2018-12-31 | 2019-12-31 | 365 | 9.3498 | 9 | 0.34979
87816 | 8.505 | 0.8 | 2018-12-31 | 2019-12-31 | 365 | 7.7961 | 7 | 0.79608
87817 | 12.775 | 0.8 | 2018-12-31 | 2019-12-31 | 365 | 11.7102 | 11 | 0.71016
87404 | 8.85 | 0.8 | 2018-12-31 | 2019-12-31 | 365 | 8.1123 | 8 | 0.11232
87869 | 13.34 | 0.8 | 2018-12-31 | 2019-12-31 | 365 | 12.2281 | 12 | 0.22806
87870 | 8.68 | 0.8 | 2018-12-31 | 2019-12-31 | 365 | 7.9565 | 7 | 0.95649
87871 | 11.2 | 0.8 | 2018-12-31 | 2019-12-31 | 365 | 10.2664 | 10 | 0.26644
87872 | 8.75 | 0.8 | 2018-12-31 | 2019-12-31 | 365 | 8.0207 | 8 | 0.020656
87873 | 4.06 | 0.8 | 2018-12-31 | 2019-12-31 | 365 | 3.7216 | 3 | 0.72158
87874 | 7.35 | 0.8 | 2018-12-31 | 2019-12-31 | 365 | 6.7374 | 6 | 0.73735
87875 | 14 | 0.8 | 2018-12-31 | 2019-12-31 | 365 | 12.833 | 12 | 0.83305
87876 | 3.3 | 0.8 | 2018-12-31 | 2019-12-31 | 365 | 3.0249 | 3 | 0.024933
87878 | 5.4 | 0.8 | 2018-12-31 | 2019-12-31 | 365 | 4.9499 | 4 | 0.94989
87879 | 10.08 | 0.8 | 2018-12-31 | 2019-12-31 | 365 | 9.2398 | 9 | 0.2398
87880 | 7.28 | 0.8 | 2018-12-31 | 2019-12-31 | 365 | 6.6732 | 6 | 0.67319
87905 | 9.36 | 0.8 | 2018-12-31 | 2019-12-31 | 365 | 8.5798 | 8 | 0.57981
87904 | 9.24 | 0.8 | 2018-12-31 | 2019-12-31 | 365 | 8.4698 | 8 | 0.46981
87903 | 3.3 | 0.8 | 2018-12-31 | 2019-12-31 | 365 | 3.0249 | 3 | 0.024933
87902 | 3.15 | 0.8 | 2018-12-31 | 2019-12-31 | 365 | 2.8874 | 2 | 0.88744
87900 | 3.6 | 0.8 | 2018-12-31 | 2019-12-31 | 365 | 3.2999 | 3 | 0.29993
87899 | 6 | 0.8 | 2018-12-31 | 2019-12-31 | 365 | 5.4999 | 5 | 0.49988
87898 | 7.705 | 0.8 | 2018-12-31 | 2019-12-31 | 365 | 7.0628 | 7 | 0.062761
87927 | 6.93 | 0.8 | 2018-12-31 | 2019-12-31 | 365 | 6.3524 | 6 | 0.35236
87928 | 1.75 | 0.8 | 2018-12-31 | 2019-12-31 | 365 | 1.6041 | 1 | 0.60413
87929 | 10.8 | 0.8 | 2018-12-31 | 2019-12-31 | 365 | 9.8998 | 9 | 0.89978
87935 | 13.57 | 0.8 | 2018-12-31 | 2019-12-31 | 365 | 12.4389 | 12 | 0.43889
87934 | 6.08 | 0.8 | 2018-12-31 | 2019-12-31 | 365 | 5.5732 | 5 | 0.57321
87937 | 9.12 | 0.8 | 2018-12-31 | 2019-12-31 | 365 | 8.3598 | 8 | 0.35982
87932 | 13.275 | 0.8 | 2018-12-31 | 2019-12-31 | 365 | 12.1685 | 12 | 0.16848
87933 | 10.05 | 0.8 | 2018-12-31 | 2019-12-31 | 365 | 9.2123 | 9 | 0.2123
87931 | 10.95 | 0.8 | 2018-12-31 | 2019-12-31 | 365 | 10.0373 | 10 | 0.037278
87966 | 12.24 | 0.8 | 2018-12-31 | 2019-12-31 | 365 | 11.2198 | 11 | 0.21975
87967 | 13.44 | 0.8 | 2018-12-31 | 2019-12-31 | 365 | 12.3197 | 12 | 0.31973
87981 | 14.4 | 0.8 | 2018-12-31 | 2019-12-31 | 365 | 13.1997 | 13 | 0.19971
87979 | 6.57 | 0.8 | 2018-12-31 | 2019-12-31 | 365 | 6.0224 | 6 | 0.022367
87977 | 18 | 0.8 | 2018-12-31 | 2019-12-31 | 365 | 16.4996 | 16 | 0.49964
87975 | 6.6 | 0.8 | 2018-12-31 | 2019-12-31 | 365 | 6.0499 | 6 | 0.049866
87974 | 7.2 | 0.8 | 2018-12-31 | 2019-12-31 | 365 | 6.5999 | 6 | 0.59985
87973 | 12.35 | 0.8 | 2018-12-31 | 2019-12-31 | 365 | 11.3206 | 11 | 0.32058
87972 | 6 | 0.8 | 2018-12-31 | 2019-12-31 | 365 | 5.4999 | 5 | 0.49988
87971 | 11.16 | 0.8 | 2018-12-31 | 2019-12-31 | 365 | 10.2298 | 10 | 0.22977
87970 | 11.21 | 0.8 | 2018-12-31 | 2019-12-31 | 365 | 10.2756 | 10 | 0.27561
87969 | 4.68 | 0.8 | 2018-12-31 | 2019-12-31 | 365 | 4.2899 | 4 | 0.28991
87968 | 4.35 | 0.8 | 2018-12-31 | 2019-12-31 | 365 | 3.9874 | 3 | 0.98741
87994 | 9.8 | 0.8 | 2018-12-31 | 2019-12-31 | 365 | 8.9831 | 8 | 0.98313
87988 | 9.6 | 0.8 | 2018-12-31 | 2019-12-31 | 365 | 8.7998 | 8 | 0.79981
87992 | 5.12 | 0.8 | 2018-12-31 | 2019-12-31 | 365 | 4.6932 | 4 | 0.69323
87991 | 5.2 | 0.8 | 2018-12-31 | 2019-12-31 | 365 | 4.7666 | 4 | 0.76656
87990 | 5.95 | 0.8 | 2018-12-31 | 2019-12-31 | 365 | 5.454 | 5 | 0.45405
87995 | 7 | 0.8 | 2018-12-31 | 2019-12-31 | 365 | 6.4165 | 6 | 0.41652
87989 | 7 | 0.8 | 2018-12-31 | 2019-12-31 | 365 | 6.4165 | 6 | 0.41652
87996 | 11.68 | 0.8 | 2018-12-31 | 2019-12-31 | 365 | 10.7064 | 10 | 0.70643
87997 | 10.24 | 0.8 | 2018-12-31 | 2019-12-31 | 365 | 9.3865 | 9 | 0.38646
88013 | 8.99 | 0.8 | 2018-12-31 | 2019-12-31 | 365 | 8.2407 | 8 | 0.24065
88019 | 9.125 | 0.8 | 2018-12-31 | 2019-12-31 | 365 | 8.3644 | 8 | 0.3644
88020 | 19.08 | 0.8 | 2018-12-31 | 2019-12-31 | 365 | 17.4896 | 17 | 0.48961
88021 | 24.7 | 0.8 | 2018-12-31 | 2019-12-31 | 365 | 22.6412 | 22 | 0.64117
88022 | 7 | 0.8 | 2018-12-31 | 2019-12-31 | 365 | 6.4165 | 6 | 0.41652
88023 | 9.3 | 0.8 | 2018-12-31 | 2019-12-31 | 365 | 8.5248 | 8 | 0.52481
88024 | 5.31 | 0.8 | 2018-12-31 | 2019-12-31 | 365 | 4.8674 | 4 | 0.86739
88026 | 4.9 | 0.8 | 2018-12-31 | 2019-12-31 | 365 | 4.4916 | 4 | 0.49157
88027 | 14.74 | 0.8 | 2018-12-31 | 2019-12-31 | 365 | 13.5114 | 13 | 0.51137
88038 | 7.36 | 0.8 | 2018-12-31 | 2019-12-31 | 365 | 6.7465 | 6 | 0.74652
88040 | 6.84 | 0.8 | 2018-12-31 | 2019-12-31 | 365 | 6.2699 | 6 | 0.26986
88055 | 12.87 | 0.8 | 2018-12-31 | 2019-12-31 | 365 | 11.7972 | 11 | 0.79724
88057 | 12.06 | 0.8 | 2018-12-31 | 2019-12-31 | 365 | 11.0548 | 11 | 0.054756
88061 | 8.76 | 0.8 | 2018-12-31 | 2019-12-31 | 365 | 8.0298 | 8 | 0.029822
88065 | 13.92 | 0.8 | 2018-12-31 | 2019-12-31 | 365 | 12.7597 | 12 | 0.75972
88067 | 5.695 | 0.8 | 2018-12-31 | 2019-12-31 | 365 | 5.2203 | 5 | 0.2203
88069 | 10.075 | 0.8 | 2018-12-31 | 2019-12-31 | 365 | 9.2352 | 9 | 0.23521
88071 | 9.36 | 0.8 | 2018-12-31 | 2019-12-31 | 365 | 8.5798 | 8 | 0.57981
88074 | 12.39 | 0.8 | 2018-12-31 | 2019-12-31 | 365 | 11.3572 | 11 | 0.35725
88076 | 5.8 | 0.8 | 2018-12-31 | 2019-12-31 | 365 | 5.3165 | 5 | 0.31655
88078 | 7.2 | 0.8 | 2018-12-31 | 2019-12-31 | 365 | 6.5999 | 6 | 0.59985
88081 | 7.67 | 0.8 | 2018-12-31 | 2019-12-31 | 365 | 7.0307 | 7 | 0.030678
88082 | 9.185 | 0.8 | 2018-12-31 | 2019-12-31 | 365 | 8.4194 | 8 | 0.4194
88084 | 4.68 | 0.8 | 2018-12-31 | 2019-12-31 | 365 | 4.2899 | 4 | 0.28991
88086 | 11.2 | 0.8 | 2018-12-31 | 2019-12-31 | 365 | 10.2664 | 10 | 0.26644
88088 | 7.848 | 0.8 | 2018-12-31 | 2019-12-31 | 365 | 7.1938 | 7 | 0.19384
88089 | 11.2 | 0.8 | 2018-12-31 | 2019-12-31 | 365 | 10.2664 | 10 | 0.26644
87813 | 11.88 | 0.8 | 2018-12-31 | 2019-12-31 | 365 | 10.8898 | 10 | 0.88976
87881 | 9.92 | 0.8 | 2018-12-31 | 2019-12-31 | 365 | 9.0931 | 9 | 0.093132
87930 | 155.4 | 0.55 | 2018-12-31 | 2019-12-31 | 365 | 97.9322 | 97 | 0.93221
88012 | 5.94 | 0.8 | 2018-12-31 | 2019-12-31 | 365 | 5.4449 | 5 | 0.44488
88063 | 12.73 | 0.8 | 2018-12-31 | 2019-12-31 | 365 | 11.6689 | 11 | 0.66891
65015 | 36.3 | 0.9 | 2018-12-31 | 2019-12-31 | 365 | 37.4335 | 37 | 0.43355
87982 | 10.4 | 0.8 | 2018-12-31 | 2019-12-31 | 365 | 9.5331 | 9 | 0.53312
88009 | 24.96 | 0.8 | 2018-12-31 | 2019-12-31 | 365 | 22.8795 | 22 | 0.87949
88147 | 15.48 | 0.8 | 2018-12-31 | 2019-12-31 | 365 | 14.1897 | 14 | 0.18969
88148 | 3.9 | 0.8 | 2018-12-31 | 2019-12-31 | 365 | 3.5749 | 3 | 0.57492
88149 | 10.23 | 0.8 | 2018-12-31 | 2019-12-31 | 365 | 9.3773 | 9 | 0.37729
88150 | 13.8 | 0.8 | 2018-12-31 | 2019-12-31 | 365 | 12.6497 | 12 | 0.64972
88151 | 7.26 | 0.8 | 2018-12-31 | 2019-12-31 | 365 | 6.6549 | 6 | 0.65485
88152 | 4.2 | 0.8 | 2018-12-31 | 2019-12-31 | 365 | 3.8499 | 3 | 0.84991
88154 | 6.12 | 0.8 | 2018-12-31 | 2019-12-31 | 365 | 5.6099 | 5 | 0.60988
88155 | 9.72 | 0.8 | 2018-12-31 | 2019-12-31 | 365 | 8.9098 | 8 | 0.9098
88156 | 9.1 | 0.8 | 2018-12-31 | 2019-12-31 | 365 | 8.3415 | 8 | 0.34148
88157 | 5.04 | 0.8 | 2018-12-31 | 2019-12-31 | 365 | 4.6199 | 4 | 0.6199
88158 | 7.15 | 0.8 | 2018-12-31 | 2019-12-31 | 365 | 6.554 | 6 | 0.55402
88159 | 8.12 | 0.8 | 2018-12-31 | 2019-12-31 | 365 | 7.4432 | 7 | 0.44317
88160 | 14.16 | 0.8 | 2018-12-31 | 2019-12-31 | 365 | 12.9797 | 12 | 0.97971
88161 | 11.725 | 0.8 | 2018-12-31 | 2019-12-31 | 365 | 10.7477 | 10 | 0.74768
88162 | 5.58 | 0.8 | 2018-12-31 | 2019-12-31 | 365 | 5.1149 | 5 | 0.11489
88163 | 3.92 | 0.8 | 2018-12-31 | 2019-12-31 | 365 | 3.5933 | 3 | 0.59325
88164 | 4.425 | 0.8 | 2018-12-31 | 2019-12-31 | 365 | 4.0562 | 4 | 0.05616
88165 | 7.37 | 0.8 | 2018-12-31 | 2019-12-31 | 365 | 6.7557 | 6 | 0.75568
88173 | 10.5 | 0.8 | 2018-12-31 | 2019-12-31 | 365 | 9.6248 | 9 | 0.62479
88175 | 10.85 | 0.8 | 2018-12-31 | 2019-12-31 | 365 | 9.9456 | 9 | 0.94561
88176 | 12.76 | 0.8 | 2018-12-31 | 2019-12-31 | 365 | 11.6964 | 11 | 0.69641
88177 | 7.25 | 0.8 | 2018-12-31 | 2019-12-31 | 365 | 6.6457 | 6 | 0.64569
36194 | 240.672 | 0.9 | 2018-12-31 | 2019-12-31 | 365 | 248.1875 | 248 | 0.18751
87901 | 5.9 | 0.8 | 2018-12-31 | 2019-12-31 | 365 | 5.4082 | 5 | 0.40821
88014 | 5.84 | 0.8 | 2018-12-31 | 2019-12-31 | 365 | 5.3532 | 5 | 0.35321
88064 | 9.57 | 0.8 | 2018-12-31 | 2019-12-31 | 365 | 8.7723 | 8 | 0.77231
88186 | 6.3 | 0.8 | 2018-12-31 | 2019-12-31 | 365 | 5.7749 | 5 | 0.77487
88187 | 5.44 | 0.8 | 2018-12-31 | 2019-12-31 | 365 | 4.9866 | 4 | 0.98656
88188 | 4.56 | 0.8 | 2018-12-31 | 2019-12-31 | 365 | 4.1799 | 4 | 0.17991
88189 | 7.26 | 0.8 | 2018-12-31 | 2019-12-31 | 365 | 6.6549 | 6 | 0.65485
88190 | 7.26 | 0.8 | 2018-12-31 | 2019-12-31 | 365 | 6.6549 | 6 | 0.65485
88191 | 9.1 | 0.8 | 2018-12-31 | 2019-12-31 | 365 | 8.3415 | 8 | 0.34148
88192 | 7.93 | 0.8 | 2018-12-31 | 2019-12-31 | 365 | 7.269 | 7 | 0.26901
88212 | 6.03 | 0.8 | 2018-12-31 | 2019-12-31 | 365 | 5.5274 | 5 | 0.52738
88213 | 13.65 | 0.8 | 2018-12-31 | 2019-12-31 | 365 | 12.5122 | 12 | 0.51222
88214 | 9.135 | 0.8 | 2018-12-31 | 2019-12-31 | 365 | 8.3736 | 8 | 0.37356
88217 | 5.67 | 0.8 | 2018-12-31 | 2019-12-31 | 365 | 5.1974 | 5 | 0.19739
88218 | 3.6 | 0.8 | 2018-12-31 | 2019-12-31 | 365 | 3.2999 | 3 | 0.29993
88219 | 4.24 | 0.8 | 2018-12-31 | 2019-12-31 | 365 | 3.8866 | 3 | 0.88658
88220 | 8.71 | 0.8 | 2018-12-31 | 2019-12-31 | 365 | 7.984 | 7 | 0.98399
88221 | 4.015 | 0.8 | 2018-12-31 | 2019-12-31 | 365 | 3.6803 | 3 | 0.68034
88222 | 8.75 | 0.8 | 2018-12-31 | 2019-12-31 | 365 | 8.0207 | 8 | 0.020656
88223 | 11.52 | 0.8 | 2018-12-31 | 2019-12-31 | 365 | 10.5598 | 10 | 0.55977
88225 | 10.95 | 0.8 | 2018-12-31 | 2019-12-31 | 365 | 10.0373 | 10 | 0.037278
88228 | 5.886 | 0.8 | 2018-12-31 | 2019-12-31 | 365 | 5.3954 | 5 | 0.39538
88229 | 6.71 | 0.8 | 2018-12-31 | 2019-12-31 | 365 | 6.1507 | 6 | 0.1507
88230 | 6.65 | 0.8 | 2018-12-31 | 2019-12-31 | 365 | 6.0957 | 6 | 0.095699
88232 | 14.5 | 0.8 | 2018-12-31 | 2019-12-31 | 365 | 13.2914 | 13 | 0.29137
88234 | 6.09 | 0.8 | 2018-12-31 | 2019-12-31 | 365 | 5.5824 | 5 | 0.58238
88235 | 9.45 | 0.8 | 2018-12-31 | 2019-12-31 | 365 | 8.6623 | 8 | 0.66231
88237 | 15.6 | 0.8 | 2018-12-31 | 2019-12-31 | 365 | 14.2997 | 14 | 0.29968
88238 | 14.4 | 0.8 | 2018-12-31 | 2019-12-31 | 365 | 13.1997 | 13 | 0.19971
88239 | 13.32 | 0.8 | 2018-12-31 | 2019-12-31 | 365 | 12.2097 | 12 | 0.20973
88193 | 8.395 | 0.8 | 2018-12-31 | 2019-12-31 | 365 | 7.6952 | 7 | 0.69525
85426 | 423.87 | 0.55 | 2018-12-31 | 2019-12-31 | 365 | 267.1205 | 267 | 0.1205
87936 | 24.85 | 0.8 | 2018-12-31 | 2019-12-31 | 365 | 22.7787 | 22 | 0.77866
88153 | 4.32 | 0.8 | 2018-12-31 | 2019-12-31 | 365 | 3.9599 | 3 | 0.95991
88216 | 9.8 | 0.8 | 2018-12-31 | 2019-12-31 | 365 | 8.9831 | 8 | 0.98313
88226 | 5.175 | 0.8 | 2018-12-31 | 2019-12-31 | 365 | 4.7436 | 4 | 0.74365
88267 | 10.5 | 0.8 | 2018-12-31 | 2019-12-31 | 365 | 9.6248 | 9 | 0.62479
88274 | 20.475 | 0.8 | 2018-12-31 | 2019-12-31 | 365 | 18.7683 | 18 | 0.76834
88275 | 13.68 | 0.8 | 2018-12-31 | 2019-12-31 | 365 | 12.5397 | 12 | 0.53972
88276 | 5.76 | 0.8 | 2018-12-31 | 2019-12-31 | 365 | 5.2799 | 5 | 0.27988
88277 | 3.45 | 0.8 | 2018-12-31 | 2019-12-31 | 365 | 3.1624 | 3 | 0.16243
88278 | 8.91 | 0.8 | 2018-12-31 | 2019-12-31 | 365 | 8.1673 | 8 | 0.16732
88174 | 24 | 0.8 | 2018-12-31 | 2019-12-31 | 365 | 21.9995 | 21 | 0.99951
88326 | 7.04 | 0.8 | 2018-12-31 | 2019-12-31 | 365 | 6.4532 | 6 | 0.45319
88327 | 5.84 | 0.8 | 2018-12-31 | 2019-12-31 | 365 | 5.3532 | 5 | 0.35321
88328 | 13.44 | 0.8 | 2018-12-31 | 2019-12-31 | 365 | 12.3197 | 12 | 0.31973
88330 | 6.3 | 0.8 | 2018-12-31 | 2019-12-31 | 365 | 5.7749 | 5 | 0.77487
88332 | 15.12 | 0.8 | 2018-12-31 | 2019-12-31 | 365 | 13.8597 | 13 | 0.85969
88334 | 8.96 | 0.8 | 2018-12-31 | 2019-12-31 | 365 | 8.2132 | 8 | 0.21315
88335 | 5.12 | 0.8 | 2018-12-31 | 2019-12-31 | 365 | 4.6932 | 4 | 0.69323
88337 | 2.97 | 0.8 | 2018-12-31 | 2019-12-31 | 365 | 2.7224 | 2 | 0.72244
88340 | 7.625 | 0.8 | 2018-12-31 | 2019-12-31 | 365 | 6.9894 | 6 | 0.98943
88342 | 5.95 | 0.8 | 2018-12-31 | 2019-12-31 | 365 | 5.454 | 5 | 0.45405
88344 | 9.92 | 0.8 | 2018-12-31 | 2019-12-31 | 365 | 9.0931 | 9 | 0.093132
88384 | 6.935 | 0.8 | 2018-12-31 | 2019-12-31 | 365 | 6.3569 | 6 | 0.35694
88386 | 11.97 | 0.8 | 2018-12-31 | 2019-12-31 | 365 | 10.9723 | 10 | 0.97226
88387 | 6.93 | 0.8 | 2018-12-31 | 2019-12-31 | 365 | 6.3524 | 6 | 0.35236
88388 | 8.05 | 0.8 | 2018-12-31 | 2019-12-31 | 365 | 7.379 | 7 | 0.379
88389 | 9.3 | 0.8 | 2018-12-31 | 2019-12-31 | 365 | 8.5248 | 8 | 0.52481
88390 | 12.95 | 0.8 | 2018-12-31 | 2019-12-31 | 365 | 11.8706 | 11 | 0.87057
88391 | 6.3 | 0.8 | 2018-12-31 | 2019-12-31 | 365 | 5.7749 | 5 | 0.77487
88392 | 6.195 | 0.8 | 2018-12-31 | 2019-12-31 | 365 | 5.6786 | 5 | 0.67862
88279 | 7 | 0.8 | 2018-12-31 | 2019-12-31 | 365 | 6.4165 | 6 | 0.41652
88385 | 5.22 | 0.8 | 2018-12-31 | 2019-12-31 | 365 | 4.7849 | 4 | 0.78489
88224 | 7.67 | 0.8 | 2018-12-31 | 2019-12-31 | 365 | 7.0307 | 7 | 0.030678
88417 | 10.72 | 0.8 | 2018-12-31 | 2019-12-31 | 365 | 9.8264 | 9 | 0.82645
88418 | 13.32 | 0.8 | 2018-12-31 | 2019-12-31 | 365 | 12.2097 | 12 | 0.20973
88420 | 5.4 | 0.8 | 2018-12-31 | 2019-12-31 | 365 | 4.9499 | 4 | 0.94989
88421 | 9.36 | 0.8 | 2018-12-31 | 2019-12-31 | 365 | 8.5798 | 8 | 0.57981
88422 | 3.19 | 0.8 | 2018-12-31 | 2019-12-31 | 365 | 2.9241 | 2 | 0.9241
88423 | 6.93 | 0.8 | 2018-12-31 | 2019-12-31 | 365 | 6.3524 | 6 | 0.35236
88424 | 12.24 | 0.8 | 2018-12-31 | 2019-12-31 | 365 | 11.2198 | 11 | 0.21975
88425 | 12.8 | 0.8 | 2018-12-31 | 2019-12-31 | 365 | 11.7331 | 11 | 0.73307
88426 | 8.7 | 0.8 | 2018-12-31 | 2019-12-31 | 365 | 7.9748 | 7 | 0.97482
88427 | 6.09 | 0.8 | 2018-12-31 | 2019-12-31 | 365 | 5.5824 | 5 | 0.58238
88428 | 3.41 | 0.8 | 2018-12-31 | 2019-12-31 | 365 | 3.1258 | 3 | 0.12576
88466 | 13.14 | 0.8 | 2018-12-31 | 2019-12-31 | 365 | 12.0447 | 12 | 0.044734
88469 | 13.86 | 0.8 | 2018-12-31 | 2019-12-31 | 365 | 12.7047 | 12 | 0.70472
88470 | 6.6 | 0.8 | 2018-12-31 | 2019-12-31 | 365 | 6.0499 | 6 | 0.049866
88471 | 6.03 | 0.8 | 2018-12-31 | 2019-12-31 | 365 | 5.5274 | 5 | 0.52738
88472 | 12.8 | 0.8 | 2018-12-31 | 2019-12-31 | 365 | 11.7331 | 11 | 0.73307
88489 | 9.855 | 0.8 | 2018-12-31 | 2019-12-31 | 365 | 9.0336 | 9 | 0.03355
88490 | 12.96 | 0.8 | 2018-12-31 | 2019-12-31 | 365 | 11.8797 | 11 | 0.87974
88491 | 5.76 | 0.8 | 2018-12-31 | 2019-12-31 | 365 | 5.2799 | 5 | 0.27988
88492 | 10.44 | 0.8 | 2018-12-31 | 2019-12-31 | 365 | 9.5698 | 9 | 0.56979
88493 | 9.72 | 0.8 | 2018-12-31 | 2019-12-31 | 365 | 8.9098 | 8 | 0.9098
88494 | 6.27 | 0.8 | 2018-12-31 | 2019-12-31 | 365 | 5.7474 | 5 | 0.74737
88495 | 10.8 | 0.8 | 2018-12-31 | 2019-12-31 | 365 | 9.8998 | 9 | 0.89978
88496 | 14.965 | 0.8 | 2018-12-31 | 2019-12-31 | 365 | 13.7176 | 13 | 0.71761
88499 | 9.125 | 0.8 | 2018-12-31 | 2019-12-31 | 365 | 8.3644 | 8 | 0.3644
88500 | 24.9 | 0.8 | 2018-12-31 | 2019-12-31 | 365 | 22.8245 | 22 | 0.8245
88502 | 2.4 | 0.8 | 2018-12-31 | 2019-12-31 | 365 | 2.2 | 2 | 0.19995
88503 | 7.68 | 0.8 | 2018-12-31 | 2019-12-31 | 365 | 7.0398 | 7 | 0.039844
88505 | 6.93 | 0.8 | 2018-12-31 | 2019-12-31 | 365 | 6.3524 | 6 | 0.35236
88269 | 9.315 | 0.8 | 2018-12-31 | 2019-12-31 | 365 | 8.5386 | 8 | 0.53856
88273 | 14.08 | 0.8 | 2018-12-31 | 2019-12-31 | 365 | 12.9064 | 12 | 0.90638
88506 | 15 | 0.8 | 2018-12-31 | 2019-12-31 | 365 | 13.7497 | 13 | 0.7497
88517 | 12.4 | 0.8 | 2018-12-31 | 2019-12-31 | 365 | 11.3664 | 11 | 0.36642
88518 | 8.96 | 0.8 | 2018-12-31 | 2019-12-31 | 365 | 8.2132 | 8 | 0.21315
88519 | 7.56 | 0.8 | 2018-12-31 | 2019-12-31 | 365 | 6.9298 | 6 | 0.92985
88520 | 5.04 | 0.8 | 2018-12-31 | 2019-12-31 | 365 | 4.6199 | 4 | 0.6199
88521 | 1.92 | 0.8 | 2018-12-31 | 2019-12-31 | 365 | 1.76 | 1 | 0.75996
88523 | 9.24 | 0.8 | 2018-12-31 | 2019-12-31 | 365 | 8.4698 | 8 | 0.46981
88524 | 8.75 | 0.8 | 2018-12-31 | 2019-12-31 | 365 | 8.0207 | 8 | 0.020656
88525 | 14.76 | 0.8 | 2018-12-31 | 2019-12-31 | 365 | 13.5297 | 13 | 0.5297
88526 | 5.92 | 0.8 | 2018-12-31 | 2019-12-31 | 365 | 5.4265 | 5 | 0.42655
88527 | 3.54 | 0.8 | 2018-12-31 | 2019-12-31 | 365 | 3.2449 | 3 | 0.24493
88529 | 5.76 | 0.8 | 2018-12-31 | 2019-12-31 | 365 | 5.2799 | 5 | 0.27988
88530 | 7.7 | 0.8 | 2018-12-31 | 2019-12-31 | 365 | 7.0582 | 7 | 0.058177
88586 | 13.3 | 0.8 | 2018-12-31 | 2019-12-31 | 365 | 12.1914 | 12 | 0.1914
88587 | 11.6 | 0.8 | 2018-12-31 | 2019-12-31 | 365 | 10.6331 | 10 | 0.6331
88590 | 9.75 | 0.8 | 2018-12-31 | 2019-12-31 | 365 | 8.9373 | 8 | 0.9373
88591 | 8.1 | 0.8 | 2018-12-31 | 2019-12-31 | 365 | 7.4248 | 7 | 0.42484
88592 | 5.04 | 0.8 | 2018-12-31 | 2019-12-31 | 365 | 4.6199 | 4 | 0.6199
88593 | 14.405 | 0.8 | 2018-12-31 | 2019-12-31 | 365 | 13.2043 | 13 | 0.20429
88597 | 6.6 | 0.8 | 2018-12-31 | 2019-12-31 | 365 | 6.0499 | 6 | 0.049866
88598 | 8.375 | 0.8 | 2018-12-31 | 2019-12-31 | 365 | 7.6769 | 7 | 0.67691
88600 | 6.84 | 0.8 | 2018-12-31 | 2019-12-31 | 365 | 6.2699 | 6 | 0.26986
88601 | 4.48 | 0.8 | 2018-12-31 | 2019-12-31 | 365 | 4.1066 | 4 | 0.10658
88603 | 8.64 | 0.8 | 2018-12-31 | 2019-12-31 | 365 | 7.9198 | 7 | 0.91982
88497 | 7.44 | 0.8 | 2018-12-31 | 2019-12-31 | 365 | 6.8198 | 6 | 0.81985
78829 | 594 | 0.6 | 2018-12-31 | 2019-12-31 | 365 | 408.366 | 408 | 0.36597
88589 | 5.04 | 0.8 | 2018-12-31 | 2019-12-31 | 365 | 4.6199 | 4 | 0.6199
88624 | 6.57 | 0.8 | 2018-12-31 | 2019-12-31 | 365 | 6.0224 | 6 | 0.022367
88626 | 9.1 | 0.8 | 2018-12-31 | 2019-12-31 | 365 | 8.3415 | 8 | 0.34148
88627 | 5.525 | 0.8 | 2018-12-31 | 2019-12-31 | 365 | 5.0645 | 5 | 0.064471
88628 | 8.45 | 0.8 | 2018-12-31 | 2019-12-31 | 365 | 7.7457 | 7 | 0.74566
88630 | 6.4 | 0.8 | 2018-12-31 | 2019-12-31 | 365 | 5.8665 | 5 | 0.86654
88631 | 6.7 | 0.8 | 2018-12-31 | 2019-12-31 | 365 | 6.1415 | 6 | 0.14153
88632 | 9.3 | 0.8 | 2018-12-31 | 2019-12-31 | 365 | 8.5248 | 8 | 0.52481
88633 | 4.8 | 0.8 | 2018-12-31 | 2019-12-31 | 365 | 4.3999 | 4 | 0.3999
88635 | 8.71 | 0.8 | 2018-12-31 | 2019-12-31 | 365 | 7.984 | 7 | 0.98399
88637 | 7.8 | 0.8 | 2018-12-31 | 2019-12-31 | 365 | 7.1498 | 7 | 0.14984
88639 | 10.56 | 0.8 | 2018-12-31 | 2019-12-31 | 365 | 9.6798 | 9 | 0.67979
88642 | 6.82 | 0.8 | 2018-12-31 | 2019-12-31 | 365 | 6.2515 | 6 | 0.25153
88641 | 9 | 0.8 | 2018-12-31 | 2019-12-31 | 365 | 8.2498 | 8 | 0.24982
88667 | 15.33 | 0.8 | 2018-12-31 | 2019-12-31 | 365 | 14.0522 | 14 | 0.052189
88668 | 12.8 | 0.8 | 2018-12-31 | 2019-12-31 | 365 | 11.7331 | 11 | 0.73307
88669 | 13 | 0.8 | 2018-12-31 | 2019-12-31 | 365 | 11.9164 | 11 | 0.9164
88670 | 5.36 | 0.8 | 2018-12-31 | 2019-12-31 | 365 | 4.9132 | 4 | 0.91322
88671 | 6.7 | 0.8 | 2018-12-31 | 2019-12-31 | 365 | 6.1415 | 6 | 0.14153
88672 | 2.88 | 0.8 | 2018-12-31 | 2019-12-31 | 365 | 2.6399 | 2 | 0.63994
88673 | 4.16 | 0.8 | 2018-12-31 | 2019-12-31 | 365 | 3.8132 | 3 | 0.81325
88674 | 11.16 | 0.8 | 2018-12-31 | 2019-12-31 | 365 | 10.2298 | 10 | 0.22977
88675 | 7.26 | 0.8 | 2018-12-31 | 2019-12-31 | 365 | 6.6549 | 6 | 0.65485
88676 | 13.2 | 0.8 | 2018-12-31 | 2019-12-31 | 365 | 12.0997 | 12 | 0.099732
88677 | 6.03 | 0.8 | 2018-12-31 | 2019-12-31 | 365 | 5.5274 | 5 | 0.52738
88678 | 11.88 | 0.8 | 2018-12-31 | 2019-12-31 | 365 | 10.8898 | 10 | 0.88976
88680 | 9.28 | 0.8 | 2018-12-31 | 2019-12-31 | 365 | 8.5065 | 8 | 0.50648
88681 | 5.94 | 0.8 | 2018-12-31 | 2019-12-31 | 365 | 5.4449 | 5 | 0.44488
88682 | 4.425 | 0.8 | 2018-12-31 | 2019-12-31 | 365 | 4.0562 | 4 | 0.05616
88683 | 4.2 | 0.8 | 2018-12-31 | 2019-12-31 | 365 | 3.8499 | 3 | 0.84991
88690 | 5.8 | 0.8 | 2018-12-31 | 2019-12-31 | 365 | 5.3165 | 5 | 0.31655
88691 | 4.96 | 0.8 | 2018-12-31 | 2019-12-31 | 365 | 4.5466 | 4 | 0.54657
88692 | 8.375 | 0.8 | 2018-12-31 | 2019-12-31 | 365 | 7.6769 | 7 | 0.67691
88693 | 7.37 | 0.8 | 2018-12-31 | 2019-12-31 | 365 | 6.7557 | 6 | 0.75568
88694 | 8.1 | 0.8 | 2018-12-31 | 2019-12-31 | 365 | 7.4248 | 7 | 0.42484
88748 | 10.5 | 0.8 | 2018-12-31 | 2019-12-31 | 365 | 9.6248 | 9 | 0.62479
88749 | 4.5 | 0.8 | 2018-12-31 | 2019-12-31 | 365 | 4.1249 | 4 | 0.12491
88751 | 4.32 | 0.8 | 2018-12-31 | 2019-12-31 | 365 | 3.9599 | 3 | 0.95991
88752 | 11.375 | 0.8 | 2018-12-31 | 2019-12-31 | 365 | 10.4269 | 10 | 0.42685
88753 | 12.35 | 0.8 | 2018-12-31 | 2019-12-31 | 365 | 11.3206 | 11 | 0.32058
88754 | 7.08 | 0.8 | 2018-12-31 | 2019-12-31 | 365 | 6.4899 | 6 | 0.48986
88764 | 7.3 | 0.8 | 2018-12-31 | 2019-12-31 | 365 | 6.6915 | 6 | 0.69152
88765 | 16.1 | 0.8 | 2018-12-31 | 2019-12-31 | 365 | 14.758 | 14 | 0.75801
88768 | 9.3 | 0.8 | 2018-12-31 | 2019-12-31 | 365 | 8.5248 | 8 | 0.52481
88769 | 13.02 | 0.8 | 2018-12-31 | 2019-12-31 | 365 | 11.9347 | 11 | 0.93474
88770 | 7.56 | 0.8 | 2018-12-31 | 2019-12-31 | 365 | 6.9298 | 6 | 0.92985
88695 | 4.425 | 0.8 | 2018-12-31 | 2019-12-31 | 365 | 4.0562 | 4 | 0.05616
88640 | 7.965 | 0.8 | 2018-12-31 | 2019-12-31 | 365 | 7.3011 | 7 | 0.30109
88806 | 8.64 | 0.8 | 2018-12-31 | 2019-12-31 | 365 | 7.9198 | 7 | 0.91982
88807 | 7 | 0.8 | 2018-12-31 | 2019-12-31 | 365 | 6.4165 | 6 | 0.41652
88808 | 8.03 | 0.8 | 2018-12-31 | 2019-12-31 | 365 | 7.3607 | 7 | 0.36067
88809 | 6.7 | 0.8 | 2018-12-31 | 2019-12-31 | 365 | 6.1415 | 6 | 0.14153
88810 | 11.52 | 0.8 | 2018-12-31 | 2019-12-31 | 365 | 10.5598 | 10 | 0.55977
88811 | 5.04 | 0.8 | 2018-12-31 | 2019-12-31 | 365 | 4.6199 | 4 | 0.6199
88813 | 11.68 | 0.8 | 2018-12-31 | 2019-12-31 | 365 | 10.7064 | 10 | 0.70643
88815 | 9.315 | 0.8 | 2018-12-31 | 2019-12-31 | 365 | 8.5386 | 8 | 0.53856
88817 | 5.27 | 0.8 | 2018-12-31 | 2019-12-31 | 365 | 4.8307 | 4 | 0.83073
88818 | 7.92 | 0.8 | 2018-12-31 | 2019-12-31 | 365 | 7.2598 | 7 | 0.25984
88819 | 9.76 | 0.8 | 2018-12-31 | 2019-12-31 | 365 | 8.9465 | 8 | 0.94647
88822 | 13.23 | 0.8 | 2018-12-31 | 2019-12-31 | 365 | 12.1272 | 12 | 0.12723
88844 | 7.08 | 0.8 | 2018-12-31 | 2019-12-31 | 365 | 6.4899 | 6 | 0.48986
88845 | 3.65 | 0.8 | 2018-12-31 | 2019-12-31 | 365 | 3.3458 | 3 | 0.34576
88846 | 9.92 | 0.8 | 2018-12-31 | 2019-12-31 | 365 | 9.0931 | 9 | 0.093132
88848 | 6.2 | 0.8 | 2018-12-31 | 2019-12-31 | 365 | 5.6832 | 5 | 0.68321
88849 | 8.64 | 0.8 | 2018-12-31 | 2019-12-31 | 365 | 7.9198 | 7 | 0.91982
88850 | 4.8 | 0.8 | 2018-12-31 | 2019-12-31 | 365 | 4.3999 | 4 | 0.3999
88852 | 8.64 | 0.8 | 2018-12-31 | 2019-12-31 | 365 | 7.9198 | 7 | 0.91982
88853 | 4.02 | 0.8 | 2018-12-31 | 2019-12-31 | 365 | 3.6849 | 3 | 0.68492
88854 | 9.86 | 0.8 | 2018-12-31 | 2019-12-31 | 365 | 9.0381 | 9 | 0.038134
88855 | 9.38 | 0.8 | 2018-12-31 | 2019-12-31 | 365 | 8.5981 | 8 | 0.59814
88856 | 9.45 | 0.8 | 2018-12-31 | 2019-12-31 | 365 | 8.6623 | 8 | 0.66231
88857 | 6.6 | 0.8 | 2018-12-31 | 2019-12-31 | 365 | 6.0499 | 6 | 0.049866
88859 | 8.96 | 0.8 | 2018-12-31 | 2019-12-31 | 365 | 8.2132 | 8 | 0.21315
88860 | 7.2 | 0.8 | 2018-12-31 | 2019-12-31 | 365 | 6.5999 | 6 | 0.59985
88894 | 13.42 | 0.8 | 2018-12-31 | 2019-12-31 | 365 | 12.3014 | 12 | 0.30139
88895 | 4.88 | 0.8 | 2018-12-31 | 2019-12-31 | 365 | 4.4732 | 4 | 0.47323
88896 | 4.2 | 0.8 | 2018-12-31 | 2019-12-31 | 365 | 3.8499 | 3 | 0.84991
88897 | 4.32 | 0.8 | 2018-12-31 | 2019-12-31 | 365 | 3.9599 | 3 | 0.95991
88898 | 7 | 0.8 | 2018-12-31 | 2019-12-31 | 365 | 6.4165 | 6 | 0.41652
88899 | 3.015 | 0.8 | 2018-12-31 | 2019-12-31 | 365 | 2.7637 | 2 | 0.76369
88900 | 24.885 | 0.8 | 2018-12-31 | 2019-12-31 | 365 | 22.8107 | 22 | 0.81075
88901 | 10.85 | 0.8 | 2018-12-31 | 2019-12-31 | 365 | 9.9456 | 9 | 0.94561
88902 | 15.75 | 0.8 | 2018-12-31 | 2019-12-31 | 365 | 14.4372 | 14 | 0.43718
88903 | 10.2 | 0.8 | 2018-12-31 | 2019-12-31 | 365 | 9.3498 | 9 | 0.34979
88904 | 10.44 | 0.8 | 2018-12-31 | 2019-12-31 | 365 | 9.5698 | 9 | 0.56979
88905 | 10.137 | 0.8 | 2018-12-31 | 2019-12-31 | 365 | 9.292 | 9 | 0.29204
88906 | 4.02 | 0.8 | 2018-12-31 | 2019-12-31 | 365 | 3.6849 | 3 | 0.68492
88907 | 6.27 | 0.8 | 2018-12-31 | 2019-12-31 | 365 | 5.7474 | 5 | 0.74737
88908 | 12.285 | 0.8 | 2018-12-31 | 2019-12-31 | 365 | 11.261 | 11 | 0.261
88909 | 12.395 | 0.8 | 2018-12-31 | 2019-12-31 | 365 | 11.3618 | 11 | 0.36183
88910 | 7.54 | 0.8 | 2018-12-31 | 2019-12-31 | 365 | 6.9115 | 6 | 0.91151
88911 | 5.12 | 0.8 | 2018-12-31 | 2019-12-31 | 365 | 4.6932 | 4 | 0.69323
88994 | 8.19 | 0.8 | 2018-12-31 | 2019-12-31 | 365 | 7.5073 | 7 | 0.50733
88995 | 9.45 | 0.8 | 2018-12-31 | 2019-12-31 | 365 | 8.6623 | 8 | 0.66231
88997 | 5.85 | 0.8 | 2018-12-31 | 2019-12-31 | 365 | 5.3624 | 5 | 0.36238
88998 | 11.4 | 0.8 | 2018-12-31 | 2019-12-31 | 365 | 10.4498 | 10 | 0.44977
89000 | 6.57 | 0.8 | 2018-12-31 | 2019-12-31 | 365 | 6.0224 | 6 | 0.022367
89001 | 4.48 | 0.8 | 2018-12-31 | 2019-12-31 | 365 | 4.1066 | 4 | 0.10658
89002 | 6.09 | 0.8 | 2018-12-31 | 2019-12-31 | 365 | 5.5824 | 5 | 0.58238
89003 | 5.355 | 0.8 | 2018-12-31 | 2019-12-31 | 365 | 4.9086 | 4 | 0.90864
89006 | 8.85 | 0.8 | 2018-12-31 | 2019-12-31 | 365 | 8.1123 | 8 | 0.11232
89007 | 4.72 | 0.8 | 2018-12-31 | 2019-12-31 | 365 | 4.3266 | 4 | 0.32657
89008 | 4.9 | 0.8 | 2018-12-31 | 2019-12-31 | 365 | 4.4916 | 4 | 0.49157
89010 | 5.4 | 0.8 | 2018-12-31 | 2019-12-31 | 365 | 4.9499 | 4 | 0.94989
89011 | 4.8 | 0.8 | 2018-12-31 | 2019-12-31 | 365 | 4.3999 | 4 | 0.3999
89012 | 8.45 | 0.8 | 2018-12-31 | 2019-12-31 | 365 | 7.7457 | 7 | 0.74566
89013 | 10.44 | 0.8 | 2018-12-31 | 2019-12-31 | 365 | 9.5698 | 9 | 0.56979
89015 | 9.9 | 0.8 | 2018-12-31 | 2019-12-31 | 365 | 9.0748 | 9 | 0.074799
89016 | 9.3 | 0.8 | 2018-12-31 | 2019-12-31 | 365 | 8.5248 | 8 | 0.52481
89077 | 5.559 | 0.8 | 2018-12-31 | 2019-12-31 | 365 | 5.0956 | 5 | 0.095637
89079 | 9.1 | 0.8 | 2018-12-31 | 2019-12-31 | 365 | 8.3415 | 8 | 0.34148
89082 | 9.945 | 0.8 | 2018-12-31 | 2019-12-31 | 365 | 9.116 | 9 | 0.11605
89084 | 9.49 | 0.8 | 2018-12-31 | 2019-12-31 | 365 | 8.699 | 8 | 0.69897
89086 | 7.35 | 0.8 | 2018-12-31 | 2019-12-31 | 365 | 6.7374 | 6 | 0.73735
89087 | 7.2 | 0.8 | 2018-12-31 | 2019-12-31 | 365 | 6.5999 | 6 | 0.59985
89088 | 7.8 | 0.8 | 2018-12-31 | 2019-12-31 | 365 | 7.1498 | 7 | 0.14984
89090 | 5.84 | 0.8 | 2018-12-31 | 2019-12-31 | 365 | 5.3532 | 5 | 0.35321
89091 | 7.35 | 0.8 | 2018-12-31 | 2019-12-31 | 365 | 6.7374 | 6 | 0.73735
89094 | 5.94 | 0.8 | 2018-12-31 | 2019-12-31 | 365 | 5.4449 | 5 | 0.44488
89096 | 5.8 | 0.8 | 2018-12-31 | 2019-12-31 | 365 | 5.3165 | 5 | 0.31655
88629 | 8.375 | 0.8 | 2018-12-31 | 2019-12-31 | 365 | 7.6769 | 7 | 0.67691
88636 | 8.375 | 0.8 | 2018-12-31 | 2019-12-31 | 365 | 7.6769 | 7 | 0.67691
88679 | 9.38 | 0.8 | 2018-12-31 | 2019-12-31 | 365 | 8.5981 | 8 | 0.59814
88847 | 6.82 | 0.8 | 2018-12-31 | 2019-12-31 | 365 | 6.2515 | 6 | 0.25153
88999 | 10.85 | 0.8 | 2018-12-31 | 2019-12-31 | 365 | 9.9456 | 9 | 0.94561
89004 | 8.26 | 0.8 | 2018-12-31 | 2019-12-31 | 365 | 7.5715 | 7 | 0.5715
89118 | 5.6 | 0.8 | 2018-12-31 | 2019-12-31 | 365 | 5.1332 | 5 | 0.13322
89123 | 6.3 | 0.8 | 2018-12-31 | 2019-12-31 | 365 | 5.7749 | 5 | 0.77487
89125 | 5.7 | 0.8 | 2018-12-31 | 2019-12-31 | 365 | 5.2249 | 5 | 0.22488
89126 | 8.4 | 0.8 | 2018-12-31 | 2019-12-31 | 365 | 7.6998 | 7 | 0.69983
89129 | 9.6 | 0.8 | 2018-12-31 | 2019-12-31 | 365 | 8.7998 | 8 | 0.79981
89131 | 13 | 1 | 2018-12-31 | 2019-12-31 | 365 | 14.8955 | 14 | 0.8955
89132 | 4.725 | 0.8 | 2018-12-31 | 2019-12-31 | 365 | 4.3312 | 4 | 0.33115
89135 | 13.02 | 0.8 | 2018-12-31 | 2019-12-31 | 365 | 11.9347 | 11 | 0.93474
89136 | 10.15 | 0.8 | 2018-12-31 | 2019-12-31 | 365 | 9.304 | 9 | 0.30396
89137 | 6.615 | 0.8 | 2018-12-31 | 2019-12-31 | 365 | 6.0636 | 6 | 0.063616
89139 | 5.95 | 0.8 | 2018-12-31 | 2019-12-31 | 365 | 5.454 | 5 | 0.45405
89140 | 10.85 | 0.8 | 2018-12-31 | 2019-12-31 | 365 | 9.9456 | 9 | 0.94561
89141 | 8.64 | 0.8 | 2018-12-31 | 2019-12-31 | 365 | 7.9198 | 7 | 0.91982
89142 | 4.03 | 0.8 | 2018-12-31 | 2019-12-31 | 365 | 3.6941 | 3 | 0.69408
89143 | 11.9 | 0.8 | 2018-12-31 | 2019-12-31 | 365 | 10.9081 | 10 | 0.90809
89144 | 5.25 | 0.8 | 2018-12-31 | 2019-12-31 | 365 | 4.8124 | 4 | 0.81239
89145 | 9.1 | 0.8 | 2018-12-31 | 2019-12-31 | 365 | 8.3415 | 8 | 0.34148
89146 | 10.95 | 0.8 | 2018-12-31 | 2019-12-31 | 365 | 10.0373 | 10 | 0.037278
89148 | 9.6 | 0.8 | 2018-12-31 | 2019-12-31 | 365 | 8.7998 | 8 | 0.79981
89265 | 8.505 | 0.8 | 2018-12-31 | 2019-12-31 | 365 | 7.7961 | 7 | 0.79608
89267 | 7.7 | 0.8 | 2018-12-31 | 2019-12-31 | 365 | 7.0582 | 7 | 0.058177
89269 | 7 | 0.8 | 2018-12-31 | 2019-12-31 | 365 | 6.4165 | 6 | 0.41652
89274 | 10.725 | 0.8 | 2018-12-31 | 2019-12-31 | 365 | 9.831 | 9 | 0.83103
89275 | 7.3 | 0.8 | 2018-12-31 | 2019-12-31 | 365 | 6.6915 | 6 | 0.69152
89277 | 12.54 | 0.8 | 2018-12-31 | 2019-12-31 | 365 | 11.4947 | 11 | 0.49475
89280 | 10.72 | 0.8 | 2018-12-31 | 2019-12-31 | 365 | 9.8264 | 9 | 0.82645
89281 | 6.48 | 0.8 | 2018-12-31 | 2019-12-31 | 365 | 5.9399 | 5 | 0.93987
89282 | 13.4 | 0.8 | 2018-12-31 | 2019-12-31 | 365 | 12.2831 | 12 | 0.28306
89283 | 8 | 0.8 | 2018-12-31 | 2019-12-31 | 365 | 7.3332 | 7 | 0.33317
89284 | 7.08 | 0.8 | 2018-12-31 | 2019-12-31 | 365 | 6.4899 | 6 | 0.48986
89285 | 9.1 | 0.8 | 2018-12-31 | 2019-12-31 | 365 | 8.3415 | 8 | 0.34148
89286 | 3.65 | 0.8 | 2018-12-31 | 2019-12-31 | 365 | 3.3458 | 3 | 0.34576
89287 | 10.85 | 0.8 | 2018-12-31 | 2019-12-31 | 365 | 9.9456 | 9 | 0.94561
89290 | 10.23 | 0.8 | 2018-12-31 | 2019-12-31 | 365 | 9.3773 | 9 | 0.37729
89291 | 11.16 | 0.8 | 2018-12-31 | 2019-12-31 | 365 | 10.2298 | 10 | 0.22977
89294 | 8.37 | 0.8 | 2018-12-31 | 2019-12-31 | 365 | 7.6723 | 7 | 0.67233
89295 | 11.02 | 0.8 | 2018-12-31 | 2019-12-31 | 365 | 10.1014 | 10 | 0.10144
89298 | 9.735 | 0.8 | 2018-12-31 | 2019-12-31 | 365 | 8.9236 | 8 | 0.92355
89337 | 3.05 | 0.8 | 2018-12-31 | 2019-12-31 | 365 | 2.7958 | 2 | 0.79577
89338 | 14.74 | 0.8 | 2018-12-31 | 2019-12-31 | 365 | 13.5114 | 13 | 0.51137
89339 | 9.9 | 0.8 | 2018-12-31 | 2019-12-31 | 365 | 9.0748 | 9 | 0.074799
89341 | 8.12 | 0.8 | 2018-12-31 | 2019-12-31 | 365 | 7.4432 | 7 | 0.44317
89342 | 6.5 | 0.8 | 2018-12-31 | 2019-12-31 | 365 | 5.9582 | 5 | 0.9582
89147 | 10.89 | 0.8 | 2018-12-31 | 2019-12-31 | 365 | 9.9823 | 9 | 0.98228
89268 | 11.9 | 0.8 | 2018-12-31 | 2019-12-31 | 365 | 10.9081 | 10 | 0.90809
88638 | 13.5 | 0.8 | 2018-12-31 | 2019-12-31 | 365 | 12.3747 | 12 | 0.37473
89394 | 6.48 | 0.8 | 2018-12-31 | 2019-12-31 | 365 | 5.9399 | 5 | 0.93987
89395 | 7.56 | 0.8 | 2018-12-31 | 2019-12-31 | 365 | 6.9298 | 6 | 0.92985
89397 | 9.6 | 0.8 | 2018-12-31 | 2019-12-31 | 365 | 8.7998 | 8 | 0.79981
89401 | 5.84 | 0.8 | 2018-12-31 | 2019-12-31 | 365 | 5.3532 | 5 | 0.35321
89403 | 12.24 | 0.8 | 2018-12-31 | 2019-12-31 | 365 | 11.2198 | 11 | 0.21975
89404 | 7.15 | 0.8 | 2018-12-31 | 2019-12-31 | 365 | 6.554 | 6 | 0.55402
89407 | 8.03 | 0.8 | 2018-12-31 | 2019-12-31 | 365 | 7.3607 | 7 | 0.36067
89411 | 4.2 | 0.8 | 2018-12-31 | 2019-12-31 | 365 | 3.8499 | 3 | 0.84991
89413 | 7.92 | 0.8 | 2018-12-31 | 2019-12-31 | 365 | 7.2598 | 7 | 0.25984
89415 | 10.26 | 0.8 | 2018-12-31 | 2019-12-31 | 365 | 9.4048 | 9 | 0.40479
89416 | 19.72 | 0.8 | 2018-12-31 | 2019-12-31 | 365 | 18.0763 | 18 | 0.076267
89417 | 11.84 | 0.8 | 2018-12-31 | 2019-12-31 | 365 | 10.8531 | 10 | 0.85309
89418 | 7.44 | 0.8 | 2018-12-31 | 2019-12-31 | 365 | 6.8198 | 6 | 0.81985
89463 | 4.355 | 0.8 | 2018-12-31 | 2019-12-31 | 365 | 3.992 | 3 | 0.992
89466 | 11.02 | 0.8 | 2018-12-31 | 2019-12-31 | 365 | 10.1014 | 10 | 0.10144
89467 | 7.36 | 0.8 | 2018-12-31 | 2019-12-31 | 365 | 6.7465 | 6 | 0.74652
89468 | 13.11 | 0.8 | 2018-12-31 | 2019-12-31 | 365 | 12.0172 | 12 | 0.017234
89469 | 6.4 | 0.8 | 2018-12-31 | 2019-12-31 | 365 | 5.8665 | 5 | 0.86654
89470 | 4.015 | 0.8 | 2018-12-31 | 2019-12-31 | 365 | 3.6803 | 3 | 0.68034
89471 | 7.2 | 0.8 | 2018-12-31 | 2019-12-31 | 365 | 6.5999 | 6 | 0.59985
89473 | 10.24 | 0.8 | 2018-12-31 | 2019-12-31 | 365 | 9.3865 | 9 | 0.38646
89475 | 8.03 | 0.8 | 2018-12-31 | 2019-12-31 | 365 | 7.3607 | 7 | 0.36067
89009 | 8.4 | 0.8 | 2018-12-31 | 2019-12-31 | 365 | 7.6998 | 7 | 0.69983
89128 | 8.64 | 0.8 | 2018-12-31 | 2019-12-31 | 365 | 7.9198 | 7 | 0.91982
89278 | 23.075 | 0.8 | 2018-12-31 | 2019-12-31 | 365 | 21.1516 | 21 | 0.15162
89544 | 7 | 0.8 | 2018-12-31 | 2019-12-31 | 365 | 6.4165 | 6 | 0.41652
89546 | 14.04 | 0.8 | 2018-12-31 | 2019-12-31 | 365 | 12.8697 | 12 | 0.86972
89548 | 8.68 | 0.8 | 2018-12-31 | 2019-12-31 | 365 | 7.9565 | 7 | 0.95649
89549 | 5.76 | 0.8 | 2018-12-31 | 2019-12-31 | 365 | 5.2799 | 5 | 0.27988
89551 | 6.48 | 0.8 | 2018-12-31 | 2019-12-31 | 365 | 5.9399 | 5 | 0.93987
89553 | 11.92 | 0.8 | 2018-12-31 | 2019-12-31 | 365 | 10.9264 | 10 | 0.92643
89556 | 9.125 | 0.8 | 2018-12-31 | 2019-12-31 | 365 | 8.3644 | 8 | 0.3644
89557 | 8.04 | 0.8 | 2018-12-31 | 2019-12-31 | 365 | 7.3698 | 7 | 0.36984
89560 | 5.89 | 0.8 | 2018-12-31 | 2019-12-31 | 365 | 5.399 | 5 | 0.39905
89562 | 9.92 | 0.8 | 2018-12-31 | 2019-12-31 | 365 | 9.0931 | 9 | 0.093132
89563 | 6.3 | 0.8 | 2018-12-31 | 2019-12-31 | 365 | 5.7749 | 5 | 0.77487
89565 | 4.93 | 0.8 | 2018-12-31 | 2019-12-31 | 365 | 4.5191 | 4 | 0.51907
89567 | 14.7 | 0.8 | 2018-12-31 | 2019-12-31 | 365 | 13.4747 | 13 | 0.4747
89571 | 7.13 | 0.8 | 2018-12-31 | 2019-12-31 | 365 | 6.5357 | 6 | 0.53569
89574 | 10.075 | 0.8 | 2018-12-31 | 2019-12-31 | 365 | 9.2352 | 9 | 0.23521
89577 | 17.92 | 0.8 | 2018-12-31 | 2019-12-31 | 365 | 16.4263 | 16 | 0.4263
89580 | 12.35 | 0.8 | 2018-12-31 | 2019-12-31 | 365 | 11.3206 | 11 | 0.32058
89641 | 3.78 | 0.8 | 2018-12-31 | 2019-12-31 | 365 | 3.4649 | 3 | 0.46492
89648 | 3.924 | 0.8 | 2018-12-31 | 2019-12-31 | 365 | 3.5969 | 3 | 0.59692
89652 | 8.06 | 0.8 | 2018-12-31 | 2019-12-31 | 365 | 7.3882 | 7 | 0.38817
89656 | 9.45 | 0.8 | 2018-12-31 | 2019-12-31 | 365 | 8.6623 | 8 | 0.66231
89658 | 6.93 | 0.8 | 2018-12-31 | 2019-12-31 | 365 | 6.3524 | 6 | 0.35236
89661 | 2.4 | 0.8 | 2018-12-31 | 2019-12-31 | 365 | 2.2 | 2 | 0.19995
89662 | 6.82 | 0.8 | 2018-12-31 | 2019-12-31 | 365 | 6.2515 | 6 | 0.25153
89663 | 11.39 | 0.8 | 2018-12-31 | 2019-12-31 | 365 | 10.4406 | 10 | 0.4406
89667 | 8.76 | 0.8 | 2018-12-31 | 2019-12-31 | 365 | 8.0298 | 8 | 0.029822
89668 | 5.28 | 0.8 | 2018-12-31 | 2019-12-31 | 365 | 4.8399 | 4 | 0.83989
89669 | 11.2 | 0.8 | 2018-12-31 | 2019-12-31 | 365 | 10.2664 | 10 | 0.26644
89670 | 12.753 | 0.8 | 2018-12-31 | 2019-12-31 | 365 | 11.69 | 11 | 0.68999
89665 | 5.84 | 0.8 | 2018-12-31 | 2019-12-31 | 365 | 5.3532 | 5 | 0.35321
88272 | 21 | 0.8 | 2018-12-31 | 2019-12-31 | 365 | 19.2496 | 19 | 0.24957
88851 | 15.4 | 0.8 | 2018-12-31 | 2019-12-31 | 365 | 14.1164 | 14 | 0.11635
89120 | 9.6 | 0.8 | 2018-12-31 | 2019-12-31 | 365 | 8.7998 | 8 | 0.79981
89644 | 6.4 | 0.8 | 2018-12-31 | 2019-12-31 | 365 | 5.8665 | 5 | 0.86654
89713 | 11.2 | 0.8 | 2018-12-31 | 2019-12-31 | 365 | 10.2664 | 10 | 0.26644
89714 | 13.275 | 0.8 | 2018-12-31 | 2019-12-31 | 365 | 12.1685 | 12 | 0.16848
89715 | 15.12 | 0.8 | 2018-12-31 | 2019-12-31 | 365 | 13.8597 | 13 | 0.85969
89716 | 6.205 | 0.8 | 2018-12-31 | 2019-12-31 | 365 | 5.6878 | 5 | 0.68779
89717 | 6 | 0.8 | 2018-12-31 | 2019-12-31 | 365 | 5.4999 | 5 | 0.49988
89719 | 6.93 | 0.8 | 2018-12-31 | 2019-12-31 | 365 | 6.3524 | 6 | 0.35236
89720 | 7.8 | 0.8 | 2018-12-31 | 2019-12-31 | 365 | 7.1498 | 7 | 0.14984
89722 | 3.6 | 0.8 | 2018-12-31 | 2019-12-31 | 365 | 3.2999 | 3 | 0.29993
89724 | 10.44 | 0.8 | 2018-12-31 | 2019-12-31 | 365 | 9.5698 | 9 | 0.56979
89726 | 7.5 | 0.8 | 2018-12-31 | 2019-12-31 | 365 | 6.8748 | 6 | 0.87485
89727 | 4.745 | 0.8 | 2018-12-31 | 2019-12-31 | 365 | 4.3495 | 4 | 0.34949
89729 | 10.08 | 0.8 | 2018-12-31 | 2019-12-31 | 365 | 9.2398 | 9 | 0.2398
89731 | 6.615 | 0.8 | 2018-12-31 | 2019-12-31 | 365 | 6.0636 | 6 | 0.063616
89755 | 5.6 | 0.8 | 2018-12-31 | 2019-12-31 | 365 | 5.1332 | 5 | 0.13322
89756 | 8.125 | 0.8 | 2018-12-31 | 2019-12-31 | 365 | 7.4478 | 7 | 0.44775
89757 | 13.95 | 0.8 | 2018-12-31 | 2019-12-31 | 365 | 12.7872 | 12 | 0.78722
89758 | 10.72 | 0.8 | 2018-12-31 | 2019-12-31 | 365 | 9.8264 | 9 | 0.82645
89759 | 2.56 | 0.8 | 2018-12-31 | 2019-12-31 | 365 | 2.3466 | 2 | 0.34661
89760 | 5.6 | 0.8 | 2018-12-31 | 2019-12-31 | 365 | 5.1332 | 5 | 0.13322
89761 | 5.85 | 0.8 | 2018-12-31 | 2019-12-31 | 365 | 5.3624 | 5 | 0.36238
89762 | 9 | 0.8 | 2018-12-31 | 2019-12-31 | 365 | 8.2498 | 8 | 0.24982
89763 | 3.5 | 0.8 | 2018-12-31 | 2019-12-31 | 365 | 3.2083 | 3 | 0.20826
89764 | 7.35 | 0.8 | 2018-12-31 | 2019-12-31 | 365 | 6.7374 | 6 | 0.73735
89765 | 8.28 | 0.8 | 2018-12-31 | 2019-12-31 | 365 | 7.5898 | 7 | 0.58983
89766 | 10.22 | 0.8 | 2018-12-31 | 2019-12-31 | 365 | 9.3681 | 9 | 0.36813
89767 | 5.89 | 0.8 | 2018-12-31 | 2019-12-31 | 365 | 5.399 | 5 | 0.39905
89769 | 9 | 0.8 | 2018-12-31 | 2019-12-31 | 365 | 8.2498 | 8 | 0.24982
89771 | 4.48 | 0.8 | 2018-12-31 | 2019-12-31 | 365 | 4.1066 | 4 | 0.10658
89773 | 7.2 | 0.8 | 2018-12-31 | 2019-12-31 | 365 | 6.5999 | 6 | 0.59985
89775 | 12.18 | 0.8 | 2018-12-31 | 2019-12-31 | 365 | 11.1648 | 11 | 0.16475
89776 | 3.3 | 0.8 | 2018-12-31 | 2019-12-31 | 365 | 3.0249 | 3 | 0.024933
89778 | 11.05 | 0.8 | 2018-12-31 | 2019-12-31 | 365 | 10.1289 | 10 | 0.12894
89828 | 8.505 | 0.8 | 2018-12-31 | 2019-12-31 | 365 | 7.7961 | 7 | 0.79608
89829 | 6.3 | 0.8 | 2018-12-31 | 2019-12-31 | 365 | 5.7749 | 5 | 0.77487
89830 | 9 | 0.8 | 2018-12-31 | 2019-12-31 | 365 | 8.2498 | 8 | 0.24982
89831 | 6.2 | 0.8 | 2018-12-31 | 2019-12-31 | 365 | 5.6832 | 5 | 0.68321
89832 | 11.505 | 0.8 | 2018-12-31 | 2019-12-31 | 365 | 10.546 | 10 | 0.54602
89833 | 6.205 | 0.8 | 2018-12-31 | 2019-12-31 | 365 | 5.6878 | 5 | 0.68779
89834 | 11.76 | 0.8 | 2018-12-31 | 2019-12-31 | 365 | 10.7798 | 10 | 0.77976
89835 | 9.72 | 0.8 | 2018-12-31 | 2019-12-31 | 365 | 8.9098 | 8 | 0.9098
89836 | 12.6 | 0.8 | 2018-12-31 | 2019-12-31 | 365 | 11.5497 | 11 | 0.54974
89839 | 8.71 | 0.8 | 2018-12-31 | 2019-12-31 | 365 | 7.984 | 7 | 0.98399
89840 | 6.213 | 0.8 | 2018-12-31 | 2019-12-31 | 365 | 5.6951 | 5 | 0.69512
89843 | 5.61 | 0.8 | 2018-12-31 | 2019-12-31 | 365 | 5.1424 | 5 | 0.14239
89845 | 9.72 | 0.8 | 2018-12-31 | 2019-12-31 | 365 | 8.9098 | 8 | 0.9098
89846 | 7.8 | 0.8 | 2018-12-31 | 2019-12-31 | 365 | 7.1498 | 7 | 0.14984
89847 | 12.87 | 0.8 | 2018-12-31 | 2019-12-31 | 365 | 11.7972 | 11 | 0.79724
89848 | 9 | 0.8 | 2018-12-31 | 2019-12-31 | 365 | 8.2498 | 8 | 0.24982
89851 | 7.92 | 0.8 | 2018-12-31 | 2019-12-31 | 365 | 7.2598 | 7 | 0.25984
89854 | 12.04 | 0.8 | 2018-12-31 | 2019-12-31 | 365 | 11.0364 | 11 | 0.036423
89858 | 12.25 | 0.8 | 2018-12-31 | 2019-12-31 | 365 | 11.2289 | 11 | 0.22892
89861 | 12.88 | 0.8 | 2018-12-31 | 2019-12-31 | 365 | 11.8064 | 11 | 0.80641
89864 | 7.705 | 0.8 | 2018-12-31 | 2019-12-31 | 365 | 7.0628 | 7 | 0.062761
89866 | 9.125 | 0.8 | 2018-12-31 | 2019-12-31 | 365 | 8.3644 | 8 | 0.3644
89875 | 5.04 | 0.8 | 2018-12-31 | 2019-12-31 | 365 | 4.6199 | 4 | 0.6199
89877 | 8.4 | 0.8 | 2018-12-31 | 2019-12-31 | 365 | 7.6998 | 7 | 0.69983
89878 | 7.625 | 0.8 | 2018-12-31 | 2019-12-31 | 365 | 6.9894 | 6 | 0.98943
89882 | 7.3 | 0.8 | 2018-12-31 | 2019-12-31 | 365 | 6.6915 | 6 | 0.69152
89886 | 6.82 | 0.8 | 2018-12-31 | 2019-12-31 | 365 | 6.2515 | 6 | 0.25153
89891 | 10.72 | 0.8 | 2018-12-31 | 2019-12-31 | 365 | 9.8264 | 9 | 0.82645
89893 | 8.41 | 0.8 | 2018-12-31 | 2019-12-31 | 365 | 7.709 | 7 | 0.709
89894 | 6.3 | 0.8 | 2018-12-31 | 2019-12-31 | 365 | 5.7749 | 5 | 0.77487
89920 | 7.04 | 0.8 | 2018-12-31 | 2019-12-31 | 365 | 6.4532 | 6 | 0.45319
89921 | 12.915 | 0.8 | 2018-12-31 | 2019-12-31 | 365 | 11.8385 | 11 | 0.83849
89974 | 5.695 | 0.8 | 2018-12-31 | 2019-12-31 | 365 | 5.2203 | 5 | 0.2203
89957 | 12.025 | 0.8 | 2018-12-31 | 2019-12-31 | 365 | 11.0227 | 11 | 0.022673
89959 | 6.12 | 0.8 | 2018-12-31 | 2019-12-31 | 365 | 5.6099 | 5 | 0.60988
89961 | 6.84 | 0.8 | 2018-12-31 | 2019-12-31 | 365 | 6.2699 | 6 | 0.26986
89962 | 7 | 0.8 | 2018-12-31 | 2019-12-31 | 365 | 6.4165 | 6 | 0.41652
89965 | 10.44 | 0.8 | 2018-12-31 | 2019-12-31 | 365 | 9.5698 | 9 | 0.56979
89968 | 12.96 | 0.8 | 2018-12-31 | 2019-12-31 | 365 | 11.8797 | 11 | 0.87974
89970 | 10.5 | 0.8 | 2018-12-31 | 2019-12-31 | 365 | 9.6248 | 9 | 0.62479
89971 | 3.6 | 0.8 | 2018-12-31 | 2019-12-31 | 365 | 3.2999 | 3 | 0.29993
89972 | 7.2 | 0.8 | 2018-12-31 | 2019-12-31 | 365 | 6.5999 | 6 | 0.59985
89976 | 7.1 | 0.8 | 2018-12-31 | 2019-12-31 | 365 | 6.5082 | 6 | 0.50819
89978 | 8.1 | 0.8 | 2018-12-31 | 2019-12-31 | 365 | 7.4248 | 7 | 0.42484
89985 | 4.38 | 0.8 | 2018-12-31 | 2019-12-31 | 365 | 4.0149 | 4 | 0.014911
89987 | 7.2 | 0.8 | 2018-12-31 | 2019-12-31 | 365 | 6.5999 | 6 | 0.59985
89988 | 9.3 | 0.8 | 2018-12-31 | 2019-12-31 | 365 | 8.5248 | 8 | 0.52481
89989 | 11.22 | 0.8 | 2018-12-31 | 2019-12-31 | 365 | 10.2848 | 10 | 0.28477
89990 | 3.1 | 0.8 | 2018-12-31 | 2019-12-31 | 365 | 2.8416 | 2 | 0.8416
89991 | 9.455 | 0.8 | 2018-12-31 | 2019-12-31 | 365 | 8.6669 | 8 | 0.66689
89992 | 4.48 | 0.8 | 2018-12-31 | 2019-12-31 | 365 | 4.1066 | 4 | 0.10658
89993 | 9.125 | 0.8 | 2018-12-31 | 2019-12-31 | 365 | 8.3644 | 8 | 0.3644
89995 | 8.395 | 0.8 | 2018-12-31 | 2019-12-31 | 365 | 7.6952 | 7 | 0.69525
89996 | 7.68 | 0.8 | 2018-12-31 | 2019-12-31 | 365 | 7.0398 | 7 | 0.039844
89997 | 8.28 | 0.8 | 2018-12-31 | 2019-12-31 | 365 | 7.5898 | 7 | 0.58983
89998 | 21.96 | 0.8 | 2018-12-31 | 2019-12-31 | 365 | 20.1296 | 20 | 0.12955
90000 | 9.36 | 0.8 | 2018-12-31 | 2019-12-31 | 365 | 8.5798 | 8 | 0.57981
90003 | 7.68 | 0.8 | 2018-12-31 | 2019-12-31 | 365 | 7.0398 | 7 | 0.039844
90006 | 13.42 | 0.8 | 2018-12-31 | 2019-12-31 | 365 | 12.3014 | 12 | 0.30139
90008 | 3.2 | 0.8 | 2018-12-31 | 2019-12-31 | 365 | 2.9333 | 2 | 0.93327
90010 | 14 | 0.8 | 2018-12-31 | 2019-12-31 | 365 | 12.833 | 12 | 0.83305
90013 | 11.52 | 0.8 | 2018-12-31 | 2019-12-31 | 365 | 10.5598 | 10 | 0.55977
90015 | 7.67 | 0.8 | 2018-12-31 | 2019-12-31 | 365 | 7.0307 | 7 | 0.030678
90017 | 3.2 | 0.8 | 2018-12-31 | 2019-12-31 | 365 | 2.9333 | 2 | 0.93327
90018 | 6 | 0.8 | 2018-12-31 | 2019-12-31 | 365 | 5.4999 | 5 | 0.49988
90040 | 8.06 | 0.8 | 2018-12-31 | 2019-12-31 | 365 | 7.3882 | 7 | 0.38817
90044 | 11.725 | 0.8 | 2018-12-31 | 2019-12-31 | 365 | 10.7477 | 10 | 0.74768
89837 | 17.82 | 0.8 | 2018-12-31 | 2019-12-31 | 365 | 16.3346 | 16 | 0.33464
89838 | 6.405 | 0.8 | 2018-12-31 | 2019-12-31 | 365 | 5.8711 | 5 | 0.87112
32037 | 188.48 | 0.9 | 2018-12-31 | 2019-12-31 | 365 | 194.3657 | 194 | 0.3657
32062 | 294.5 | 0.9 | 2018-12-31 | 2019-12-31 | 365 | 303.6964 | 303 | 0.69641
89014 | 11.1 | 0.8 | 2018-12-31 | 2019-12-31 | 365 | 10.1748 | 10 | 0.17478
89718 | 5.13 | 0.8 | 2018-12-31 | 2019-12-31 | 365 | 4.7024 | 4 | 0.7024
89919 | 9.23 | 0.8 | 2018-12-31 | 2019-12-31 | 365 | 8.4606 | 8 | 0.46065
89999 | 10.8 | 0.8 | 2018-12-31 | 2019-12-31 | 365 | 9.8998 | 9 | 0.89978
90142 | 5.025 | 0.8 | 2018-12-31 | 2019-12-31 | 365 | 4.6061 | 4 | 0.60615
90143 | 11.9 | 0.8 | 2018-12-31 | 2019-12-31 | 365 | 10.9081 | 10 | 0.90809
90145 | 5.4 | 0.8 | 2018-12-31 | 2019-12-31 | 365 | 4.9499 | 4 | 0.94989
90146 | 5.025 | 0.8 | 2018-12-31 | 2019-12-31 | 365 | 4.6061 | 4 | 0.60615
90149 | 10.385 | 0.8 | 2018-12-31 | 2019-12-31 | 365 | 9.5194 | 9 | 0.51937
90150 | 8.45 | 0.8 | 2018-12-31 | 2019-12-31 | 365 | 7.7457 | 7 | 0.74566
90151 | 12.47 | 0.8 | 2018-12-31 | 2019-12-31 | 365 | 11.4306 | 11 | 0.43058
90153 | 13.115 | 0.8 | 2018-12-31 | 2019-12-31 | 365 | 12.0218 | 12 | 0.021818
90154 | 12.6 | 0.8 | 2018-12-31 | 2019-12-31 | 365 | 11.5497 | 11 | 0.54974
90155 | 8.125 | 0.8 | 2018-12-31 | 2019-12-31 | 365 | 7.4478 | 7 | 0.44775
90156 | 7.5 | 0.8 | 2018-12-31 | 2019-12-31 | 365 | 6.8748 | 6 | 0.87485
90158 | 7.2 | 0.8 | 2018-12-31 | 2019-12-31 | 365 | 6.5999 | 6 | 0.59985
90159 | 11.025 | 0.8 | 2018-12-31 | 2019-12-31 | 365 | 10.106 | 10 | 0.10603
90160 | 6.48 | 0.8 | 2018-12-31 | 2019-12-31 | 365 | 5.9399 | 5 | 0.93987
90163 | 8.58 | 0.8 | 2018-12-31 | 2019-12-31 | 365 | 7.8648 | 7 | 0.86483
90165 | 6.7 | 0.8 | 2018-12-31 | 2019-12-31 | 365 | 6.1415 | 6 | 0.14153
90166 | 8.37 | 0.8 | 2018-12-31 | 2019-12-31 | 365 | 7.6723 | 7 | 0.67233
90167 | 8.85 | 0.8 | 2018-12-31 | 2019-12-31 | 365 | 8.1123 | 8 | 0.11232
90169 | 8.25 | 0.8 | 2018-12-31 | 2019-12-31 | 365 | 7.5623 | 7 | 0.56233
90171 | 10.23 | 0.8 | 2018-12-31 | 2019-12-31 | 365 | 9.3773 | 9 | 0.37729
90173 | 2.6 | 0.8 | 2018-12-31 | 2019-12-31 | 365 | 2.3833 | 2 | 0.38328
90175 | 5.9 | 0.8 | 2018-12-31 | 2019-12-31 | 365 | 5.4082 | 5 | 0.40821
90176 | 24.795 | 0.8 | 2018-12-31 | 2019-12-31 | 365 | 22.7282 | 22 | 0.72825
90179 | 10.56 | 0.8 | 2018-12-31 | 2019-12-31 | 365 | 9.6798 | 9 | 0.67979
90181 | 6.08 | 0.8 | 2018-12-31 | 2019-12-31 | 365 | 5.5732 | 5 | 0.57321
90182 | 6 | 0.8 | 2018-12-31 | 2019-12-31 | 365 | 5.4999 | 5 | 0.49988
90184 | 7.8 | 0.8 | 2018-12-31 | 2019-12-31 | 365 | 7.1498 | 7 | 0.14984
90186 | 9.3 | 0.8 | 2018-12-31 | 2019-12-31 | 365 | 8.5248 | 8 | 0.52481
90189 | 10.295 | 0.8 | 2018-12-31 | 2019-12-31 | 365 | 9.4369 | 9 | 0.43687
90196 | 6.405 | 0.8 | 2018-12-31 | 2019-12-31 | 365 | 5.8711 | 5 | 0.87112
90198 | 9.99 | 0.8 | 2018-12-31 | 2019-12-31 | 365 | 9.1573 | 9 | 0.1573
90208 | 5.04 | 0.8 | 2018-12-31 | 2019-12-31 | 365 | 4.6199 | 4 | 0.6199
90209 | 5.4 | 0.8 | 2018-12-31 | 2019-12-31 | 365 | 4.9499 | 4 | 0.94989
90210 | 9.6 | 0.8 | 2018-12-31 | 2019-12-31 | 365 | 8.7998 | 8 | 0.79981
90211 | 7.2 | 0.8 | 2018-12-31 | 2019-12-31 | 365 | 6.5999 | 6 | 0.59985
90212 | 12.96 | 0.8 | 2018-12-31 | 2019-12-31 | 365 | 11.8797 | 11 | 0.87974
90213 | 6.5 | 0.8 | 2018-12-31 | 2019-12-31 | 365 | 5.9582 | 5 | 0.9582
90214 | 8.05 | 0.8 | 2018-12-31 | 2019-12-31 | 365 | 7.379 | 7 | 0.379
90215 | 7.92 | 0.8 | 2018-12-31 | 2019-12-31 | 365 | 7.2598 | 7 | 0.25984
90216 | 15.05 | 0.8 | 2018-12-31 | 2019-12-31 | 365 | 13.7955 | 13 | 0.79553
90217 | 4.69 | 0.8 | 2018-12-31 | 2019-12-31 | 365 | 4.2991 | 4 | 0.29907
90218 | 9.6 | 0.8 | 2018-12-31 | 2019-12-31 | 365 | 8.7998 | 8 | 0.79981
90230 | 5.25 | 0.8 | 2018-12-31 | 2019-12-31 | 365 | 4.8124 | 4 | 0.81239
90233 | 6.71 | 0.8 | 2018-12-31 | 2019-12-31 | 365 | 6.1507 | 6 | 0.1507
90234 | 5.2 | 0.8 | 2018-12-31 | 2019-12-31 | 365 | 4.7666 | 4 | 0.76656
90238 | 4.225 | 0.8 | 2018-12-31 | 2019-12-31 | 365 | 3.8728 | 3 | 0.87283
90241 | 14.7 | 0.8 | 2018-12-31 | 2019-12-31 | 365 | 13.4747 | 13 | 0.4747
90246 | 8.99 | 0.8 | 2018-12-31 | 2019-12-31 | 365 | 8.2407 | 8 | 0.24065
90249 | 6.51 | 0.8 | 2018-12-31 | 2019-12-31 | 365 | 5.9674 | 5 | 0.96737
90251 | 7.8 | 0.8 | 2018-12-31 | 2019-12-31 | 365 | 7.1498 | 7 | 0.14984
90254 | 10.385 | 0.8 | 2018-12-31 | 2019-12-31 | 365 | 9.5194 | 9 | 0.51937
90257 | 6.5 | 0.8 | 2018-12-31 | 2019-12-31 | 365 | 5.9582 | 5 | 0.9582
90260 | 7.2 | 0.8 | 2018-12-31 | 2019-12-31 | 365 | 6.5999 | 6 | 0.59985
90274 | 5.12 | 0.8 | 2018-12-31 | 2019-12-31 | 365 | 4.6932 | 4 | 0.69323
90275 | 8.04 | 0.8 | 2018-12-31 | 2019-12-31 | 365 | 7.3698 | 7 | 0.36984
90276 | 7.54 | 1 | 2018-12-31 | 2019-12-31 | 365 | 8.6394 | 8 | 0.63939
90278 | 9.135 | 0.8 | 2018-12-31 | 2019-12-31 | 365 | 8.3736 | 8 | 0.37356
90279 | 6.72 | 0.8 | 2018-12-31 | 2019-12-31 | 365 | 6.1599 | 6 | 0.15986
90281 | 6.84 | 0.8 | 2018-12-31 | 2019-12-31 | 365 | 6.2699 | 6 | 0.26986
90282 | 4.8 | 0.8 | 2018-12-31 | 2019-12-31 | 365 | 4.3999 | 4 | 0.3999
90283 | 7.848 | 0.8 | 2018-12-31 | 2019-12-31 | 365 | 7.1938 | 7 | 0.19384
90284 | 8.04 | 0.8 | 2018-12-31 | 2019-12-31 | 365 | 7.3698 | 7 | 0.36984
90286 | 8.71 | 0.8 | 2018-12-31 | 2019-12-31 | 365 | 7.984 | 7 | 0.98399
90288 | 24.8 | 0.8 | 2018-12-31 | 2019-12-31 | 365 | 22.7328 | 22 | 0.73283
90289 | 8.05 | 0.8 | 2018-12-31 | 2019-12-31 | 365 | 7.379 | 7 | 0.379
90291 | 6.65 | 0.8 | 2018-12-31 | 2019-12-31 | 365 | 6.0957 | 6 | 0.095699
90292 | 6.4 | 0.8 | 2018-12-31 | 2019-12-31 | 365 | 5.8665 | 5 | 0.86654
90315 | 5.94 | 0.8 | 2018-12-31 | 2019-12-31 | 365 | 5.4449 | 5 | 0.44488
90316 | 9.6 | 0.8 | 2018-12-31 | 2019-12-31 | 365 | 8.7998 | 8 | 0.79981
90317 | 6.7 | 0.8 | 2018-12-31 | 2019-12-31 | 365 | 6.1415 | 6 | 0.14153
90319 | 7 | 0.8 | 2018-12-31 | 2019-12-31 | 365 | 6.4165 | 6 | 0.41652
90320 | 9.38 | 0.8 | 2018-12-31 | 2019-12-31 | 365 | 8.5981 | 8 | 0.59814
90321 | 9 | 0.8 | 2018-12-31 | 2019-12-31 | 365 | 8.2498 | 8 | 0.24982
90322 | 14.72 | 0.8 | 2018-12-31 | 2019-12-31 | 365 | 13.493 | 13 | 0.49304
90323 | 9.1 | 0.8 | 2018-12-31 | 2019-12-31 | 365 | 8.3415 | 8 | 0.34148
90324 | 4.38 | 0.8 | 2018-12-31 | 2019-12-31 | 365 | 4.0149 | 4 | 0.014911
90325 | 13.44 | 0.8 | 2018-12-31 | 2019-12-31 | 365 | 12.3197 | 12 | 0.31973
90326 | 12.775 | 0.8 | 2018-12-31 | 2019-12-31 | 365 | 11.7102 | 11 | 0.71016
90327 | 5.525 | 0.8 | 2018-12-31 | 2019-12-31 | 365 | 5.0645 | 5 | 0.064471
90328 | 10.85 | 0.8 | 2018-12-31 | 2019-12-31 | 365 | 9.9456 | 9 | 0.94561
90329 | 13.545 | 0.8 | 2018-12-31 | 2019-12-31 | 365 | 12.416 | 12 | 0.41598
90330 | 5.76 | 0.8 | 2018-12-31 | 2019-12-31 | 365 | 5.2799 | 5 | 0.27988
90370 | 11.34 | 0.8 | 2018-12-31 | 2019-12-31 | 365 | 10.3948 | 10 | 0.39477
90373 | 2.32 | 0.8 | 2018-12-31 | 2019-12-31 | 365 | 2.1266 | 2 | 0.12662
90376 | 7.68 | 0.8 | 2018-12-31 | 2019-12-31 | 365 | 7.0398 | 7 | 0.039844
90377 | 9.57 | 0.8 | 2018-12-31 | 2019-12-31 | 365 | 8.7723 | 8 | 0.77231
90379 | 13.2 | 0.8 | 2018-12-31 | 2019-12-31 | 365 | 12.0997 | 12 | 0.099732
90380 | 6.4 | 0.8 | 2018-12-31 | 2019-12-31 | 365 | 5.8665 | 5 | 0.86654
90381 | 5.49 | 0.8 | 2018-12-31 | 2019-12-31 | 365 | 5.0324 | 5 | 0.032389
89966 | 7.2 | 0.8 | 2018-12-31 | 2019-12-31 | 365 | 6.5999 | 6 | 0.59985
89977 | 6.03 | 0.8 | 2018-12-31 | 2019-12-31 | 365 | 5.5274 | 5 | 0.52738
90042 | 10.2 | 0.8 | 2018-12-31 | 2019-12-31 | 365 | 9.3498 | 9 | 0.34979
90164 | 14.4 | 0.8 | 2018-12-31 | 2019-12-31 | 365 | 13.1997 | 13 | 0.19971
90147 | 6.72 | 0.8 | 2018-12-31 | 2019-12-31 | 365 | 6.1599 | 6 | 0.15986
90235 | 10.725 | 0.8 | 2018-12-31 | 2019-12-31 | 365 | 9.831 | 9 | 0.83103
90447 | 5.89 | 0.8 | 2018-12-31 | 2019-12-31 | 365 | 5.399 | 5 | 0.39905
90449 | 4.8 | 1 | 2018-12-31 | 2019-12-31 | 365 | 5.4999 | 5 | 0.49988
90451 | 13 | 0.8 | 2018-12-31 | 2019-12-31 | 365 | 11.9164 | 11 | 0.9164
90468 | 5.28 | 0.8 | 2018-12-31 | 2019-12-31 | 365 | 4.8399 | 4 | 0.83989
90470 | 14.4 | 0.8 | 2018-12-31 | 2019-12-31 | 365 | 13.1997 | 13 | 0.19971
90474 | 5.12 | 0.8 | 2018-12-31 | 2019-12-31 | 365 | 4.6932 | 4 | 0.69323
90480 | 11.16 | 0.8 | 2018-12-31 | 2019-12-31 | 365 | 10.2298 | 10 | 0.22977
90002 | 6.67 | 0.8 | 2018-12-31 | 2019-12-31 | 365 | 6.114 | 6 | 0.11403
90193 | 9.92 | 0.8 | 2018-12-31 | 2019-12-31 | 365 | 9.0931 | 9 | 0.093132
90318 | 4.96 | 0.8 | 2018-12-31 | 2019-12-31 | 365 | 4.5466 | 4 | 0.54657
90482 | 7.92 | 0.8 | 2018-12-31 | 2019-12-31 | 365 | 7.2598 | 7 | 0.25984
90485 | 7.96 | 0.8 | 2018-12-31 | 2019-12-31 | 365 | 7.2965 | 7 | 0.29651
90487 | 8.64 | 0.8 | 2018-12-31 | 2019-12-31 | 365 | 7.9198 | 7 | 0.91982
90489 | 9.975 | 0.8 | 2018-12-31 | 2019-12-31 | 365 | 9.1435 | 9 | 0.14355
90494 | 9.855 | 0.8 | 2018-12-31 | 2019-12-31 | 365 | 9.0336 | 9 | 0.03355
90496 | 19.22 | 0.8 | 2018-12-31 | 2019-12-31 | 365 | 17.6179 | 17 | 0.61794
90498 | 9.76 | 0.8 | 2018-12-31 | 2019-12-31 | 365 | 8.9465 | 8 | 0.94647
90501 | 13 | 0.8 | 2018-12-31 | 2019-12-31 | 365 | 11.9164 | 11 | 0.9164
90503 | 8.82 | 0.8 | 2018-12-31 | 2019-12-31 | 365 | 8.0848 | 8 | 0.084821
90507 | 3.35 | 0.8 | 2018-12-31 | 2019-12-31 | 365 | 3.0708 | 3 | 0.070765
90511 | 10.8 | 0.8 | 2018-12-31 | 2019-12-31 | 365 | 9.8998 | 9 | 0.89978
90514 | 10.5 | 0.8 | 2018-12-31 | 2019-12-31 | 365 | 9.6248 | 9 | 0.62479
90517 | 6.93 | 0.8 | 2018-12-31 | 2019-12-31 | 365 | 6.3524 | 6 | 0.35236
90521 | 14 | 0.8 | 2018-12-31 | 2019-12-31 | 365 | 12.833 | 12 | 0.83305
90525 | 6.175 | 0.8 | 2018-12-31 | 2019-12-31 | 365 | 5.6603 | 5 | 0.66029
90526 | 9 | 0.8 | 2018-12-31 | 2019-12-31 | 365 | 8.2498 | 8 | 0.24982
90527 | 9.1 | 0.8 | 2018-12-31 | 2019-12-31 | 365 | 8.3415 | 8 | 0.34148
90540 | 13.505 | 0.8 | 2018-12-31 | 2019-12-31 | 365 | 12.3793 | 12 | 0.37931
90541 | 8.19 | 0.8 | 2018-12-31 | 2019-12-31 | 365 | 7.5073 | 7 | 0.50733
90547 | 5.1 | 0.8 | 2018-12-31 | 2019-12-31 | 365 | 4.6749 | 4 | 0.6749
90549 | 13 | 0.8 | 2018-12-31 | 2019-12-31 | 365 | 11.9164 | 11 | 0.9164
90552 | 2.88 | 0.8 | 2018-12-31 | 2019-12-31 | 365 | 2.6399 | 2 | 0.63994
90554 | 15.08 | 0.8 | 2018-12-31 | 2019-12-31 | 365 | 13.823 | 13 | 0.82303
90560 | 12.98 | 0.8 | 2018-12-31 | 2019-12-31 | 365 | 11.8981 | 11 | 0.89807
90563 | 8.26 | 0.8 | 2018-12-31 | 2019-12-31 | 365 | 7.5715 | 7 | 0.5715
90586 | 7.015 | 0.8 | 2018-12-31 | 2019-12-31 | 365 | 6.4303 | 6 | 0.43027
90587 | 3 | 0.8 | 2018-12-31 | 2019-12-31 | 365 | 2.7499 | 2 | 0.74994
90588 | 7.2 | 0.8 | 2018-12-31 | 2019-12-31 | 365 | 6.5999 | 6 | 0.59985
90590 | 9.54 | 0.8 | 2018-12-31 | 2019-12-31 | 365 | 8.7448 | 8 | 0.74481
90613 | 3.9 | 0.8 | 2018-12-31 | 2019-12-31 | 365 | 3.5749 | 3 | 0.57492
90616 | 4.13 | 0.8 | 2018-12-31 | 2019-12-31 | 365 | 3.7857 | 3 | 0.78575
90619 | 4.41 | 0.8 | 2018-12-31 | 2019-12-31 | 365 | 4.0424 | 4 | 0.042411
90626 | 4.41 | 0.8 | 2018-12-31 | 2019-12-31 | 365 | 4.0424 | 4 | 0.042411
90628 | 6.49 | 0.8 | 2018-12-31 | 2019-12-31 | 365 | 5.949 | 5 | 0.94904
90629 | 8.28 | 0.8 | 2018-12-31 | 2019-12-31 | 365 | 7.5898 | 7 | 0.58983
90634 | 1.8 | 0.8 | 2018-12-31 | 2019-12-31 | 365 | 1.65 | 1 | 0.64996
90638 | 11.88 | 0.8 | 2018-12-31 | 2019-12-31 | 365 | 10.8898 | 10 | 0.88976
90640 | 10.725 | 0.8 | 2018-12-31 | 2019-12-31 | 365 | 9.831 | 9 | 0.83103
90641 | 9.425 | 0.8 | 2018-12-31 | 2019-12-31 | 365 | 8.6394 | 8 | 0.63939
90648 | 6.5 | 0.8 | 2018-12-31 | 2019-12-31 | 365 | 5.9582 | 5 | 0.9582
90649 | 3.36 | 0.8 | 2018-12-31 | 2019-12-31 | 365 | 3.0799 | 3 | 0.079932
90652 | 4.02 | 0.8 | 2018-12-31 | 2019-12-31 | 365 | 3.6849 | 3 | 0.68492
90654 | 8.19 | 0.8 | 2018-12-31 | 2019-12-31 | 365 | 7.5073 | 7 | 0.50733
90656 | 6.6 | 0.8 | 2018-12-31 | 2019-12-31 | 365 | 6.0499 | 6 | 0.049866
90657 | 5.85 | 0.8 | 2018-12-31 | 2019-12-31 | 365 | 5.3624 | 5 | 0.36238
90659 | 7.36 | 0.8 | 2018-12-31 | 2019-12-31 | 365 | 6.7465 | 6 | 0.74652
90660 | 8.7 | 0.8 | 2018-12-31 | 2019-12-31 | 365 | 7.9748 | 7 | 0.97482
90661 | 9.1 | 0.8 | 2018-12-31 | 2019-12-31 | 365 | 8.3415 | 8 | 0.34148
90663 | 7.8 | 0.8 | 2018-12-31 | 2019-12-31 | 365 | 7.1498 | 7 | 0.14984
90670 | 6.405 | 0.8 | 2018-12-31 | 2019-12-31 | 365 | 5.8711 | 5 | 0.87112
90672 | 7.92 | 0.8 | 2018-12-31 | 2019-12-31 | 365 | 7.2598 | 7 | 0.25984
90675 | 10.585 | 0.8 | 2018-12-31 | 2019-12-31 | 365 | 9.7027 | 9 | 0.7027
90688 | 7.245 | 0.8 | 2018-12-31 | 2019-12-31 | 365 | 6.6411 | 6 | 0.6411
90691 | 7.44 | 0.8 | 2018-12-31 | 2019-12-31 | 365 | 6.8198 | 6 | 0.81985
90704 | 3.9 | 0.8 | 2018-12-31 | 2019-12-31 | 365 | 3.5749 | 3 | 0.57492
90707 | 12.675 | 0.8 | 2018-12-31 | 2019-12-31 | 365 | 11.6185 | 11 | 0.61849
90709 | 6.3 | 0.8 | 2018-12-31 | 2019-12-31 | 365 | 5.7749 | 5 | 0.77487
90710 | 13 | 0.8 | 2018-12-31 | 2019-12-31 | 365 | 11.9164 | 11 | 0.9164
90714 | 7.15 | 0.8 | 2018-12-31 | 2019-12-31 | 365 | 6.554 | 6 | 0.55402
90733 | 8.555 | 0.8 | 2018-12-31 | 2019-12-31 | 365 | 7.8419 | 7 | 0.84191
90744 | 10.73 | 0.8 | 2018-12-31 | 2019-12-31 | 365 | 9.8356 | 9 | 0.83562
90748 | 10.8 | 0.8 | 2018-12-31 | 2019-12-31 | 365 | 9.8998 | 9 | 0.89978
90750 | 8.75 | 0.8 | 2018-12-31 | 2019-12-31 | 365 | 8.0207 | 8 | 0.020656
90753 | 5.76 | 0.8 | 2018-12-31 | 2019-12-31 | 365 | 5.2799 | 5 | 0.27988
90755 | 4.96 | 0.8 | 2018-12-31 | 2019-12-31 | 365 | 4.5466 | 4 | 0.54657
90759 | 11.9 | 0.8 | 2018-12-31 | 2019-12-31 | 365 | 10.9081 | 10 | 0.90809
90760 | 7.92 | 0.8 | 2018-12-31 | 2019-12-31 | 365 | 7.2598 | 7 | 0.25984
90761 | 14.35 | 0.8 | 2018-12-31 | 2019-12-31 | 365 | 13.1539 | 13 | 0.15388
90763 | 4.55 | 0.8 | 2018-12-31 | 2019-12-31 | 365 | 4.1707 | 4 | 0.17074
90765 | 5.22 | 0.8 | 2018-12-31 | 2019-12-31 | 365 | 4.7849 | 4 | 0.78489
90766 | 10.92 | 0.8 | 2018-12-31 | 2019-12-31 | 365 | 10.0098 | 10 | 0.0097787
90615 | 12.6 | 0.8 | 2018-12-31 | 2019-12-31 | 365 | 11.5497 | 11 | 0.54974
90624 | 9.36 | 0.8 | 2018-12-31 | 2019-12-31 | 365 | 8.5798 | 8 | 0.57981
90685 | 6.84 | 0.8 | 2018-12-31 | 2019-12-31 | 365 | 6.2699 | 6 | 0.26986
90797 | 4.32 | 0.8 | 2018-12-31 | 2019-12-31 | 365 | 3.9599 | 3 | 0.95991
90805 | 11.52 | 0.8 | 2018-12-31 | 2019-12-31 | 365 | 10.5598 | 10 | 0.55977
90807 | 8.4 | 0.8 | 2018-12-31 | 2019-12-31 | 365 | 7.6998 | 7 | 0.69983
90808 | 9.8 | 0.8 | 2018-12-31 | 2019-12-31 | 365 | 8.9831 | 8 | 0.98313
90809 | 13.2 | 0.8 | 2018-12-31 | 2019-12-31 | 365 | 12.0997 | 12 | 0.099732
90811 | 5.94 | 0.8 | 2018-12-31 | 2019-12-31 | 365 | 5.4449 | 5 | 0.44488
90817 | 8.555 | 0.8 | 2018-12-31 | 2019-12-31 | 365 | 7.8419 | 7 | 0.84191
90820 | 15.48 | 0.8 | 2018-12-31 | 2019-12-31 | 365 | 14.1897 | 14 | 0.18969
90823 | 11.05 | 0.8 | 2018-12-31 | 2019-12-31 | 365 | 10.1289 | 10 | 0.12894
90826 | 8.58 | 0.8 | 2018-12-31 | 2019-12-31 | 365 | 7.8648 | 7 | 0.86483
90827 | 3.15 | 0.8 | 2018-12-31 | 2019-12-31 | 365 | 2.8874 | 2 | 0.88744
90830 | 12.4 | 0.8 | 2018-12-31 | 2019-12-31 | 365 | 11.3664 | 11 | 0.36642
90833 | 7.2 | 0.8 | 2018-12-31 | 2019-12-31 | 365 | 6.5999 | 6 | 0.59985
90840 | 8.05 | 0.8 | 2018-12-31 | 2019-12-31 | 365 | 7.379 | 7 | 0.379
82563 | 29.24 | 0.6 | 2018-12-31 | 2019-12-31 | 365 | 20.1021 | 20 | 0.10206
82565 | 58.48 | 0.6 | 2018-12-31 | 2019-12-31 | 365 | 40.2041 | 40 | 0.20411
90866 | 4.225 | 0.8 | 2018-12-31 | 2019-12-31 | 365 | 3.8728 | 3 | 0.87283
90867 | 10.325 | 0.8 | 2018-12-31 | 2019-12-31 | 365 | 9.4644 | 9 | 0.46437
90868 | 6.4 | 0.8 | 2018-12-31 | 2019-12-31 | 365 | 5.8665 | 5 | 0.86654
90869 | 11.725 | 0.8 | 2018-12-31 | 2019-12-31 | 365 | 10.7477 | 10 | 0.74768
90870 | 111.78 | 0.55 | 2018-12-31 | 2019-12-31 | 365 | 70.4431 | 70 | 0.44313
90871 | 7.3 | 0.8 | 2018-12-31 | 2019-12-31 | 365 | 6.6915 | 6 | 0.69152
90872 | 9.855 | 0.8 | 2018-12-31 | 2019-12-31 | 365 | 9.0336 | 9 | 0.03355
90874 | 7.8 | 0.8 | 2018-12-31 | 2019-12-31 | 365 | 7.1498 | 7 | 0.14984
90876 | 14 | 0.8 | 2018-12-31 | 2019-12-31 | 365 | 12.833 | 12 | 0.83305
90877 | 7.56 | 0.8 | 2018-12-31 | 2019-12-31 | 365 | 6.9298 | 6 | 0.92985
90678 | 7.68 | 0.8 | 2018-12-31 | 2019-12-31 | 365 | 7.0398 | 7 | 0.039844
90813 | 17.42 | 0.8 | 2018-12-31 | 2019-12-31 | 365 | 15.968 | 15 | 0.96798
90916 | 9.45 | 0.8 | 2018-12-31 | 2019-12-31 | 365 | 8.6623 | 8 | 0.66231
90917 | 6.6 | 0.8 | 2018-12-31 | 2019-12-31 | 365 | 6.0499 | 6 | 0.049866
90918 | 12.06 | 0.8 | 2018-12-31 | 2019-12-31 | 365 | 11.0548 | 11 | 0.054756
90920 | 14.405 | 0.8 | 2018-12-31 | 2019-12-31 | 365 | 13.2043 | 13 | 0.20429
90921 | 10.98 | 0.8 | 2018-12-31 | 2019-12-31 | 365 | 10.0648 | 10 | 0.064777
90922 | 8.28 | 0.8 | 2018-12-31 | 2019-12-31 | 365 | 7.5898 | 7 | 0.58983
90923 | 7.26 | 0.8 | 2018-12-31 | 2019-12-31 | 365 | 6.6549 | 6 | 0.65485
90966 | 6.9 | 0.8 | 2018-12-31 | 2019-12-31 | 365 | 6.3249 | 6 | 0.32486
90967 | 7.92 | 0.8 | 2018-12-31 | 2019-12-31 | 365 | 7.2598 | 7 | 0.25984
90968 | 7.92 | 0.8 | 2018-12-31 | 2019-12-31 | 365 | 7.2598 | 7 | 0.25984
90969 | 6.49 | 0.8 | 2018-12-31 | 2019-12-31 | 365 | 5.949 | 5 | 0.94904
90971 | 13.5 | 0.8 | 2018-12-31 | 2019-12-31 | 365 | 12.3747 | 12 | 0.37473
90973 | 13 | 0.8 | 2018-12-31 | 2019-12-31 | 365 | 11.9164 | 11 | 0.9164
90976 | 7.3 | 0.8 | 2018-12-31 | 2019-12-31 | 365 | 6.6915 | 6 | 0.69152
90978 | 10.56 | 0.8 | 2018-12-31 | 2019-12-31 | 365 | 9.6798 | 9 | 0.67979
90982 | 9.855 | 0.8 | 2018-12-31 | 2019-12-31 | 365 | 9.0336 | 9 | 0.03355
90984 | 9.72 | 0.8 | 2018-12-31 | 2019-12-31 | 365 | 8.9098 | 8 | 0.9098
90986 | 13.68 | 0.8 | 2018-12-31 | 2019-12-31 | 365 | 12.5397 | 12 | 0.53972
90987 | 5.95 | 0.8 | 2018-12-31 | 2019-12-31 | 365 | 5.454 | 5 | 0.45405
90989 | 3.924 | 0.8 | 2018-12-31 | 2019-12-31 | 365 | 3.5969 | 3 | 0.59692
90990 | 4.27 | 0.8 | 2018-12-31 | 2019-12-31 | 365 | 3.9141 | 3 | 0.91408
91041 | 62.4 | 0.55 | 2018-12-31 | 2019-12-31 | 365 | 39.3241 | 39 | 0.32413
91060 | 14.5 | 0.8 | 2018-12-31 | 2019-12-31 | 365 | 13.2914 | 13 | 0.29137
90919 | 10.137 | 0.8 | 2018-12-31 | 2019-12-31 | 365 | 9.292 | 9 | 0.29204
91290 | 11.4 | 0.8 | 2018-12-31 | 2019-12-31 | 365 | 10.4498 | 10 | 0.44977
91354 | 12.73 | 0.8 | 2018-12-31 | 2019-12-31 | 365 | 11.6689 | 11 | 0.66891
90980 | 4.9 | 0.8 | 2018-12-31 | 2019-12-31 | 365 | 4.4916 | 4 | 0.49157
91046 | 9.28 | 0.8 | 2018-12-31 | 2019-12-31 | 365 | 8.5065 | 8 | 0.50648
91047 | 9.92 | 0.8 | 2018-12-31 | 2019-12-31 | 365 | 9.0931 | 9 | 0.093132
91048 | 7.7 | 0.8 | 2018-12-31 | 2019-12-31 | 365 | 7.0582 | 7 | 0.058177
91049 | 8.7 | 0.8 | 2018-12-31 | 2019-12-31 | 365 | 7.9748 | 7 | 0.97482
91050 | 9.28 | 0.8 | 2018-12-31 | 2019-12-31 | 365 | 8.5065 | 8 | 0.50648
91056 | 6.48 | 0.8 | 2018-12-31 | 2019-12-31 | 365 | 5.9399 | 5 | 0.93987
91062 | 14.06 | 0.8 | 2018-12-31 | 2019-12-31 | 365 | 12.888 | 12 | 0.88805
91063 | 13.12 | 0.8 | 2018-12-31 | 2019-12-31 | 365 | 12.0264 | 12 | 0.026401
91064 | 14.64 | 0.8 | 2018-12-31 | 2019-12-31 | 365 | 13.4197 | 13 | 0.4197
91065 | 8.4 | 0.8 | 2018-12-31 | 2019-12-31 | 365 | 7.6998 | 7 | 0.69983
91068 | 11.48 | 0.8 | 2018-12-31 | 2019-12-31 | 365 | 10.5231 | 10 | 0.5231
91067 | 6.2 | 0.8 | 2018-12-31 | 2019-12-31 | 365 | 5.6832 | 5 | 0.68321
91069 | 13.02 | 0.8 | 2018-12-31 | 2019-12-31 | 365 | 11.9347 | 11 | 0.93474
91070 | 12.6 | 0.8 | 2018-12-31 | 2019-12-31 | 365 | 11.5497 | 11 | 0.54974
91074 | 8.03 | 0.8 | 2018-12-31 | 2019-12-31 | 365 | 7.3607 | 7 | 0.36067
91088 | 5.12 | 0.8 | 2018-12-31 | 2019-12-31 | 365 | 4.6932 | 4 | 0.69323
91072 | 8.68 | 0.8 | 2018-12-31 | 2019-12-31 | 365 | 7.9565 | 7 | 0.95649
90557 | 10.08 | 0.8 | 2018-12-31 | 2019-12-31 | 365 | 9.2398 | 9 | 0.2398
91093 | 10.5 | 0.8 | 2018-12-31 | 2019-12-31 | 365 | 9.6248 | 9 | 0.62479
91135 | 5.32 | 0.8 | 2018-12-31 | 2019-12-31 | 365 | 4.8766 | 4 | 0.87656
91136 | 9 | 0.8 | 2018-12-31 | 2019-12-31 | 365 | 8.2498 | 8 | 0.24982
91140 | 6.84 | 0.8 | 2018-12-31 | 2019-12-31 | 365 | 6.2699 | 6 | 0.26986
91142 | 9.28 | 0.8 | 2018-12-31 | 2019-12-31 | 365 | 8.5065 | 8 | 0.50648
91137 | 11.48 | 0.8 | 2018-12-31 | 2019-12-31 | 365 | 10.5231 | 10 | 0.5231
91144 | 6.12 | 0.8 | 2018-12-31 | 2019-12-31 | 365 | 5.6099 | 5 | 0.60988
91152 | 12.685 | 0.8 | 2018-12-31 | 2019-12-31 | 365 | 11.6277 | 11 | 0.62766
91147 | 9.3 | 0.8 | 2018-12-31 | 2019-12-31 | 365 | 8.5248 | 8 | 0.52481
91155 | 7.2 | 0.8 | 2018-12-31 | 2019-12-31 | 365 | 6.5999 | 6 | 0.59985
91138 | 6.48 | 0.8 | 2018-12-31 | 2019-12-31 | 365 | 5.9399 | 5 | 0.93987
91146 | 11.84 | 0.8 | 2018-12-31 | 2019-12-31 | 365 | 10.8531 | 10 | 0.85309
91153 | 9.24 | 0.8 | 2018-12-31 | 2019-12-31 | 365 | 8.4698 | 8 | 0.46981
91150 | 6.205 | 0.8 | 2018-12-31 | 2019-12-31 | 365 | 5.6878 | 5 | 0.68779
91156 | 10.5 | 0.8 | 2018-12-31 | 2019-12-31 | 365 | 9.6248 | 9 | 0.62479
91160 | 8.64 | 0.8 | 2018-12-31 | 2019-12-31 | 365 | 7.9198 | 7 | 0.91982
91165 | 6.84 | 0.8 | 2018-12-31 | 2019-12-31 | 365 | 6.2699 | 6 | 0.26986
91163 | 12.6 | 0.8 | 2018-12-31 | 2019-12-31 | 365 | 11.5497 | 11 | 0.54974
91168 | 12.73 | 0.8 | 2018-12-31 | 2019-12-31 | 365 | 11.6689 | 11 | 0.66891
91169 | 14.04 | 0.8 | 2018-12-31 | 2019-12-31 | 365 | 12.8697 | 12 | 0.86972
91170 | 8.96 | 0.8 | 2018-12-31 | 2019-12-31 | 365 | 8.2132 | 8 | 0.21315
91174 | 9.28 | 0.8 | 2018-12-31 | 2019-12-31 | 365 | 8.5065 | 8 | 0.50648
91172 | 12.045 | 0.8 | 2018-12-31 | 2019-12-31 | 365 | 11.041 | 11 | 0.041006
91176 | 10.24 | 0.8 | 2018-12-31 | 2019-12-31 | 365 | 9.3865 | 9 | 0.38646
91177 | 7.67 | 0.8 | 2018-12-31 | 2019-12-31 | 365 | 7.0307 | 7 | 0.030678
91185 | 6.5 | 0.8 | 2018-12-31 | 2019-12-31 | 365 | 5.9582 | 5 | 0.9582
91189 | 13.23 | 0.8 | 2018-12-31 | 2019-12-31 | 365 | 12.1272 | 12 | 0.12723
91210 | 11.16 | 0.8 | 2018-12-31 | 2019-12-31 | 365 | 10.2298 | 10 | 0.22977
91211 | 11.16 | 0.8 | 2018-12-31 | 2019-12-31 | 365 | 10.2298 | 10 | 0.22977
91213 | 5.04 | 0.8 | 2018-12-31 | 2019-12-31 | 365 | 4.6199 | 4 | 0.6199
91214 | 10.89 | 0.8 | 2018-12-31 | 2019-12-31 | 365 | 9.9823 | 9 | 0.98228
91225 | 9.8 | 0.8 | 2018-12-31 | 2019-12-31 | 365 | 8.9831 | 8 | 0.98313
91215 | 8.37 | 0.8 | 2018-12-31 | 2019-12-31 | 365 | 7.6723 | 7 | 0.67233
91216 | 10.85 | 0.8 | 2018-12-31 | 2019-12-31 | 365 | 9.9456 | 9 | 0.94561
91217 | 13.275 | 0.8 | 2018-12-31 | 2019-12-31 | 365 | 12.1685 | 12 | 0.16848
91219 | 7.67 | 0.8 | 2018-12-31 | 2019-12-31 | 365 | 7.0307 | 7 | 0.030678
91226 | 8.99 | 0.8 | 2018-12-31 | 2019-12-31 | 365 | 8.2407 | 8 | 0.24065
91220 | 7.3 | 0.8 | 2018-12-31 | 2019-12-31 | 365 | 6.6915 | 6 | 0.69152
91227 | 4.03 | 0.8 | 2018-12-31 | 2019-12-31 | 365 | 3.6941 | 3 | 0.69408
91218 | 13.2 | 0.8 | 2018-12-31 | 2019-12-31 | 365 | 12.0997 | 12 | 0.099732
91224 | 6.3 | 0.8 | 2018-12-31 | 2019-12-31 | 365 | 5.7749 | 5 | 0.77487
91229 | 4.95 | 0.8 | 2018-12-31 | 2019-12-31 | 365 | 4.5374 | 4 | 0.5374
91228 | 8.625 | 0.8 | 2018-12-31 | 2019-12-31 | 365 | 7.9061 | 7 | 0.90608
90836 | 27.01 | 0.55 | 2018-12-31 | 2019-12-31 | 365 | 17.0216 | 17 | 0.021551
91240 | 7.56 | 0.8 | 2018-12-31 | 2019-12-31 | 365 | 6.9298 | 6 | 0.92985
91241 | 8.04 | 0.8 | 2018-12-31 | 2019-12-31 | 365 | 7.3698 | 7 | 0.36984
91246 | 9.9 | 0.8 | 2018-12-31 | 2019-12-31 | 365 | 9.0748 | 9 | 0.074799
91244 | 5.22 | 0.8 | 2018-12-31 | 2019-12-31 | 365 | 4.7849 | 4 | 0.78489
91245 | 4.55 | 0.8 | 2018-12-31 | 2019-12-31 | 365 | 4.1707 | 4 | 0.17074
91242 | 2.88 | 0.8 | 2018-12-31 | 2019-12-31 | 365 | 2.6399 | 2 | 0.63994
91247 | 8.76 | 0.8 | 2018-12-31 | 2019-12-31 | 365 | 8.0298 | 8 | 0.029822
91249 | 6.175 | 0.8 | 2018-12-31 | 2019-12-31 | 365 | 5.6603 | 5 | 0.66029
91248 | 5.36 | 0.8 | 2018-12-31 | 2019-12-31 | 365 | 4.9132 | 4 | 0.91322
91251 | 7.7 | 0.8 | 2018-12-31 | 2019-12-31 | 365 | 7.0582 | 7 | 0.058177
91254 | 11.55 | 0.8 | 2018-12-31 | 2019-12-31 | 365 | 10.5873 | 10 | 0.58727
91255 | 7.035 | 0.8 | 2018-12-31 | 2019-12-31 | 365 | 6.4486 | 6 | 0.44861
91256 | 9.9 | 0.8 | 2018-12-31 | 2019-12-31 | 365 | 9.0748 | 9 | 0.074799
91257 | 8.04 | 0.8 | 2018-12-31 | 2019-12-31 | 365 | 7.3698 | 7 | 0.36984
91258 | 15.64 | 0.8 | 2018-12-31 | 2019-12-31 | 365 | 14.3363 | 14 | 0.33635
91259 | 5.61 | 0.8 | 2018-12-31 | 2019-12-31 | 365 | 5.1424 | 5 | 0.14239
91260 | 8.96 | 0.8 | 2018-12-31 | 2019-12-31 | 365 | 8.2132 | 8 | 0.21315
91261 | 7 | 0.8 | 2018-12-31 | 2019-12-31 | 365 | 6.4165 | 6 | 0.41652
91286 | 4.8 | 0.8 | 2018-12-31 | 2019-12-31 | 365 | 4.3999 | 4 | 0.3999
91288 | 5.76 | 0.8 | 2018-12-31 | 2019-12-31 | 365 | 5.2799 | 5 | 0.27988
91291 | 10.05 | 0.8 | 2018-12-31 | 2019-12-31 | 365 | 9.2123 | 9 | 0.2123
91355 | 9.28 | 0.8 | 2018-12-31 | 2019-12-31 | 365 | 8.5065 | 8 | 0.50648
91356 | 4.2 | 0.8 | 2018-12-31 | 2019-12-31 | 365 | 3.8499 | 3 | 0.84991
91353 | 5.11 | 0.8 | 2018-12-31 | 2019-12-31 | 365 | 4.6841 | 4 | 0.68406
91352 | 4.8 | 0.8 | 2018-12-31 | 2019-12-31 | 365 | 4.3999 | 4 | 0.3999
91351 | 10.44 | 0.8 | 2018-12-31 | 2019-12-31 | 365 | 9.5698 | 9 | 0.56979
91350 | 9.6 | 0.8 | 2018-12-31 | 2019-12-31 | 365 | 8.7998 | 8 | 0.79981
91348 | 8.75 | 0.8 | 2018-12-31 | 2019-12-31 | 365 | 8.0207 | 8 | 0.020656
91347 | 14.04 | 0.8 | 2018-12-31 | 2019-12-31 | 365 | 12.8697 | 12 | 0.86972
91358 | 6.715 | 0.8 | 2018-12-31 | 2019-12-31 | 365 | 6.1553 | 6 | 0.15528
91346 | 7 | 0.8 | 2018-12-31 | 2019-12-31 | 365 | 6.4165 | 6 | 0.41652
91357 | 7.92 | 0.8 | 2018-12-31 | 2019-12-31 | 365 | 7.2598 | 7 | 0.25984
91345 | 11.88 | 0.8 | 2018-12-31 | 2019-12-31 | 365 | 10.8898 | 10 | 0.88976
91344 | 5.94 | 0.8 | 2018-12-31 | 2019-12-31 | 365 | 5.4449 | 5 | 0.44488
91343 | 8.58 | 0.8 | 2018-12-31 | 2019-12-31 | 365 | 7.8648 | 7 | 0.86483
91342 | 4.95 | 0.8 | 2018-12-31 | 2019-12-31 | 365 | 4.5374 | 4 | 0.5374
91340 | 14.35 | 0.8 | 2018-12-31 | 2019-12-31 | 365 | 13.1539 | 13 | 0.15388
91341 | 9.24 | 0.8 | 2018-12-31 | 2019-12-31 | 365 | 8.4698 | 8 | 0.46981
91360 | 24.7 | 0.8 | 2018-12-31 | 2019-12-31 | 365 | 22.6412 | 22 | 0.64117
91390 | 5.695 | 0.8 | 2018-12-31 | 2019-12-31 | 365 | 5.2203 | 5 | 0.2203
91391 | 8.32 | 0.8 | 2018-12-31 | 2019-12-31 | 365 | 7.6265 | 7 | 0.6265
91388 | 10.5 | 0.8 | 2018-12-31 | 2019-12-31 | 365 | 9.6248 | 9 | 0.62479
91387 | 9 | 0.8 | 2018-12-31 | 2019-12-31 | 365 | 8.2498 | 8 | 0.24982
91384 | 12.395 | 0.8 | 2018-12-31 | 2019-12-31 | 365 | 11.3618 | 11 | 0.36183
91383 | 5.36 | 0.8 | 2018-12-31 | 2019-12-31 | 365 | 4.9132 | 4 | 0.91322
91382 | 3.3 | 0.8 | 2018-12-31 | 2019-12-31 | 365 | 3.0249 | 3 | 0.024933
91380 | 7.15 | 0.8 | 2018-12-31 | 2019-12-31 | 365 | 6.554 | 6 | 0.55402
91379 | 11.39 | 0.8 | 2018-12-31 | 2019-12-31 | 365 | 10.4406 | 10 | 0.4406
91378 | 7.8 | 0.8 | 2018-12-31 | 2019-12-31 | 365 | 7.1498 | 7 | 0.14984
91377 | 9.38 | 0.8 | 2018-12-31 | 2019-12-31 | 365 | 8.5981 | 8 | 0.59814
91376 | 6.3 | 0.8 | 2018-12-31 | 2019-12-31 | 365 | 5.7749 | 5 | 0.77487
91375 | 7.2 | 0.8 | 2018-12-31 | 2019-12-31 | 365 | 6.5999 | 6 | 0.59985
91362 | 4.38 | 0.8 | 2018-12-31 | 2019-12-31 | 365 | 4.0149 | 4 | 0.014911
91361 | 11.315 | 0.8 | 2018-12-31 | 2019-12-31 | 365 | 10.3719 | 10 | 0.37185
91406 | 5.04 | 0.8 | 2018-12-31 | 2019-12-31 | 365 | 4.6199 | 4 | 0.6199
91405 | 3.78 | 0.8 | 2018-12-31 | 2019-12-31 | 365 | 3.4649 | 3 | 0.46492
91404 | 8.04 | 0.8 | 2018-12-31 | 2019-12-31 | 365 | 7.3698 | 7 | 0.36984
91403 | 6.365 | 0.8 | 2018-12-31 | 2019-12-31 | 365 | 5.8345 | 5 | 0.83445
91402 | 8.71 | 0.8 | 2018-12-31 | 2019-12-31 | 365 | 7.984 | 7 | 0.98399
91401 | 5.76 | 0.8 | 2018-12-31 | 2019-12-31 | 365 | 5.2799 | 5 | 0.27988
91431 | 5.31 | 0.8 | 2018-12-31 | 2019-12-31 | 365 | 4.8674 | 4 | 0.86739
91430 | 7.15 | 0.8 | 2018-12-31 | 2019-12-31 | 365 | 6.554 | 6 | 0.55402
91429 | 15.36 | 0.8 | 2018-12-31 | 2019-12-31 | 365 | 14.0797 | 14 | 0.079689
91428 | 8.28 | 0.8 | 2018-12-31 | 2019-12-31 | 365 | 7.5898 | 7 | 0.58983
91427 | 10.08 | 0.8 | 2018-12-31 | 2019-12-31 | 365 | 9.2398 | 9 | 0.2398
91425 | 5.11 | 0.8 | 2018-12-31 | 2019-12-31 | 365 | 4.6841 | 4 | 0.68406
91424 | 7.56 | 0.8 | 2018-12-31 | 2019-12-31 | 365 | 6.9298 | 6 | 0.92985
91423 | 7.68 | 0.8 | 2018-12-31 | 2019-12-31 | 365 | 7.0398 | 7 | 0.039844
91422 | 5.76 | 0.8 | 2018-12-31 | 2019-12-31 | 365 | 5.2799 | 5 | 0.27988
91421 | 14 | 0.8 | 2018-12-31 | 2019-12-31 | 365 | 12.833 | 12 | 0.83305
91449 | 4.48 | 0.8 | 2018-12-31 | 2019-12-31 | 365 | 4.1066 | 4 | 0.10658
91450 | 10.05 | 0.8 | 2018-12-31 | 2019-12-31 | 365 | 9.2123 | 9 | 0.2123
91451 | 10.03 | 0.8 | 2018-12-31 | 2019-12-31 | 365 | 9.194 | 9 | 0.19396
91452 | 3.245 | 0.8 | 2018-12-31 | 2019-12-31 | 365 | 2.9745 | 2 | 0.97452
91059 | 4.575 | 0.8 | 2018-12-31 | 2019-12-31 | 365 | 4.1937 | 4 | 0.19366
91461 | 15.12 | 0.8 | 2018-12-31 | 2019-12-31 | 365 | 13.8597 | 13 | 0.85969
91463 | 11.2 | 0.8 | 2018-12-31 | 2019-12-31 | 365 | 10.2664 | 10 | 0.26644
91464 | 5.12 | 0.8 | 2018-12-31 | 2019-12-31 | 365 | 4.6932 | 4 | 0.69323
91465 | 10.075 | 0.8 | 2018-12-31 | 2019-12-31 | 365 | 9.2352 | 9 | 0.23521
91466 | 7.8 | 0.8 | 2018-12-31 | 2019-12-31 | 365 | 7.1498 | 7 | 0.14984
91467 | 4.2 | 0.8 | 2018-12-31 | 2019-12-31 | 365 | 3.8499 | 3 | 0.84991
91179 | 6.54 | 0.8 | 2018-12-31 | 2019-12-31 | 365 | 5.9949 | 5 | 0.99487
91149 | 4.02 | 0.8 | 2018-12-31 | 2019-12-31 | 365 | 3.6849 | 3 | 0.68492
91171 | 5.11 | 0.8 | 2018-12-31 | 2019-12-31 | 365 | 4.6841 | 4 | 0.68406
91470 | 5.95 | 0.8 | 2018-12-31 | 2019-12-31 | 365 | 5.454 | 5 | 0.45405
91479 | 4.62 | 0.8 | 2018-12-31 | 2019-12-31 | 365 | 4.2349 | 4 | 0.23491
91478 | 6.67 | 0.8 | 2018-12-31 | 2019-12-31 | 365 | 6.114 | 6 | 0.11403
91477 | 12.25 | 0.8 | 2018-12-31 | 2019-12-31 | 365 | 11.2289 | 11 | 0.22892
91485 | 6.84 | 0.8 | 2018-12-31 | 2019-12-31 | 365 | 6.2699 | 6 | 0.26986
91484 | 8.68 | 0.8 | 2018-12-31 | 2019-12-31 | 365 | 7.9565 | 7 | 0.95649
91483 | 4.13 | 0.8 | 2018-12-31 | 2019-12-31 | 365 | 3.7857 | 3 | 0.78575
81930 | 208 | 0.6 | 2018-12-31 | 2019-12-31 | 365 | 142.9968 | 142 | 0.99684
91183 | 2.8 | 0.8 | 2018-12-31 | 2019-12-31 | 365 | 2.5666 | 2 | 0.56661
64668 | 456 | 0.7 | 2018-12-31 | 2019-12-31 | 365 | 365.7419 | 365 | 0.74191
91359 | 9.9 | 0.8 | 2018-12-31 | 2019-12-31 | 365 | 9.0748 | 9 | 0.074799
91488 | 13.44 | 0.8 | 2018-12-31 | 2019-12-31 | 365 | 12.3197 | 12 | 0.31973
91487 | 11.6 | 0.8 | 2018-12-31 | 2019-12-31 | 365 | 10.6331 | 10 | 0.6331
91503 | 6.84 | 0.8 | 2018-12-31 | 2019-12-31 | 365 | 6.2699 | 6 | 0.26986
91502 | 4.55 | 0.8 | 2018-12-31 | 2019-12-31 | 365 | 4.1707 | 4 | 0.17074
91501 | 10.23 | 0.8 | 2018-12-31 | 2019-12-31 | 365 | 9.3773 | 9 | 0.37729
91500 | 15.36 | 0.8 | 2018-12-31 | 2019-12-31 | 365 | 14.0797 | 14 | 0.079689
91499 | 6.12 | 0.8 | 2018-12-31 | 2019-12-31 | 365 | 5.6099 | 5 | 0.60988
91497 | 9.715 | 0.8 | 2018-12-31 | 2019-12-31 | 365 | 8.9052 | 8 | 0.90522
91498 | 3.84 | 0.8 | 2018-12-31 | 2019-12-31 | 365 | 3.5199 | 3 | 0.51992
91517 | 6.4 | 0.8 | 2018-12-31 | 2019-12-31 | 365 | 5.8665 | 5 | 0.86654
91518 | 3.24 | 0.8 | 2018-12-31 | 2019-12-31 | 365 | 2.9699 | 2 | 0.96993
91519 | 13.2 | 0.8 | 2018-12-31 | 2019-12-31 | 365 | 12.0997 | 12 | 0.099732
91520 | 8.502 | 0.8 | 2018-12-31 | 2019-12-31 | 365 | 7.7933 | 7 | 0.79333
91521 | 9.36 | 0.8 | 2018-12-31 | 2019-12-31 | 365 | 8.5798 | 8 | 0.57981
91522 | 7.92 | 0.8 | 2018-12-31 | 2019-12-31 | 365 | 7.2598 | 7 | 0.25984
91523 | 11.16 | 0.8 | 2018-12-31 | 2019-12-31 | 365 | 10.2298 | 10 | 0.22977
91524 | 9.72 | 0.8 | 2018-12-31 | 2019-12-31 | 365 | 8.9098 | 8 | 0.9098
91525 | 8.375 | 0.8 | 2018-12-31 | 2019-12-31 | 365 | 7.6769 | 7 | 0.67691
91448 | 22.715 | 0.8 | 2018-12-31 | 2019-12-31 | 365 | 20.8216 | 20 | 0.82162
79621 | 140 | 0.55 | 2018-12-31 | 2019-12-31 | 365 | 88.2272 | 88 | 0.22722
91462 | 24.78 | 0.8 | 2018-12-31 | 2019-12-31 | 365 | 22.7145 | 22 | 0.7145
91538 | 8.82 | 0.8 | 2018-12-31 | 2019-12-31 | 365 | 8.0848 | 8 | 0.084821
91537 | 7.92 | 0.8 | 2018-12-31 | 2019-12-31 | 365 | 7.2598 | 7 | 0.25984
91536 | 8.04 | 0.8 | 2018-12-31 | 2019-12-31 | 365 | 7.3698 | 7 | 0.36984
91535 | 4.96 | 0.8 | 2018-12-31 | 2019-12-31 | 365 | 4.5466 | 4 | 0.54657
91531 | 7.35 | 0.8 | 2018-12-31 | 2019-12-31 | 365 | 6.7374 | 6 | 0.73735
91530 | 11.59 | 0.8 | 2018-12-31 | 2019-12-31 | 365 | 10.6239 | 10 | 0.62393
91565 | 5.6 | 0.8 | 2018-12-31 | 2019-12-31 | 365 | 5.1332 | 5 | 0.13322
91559 | 14.76 | 0.8 | 2018-12-31 | 2019-12-31 | 365 | 13.5297 | 13 | 0.5297
91558 | 14 | 0.8 | 2018-12-31 | 2019-12-31 | 365 | 12.833 | 12 | 0.83305
91560 | 8.829 | 0.8 | 2018-12-31 | 2019-12-31 | 365 | 8.0931 | 8 | 0.093071
91561 | 16.815 | 0.8 | 2018-12-31 | 2019-12-31 | 365 | 15.4134 | 15 | 0.41341
91562 | 3.25 | 0.8 | 2018-12-31 | 2019-12-31 | 365 | 2.9791 | 2 | 0.9791
91563 | 10.08 | 0.8 | 2018-12-31 | 2019-12-31 | 365 | 9.2398 | 9 | 0.2398
91564 | 8.76 | 0.8 | 2018-12-31 | 2019-12-31 | 365 | 8.0298 | 8 | 0.029822
91134 | 5.04 | 0.8 | 2018-12-31 | 2019-12-31 | 365 | 4.6199 | 4 | 0.6199
91590 | 8.82 | 0.8 | 2018-12-31 | 2019-12-31 | 365 | 8.0848 | 8 | 0.084821
91585 | 5.9 | 0.8 | 2018-12-31 | 2019-12-31 | 365 | 5.4082 | 5 | 0.40821
91586 | 3.24 | 0.8 | 2018-12-31 | 2019-12-31 | 365 | 2.9699 | 2 | 0.96993
91587 | 6.785 | 0.8 | 2018-12-31 | 2019-12-31 | 365 | 6.2194 | 6 | 0.21945
91589 | 4.64 | 0.8 | 2018-12-31 | 2019-12-31 | 365 | 4.2532 | 4 | 0.25324
91591 | 13 | 0.8 | 2018-12-31 | 2019-12-31 | 365 | 11.9164 | 11 | 0.9164
91594 | 7 | 0.8 | 2018-12-31 | 2019-12-31 | 365 | 6.4165 | 6 | 0.41652
91595 | 7.965 | 0.8 | 2018-12-31 | 2019-12-31 | 365 | 7.3011 | 7 | 0.30109
81671 | 983.07 | 0.55 | 2018-12-31 | 2019-12-31 | 365 | 619.5252 | 619 | 0.52521
91600 | 7.67 | 0.8 | 2018-12-31 | 2019-12-31 | 365 | 7.0307 | 7 | 0.030678
91601 | 24.95 | 0.8 | 2018-12-31 | 2019-12-31 | 365 | 22.8703 | 22 | 0.87033
91606 | 5.36 | 0.8 | 2018-12-31 | 2019-12-31 | 365 | 4.9132 | 4 | 0.91322
91605 | 15.6 | 0.8 | 2018-12-31 | 2019-12-31 | 365 | 14.2997 | 14 | 0.29968
91610 | 12.915 | 0.8 | 2018-12-31 | 2019-12-31 | 365 | 11.8385 | 11 | 0.83849
91611 | 4.16 | 0.8 | 2018-12-31 | 2019-12-31 | 365 | 3.8132 | 3 | 0.81325
91612 | 24.96 | 0.8 | 2018-12-31 | 2019-12-31 | 365 | 22.8795 | 22 | 0.87949
91496 | 23.2 | 0.8 | 2018-12-31 | 2019-12-31 | 365 | 21.2662 | 21 | 0.2662
91665 | 11.84 | 0.8 | 2018-12-31 | 2019-12-31 | 365 | 10.8531 | 10 | 0.85309
91664 | 5.76 | 0.8 | 2018-12-31 | 2019-12-31 | 365 | 5.2799 | 5 | 0.27988
91663 | 4.2 | 0.8 | 2018-12-31 | 2019-12-31 | 365 | 3.8499 | 3 | 0.84991
91666 | 12.39 | 0.8 | 2018-12-31 | 2019-12-31 | 365 | 11.3572 | 11 | 0.35725
91671 | 8.64 | 0.8 | 2018-12-31 | 2019-12-31 | 365 | 7.9198 | 7 | 0.91982
91672 | 5.7 | 0.8 | 2018-12-31 | 2019-12-31 | 365 | 5.2249 | 5 | 0.22488
91674 | 11.52 | 0.8 | 2018-12-31 | 2019-12-31 | 365 | 10.5598 | 10 | 0.55977
91675 | 9.44 | 0.8 | 2018-12-31 | 2019-12-31 | 365 | 8.6531 | 8 | 0.65314
91676 | 9.75 | 0.8 | 2018-12-31 | 2019-12-31 | 365 | 8.9373 | 8 | 0.9373
91677 | 8.82 | 0.8 | 2018-12-31 | 2019-12-31 | 365 | 8.0848 | 8 | 0.084821
91680 | 4.65 | 0.8 | 2018-12-31 | 2019-12-31 | 365 | 4.2624 | 4 | 0.26241
91682 | 5.6 | 0.8 | 2018-12-31 | 2019-12-31 | 365 | 5.1332 | 5 | 0.13322
91683 | 7.3 | 0.8 | 2018-12-31 | 2019-12-31 | 365 | 6.6915 | 6 | 0.69152
91684 | 8.28 | 0.8 | 2018-12-31 | 2019-12-31 | 365 | 7.5898 | 7 | 0.58983
91468 | 14.42 | 0.8 | 2018-12-31 | 2019-12-31 | 365 | 13.218 | 13 | 0.21804
91693 | 4.88 | 0.8 | 2018-12-31 | 2019-12-31 | 365 | 4.4732 | 4 | 0.47323
91694 | 7.2 | 0.8 | 2018-12-31 | 2019-12-31 | 365 | 6.5999 | 6 | 0.59985
91696 | 2.7 | 0.8 | 2018-12-31 | 2019-12-31 | 365 | 2.4749 | 2 | 0.47495
91698 | 2.4 | 0.8 | 2018-12-31 | 2019-12-31 | 365 | 2.2 | 2 | 0.19995
91699 | 12.24 | 0.8 | 2018-12-31 | 2019-12-31 | 365 | 11.2198 | 11 | 0.21975
91701 | 13.3 | 0.8 | 2018-12-31 | 2019-12-31 | 365 | 12.1914 | 12 | 0.1914
91685 | 24.96 | 0.8 | 2018-12-31 | 2019-12-31 | 365 | 22.8795 | 22 | 0.87949
91765 | 13.5 | 0.8 | 2018-12-31 | 2019-12-31 | 365 | 12.3747 | 12 | 0.37473
91764 | 5.185 | 0.8 | 2018-12-31 | 2019-12-31 | 365 | 4.7528 | 4 | 0.75281
91763 | 11.7 | 0.8 | 2018-12-31 | 2019-12-31 | 365 | 10.7248 | 10 | 0.72476
91762 | 8.375 | 0.8 | 2018-12-31 | 2019-12-31 | 365 | 7.6769 | 7 | 0.67691
91681 | 15.05 | 0.8 | 2018-12-31 | 2019-12-31 | 365 | 13.7955 | 13 | 0.79553
91796 | 10.62 | 0.8 | 2018-12-31 | 2019-12-31 | 365 | 9.7348 | 9 | 0.73478
91797 | 12.48 | 0.8 | 2018-12-31 | 2019-12-31 | 365 | 11.4397 | 11 | 0.43975
91795 | 11.16 | 0.8 | 2018-12-31 | 2019-12-31 | 365 | 10.2298 | 10 | 0.22977
91794 | 13.12 | 0.8 | 2018-12-31 | 2019-12-31 | 365 | 12.0264 | 12 | 0.026401
91798 | 5.1 | 0.8 | 2018-12-31 | 2019-12-31 | 365 | 4.6749 | 4 | 0.6749
91805 | 9.86 | 0.8 | 2018-12-31 | 2019-12-31 | 365 | 9.0381 | 9 | 0.038134
91789 | 5.22 | 0.8 | 2018-12-31 | 2019-12-31 | 365 | 4.7849 | 4 | 0.78489
91790 | 11.55 | 0.8 | 2018-12-31 | 2019-12-31 | 365 | 10.5873 | 10 | 0.58727
91781 | 15.745 | 0.8 | 2018-12-31 | 2019-12-31 | 365 | 14.4326 | 14 | 0.4326
91773 | 11.55 | 0.8 | 2018-12-31 | 2019-12-31 | 365 | 10.5873 | 10 | 0.58727
91779 | 5.04 | 0.8 | 2018-12-31 | 2019-12-31 | 365 | 4.6199 | 4 | 0.6199
91774 | 9.075 | 0.8 | 2018-12-31 | 2019-12-31 | 365 | 8.3186 | 8 | 0.31857
91775 | 11.2 | 0.8 | 2018-12-31 | 2019-12-31 | 365 | 10.2664 | 10 | 0.26644
91776 | 6.51 | 0.8 | 2018-12-31 | 2019-12-31 | 365 | 5.9674 | 5 | 0.96737
91782 | 8.555 | 0.8 | 2018-12-31 | 2019-12-31 | 365 | 7.8419 | 7 | 0.84191
91793 | 4.72 | 0.8 | 2018-12-31 | 2019-12-31 | 365 | 4.3266 | 4 | 0.32657
91780 | 9.44 | 0.8 | 2018-12-31 | 2019-12-31 | 365 | 8.6531 | 8 | 0.65314
91829 | 11.895 | 0.8 | 2018-12-31 | 2019-12-31 | 365 | 10.9035 | 10 | 0.90351
91831 | 4.68 | 0.8 | 2018-12-31 | 2019-12-31 | 365 | 4.2899 | 4 | 0.28991
91860 | 9.57 | 0.8 | 2018-12-31 | 2019-12-31 | 365 | 8.7723 | 8 | 0.77231
91861 | 5.84 | 0.8 | 2018-12-31 | 2019-12-31 | 365 | 5.3532 | 5 | 0.35321
91862 | 9.145 | 0.8 | 2018-12-31 | 2019-12-31 | 365 | 8.3827 | 8 | 0.38273
91890 | 12.9 | 0.8 | 2018-12-31 | 2019-12-31 | 365 | 11.8247 | 11 | 0.82474
91906 | 15.4 | 0.8 | 2018-12-31 | 2019-12-31 | 365 | 14.1164 | 14 | 0.11635
91907 | 20.88 | 0.8 | 2018-12-31 | 2019-12-31 | 365 | 19.1396 | 19 | 0.13958
92080 | 13.5 | 0.8 | 2018-12-31 | 2019-12-31 | 365 | 12.3747 | 12 | 0.37473
92079 | 6.3 | 0.8 | 2018-12-31 | 2019-12-31 | 365 | 5.7749 | 5 | 0.77487
92081 | 4.2 | 0.8 | 2018-12-31 | 2019-12-31 | 365 | 3.8499 | 3 | 0.84991
92082 | 13.5 | 0.8 | 2018-12-31 | 2019-12-31 | 365 | 12.3747 | 12 | 0.37473
92083 | 5.4 | 0.8 | 2018-12-31 | 2019-12-31 | 365 | 4.9499 | 4 | 0.94989
92084 | 7.2 | 0.8 | 2018-12-31 | 2019-12-31 | 365 | 6.5999 | 6 | 0.59985
92085 | 3.54 | 0.8 | 2018-12-31 | 2019-12-31 | 365 | 3.2449 | 3 | 0.24493
91993 | 6.96 | 0.8 | 2018-12-31 | 2019-12-31 | 365 | 6.3799 | 6 | 0.37986
92090 | 8.03 | 0.8 | 2018-12-31 | 2019-12-31 | 365 | 7.3607 | 7 | 0.36067
92086 | 14.25 | 0.8 | 2018-12-31 | 2019-12-31 | 365 | 13.0622 | 13 | 0.062211
91991 | 5.6 | 0.8 | 2018-12-31 | 2019-12-31 | 365 | 5.1332 | 5 | 0.13322
92089 | 10.83 | 0.8 | 2018-12-31 | 2019-12-31 | 365 | 9.9273 | 9 | 0.92728
92004 | 9.8 | 0.8 | 2018-12-31 | 2019-12-31 | 365 | 8.9831 | 8 | 0.98313
92088 | 11.6 | 0.8 | 2018-12-31 | 2019-12-31 | 365 | 10.6331 | 10 | 0.6331
91985 | 7.56 | 0.8 | 2018-12-31 | 2019-12-31 | 365 | 6.9298 | 6 | 0.92985
91984 | 4.24 | 0.8 | 2018-12-31 | 2019-12-31 | 365 | 3.8866 | 3 | 0.88658
91982 | 5.88 | 0.8 | 2018-12-31 | 2019-12-31 | 365 | 5.3899 | 5 | 0.38988
91976 | 14.7 | 0.8 | 2018-12-31 | 2019-12-31 | 365 | 13.4747 | 13 | 0.4747
91975 | 7.8 | 1 | 2018-12-31 | 2019-12-31 | 365 | 8.9373 | 8 | 0.9373
91974 | 7.8 | 1 | 2018-12-31 | 2019-12-31 | 365 | 8.9373 | 8 | 0.9373
91973 | 5.1 | 0.8 | 2018-12-31 | 2019-12-31 | 365 | 4.6749 | 4 | 0.6749
91972 | 9.3 | 0.8 | 2018-12-31 | 2019-12-31 | 365 | 8.5248 | 8 | 0.52481
91980 | 9 | 0.8 | 2018-12-31 | 2019-12-31 | 365 | 8.2498 | 8 | 0.24982
91977 | 5.58 | 0.8 | 2018-12-31 | 2019-12-31 | 365 | 5.1149 | 5 | 0.11489
91979 | 9.86 | 0.8 | 2018-12-31 | 2019-12-31 | 365 | 9.0381 | 9 | 0.038134
92052 | 6.44 | 0.8 | 2018-12-31 | 2019-12-31 | 365 | 5.9032 | 5 | 0.9032
92048 | 6.72 | 0.8 | 2018-12-31 | 2019-12-31 | 365 | 6.1599 | 6 | 0.15986
92045 | 7.84 | 0.8 | 2018-12-31 | 2019-12-31 | 365 | 7.1865 | 7 | 0.18651
91932 | 5.83 | 0.8 | 2018-12-31 | 2019-12-31 | 365 | 5.344 | 5 | 0.34405
91807 | 2.75 | 0.8 | 2018-12-31 | 2019-12-31 | 365 | 2.5208 | 2 | 0.52078
91392 | 110.08 | 0.55 | 2018-12-31 | 2019-12-31 | 365 | 69.3718 | 69 | 0.3718
91386 | 478.88 | 0.55 | 2018-12-31 | 2019-12-31 | 365 | 301.7875 | 301 | 0.78749
91396 | 87.6 | 0.55 | 2018-12-31 | 2019-12-31 | 365 | 55.205 | 55 | 0.20503
89134 | 225 | 0.55 | 2019-01-30 | 2019-12-31 | 335 | 130.1395 | 130 | 0.13946
91978 | 6.4 | 0.8 | 2018-12-31 | 2019-12-31 | 365 | 5.8665 | 5 | 0.86654
92087 | 8.12 | 0.8 | 2018-12-31 | 2019-12-31 | 365 | 7.4432 | 7 | 0.44317
92065 | 2.8 | 0.8 | 2018-12-31 | 2019-12-31 | 365 | 2.5666 | 2 | 0.56661
92054 | 12.04 | 0.8 | 2018-12-31 | 2019-12-31 | 365 | 11.0364 | 11 | 0.036423
92024 | 6.16 | 0.8 | 2018-12-31 | 2019-12-31 | 365 | 5.6465 | 5 | 0.64654
92026 | 9.86 | 0.8 | 2018-12-31 | 2019-12-31 | 365 | 9.0381 | 9 | 0.038134
92028 | 9.86 | 0.8 | 2018-12-31 | 2019-12-31 | 365 | 9.0381 | 9 | 0.038134
92009 | 3.36 | 0.8 | 2018-12-31 | 2019-12-31 | 365 | 3.0799 | 3 | 0.079932
92031 | 6.72 | 0.8 | 2018-12-31 | 2019-12-31 | 365 | 6.1599 | 6 | 0.15986
92041 | 9.8 | 0.8 | 2018-12-31 | 2019-12-31 | 365 | 8.9831 | 8 | 0.98313
92008 | 6.72 | 0.8 | 2018-12-31 | 2019-12-31 | 365 | 6.1599 | 6 | 0.15986
91983 | 9.54 | 0.8 | 2018-12-31 | 2019-12-31 | 365 | 8.7448 | 8 | 0.74481
91987 | 3.77 | 0.8 | 2018-12-31 | 2019-12-31 | 365 | 3.4558 | 3 | 0.45576
91988 | 8.12 | 0.8 | 2018-12-31 | 2019-12-31 | 365 | 7.4432 | 7 | 0.44317
91989 | 9.76 | 0.8 | 2018-12-31 | 2019-12-31 | 365 | 8.9465 | 8 | 0.94647
92060 | 5.6 | 0.8 | 2018-12-31 | 2019-12-31 | 365 | 5.1332 | 5 | 0.13322
91990 | 7.28 | 0.8 | 2018-12-31 | 2019-12-31 | 365 | 6.6732 | 6 | 0.67319
92076 | 3 | 0.8 | 2018-12-31 | 2019-12-31 | 365 | 2.7499 | 2 | 0.74994
91992 | 7.28 | 0.8 | 2018-12-31 | 2019-12-31 | 365 | 6.6732 | 6 | 0.67319
91995 | 5.32 | 0.8 | 2018-12-31 | 2019-12-31 | 365 | 4.8766 | 4 | 0.87656
91997 | 3.64 | 0.8 | 2018-12-31 | 2019-12-31 | 365 | 3.3366 | 3 | 0.33659
91998 | 9.86 | 0.8 | 2018-12-31 | 2019-12-31 | 365 | 9.0381 | 9 | 0.038134
92000 | 3.48 | 0.8 | 2018-12-31 | 2019-12-31 | 365 | 3.1899 | 3 | 0.18993
92003 | 5.04 | 0.8 | 2018-12-31 | 2019-12-31 | 365 | 4.6199 | 4 | 0.6199
91994 | 7.28 | 0.8 | 2018-12-31 | 2019-12-31 | 365 | 6.6732 | 6 | 0.67319
92078 | 8.96 | 0.8 | 2018-12-31 | 2019-12-31 | 365 | 8.2132 | 8 | 0.21315
92077 | 6 | 0.8 | 2018-12-31 | 2019-12-31 | 365 | 5.4999 | 5 | 0.49988
92063 | 11.31 | 0.8 | 2018-12-31 | 2019-12-31 | 365 | 10.3673 | 10 | 0.36727
92075 | 7.29 | 0.8 | 2018-12-31 | 2019-12-31 | 365 | 6.6824 | 6 | 0.68235
92074 | 5.22 | 0.8 | 2018-12-31 | 2019-12-31 | 365 | 4.7849 | 4 | 0.78489
92056 | 7.28 | 0.8 | 2018-12-31 | 2019-12-31 | 365 | 6.6732 | 6 | 0.67319
92058 | 4.93 | 0.8 | 2018-12-31 | 2019-12-31 | 365 | 4.5191 | 4 | 0.51907
92044 | 21.76 | 0.8 | 2018-12-31 | 2019-12-31 | 365 | 19.9462 | 19 | 0.94623
92222 | 7 | 0.8 | 2018-12-31 | 2019-12-31 | 365 | 6.4165 | 6 | 0.41652
92032 | 12.04 | 0.8 | 2018-12-31 | 2019-12-31 | 365 | 11.0364 | 11 | 0.036423
92042 | 4.2 | 0.8 | 2018-12-31 | 2019-12-31 | 365 | 3.8499 | 3 | 0.84991
92220 | 7.2 | 0.8 | 2018-12-31 | 2019-12-31 | 365 | 6.5999 | 6 | 0.59985
92158 | 10.585 | 0.8 | 2018-12-31 | 2019-12-31 | 365 | 9.7027 | 9 | 0.7027
92157 | 8.68 | 0.8 | 2018-12-31 | 2019-12-31 | 365 | 7.9565 | 7 | 0.95649
92146 | 6.05 | 0.8 | 2018-12-31 | 2019-12-31 | 365 | 5.5457 | 5 | 0.54571
92145 | 6.5 | 0.8 | 2018-12-31 | 2019-12-31 | 365 | 5.9582 | 5 | 0.9582
92144 | 6.51 | 0.8 | 2018-12-31 | 2019-12-31 | 365 | 5.9674 | 5 | 0.96737
92141 | 4.88 | 0.8 | 2018-12-31 | 2019-12-31 | 365 | 4.4732 | 4 | 0.47323
92143 | 12.76 | 0.8 | 2018-12-31 | 2019-12-31 | 365 | 11.6964 | 11 | 0.69641
92142 | 6.72 | 0.8 | 2018-12-31 | 2019-12-31 | 365 | 6.1599 | 6 | 0.15986
92205 | 24.84 | 0.8 | 2018-12-31 | 2019-12-31 | 365 | 22.7695 | 22 | 0.7695
92208 | 24.8 | 0.8 | 2018-12-31 | 2019-12-31 | 365 | 22.7328 | 22 | 0.73283
92207 | 13.325 | 0.8 | 2018-12-31 | 2019-12-31 | 365 | 12.2143 | 12 | 0.21431
92216 | 5.04 | 0.8 | 2018-12-31 | 2019-12-31 | 365 | 4.6199 | 4 | 0.6199
92217 | 6.72 | 0.8 | 2018-12-31 | 2019-12-31 | 365 | 6.1599 | 6 | 0.15986
92184 | 13.44 | 0.8 | 2018-12-31 | 2019-12-31 | 365 | 12.3197 | 12 | 0.31973
92066 | 8.99 | 0.8 | 2018-12-31 | 2019-12-31 | 365 | 8.2407 | 8 | 0.24065
92036 | 6.67 | 0.8 | 2018-12-31 | 2019-12-31 | 365 | 6.114 | 6 | 0.11403
92039 | 4.93 | 0.8 | 2018-12-31 | 2019-12-31 | 365 | 4.5191 | 4 | 0.51907
63741 | 649.88 | 1 | 2018-12-31 | 2019-12-31 | 365 | 744.6377 | 744 | 0.6377
91432 | 320.74 | 0.6 | 2018-12-31 | 2019-12-31 | 365 | 220.5039 | 220 | 0.50387
92206 | 8.55 | 0.8 | 2018-12-31 | 2019-12-31 | 365 | 7.8373 | 7 | 0.83733
92239 | 3.6 | 1 | 2018-12-31 | 2019-12-31 | 365 | 4.1249 | 4 | 0.12491
91459 | 30.4 | 0.55 | 2019-01-10 | 2019-12-31 | 356 | 18.6855 | 18 | 0.68552
91445 | 479.7 | 0.55 | 2018-12-31 | 2019-12-31 | 365 | 302.3043 | 302 | 0.30425
91071 | 48 | 0.55 | 2019-03-08 | 2019-12-31 | 298 | 24.6967 | 24 | 0.69671
91447 | 67.45 | 0.55 | 2019-03-07 | 2019-12-31 | 299 | 34.8205 | 34 | 0.82049
81945 | 171.52 | 0.6 | 2019-02-26 | 2019-12-31 | 310 | 100.149 | 100 | 0.14902
64983 | 47.31 | 0.9 | 2019-02-05 | 2019-12-31 | 331 | 44.2428 | 44 | 0.24278
81949 | 478.8 | 0.6 | 2019-02-14 | 2019-12-31 | 322 | 290.3891 | 290 | 0.38906
77308 | 2692.8 | 0.7 | 2018-12-31 | 2019-12-31 | 365 | 2159.8022 | 2159 | 0.80225
91045 | 49.245 | 0.55 | 2019-05-01 | 2019-12-31 | 245 | 20.831 | 20 | 0.83099
921 | 5.06 | 1 | 2018-12-31 | 2019-12-31 | 365 | 5.7978 | 5 | 0.79779
10803 | 4.41 | 1 | 2018-12-31 | 2019-12-31 | 365 | 5.053 | 5 | 0.053013
909 | 4.9 | 1 | 2018-12-31 | 2019-12-31 | 365 | 5.6145 | 5 | 0.61446
283 | 7.28 | 1 | 2018-12-31 | 2019-12-31 | 365 | 8.3415 | 8 | 0.34148
2038 | 7.75 | 1 | 2018-12-31 | 2019-12-31 | 365 | 8.88 | 8 | 0.88001
2678 | 6 | 1 | 2018-12-31 | 2019-12-31 | 365 | 6.8748 | 6 | 0.87485
18641 | 9.9 | 1 | 2018-12-31 | 2019-12-31 | 365 | 11.3435 | 11 | 0.3435
214 | 4.68 | 1 | 2018-12-31 | 2019-12-31 | 365 | 5.3624 | 5 | 0.36238
50773 | 10.56 | 1 | 2018-12-31 | 2019-12-31 | 365 | 12.0997 | 12 | 0.099732
47125 | 4.68 | 1 | 2018-12-31 | 2019-12-31 | 365 | 5.3624 | 5 | 0.36238
12575 | 9 | 1 | 2018-12-31 | 2019-12-31 | 365 | 10.3123 | 10 | 0.31227
16590 | 11.772 | 1 | 2018-12-31 | 2019-12-31 | 365 | 13.4885 | 13 | 0.48845
4478 | 7.5 | 1 | 2018-12-31 | 2019-12-31 | 365 | 8.5936 | 8 | 0.59356
49437 | 2.12 | 1 | 2018-12-31 | 2019-12-31 | 365 | 2.4291 | 2 | 0.42911
48279 | 5.25 | 1 | 2018-12-31 | 2019-12-31 | 365 | 6.0155 | 6 | 0.015492
24692 | 5.5 | 1 | 2018-12-31 | 2019-12-31 | 365 | 6.3019 | 6 | 0.30194
1962 | 6.5 | 1 | 2018-12-31 | 2019-12-31 | 365 | 7.4478 | 7 | 0.44775
18597 | 9.36 | 1 | 2018-12-31 | 2019-12-31 | 365 | 10.7248 | 10 | 0.72476
12778 | 1.82 | 1 | 2018-12-31 | 2019-12-31 | 365 | 2.0854 | 2 | 0.085371
47224 | 5 | 1 | 2018-12-31 | 2019-12-31 | 365 | 5.729 | 5 | 0.72904
1376 | 14 | 1 | 2018-12-31 | 2019-12-31 | 365 | 16.0413 | 16 | 0.041312
1941 | 9.6 | 1 | 2018-12-31 | 2019-12-31 | 365 | 10.9998 | 10 | 0.99976
4127 | 8 | 1 | 2018-12-31 | 2019-12-31 | 365 | 9.1665 | 9 | 0.16646
1332 | 15 | 1 | 2018-12-31 | 2019-12-31 | 365 | 17.1871 | 17 | 0.18712
1970 | 11.5 | 1 | 2018-12-31 | 2019-12-31 | 365 | 13.1768 | 13 | 0.17679
78440 | 6.5 | 1 | 2018-12-31 | 2019-12-31 | 365 | 7.4478 | 7 | 0.44775
2638 | 7 | 1 | 2018-12-31 | 2019-12-31 | 365 | 8.0207 | 8 | 0.020656
179 | 4.905 | 1 | 2018-12-31 | 2019-12-31 | 365 | 5.6202 | 5 | 0.62019
677 | 5.25 | 1 | 2018-12-31 | 2019-12-31 | 365 | 6.0155 | 6 | 0.015492
1336 | 6.9 | 1 | 2018-12-31 | 2019-12-31 | 365 | 7.9061 | 7 | 0.90608
2527 | 12.099 | 1 | 2018-12-31 | 2019-12-31 | 365 | 13.8631 | 13 | 0.86313
3758 | 13.08 | 1 | 2018-12-31 | 2019-12-31 | 365 | 14.9872 | 14 | 0.98717
674 | 8.829 | 1 | 2018-12-31 | 2019-12-31 | 365 | 10.1163 | 10 | 0.11634
740 | 15 | 1 | 2018-12-31 | 2019-12-31 | 365 | 17.1871 | 17 | 0.18712
417 | 2 | 1 | 2018-12-31 | 2019-12-31 | 365 | 2.2916 | 2 | 0.29162
403 | 5.98 | 1 | 2018-12-31 | 2019-12-31 | 365 | 6.8519 | 6 | 0.85193
1436 | 5.67 | 1 | 2018-12-31 | 2019-12-31 | 365 | 6.4967 | 6 | 0.49673
2809 | 8.75 | 1 | 2018-12-31 | 2019-12-31 | 365 | 10.0258 | 10 | 0.02582
1731 | 5.232 | 1 | 2018-12-31 | 2019-12-31 | 365 | 5.9949 | 5 | 0.99487
3738 | 5.4 | 1 | 2018-12-31 | 2019-12-31 | 365 | 6.1874 | 6 | 0.18736
5463 | 7.2 | 1 | 2018-12-31 | 2019-12-31 | 365 | 8.2498 | 8 | 0.24982
32019 | 12.75 | 1 | 2018-12-31 | 2019-12-31 | 365 | 14.6091 | 14 | 0.60905
1927 | 4 | 1 | 2018-12-31 | 2019-12-31 | 365 | 4.5832 | 4 | 0.58323
963 | 4.75 | 1 | 2018-12-31 | 2019-12-31 | 365 | 5.4426 | 5 | 0.44259
12529 | 7.5 | 1 | 2018-12-31 | 2019-12-31 | 365 | 8.5936 | 8 | 0.59356
31191 | 3.75 | 1 | 2018-12-31 | 2019-12-31 | 365 | 4.2968 | 4 | 0.29678
48690 | 6.24 | 1 | 2018-12-31 | 2019-12-31 | 365 | 7.1498 | 7 | 0.14984
1470 | 4.75 | 1 | 2018-12-31 | 2019-12-31 | 365 | 5.4426 | 5 | 0.44259
10797 | 8.25 | 1 | 2018-12-31 | 2019-12-31 | 365 | 9.4529 | 9 | 0.45292
3641 | 26.25 | 0.9 | 2018-12-31 | 2019-12-31 | 365 | 27.0697 | 27 | 0.069714
738 | 8 | 1 | 2018-12-31 | 2019-12-31 | 365 | 9.1665 | 9 | 0.16646
16645 | 7 | 1 | 2018-12-31 | 2019-12-31 | 365 | 8.0207 | 8 | 0.020656
2637 | 5.25 | 1 | 2018-12-31 | 2019-12-31 | 365 | 6.0155 | 6 | 0.015492
46753 | 4.5 | 1 | 2018-12-31 | 2019-12-31 | 365 | 5.1561 | 5 | 0.15614
684 | 6.5 | 1 | 2018-12-31 | 2019-12-31 | 365 | 7.4478 | 7 | 0.44775
4957 | 8.75 | 1 | 2018-12-31 | 2019-12-31 | 365 | 10.0258 | 10 | 0.02582
1082 | 14.5 | 1 | 2018-12-31 | 2019-12-31 | 365 | 16.6142 | 16 | 0.61422
1439 | 6.75 | 1 | 2018-12-31 | 2019-12-31 | 365 | 7.7342 | 7 | 0.7342
2636 | 18.75 | 1 | 2018-12-31 | 2019-12-31 | 365 | 21.4839 | 21 | 0.4839
685 | 4.5 | 1 | 2018-12-31 | 2019-12-31 | 365 | 5.1561 | 5 | 0.15614
43635 | 4.5 | 1 | 2018-12-31 | 2019-12-31 | 365 | 5.1561 | 5 | 0.15614
683 | 8 | 1 | 2018-12-31 | 2019-12-31 | 365 | 9.1665 | 9 | 0.16646
46756 | 7 | 1 | 2018-12-31 | 2019-12-31 | 365 | 8.0207 | 8 | 0.020656
2167 | 11.772 | 1 | 2018-12-31 | 2019-12-31 | 365 | 13.4885 | 13 | 0.48845
1733 | 4.75 | 1 | 2018-12-31 | 2019-12-31 | 365 | 5.4426 | 5 | 0.44259
696 | 3.12 | 1 | 2018-12-31 | 2019-12-31 | 365 | 3.5749 | 3 | 0.57492
8510 | 23.25 | 1 | 2018-12-31 | 2019-12-31 | 365 | 26.64 | 26 | 0.64004
905 | 11 | 1 | 2018-12-31 | 2019-12-31 | 365 | 12.6039 | 12 | 0.60389
3446 | 22 | 1 | 2018-12-31 | 2019-12-31 | 365 | 25.2078 | 25 | 0.20778
2639 | 12.74 | 1 | 2018-12-31 | 2019-12-31 | 365 | 14.5976 | 14 | 0.59759
53918 | 5 | 1 | 2018-12-31 | 2019-12-31 | 365 | 5.729 | 5 | 0.72904
231 | 6.5 | 1 | 2018-12-31 | 2019-12-31 | 365 | 7.4478 | 7 | 0.44775
1078 | 3.5 | 1 | 2018-12-31 | 2019-12-31 | 365 | 4.0103 | 4 | 0.010328
3741 | 5 | 1 | 2018-12-31 | 2019-12-31 | 365 | 5.729 | 5 | 0.72904
695 | 5 | 1 | 2018-12-31 | 2019-12-31 | 365 | 5.729 | 5 | 0.72904
960 | 4.94 | 1 | 2018-12-31 | 2019-12-31 | 365 | 5.6603 | 5 | 0.66029
408 | 4.24 | 1 | 2018-12-31 | 2019-12-31 | 365 | 4.8582 | 4 | 0.85823
1437 | 4.5 | 1 | 2018-12-31 | 2019-12-31 | 365 | 5.1561 | 5 | 0.15614
33030 | 7.5 | 1 | 2018-12-31 | 2019-12-31 | 365 | 8.5936 | 8 | 0.59356
2360 | 5.5 | 1 | 2018-12-31 | 2019-12-31 | 365 | 6.3019 | 6 | 0.30194
21233 | 9.75 | 1 | 2018-12-31 | 2019-12-31 | 365 | 11.1716 | 11 | 0.17163
414 | 5 | 1 | 2018-12-31 | 2019-12-31 | 365 | 5.729 | 5 | 0.72904
3443 | 48.75 | 0.9 | 2018-12-31 | 2019-12-31 | 365 | 50.2723 | 50 | 0.27233
49134 | 10 | 1 | 2018-12-31 | 2019-12-31 | 365 | 11.4581 | 11 | 0.45808
4403 | 3.5 | 1 | 2018-12-31 | 2019-12-31 | 365 | 4.0103 | 4 | 0.010328
4030 | 4.6 | 1 | 2018-12-31 | 2019-12-31 | 365 | 5.2707 | 5 | 0.27072
5577 | 9.625 | 1 | 2018-12-31 | 2019-12-31 | 365 | 11.0284 | 11 | 0.028402
49125 | 2.75 | 1 | 2018-12-31 | 2019-12-31 | 365 | 3.151 | 3 | 0.15097
46752 | 8 | 1 | 2018-12-31 | 2019-12-31 | 365 | 9.1665 | 9 | 0.16646
1331 | 1.5 | 1 | 2018-12-31 | 2019-12-31 | 365 | 1.7187 | 1 | 0.71871
3728 | 6 | 1 | 2018-12-31 | 2019-12-31 | 365 | 6.8748 | 6 | 0.87485
4958 | 12 | 1 | 2018-12-31 | 2019-12-31 | 365 | 13.7497 | 13 | 0.7497
351 | 3 | 1 | 2018-12-31 | 2019-12-31 | 365 | 3.4374 | 3 | 0.43742
2644 | 16.5 | 1 | 2018-12-31 | 2019-12-31 | 365 | 18.9058 | 18 | 0.90583
796 | 12.753 | 1 | 2018-12-31 | 2019-12-31 | 365 | 14.6125 | 14 | 0.61249
53103 | 7.84 | 1 | 2018-12-31 | 2019-12-31 | 365 | 8.9831 | 8 | 0.98313
259 | 9 | 1 | 2018-12-31 | 2019-12-31 | 365 | 10.3123 | 10 | 0.31227
5208 | 4.24 | 1 | 2018-12-31 | 2019-12-31 | 365 | 4.8582 | 4 | 0.85823
13228 | 6 | 1 | 2018-12-31 | 2019-12-31 | 365 | 6.8748 | 6 | 0.87485
1989 | 8.04 | 1 | 2018-12-31 | 2019-12-31 | 365 | 9.2123 | 9 | 0.2123
3490 | 5 | 1 | 2018-12-31 | 2019-12-31 | 365 | 5.729 | 5 | 0.72904
867 | 8 | 1 | 2018-12-31 | 2019-12-31 | 365 | 9.1665 | 9 | 0.16646
2814 | 7.75 | 1 | 2018-12-31 | 2019-12-31 | 365 | 8.88 | 8 | 0.88001
1440 | 7 | 1 | 2018-12-31 | 2019-12-31 | 365 | 8.0207 | 8 | 0.020656
1075 | 3.25 | 1 | 2018-12-31 | 2019-12-31 | 365 | 3.7239 | 3 | 0.72388
4496 | 4.5 | 1 | 2018-12-31 | 2019-12-31 | 365 | 5.1561 | 5 | 0.15614
2526 | 10 | 1 | 2018-12-31 | 2019-12-31 | 365 | 11.4581 | 11 | 0.45808
868 | 3.75 | 1 | 2018-12-31 | 2019-12-31 | 365 | 4.2968 | 4 | 0.29678
1730 | 7.56 | 1 | 2018-12-31 | 2019-12-31 | 365 | 8.6623 | 8 | 0.66231
753 | 5.5 | 1 | 2018-12-31 | 2019-12-31 | 365 | 6.3019 | 6 | 0.30194
2532 | 4.95 | 1 | 2018-12-31 | 2019-12-31 | 365 | 5.6717 | 5 | 0.67175
2665 | 7 | 1 | 2018-12-31 | 2019-12-31 | 365 | 8.0207 | 8 | 0.020656
524 | 6.03 | 1 | 2018-12-31 | 2019-12-31 | 365 | 6.9092 | 6 | 0.90922
1351 | 5 | 1 | 2018-12-31 | 2019-12-31 | 365 | 5.729 | 5 | 0.72904
1980 | 4 | 1 | 2018-12-31 | 2019-12-31 | 365 | 4.5832 | 4 | 0.58323
1843 | 5.5 | 1 | 2018-12-31 | 2019-12-31 | 365 | 6.3019 | 6 | 0.30194
19120 | 5.25 | 1 | 2018-12-31 | 2019-12-31 | 365 | 6.0155 | 6 | 0.015492
405 | 5 | 1 | 2018-12-31 | 2019-12-31 | 365 | 5.729 | 5 | 0.72904
3742 | 5 | 1 | 2018-12-31 | 2019-12-31 | 365 | 5.729 | 5 | 0.72904
1744 | 4 | 1 | 2018-12-31 | 2019-12-31 | 365 | 4.5832 | 4 | 0.58323
25277 | 5 | 1 | 2018-12-31 | 2019-12-31 | 365 | 5.729 | 5 | 0.72904
48215 | 11 | 1 | 2018-12-31 | 2019-12-31 | 365 | 12.6039 | 12 | 0.60389
3067 | 6 | 1 | 2018-12-31 | 2019-12-31 | 365 | 6.8748 | 6 | 0.87485
530 | 10.8 | 1 | 2018-12-31 | 2019-12-31 | 365 | 12.3747 | 12 | 0.37473
920 | 2 | 1 | 2018-12-31 | 2019-12-31 | 365 | 2.2916 | 2 | 0.29162
9485 | 10 | 1 | 2018-12-31 | 2019-12-31 | 365 | 11.4581 | 11 | 0.45808
1312 | 6.5 | 1 | 2018-12-31 | 2019-12-31 | 365 | 7.4478 | 7 | 0.44775
1749 | 6 | 1 | 2018-12-31 | 2019-12-31 | 365 | 6.8748 | 6 | 0.87485
965 | 10.464 | 1 | 2018-12-31 | 2019-12-31 | 365 | 11.9897 | 11 | 0.98973
1963 | 7.5 | 1 | 2018-12-31 | 2019-12-31 | 365 | 8.5936 | 8 | 0.59356
4748 | 5.5 | 1 | 2018-12-31 | 2019-12-31 | 365 | 6.3019 | 6 | 0.30194
48165 | 3.5 | 1 | 2018-12-31 | 2019-12-31 | 365 | 4.0103 | 4 | 0.010328
2819 | 9 | 1 | 2018-12-31 | 2019-12-31 | 365 | 10.3123 | 10 | 0.31227
1492 | 7 | 1 | 2018-12-31 | 2019-12-31 | 365 | 8.0207 | 8 | 0.020656
257 | 9 | 1 | 2018-12-31 | 2019-12-31 | 365 | 10.3123 | 10 | 0.31227
904 | 6.75 | 1 | 2018-12-31 | 2019-12-31 | 365 | 7.7342 | 7 | 0.7342
964 | 10.05 | 1 | 2018-12-31 | 2019-12-31 | 365 | 11.5154 | 11 | 0.51537
381 | 10.5 | 1 | 2018-12-31 | 2019-12-31 | 365 | 12.031 | 12 | 0.030984
10955 | 3.3 | 1 | 2018-12-31 | 2019-12-31 | 365 | 3.7812 | 3 | 0.78117
1796 | 7.848 | 1 | 2018-12-31 | 2019-12-31 | 365 | 8.9923 | 8 | 0.9923
2525 | 4.5 | 1 | 2018-12-31 | 2019-12-31 | 365 | 5.1561 | 5 | 0.15614
1574 | 11.5 | 1 | 2018-12-31 | 2019-12-31 | 365 | 13.1768 | 13 | 0.17679
962 | 7.194 | 1 | 2018-12-31 | 2019-12-31 | 365 | 8.2429 | 8 | 0.24294
6439 | 3.5 | 1 | 2018-12-31 | 2019-12-31 | 365 | 4.0103 | 4 | 0.010328
1438 | 10.92 | 1 | 2018-12-31 | 2019-12-31 | 365 | 12.5122 | 12 | 0.51222
3522 | 4.75 | 1 | 2018-12-31 | 2019-12-31 | 365 | 5.4426 | 5 | 0.44259
9526 | 8.25 | 1 | 2018-12-31 | 2019-12-31 | 365 | 9.4529 | 9 | 0.45292
3754 | 5.865 | 1 | 2018-12-31 | 2019-12-31 | 365 | 6.7202 | 6 | 0.72016
4404 | 7.7 | 1 | 2018-12-31 | 2019-12-31 | 365 | 8.8227 | 8 | 0.82272
3492 | 15 | 1 | 2018-12-31 | 2019-12-31 | 365 | 17.1871 | 17 | 0.18712
2469 | 4.5 | 1 | 2018-12-31 | 2019-12-31 | 365 | 5.1561 | 5 | 0.15614
3441 | 5 | 1 | 2018-12-31 | 2019-12-31 | 365 | 5.729 | 5 | 0.72904
1491 | 8.67 | 1 | 2018-12-31 | 2019-12-31 | 365 | 9.9342 | 9 | 0.93416
1750 | 8.25 | 1 | 2018-12-31 | 2019-12-31 | 365 | 9.4529 | 9 | 0.45292
2005 | 6 | 1 | 2018-12-31 | 2019-12-31 | 365 | 6.8748 | 6 | 0.87485
46125 | 5.5 | 1 | 2018-12-31 | 2019-12-31 | 365 | 6.3019 | 6 | 0.30194
48889 | 6.5 | 1 | 2018-12-31 | 2019-12-31 | 365 | 7.4478 | 7 | 0.44775
961 | 5.5 | 1 | 2018-12-31 | 2019-12-31 | 365 | 6.3019 | 6 | 0.30194
3739 | 11 | 1 | 2018-12-31 | 2019-12-31 | 365 | 12.6039 | 12 | 0.60389
2423 | 7.25 | 1 | 2018-12-31 | 2019-12-31 | 365 | 8.3071 | 8 | 0.30711
3065 | 3.5 | 1 | 2018-12-31 | 2019-12-31 | 365 | 4.0103 | 4 | 0.010328
5512 | 6.03 | 1 | 2018-12-31 | 2019-12-31 | 365 | 6.9092 | 6 | 0.90922
2170 | 9.81 | 1 | 2018-12-31 | 2019-12-31 | 365 | 11.2404 | 11 | 0.24038
2171 | 10.53 | 1 | 2018-12-31 | 2019-12-31 | 365 | 12.0654 | 12 | 0.065358
751 | 7 | 1 | 2018-12-31 | 2019-12-31 | 365 | 8.0207 | 8 | 0.020656
19604 | 7 | 1 | 2018-12-31 | 2019-12-31 | 365 | 8.0207 | 8 | 0.020656
24094 | 5 | 1 | 2018-12-31 | 2019-12-31 | 365 | 5.729 | 5 | 0.72904
910 | 7.15 | 1 | 2018-12-31 | 2019-12-31 | 365 | 8.1925 | 8 | 0.19253
2659 | 5.5 | 1 | 2018-12-31 | 2019-12-31 | 365 | 6.3019 | 6 | 0.30194
5578 | 12.06 | 1 | 2018-12-31 | 2019-12-31 | 365 | 13.8184 | 13 | 0.81844
4028 | 7.5 | 1 | 2018-12-31 | 2019-12-31 | 365 | 8.5936 | 8 | 0.59356
1493 | 10 | 1 | 2018-12-31 | 2019-12-31 | 365 | 11.4581 | 11 | 0.45808
5306 | 10.07 | 1 | 2018-12-31 | 2019-12-31 | 365 | 11.5383 | 11 | 0.53829
959 | 8.25 | 1 | 2018-12-31 | 2019-12-31 | 365 | 9.4529 | 9 | 0.45292
3896 | 4 | 1 | 2018-12-31 | 2019-12-31 | 365 | 4.5832 | 4 | 0.58323
10805 | 5 | 1 | 2018-12-31 | 2019-12-31 | 365 | 5.729 | 5 | 0.72904
4517 | 9 | 1 | 2018-12-31 | 2019-12-31 | 365 | 10.3123 | 10 | 0.31227
1926 | 4.25 | 1 | 2018-12-31 | 2019-12-31 | 365 | 4.8697 | 4 | 0.86968
3640 | 3.315 | 1 | 2018-12-31 | 2019-12-31 | 365 | 3.7984 | 3 | 0.79835
737 | 4.5 | 1 | 2018-12-31 | 2019-12-31 | 365 | 5.1561 | 5 | 0.15614
52933 | 3 | 1 | 2018-12-31 | 2019-12-31 | 365 | 3.4374 | 3 | 0.43742
4374 | 6.5 | 1 | 2018-12-31 | 2019-12-31 | 365 | 7.4478 | 7 | 0.44775
901 | 8.25 | 1 | 2018-12-31 | 2019-12-31 | 365 | 9.4529 | 9 | 0.45292
1732 | 3 | 1 | 2018-12-31 | 2019-12-31 | 365 | 3.4374 | 3 | 0.43742
4955 | 6.63 | 1 | 2018-12-31 | 2019-12-31 | 365 | 7.5967 | 7 | 0.59671
22376 | 9.75 | 1 | 2018-12-31 | 2019-12-31 | 365 | 11.1716 | 11 | 0.17163
2168 | 10.72 | 1 | 2018-12-31 | 2019-12-31 | 365 | 12.2831 | 12 | 0.28306
12432 | 5.5 | 1 | 2018-12-31 | 2019-12-31 | 365 | 6.3019 | 6 | 0.30194
3743 | 10.2 | 1 | 2018-12-31 | 2019-12-31 | 365 | 11.6872 | 11 | 0.68724
16865 | 5.025 | 1 | 2018-12-31 | 2019-12-31 | 365 | 5.7577 | 5 | 0.75769
7915 | 7.5 | 1 | 2018-12-31 | 2019-12-31 | 365 | 8.5936 | 8 | 0.59356
2660 | 9.5 | 1 | 2018-12-31 | 2019-12-31 | 365 | 10.8852 | 10 | 0.88518
2598 | 11 | 1 | 2018-12-31 | 2019-12-31 | 365 | 12.6039 | 12 | 0.60389
2725 | 6.6 | 1 | 2018-12-31 | 2019-12-31 | 365 | 7.5623 | 7 | 0.56233
736 | 10 | 1 | 2018-12-31 | 2019-12-31 | 365 | 11.4581 | 11 | 0.45808
2040 | 6.16 | 1 | 2018-12-31 | 2019-12-31 | 365 | 7.0582 | 7 | 0.058177
2166 | 11.725 | 1 | 2018-12-31 | 2019-12-31 | 365 | 13.4346 | 13 | 0.4346
20753 | 5.6 | 1 | 2018-12-31 | 2019-12-31 | 365 | 6.4165 | 6 | 0.41652
2726 | 4.578 | 1 | 2018-12-31 | 2019-12-31 | 365 | 5.2455 | 5 | 0.24551
1915 | 4 | 1 | 2018-12-31 | 2019-12-31 | 365 | 4.5832 | 4 | 0.58323
5508 | 2.2 | 1 | 2018-12-31 | 2019-12-31 | 365 | 2.5208 | 2 | 0.52078
13909 | 9 | 1 | 2018-12-31 | 2019-12-31 | 365 | 10.3123 | 10 | 0.31227
2584 | 6.75 | 1 | 2018-12-31 | 2019-12-31 | 365 | 7.7342 | 7 | 0.7342
1338 | 5 | 1 | 2018-12-31 | 2019-12-31 | 365 | 5.729 | 5 | 0.72904
2586 | 12 | 1 | 2018-12-31 | 2019-12-31 | 365 | 13.7497 | 13 | 0.7497
2662 | 4.5 | 1 | 2018-12-31 | 2019-12-31 | 365 | 5.1561 | 5 | 0.15614
2661 | 4.25 | 1 | 2018-12-31 | 2019-12-31 | 365 | 4.8697 | 4 | 0.86968
10957 | 10.92 | 1 | 2018-12-31 | 2019-12-31 | 365 | 12.5122 | 12 | 0.51222
4513 | 9.075 | 1 | 2018-12-31 | 2019-12-31 | 365 | 10.3982 | 10 | 0.39821
2724 | 3 | 1 | 2018-12-31 | 2019-12-31 | 365 | 3.4374 | 3 | 0.43742
2588 | 4.25 | 1 | 2018-12-31 | 2019-12-31 | 365 | 4.8697 | 4 | 0.86968
2777 | 8.25 | 1 | 2018-12-31 | 2019-12-31 | 365 | 9.4529 | 9 | 0.45292
3516 | 9 | 1 | 2018-12-31 | 2019-12-31 | 365 | 10.3123 | 10 | 0.31227
3521 | 4.95 | 1 | 2018-12-31 | 2019-12-31 | 365 | 5.6717 | 5 | 0.67175
8138 | 11 | 1 | 2018-12-31 | 2019-12-31 | 365 | 12.6039 | 12 | 0.60389
11447 | 9.945 | 1 | 2018-12-31 | 2019-12-31 | 365 | 11.3951 | 11 | 0.39506
11413 | 9.52 | 1 | 2018-12-31 | 2019-12-31 | 365 | 10.9081 | 10 | 0.90809
6456 | 8.97 | 1 | 2018-12-31 | 2019-12-31 | 365 | 10.2779 | 10 | 0.2779
1314 | 8.415 | 1 | 2018-12-31 | 2019-12-31 | 365 | 9.642 | 9 | 0.64197
1352 | 14.74 | 1 | 2018-12-31 | 2019-12-31 | 365 | 16.8892 | 16 | 0.88921
2470 | 9.24 | 1 | 2018-12-31 | 2019-12-31 | 365 | 10.5873 | 10 | 0.58727
53979 | 6.5 | 1 | 2018-12-31 | 2019-12-31 | 365 | 7.4478 | 7 | 0.44775
5621 | 8.04 | 1 | 2018-12-31 | 2019-12-31 | 365 | 9.2123 | 9 | 0.2123
4491 | 7.705 | 1 | 2018-12-31 | 2019-12-31 | 365 | 8.8285 | 8 | 0.82845
2169 | 10.53 | 1 | 2018-12-31 | 2019-12-31 | 365 | 12.0654 | 12 | 0.065358
1310 | 7.56 | 1 | 2018-12-31 | 2019-12-31 | 365 | 8.6623 | 8 | 0.66231
2039 | 5.22 | 1 | 2018-12-31 | 2019-12-31 | 365 | 5.9811 | 5 | 0.98112
3518 | 10 | 1 | 2018-12-31 | 2019-12-31 | 365 | 11.4581 | 11 | 0.45808
2817 | 11 | 1 | 2018-12-31 | 2019-12-31 | 365 | 12.6039 | 12 | 0.60389
2811 | 4.25 | 1 | 2018-12-31 | 2019-12-31 | 365 | 4.8697 | 4 | 0.86968
47219 | 8.525 | 1 | 2018-12-31 | 2019-12-31 | 365 | 9.768 | 9 | 0.76801
20028 | 6.5 | 1 | 2018-12-31 | 2019-12-31 | 365 | 7.4478 | 7 | 0.44775
6434 | 4.4 | 1 | 2018-12-31 | 2019-12-31 | 365 | 5.0416 | 5 | 0.041555
1920 | 7 | 1 | 2018-12-31 | 2019-12-31 | 365 | 8.0207 | 8 | 0.020656
2818 | 5.5 | 1 | 2018-12-31 | 2019-12-31 | 365 | 6.3019 | 6 | 0.30194
5515 | 9.35 | 1 | 2018-12-31 | 2019-12-31 | 365 | 10.7133 | 10 | 0.7133
2534 | 13.08 | 1 | 2018-12-31 | 2019-12-31 | 365 | 14.9872 | 14 | 0.98717
5514 | 4.95 | 1 | 2018-12-31 | 2019-12-31 | 365 | 5.6717 | 5 | 0.67175
8913 | 7.02 | 1 | 2018-12-31 | 2019-12-31 | 365 | 8.0436 | 8 | 0.043572
12570 | 6.875 | 1 | 2018-12-31 | 2019-12-31 | 365 | 7.8774 | 7 | 0.87743
12427 | 5.1 | 1 | 2018-12-31 | 2019-12-31 | 365 | 5.8436 | 5 | 0.84362
16942 | 5.1 | 1 | 2018-12-31 | 2019-12-31 | 365 | 5.8436 | 5 | 0.84362
2666 | 10.53 | 1 | 2018-12-31 | 2019-12-31 | 365 | 12.0654 | 12 | 0.065358
3524 | 10.05 | 1 | 2018-12-31 | 2019-12-31 | 365 | 11.5154 | 11 | 0.51537
1990 | 6.05 | 1 | 2018-12-31 | 2019-12-31 | 365 | 6.9321 | 6 | 0.93214
3062 | 9.805 | 1 | 2018-12-31 | 2019-12-31 | 365 | 11.2346 | 11 | 0.23465
52220 | 4.95 | 1 | 2018-12-31 | 2019-12-31 | 365 | 5.6717 | 5 | 0.67175
6751 | 9 | 1 | 2018-12-31 | 2019-12-31 | 365 | 10.3123 | 10 | 0.31227
2471 | 8.525 | 1 | 2018-12-31 | 2019-12-31 | 365 | 9.768 | 9 | 0.76801
2041 | 11.445 | 1 | 2018-12-31 | 2019-12-31 | 365 | 13.1138 | 13 | 0.11377
4250 | 5.75 | 1 | 2018-12-31 | 2019-12-31 | 365 | 6.5884 | 6 | 0.5884
46757 | 7 | 1 | 2018-12-31 | 2019-12-31 | 365 | 8.0207 | 8 | 0.020656
2025 | 6.9 | 1 | 2018-12-31 | 2019-12-31 | 365 | 7.9061 | 7 | 0.90608
3008 | 9.81 | 1 | 2018-12-31 | 2019-12-31 | 365 | 11.2404 | 11 | 0.24038
1315 | 7.84 | 1 | 2018-12-31 | 2019-12-31 | 365 | 8.9831 | 8 | 0.98313
3705 | 9.075 | 1 | 2018-12-31 | 2019-12-31 | 365 | 10.3982 | 10 | 0.39821
3736 | 6.1 | 1 | 2018-12-31 | 2019-12-31 | 365 | 6.9894 | 6 | 0.98943
2585 | 10.05 | 1 | 2018-12-31 | 2019-12-31 | 365 | 11.5154 | 11 | 0.51537
20945 | 4.95 | 1 | 2018-12-31 | 2019-12-31 | 365 | 5.6717 | 5 | 0.67175
2635 | 7.25 | 1 | 2018-12-31 | 2019-12-31 | 365 | 8.3071 | 8 | 0.30711
10794 | 3.75 | 1 | 2018-12-31 | 2019-12-31 | 365 | 4.2968 | 4 | 0.29678
2440 | 11.75 | 1 | 2018-12-31 | 2019-12-31 | 365 | 13.4632 | 13 | 0.46324
8892 | 8.25 | 1 | 2018-12-31 | 2019-12-31 | 365 | 9.4529 | 9 | 0.45292
11422 | 5.225 | 1 | 2018-12-31 | 2019-12-31 | 365 | 5.9868 | 5 | 0.98685
3740 | 6.6 | 1 | 2018-12-31 | 2019-12-31 | 365 | 7.5623 | 7 | 0.56233
4132 | 5 | 1 | 2018-12-31 | 2019-12-31 | 365 | 5.729 | 5 | 0.72904
12629 | 9.9 | 1 | 2018-12-31 | 2019-12-31 | 365 | 11.3435 | 11 | 0.3435
6438 | 4 | 1 | 2018-12-31 | 2019-12-31 | 365 | 4.5832 | 4 | 0.58323
3011 | 5.5 | 1 | 2018-12-31 | 2019-12-31 | 365 | 6.3019 | 6 | 0.30194
2664 | 8.25 | 1 | 2018-12-31 | 2019-12-31 | 365 | 9.4529 | 9 | 0.45292
2027 | 10.2 | 1 | 2018-12-31 | 2019-12-31 | 365 | 11.6872 | 11 | 0.68724
26234 | 12 | 1 | 2018-12-31 | 2019-12-31 | 365 | 13.7497 | 13 | 0.7497
3843 | 5 | 1 | 2018-12-31 | 2019-12-31 | 365 | 5.729 | 5 | 0.72904
2807 | 3.75 | 1 | 2018-12-31 | 2019-12-31 | 365 | 4.2968 | 4 | 0.29678
12982 | 14.85 | 1 | 2018-12-31 | 2019-12-31 | 365 | 17.0152 | 17 | 0.015249
3066 | 7.15 | 1 | 2018-12-31 | 2019-12-31 | 365 | 8.1925 | 8 | 0.19253
412 | 7.65 | 1 | 2018-12-31 | 2019-12-31 | 365 | 8.7654 | 8 | 0.76543
415 | 15.3 | 1 | 2018-12-31 | 2019-12-31 | 365 | 17.5309 | 17 | 0.53086
416 | 12.24 | 1 | 2018-12-31 | 2019-12-31 | 365 | 14.0247 | 14 | 0.02469
18637 | 14.95 | 1 | 2018-12-31 | 2019-12-31 | 365 | 17.1298 | 17 | 0.12983
4488 | 9.18 | 1 | 2018-12-31 | 2019-12-31 | 365 | 10.5185 | 10 | 0.51852
10806 | 13.2 | 1 | 2018-12-31 | 2019-12-31 | 365 | 15.1247 | 15 | 0.12467
11289 | 11.78 | 1 | 2018-12-31 | 2019-12-31 | 365 | 13.4976 | 13 | 0.49762
11292 | 5.775 | 1 | 2018-12-31 | 2019-12-31 | 365 | 6.617 | 6 | 0.61704
10801 | 7.29 | 1 | 2018-12-31 | 2019-12-31 | 365 | 8.3529 | 8 | 0.35294
12868 | 7.15 | 1 | 2018-12-31 | 2019-12-31 | 365 | 8.1925 | 8 | 0.19253
2667 | 12.24 | 1 | 2018-12-31 | 2019-12-31 | 365 | 14.0247 | 14 | 0.02469
4646 | 9.9 | 1 | 2018-12-31 | 2019-12-31 | 365 | 11.3435 | 11 | 0.3435
4651 | 9.25 | 1 | 2018-12-31 | 2019-12-31 | 365 | 10.5987 | 10 | 0.59872
18471 | 8.04 | 1 | 2018-12-31 | 2019-12-31 | 365 | 9.2123 | 9 | 0.2123
5617 | 10.791 | 1 | 2018-12-31 | 2019-12-31 | 365 | 12.3644 | 12 | 0.36441
3326 | 4.95 | 1 | 2018-12-31 | 2019-12-31 | 365 | 5.6717 | 5 | 0.67175
5111 | 3.025 | 1 | 2018-12-31 | 2019-12-31 | 365 | 3.4661 | 3 | 0.46607
26087 | 11.96 | 1 | 2018-12-31 | 2019-12-31 | 365 | 13.7039 | 13 | 0.70386
45885 | 4 | 1 | 2018-12-31 | 2019-12-31 | 365 | 4.5832 | 4 | 0.58323
2808 | 6.325 | 1 | 2018-12-31 | 2019-12-31 | 365 | 7.2472 | 7 | 0.24724
13440 | 5.6 | 1 | 2018-12-31 | 2019-12-31 | 365 | 6.4165 | 6 | 0.41652
11449 | 2.5 | 1 | 2018-12-31 | 2019-12-31 | 365 | 2.8645 | 2 | 0.86452
5622 | 9.35 | 1 | 2018-12-31 | 2019-12-31 | 365 | 10.7133 | 10 | 0.7133
11411 | 4.125 | 1 | 2018-12-31 | 2019-12-31 | 365 | 4.7265 | 4 | 0.72646
46520 | 5 | 1 | 2018-12-31 | 2019-12-31 | 365 | 5.729 | 5 | 0.72904
2468 | 5.5 | 1 | 2018-12-31 | 2019-12-31 | 365 | 6.3019 | 6 | 0.30194
5342 | 6.6 | 1 | 2018-12-31 | 2019-12-31 | 365 | 7.5623 | 7 | 0.56233
19603 | 10.8 | 1 | 2018-12-31 | 2019-12-31 | 365 | 12.3747 | 12 | 0.37473
3440 | 6.25 | 1 | 2018-12-31 | 2019-12-31 | 365 | 7.1613 | 7 | 0.1613
2643 | 4.4 | 1 | 2018-12-31 | 2019-12-31 | 365 | 5.0416 | 5 | 0.041555
4405 | 9.625 | 1 | 2018-12-31 | 2019-12-31 | 365 | 11.0284 | 11 | 0.028402
19594 | 4.4 | 1 | 2018-12-31 | 2019-12-31 | 365 | 5.0416 | 5 | 0.041555
3755 | 4.48 | 1 | 2018-12-31 | 2019-12-31 | 365 | 5.1332 | 5 | 0.13322
4959 | 3.25 | 1 | 2018-12-31 | 2019-12-31 | 365 | 3.7239 | 3 | 0.72388
63190 | 9.9 | 1 | 2018-12-31 | 2019-12-31 | 365 | 11.3435 | 11 | 0.3435
2437 | 6.6 | 1 | 2018-12-31 | 2019-12-31 | 365 | 7.5623 | 7 | 0.56233
4096 | 6.16 | 1 | 2018-12-31 | 2019-12-31 | 365 | 7.0582 | 7 | 0.058177
3523 | 7.65 | 1 | 2018-12-31 | 2019-12-31 | 365 | 8.7654 | 8 | 0.76543
2813 | 4.845 | 1 | 2018-12-31 | 2019-12-31 | 365 | 5.5514 | 5 | 0.55144
420 | 3.5 | 1 | 2018-12-31 | 2019-12-31 | 365 | 4.0103 | 4 | 0.010328
741 | 10.464 | 1 | 2018-12-31 | 2019-12-31 | 365 | 11.9897 | 11 | 0.98973
744 | 6.7 | 1 | 2018-12-31 | 2019-12-31 | 365 | 7.6769 | 7 | 0.67691
750 | 7.65 | 1 | 2018-12-31 | 2019-12-31 | 365 | 8.7654 | 8 | 0.76543
794 | 5.865 | 1 | 2018-12-31 | 2019-12-31 | 365 | 6.7202 | 6 | 0.72016
51 | 10.35 | 1 | 2018-12-31 | 2019-12-31 | 365 | 11.8591 | 11 | 0.85911
212 | 8.25 | 1 | 2018-12-31 | 2019-12-31 | 365 | 9.4529 | 9 | 0.45292
838 | 5.2 | 1 | 2018-12-31 | 2019-12-31 | 365 | 5.9582 | 5 | 0.9582
869 | 6.12 | 1 | 2018-12-31 | 2019-12-31 | 365 | 7.0123 | 7 | 0.012345
900 | 37.2 | 0.9 | 2018-12-31 | 2019-12-31 | 365 | 38.3617 | 38 | 0.36165
60 | 6 | 1 | 2018-12-31 | 2019-12-31 | 365 | 6.8748 | 6 | 0.87485
1316 | 251.625 | 1 | 2018-12-31 | 2019-12-31 | 365 | 288.3139 | 288 | 0.31394
1547 | 3.924 | 1 | 2018-12-31 | 2019-12-31 | 365 | 4.4962 | 4 | 0.49615
1545 | 5.355 | 1 | 2018-12-31 | 2019-12-31 | 365 | 6.1358 | 6 | 0.1358
1605 | 2.29 | 1 | 2018-12-31 | 2019-12-31 | 365 | 2.6239 | 2 | 0.6239
1945 | 14.31 | 1 | 2018-12-31 | 2019-12-31 | 365 | 16.3965 | 16 | 0.39651
2472 | 10.36 | 1 | 2018-12-31 | 2019-12-31 | 365 | 11.8706 | 11 | 0.87057
17171 | 4.59 | 1 | 2018-12-31 | 2019-12-31 | 365 | 5.2593 | 5 | 0.25926
4652 | 6.63 | 1 | 2018-12-31 | 2019-12-31 | 365 | 7.5967 | 7 | 0.59671
4514 | 3.75 | 1 | 2018-12-31 | 2019-12-31 | 365 | 4.2968 | 4 | 0.29678
49127 | 5.5 | 1 | 2018-12-31 | 2019-12-31 | 365 | 6.3019 | 6 | 0.30194
3744 | 3.825 | 1 | 2018-12-31 | 2019-12-31 | 365 | 4.3827 | 4 | 0.38272
13682 | 2.55 | 1 | 2018-12-31 | 2019-12-31 | 365 | 2.9218 | 2 | 0.92181
4406 | 5.61 | 1 | 2018-12-31 | 2019-12-31 | 365 | 6.428 | 6 | 0.42798
7597 | 10.2 | 1 | 2018-12-31 | 2019-12-31 | 365 | 11.6872 | 11 | 0.68724
18512 | 5.1 | 1 | 2018-12-31 | 2019-12-31 | 365 | 5.8436 | 5 | 0.84362
54405 | 8.745 | 1 | 2018-12-31 | 2019-12-31 | 365 | 10.0201 | 10 | 0.020091
4649 | 7 | 1 | 2018-12-31 | 2019-12-31 | 365 | 8.0207 | 8 | 0.020656
3517 | 2.75 | 1 | 2018-12-31 | 2019-12-31 | 365 | 3.151 | 3 | 0.15097
4750 | 5 | 1 | 2018-12-31 | 2019-12-31 | 365 | 5.729 | 5 | 0.72904
3750 | 6.095 | 1 | 2018-12-31 | 2019-12-31 | 365 | 6.9837 | 6 | 0.9837
4025 | 9.36 | 1 | 2018-12-31 | 2019-12-31 | 365 | 10.7248 | 10 | 0.72476
5109 | 2.55 | 1 | 2018-12-31 | 2019-12-31 | 365 | 2.9218 | 2 | 0.92181
13569 | 9 | 1 | 2018-12-31 | 2019-12-31 | 365 | 10.3123 | 10 | 0.31227
3905 | 6.325 | 1 | 2018-12-31 | 2019-12-31 | 365 | 7.2472 | 7 | 0.24724
3737 | 5.775 | 1 | 2018-12-31 | 2019-12-31 | 365 | 6.617 | 6 | 0.61704
4097 | 4.95 | 1 | 2018-12-31 | 2019-12-31 | 365 | 5.6717 | 5 | 0.67175
11327 | 5.225 | 1 | 2018-12-31 | 2019-12-31 | 365 | 5.9868 | 5 | 0.98685
8812 | 3 | 1 | 2018-12-31 | 2019-12-31 | 365 | 3.4374 | 3 | 0.43742
5343 | 7.5 | 1 | 2018-12-31 | 2019-12-31 | 365 | 8.5936 | 8 | 0.59356
10919 | 11.55 | 1 | 2018-12-31 | 2019-12-31 | 365 | 13.2341 | 13 | 0.23408
4027 | 9.075 | 1 | 2018-12-31 | 2019-12-31 | 365 | 10.3982 | 10 | 0.39821
49132 | 9.9 | 1 | 2018-12-31 | 2019-12-31 | 365 | 11.3435 | 11 | 0.3435
4653 | 5.865 | 1 | 2018-12-31 | 2019-12-31 | 365 | 6.7202 | 6 | 0.72016
4128 | 7.425 | 1 | 2018-12-31 | 2019-12-31 | 365 | 8.5076 | 8 | 0.50762
4125 | 5.1 | 1 | 2018-12-31 | 2019-12-31 | 365 | 5.8436 | 5 | 0.84362
2663 | 3.5 | 1 | 2018-12-31 | 2019-12-31 | 365 | 4.0103 | 4 | 0.010328
18513 | 5.1 | 1 | 2018-12-31 | 2019-12-31 | 365 | 5.8436 | 5 | 0.84362
7258 | 6 | 1 | 2018-12-31 | 2019-12-31 | 365 | 6.8748 | 6 | 0.87485
7940 | 7.5 | 1 | 2018-12-31 | 2019-12-31 | 365 | 8.5936 | 8 | 0.59356
6752 | 6 | 1 | 2018-12-31 | 2019-12-31 | 365 | 6.8748 | 6 | 0.87485
2587 | 3.575 | 1 | 2018-12-31 | 2019-12-31 | 365 | 4.0963 | 4 | 0.096264
5462 | 5.5 | 1 | 2018-12-31 | 2019-12-31 | 365 | 6.3019 | 6 | 0.30194
3493 | 4.48 | 1 | 2018-12-31 | 2019-12-31 | 365 | 5.1332 | 5 | 0.13322
6787 | 8.28 | 1 | 2018-12-31 | 2019-12-31 | 365 | 9.4873 | 9 | 0.48729
3897 | 8.25 | 1 | 2018-12-31 | 2019-12-31 | 365 | 9.4529 | 9 | 0.45292
16940 | 3.06 | 1 | 2018-12-31 | 2019-12-31 | 365 | 3.5062 | 3 | 0.50617
5623 | 5.886 | 1 | 2018-12-31 | 2019-12-31 | 365 | 6.7442 | 6 | 0.74423
53966 | 9.9 | 1 | 2018-12-31 | 2019-12-31 | 365 | 11.3435 | 11 | 0.3435
27034 | 6.84 | 1 | 2018-12-31 | 2019-12-31 | 365 | 7.8373 | 7 | 0.83733
22507 | 5.1 | 1 | 2018-12-31 | 2019-12-31 | 365 | 5.8436 | 5 | 0.84362
11415 | 7.84 | 1 | 2018-12-31 | 2019-12-31 | 365 | 8.9831 | 8 | 0.98313
3757 | 4.08 | 1 | 2018-12-31 | 2019-12-31 | 365 | 4.6749 | 4 | 0.6749
13126 | 6 | 1 | 2018-12-31 | 2019-12-31 | 365 | 6.8748 | 6 | 0.87485
7598 | 4.59 | 1 | 2018-12-31 | 2019-12-31 | 365 | 5.2593 | 5 | 0.25926
837 | 7.2 | 1 | 2018-12-31 | 2019-12-31 | 365 | 8.2498 | 8 | 0.24982
5511 | 5.775 | 1 | 2018-12-31 | 2019-12-31 | 365 | 6.617 | 6 | 0.61704
5509 | 11.25 | 1 | 2018-12-31 | 2019-12-31 | 365 | 12.8903 | 12 | 0.89034
3759 | 5.94 | 1 | 2018-12-31 | 2019-12-31 | 365 | 6.8061 | 6 | 0.8061
10956 | 9.9 | 1 | 2018-12-31 | 2019-12-31 | 365 | 11.3435 | 11 | 0.3435
4647 | 3.57 | 1 | 2018-12-31 | 2019-12-31 | 365 | 4.0905 | 4 | 0.090535
6812 | 6.7 | 1 | 2018-12-31 | 2019-12-31 | 365 | 7.6769 | 7 | 0.67691
4407 | 10.14 | 1 | 2018-12-31 | 2019-12-31 | 365 | 11.6185 | 11 | 0.61849
73175 | 2.75 | 1 | 2018-12-31 | 2019-12-31 | 365 | 3.151 | 3 | 0.15097
4719 | 8.91 | 1 | 2018-12-31 | 2019-12-31 | 365 | 10.2091 | 10 | 0.20915
18613 | 2.04 | 1 | 2018-12-31 | 2019-12-31 | 365 | 2.3374 | 2 | 0.33745
15708 | 2 | 1 | 2018-12-31 | 2019-12-31 | 365 | 2.2916 | 2 | 0.29162
46693 | 4.5 | 1 | 2018-12-31 | 2019-12-31 | 365 | 5.1561 | 5 | 0.15614
11332 | 12.32 | 1 | 2018-12-31 | 2019-12-31 | 365 | 14.1164 | 14 | 0.11635
21005 | 11.7 | 1 | 2018-12-31 | 2019-12-31 | 365 | 13.406 | 13 | 0.40595
20482 | 5.1 | 1 | 2018-12-31 | 2019-12-31 | 365 | 5.8436 | 5 | 0.84362
3756 | 6.63 | 1 | 2018-12-31 | 2019-12-31 | 365 | 7.5967 | 7 | 0.59671
4518 | 1.925 | 1 | 2018-12-31 | 2019-12-31 | 365 | 2.2057 | 2 | 0.20568
3324 | 6.7 | 1 | 2018-12-31 | 2019-12-31 | 365 | 7.6769 | 7 | 0.67691
6579 | 13.065 | 1 | 2018-12-31 | 2019-12-31 | 365 | 14.97 | 14 | 0.96998
12640 | 9.81 | 1 | 2018-12-31 | 2019-12-31 | 365 | 11.2404 | 11 | 0.24038
15878 | 8.25 | 1 | 2018-12-31 | 2019-12-31 | 365 | 9.4529 | 9 | 0.45292
52215 | 5.5 | 1 | 2018-12-31 | 2019-12-31 | 365 | 6.3019 | 6 | 0.30194
20425 | 6.5 | 1 | 2018-12-31 | 2019-12-31 | 365 | 7.4478 | 7 | 0.44775
20426 | 4 | 1 | 2018-12-31 | 2019-12-31 | 365 | 4.5832 | 4 | 0.58323
3519 | 3.5 | 1 | 2018-12-31 | 2019-12-31 | 365 | 4.0103 | 4 | 0.010328
22506 | 2.475 | 1 | 2018-12-31 | 2019-12-31 | 365 | 2.8359 | 2 | 0.83587
53981 | 7 | 1 | 2018-12-31 | 2019-12-31 | 365 | 8.0207 | 8 | 0.020656
3063 | 9.945 | 1 | 2018-12-31 | 2019-12-31 | 365 | 11.3951 | 11 | 0.39506
6788 | 4.08 | 1 | 2018-12-31 | 2019-12-31 | 365 | 4.6749 | 4 | 0.6749
11418 | 6 | 1 | 2018-12-31 | 2019-12-31 | 365 | 6.8748 | 6 | 0.87485
4519 | 4.95 | 1 | 2018-12-31 | 2019-12-31 | 365 | 5.6717 | 5 | 0.67175
18704 | 14.79 | 1 | 2018-12-31 | 2019-12-31 | 365 | 16.9465 | 16 | 0.9465
1081 | 6.54 | 1 | 2018-12-31 | 2019-12-31 | 365 | 7.4936 | 7 | 0.49358
1079 | 5 | 1 | 2018-12-31 | 2019-12-31 | 365 | 5.729 | 5 | 0.72904
1077 | 2.25 | 1 | 2018-12-31 | 2019-12-31 | 365 | 2.5781 | 2 | 0.57807
1076 | 6 | 1 | 2018-12-31 | 2019-12-31 | 365 | 6.8748 | 6 | 0.87485
1080 | 6.12 | 1 | 2018-12-31 | 2019-12-31 | 365 | 7.0123 | 7 | 0.012345
19896 | 4.675 | 1 | 2018-12-31 | 2019-12-31 | 365 | 5.3567 | 5 | 0.35665
6455 | 3.5 | 1 | 2018-12-31 | 2019-12-31 | 365 | 4.0103 | 4 | 0.010328
12527 | 4.4 | 1 | 2018-12-31 | 2019-12-31 | 365 | 5.0416 | 5 | 0.041555
46122 | 8.25 | 1 | 2018-12-31 | 2019-12-31 | 365 | 9.4529 | 9 | 0.45292
51051 | 3.3 | 1 | 2018-12-31 | 2019-12-31 | 365 | 3.7812 | 3 | 0.78117
3438 | 12.24 | 1 | 2018-12-31 | 2019-12-31 | 365 | 14.0247 | 14 | 0.02469
3465 | 4.02 | 1 | 2018-12-31 | 2019-12-31 | 365 | 4.6061 | 4 | 0.60615
3064 | 8.28 | 1 | 2018-12-31 | 2019-12-31 | 365 | 9.4873 | 9 | 0.48729
5510 | 5.5 | 1 | 2018-12-31 | 2019-12-31 | 365 | 6.3019 | 6 | 0.30194
5460 | 7.7 | 1 | 2018-12-31 | 2019-12-31 | 365 | 8.8227 | 8 | 0.82272
2815 | 6.25 | 1 | 2018-12-31 | 2019-12-31 | 365 | 7.1613 | 7 | 0.1613
21984 | 3.75 | 1 | 2018-12-31 | 2019-12-31 | 365 | 4.2968 | 4 | 0.29678
6701 | 10.385 | 1 | 2018-12-31 | 2019-12-31 | 365 | 11.8992 | 11 | 0.89922
18701 | 6 | 1 | 2018-12-31 | 2019-12-31 | 365 | 6.8748 | 6 | 0.87485
8706 | 3.3 | 1 | 2018-12-31 | 2019-12-31 | 365 | 3.7812 | 3 | 0.78117
5553 | 6.6 | 1 | 2018-12-31 | 2019-12-31 | 365 | 7.5623 | 7 | 0.56233
4718 | 6.6 | 1 | 2018-12-31 | 2019-12-31 | 365 | 7.5623 | 7 | 0.56233
10328 | 10.791 | 1 | 2018-12-31 | 2019-12-31 | 365 | 12.3644 | 12 | 0.36441
5461 | 5.5 | 1 | 2018-12-31 | 2019-12-31 | 365 | 6.3019 | 6 | 0.30194
53976 | 7.7 | 1 | 2018-12-31 | 2019-12-31 | 365 | 8.8227 | 8 | 0.82272
4095 | 3.85 | 1 | 2018-12-31 | 2019-12-31 | 365 | 4.4114 | 4 | 0.41136
46512 | 5.5 | 1 | 2018-12-31 | 2019-12-31 | 365 | 6.3019 | 6 | 0.30194
6453 | 4.08 | 1 | 2018-12-31 | 2019-12-31 | 365 | 4.6749 | 4 | 0.6749
1490 | 8.18 | 1 | 2018-12-31 | 2019-12-31 | 365 | 9.3727 | 9 | 0.37271
1489 | 10.7 | 1 | 2018-12-31 | 2019-12-31 | 365 | 12.2601 | 12 | 0.26015
1399 | 17.595 | 1 | 2018-12-31 | 2019-12-31 | 365 | 20.1605 | 20 | 0.16049
1396 | 11.22 | 1 | 2018-12-31 | 2019-12-31 | 365 | 12.856 | 12 | 0.85597
1546 | 8 | 1 | 2018-12-31 | 2019-12-31 | 365 | 9.1665 | 9 | 0.16646
1795 | 8.42 | 1 | 2018-12-31 | 2019-12-31 | 365 | 9.6477 | 9 | 0.6477
1995 | 14.575 | 1 | 2018-12-31 | 2019-12-31 | 365 | 16.7002 | 16 | 0.70015
1994 | 10.2 | 1 | 2018-12-31 | 2019-12-31 | 365 | 11.6872 | 11 | 0.68724
1991 | 17.82 | 1 | 2018-12-31 | 2019-12-31 | 365 | 20.4183 | 20 | 0.4183
2037 | 12.73 | 1 | 2018-12-31 | 2019-12-31 | 365 | 14.5861 | 14 | 0.58614
9713 | 5.1 | 1 | 2018-12-31 | 2019-12-31 | 365 | 5.8436 | 5 | 0.84362
4130 | 10.45 | 1 | 2018-12-31 | 2019-12-31 | 365 | 11.9737 | 11 | 0.97369
26235 | 6.05 | 1 | 2018-12-31 | 2019-12-31 | 365 | 6.9321 | 6 | 0.93214
13572 | 4 | 1 | 2018-12-31 | 2019-12-31 | 365 | 4.5832 | 4 | 0.58323
26075 | 9 | 1 | 2018-12-31 | 2019-12-31 | 365 | 10.3123 | 10 | 0.31227
66624 | 4.95 | 1 | 2018-12-31 | 2019-12-31 | 365 | 5.6717 | 5 | 0.67175
4648 | 9.075 | 1 | 2018-12-31 | 2019-12-31 | 365 | 10.3982 | 10 | 0.39821
4129 | 7 | 1 | 2018-12-31 | 2019-12-31 | 365 | 8.0207 | 8 | 0.020656
13536 | 1.53 | 1 | 2018-12-31 | 2019-12-31 | 365 | 1.7531 | 1 | 0.75309
12870 | 14.575 | 1 | 2018-12-31 | 2019-12-31 | 365 | 16.7002 | 16 | 0.70015
13802 | 5.1 | 1 | 2018-12-31 | 2019-12-31 | 365 | 5.8436 | 5 | 0.84362
12779 | 8.37 | 1 | 2018-12-31 | 2019-12-31 | 365 | 9.5904 | 9 | 0.59041
7938 | 5.1 | 1 | 2018-12-31 | 2019-12-31 | 365 | 5.8436 | 5 | 0.84362
11419 | 3.06 | 1 | 2018-12-31 | 2019-12-31 | 365 | 3.5062 | 3 | 0.50617
15713 | 7.75 | 1 | 2018-12-31 | 2019-12-31 | 365 | 8.88 | 8 | 0.88001
8899 | 14.85 | 1 | 2018-12-31 | 2019-12-31 | 365 | 17.0152 | 17 | 0.015249
47213 | 1.925 | 1 | 2018-12-31 | 2019-12-31 | 365 | 2.2057 | 2 | 0.20568
52136 | 3.5 | 1 | 2018-12-31 | 2019-12-31 | 365 | 4.0103 | 4 | 0.010328
18639 | 10.175 | 1 | 2018-12-31 | 2019-12-31 | 365 | 11.6586 | 11 | 0.6586
13229 | 10 | 1 | 2018-12-31 | 2019-12-31 | 365 | 11.4581 | 11 | 0.45808
6457 | 5.886 | 1 | 2018-12-31 | 2019-12-31 | 365 | 6.7442 | 6 | 0.74423
4515 | 3.75 | 1 | 2018-12-31 | 2019-12-31 | 365 | 4.2968 | 4 | 0.29678
7253 | 6.5 | 1 | 2018-12-31 | 2019-12-31 | 365 | 7.4478 | 7 | 0.44775
12572 | 3.3 | 1 | 2018-12-31 | 2019-12-31 | 365 | 3.7812 | 3 | 0.78117
8137 | 7.56 | 1 | 2018-12-31 | 2019-12-31 | 365 | 8.6623 | 8 | 0.66231
5579 | 6.05 | 1 | 2018-12-31 | 2019-12-31 | 365 | 6.9321 | 6 | 0.93214
4960 | 6.05 | 1 | 2018-12-31 | 2019-12-31 | 365 | 6.9321 | 6 | 0.93214
11328 | 7.15 | 1 | 2018-12-31 | 2019-12-31 | 365 | 8.1925 | 8 | 0.19253
11287 | 8.25 | 1 | 2018-12-31 | 2019-12-31 | 365 | 9.4529 | 9 | 0.45292
4650 | 11.825 | 1 | 2018-12-31 | 2019-12-31 | 365 | 13.5492 | 13 | 0.54918
14912 | 3.25 | 1 | 2018-12-31 | 2019-12-31 | 365 | 3.7239 | 3 | 0.72388
18519 | 4.675 | 1 | 2018-12-31 | 2019-12-31 | 365 | 5.3567 | 5 | 0.35665
32025 | 14.85 | 1 | 2018-12-31 | 2019-12-31 | 365 | 17.0152 | 17 | 0.015249
13328 | 5.775 | 1 | 2018-12-31 | 2019-12-31 | 365 | 6.617 | 6 | 0.61704
46714 | 9.9 | 1 | 2018-12-31 | 2019-12-31 | 365 | 11.3435 | 11 | 0.3435
51054 | 6.6 | 1 | 2018-12-31 | 2019-12-31 | 365 | 7.5623 | 7 | 0.56233
26081 | 15 | 1 | 2018-12-31 | 2019-12-31 | 365 | 17.1871 | 17 | 0.18712
13230 | 7.15 | 1 | 2018-12-31 | 2019-12-31 | 365 | 8.1925 | 8 | 0.19253
28534 | 5 | 1 | 2018-12-31 | 2019-12-31 | 365 | 5.729 | 5 | 0.72904
15880 | 6.16 | 1 | 2018-12-31 | 2019-12-31 | 365 | 7.0582 | 7 | 0.058177
11416 | 2.2 | 1 | 2018-12-31 | 2019-12-31 | 365 | 2.5208 | 2 | 0.52078
4521 | 11.275 | 1 | 2018-12-31 | 2019-12-31 | 365 | 12.919 | 12 | 0.91899
46755 | 2.75 | 1 | 2018-12-31 | 2019-12-31 | 365 | 3.151 | 3 | 0.15097
2361 | 7.65 | 1 | 2018-12-31 | 2019-12-31 | 365 | 8.7654 | 8 | 0.76543
2439 | 13 | 1 | 2018-12-31 | 2019-12-31 | 365 | 14.8955 | 14 | 0.8955
2427 | 8.42 | 1 | 2018-12-31 | 2019-12-31 | 365 | 9.6477 | 9 | 0.6477
2426 | 5.886 | 1 | 2018-12-31 | 2019-12-31 | 365 | 6.7442 | 6 | 0.74423
2425 | 201.19 | 0.9 | 2018-12-31 | 2019-12-31 | 365 | 207.4726 | 207 | 0.4726
2589 | 8.28 | 1 | 2018-12-31 | 2019-12-31 | 365 | 9.4873 | 9 | 0.48729
2583 | 7.28 | 1 | 2018-12-31 | 2019-12-31 | 365 | 8.3415 | 8 | 0.34148
2533 | 3.18 | 1 | 2018-12-31 | 2019-12-31 | 365 | 3.6437 | 3 | 0.64367
2601 | 6.9 | 1 | 2018-12-31 | 2019-12-31 | 365 | 7.9061 | 7 | 0.90608
2600 | 4.59 | 1 | 2018-12-31 | 2019-12-31 | 365 | 5.2593 | 5 | 0.25926
1246 | 7.14 | 1 | 2018-12-31 | 2019-12-31 | 365 | 8.1811 | 8 | 0.18107
2810 | 11 | 1 | 2018-12-31 | 2019-12-31 | 365 | 12.6039 | 12 | 0.60389
2783 | 160 | 0.9 | 2018-12-31 | 2019-12-31 | 365 | 164.9964 | 164 | 0.99635
2782 | 23.92 | 1 | 2018-12-31 | 2019-12-31 | 365 | 27.4077 | 27 | 0.40773
2769 | 8.8 | 1 | 2018-12-31 | 2019-12-31 | 365 | 10.0831 | 10 | 0.08311
2768 | 2.04 | 1 | 2018-12-31 | 2019-12-31 | 365 | 2.3374 | 2 | 0.33745
46997 | 7 | 1 | 2018-12-31 | 2019-12-31 | 365 | 8.0207 | 8 | 0.020656
6700 | 9.045 | 1 | 2018-12-31 | 2019-12-31 | 365 | 10.3638 | 10 | 0.36383
8904 | 5.04 | 1 | 2018-12-31 | 2019-12-31 | 365 | 5.7749 | 5 | 0.77487
11465 | 24.2 | 1 | 2018-12-31 | 2019-12-31 | 365 | 27.7286 | 27 | 0.72855
16943 | 8.25 | 1 | 2018-12-31 | 2019-12-31 | 365 | 9.4529 | 9 | 0.45292
4844 | 5.5 | 1 | 2018-12-31 | 2019-12-31 | 365 | 6.3019 | 6 | 0.30194
46105 | 5 | 1 | 2018-12-31 | 2019-12-31 | 365 | 5.729 | 5 | 0.72904
4751 | 3.3 | 1 | 2018-12-31 | 2019-12-31 | 365 | 3.7812 | 3 | 0.78117
13322 | 6.05 | 1 | 2018-12-31 | 2019-12-31 | 365 | 6.9321 | 6 | 0.93214
16593 | 4.5 | 1 | 2018-12-31 | 2019-12-31 | 365 | 5.1561 | 5 | 0.15614
7103 | 9 | 1 | 2018-12-31 | 2019-12-31 | 365 | 10.3123 | 10 | 0.31227
6699 | 4.5 | 1 | 2018-12-31 | 2019-12-31 | 365 | 5.1561 | 5 | 0.15614
4843 | 7.035 | 1 | 2018-12-31 | 2019-12-31 | 365 | 8.0608 | 8 | 0.060759
4838 | 4 | 1 | 2018-12-31 | 2019-12-31 | 365 | 4.5832 | 4 | 0.58323
2770 | 0.84 | 1 | 2018-12-31 | 2019-12-31 | 365 | 0.96248 | 0 | 0.96248
3839 | 5.1 | 1 | 2018-12-31 | 2019-12-31 | 365 | 5.8436 | 5 | 0.84362
3841 | 3.5 | 1 | 2018-12-31 | 2019-12-31 | 365 | 4.0103 | 4 | 0.010328
4026 | 5 | 1 | 2018-12-31 | 2019-12-31 | 365 | 5.729 | 5 | 0.72904
4029 | 6.885 | 1 | 2018-12-31 | 2019-12-31 | 365 | 7.8889 | 7 | 0.88889
4124 | 1.44 | 1 | 2018-12-31 | 2019-12-31 | 365 | 1.65 | 1 | 0.64996
6589 | 8.97 | 1 | 2018-12-31 | 2019-12-31 | 365 | 10.2779 | 10 | 0.2779
6818 | 5.5 | 1 | 2018-12-31 | 2019-12-31 | 365 | 6.3019 | 6 | 0.30194
10491 | 5.5 | 1 | 2018-12-31 | 2019-12-31 | 365 | 6.3019 | 6 | 0.30194
25272 | 6.05 | 1 | 2018-12-31 | 2019-12-31 | 365 | 6.9321 | 6 | 0.93214
26079 | 8 | 1 | 2018-12-31 | 2019-12-31 | 365 | 9.1665 | 9 | 0.16646
13535 | 6.6 | 1 | 2018-12-31 | 2019-12-31 | 365 | 7.5623 | 7 | 0.56233
6777 | 8.25 | 1 | 2018-12-31 | 2019-12-31 | 365 | 9.4529 | 9 | 0.45292
7100 | 10.45 | 1 | 2018-12-31 | 2019-12-31 | 365 | 11.9737 | 11 | 0.97369
30734 | 5.225 | 1 | 2018-12-31 | 2019-12-31 | 365 | 5.9868 | 5 | 0.98685
12643 | 8.525 | 1 | 2018-12-31 | 2019-12-31 | 365 | 9.768 | 9 | 0.76801
16167 | 6.325 | 1 | 2018-12-31 | 2019-12-31 | 365 | 7.2472 | 7 | 0.24724
19924 | 4.95 | 1 | 2018-12-31 | 2019-12-31 | 365 | 5.6717 | 5 | 0.67175
5397 | 9.88 | 1 | 2018-12-31 | 2019-12-31 | 365 | 11.3206 | 11 | 0.32058
20686 | 5.5 | 1 | 2018-12-31 | 2019-12-31 | 365 | 6.3019 | 6 | 0.30194
19599 | 6.05 | 1 | 2018-12-31 | 2019-12-31 | 365 | 6.9321 | 6 | 0.93214
25578 | 4.95 | 1 | 2018-12-31 | 2019-12-31 | 365 | 5.6717 | 5 | 0.67175
5398 | 9.9 | 1 | 2018-12-31 | 2019-12-31 | 365 | 11.3435 | 11 | 0.3435
6702 | 12.375 | 1 | 2018-12-31 | 2019-12-31 | 365 | 14.1794 | 14 | 0.17937
6811 | 4.5 | 1 | 2018-12-31 | 2019-12-31 | 365 | 5.1561 | 5 | 0.15614
29395 | 7.84 | 1 | 2018-12-31 | 2019-12-31 | 365 | 8.9831 | 8 | 0.98313
5399 | 7.14 | 1 | 2018-12-31 | 2019-12-31 | 365 | 8.1811 | 8 | 0.18107
5634 | 9.9 | 1 | 2018-12-31 | 2019-12-31 | 365 | 11.3435 | 11 | 0.3435
12983 | 7.15 | 1 | 2018-12-31 | 2019-12-31 | 365 | 8.1925 | 8 | 0.19253
6774 | 4 | 1 | 2018-12-31 | 2019-12-31 | 365 | 4.5832 | 4 | 0.58323
6592 | 8.525 | 1 | 2018-12-31 | 2019-12-31 | 365 | 9.768 | 9 | 0.76801
13329 | 7.975 | 1 | 2018-12-31 | 2019-12-31 | 365 | 9.1378 | 9 | 0.13782
19117 | 8.8 | 1 | 2018-12-31 | 2019-12-31 | 365 | 10.0831 | 10 | 0.08311
7935 | 6.6 | 1 | 2018-12-31 | 2019-12-31 | 365 | 7.5623 | 7 | 0.56233
24699 | 7.7 | 1 | 2018-12-31 | 2019-12-31 | 365 | 8.8227 | 8 | 0.82272
16162 | 7.15 | 1 | 2018-12-31 | 2019-12-31 | 365 | 8.1925 | 8 | 0.19253
13333 | 3.3 | 1 | 2018-12-31 | 2019-12-31 | 365 | 3.7812 | 3 | 0.78117
5513 | 9.92 | 1 | 2018-12-31 | 2019-12-31 | 365 | 11.3664 | 11 | 0.36642
8894 | 2.76 | 1 | 2018-12-31 | 2019-12-31 | 365 | 3.1624 | 3 | 0.16243
5633 | 9.315 | 1 | 2018-12-31 | 2019-12-31 | 365 | 10.6732 | 10 | 0.6732
29400 | 11.772 | 1 | 2018-12-31 | 2019-12-31 | 365 | 13.4885 | 13 | 0.48845
13331 | 13.4 | 1 | 2018-12-31 | 2019-12-31 | 365 | 15.3538 | 15 | 0.35383
21015 | 6.05 | 1 | 2018-12-31 | 2019-12-31 | 365 | 6.9321 | 6 | 0.93214
48194 | 5.5 | 1 | 2018-12-31 | 2019-12-31 | 365 | 6.3019 | 6 | 0.30194
18350 | 8.25 | 1 | 2018-12-31 | 2019-12-31 | 365 | 9.4529 | 9 | 0.45292
18615 | 10.45 | 1 | 2018-12-31 | 2019-12-31 | 365 | 11.9737 | 11 | 0.97369
11330 | 12.04 | 1 | 2018-12-31 | 2019-12-31 | 365 | 13.7955 | 13 | 0.79553
11417 | 6.05 | 1 | 2018-12-31 | 2019-12-31 | 365 | 6.9321 | 6 | 0.93214
5552 | 3.57 | 1 | 2018-12-31 | 2019-12-31 | 365 | 4.0905 | 4 | 0.090535
48182 | 22 | 1 | 2018-12-31 | 2019-12-31 | 365 | 25.2078 | 25 | 0.20778
14679 | 7.14 | 1 | 2018-12-31 | 2019-12-31 | 365 | 8.1811 | 8 | 0.18107
20242 | 3.5 | 1 | 2018-12-31 | 2019-12-31 | 365 | 4.0103 | 4 | 0.010328
8897 | 9.35 | 1 | 2018-12-31 | 2019-12-31 | 365 | 10.7133 | 10 | 0.7133
11329 | 10.64 | 1 | 2018-12-31 | 2019-12-31 | 365 | 12.1914 | 12 | 0.1914
13619 | 7.155 | 1 | 2018-12-31 | 2019-12-31 | 365 | 8.1983 | 8 | 0.19826
47212 | 5.5 | 1 | 2018-12-31 | 2019-12-31 | 365 | 6.3019 | 6 | 0.30194
6588 | 10.725 | 1 | 2018-12-31 | 2019-12-31 | 365 | 12.2888 | 12 | 0.28879
7104 | 6.875 | 1 | 2018-12-31 | 2019-12-31 | 365 | 7.8774 | 7 | 0.87743
11445 | 6.6 | 1 | 2018-12-31 | 2019-12-31 | 365 | 7.5623 | 7 | 0.56233
34917 | 7.7 | 1 | 2018-12-31 | 2019-12-31 | 365 | 8.8227 | 8 | 0.82272
42492 | 4.125 | 1 | 2018-12-31 | 2019-12-31 | 365 | 4.7265 | 4 | 0.72646
5628 | 7.975 | 1 | 2018-12-31 | 2019-12-31 | 365 | 9.1378 | 9 | 0.13782
16165 | 7.425 | 1 | 2018-12-31 | 2019-12-31 | 365 | 8.5076 | 8 | 0.50762
7247 | 13.4 | 1 | 2018-12-31 | 2019-12-31 | 365 | 15.3538 | 15 | 0.35383
7599 | 8.25 | 1 | 2018-12-31 | 2019-12-31 | 365 | 9.4529 | 9 | 0.45292
6443 | 9 | 1 | 2018-12-31 | 2019-12-31 | 365 | 10.3123 | 10 | 0.31227
8898 | 4.95 | 1 | 2018-12-31 | 2019-12-31 | 365 | 5.6717 | 5 | 0.67175
19596 | 7.7 | 1 | 2018-12-31 | 2019-12-31 | 365 | 8.8227 | 8 | 0.82272
9529 | 4.95 | 1 | 2018-12-31 | 2019-12-31 | 365 | 5.6717 | 5 | 0.67175
12574 | 2.2 | 1 | 2018-12-31 | 2019-12-31 | 365 | 2.5208 | 2 | 0.52078
25576 | 6.16 | 1 | 2018-12-31 | 2019-12-31 | 365 | 7.0582 | 7 | 0.058177
7932 | 5.775 | 1 | 2018-12-31 | 2019-12-31 | 365 | 6.617 | 6 | 0.61704
48705 | 14.85 | 1 | 2018-12-31 | 2019-12-31 | 365 | 17.0152 | 17 | 0.015249
19593 | 6.6 | 1 | 2018-12-31 | 2019-12-31 | 365 | 7.5623 | 7 | 0.56233
7108 | 12 | 1 | 2018-12-31 | 2019-12-31 | 365 | 13.7497 | 13 | 0.7497
7244 | 8.97 | 1 | 2018-12-31 | 2019-12-31 | 365 | 10.2779 | 10 | 0.2779
21137 | 9.315 | 1 | 2018-12-31 | 2019-12-31 | 365 | 10.6732 | 10 | 0.6732
6580 | 3.315 | 1 | 2018-12-31 | 2019-12-31 | 365 | 3.7984 | 3 | 0.79835
4372 | 6.336 | 1 | 2018-12-31 | 2019-12-31 | 365 | 7.2598 | 7 | 0.25984
15359 | 6.05 | 1 | 2018-12-31 | 2019-12-31 | 365 | 6.9321 | 6 | 0.93214
5639 | 9.8 | 1 | 2018-12-31 | 2019-12-31 | 365 | 11.2289 | 11 | 0.22892
15364 | 8.4 | 1 | 2018-12-31 | 2019-12-31 | 365 | 9.6248 | 9 | 0.62479
13349 | 8.28 | 1 | 2018-12-31 | 2019-12-31 | 365 | 9.4873 | 9 | 0.48729
16166 | 7.65 | 1 | 2018-12-31 | 2019-12-31 | 365 | 8.7654 | 8 | 0.76543
16609 | 8.525 | 1 | 2018-12-31 | 2019-12-31 | 365 | 9.768 | 9 | 0.76801
13731 | 5.5 | 1 | 2018-12-31 | 2019-12-31 | 365 | 6.3019 | 6 | 0.30194
20698 | 4.95 | 1 | 2018-12-31 | 2019-12-31 | 365 | 5.6717 | 5 | 0.67175
17168 | 3.85 | 1 | 2018-12-31 | 2019-12-31 | 365 | 4.4114 | 4 | 0.41136
18643 | 6.05 | 1 | 2018-12-31 | 2019-12-31 | 365 | 6.9321 | 6 | 0.93214
18629 | 7.975 | 1 | 2018-12-31 | 2019-12-31 | 365 | 9.1378 | 9 | 0.13782
33112 | 11.825 | 1 | 2018-12-31 | 2019-12-31 | 365 | 13.5492 | 13 | 0.54918
20758 | 7.975 | 1 | 2018-12-31 | 2019-12-31 | 365 | 9.1378 | 9 | 0.13782
8916 | 8.8 | 1 | 2018-12-31 | 2019-12-31 | 365 | 10.0831 | 10 | 0.08311
12429 | 6.6 | 1 | 2018-12-31 | 2019-12-31 | 365 | 7.5623 | 7 | 0.56233
15703 | 5.5 | 1 | 2018-12-31 | 2019-12-31 | 365 | 6.3019 | 6 | 0.30194
55273 | 5.5 | 1 | 2018-12-31 | 2019-12-31 | 365 | 6.3019 | 6 | 0.30194
6698 | 6 | 1 | 2018-12-31 | 2019-12-31 | 365 | 6.8748 | 6 | 0.87485
13318 | 6.6 | 1 | 2018-12-31 | 2019-12-31 | 365 | 7.5623 | 7 | 0.56233
12645 | 7.425 | 1 | 2018-12-31 | 2019-12-31 | 365 | 8.5076 | 8 | 0.50762
11282 | 9.35 | 1 | 2018-12-31 | 2019-12-31 | 365 | 10.7133 | 10 | 0.7133
8895 | 9.66 | 1 | 2018-12-31 | 2019-12-31 | 365 | 11.0685 | 11 | 0.068505
10325 | 7.14 | 1 | 2018-12-31 | 2019-12-31 | 365 | 8.1811 | 8 | 0.18107
6786 | 9.9 | 1 | 2018-12-31 | 2019-12-31 | 365 | 11.3435 | 11 | 0.3435
13728 | 6.6 | 1 | 2018-12-31 | 2019-12-31 | 365 | 7.5623 | 7 | 0.56233
58569 | 3.36 | 1 | 2018-12-31 | 2019-12-31 | 365 | 3.8499 | 3 | 0.84991
15358 | 6.44 | 1 | 2018-12-31 | 2019-12-31 | 365 | 7.379 | 7 | 0.379
21302 | 5.225 | 1 | 2018-12-31 | 2019-12-31 | 365 | 5.9868 | 5 | 0.98685
29402 | 9.975 | 1 | 2018-12-31 | 2019-12-31 | 365 | 11.4294 | 11 | 0.42943
51205 | 4.4 | 1 | 2018-12-31 | 2019-12-31 | 365 | 5.0416 | 5 | 0.041555
11437 | 4.095 | 1 | 2018-12-31 | 2019-12-31 | 365 | 4.6921 | 4 | 0.69208
18638 | 7.15 | 1 | 2018-12-31 | 2019-12-31 | 365 | 8.1925 | 8 | 0.19253
8896 | 6.75 | 1 | 2018-12-31 | 2019-12-31 | 365 | 7.7342 | 7 | 0.7342
15711 | 6.75 | 1 | 2018-12-31 | 2019-12-31 | 365 | 7.7342 | 7 | 0.7342
8893 | 6.21 | 1 | 2018-12-31 | 2019-12-31 | 365 | 7.1155 | 7 | 0.11547
11439 | 9.945 | 1 | 2018-12-31 | 2019-12-31 | 365 | 11.3951 | 11 | 0.39506
21676 | 6.05 | 1 | 2018-12-31 | 2019-12-31 | 365 | 6.9321 | 6 | 0.93214
13753 | 4.59 | 1 | 2018-12-31 | 2019-12-31 | 365 | 5.2593 | 5 | 0.25926
7261 | 9.435 | 1 | 2018-12-31 | 2019-12-31 | 365 | 10.8107 | 10 | 0.8107
7263 | 8.28 | 1 | 2018-12-31 | 2019-12-31 | 365 | 9.4873 | 9 | 0.48729
15112 | 7.5 | 1 | 2018-12-31 | 2019-12-31 | 365 | 8.5936 | 8 | 0.59356
23637 | 6.16 | 1 | 2018-12-31 | 2019-12-31 | 365 | 7.0582 | 7 | 0.058177
18601 | 4.8 | 1 | 2018-12-31 | 2019-12-31 | 365 | 5.4999 | 5 | 0.49988
13231 | 7.15 | 1 | 2018-12-31 | 2019-12-31 | 365 | 8.1925 | 8 | 0.19253
50046 | 4.95 | 1 | 2018-12-31 | 2019-12-31 | 365 | 5.6717 | 5 | 0.67175
53932 | 7.6 | 1 | 2018-12-31 | 2019-12-31 | 365 | 8.7081 | 8 | 0.70814
50992 | 13.77 | 1 | 2018-12-31 | 2019-12-31 | 365 | 15.7778 | 15 | 0.77778
13722 | 6.325 | 1 | 2018-12-31 | 2019-12-31 | 365 | 7.2472 | 7 | 0.24724
7601 | 14.85 | 1 | 2018-12-31 | 2019-12-31 | 365 | 17.0152 | 17 | 0.015249
7600 | 7.37 | 1 | 2018-12-31 | 2019-12-31 | 365 | 8.4446 | 8 | 0.4446
2816 | 3.06 | 1 | 2018-12-31 | 2019-12-31 | 365 | 3.5062 | 3 | 0.50617
3007 | 5.865 | 1 | 2018-12-31 | 2019-12-31 | 365 | 6.7202 | 6 | 0.72016
3009 | 5.865 | 1 | 2018-12-31 | 2019-12-31 | 365 | 6.7202 | 6 | 0.72016
3010 | 1.53 | 1 | 2018-12-31 | 2019-12-31 | 365 | 1.7531 | 1 | 0.75309
3325 | 6.63 | 1 | 2018-12-31 | 2019-12-31 | 365 | 7.5967 | 7 | 0.59671
3439 | 8.25 | 1 | 2018-12-31 | 2019-12-31 | 365 | 9.4529 | 9 | 0.45292
3520 | 52.8 | 0.9 | 2018-12-31 | 2019-12-31 | 365 | 54.4488 | 54 | 0.4488
3531 | 6.12 | 1 | 2018-12-31 | 2019-12-31 | 365 | 7.0123 | 7 | 0.012345
3532 | 17.76 | 1 | 2018-12-31 | 2019-12-31 | 365 | 20.3496 | 20 | 0.34955
11251 | 8.68 | 1 | 2018-12-31 | 2019-12-31 | 365 | 9.9456 | 9 | 0.94561
20481 | 6.6 | 1 | 2018-12-31 | 2019-12-31 | 365 | 7.5623 | 7 | 0.56233
16868 | 5.06 | 1 | 2018-12-31 | 2019-12-31 | 365 | 5.7978 | 5 | 0.79779
15111 | 8.525 | 1 | 2018-12-31 | 2019-12-31 | 365 | 9.768 | 9 | 0.76801
16188 | 11 | 1 | 2018-12-31 | 2019-12-31 | 365 | 12.6039 | 12 | 0.60389
8901 | 8.829 | 1 | 2018-12-31 | 2019-12-31 | 365 | 10.1163 | 10 | 0.11634
8902 | 8.8 | 1 | 2018-12-31 | 2019-12-31 | 365 | 10.0831 | 10 | 0.08311
47695 | 4.125 | 1 | 2018-12-31 | 2019-12-31 | 365 | 4.7265 | 4 | 0.72646
16647 | 6.05 | 1 | 2018-12-31 | 2019-12-31 | 365 | 6.9321 | 6 | 0.93214
8905 | 5.04 | 1 | 2018-12-31 | 2019-12-31 | 365 | 5.7749 | 5 | 0.77487
21054 | 7.521 | 1 | 2018-12-31 | 2019-12-31 | 365 | 8.6176 | 8 | 0.61762
25518 | 4.95 | 1 | 2018-12-31 | 2019-12-31 | 365 | 5.6717 | 5 | 0.67175
13599 | 4.95 | 1 | 2018-12-31 | 2019-12-31 | 365 | 5.6717 | 5 | 0.67175
46123 | 5.775 | 1 | 2018-12-31 | 2019-12-31 | 365 | 6.617 | 6 | 0.61704
63742 | 5.32 | 1 | 2018-12-31 | 2019-12-31 | 365 | 6.0957 | 6 | 0.095699
8900 | 3.3 | 1 | 2018-12-31 | 2019-12-31 | 365 | 3.7812 | 3 | 0.78117
20816 | 6.72 | 1 | 2018-12-31 | 2019-12-31 | 365 | 7.6998 | 7 | 0.69983
57157 | 10.45 | 1 | 2018-12-31 | 2019-12-31 | 365 | 11.9737 | 11 | 0.97369
8914 | 8.415 | 1 | 2018-12-31 | 2019-12-31 | 365 | 9.642 | 9 | 0.64197
16483 | 14.3 | 1 | 2018-12-31 | 2019-12-31 | 365 | 16.3851 | 16 | 0.38505
11421 | 13.005 | 1 | 2018-12-31 | 2019-12-31 | 365 | 14.9012 | 14 | 0.90123
14673 | 3.924 | 1 | 2018-12-31 | 2019-12-31 | 365 | 4.4962 | 4 | 0.49615
13686 | 5.04 | 1 | 2018-12-31 | 2019-12-31 | 365 | 5.7749 | 5 | 0.77487
9483 | 7.14 | 1 | 2018-12-31 | 2019-12-31 | 365 | 8.1811 | 8 | 0.18107
37426 | 14.85 | 1 | 2018-12-31 | 2019-12-31 | 365 | 17.0152 | 17 | 0.015249
8906 | 12.24 | 1 | 2018-12-31 | 2019-12-31 | 365 | 14.0247 | 14 | 0.02469
8907 | 4.845 | 1 | 2018-12-31 | 2019-12-31 | 365 | 5.5514 | 5 | 0.55144
8908 | 8.1 | 1 | 2018-12-31 | 2019-12-31 | 365 | 9.281 | 9 | 0.28104
14292 | 7.15 | 1 | 2018-12-31 | 2019-12-31 | 365 | 8.1925 | 8 | 0.19253
14675 | 8.4 | 1 | 2018-12-31 | 2019-12-31 | 365 | 9.6248 | 9 | 0.62479
11334 | 5.94 | 1 | 2018-12-31 | 2019-12-31 | 365 | 6.8061 | 6 | 0.8061
16646 | 6.05 | 1 | 2018-12-31 | 2019-12-31 | 365 | 6.9321 | 6 | 0.93214
3534 | 58.14 | 0.9 | 2018-12-31 | 2019-12-31 | 365 | 59.9555 | 59 | 0.95555
50883 | 9.72 | 1 | 2018-12-31 | 2019-12-31 | 365 | 11.1373 | 11 | 0.13725
21304 | 7 | 1 | 2018-12-31 | 2019-12-31 | 365 | 8.0207 | 8 | 0.020656
18492 | 12.753 | 1 | 2018-12-31 | 2019-12-31 | 365 | 14.6125 | 14 | 0.61249
20685 | 4.95 | 1 | 2018-12-31 | 2019-12-31 | 365 | 5.6717 | 5 | 0.67175
16201 | 7.975 | 1 | 2018-12-31 | 2019-12-31 | 365 | 9.1378 | 9 | 0.13782
14554 | 7.56 | 1 | 2018-12-31 | 2019-12-31 | 365 | 8.6623 | 8 | 0.66231
9482 | 6.6 | 1 | 2018-12-31 | 2019-12-31 | 365 | 7.5623 | 7 | 0.56233
11270 | 6.885 | 1 | 2018-12-31 | 2019-12-31 | 365 | 7.8889 | 7 | 0.88889
20999 | 7.14 | 1 | 2018-12-31 | 2019-12-31 | 365 | 8.1811 | 8 | 0.18107
9484 | 7.7 | 1 | 2018-12-31 | 2019-12-31 | 365 | 8.8227 | 8 | 0.82272
9430 | 9.81 | 1 | 2018-12-31 | 2019-12-31 | 365 | 11.2404 | 11 | 0.24038
16621 | 4.4 | 1 | 2018-12-31 | 2019-12-31 | 365 | 5.0416 | 5 | 0.041555
13350 | 7.035 | 1 | 2018-12-31 | 2019-12-31 | 365 | 8.0608 | 8 | 0.060759
13684 | 6.9 | 1 | 2018-12-31 | 2019-12-31 | 365 | 7.9061 | 7 | 0.90608
33004 | 9.5 | 1 | 2018-12-31 | 2019-12-31 | 365 | 10.8852 | 10 | 0.88518
73686 | 3.78 | 1 | 2018-12-31 | 2019-12-31 | 365 | 4.3312 | 4 | 0.33115
9480 | 4.125 | 1 | 2018-12-31 | 2019-12-31 | 365 | 4.7265 | 4 | 0.72646
33002 | 9.075 | 1 | 2018-12-31 | 2019-12-31 | 365 | 10.3982 | 10 | 0.39821
20626 | 10.5 | 1 | 2018-12-31 | 2019-12-31 | 365 | 12.031 | 12 | 0.030984
16010 | 6.05 | 1 | 2018-12-31 | 2019-12-31 | 365 | 6.9321 | 6 | 0.93214
17172 | 9.435 | 1 | 2018-12-31 | 2019-12-31 | 365 | 10.8107 | 10 | 0.8107
4031 | 6.89 | 1 | 2018-12-31 | 2019-12-31 | 365 | 7.8946 | 7 | 0.89462
4133 | 6.38 | 1 | 2018-12-31 | 2019-12-31 | 365 | 7.3103 | 7 | 0.31026
3533 | 57.2 | 0.9 | 2018-12-31 | 2019-12-31 | 365 | 58.9862 | 58 | 0.9862
4409 | 6.03 | 1 | 2018-12-31 | 2019-12-31 | 365 | 6.9092 | 6 | 0.90922
4410 | 11.772 | 1 | 2018-12-31 | 2019-12-31 | 365 | 13.4885 | 13 | 0.48845
4511 | 23 | 1 | 2018-12-31 | 2019-12-31 | 365 | 26.3536 | 26 | 0.35358
3061 | 7.85 | 1 | 2018-12-31 | 2019-12-31 | 365 | 8.9946 | 8 | 0.99459
4638 | 5.865 | 1 | 2018-12-31 | 2019-12-31 | 365 | 6.7202 | 6 | 0.72016
4857 | 8.16 | 1 | 2018-12-31 | 2019-12-31 | 365 | 9.3498 | 9 | 0.34979
4858 | 7.194 | 1 | 2018-12-31 | 2019-12-31 | 365 | 8.2429 | 8 | 0.24294
4520 | 5.1 | 1 | 2018-12-31 | 2019-12-31 | 365 | 5.8436 | 5 | 0.84362
5107 | 6.885 | 1 | 2018-12-31 | 2019-12-31 | 365 | 7.8889 | 7 | 0.88889
5110 | 17.004 | 1 | 2018-12-31 | 2019-12-31 | 365 | 19.4833 | 19 | 0.48332
5112 | 7.65 | 1 | 2018-12-31 | 2019-12-31 | 365 | 8.7654 | 8 | 0.76543
5113 | 9.9 | 1 | 2018-12-31 | 2019-12-31 | 365 | 11.3435 | 11 | 0.3435
5114 | 8.16 | 1 | 2018-12-31 | 2019-12-31 | 365 | 9.3498 | 9 | 0.34979
5344 | 6 | 1 | 2018-12-31 | 2019-12-31 | 365 | 6.8748 | 6 | 0.87485
2172 | 2.45 | 1 | 2018-12-31 | 2019-12-31 | 365 | 2.8072 | 2 | 0.80723
5347 | 9.5 | 1 | 2018-12-31 | 2019-12-31 | 365 | 10.8852 | 10 | 0.88518
13444 | 8.97 | 1 | 2018-12-31 | 2019-12-31 | 365 | 10.2779 | 10 | 0.2779
21140 | 14.74 | 1 | 2018-12-31 | 2019-12-31 | 365 | 16.8892 | 16 | 0.88921
17170 | 8.525 | 1 | 2018-12-31 | 2019-12-31 | 365 | 9.768 | 9 | 0.76801
11440 | 6.555 | 1 | 2018-12-31 | 2019-12-31 | 365 | 7.5108 | 7 | 0.51077
21673 | 7 | 1 | 2018-12-31 | 2019-12-31 | 365 | 8.0207 | 8 | 0.020656
18628 | 5.1 | 1 | 2018-12-31 | 2019-12-31 | 365 | 5.8436 | 5 | 0.84362
11645 | 7.975 | 1 | 2018-12-31 | 2019-12-31 | 365 | 9.1378 | 9 | 0.13782
16622 | 5.75 | 1 | 2018-12-31 | 2019-12-31 | 365 | 6.5884 | 6 | 0.5884
13910 | 7.84 | 1 | 2018-12-31 | 2019-12-31 | 365 | 8.9831 | 8 | 0.98313
53983 | 10.71 | 1 | 2018-12-31 | 2019-12-31 | 365 | 12.2716 | 12 | 0.2716
24093 | 6.21 | 1 | 2018-12-31 | 2019-12-31 | 365 | 7.1155 | 7 | 0.11547
20474 | 14.84 | 1 | 2018-12-31 | 2019-12-31 | 365 | 17.0038 | 17 | 0.0037907
11264 | 9.18 | 1 | 2018-12-31 | 2019-12-31 | 365 | 10.5185 | 10 | 0.51852
12780 | 8.28 | 1 | 2018-12-31 | 2019-12-31 | 365 | 9.4873 | 9 | 0.48729
15110 | 7.245 | 1 | 2018-12-31 | 2019-12-31 | 365 | 8.3014 | 8 | 0.30138
19179 | 10.2 | 1 | 2018-12-31 | 2019-12-31 | 365 | 11.6872 | 11 | 0.68724
20486 | 10.98 | 1 | 2018-12-31 | 2019-12-31 | 365 | 12.581 | 12 | 0.58097
16591 | 5.88 | 1 | 2018-12-31 | 2019-12-31 | 365 | 6.7374 | 6 | 0.73735
45242 | 4.8 | 1 | 2018-12-31 | 2019-12-31 | 365 | 5.4999 | 5 | 0.49988
20813 | 7.14 | 1 | 2018-12-31 | 2019-12-31 | 365 | 8.1811 | 8 | 0.18107
24090 | 8.525 | 1 | 2018-12-31 | 2019-12-31 | 365 | 9.768 | 9 | 0.76801
11259 | 9.69 | 1 | 2018-12-31 | 2019-12-31 | 365 | 11.1029 | 11 | 0.10288
24156 | 6.6 | 1 | 2018-12-31 | 2019-12-31 | 365 | 7.5623 | 7 | 0.56233
50043 | 6.5 | 1 | 2018-12-31 | 2019-12-31 | 365 | 7.4478 | 7 | 0.44775
13810 | 4.5 | 1 | 2018-12-31 | 2019-12-31 | 365 | 5.1561 | 5 | 0.15614
18600 | 5.5 | 1 | 2018-12-31 | 2019-12-31 | 365 | 6.3019 | 6 | 0.30194
20274 | 8.16 | 1 | 2018-12-31 | 2019-12-31 | 365 | 9.3498 | 9 | 0.34979
20946 | 5.886 | 1 | 2018-12-31 | 2019-12-31 | 365 | 6.7442 | 6 | 0.74423
16607 | 8.4 | 1 | 2018-12-31 | 2019-12-31 | 365 | 9.6248 | 9 | 0.62479
18596 | 2.7 | 1 | 2018-12-31 | 2019-12-31 | 365 | 3.0937 | 3 | 0.093682
11268 | 10.05 | 1 | 2018-12-31 | 2019-12-31 | 365 | 11.5154 | 11 | 0.51537
26020 | 7.56 | 1 | 2018-12-31 | 2019-12-31 | 365 | 8.6623 | 8 | 0.66231
21000 | 8.4 | 1 | 2018-12-31 | 2019-12-31 | 365 | 9.6248 | 9 | 0.62479
20245 | 4.4 | 1 | 2018-12-31 | 2019-12-31 | 365 | 5.0416 | 5 | 0.041555
53970 | 6.63 | 1 | 2018-12-31 | 2019-12-31 | 365 | 7.5967 | 7 | 0.59671
21068 | 3.924 | 1 | 2018-12-31 | 2019-12-31 | 365 | 4.4962 | 4 | 0.49615
20243 | 7.975 | 1 | 2018-12-31 | 2019-12-31 | 365 | 9.1378 | 9 | 0.13782
54265 | 5.4 | 1 | 2018-12-31 | 2019-12-31 | 365 | 6.1874 | 6 | 0.18736
21011 | 4.95 | 1 | 2018-12-31 | 2019-12-31 | 365 | 5.6717 | 5 | 0.67175
18347 | 6.5 | 1 | 2018-12-31 | 2019-12-31 | 365 | 7.4478 | 7 | 0.44775
18598 | 6.6 | 1 | 2018-12-31 | 2019-12-31 | 365 | 7.5623 | 7 | 0.56233
14553 | 5.83 | 1 | 2018-12-31 | 2019-12-31 | 365 | 6.6801 | 6 | 0.68006
11262 | 9.69 | 1 | 2018-12-31 | 2019-12-31 | 365 | 11.1029 | 11 | 0.10288
13442 | 9.72 | 1 | 2018-12-31 | 2019-12-31 | 365 | 11.1373 | 11 | 0.13725
5618 | 8.42 | 1 | 2018-12-31 | 2019-12-31 | 365 | 9.6477 | 9 | 0.6477
5340 | 7.7 | 1 | 2018-12-31 | 2019-12-31 | 365 | 8.8227 | 8 | 0.82272
5554 | 7.975 | 1 | 2018-12-31 | 2019-12-31 | 365 | 9.1378 | 9 | 0.13782
5555 | 6.5 | 1 | 2018-12-31 | 2019-12-31 | 365 | 7.4478 | 7 | 0.44775
5620 | 3.57 | 1 | 2018-12-31 | 2019-12-31 | 365 | 4.0905 | 4 | 0.090535
6446 | 8.67 | 1 | 2018-12-31 | 2019-12-31 | 365 | 9.9342 | 9 | 0.93416
32077 | 7.14 | 1 | 2018-12-31 | 2019-12-31 | 365 | 8.1811 | 8 | 0.18107
14672 | 7.7 | 1 | 2018-12-31 | 2019-12-31 | 365 | 8.8227 | 8 | 0.82272
13796 | 5.61 | 1 | 2018-12-31 | 2019-12-31 | 365 | 6.428 | 6 | 0.42798
18349 | 7.905 | 1 | 2018-12-31 | 2019-12-31 | 365 | 9.0576 | 9 | 0.057612
56204 | 8.88 | 1 | 2018-12-31 | 2019-12-31 | 365 | 10.1748 | 10 | 0.17478
14907 | 9.045 | 1 | 2018-12-31 | 2019-12-31 | 365 | 10.3638 | 10 | 0.36383
51364 | 9.69 | 1 | 2018-12-31 | 2019-12-31 | 365 | 11.1029 | 11 | 0.10288
32011 | 3.92 | 1 | 2018-12-31 | 2019-12-31 | 365 | 4.4916 | 4 | 0.49157
23042 | 6.03 | 1 | 2018-12-31 | 2019-12-31 | 365 | 6.9092 | 6 | 0.90922
11254 | 2.8 | 1 | 2018-12-31 | 2019-12-31 | 365 | 3.2083 | 3 | 0.20826
14551 | 5.232 | 1 | 2018-12-31 | 2019-12-31 | 365 | 5.9949 | 5 | 0.99487
13138 | 8.71 | 1 | 2018-12-31 | 2019-12-31 | 365 | 9.98 | 9 | 0.97999
13449 | 7.95 | 1 | 2018-12-31 | 2019-12-31 | 365 | 9.1092 | 9 | 0.10917
17088 | 7.2 | 1 | 2018-12-31 | 2019-12-31 | 365 | 8.2498 | 8 | 0.24982
16860 | 7.28 | 1 | 2018-12-31 | 2019-12-31 | 365 | 8.3415 | 8 | 0.34148
13470 | 5.5 | 1 | 2018-12-31 | 2019-12-31 | 365 | 6.3019 | 6 | 0.30194
18699 | 10.36 | 1 | 2018-12-31 | 2019-12-31 | 365 | 11.8706 | 11 | 0.87057
13352 | 7.84 | 1 | 2018-12-31 | 2019-12-31 | 365 | 8.9831 | 8 | 0.98313
16866 | 9.35 | 1 | 2018-12-31 | 2019-12-31 | 365 | 10.7133 | 10 | 0.7133
13565 | 4.86 | 1 | 2018-12-31 | 2019-12-31 | 365 | 5.5686 | 5 | 0.56863
22533 | 9.715 | 1 | 2018-12-31 | 2019-12-31 | 365 | 11.1315 | 11 | 0.13152
24158 | 5.5 | 1 | 2018-12-31 | 2019-12-31 | 365 | 6.3019 | 6 | 0.30194
13576 | 5.5 | 1 | 2018-12-31 | 2019-12-31 | 365 | 6.3019 | 6 | 0.30194
23642 | 9.435 | 1 | 2018-12-31 | 2019-12-31 | 365 | 10.8107 | 10 | 0.8107
13600 | 8.925 | 1 | 2018-12-31 | 2019-12-31 | 365 | 10.2263 | 10 | 0.22634
28569 | 5.72 | 1 | 2018-12-31 | 2019-12-31 | 365 | 6.554 | 6 | 0.55402
21672 | 4.16 | 1 | 2018-12-31 | 2019-12-31 | 365 | 4.7666 | 4 | 0.76656
48723 | 5.04 | 1 | 2018-12-31 | 2019-12-31 | 365 | 5.7749 | 5 | 0.77487
13450 | 4.59 | 1 | 2018-12-31 | 2019-12-31 | 365 | 5.2593 | 5 | 0.25926
14909 | 5.775 | 1 | 2018-12-31 | 2019-12-31 | 365 | 6.617 | 6 | 0.61704
20751 | 14.74 | 1 | 2018-12-31 | 2019-12-31 | 365 | 16.8892 | 16 | 0.88921
17087 | 9.66 | 1 | 2018-12-31 | 2019-12-31 | 365 | 11.0685 | 11 | 0.068505
13798 | 4.335 | 1 | 2018-12-31 | 2019-12-31 | 365 | 4.9671 | 4 | 0.96708
7098 | 100.716 | 0.9 | 2018-12-31 | 2019-12-31 | 365 | 103.8611 | 103 | 0.86108
7097 | 188.352 | 1 | 2018-12-31 | 2019-12-31 | 365 | 215.8152 | 215 | 0.81523
7099 | 7.7 | 1 | 2018-12-31 | 2019-12-31 | 365 | 8.8227 | 8 | 0.82272
7596 | 6.375 | 1 | 2018-12-31 | 2019-12-31 | 365 | 7.3045 | 7 | 0.30453
13471 | 7.7 | 1 | 2018-12-31 | 2019-12-31 | 365 | 8.8227 | 8 | 0.82272
28527 | 4.95 | 1 | 2018-12-31 | 2019-12-31 | 365 | 5.6717 | 5 | 0.67175
15715 | 7.56 | 1 | 2018-12-31 | 2019-12-31 | 365 | 8.6623 | 8 | 0.66231
16182 | 7.425 | 1 | 2018-12-31 | 2019-12-31 | 365 | 8.5076 | 8 | 0.50762
46561 | 9.88 | 1 | 2018-12-31 | 2019-12-31 | 365 | 11.3206 | 11 | 0.32058
26019 | 6.885 | 1 | 2018-12-31 | 2019-12-31 | 365 | 7.8889 | 7 | 0.88889
52736 | 5.1 | 1 | 2018-12-31 | 2019-12-31 | 365 | 5.8436 | 5 | 0.84362
18839 | 9.35 | 1 | 2018-12-31 | 2019-12-31 | 365 | 10.7133 | 10 | 0.7133
14678 | 9.945 | 1 | 2018-12-31 | 2019-12-31 | 365 | 11.3951 | 11 | 0.39506
53199 | 8.502 | 1 | 2018-12-31 | 2019-12-31 | 365 | 9.7417 | 9 | 0.74166
21051 | 13.68 | 1 | 2018-12-31 | 2019-12-31 | 365 | 15.6747 | 15 | 0.67465
18348 | 4.59 | 1 | 2018-12-31 | 2019-12-31 | 365 | 5.2593 | 5 | 0.25926
21003 | 4.95 | 1 | 2018-12-31 | 2019-12-31 | 365 | 5.6717 | 5 | 0.67175
18523 | 7.7 | 1 | 2018-12-31 | 2019-12-31 | 365 | 8.8227 | 8 | 0.82272
35345 | 6.72 | 1 | 2018-12-31 | 2019-12-31 | 365 | 7.6998 | 7 | 0.69983
13451 | 5.61 | 1 | 2018-12-31 | 2019-12-31 | 365 | 6.428 | 6 | 0.42798
13808 | 11.475 | 1 | 2018-12-31 | 2019-12-31 | 365 | 13.1481 | 13 | 0.14815
15701 | 9.18 | 1 | 2018-12-31 | 2019-12-31 | 365 | 10.5185 | 10 | 0.51852
20241 | 10.791 | 1 | 2018-12-31 | 2019-12-31 | 365 | 12.3644 | 12 | 0.36441
53101 | 5.36 | 1 | 2018-12-31 | 2019-12-31 | 365 | 6.1415 | 6 | 0.14153
17083 | 7.7 | 1 | 2018-12-31 | 2019-12-31 | 365 | 8.8227 | 8 | 0.82272
22714 | 8.32 | 1 | 2018-12-31 | 2019-12-31 | 365 | 9.5331 | 9 | 0.53312
13351 | 5.6 | 1 | 2018-12-31 | 2019-12-31 | 365 | 6.4165 | 6 | 0.41652
20705 | 8.96 | 1 | 2018-12-31 | 2019-12-31 | 365 | 10.2664 | 10 | 0.26644
18346 | 7.7 | 1 | 2018-12-31 | 2019-12-31 | 365 | 8.8227 | 8 | 0.82272
15709 | 5.52 | 1 | 2018-12-31 | 2019-12-31 | 365 | 6.3249 | 6 | 0.32486
19178 | 10.35 | 1 | 2018-12-31 | 2019-12-31 | 365 | 11.8591 | 11 | 0.85911
21142 | 5.1 | 1 | 2018-12-31 | 2019-12-31 | 365 | 5.8436 | 5 | 0.84362
16944 | 8.4 | 1 | 2018-12-31 | 2019-12-31 | 365 | 9.6248 | 9 | 0.62479
55271 | 9.35 | 1 | 2018-12-31 | 2019-12-31 | 365 | 10.7133 | 10 | 0.7133
13687 | 9.35 | 1 | 2018-12-31 | 2019-12-31 | 365 | 10.7133 | 10 | 0.7133
18516 | 6.3 | 1 | 2018-12-31 | 2019-12-31 | 365 | 7.2186 | 7 | 0.21859
33027 | 5.2 | 1 | 2018-12-31 | 2019-12-31 | 365 | 5.9582 | 5 | 0.9582
11648 | 8.67 | 1 | 2018-12-31 | 2019-12-31 | 365 | 9.9342 | 9 | 0.93416
16864 | 9 | 1 | 2018-12-31 | 2019-12-31 | 365 | 10.3123 | 10 | 0.31227
20488 | 4.335 | 1 | 2018-12-31 | 2019-12-31 | 365 | 4.9671 | 4 | 0.96708
52623 | 8.25 | 1 | 2018-12-31 | 2019-12-31 | 365 | 9.4529 | 9 | 0.45292
14550 | 7.65 | 1 | 2018-12-31 | 2019-12-31 | 365 | 8.7654 | 8 | 0.76543
19597 | 7.65 | 1 | 2018-12-31 | 2019-12-31 | 365 | 8.7654 | 8 | 0.76543
17166 | 5.61 | 1 | 2018-12-31 | 2019-12-31 | 365 | 6.428 | 6 | 0.42798
20625 | 4.59 | 1 | 2018-12-31 | 2019-12-31 | 365 | 5.2593 | 5 | 0.25926
46201 | 11 | 1 | 2018-12-31 | 2019-12-31 | 365 | 12.6039 | 12 | 0.60389
53294 | 2.2 | 1 | 2018-12-31 | 2019-12-31 | 365 | 2.5208 | 2 | 0.52078
20031 | 8.25 | 1 | 2018-12-31 | 2019-12-31 | 365 | 9.4529 | 9 | 0.45292
16192 | 9.92 | 1 | 2018-12-31 | 2019-12-31 | 365 | 11.3664 | 11 | 0.36642
16592 | 9.625 | 1 | 2018-12-31 | 2019-12-31 | 365 | 11.0284 | 11 | 0.028402
22280 | 6.76 | 1 | 2018-12-31 | 2019-12-31 | 365 | 7.7457 | 7 | 0.74566
78439 | 6.84 | 1 | 2018-12-31 | 2019-12-31 | 365 | 7.8373 | 7 | 0.83733
20756 | 3.9 | 1 | 2018-12-31 | 2019-12-31 | 365 | 4.4687 | 4 | 0.46865
49116 | 5.865 | 1 | 2018-12-31 | 2019-12-31 | 365 | 6.7202 | 6 | 0.72016
11649 | 6.05 | 1 | 2018-12-31 | 2019-12-31 | 365 | 6.9321 | 6 | 0.93214
20478 | 5.175 | 1 | 2018-12-31 | 2019-12-31 | 365 | 5.9296 | 5 | 0.92956
18520 | 8.925 | 1 | 2018-12-31 | 2019-12-31 | 365 | 10.2263 | 10 | 0.22634
15698 | 7.7 | 1 | 2018-12-31 | 2019-12-31 | 365 | 8.8227 | 8 | 0.82272
13472 | 3.3 | 1 | 2018-12-31 | 2019-12-31 | 365 | 3.7812 | 3 | 0.78117
14676 | 7.14 | 1 | 2018-12-31 | 2019-12-31 | 365 | 8.1811 | 8 | 0.18107
16157 | 10.05 | 1 | 2018-12-31 | 2019-12-31 | 365 | 11.5154 | 11 | 0.51537
4505 | 24.99 | 1 | 2018-12-31 | 2019-12-31 | 365 | 28.6337 | 28 | 0.63374
8704 | 138 | 0.9 | 2018-12-31 | 2019-12-31 | 365 | 142.3094 | 142 | 0.30935
5692 | 5 | 1 | 2018-12-31 | 2019-12-31 | 365 | 5.729 | 5 | 0.72904
6813 | 73.81 | 0.9 | 2018-12-31 | 2019-12-31 | 365 | 76.1149 | 76 | 0.11488
6816 | 73.81 | 0.9 | 2018-12-31 | 2019-12-31 | 365 | 76.1149 | 76 | 0.11488
6696 | 24.48 | 1 | 2018-12-31 | 2019-12-31 | 365 | 28.0494 | 28 | 0.04938
5626 | 10.175 | 1 | 2018-12-31 | 2019-12-31 | 365 | 11.6586 | 11 | 0.6586
7249 | 11 | 1 | 2018-12-31 | 2019-12-31 | 365 | 12.6039 | 12 | 0.60389
6440 | 6 | 1 | 2018-12-31 | 2019-12-31 | 365 | 6.8748 | 6 | 0.87485
8915 | 3.57 | 1 | 2018-12-31 | 2019-12-31 | 365 | 4.0905 | 4 | 0.090535
8912 | 10.08 | 1 | 2018-12-31 | 2019-12-31 | 365 | 11.5497 | 11 | 0.54974
8911 | 8.68 | 1 | 2018-12-31 | 2019-12-31 | 365 | 9.9456 | 9 | 0.94561
8910 | 5.7 | 1 | 2018-12-31 | 2019-12-31 | 365 | 6.5311 | 6 | 0.53111
8909 | 4.4 | 1 | 2018-12-31 | 2019-12-31 | 365 | 5.0416 | 5 | 0.041555
8891 | 7.65 | 1 | 2018-12-31 | 2019-12-31 | 365 | 8.7654 | 8 | 0.76543
8140 | 3.25 | 1 | 2018-12-31 | 2019-12-31 | 365 | 3.7239 | 3 | 0.72388
6697 | 31.9 | 0.9 | 2018-12-31 | 2019-12-31 | 365 | 32.8961 | 32 | 0.89615
23643 | 5.1 | 1 | 2018-12-31 | 2019-12-31 | 365 | 5.8436 | 5 | 0.84362
16949 | 5.4 | 1 | 2018-12-31 | 2019-12-31 | 365 | 6.1874 | 6 | 0.18736
16155 | 7.65 | 1 | 2018-12-31 | 2019-12-31 | 365 | 8.7654 | 8 | 0.76543
20034 | 9.9 | 1 | 2018-12-31 | 2019-12-31 | 365 | 11.3435 | 11 | 0.3435
13811 | 11.48 | 1 | 2018-12-31 | 2019-12-31 | 365 | 13.1539 | 13 | 0.15388
23037 | 9 | 1 | 2018-12-31 | 2019-12-31 | 365 | 10.3123 | 10 | 0.31227
20944 | 7.14 | 1 | 2018-12-31 | 2019-12-31 | 365 | 8.1811 | 8 | 0.18107
24718 | 3.6 | 1 | 2018-12-31 | 2019-12-31 | 365 | 4.1249 | 4 | 0.12491
24720 | 3.57 | 1 | 2018-12-31 | 2019-12-31 | 365 | 4.0905 | 4 | 0.090535
42497 | 5.67 | 1 | 2018-12-31 | 2019-12-31 | 365 | 6.4967 | 6 | 0.49673
13799 | 11 | 1 | 2018-12-31 | 2019-12-31 | 365 | 12.6039 | 12 | 0.60389
13816 | 9.18 | 1 | 2018-12-31 | 2019-12-31 | 365 | 10.5185 | 10 | 0.51852
32707 | 3.825 | 1 | 2018-12-31 | 2019-12-31 | 365 | 4.3827 | 4 | 0.38272
13819 | 9.18 | 1 | 2018-12-31 | 2019-12-31 | 365 | 10.5185 | 10 | 0.51852
26551 | 9.92 | 1 | 2018-12-31 | 2019-12-31 | 365 | 11.3664 | 11 | 0.36642
20818 | 9.18 | 1 | 2018-12-31 | 2019-12-31 | 365 | 10.5185 | 10 | 0.51852
20475 | 3.3 | 1 | 2018-12-31 | 2019-12-31 | 365 | 3.7812 | 3 | 0.78117
32023 | 12.825 | 1 | 2018-12-31 | 2019-12-31 | 365 | 14.695 | 14 | 0.69499
52807 | 7.15 | 1 | 2018-12-31 | 2019-12-31 | 365 | 8.1925 | 8 | 0.19253
20690 | 9.945 | 1 | 2018-12-31 | 2019-12-31 | 365 | 11.3951 | 11 | 0.39506
33407 | 6.24 | 1 | 2018-12-31 | 2019-12-31 | 365 | 7.1498 | 7 | 0.14984
17167 | 10.725 | 1 | 2018-12-31 | 2019-12-31 | 365 | 12.2888 | 12 | 0.28879
21134 | 4.845 | 1 | 2018-12-31 | 2019-12-31 | 365 | 5.5514 | 5 | 0.55144
20711 | 8.97 | 1 | 2018-12-31 | 2019-12-31 | 365 | 10.2779 | 10 | 0.2779
21014 | 8 | 1 | 2018-12-31 | 2019-12-31 | 365 | 9.1665 | 9 | 0.16646
20699 | 11.44 | 1 | 2018-12-31 | 2019-12-31 | 365 | 13.108 | 13 | 0.10804
20247 | 4.845 | 1 | 2018-12-31 | 2019-12-31 | 365 | 5.5514 | 5 | 0.55144
7111 | 1.785 | 1 | 2018-12-31 | 2019-12-31 | 365 | 2.0453 | 2 | 0.045267
7256 | 7.65 | 1 | 2018-12-31 | 2019-12-31 | 365 | 8.7654 | 8 | 0.76543
6590 | 13.065 | 1 | 2018-12-31 | 2019-12-31 | 365 | 14.97 | 14 | 0.96998
8141 | 100.8 | 0.9 | 2018-12-31 | 2019-12-31 | 365 | 103.9477 | 103 | 0.9477
10492 | 38.175 | 0.9 | 2018-12-31 | 2019-12-31 | 365 | 39.3671 | 39 | 0.3671
11284 | 2.75 | 1 | 2018-12-31 | 2019-12-31 | 365 | 3.151 | 3 | 0.15097
11286 | 13.2 | 1 | 2018-12-31 | 2019-12-31 | 365 | 15.1247 | 15 | 0.12467
11272 | 6.885 | 1 | 2018-12-31 | 2019-12-31 | 365 | 7.8889 | 7 | 0.88889
11290 | 8.74 | 1 | 2018-12-31 | 2019-12-31 | 365 | 10.0144 | 10 | 0.014362
8522 | 150 | 0.9 | 2018-12-31 | 2019-12-31 | 365 | 154.6841 | 154 | 0.68408
19148 | 5.1 | 1 | 2018-12-31 | 2019-12-31 | 365 | 5.8436 | 5 | 0.84362
12428 | 5.5 | 1 | 2018-12-31 | 2019-12-31 | 365 | 6.3019 | 6 | 0.30194
12430 | 7.65 | 1 | 2018-12-31 | 2019-12-31 | 365 | 8.7654 | 8 | 0.76543
13928 | 11.8 | 1 | 2018-12-31 | 2019-12-31 | 365 | 13.5205 | 13 | 0.52053
14121 | 8.7 | 1 | 2018-12-31 | 2019-12-31 | 365 | 9.9685 | 9 | 0.96853
12871 | 7.425 | 1 | 2018-12-31 | 2019-12-31 | 365 | 8.5076 | 8 | 0.50762
13690 | 8.3 | 1 | 2018-12-31 | 2019-12-31 | 365 | 9.5102 | 9 | 0.51021
12591 | 35 | 0.9 | 2018-12-31 | 2019-12-31 | 365 | 36.093 | 36 | 0.092952
17085 | 8.28 | 1 | 2018-12-31 | 2019-12-31 | 365 | 9.4873 | 9 | 0.48729
17084 | 11.73 | 1 | 2018-12-31 | 2019-12-31 | 365 | 13.4403 | 13 | 0.44033
21236 | 5.25 | 1 | 2018-12-31 | 2019-12-31 | 365 | 6.0155 | 6 | 0.015492
13906 | 8.4 | 1 | 2018-12-31 | 2019-12-31 | 365 | 9.6248 | 9 | 0.62479
13452 | 5.5 | 1 | 2018-12-31 | 2019-12-31 | 365 | 6.3019 | 6 | 0.30194
14965 | 8.67 | 1 | 2018-12-31 | 2019-12-31 | 365 | 9.9342 | 9 | 0.93416
11331 | 8.8 | 1 | 2018-12-31 | 2019-12-31 | 365 | 10.0831 | 10 | 0.08311
11295 | 42.56 | 0.9 | 2018-12-31 | 2019-12-31 | 365 | 43.889 | 43 | 0.88903
13804 | 8.96 | 1 | 2018-12-31 | 2019-12-31 | 365 | 10.2664 | 10 | 0.26644
13320 | 4.4 | 1 | 2018-12-31 | 2019-12-31 | 365 | 5.0416 | 5 | 0.041555
13142 | 11.22 | 1 | 2018-12-31 | 2019-12-31 | 365 | 12.856 | 12 | 0.85597
13135 | 15.675 | 1 | 2018-12-31 | 2019-12-31 | 365 | 17.9605 | 17 | 0.96054
13326 | 9.18 | 1 | 2018-12-31 | 2019-12-31 | 365 | 10.5185 | 10 | 0.51852
13933 | 12.1 | 1 | 2018-12-31 | 2019-12-31 | 365 | 13.8643 | 13 | 0.86428
14786 | 9.18 | 1 | 2018-12-31 | 2019-12-31 | 365 | 10.5185 | 10 | 0.51852
14555 | 73.44 | 0.9 | 2018-12-31 | 2019-12-31 | 365 | 75.7333 | 75 | 0.73333
14674 | 12.24 | 1 | 2018-12-31 | 2019-12-31 | 365 | 14.0247 | 14 | 0.02469
14804 | 15.34 | 1 | 2018-12-31 | 2019-12-31 | 365 | 17.5767 | 17 | 0.57669
14806 | 11.985 | 1 | 2018-12-31 | 2019-12-31 | 365 | 13.7325 | 13 | 0.73251
14904 | 12.426 | 1 | 2018-12-31 | 2019-12-31 | 365 | 14.2378 | 14 | 0.23781
15182 | 5.225 | 1 | 2018-12-31 | 2019-12-31 | 365 | 5.9868 | 5 | 0.98685
15183 | 10.175 | 1 | 2018-12-31 | 2019-12-31 | 365 | 11.6586 | 11 | 0.6586
15184 | 12.495 | 1 | 2018-12-31 | 2019-12-31 | 365 | 14.3169 | 14 | 0.31687
15108 | 102.024 | 0.9 | 2018-12-31 | 2019-12-31 | 365 | 105.2099 | 105 | 0.20992
15185 | 5.232 | 1 | 2018-12-31 | 2019-12-31 | 365 | 5.9949 | 5 | 0.99487
15524 | 2.04 | 1 | 2018-12-31 | 2019-12-31 | 365 | 2.3374 | 2 | 0.33745
16206 | 8.175 | 1 | 2018-12-31 | 2019-12-31 | 365 | 9.367 | 9 | 0.36698
16209 | 7.905 | 1 | 2018-12-31 | 2019-12-31 | 365 | 9.0576 | 9 | 0.057612
15705 | 3.06 | 1 | 2018-12-31 | 2019-12-31 | 365 | 3.5062 | 3 | 0.50617
16211 | 7.65 | 1 | 2018-12-31 | 2019-12-31 | 365 | 8.7654 | 8 | 0.76543
16197 | 7.2 | 1 | 2018-12-31 | 2019-12-31 | 365 | 8.2498 | 8 | 0.24982
16604 | 14.84 | 1 | 2018-12-31 | 2019-12-31 | 365 | 17.0038 | 17 | 0.0037907
16615 | 10.08 | 1 | 2018-12-31 | 2019-12-31 | 365 | 11.5497 | 11 | 0.54974
16617 | 5.5 | 1 | 2018-12-31 | 2019-12-31 | 365 | 6.3019 | 6 | 0.30194
16619 | 5.6 | 1 | 2018-12-31 | 2019-12-31 | 365 | 6.4165 | 6 | 0.41652
16852 | 8.16 | 1 | 2018-12-31 | 2019-12-31 | 365 | 9.3498 | 9 | 0.34979
16945 | 5.46 | 1 | 2018-12-31 | 2019-12-31 | 365 | 6.2561 | 6 | 0.25611
16946 | 8.48 | 1 | 2018-12-31 | 2019-12-31 | 365 | 9.7165 | 9 | 0.71645
16947 | 7.56 | 1 | 2018-12-31 | 2019-12-31 | 365 | 8.6623 | 8 | 0.66231
17086 | 9.9 | 1 | 2018-12-31 | 2019-12-31 | 365 | 11.3435 | 11 | 0.3435
17089 | 9.12 | 1 | 2018-12-31 | 2019-12-31 | 365 | 10.4498 | 10 | 0.44977
17090 | 5.985 | 1 | 2018-12-31 | 2019-12-31 | 365 | 6.8577 | 6 | 0.85766
18269 | 2.55 | 1 | 2018-12-31 | 2019-12-31 | 365 | 2.9218 | 2 | 0.92181
18270 | 6.6 | 1 | 2018-12-31 | 2019-12-31 | 365 | 7.5623 | 7 | 0.56233
18702 | 7.848 | 1 | 2018-12-31 | 2019-12-31 | 365 | 8.9923 | 8 | 0.9923
19684 | 15 | 1 | 2018-12-31 | 2019-12-31 | 365 | 17.1871 | 17 | 0.18712
19600 | 19.25 | 1 | 2018-12-31 | 2019-12-31 | 365 | 22.0568 | 22 | 0.056804
20069 | 498.4 | 0.8 | 2018-12-31 | 2019-12-31 | 365 | 456.8566 | 456 | 0.85657
20255 | 33.12 | 0.9 | 2018-12-31 | 2019-12-31 | 365 | 34.1542 | 34 | 0.15424
20235 | 6.4 | 1 | 2018-12-31 | 2019-12-31 | 365 | 7.3332 | 7 | 0.33317
16482 | 3.924 | 1 | 2018-12-31 | 2019-12-31 | 365 | 4.4962 | 4 | 0.49615
16861 | 3.57 | 1 | 2018-12-31 | 2019-12-31 | 365 | 4.0905 | 4 | 0.090535
14677 | 7.65 | 1 | 2018-12-31 | 2019-12-31 | 365 | 8.7654 | 8 | 0.76543
13691 | 6.05 | 1 | 2018-12-31 | 2019-12-31 | 365 | 6.9321 | 6 | 0.93214
13621 | 4.76 | 1 | 2018-12-31 | 2019-12-31 | 365 | 5.454 | 5 | 0.45405
14289 | 7.7 | 1 | 2018-12-31 | 2019-12-31 | 365 | 8.8227 | 8 | 0.82272
14552 | 12.375 | 1 | 2018-12-31 | 2019-12-31 | 365 | 14.1794 | 14 | 0.17937
14902 | 6.6 | 1 | 2018-12-31 | 2019-12-31 | 365 | 7.5623 | 7 | 0.56233
14886 | 9.075 | 1 | 2018-12-31 | 2019-12-31 | 365 | 10.3982 | 10 | 0.39821
15181 | 7.7 | 1 | 2018-12-31 | 2019-12-31 | 365 | 8.8227 | 8 | 0.82272
15362 | 5.04 | 1 | 2018-12-31 | 2019-12-31 | 365 | 5.7749 | 5 | 0.77487
16856 | 9 | 1 | 2018-12-31 | 2019-12-31 | 365 | 10.3123 | 10 | 0.31227
16600 | 1.5 | 1 | 2018-12-31 | 2019-12-31 | 365 | 1.7187 | 1 | 0.71871
13713 | 10.26 | 1 | 2018-12-31 | 2019-12-31 | 365 | 11.756 | 11 | 0.75599
12149 | 1.785 | 1 | 2018-12-31 | 2019-12-31 | 365 | 2.0453 | 2 | 0.045267
5625 | 73.44 | 0.9 | 2018-12-31 | 2019-12-31 | 365 | 75.7333 | 75 | 0.73333
19122 | 6.89 | 1 | 2018-12-31 | 2019-12-31 | 365 | 7.8946 | 7 | 0.89462
13708 | 6 | 1 | 2018-12-31 | 2019-12-31 | 365 | 6.8748 | 6 | 0.87485
26077 | 4.845 | 1 | 2018-12-31 | 2019-12-31 | 365 | 5.5514 | 5 | 0.55144
35714 | 6.84 | 1 | 2018-12-31 | 2019-12-31 | 365 | 7.8373 | 7 | 0.83733
18351 | 10.71 | 1 | 2018-12-31 | 2019-12-31 | 365 | 12.2716 | 12 | 0.2716
18354 | 10.62 | 1 | 2018-12-31 | 2019-12-31 | 365 | 12.1685 | 12 | 0.16848
19180 | 7.84 | 1 | 2018-12-31 | 2019-12-31 | 365 | 8.9831 | 8 | 0.98313
20712 | 7.65 | 1 | 2018-12-31 | 2019-12-31 | 365 | 8.7654 | 8 | 0.76543
20708 | 14.82 | 1 | 2018-12-31 | 2019-12-31 | 365 | 16.9809 | 16 | 0.98087
20709 | 8.55 | 1 | 2018-12-31 | 2019-12-31 | 365 | 9.7967 | 9 | 0.79666
20706 | 5.7 | 1 | 2018-12-31 | 2019-12-31 | 365 | 6.5311 | 6 | 0.53111
20244 | 6.72 | 1 | 2018-12-31 | 2019-12-31 | 365 | 7.6998 | 7 | 0.69983
20249 | 14.3 | 1 | 2018-12-31 | 2019-12-31 | 365 | 16.3851 | 16 | 0.38505
20250 | 10.725 | 1 | 2018-12-31 | 2019-12-31 | 365 | 12.2888 | 12 | 0.28879
20479 | 9.175 | 1 | 2018-12-31 | 2019-12-31 | 365 | 10.5128 | 10 | 0.51279
20480 | 5.865 | 1 | 2018-12-31 | 2019-12-31 | 365 | 6.7202 | 6 | 0.72016
20484 | 9.315 | 1 | 2018-12-31 | 2019-12-31 | 365 | 10.6732 | 10 | 0.6732
20627 | 7.425 | 1 | 2018-12-31 | 2019-12-31 | 365 | 8.5076 | 8 | 0.50762
20628 | 7.28 | 1 | 2018-12-31 | 2019-12-31 | 365 | 8.3415 | 8 | 0.34148
20629 | 6.84 | 1 | 2018-12-31 | 2019-12-31 | 365 | 7.8373 | 7 | 0.83733
20630 | 7 | 1 | 2018-12-31 | 2019-12-31 | 365 | 8.0207 | 8 | 0.020656
20687 | 6.875 | 1 | 2018-12-31 | 2019-12-31 | 365 | 7.8774 | 7 | 0.87743
20688 | 6.72 | 1 | 2018-12-31 | 2019-12-31 | 365 | 7.6998 | 7 | 0.69983
20689 | 9.52 | 1 | 2018-12-31 | 2019-12-31 | 365 | 10.9081 | 10 | 0.90809
20691 | 5.4 | 1 | 2018-12-31 | 2019-12-31 | 365 | 6.1874 | 6 | 0.18736
20692 | 9.156 | 1 | 2018-12-31 | 2019-12-31 | 365 | 10.491 | 10 | 0.49102
20693 | 6.54 | 1 | 2018-12-31 | 2019-12-31 | 365 | 7.4936 | 7 | 0.49358
20694 | 7.194 | 1 | 2018-12-31 | 2019-12-31 | 365 | 8.2429 | 8 | 0.24294
20695 | 9.69 | 1 | 2018-12-31 | 2019-12-31 | 365 | 11.1029 | 11 | 0.10288
20696 | 13.77 | 1 | 2018-12-31 | 2019-12-31 | 365 | 15.7778 | 15 | 0.77778
20697 | 7.14 | 1 | 2018-12-31 | 2019-12-31 | 365 | 8.1811 | 8 | 0.18107
20701 | 6.63 | 1 | 2018-12-31 | 2019-12-31 | 365 | 7.5967 | 7 | 0.59671
20702 | 24.885 | 1 | 2018-12-31 | 2019-12-31 | 365 | 28.5134 | 28 | 0.51343
20704 | 12.495 | 1 | 2018-12-31 | 2019-12-31 | 365 | 14.3169 | 14 | 0.31687
20821 | 8.375 | 1 | 2018-12-31 | 2019-12-31 | 365 | 9.5961 | 9 | 0.59614
20823 | 3.315 | 1 | 2018-12-31 | 2019-12-31 | 365 | 3.7984 | 3 | 0.79835
20819 | 7.395 | 1 | 2018-12-31 | 2019-12-31 | 365 | 8.4733 | 8 | 0.47325
20815 | 5.415 | 1 | 2018-12-31 | 2019-12-31 | 365 | 6.2046 | 6 | 0.20455
20755 | 8.25 | 1 | 2018-12-31 | 2019-12-31 | 365 | 9.4529 | 9 | 0.45292
20752 | 9.516 | 1 | 2018-12-31 | 2019-12-31 | 365 | 10.9035 | 10 | 0.90351
20713 | 7.848 | 1 | 2018-12-31 | 2019-12-31 | 365 | 8.9923 | 8 | 0.9923
20703 | 6.12 | 1 | 2018-12-31 | 2019-12-31 | 365 | 7.0123 | 7 | 0.012345
20476 | 6.63 | 1 | 2018-12-31 | 2019-12-31 | 365 | 7.5967 | 7 | 0.59671
20624 | 8.415 | 1 | 2018-12-31 | 2019-12-31 | 365 | 9.642 | 9 | 0.64197
21050 | 10.545 | 1 | 2018-12-31 | 2019-12-31 | 365 | 12.0825 | 12 | 0.082545
21052 | 14.7 | 1 | 2018-12-31 | 2019-12-31 | 365 | 16.8434 | 16 | 0.84338
21053 | 12.42 | 1 | 2018-12-31 | 2019-12-31 | 365 | 14.2309 | 14 | 0.23094
21065 | 6 | 1 | 2018-12-31 | 2019-12-31 | 365 | 6.8748 | 6 | 0.87485
21133 | 8.28 | 1 | 2018-12-31 | 2019-12-31 | 365 | 9.4873 | 9 | 0.48729
21135 | 7.84 | 1 | 2018-12-31 | 2019-12-31 | 365 | 8.9831 | 8 | 0.98313
21136 | 9.12 | 1 | 2018-12-31 | 2019-12-31 | 365 | 10.4498 | 10 | 0.44977
21139 | 5.6 | 1 | 2018-12-31 | 2019-12-31 | 365 | 6.4165 | 6 | 0.41652
21141 | 8.16 | 1 | 2018-12-31 | 2019-12-31 | 365 | 9.3498 | 9 | 0.34979
21001 | 2.943 | 1 | 2018-12-31 | 2019-12-31 | 365 | 3.3721 | 3 | 0.37211
21002 | 9.945 | 1 | 2018-12-31 | 2019-12-31 | 365 | 11.3951 | 11 | 0.39506
21004 | 7.65 | 1 | 2018-12-31 | 2019-12-31 | 365 | 8.7654 | 8 | 0.76543
21006 | 7.848 | 1 | 2018-12-31 | 2019-12-31 | 365 | 8.9923 | 8 | 0.9923
21008 | 46.92 | 0.9 | 2018-12-31 | 2019-12-31 | 365 | 48.3852 | 48 | 0.38518
21009 | 12.42 | 1 | 2018-12-31 | 2019-12-31 | 365 | 14.2309 | 14 | 0.23094
21010 | 5.5 | 1 | 2018-12-31 | 2019-12-31 | 365 | 6.3019 | 6 | 0.30194
21012 | 9.9 | 1 | 2018-12-31 | 2019-12-31 | 365 | 11.3435 | 11 | 0.3435
21016 | 7.65 | 1 | 2018-12-31 | 2019-12-31 | 365 | 8.7654 | 8 | 0.76543
21303 | 8.16 | 1 | 2018-12-31 | 2019-12-31 | 365 | 9.3498 | 9 | 0.34979
21671 | 6.885 | 1 | 2018-12-31 | 2019-12-31 | 365 | 7.8889 | 7 | 0.88889
21675 | 7.395 | 1 | 2018-12-31 | 2019-12-31 | 365 | 8.4733 | 8 | 0.47325
21678 | 7.65 | 1 | 2018-12-31 | 2019-12-31 | 365 | 8.7654 | 8 | 0.76543
21679 | 12.24 | 1 | 2018-12-31 | 2019-12-31 | 365 | 14.0247 | 14 | 0.02469
21680 | 5.61 | 1 | 2018-12-31 | 2019-12-31 | 365 | 6.428 | 6 | 0.42798
21681 | 10.8 | 1 | 2018-12-31 | 2019-12-31 | 365 | 12.3747 | 12 | 0.37473
20246 | 5.775 | 1 | 2018-12-31 | 2019-12-31 | 365 | 6.617 | 6 | 0.61704
20749 | 50.358 | 0.9 | 2018-12-31 | 2019-12-31 | 365 | 51.9305 | 51 | 0.93054
20948 | 7 | 1 | 2018-12-31 | 2019-12-31 | 365 | 8.0207 | 8 | 0.020656
20947 | 5.4 | 1 | 2018-12-31 | 2019-12-31 | 365 | 6.1874 | 6 | 0.18736
20943 | 8.67 | 1 | 2018-12-31 | 2019-12-31 | 365 | 9.9342 | 9 | 0.93416
21230 | 8.4 | 1 | 2018-12-31 | 2019-12-31 | 365 | 9.6248 | 9 | 0.62479
21231 | 8.96 | 1 | 2018-12-31 | 2019-12-31 | 365 | 10.2664 | 10 | 0.26644
21232 | 8.55 | 1 | 2018-12-31 | 2019-12-31 | 365 | 9.7967 | 9 | 0.79666
21234 | 6.16 | 1 | 2018-12-31 | 2019-12-31 | 365 | 7.0582 | 7 | 0.058177
21235 | 10.36 | 1 | 2018-12-31 | 2019-12-31 | 365 | 11.8706 | 11 | 0.87057
22281 | 9.435 | 1 | 2018-12-31 | 2019-12-31 | 365 | 10.8107 | 10 | 0.8107
22279 | 6.84 | 1 | 2018-12-31 | 2019-12-31 | 365 | 7.8373 | 7 | 0.83733
21966 | 7.7 | 1 | 2018-12-31 | 2019-12-31 | 365 | 8.8227 | 8 | 0.82272
21967 | 5.36 | 1 | 2018-12-31 | 2019-12-31 | 365 | 6.1415 | 6 | 0.14153
21969 | 9.81 | 1 | 2018-12-31 | 2019-12-31 | 365 | 11.2404 | 11 | 0.24038
21970 | 3.04 | 1 | 2018-12-31 | 2019-12-31 | 365 | 3.4833 | 3 | 0.48326
21983 | 10.92 | 1 | 2018-12-31 | 2019-12-31 | 365 | 12.5122 | 12 | 0.51222
21985 | 7.194 | 1 | 2018-12-31 | 2019-12-31 | 365 | 8.2429 | 8 | 0.24294
21988 | 7.5 | 1 | 2018-12-31 | 2019-12-31 | 365 | 8.5936 | 8 | 0.59356
21989 | 9.81 | 1 | 2018-12-31 | 2019-12-31 | 365 | 11.2404 | 11 | 0.24038
21990 | 8.525 | 1 | 2018-12-31 | 2019-12-31 | 365 | 9.768 | 9 | 0.76801
21992 | 12.495 | 1 | 2018-12-31 | 2019-12-31 | 365 | 14.3169 | 14 | 0.31687
22084 | 8.55 | 1 | 2018-12-31 | 2019-12-31 | 365 | 9.7967 | 9 | 0.79666
22087 | 9.12 | 1 | 2018-12-31 | 2019-12-31 | 365 | 10.4498 | 10 | 0.44977
21968 | 4.578 | 1 | 2018-12-31 | 2019-12-31 | 365 | 5.2455 | 5 | 0.24551
22858 | 5.94 | 1 | 2018-12-31 | 2019-12-31 | 365 | 6.8061 | 6 | 0.8061
22859 | 19.62 | 1 | 2018-12-31 | 2019-12-31 | 365 | 22.4808 | 22 | 0.48075
22860 | 6.54 | 1 | 2018-12-31 | 2019-12-31 | 365 | 7.4936 | 7 | 0.49358
22721 | 7.29 | 1 | 2018-12-31 | 2019-12-31 | 365 | 8.3529 | 8 | 0.35294
21964 | 10.45 | 1 | 2018-12-31 | 2019-12-31 | 365 | 11.9737 | 11 | 0.97369
22508 | 7.125 | 1 | 2018-12-31 | 2019-12-31 | 365 | 8.1639 | 8 | 0.16388
22372 | 10.965 | 1 | 2018-12-31 | 2019-12-31 | 365 | 12.5638 | 12 | 0.56378
22510 | 8.235 | 1 | 2018-12-31 | 2019-12-31 | 365 | 9.4357 | 9 | 0.43573
22576 | 7.65 | 1 | 2018-12-31 | 2019-12-31 | 365 | 8.7654 | 8 | 0.76543
22373 | 7.84 | 1 | 2018-12-31 | 2019-12-31 | 365 | 8.9831 | 8 | 0.98313
22374 | 14.82 | 1 | 2018-12-31 | 2019-12-31 | 365 | 16.9809 | 16 | 0.98087
22379 | 6.54 | 1 | 2018-12-31 | 2019-12-31 | 365 | 7.4936 | 7 | 0.49358
22371 | 5.72 | 1 | 2018-12-31 | 2019-12-31 | 365 | 6.554 | 6 | 0.55402
21965 | 12.48 | 1 | 2018-12-31 | 2019-12-31 | 365 | 14.2997 | 14 | 0.29968
23638 | 1.4 | 1 | 2018-12-31 | 2019-12-31 | 365 | 1.6041 | 1 | 0.60413
23640 | 8.1 | 1 | 2018-12-31 | 2019-12-31 | 365 | 9.281 | 9 | 0.28104
23641 | 8.16 | 1 | 2018-12-31 | 2019-12-31 | 365 | 9.3498 | 9 | 0.34979
23644 | 6.5 | 1 | 2018-12-31 | 2019-12-31 | 365 | 7.4478 | 7 | 0.44775
23750 | 10.8 | 1 | 2018-12-31 | 2019-12-31 | 365 | 12.3747 | 12 | 0.37473
22358 | 9.24 | 1 | 2018-12-31 | 2019-12-31 | 365 | 10.5873 | 10 | 0.58727
20229 | 9 | 1 | 2018-12-31 | 2019-12-31 | 365 | 10.3123 | 10 | 0.31227
23137 | 5.6 | 1 | 2018-12-31 | 2019-12-31 | 365 | 6.4165 | 6 | 0.41652
23138 | 9.38 | 1 | 2018-12-31 | 2019-12-31 | 365 | 10.7477 | 10 | 0.74768
22711 | 11.97 | 1 | 2018-12-31 | 2019-12-31 | 365 | 13.7153 | 13 | 0.71532
22715 | 9.156 | 1 | 2018-12-31 | 2019-12-31 | 365 | 10.491 | 10 | 0.49102
22724 | 9.72 | 1 | 2018-12-31 | 2019-12-31 | 365 | 11.1373 | 11 | 0.13725
22726 | 5.4 | 1 | 2018-12-31 | 2019-12-31 | 365 | 6.1874 | 6 | 0.18736
22728 | 8.64 | 1 | 2018-12-31 | 2019-12-31 | 365 | 9.8998 | 9 | 0.89978
22857 | 7.14 | 1 | 2018-12-31 | 2019-12-31 | 365 | 8.1811 | 8 | 0.18107
24160 | 7.65 | 1 | 2018-12-31 | 2019-12-31 | 365 | 8.7654 | 8 | 0.76543
20236 | 6.6 | 1 | 2018-12-31 | 2019-12-31 | 365 | 7.5623 | 7 | 0.56233
23016 | 3.3 | 1 | 2018-12-31 | 2019-12-31 | 365 | 3.7812 | 3 | 0.78117
24069 | 3.85 | 1 | 2018-12-31 | 2019-12-31 | 365 | 4.4114 | 4 | 0.41136
24071 | 11 | 1 | 2018-12-31 | 2019-12-31 | 365 | 12.6039 | 12 | 0.60389
23026 | 3.92 | 1 | 2018-12-31 | 2019-12-31 | 365 | 4.4916 | 4 | 0.49157
23033 | 14.56 | 1 | 2018-12-31 | 2019-12-31 | 365 | 16.683 | 16 | 0.68296
24092 | 7.56 | 1 | 2018-12-31 | 2019-12-31 | 365 | 8.6623 | 8 | 0.66231
24095 | 3.75 | 1 | 2018-12-31 | 2019-12-31 | 365 | 4.2968 | 4 | 0.29678
22282 | 7.14 | 1 | 2018-12-31 | 2019-12-31 | 365 | 8.1811 | 8 | 0.18107
24381 | 5.2 | 1 | 2018-12-31 | 2019-12-31 | 365 | 5.9582 | 5 | 0.9582
24383 | 8.25 | 1 | 2018-12-31 | 2019-12-31 | 365 | 9.4529 | 9 | 0.45292
19177 | 7.905 | 1 | 2018-12-31 | 2019-12-31 | 365 | 9.0576 | 9 | 0.057612
24593 | 3.64 | 1 | 2018-12-31 | 2019-12-31 | 365 | 4.1707 | 4 | 0.17074
24597 | 21.32 | 1 | 2018-12-31 | 2019-12-31 | 365 | 24.4286 | 24 | 0.42863
25137 | 9.72 | 1 | 2018-12-31 | 2019-12-31 | 365 | 11.1373 | 11 | 0.13725
25144 | 12.48 | 1 | 2018-12-31 | 2019-12-31 | 365 | 14.2997 | 14 | 0.29968
25142 | 7.02 | 1 | 2018-12-31 | 2019-12-31 | 365 | 8.0436 | 8 | 0.043572
25273 | 10.8 | 1 | 2018-12-31 | 2019-12-31 | 365 | 12.3747 | 12 | 0.37473
25274 | 10.8 | 1 | 2018-12-31 | 2019-12-31 | 365 | 12.3747 | 12 | 0.37473
25275 | 10.8 | 1 | 2018-12-31 | 2019-12-31 | 365 | 12.3747 | 12 | 0.37473
25276 | 11.34 | 1 | 2018-12-31 | 2019-12-31 | 365 | 12.9935 | 12 | 0.99346
25280 | 9.8 | 1 | 2018-12-31 | 2019-12-31 | 365 | 11.2289 | 11 | 0.22892
26024 | 7.905 | 1 | 2018-12-31 | 2019-12-31 | 365 | 9.0576 | 9 | 0.057612
26073 | 17.64 | 1 | 2018-12-31 | 2019-12-31 | 365 | 20.2121 | 20 | 0.21205
20710 | 5.7 | 1 | 2018-12-31 | 2019-12-31 | 365 | 6.5311 | 6 | 0.53111
20700 | 7.98 | 1 | 2018-12-31 | 2019-12-31 | 365 | 9.1435 | 9 | 0.14355
26501 | 5.232 | 1 | 2018-12-31 | 2019-12-31 | 365 | 5.9949 | 5 | 0.99487
24693 | 8.96 | 1 | 2018-12-31 | 2019-12-31 | 365 | 10.2664 | 10 | 0.26644
25139 | 7.02 | 1 | 2018-12-31 | 2019-12-31 | 365 | 8.0436 | 8 | 0.043572
26477 | 6.44 | 1 | 2018-12-31 | 2019-12-31 | 365 | 7.379 | 7 | 0.379
26488 | 7.56 | 1 | 2018-12-31 | 2019-12-31 | 365 | 8.6623 | 8 | 0.66231
24694 | 6.16 | 1 | 2018-12-31 | 2019-12-31 | 365 | 7.0582 | 7 | 0.058177
24697 | 11.115 | 1 | 2018-12-31 | 2019-12-31 | 365 | 12.7357 | 12 | 0.73566
24701 | 6.6 | 1 | 2018-12-31 | 2019-12-31 | 365 | 7.5623 | 7 | 0.56233
24703 | 10.26 | 1 | 2018-12-31 | 2019-12-31 | 365 | 11.756 | 11 | 0.75599
25577 | 12.15 | 1 | 2018-12-31 | 2019-12-31 | 365 | 13.9216 | 13 | 0.92157
25651 | 6.875 | 1 | 2018-12-31 | 2019-12-31 | 365 | 7.8774 | 7 | 0.87743
24342 | 6.84 | 1 | 2018-12-31 | 2019-12-31 | 365 | 7.8373 | 7 | 0.83733
25519 | 9 | 1 | 2018-12-31 | 2019-12-31 | 365 | 10.3123 | 10 | 0.31227
25520 | 9.36 | 1 | 2018-12-31 | 2019-12-31 | 365 | 10.7248 | 10 | 0.72476
26403 | 7.8 | 1 | 2018-12-31 | 2019-12-31 | 365 | 8.9373 | 8 | 0.9373
26404 | 11 | 1 | 2018-12-31 | 2019-12-31 | 365 | 12.6039 | 12 | 0.60389
26506 | 14.4 | 1 | 2018-12-31 | 2019-12-31 | 365 | 16.4996 | 16 | 0.49964
22943 | 3.57 | 1 | 2018-12-31 | 2019-12-31 | 365 | 4.0905 | 4 | 0.090535
23636 | 7.75 | 1 | 2018-12-31 | 2019-12-31 | 365 | 8.88 | 8 | 0.88001
26492 | 5.25 | 1 | 2018-12-31 | 2019-12-31 | 365 | 6.0155 | 6 | 0.015492
22074 | 4.14 | 1 | 2018-12-31 | 2019-12-31 | 365 | 4.7436 | 4 | 0.74365
24163 | 7.14 | 1 | 2018-12-31 | 2019-12-31 | 365 | 8.1811 | 8 | 0.18107
27037 | 7.59 | 1 | 2018-12-31 | 2019-12-31 | 365 | 8.6967 | 8 | 0.69668
27035 | 7.98 | 1 | 2018-12-31 | 2019-12-31 | 365 | 9.1435 | 9 | 0.14355
27038 | 8.4 | 1 | 2018-12-31 | 2019-12-31 | 365 | 9.6248 | 9 | 0.62479
27039 | 12.42 | 1 | 2018-12-31 | 2019-12-31 | 365 | 14.2309 | 14 | 0.23094
27213 | 6.72 | 1 | 2018-12-31 | 2019-12-31 | 365 | 7.6998 | 7 | 0.69983
27215 | 6.72 | 1 | 2018-12-31 | 2019-12-31 | 365 | 7.6998 | 7 | 0.69983
27216 | 7.905 | 1 | 2018-12-31 | 2019-12-31 | 365 | 9.0576 | 9 | 0.057612
27217 | 4.845 | 1 | 2018-12-31 | 2019-12-31 | 365 | 5.5514 | 5 | 0.55144
27029 | 7 | 1 | 2018-12-31 | 2019-12-31 | 365 | 8.0207 | 8 | 0.020656
26656 | 5.32 | 1 | 2018-12-31 | 2019-12-31 | 365 | 6.0957 | 6 | 0.095699
27372 | 8.64 | 1 | 2018-12-31 | 2019-12-31 | 365 | 9.8998 | 9 | 0.89978
27493 | 10.35 | 1 | 2018-12-31 | 2019-12-31 | 365 | 11.8591 | 11 | 0.85911
27494 | 5.886 | 1 | 2018-12-31 | 2019-12-31 | 365 | 6.7442 | 6 | 0.74423
27853 | 6.48 | 1 | 2018-12-31 | 2019-12-31 | 365 | 7.4248 | 7 | 0.42484
27840 | 8.67 | 1 | 2018-12-31 | 2019-12-31 | 365 | 9.9342 | 9 | 0.93416
27842 | 11.04 | 1 | 2018-12-31 | 2019-12-31 | 365 | 12.6497 | 12 | 0.64972
27841 | 9.18 | 1 | 2018-12-31 | 2019-12-31 | 365 | 10.5185 | 10 | 0.51852
27870 | 9.18 | 1 | 2018-12-31 | 2019-12-31 | 365 | 10.5185 | 10 | 0.51852
28006 | 6.48 | 1 | 2018-12-31 | 2019-12-31 | 365 | 7.4248 | 7 | 0.42484
27865 | 4.05 | 1 | 2018-12-31 | 2019-12-31 | 365 | 4.6405 | 4 | 0.64052
28260 | 7.65 | 1 | 2018-12-31 | 2019-12-31 | 365 | 8.7654 | 8 | 0.76543
28537 | 12.426 | 1 | 2018-12-31 | 2019-12-31 | 365 | 14.2378 | 14 | 0.23781
28532 | 4.14 | 1 | 2018-12-31 | 2019-12-31 | 365 | 4.7436 | 4 | 0.74365
28533 | 9.156 | 1 | 2018-12-31 | 2019-12-31 | 365 | 10.491 | 10 | 0.49102
28535 | 6.63 | 1 | 2018-12-31 | 2019-12-31 | 365 | 7.5967 | 7 | 0.59671
28536 | 7.395 | 1 | 2018-12-31 | 2019-12-31 | 365 | 8.4733 | 8 | 0.47325
28542 | 6.76 | 1 | 2018-12-31 | 2019-12-31 | 365 | 7.7457 | 7 | 0.74566
28010 | 11.88 | 1 | 2018-12-31 | 2019-12-31 | 365 | 13.6122 | 13 | 0.6122
28552 | 11.275 | 1 | 2018-12-31 | 2019-12-31 | 365 | 12.919 | 12 | 0.91899
28565 | 6.48 | 1 | 2018-12-31 | 2019-12-31 | 365 | 7.4248 | 7 | 0.42484
28531 | 4.59 | 1 | 2018-12-31 | 2019-12-31 | 365 | 5.2593 | 5 | 0.25926
28673 | 8.64 | 1 | 2018-12-31 | 2019-12-31 | 365 | 9.8998 | 9 | 0.89978
29398 | 6.867 | 1 | 2018-12-31 | 2019-12-31 | 365 | 7.8683 | 7 | 0.86826
28530 | 12.24 | 1 | 2018-12-31 | 2019-12-31 | 365 | 14.0247 | 14 | 0.02469
28864 | 7.98 | 1 | 2018-12-31 | 2019-12-31 | 365 | 9.1435 | 9 | 0.14355
28880 | 6.21 | 1 | 2018-12-31 | 2019-12-31 | 365 | 7.1155 | 7 | 0.11547
28896 | 11.55 | 1 | 2018-12-31 | 2019-12-31 | 365 | 13.2341 | 13 | 0.23408
28910 | 6.54 | 1 | 2018-12-31 | 2019-12-31 | 365 | 7.4936 | 7 | 0.49358
28887 | 12.15 | 1 | 2018-12-31 | 2019-12-31 | 365 | 13.9216 | 13 | 0.92157
28894 | 9.7 | 1 | 2018-12-31 | 2019-12-31 | 365 | 11.1143 | 11 | 0.11434
29502 | 3.51 | 1 | 2018-12-31 | 2019-12-31 | 365 | 4.0218 | 4 | 0.021786
28672 | 10.26 | 1 | 2018-12-31 | 2019-12-31 | 365 | 11.756 | 11 | 0.75599
28678 | 7.395 | 1 | 2018-12-31 | 2019-12-31 | 365 | 8.4733 | 8 | 0.47325
28680 | 4.56 | 1 | 2018-12-31 | 2019-12-31 | 365 | 5.2249 | 5 | 0.22488
28681 | 4.42 | 1 | 2018-12-31 | 2019-12-31 | 365 | 5.0645 | 5 | 0.064471
28683 | 6.63 | 1 | 2018-12-31 | 2019-12-31 | 365 | 7.5967 | 7 | 0.59671
29519 | 11.115 | 1 | 2018-12-31 | 2019-12-31 | 365 | 12.7357 | 12 | 0.73566
29564 | 9.62 | 1 | 2018-12-31 | 2019-12-31 | 365 | 11.0227 | 11 | 0.022673
29424 | 6.12 | 1 | 2018-12-31 | 2019-12-31 | 365 | 7.0123 | 7 | 0.012345
29426 | 10.71 | 1 | 2018-12-31 | 2019-12-31 | 365 | 12.2716 | 12 | 0.2716
29428 | 7.6 | 1 | 2018-12-31 | 2019-12-31 | 365 | 8.7081 | 8 | 0.70814
29430 | 6.867 | 1 | 2018-12-31 | 2019-12-31 | 365 | 7.8683 | 7 | 0.86826
29431 | 9.045 | 1 | 2018-12-31 | 2019-12-31 | 365 | 10.3638 | 10 | 0.36383
29434 | 4.905 | 1 | 2018-12-31 | 2019-12-31 | 365 | 5.6202 | 5 | 0.62019
29436 | 6.867 | 1 | 2018-12-31 | 2019-12-31 | 365 | 7.8683 | 7 | 0.86826
29462 | 5.2 | 1 | 2018-12-31 | 2019-12-31 | 365 | 5.9582 | 5 | 0.9582
29463 | 6.9 | 1 | 2018-12-31 | 2019-12-31 | 365 | 7.9061 | 7 | 0.90608
29464 | 9.81 | 1 | 2018-12-31 | 2019-12-31 | 365 | 11.2404 | 11 | 0.24038
29465 | 9.18 | 1 | 2018-12-31 | 2019-12-31 | 365 | 10.5185 | 10 | 0.51852
29467 | 5.7 | 1 | 2018-12-31 | 2019-12-31 | 365 | 6.5311 | 6 | 0.53111
28914 | 9.9 | 1 | 2018-12-31 | 2019-12-31 | 365 | 11.3435 | 11 | 0.3435
29720 | 9.12 | 1 | 2018-12-31 | 2019-12-31 | 365 | 10.4498 | 10 | 0.44977
29723 | 6.75 | 1 | 2018-12-31 | 2019-12-31 | 365 | 7.7342 | 7 | 0.7342
29461 | 10.92 | 1 | 2018-12-31 | 2019-12-31 | 365 | 12.5122 | 12 | 0.51222
28911 | 52 | 0.9 | 2018-12-31 | 2019-12-31 | 365 | 53.6238 | 53 | 0.62381
29715 | 11.4 | 1 | 2018-12-31 | 2019-12-31 | 365 | 13.0622 | 13 | 0.062211
29508 | 2.85 | 1 | 2018-12-31 | 2019-12-31 | 365 | 3.2656 | 3 | 0.26555
29503 | 13.23 | 1 | 2018-12-31 | 2019-12-31 | 365 | 15.159 | 15 | 0.15904
29510 | 9.18 | 1 | 2018-12-31 | 2019-12-31 | 365 | 10.5185 | 10 | 0.51852
29500 | 8.7 | 1 | 2018-12-31 | 2019-12-31 | 365 | 9.9685 | 9 | 0.96853
29516 | 10.8 | 1 | 2018-12-31 | 2019-12-31 | 365 | 12.3747 | 12 | 0.37473
29517 | 9.18 | 1 | 2018-12-31 | 2019-12-31 | 365 | 10.5185 | 10 | 0.51852
29520 | 9.12 | 1 | 2018-12-31 | 2019-12-31 | 365 | 10.4498 | 10 | 0.44977
29521 | 8.58 | 1 | 2018-12-31 | 2019-12-31 | 365 | 9.831 | 9 | 0.83103
29522 | 9.36 | 1 | 2018-12-31 | 2019-12-31 | 365 | 10.7248 | 10 | 0.72476
29558 | 9.36 | 1 | 2018-12-31 | 2019-12-31 | 365 | 10.7248 | 10 | 0.72476
29561 | 9.88 | 1 | 2018-12-31 | 2019-12-31 | 365 | 11.3206 | 11 | 0.32058
29518 | 7.7 | 1 | 2018-12-31 | 2019-12-31 | 365 | 8.8227 | 8 | 0.82272
30588 | 9.36 | 1 | 2018-12-31 | 2019-12-31 | 365 | 10.7248 | 10 | 0.72476
30625 | 9 | 1 | 2018-12-31 | 2019-12-31 | 365 | 10.3123 | 10 | 0.31227
29962 | 10.2 | 1 | 2018-12-31 | 2019-12-31 | 365 | 11.6872 | 11 | 0.68724
29965 | 7.15 | 1 | 2018-12-31 | 2019-12-31 | 365 | 8.1925 | 8 | 0.19253
31193 | 5.232 | 1 | 2018-12-31 | 2019-12-31 | 365 | 5.9949 | 5 | 0.99487
31194 | 6.54 | 1 | 2018-12-31 | 2019-12-31 | 365 | 7.4936 | 7 | 0.49358
31195 | 9.483 | 1 | 2018-12-31 | 2019-12-31 | 365 | 10.8657 | 10 | 0.8657
31196 | 6.867 | 1 | 2018-12-31 | 2019-12-31 | 365 | 7.8683 | 7 | 0.86826
31197 | 4.86 | 1 | 2018-12-31 | 2019-12-31 | 365 | 5.5686 | 5 | 0.56863
28539 | 5.4 | 1 | 2018-12-31 | 2019-12-31 | 365 | 6.1874 | 6 | 0.18736
30981 | 6.625 | 1 | 2018-12-31 | 2019-12-31 | 365 | 7.591 | 7 | 0.59098
30982 | 7.2 | 1 | 2018-12-31 | 2019-12-31 | 365 | 8.2498 | 8 | 0.24982
31144 | 6.885 | 1 | 2018-12-31 | 2019-12-31 | 365 | 7.8889 | 7 | 0.88889
31145 | 6.6 | 1 | 2018-12-31 | 2019-12-31 | 365 | 7.5623 | 7 | 0.56233
31146 | 10.8 | 1 | 2018-12-31 | 2019-12-31 | 365 | 12.3747 | 12 | 0.37473
31147 | 13.26 | 1 | 2018-12-31 | 2019-12-31 | 365 | 15.1934 | 15 | 0.19341
31148 | 10.005 | 1 | 2018-12-31 | 2019-12-31 | 365 | 11.4638 | 11 | 0.46381
31149 | 10.26 | 1 | 2018-12-31 | 2019-12-31 | 365 | 11.756 | 11 | 0.75599
31150 | 8.502 | 1 | 2018-12-31 | 2019-12-31 | 365 | 9.7417 | 9 | 0.74166
31190 | 9.18 | 1 | 2018-12-31 | 2019-12-31 | 365 | 10.5185 | 10 | 0.51852
31192 | 11.385 | 1 | 2018-12-31 | 2019-12-31 | 365 | 13.045 | 13 | 0.045024
31162 | 4.5 | 1 | 2018-12-31 | 2019-12-31 | 365 | 5.1561 | 5 | 0.15614
30796 | 8.1 | 1 | 2018-12-31 | 2019-12-31 | 365 | 9.281 | 9 | 0.28104
30818 | 12.24 | 1 | 2018-12-31 | 2019-12-31 | 365 | 14.0247 | 14 | 0.02469
31410 | 6.75 | 1 | 2018-12-31 | 2019-12-31 | 365 | 7.7342 | 7 | 0.7342
31412 | 10.71 | 1 | 2018-12-31 | 2019-12-31 | 365 | 12.2716 | 12 | 0.2716
31413 | 6.84 | 1 | 2018-12-31 | 2019-12-31 | 365 | 7.8373 | 7 | 0.83733
31414 | 8.68 | 1 | 2018-12-31 | 2019-12-31 | 365 | 9.9456 | 9 | 0.94561
31415 | 9.88 | 1 | 2018-12-31 | 2019-12-31 | 365 | 11.3206 | 11 | 0.32058
31416 | 11.04 | 1 | 2018-12-31 | 2019-12-31 | 365 | 12.6497 | 12 | 0.64972
31417 | 10.08 | 1 | 2018-12-31 | 2019-12-31 | 365 | 11.5497 | 11 | 0.54974
31577 | 3.06 | 1 | 2018-12-31 | 2019-12-31 | 365 | 3.5062 | 3 | 0.50617
31581 | 8.67 | 1 | 2018-12-31 | 2019-12-31 | 365 | 9.9342 | 9 | 0.93416
31583 | 8.54 | 1 | 2018-12-31 | 2019-12-31 | 365 | 9.7852 | 9 | 0.7852
31585 | 8.502 | 1 | 2018-12-31 | 2019-12-31 | 365 | 9.7417 | 9 | 0.74166
31589 | 11.445 | 1 | 2018-12-31 | 2019-12-31 | 365 | 13.1138 | 13 | 0.11377
31590 | 11.285 | 1 | 2018-12-31 | 2019-12-31 | 365 | 12.9304 | 12 | 0.93044
31602 | 4.32 | 1 | 2018-12-31 | 2019-12-31 | 365 | 4.9499 | 4 | 0.94989
31611 | 8.37 | 1 | 2018-12-31 | 2019-12-31 | 365 | 9.5904 | 9 | 0.59041
31724 | 8.925 | 1 | 2018-12-31 | 2019-12-31 | 365 | 10.2263 | 10 | 0.22634
31746 | 6 | 1 | 2018-12-31 | 2019-12-31 | 365 | 6.8748 | 6 | 0.87485
31753 | 7.32 | 1 | 2018-12-31 | 2019-12-31 | 365 | 8.3873 | 8 | 0.38731
31778 | 8.55 | 1 | 2018-12-31 | 2019-12-31 | 365 | 9.7967 | 9 | 0.79666
31717 | 6.21 | 1 | 2018-12-31 | 2019-12-31 | 365 | 7.1155 | 7 | 0.11547
31767 | 7.28 | 1 | 2018-12-31 | 2019-12-31 | 365 | 8.3415 | 8 | 0.34148
31788 | 4.86 | 1 | 2018-12-31 | 2019-12-31 | 365 | 5.5686 | 5 | 0.56863
31790 | 5.7 | 1 | 2018-12-31 | 2019-12-31 | 365 | 6.5311 | 6 | 0.53111
29730 | 9.975 | 1 | 2018-12-31 | 2019-12-31 | 365 | 11.4294 | 11 | 0.42943
31839 | 5.4 | 1 | 2018-12-31 | 2019-12-31 | 365 | 6.1874 | 6 | 0.18736
31840 | 11.73 | 1 | 2018-12-31 | 2019-12-31 | 365 | 13.4403 | 13 | 0.44033
31842 | 10.64 | 1 | 2018-12-31 | 2019-12-31 | 365 | 12.1914 | 12 | 0.1914
29714 | 8.1 | 1 | 2018-12-31 | 2019-12-31 | 365 | 9.281 | 9 | 0.28104
31772 | 8.84 | 1 | 2018-12-31 | 2019-12-31 | 365 | 10.1289 | 10 | 0.12894
32006 | 12.75 | 1 | 2018-12-31 | 2019-12-31 | 365 | 14.6091 | 14 | 0.60905
32007 | 9.405 | 1 | 2018-12-31 | 2019-12-31 | 365 | 10.7763 | 10 | 0.77632
32009 | 6.555 | 1 | 2018-12-31 | 2019-12-31 | 365 | 7.5108 | 7 | 0.51077
32008 | 10.8 | 1 | 2018-12-31 | 2019-12-31 | 365 | 12.3747 | 12 | 0.37473
32012 | 12.42 | 1 | 2018-12-31 | 2019-12-31 | 365 | 14.2309 | 14 | 0.23094
32013 | 9.483 | 1 | 2018-12-31 | 2019-12-31 | 365 | 10.8657 | 10 | 0.8657
32015 | 8.502 | 1 | 2018-12-31 | 2019-12-31 | 365 | 9.7417 | 9 | 0.74166
32016 | 12.22 | 1 | 2018-12-31 | 2019-12-31 | 365 | 14.0018 | 14 | 0.0017738
32017 | 11.55 | 1 | 2018-12-31 | 2019-12-31 | 365 | 13.2341 | 13 | 0.23408
32024 | 11.22 | 1 | 2018-12-31 | 2019-12-31 | 365 | 12.856 | 12 | 0.85597
32018 | 1.53 | 1 | 2018-12-31 | 2019-12-31 | 365 | 1.7531 | 1 | 0.75309
32027 | 10.725 | 1 | 2018-12-31 | 2019-12-31 | 365 | 12.2888 | 12 | 0.28879
32022 | 14.04 | 1 | 2018-12-31 | 2019-12-31 | 365 | 16.0871 | 16 | 0.087144
32026 | 10.175 | 1 | 2018-12-31 | 2019-12-31 | 365 | 11.6586 | 11 | 0.6586
32021 | 12.42 | 1 | 2018-12-31 | 2019-12-31 | 365 | 14.2309 | 14 | 0.23094
32029 | 7.41 | 1 | 2018-12-31 | 2019-12-31 | 365 | 8.4904 | 8 | 0.49044
32054 | 4.32 | 1 | 2018-12-31 | 2019-12-31 | 365 | 4.9499 | 4 | 0.94989
32058 | 6.27 | 1 | 2018-12-31 | 2019-12-31 | 365 | 7.1842 | 7 | 0.18422
32063 | 8.32 | 1 | 2018-12-31 | 2019-12-31 | 365 | 9.5331 | 9 | 0.53312
32075 | 7.8 | 1 | 2018-12-31 | 2019-12-31 | 365 | 8.9373 | 8 | 0.9373
32068 | 6.12 | 1 | 2018-12-31 | 2019-12-31 | 365 | 7.0123 | 7 | 0.012345
32081 | 10.14 | 1 | 2018-12-31 | 2019-12-31 | 365 | 11.6185 | 11 | 0.61849
32088 | 4 | 1 | 2018-12-31 | 2019-12-31 | 365 | 4.5832 | 4 | 0.58323
32101 | 8.1 | 1 | 2018-12-31 | 2019-12-31 | 365 | 9.281 | 9 | 0.28104
32103 | 6.6 | 1 | 2018-12-31 | 2019-12-31 | 365 | 7.5623 | 7 | 0.56233
32108 | 8.1 | 1 | 2018-12-31 | 2019-12-31 | 365 | 9.281 | 9 | 0.28104
32166 | 8.67 | 1 | 2018-12-31 | 2019-12-31 | 365 | 9.9342 | 9 | 0.93416
32701 | 4.68 | 1 | 2018-12-31 | 2019-12-31 | 365 | 5.3624 | 5 | 0.36238
32702 | 4.16 | 1 | 2018-12-31 | 2019-12-31 | 365 | 4.7666 | 4 | 0.76656
29964 | 4.59 | 1 | 2018-12-31 | 2019-12-31 | 365 | 5.2593 | 5 | 0.25926
33009 | 5.13 | 1 | 2018-12-31 | 2019-12-31 | 365 | 5.878 | 5 | 0.878
32898 | 7.848 | 1 | 2018-12-31 | 2019-12-31 | 365 | 8.9923 | 8 | 0.9923
32899 | 3.35 | 1 | 2018-12-31 | 2019-12-31 | 365 | 3.8385 | 3 | 0.83846
33000 | 10.725 | 1 | 2018-12-31 | 2019-12-31 | 365 | 12.2888 | 12 | 0.28879
33005 | 4.76 | 1 | 2018-12-31 | 2019-12-31 | 365 | 5.454 | 5 | 0.45405
33007 | 16.9 | 1 | 2018-12-31 | 2019-12-31 | 365 | 19.3642 | 19 | 0.36416
31760 | 4.1 | 1 | 2018-12-31 | 2019-12-31 | 365 | 4.6978 | 4 | 0.69781
33008 | 10.8 | 1 | 2018-12-31 | 2019-12-31 | 365 | 12.3747 | 12 | 0.37473
33028 | 11.59 | 1 | 2018-12-31 | 2019-12-31 | 365 | 13.2799 | 13 | 0.27991
33033 | 6.24 | 1 | 2018-12-31 | 2019-12-31 | 365 | 7.1498 | 7 | 0.14984
30807 | 7.65 | 1 | 2018-12-31 | 2019-12-31 | 365 | 8.7654 | 8 | 0.76543
33035 | 16.38 | 1 | 2018-12-31 | 2019-12-31 | 365 | 18.7683 | 18 | 0.76834
32051 | 9.975 | 1 | 2018-12-31 | 2019-12-31 | 365 | 11.4294 | 11 | 0.42943
33064 | 11.76 | 1 | 2018-12-31 | 2019-12-31 | 365 | 13.4747 | 13 | 0.4747
32997 | 6.27 | 1 | 2018-12-31 | 2019-12-31 | 365 | 7.1842 | 7 | 0.18422
32084 | 7.395 | 1 | 2018-12-31 | 2019-12-31 | 365 | 8.4733 | 8 | 0.47325
31593 | 7.425 | 1 | 2018-12-31 | 2019-12-31 | 365 | 8.5076 | 8 | 0.50762
28547 | 10.6 | 1 | 2018-12-31 | 2019-12-31 | 365 | 12.1456 | 12 | 0.14556
29397 | 20.01 | 1 | 2018-12-31 | 2019-12-31 | 365 | 22.9276 | 22 | 0.92762
29844 | 176.15 | 0.9 | 2018-12-31 | 2019-12-31 | 365 | 181.6507 | 181 | 0.65067
34067 | 4.86 | 1 | 2018-12-31 | 2019-12-31 | 365 | 5.5686 | 5 | 0.56863
30801 | 5.886 | 1 | 2018-12-31 | 2019-12-31 | 365 | 6.7442 | 6 | 0.74423
13124 | 82 | 1 | 2018-12-31 | 2019-12-31 | 365 | 93.9563 | 93 | 0.95626
34665 | 5.04 | 1 | 2018-12-31 | 2019-12-31 | 365 | 5.7749 | 5 | 0.77487
34737 | 7.02 | 1 | 2018-12-31 | 2019-12-31 | 365 | 8.0436 | 8 | 0.043572
34782 | 7.84 | 1 | 2018-12-31 | 2019-12-31 | 365 | 8.9831 | 8 | 0.98313
34808 | 3.7 | 1 | 2018-12-31 | 2019-12-31 | 365 | 4.2395 | 4 | 0.23949
34888 | 7.56 | 1 | 2018-12-31 | 2019-12-31 | 365 | 8.6623 | 8 | 0.66231
34889 | 5.7 | 1 | 2018-12-31 | 2019-12-31 | 365 | 6.5311 | 6 | 0.53111
34905 | 8.75 | 1 | 2018-12-31 | 2019-12-31 | 365 | 10.0258 | 10 | 0.02582
34906 | 6.54 | 1 | 2018-12-31 | 2019-12-31 | 365 | 7.4936 | 7 | 0.49358
33932 | 41.856 | 0.9 | 2018-12-31 | 2019-12-31 | 365 | 43.163 | 43 | 0.16305
33390 | 9.12 | 1 | 2018-12-31 | 2019-12-31 | 365 | 10.4498 | 10 | 0.44977
33394 | 9.544 | 1 | 2018-12-31 | 2019-12-31 | 365 | 10.9356 | 10 | 0.93559
33402 | 4.68 | 1 | 2018-12-31 | 2019-12-31 | 365 | 5.3624 | 5 | 0.36238
33411 | 2.75 | 1 | 2018-12-31 | 2019-12-31 | 365 | 3.151 | 3 | 0.15097
33424 | 9.315 | 1 | 2018-12-31 | 2019-12-31 | 365 | 10.6732 | 10 | 0.6732
33006 | 4.59 | 1 | 2018-12-31 | 2019-12-31 | 365 | 5.2593 | 5 | 0.25926
33420 | 9.62 | 1 | 2018-12-31 | 2019-12-31 | 365 | 11.0227 | 11 | 0.022673
34926 | 13.2 | 1 | 2018-12-31 | 2019-12-31 | 365 | 15.1247 | 15 | 0.12467
35124 | 5.99 | 1 | 2018-12-31 | 2019-12-31 | 365 | 6.8634 | 6 | 0.86339
35166 | 11.4 | 1 | 2018-12-31 | 2019-12-31 | 365 | 13.0622 | 13 | 0.062211
37643 | 10.25 | 1 | 2018-12-31 | 2019-12-31 | 365 | 11.7445 | 11 | 0.74453
34907 | 3.57 | 1 | 2018-12-31 | 2019-12-31 | 365 | 4.0905 | 4 | 0.090535
36207 | 7.28 | 1 | 2018-12-31 | 2019-12-31 | 365 | 8.3415 | 8 | 0.34148
27076 | 36 | 0.9 | 2018-12-31 | 2019-12-31 | 365 | 37.1242 | 37 | 0.12418
36173 | 6.75 | 1 | 2018-12-31 | 2019-12-31 | 365 | 7.7342 | 7 | 0.7342
35397 | 9.72 | 1 | 2018-12-31 | 2019-12-31 | 365 | 11.1373 | 11 | 0.13725
35528 | 7.14 | 1 | 2018-12-31 | 2019-12-31 | 365 | 8.1811 | 8 | 0.18107
35718 | 11 | 1 | 2018-12-31 | 2019-12-31 | 365 | 12.6039 | 12 | 0.60389
35726 | 9.18 | 1 | 2018-12-31 | 2019-12-31 | 365 | 10.5185 | 10 | 0.51852
35732 | 34.1 | 0.9 | 2018-12-31 | 2019-12-31 | 365 | 35.1648 | 35 | 0.16485
37648 | 1.44 | 1 | 2018-12-31 | 2019-12-31 | 365 | 1.65 | 1 | 0.64996
37639 | 9.975 | 1 | 2018-12-31 | 2019-12-31 | 365 | 11.4294 | 11 | 0.42943
37637 | 3.3 | 1 | 2018-12-31 | 2019-12-31 | 365 | 3.7812 | 3 | 0.78117
37623 | 11.34 | 1 | 2018-12-31 | 2019-12-31 | 365 | 12.9935 | 12 | 0.99346
37341 | 24.57 | 1 | 2018-12-31 | 2019-12-31 | 365 | 28.1525 | 28 | 0.1525
37671 | 7.56 | 1 | 2018-12-31 | 2019-12-31 | 365 | 8.6623 | 8 | 0.66231
37654 | 1.44 | 1 | 2018-12-31 | 2019-12-31 | 365 | 1.65 | 1 | 0.64996
29846 | 25.5 | 0.9 | 2018-12-31 | 2019-12-31 | 365 | 26.2963 | 26 | 0.29629
31310 | 70.125 | 0.9 | 2018-12-31 | 2019-12-31 | 365 | 72.3148 | 72 | 0.31481
13122 | 150.47 | 1 | 2018-12-31 | 2019-12-31 | 365 | 172.4097 | 172 | 0.40973
33032 | 4.59 | 1 | 2018-12-31 | 2019-12-31 | 365 | 5.2593 | 5 | 0.25926
13123 | 178.35 | 1 | 2018-12-31 | 2019-12-31 | 365 | 204.3549 | 204 | 0.35486
33351 | 9.6 | 1 | 2018-12-31 | 2019-12-31 | 365 | 10.9998 | 10 | 0.99976
31947 | 229.84 | 0.9 | 2018-12-31 | 2019-12-31 | 365 | 237.0173 | 237 | 0.01726
34748 | 9.18 | 1 | 2018-12-31 | 2019-12-31 | 365 | 10.5185 | 10 | 0.51852
34896 | 7.98 | 1 | 2018-12-31 | 2019-12-31 | 365 | 9.1435 | 9 | 0.14355
35011 | 10.14 | 1 | 2018-12-31 | 2019-12-31 | 365 | 11.6185 | 11 | 0.61849
35023 | 8.125 | 1 | 2018-12-31 | 2019-12-31 | 365 | 9.3097 | 9 | 0.30969
29853 | 24.96 | 1 | 2018-12-31 | 2019-12-31 | 365 | 28.5994 | 28 | 0.59937
35143 | 14.92 | 1 | 2018-12-31 | 2019-12-31 | 365 | 17.0955 | 17 | 0.095455
35172 | 7.905 | 1 | 2018-12-31 | 2019-12-31 | 365 | 9.0576 | 9 | 0.057612
35194 | 10.8 | 1 | 2018-12-31 | 2019-12-31 | 365 | 12.3747 | 12 | 0.37473
35212 | 11.985 | 1 | 2018-12-31 | 2019-12-31 | 365 | 13.7325 | 13 | 0.73251
35228 | 8.16 | 1 | 2018-12-31 | 2019-12-31 | 365 | 9.3498 | 9 | 0.34979
35257 | 9 | 1 | 2018-12-31 | 2019-12-31 | 365 | 10.3123 | 10 | 0.31227
35263 | 7.28 | 1 | 2018-12-31 | 2019-12-31 | 365 | 8.3415 | 8 | 0.34148
35265 | 9.98 | 1 | 2018-12-31 | 2019-12-31 | 365 | 11.4352 | 11 | 0.43516
35308 | 6.375 | 1 | 2018-12-31 | 2019-12-31 | 365 | 7.3045 | 7 | 0.30453
35309 | 4.95 | 1 | 2018-12-31 | 2019-12-31 | 365 | 5.6717 | 5 | 0.67175
35311 | 10.98 | 1 | 2018-12-31 | 2019-12-31 | 365 | 12.581 | 12 | 0.58097
35312 | 13 | 1 | 2018-12-31 | 2019-12-31 | 365 | 14.8955 | 14 | 0.8955
35313 | 6.72 | 1 | 2018-12-31 | 2019-12-31 | 365 | 7.6998 | 7 | 0.69983
33984 | 50.49 | 0.9 | 2018-12-31 | 2019-12-31 | 365 | 52.0667 | 52 | 0.066661
35310 | 10.64 | 1 | 2018-12-31 | 2019-12-31 | 365 | 12.1914 | 12 | 0.1914
36789 | 6.84 | 1 | 2018-12-31 | 2019-12-31 | 365 | 7.8373 | 7 | 0.83733
35314 | 11.77 | 1 | 2018-12-31 | 2019-12-31 | 365 | 13.4862 | 13 | 0.48616
35316 | 13.44 | 1 | 2018-12-31 | 2019-12-31 | 365 | 15.3997 | 15 | 0.39966
35317 | 7.15 | 1 | 2018-12-31 | 2019-12-31 | 365 | 8.1925 | 8 | 0.19253
35318 | 9.66 | 1 | 2018-12-31 | 2019-12-31 | 365 | 11.0685 | 11 | 0.068505
35319 | 7.98 | 1 | 2018-12-31 | 2019-12-31 | 365 | 9.1435 | 9 | 0.14355
35322 | 9.156 | 1 | 2018-12-31 | 2019-12-31 | 365 | 10.491 | 10 | 0.49102
35320 | 5.75 | 1 | 2018-12-31 | 2019-12-31 | 365 | 6.5884 | 6 | 0.5884
35325 | 6.54 | 1 | 2018-12-31 | 2019-12-31 | 365 | 7.4936 | 7 | 0.49358
35323 | 14.25 | 1 | 2018-12-31 | 2019-12-31 | 365 | 16.3278 | 16 | 0.32776
35327 | 8.28 | 1 | 2018-12-31 | 2019-12-31 | 365 | 9.4873 | 9 | 0.48729
35329 | 13.2 | 1 | 2018-12-31 | 2019-12-31 | 365 | 15.1247 | 15 | 0.12467
35333 | 9.156 | 1 | 2018-12-31 | 2019-12-31 | 365 | 10.491 | 10 | 0.49102
35336 | 7.935 | 1 | 2018-12-31 | 2019-12-31 | 365 | 9.092 | 9 | 0.091986
35346 | 9.18 | 1 | 2018-12-31 | 2019-12-31 | 365 | 10.5185 | 10 | 0.51852
35351 | 3.06 | 1 | 2018-12-31 | 2019-12-31 | 365 | 3.5062 | 3 | 0.50617
35353 | 4.335 | 1 | 2018-12-31 | 2019-12-31 | 365 | 4.9671 | 4 | 0.96708
35356 | 11.725 | 1 | 2018-12-31 | 2019-12-31 | 365 | 13.4346 | 13 | 0.4346
35315 | 7.848 | 1 | 2018-12-31 | 2019-12-31 | 365 | 8.9923 | 8 | 0.9923
35358 | 4.14 | 1 | 2018-12-31 | 2019-12-31 | 365 | 4.7436 | 4 | 0.74365
35359 | 5.17 | 1 | 2018-12-31 | 2019-12-31 | 365 | 5.9238 | 5 | 0.92383
35360 | 8.28 | 1 | 2018-12-31 | 2019-12-31 | 365 | 9.4873 | 9 | 0.48729
35382 | 7.848 | 1 | 2018-12-31 | 2019-12-31 | 365 | 8.9923 | 8 | 0.9923
35389 | 7.2 | 1 | 2018-12-31 | 2019-12-31 | 365 | 8.2498 | 8 | 0.24982
35496 | 11 | 1 | 2018-12-31 | 2019-12-31 | 365 | 12.6039 | 12 | 0.60389
35508 | 4.16 | 1 | 2018-12-31 | 2019-12-31 | 365 | 4.7666 | 4 | 0.76656
35519 | 6.76 | 1 | 2018-12-31 | 2019-12-31 | 365 | 7.7457 | 7 | 0.74566
35526 | 10.05 | 1 | 2018-12-31 | 2019-12-31 | 365 | 11.5154 | 11 | 0.51537
35534 | 15.3 | 1 | 2018-12-31 | 2019-12-31 | 365 | 17.5309 | 17 | 0.53086
35461 | 20.52 | 1 | 2018-12-31 | 2019-12-31 | 365 | 23.512 | 23 | 0.51198
35546 | 12.6 | 1 | 2018-12-31 | 2019-12-31 | 365 | 14.4372 | 14 | 0.43718
35556 | 9.156 | 1 | 2018-12-31 | 2019-12-31 | 365 | 10.491 | 10 | 0.49102
35577 | 10.05 | 1 | 2018-12-31 | 2019-12-31 | 365 | 11.5154 | 11 | 0.51537
35613 | 8.55 | 1 | 2018-12-31 | 2019-12-31 | 365 | 9.7967 | 9 | 0.79666
34679 | 11.16 | 1 | 2018-12-31 | 2019-12-31 | 365 | 12.7872 | 12 | 0.78722
35632 | 8.55 | 1 | 2018-12-31 | 2019-12-31 | 365 | 9.7967 | 9 | 0.79666
35661 | 8.28 | 1 | 2018-12-31 | 2019-12-31 | 365 | 9.4873 | 9 | 0.48729
35662 | 6.24 | 1 | 2018-12-31 | 2019-12-31 | 365 | 7.1498 | 7 | 0.14984
35664 | 8.71 | 1 | 2018-12-31 | 2019-12-31 | 365 | 9.98 | 9 | 0.97999
35665 | 5.6 | 1 | 2018-12-31 | 2019-12-31 | 365 | 6.4165 | 6 | 0.41652
35666 | 6.24 | 1 | 2018-12-31 | 2019-12-31 | 365 | 7.1498 | 7 | 0.14984
35668 | 3.795 | 1 | 2018-12-31 | 2019-12-31 | 365 | 4.3483 | 4 | 0.34834
35669 | 9.96 | 1 | 2018-12-31 | 2019-12-31 | 365 | 11.4122 | 11 | 0.41225
35670 | 4.32 | 1 | 2018-12-31 | 2019-12-31 | 365 | 4.9499 | 4 | 0.94989
35672 | 7.02 | 1 | 2018-12-31 | 2019-12-31 | 365 | 8.0436 | 8 | 0.043572
35685 | 12.42 | 1 | 2018-12-31 | 2019-12-31 | 365 | 14.2309 | 14 | 0.23094
35697 | 9.76 | 1 | 2018-12-31 | 2019-12-31 | 365 | 11.1831 | 11 | 0.18309
35712 | 11.2 | 1 | 2018-12-31 | 2019-12-31 | 365 | 12.833 | 12 | 0.83305
35703 | 8.64 | 1 | 2018-12-31 | 2019-12-31 | 365 | 9.8998 | 9 | 0.89978
35715 | 6.48 | 1 | 2018-12-31 | 2019-12-31 | 365 | 7.4248 | 7 | 0.42484
35716 | 19.62 | 1 | 2018-12-31 | 2019-12-31 | 365 | 22.4808 | 22 | 0.48075
35717 | 4.95 | 1 | 2018-12-31 | 2019-12-31 | 365 | 5.6717 | 5 | 0.67175
35719 | 6.48 | 1 | 2018-12-31 | 2019-12-31 | 365 | 7.4248 | 7 | 0.42484
35722 | 4.59 | 1 | 2018-12-31 | 2019-12-31 | 365 | 5.2593 | 5 | 0.25926
35788 | 6.1 | 1 | 2018-12-31 | 2019-12-31 | 365 | 6.9894 | 6 | 0.98943
35812 | 5.7 | 1 | 2018-12-31 | 2019-12-31 | 365 | 6.5311 | 6 | 0.53111
35813 | 11.97 | 1 | 2018-12-31 | 2019-12-31 | 365 | 13.7153 | 13 | 0.71532
35816 | 8.55 | 1 | 2018-12-31 | 2019-12-31 | 365 | 9.7967 | 9 | 0.79666
35727 | 9.36 | 1 | 2018-12-31 | 2019-12-31 | 365 | 10.7248 | 10 | 0.72476
35832 | 13.52 | 1 | 2018-12-31 | 2019-12-31 | 365 | 15.4913 | 15 | 0.49132
35834 | 6.6 | 1 | 2018-12-31 | 2019-12-31 | 365 | 7.5623 | 7 | 0.56233
35841 | 8.64 | 1 | 2018-12-31 | 2019-12-31 | 365 | 9.8998 | 9 | 0.89978
35837 | 9.72 | 1 | 2018-12-31 | 2019-12-31 | 365 | 11.1373 | 11 | 0.13725
35844 | 5.5 | 1 | 2018-12-31 | 2019-12-31 | 365 | 6.3019 | 6 | 0.30194
35846 | 11.1 | 1 | 2018-12-31 | 2019-12-31 | 365 | 12.7185 | 12 | 0.71847
35851 | 5.04 | 1 | 2018-12-31 | 2019-12-31 | 365 | 5.7749 | 5 | 0.77487
35849 | 8.32 | 1 | 2018-12-31 | 2019-12-31 | 365 | 9.5331 | 9 | 0.53312
35854 | 9.88 | 1 | 2018-12-31 | 2019-12-31 | 365 | 11.3206 | 11 | 0.32058
35858 | 7.29 | 1 | 2018-12-31 | 2019-12-31 | 365 | 8.3529 | 8 | 0.35294
35861 | 8.37 | 1 | 2018-12-31 | 2019-12-31 | 365 | 9.5904 | 9 | 0.59041
35865 | 6.885 | 1 | 2018-12-31 | 2019-12-31 | 365 | 7.8889 | 7 | 0.88889
35903 | 7.02 | 1 | 2018-12-31 | 2019-12-31 | 365 | 8.0436 | 8 | 0.043572
35962 | 7.8 | 1 | 2018-12-31 | 2019-12-31 | 365 | 8.9373 | 8 | 0.9373
35970 | 8.4 | 1 | 2018-12-31 | 2019-12-31 | 365 | 9.6248 | 9 | 0.62479
35867 | 8.829 | 1 | 2018-12-31 | 2019-12-31 | 365 | 10.1163 | 10 | 0.11634
35983 | 2.52 | 1 | 2018-12-31 | 2019-12-31 | 365 | 2.8874 | 2 | 0.88744
35994 | 3.36 | 1 | 2018-12-31 | 2019-12-31 | 365 | 3.8499 | 3 | 0.84991
35713 | 17.08 | 1 | 2018-12-31 | 2019-12-31 | 365 | 19.5704 | 19 | 0.5704
35847 | 7.54 | 1 | 2018-12-31 | 2019-12-31 | 365 | 8.6394 | 8 | 0.63939
35860 | 13.5 | 1 | 2018-12-31 | 2019-12-31 | 365 | 15.4684 | 15 | 0.46841
36025 | 5.04 | 1 | 2018-12-31 | 2019-12-31 | 365 | 5.7749 | 5 | 0.77487
35906 | 7.2 | 1 | 2018-12-31 | 2019-12-31 | 365 | 8.2498 | 8 | 0.24982
35728 | 12.1 | 1 | 2018-12-31 | 2019-12-31 | 365 | 13.8643 | 13 | 0.86428
35900 | 4.16 | 1 | 2018-12-31 | 2019-12-31 | 365 | 4.7666 | 4 | 0.76656
36638 | 6.27 | 1 | 2018-12-31 | 2019-12-31 | 365 | 7.1842 | 7 | 0.18422
36292 | 20.54 | 1 | 2018-12-31 | 2019-12-31 | 365 | 23.5349 | 23 | 0.5349
37584 | 5.795 | 1 | 2018-12-31 | 2019-12-31 | 365 | 6.64 | 6 | 0.63996
37611 | 7.848 | 1 | 2018-12-31 | 2019-12-31 | 365 | 8.9923 | 8 | 0.9923
37987 | 5.232 | 1 | 2018-12-31 | 2019-12-31 | 365 | 5.9949 | 5 | 0.99487
38079 | 8.502 | 1 | 2018-12-31 | 2019-12-31 | 365 | 9.7417 | 9 | 0.74166
38956 | 8.64 | 1 | 2018-12-31 | 2019-12-31 | 365 | 9.8998 | 9 | 0.89978
38980 | 10.8 | 1 | 2018-12-31 | 2019-12-31 | 365 | 12.3747 | 12 | 0.37473
39671 | 12.04 | 1 | 2018-12-31 | 2019-12-31 | 365 | 13.7955 | 13 | 0.79553
38382 | 8.1 | 1 | 2018-12-31 | 2019-12-31 | 365 | 9.281 | 9 | 0.28104
36215 | 19.38 | 1 | 2018-12-31 | 2019-12-31 | 365 | 22.2058 | 22 | 0.20576
38487 | 4.86 | 1 | 2018-12-31 | 2019-12-31 | 365 | 5.5686 | 5 | 0.56863
37321 | 8.27 | 1 | 2018-12-31 | 2019-12-31 | 365 | 9.4758 | 9 | 0.47583
40889 | 9.45 | 1 | 2018-12-31 | 2019-12-31 | 365 | 10.8279 | 10 | 0.82789
40893 | 8.1 | 1 | 2018-12-31 | 2019-12-31 | 365 | 9.281 | 9 | 0.28104
29836 | 249.5 | 0.9 | 2018-12-31 | 2019-12-31 | 365 | 257.2912 | 257 | 0.29119
31313 | 125.97 | 0.9 | 2018-12-31 | 2019-12-31 | 365 | 129.9037 | 129 | 0.90369
31312 | 50.7 | 0.9 | 2018-12-31 | 2019-12-31 | 365 | 52.2832 | 52 | 0.28322
34473 | 31.98 | 0.9 | 2018-12-31 | 2019-12-31 | 365 | 32.9786 | 32 | 0.97865
40796 | 6.5 | 1 | 2018-12-31 | 2019-12-31 | 365 | 7.4478 | 7 | 0.44775
40801 | 9.36 | 1 | 2018-12-31 | 2019-12-31 | 365 | 10.7248 | 10 | 0.72476
40803 | 9.88 | 1 | 2018-12-31 | 2019-12-31 | 365 | 11.3206 | 11 | 0.32058
40840 | 7.02 | 1 | 2018-12-31 | 2019-12-31 | 365 | 8.0436 | 8 | 0.043572
34465 | 42.18 | 0.9 | 2018-12-31 | 2019-12-31 | 365 | 43.4972 | 43 | 0.49716
43263 | 30.6 | 0.9 | 2018-12-31 | 2019-12-31 | 365 | 31.5556 | 31 | 0.55555
35074 | 22.875 | 1 | 2018-12-31 | 2019-12-31 | 365 | 26.2104 | 26 | 0.21036
41602 | 10.8 | 1 | 2018-12-31 | 2019-12-31 | 365 | 12.3747 | 12 | 0.37473
41604 | 10.71 | 1 | 2018-12-31 | 2019-12-31 | 365 | 12.2716 | 12 | 0.2716
42833 | 7.28 | 1 | 2018-12-31 | 2019-12-31 | 365 | 8.3415 | 8 | 0.34148
41939 | 5.72 | 1 | 2018-12-31 | 2019-12-31 | 365 | 6.554 | 6 | 0.55402
42167 | 4.16 | 1 | 2018-12-31 | 2019-12-31 | 365 | 4.7666 | 4 | 0.76656
42176 | 5.7 | 1 | 2018-12-31 | 2019-12-31 | 365 | 6.5311 | 6 | 0.53111
42182 | 5.2 | 1 | 2018-12-31 | 2019-12-31 | 365 | 5.9582 | 5 | 0.9582
42188 | 3.64 | 1 | 2018-12-31 | 2019-12-31 | 365 | 4.1707 | 4 | 0.17074
42231 | 9.1 | 1 | 2018-12-31 | 2019-12-31 | 365 | 10.4269 | 10 | 0.42685
42313 | 9.9 | 1 | 2018-12-31 | 2019-12-31 | 365 | 11.3435 | 11 | 0.3435
42315 | 14.535 | 1 | 2018-12-31 | 2019-12-31 | 365 | 16.6543 | 16 | 0.65432
43076 | 13.52 | 1 | 2018-12-31 | 2019-12-31 | 365 | 15.4913 | 15 | 0.49132
43087 | 5.1 | 1 | 2018-12-31 | 2019-12-31 | 365 | 5.8436 | 5 | 0.84362
43095 | 11.73 | 1 | 2018-12-31 | 2019-12-31 | 365 | 13.4403 | 13 | 0.44033
43108 | 6.24 | 1 | 2018-12-31 | 2019-12-31 | 365 | 7.1498 | 7 | 0.14984
42886 | 5.46 | 1 | 2018-12-31 | 2019-12-31 | 365 | 6.2561 | 6 | 0.25611
43517 | 13 | 1 | 2018-12-31 | 2019-12-31 | 365 | 14.8955 | 14 | 0.8955
43536 | 4.2 | 1 | 2018-12-31 | 2019-12-31 | 365 | 4.8124 | 4 | 0.81239
43545 | 24.9 | 1 | 2018-12-31 | 2019-12-31 | 365 | 28.5306 | 28 | 0.53062
43568 | 7.8 | 1 | 2018-12-31 | 2019-12-31 | 365 | 8.9373 | 8 | 0.9373
43577 | 14.28 | 1 | 2018-12-31 | 2019-12-31 | 365 | 16.3621 | 16 | 0.36214
43578 | 9.18 | 1 | 2018-12-31 | 2019-12-31 | 365 | 10.5185 | 10 | 0.51852
43579 | 11.59 | 1 | 2018-12-31 | 2019-12-31 | 365 | 13.2799 | 13 | 0.27991
43615 | 10.8 | 1 | 2018-12-31 | 2019-12-31 | 365 | 12.3747 | 12 | 0.37473
43632 | 5.46 | 1 | 2018-12-31 | 2019-12-31 | 365 | 6.2561 | 6 | 0.25611
44185 | 7.44 | 1 | 2018-12-31 | 2019-12-31 | 365 | 8.5248 | 8 | 0.52481
44205 | 2.475 | 1 | 2018-12-31 | 2019-12-31 | 365 | 2.8359 | 2 | 0.83587
44207 | 11.77 | 1 | 2018-12-31 | 2019-12-31 | 365 | 13.4862 | 13 | 0.48616
43636 | 1.55 | 1 | 2018-12-31 | 2019-12-31 | 365 | 1.776 | 1 | 0.776
43638 | 0.55 | 1 | 2018-12-31 | 2019-12-31 | 365 | 0.63019 | 0 | 0.63019
43614 | 3.24 | 1 | 2018-12-31 | 2019-12-31 | 365 | 3.7124 | 3 | 0.71242
43674 | 10.66 | 1 | 2018-12-31 | 2019-12-31 | 365 | 12.2143 | 12 | 0.21431
43685 | 6.24 | 1 | 2018-12-31 | 2019-12-31 | 365 | 7.1498 | 7 | 0.14984
43696 | 7.8 | 1 | 2018-12-31 | 2019-12-31 | 365 | 8.9373 | 8 | 0.9373
44466 | 5.36 | 1 | 2018-12-31 | 2019-12-31 | 365 | 6.1415 | 6 | 0.14153
44232 | 6.24 | 1 | 2018-12-31 | 2019-12-31 | 365 | 7.1498 | 7 | 0.14984
44218 | 6.875 | 1 | 2018-12-31 | 2019-12-31 | 365 | 7.8774 | 7 | 0.87743
43723 | 3.12 | 1 | 2018-12-31 | 2019-12-31 | 365 | 3.5749 | 3 | 0.57492
43727 | 7.28 | 1 | 2018-12-31 | 2019-12-31 | 365 | 8.3415 | 8 | 0.34148
43960 | 5.795 | 1 | 2018-12-31 | 2019-12-31 | 365 | 6.64 | 6 | 0.63996
43986 | 9.6 | 1 | 2018-12-31 | 2019-12-31 | 365 | 10.9998 | 10 | 0.99976
44470 | 10.36 | 1 | 2018-12-31 | 2019-12-31 | 365 | 11.8706 | 11 | 0.87057
44473 | 6.54 | 1 | 2018-12-31 | 2019-12-31 | 365 | 7.4936 | 7 | 0.49358
44477 | 4.578 | 1 | 2018-12-31 | 2019-12-31 | 365 | 5.2455 | 5 | 0.24551
44498 | 3 | 1 | 2018-12-31 | 2019-12-31 | 365 | 3.4374 | 3 | 0.43742
44623 | 11.44 | 1 | 2018-12-31 | 2019-12-31 | 365 | 13.108 | 13 | 0.10804
43968 | 7.98 | 1 | 2018-12-31 | 2019-12-31 | 365 | 9.1435 | 9 | 0.14355
44217 | 9.18 | 1 | 2018-12-31 | 2019-12-31 | 365 | 10.5185 | 10 | 0.51852
45408 | 8.96 | 1 | 2018-12-31 | 2019-12-31 | 365 | 10.2664 | 10 | 0.26644
33987 | 304.2 | 0.9 | 2018-12-31 | 2019-12-31 | 365 | 313.6993 | 313 | 0.69931
46225 | 24.2 | 1 | 2018-12-31 | 2019-12-31 | 365 | 27.7286 | 27 | 0.72855
52715 | 34.45 | 0.9 | 2018-12-31 | 2019-12-31 | 365 | 35.5258 | 35 | 0.52578
33992 | 50.22 | 1 | 2018-12-31 | 2019-12-31 | 365 | 57.5425 | 57 | 0.54248
35452 | 3.3 | 1 | 2018-12-31 | 2019-12-31 | 365 | 3.7812 | 3 | 0.78117
35724 | 7.42 | 1 | 2018-12-31 | 2019-12-31 | 365 | 8.5019 | 8 | 0.5019
35845 | 4.95 | 1 | 2018-12-31 | 2019-12-31 | 365 | 5.6717 | 5 | 0.67175
46216 | 8.84 | 1 | 2018-12-31 | 2019-12-31 | 365 | 10.1289 | 10 | 0.12894
46978 | 9.1 | 1 | 2018-12-31 | 2019-12-31 | 365 | 10.4269 | 10 | 0.42685
46984 | 3.8 | 1 | 2018-12-31 | 2019-12-31 | 365 | 4.3541 | 4 | 0.35407
47216 | 3.3 | 1 | 2018-12-31 | 2019-12-31 | 365 | 3.7812 | 3 | 0.78117
35831 | 5.94 | 1 | 2018-12-31 | 2019-12-31 | 365 | 6.8061 | 6 | 0.8061
47217 | 8.8 | 1 | 2018-12-31 | 2019-12-31 | 365 | 10.0831 | 10 | 0.08311
47220 | 6.72 | 1 | 2018-12-31 | 2019-12-31 | 365 | 7.6998 | 7 | 0.69983
43163 | 11.7 | 1 | 2018-12-31 | 2019-12-31 | 365 | 13.406 | 13 | 0.40595
44224 | 7.8 | 1 | 2018-12-31 | 2019-12-31 | 365 | 8.9373 | 8 | 0.9373
44227 | 9.88 | 1 | 2018-12-31 | 2019-12-31 | 365 | 11.3206 | 11 | 0.32058
45903 | 6 | 1 | 2018-12-31 | 2019-12-31 | 365 | 6.8748 | 6 | 0.87485
46456 | 9.36 | 1 | 2018-12-31 | 2019-12-31 | 365 | 10.7248 | 10 | 0.72476
44468 | 11.39 | 1 | 2018-12-31 | 2019-12-31 | 365 | 13.0508 | 13 | 0.050753
35800 | 1.34 | 1 | 2018-12-31 | 2019-12-31 | 365 | 1.5354 | 1 | 0.53538
40880 | 11.34 | 1 | 2018-12-31 | 2019-12-31 | 365 | 12.9935 | 12 | 0.99346
47005 | 3.9 | 1 | 2018-12-31 | 2019-12-31 | 365 | 4.4687 | 4 | 0.46865
36009 | 10.72 | 1 | 2018-12-31 | 2019-12-31 | 365 | 12.2831 | 12 | 0.28306
36322 | 24.75 | 1 | 2018-12-31 | 2019-12-31 | 365 | 28.3587 | 28 | 0.35875
36203 | 21.175 | 1 | 2018-12-31 | 2019-12-31 | 365 | 24.2625 | 24 | 0.26248
36199 | 4 | 1 | 2018-12-31 | 2019-12-31 | 365 | 4.5832 | 4 | 0.58323
36259 | 6 | 1 | 2018-12-31 | 2019-12-31 | 365 | 6.8748 | 6 | 0.87485
48651 | 6 | 1 | 2018-12-31 | 2019-12-31 | 365 | 6.8748 | 6 | 0.87485
36155 | 12.765 | 1 | 2018-12-31 | 2019-12-31 | 365 | 14.6262 | 14 | 0.62624
50454 | 17.82 | 1 | 2018-12-31 | 2019-12-31 | 365 | 20.4183 | 20 | 0.4183
36190 | 7.194 | 1 | 2018-12-31 | 2019-12-31 | 365 | 8.2429 | 8 | 0.24294
36252 | 7.02 | 1 | 2018-12-31 | 2019-12-31 | 365 | 8.0436 | 8 | 0.043572
43981 | 5.5 | 1 | 2018-12-31 | 2019-12-31 | 365 | 6.3019 | 6 | 0.30194
43650 | 9.975 | 1 | 2018-12-31 | 2019-12-31 | 365 | 11.4294 | 11 | 0.42943
40799 | 8.06 | 1 | 2018-12-31 | 2019-12-31 | 365 | 9.2352 | 9 | 0.23521
36226 | 13.2 | 1 | 2018-12-31 | 2019-12-31 | 365 | 15.1247 | 15 | 0.12467
37151 | 8.4 | 1 | 2018-12-31 | 2019-12-31 | 365 | 9.6248 | 9 | 0.62479
36197 | 6.9 | 1 | 2018-12-31 | 2019-12-31 | 365 | 7.9061 | 7 | 0.90608
36216 | 6.54 | 1 | 2018-12-31 | 2019-12-31 | 365 | 7.4936 | 7 | 0.49358
36198 | 9.12 | 1 | 2018-12-31 | 2019-12-31 | 365 | 10.4498 | 10 | 0.44977
36080 | 9.24 | 1 | 2018-12-31 | 2019-12-31 | 365 | 10.5873 | 10 | 0.58727
35796 | 5.94 | 1 | 2018-12-31 | 2019-12-31 | 365 | 6.8061 | 6 | 0.8061
36052 | 4.4 | 1 | 2018-12-31 | 2019-12-31 | 365 | 5.0416 | 5 | 0.041555
35782 | 9.18 | 1 | 2018-12-31 | 2019-12-31 | 365 | 10.5185 | 10 | 0.51852
43867 | 24.705 | 1 | 2018-12-31 | 2019-12-31 | 365 | 28.3072 | 28 | 0.30719
35549 | 15.39 | 1 | 2018-12-31 | 2019-12-31 | 365 | 17.634 | 17 | 0.63399
35702 | 4.68 | 1 | 2018-12-31 | 2019-12-31 | 365 | 5.3624 | 5 | 0.36238
36157 | 4.05 | 1 | 2018-12-31 | 2019-12-31 | 365 | 4.6405 | 4 | 0.64052
52893 | 9.9 | 1 | 2018-12-31 | 2019-12-31 | 365 | 11.3435 | 11 | 0.3435
52812 | 7.68 | 1 | 2018-12-31 | 2019-12-31 | 365 | 8.7998 | 8 | 0.79981
52811 | 7.9 | 1 | 2018-12-31 | 2019-12-31 | 365 | 9.0519 | 9 | 0.051883
52785 | 8.32 | 1 | 2018-12-31 | 2019-12-31 | 365 | 9.5331 | 9 | 0.53312
52714 | 10.2 | 1 | 2018-12-31 | 2019-12-31 | 365 | 11.6872 | 11 | 0.68724
52699 | 8.64 | 1 | 2018-12-31 | 2019-12-31 | 365 | 9.8998 | 9 | 0.89978
52621 | 5.355 | 1 | 2018-12-31 | 2019-12-31 | 365 | 6.1358 | 6 | 0.1358
52456 | 8.4 | 1 | 2018-12-31 | 2019-12-31 | 365 | 9.6248 | 9 | 0.62479
52219 | 7.95 | 1 | 2018-12-31 | 2019-12-31 | 365 | 9.1092 | 9 | 0.10917
52218 | 5.72 | 1 | 2018-12-31 | 2019-12-31 | 365 | 6.554 | 6 | 0.55402
52217 | 9.18 | 1 | 2018-12-31 | 2019-12-31 | 365 | 10.5185 | 10 | 0.51852
52011 | 7.6 | 1 | 2018-12-31 | 2019-12-31 | 365 | 8.7081 | 8 | 0.70814
51759 | 6.875 | 1 | 2018-12-31 | 2019-12-31 | 365 | 7.8774 | 7 | 0.87743
51757 | 6.63 | 1 | 2018-12-31 | 2019-12-31 | 365 | 7.5967 | 7 | 0.59671
51596 | 4.05 | 1 | 2018-12-31 | 2019-12-31 | 365 | 4.6405 | 4 | 0.64052
51221 | 14.85 | 1 | 2018-12-31 | 2019-12-31 | 365 | 17.0152 | 17 | 0.015249
50844 | 7.28 | 1 | 2018-12-31 | 2019-12-31 | 365 | 8.3415 | 8 | 0.34148
49195 | 10.8 | 1 | 2018-12-31 | 2019-12-31 | 365 | 12.3747 | 12 | 0.37473
49035 | 8.84 | 1 | 2018-12-31 | 2019-12-31 | 365 | 10.1289 | 10 | 0.12894
48990 | 13.75 | 1 | 2018-12-31 | 2019-12-31 | 365 | 15.7549 | 15 | 0.75486
48892 | 8.64 | 1 | 2018-12-31 | 2019-12-31 | 365 | 9.8998 | 9 | 0.89978
48765 | 6.24 | 1 | 2018-12-31 | 2019-12-31 | 365 | 7.1498 | 7 | 0.14984
49872 | 7.6 | 1 | 2018-12-31 | 2019-12-31 | 365 | 8.7081 | 8 | 0.70814
48750 | 7.28 | 1 | 2018-12-31 | 2019-12-31 | 365 | 8.3415 | 8 | 0.34148
48730 | 5.94 | 1 | 2018-12-31 | 2019-12-31 | 365 | 6.8061 | 6 | 0.8061
49410 | 6.44 | 1 | 2018-12-31 | 2019-12-31 | 365 | 7.379 | 7 | 0.379
49397 | 8.16 | 1 | 2018-12-31 | 2019-12-31 | 365 | 9.3498 | 9 | 0.34979
48667 | 7.125 | 1 | 2018-12-31 | 2019-12-31 | 365 | 8.1639 | 8 | 0.16388
48152 | 6.63 | 1 | 2018-12-31 | 2019-12-31 | 365 | 7.5967 | 7 | 0.59671
48111 | 10.14 | 1 | 2018-12-31 | 2019-12-31 | 365 | 11.6185 | 11 | 0.61849
47698 | 7.56 | 1 | 2018-12-31 | 2019-12-31 | 365 | 8.6623 | 8 | 0.66231
47674 | 7.93 | 1 | 2018-12-31 | 2019-12-31 | 365 | 9.0863 | 9 | 0.086257
47642 | 11.34 | 1 | 2018-12-31 | 2019-12-31 | 365 | 12.9935 | 12 | 0.99346
43946 | 15.2 | 1 | 2018-12-31 | 2019-12-31 | 365 | 17.4163 | 17 | 0.41628
42310 | 2.75 | 1 | 2018-12-31 | 2019-12-31 | 365 | 3.151 | 3 | 0.15097
44638 | 5.46 | 1 | 2018-12-31 | 2019-12-31 | 365 | 6.2561 | 6 | 0.25611
44595 | 13 | 1 | 2018-12-31 | 2019-12-31 | 365 | 14.8955 | 14 | 0.8955
49196 | 7.02 | 1 | 2018-12-31 | 2019-12-31 | 365 | 8.0436 | 8 | 0.043572
49199 | 2.43 | 1 | 2018-12-31 | 2019-12-31 | 365 | 2.7843 | 2 | 0.78431
49197 | 6.5 | 1 | 2018-12-31 | 2019-12-31 | 365 | 7.4478 | 7 | 0.44775
42467 | 6.24 | 1 | 2018-12-31 | 2019-12-31 | 365 | 7.1498 | 7 | 0.14984
42685 | 8.84 | 1 | 2018-12-31 | 2019-12-31 | 365 | 10.1289 | 10 | 0.12894
45256 | 12.48 | 1 | 2018-12-31 | 2019-12-31 | 365 | 14.2997 | 14 | 0.29968
44433 | 4.95 | 1 | 2018-12-31 | 2019-12-31 | 365 | 5.6717 | 5 | 0.67175
45043 | 6.5 | 1 | 2018-12-31 | 2019-12-31 | 365 | 7.4478 | 7 | 0.44775
44402 | 13 | 1 | 2018-12-31 | 2019-12-31 | 365 | 14.8955 | 14 | 0.8955
44493 | 2.28 | 1 | 2018-12-31 | 2019-12-31 | 365 | 2.6124 | 2 | 0.61244
44201 | 9.156 | 1 | 2018-12-31 | 2019-12-31 | 365 | 10.491 | 10 | 0.49102
43963 | 8.7 | 1 | 2018-12-31 | 2019-12-31 | 365 | 9.9685 | 9 | 0.96853
45781 | 10.8 | 1 | 2018-12-31 | 2019-12-31 | 365 | 12.3747 | 12 | 0.37473
45374 | 7.04 | 1 | 2018-12-31 | 2019-12-31 | 365 | 8.0665 | 8 | 0.066488
45236 | 6 | 1 | 2018-12-31 | 2019-12-31 | 365 | 6.8748 | 6 | 0.87485
46009 | 3.92 | 1 | 2018-12-31 | 2019-12-31 | 365 | 4.4916 | 4 | 0.49157
49198 | 6.63 | 1 | 2018-12-31 | 2019-12-31 | 365 | 7.5967 | 7 | 0.59671
45742 | 6.72 | 1 | 2018-12-31 | 2019-12-31 | 365 | 7.6998 | 7 | 0.69983
46116 | 5.98 | 1 | 2018-12-31 | 2019-12-31 | 365 | 6.8519 | 6 | 0.85193
46718 | 3.38 | 1 | 2018-12-31 | 2019-12-31 | 365 | 3.8728 | 3 | 0.87283
43971 | 6.76 | 1 | 2018-12-31 | 2019-12-31 | 365 | 7.7457 | 7 | 0.74566
47214 | 7.68 | 1 | 2018-12-31 | 2019-12-31 | 365 | 8.7998 | 8 | 0.79981
36253 | 6.6 | 1 | 2018-12-31 | 2019-12-31 | 365 | 7.5623 | 7 | 0.56233
43976 | 4.16 | 1 | 2018-12-31 | 2019-12-31 | 365 | 4.7666 | 4 | 0.76656
43974 | 6.76 | 1 | 2018-12-31 | 2019-12-31 | 365 | 7.7457 | 7 | 0.74566
40894 | 11.96 | 1 | 2018-12-31 | 2019-12-31 | 365 | 13.7039 | 13 | 0.70386
36071 | 13 | 1 | 2018-12-31 | 2019-12-31 | 365 | 14.8955 | 14 | 0.8955
43969 | 4.94 | 1 | 2018-12-31 | 2019-12-31 | 365 | 5.6603 | 5 | 0.66029
44569 | 4.16 | 1 | 2018-12-31 | 2019-12-31 | 365 | 4.7666 | 4 | 0.76656
41248 | 3.92 | 1 | 2018-12-31 | 2019-12-31 | 365 | 4.4916 | 4 | 0.49157
36177 | 7.02 | 1 | 2018-12-31 | 2019-12-31 | 365 | 8.0436 | 8 | 0.043572
43955 | 11.59 | 1 | 2018-12-31 | 2019-12-31 | 365 | 13.2799 | 13 | 0.27991
45261 | 3.6 | 1 | 2018-12-31 | 2019-12-31 | 365 | 4.1249 | 4 | 0.12491
36262 | 21.255 | 1 | 2018-12-31 | 2019-12-31 | 365 | 24.3541 | 24 | 0.35415
41259 | 8.06 | 1 | 2018-12-31 | 2019-12-31 | 365 | 9.2352 | 9 | 0.23521
44179 | 9 | 1 | 2018-12-31 | 2019-12-31 | 365 | 10.3123 | 10 | 0.31227
43956 | 7.1 | 1 | 2018-12-31 | 2019-12-31 | 365 | 8.1352 | 8 | 0.13524
40848 | 9.15 | 1 | 2018-12-31 | 2019-12-31 | 365 | 10.4841 | 10 | 0.48414
36689 | 7.125 | 1 | 2018-12-31 | 2019-12-31 | 365 | 8.1639 | 8 | 0.16388
36385 | 7.28 | 1 | 2018-12-31 | 2019-12-31 | 365 | 8.3415 | 8 | 0.34148
36396 | 4.96 | 1 | 2018-12-31 | 2019-12-31 | 365 | 5.6832 | 5 | 0.68321
36273 | 10 | 1 | 2018-12-31 | 2019-12-31 | 365 | 11.4581 | 11 | 0.45808
44578 | 10.95 | 1 | 2018-12-31 | 2019-12-31 | 365 | 12.5466 | 12 | 0.5466
36078 | 11 | 1 | 2018-12-31 | 2019-12-31 | 365 | 12.6039 | 12 | 0.60389
35772 | 7.84 | 1 | 2018-12-31 | 2019-12-31 | 365 | 8.9831 | 8 | 0.98313
52216 | 8.1 | 1 | 2018-12-31 | 2019-12-31 | 365 | 9.281 | 9 | 0.28104
52025 | 7.6 | 1 | 2018-12-31 | 2019-12-31 | 365 | 8.7081 | 8 | 0.70814
49842 | 10.325 | 1 | 2018-12-31 | 2019-12-31 | 365 | 11.8305 | 11 | 0.83047
35798 | 12.12 | 1 | 2018-12-31 | 2019-12-31 | 365 | 13.8872 | 13 | 0.88719
35986 | 9.156 | 1 | 2018-12-31 | 2019-12-31 | 365 | 10.491 | 10 | 0.49102
35977 | 9.36 | 1 | 2018-12-31 | 2019-12-31 | 365 | 10.7248 | 10 | 0.72476
35968 | 7.521 | 1 | 2018-12-31 | 2019-12-31 | 365 | 8.6176 | 8 | 0.61762
35802 | 8.06 | 1 | 2018-12-31 | 2019-12-31 | 365 | 9.2352 | 9 | 0.23521
35793 | 6.63 | 1 | 2018-12-31 | 2019-12-31 | 365 | 7.5967 | 7 | 0.59671
50039 | 11.4 | 1 | 2018-12-31 | 2019-12-31 | 365 | 13.0622 | 13 | 0.062211
36193 | 8.55 | 1 | 2018-12-31 | 2019-12-31 | 365 | 9.7967 | 9 | 0.79666
36202 | 13.5 | 1 | 2018-12-31 | 2019-12-31 | 365 | 15.4684 | 15 | 0.46841
46751 | 8.16 | 1 | 2018-12-31 | 2019-12-31 | 365 | 9.3498 | 9 | 0.34979
43966 | 4.42 | 1 | 2018-12-31 | 2019-12-31 | 365 | 5.0645 | 5 | 0.064471
44482 | 6.76 | 1 | 2018-12-31 | 2019-12-31 | 365 | 7.7457 | 7 | 0.74566
36218 | 6.76 | 1 | 2018-12-31 | 2019-12-31 | 365 | 7.7457 | 7 | 0.74566
36200 | 10.4 | 1 | 2018-12-31 | 2019-12-31 | 365 | 11.9164 | 11 | 0.9164
51031 | 5.1 | 1 | 2018-12-31 | 2019-12-31 | 365 | 5.8436 | 5 | 0.84362
44570 | 11.96 | 1 | 2018-12-31 | 2019-12-31 | 365 | 13.7039 | 13 | 0.70386
36175 | 4.08 | 1 | 2018-12-31 | 2019-12-31 | 365 | 4.6749 | 4 | 0.6749
36111 | 8.06 | 1 | 2018-12-31 | 2019-12-31 | 365 | 9.2352 | 9 | 0.23521
36187 | 16.35 | 1 | 2018-12-31 | 2019-12-31 | 365 | 18.734 | 18 | 0.73396
36160 | 5.67 | 1 | 2018-12-31 | 2019-12-31 | 365 | 6.4967 | 6 | 0.49673
36011 | 8.625 | 1 | 2018-12-31 | 2019-12-31 | 365 | 9.8826 | 9 | 0.88259
49804 | 8.64 | 1 | 2018-12-31 | 2019-12-31 | 365 | 9.8998 | 9 | 0.89978
35991 | 7.245 | 1 | 2018-12-31 | 2019-12-31 | 365 | 8.3014 | 8 | 0.30138
43089 | 4.16 | 1 | 2018-12-31 | 2019-12-31 | 365 | 4.7666 | 4 | 0.76656
36147 | 7.59 | 1 | 2018-12-31 | 2019-12-31 | 365 | 8.6967 | 8 | 0.69668
36127 | 7.28 | 1 | 2018-12-31 | 2019-12-31 | 365 | 8.3415 | 8 | 0.34148
35998 | 9.483 | 1 | 2018-12-31 | 2019-12-31 | 365 | 10.8657 | 10 | 0.8657
44544 | 4.59 | 1 | 2018-12-31 | 2019-12-31 | 365 | 5.2593 | 5 | 0.25926
36110 | 4.68 | 1 | 2018-12-31 | 2019-12-31 | 365 | 5.3624 | 5 | 0.36238
36201 | 9.2 | 1 | 2018-12-31 | 2019-12-31 | 365 | 10.5414 | 10 | 0.54143
36035 | 18 | 1 | 2018-12-31 | 2019-12-31 | 365 | 20.6245 | 20 | 0.62454
36192 | 13.68 | 1 | 2018-12-31 | 2019-12-31 | 365 | 15.6747 | 15 | 0.67465
36195 | 7.98 | 1 | 2018-12-31 | 2019-12-31 | 365 | 9.1435 | 9 | 0.14355
36185 | 7.59 | 1 | 2018-12-31 | 2019-12-31 | 365 | 8.6967 | 8 | 0.69668
36170 | 10.37 | 1 | 2018-12-31 | 2019-12-31 | 365 | 11.882 | 11 | 0.88203
46723 | 7.6 | 1 | 2018-12-31 | 2019-12-31 | 365 | 8.7081 | 8 | 0.70814
36256 | 8.4 | 1 | 2018-12-31 | 2019-12-31 | 365 | 9.6248 | 9 | 0.62479
36245 | 7.02 | 1 | 2018-12-31 | 2019-12-31 | 365 | 8.0436 | 8 | 0.043572
35051 | 11.7 | 1 | 2018-12-31 | 2019-12-31 | 365 | 13.406 | 13 | 0.40595
44707 | 10.8 | 1 | 2018-12-31 | 2019-12-31 | 365 | 12.3747 | 12 | 0.37473
50897 | 8.75 | 1 | 2018-12-31 | 2019-12-31 | 365 | 10.0258 | 10 | 0.02582
43985 | 7.15 | 1 | 2018-12-31 | 2019-12-31 | 365 | 8.1925 | 8 | 0.19253
36260 | 4.86 | 1 | 2018-12-31 | 2019-12-31 | 365 | 5.5686 | 5 | 0.56863
44634 | 6.87 | 1 | 2018-12-31 | 2019-12-31 | 365 | 7.8717 | 7 | 0.8717
36174 | 7.44 | 1 | 2018-12-31 | 2019-12-31 | 365 | 8.5248 | 8 | 0.52481
45734 | 9.35 | 1 | 2018-12-31 | 2019-12-31 | 365 | 10.7133 | 10 | 0.7133
32868 | 40.32 | 0.9 | 2018-12-31 | 2019-12-31 | 365 | 41.5791 | 41 | 0.57908
50923 | 10.64 | 1 | 2018-12-31 | 2019-12-31 | 365 | 12.1914 | 12 | 0.1914
43586 | 4.68 | 1 | 2018-12-31 | 2019-12-31 | 365 | 5.3624 | 5 | 0.36238
51332 | 8.4 | 1 | 2018-12-31 | 2019-12-31 | 365 | 9.6248 | 9 | 0.62479
50927 | 4.8 | 1 | 2018-12-31 | 2019-12-31 | 365 | 5.4999 | 5 | 0.49988
48077 | 9.1 | 1 | 2018-12-31 | 2019-12-31 | 365 | 10.4269 | 10 | 0.42685
46522 | 12 | 1 | 2018-12-31 | 2019-12-31 | 365 | 13.7497 | 13 | 0.7497
44334 | 6.16 | 1 | 2018-12-31 | 2019-12-31 | 365 | 7.0582 | 7 | 0.058177
43996 | 9.62 | 1 | 2018-12-31 | 2019-12-31 | 365 | 11.0227 | 11 | 0.022673
50840 | 6.9 | 1 | 2018-12-31 | 2019-12-31 | 365 | 7.9061 | 7 | 0.90608
36182 | 7.848 | 1 | 2018-12-31 | 2019-12-31 | 365 | 8.9923 | 8 | 0.9923
49402 | 8 | 1 | 2018-12-31 | 2019-12-31 | 365 | 9.1665 | 9 | 0.16646
41845 | 7.32 | 1 | 2018-12-31 | 2019-12-31 | 365 | 8.3873 | 8 | 0.38731
44530 | 11.78 | 1 | 2018-12-31 | 2019-12-31 | 365 | 13.4976 | 13 | 0.49762
44387 | 5.04 | 1 | 2018-12-31 | 2019-12-31 | 365 | 5.7749 | 5 | 0.77487
45716 | 6.2 | 1 | 2018-12-31 | 2019-12-31 | 365 | 7.104 | 7 | 0.10401
46001 | 6.75 | 1 | 2018-12-31 | 2019-12-31 | 365 | 7.7342 | 7 | 0.7342
36336 | 8.55 | 1 | 2018-12-31 | 2019-12-31 | 365 | 9.7967 | 9 | 0.79666
44270 | 8.1 | 1 | 2018-12-31 | 2019-12-31 | 365 | 9.281 | 9 | 0.28104
44488 | 9.25 | 1 | 2018-12-31 | 2019-12-31 | 365 | 10.5987 | 10 | 0.59872
35809 | 5.4 | 1 | 2018-12-31 | 2019-12-31 | 365 | 6.1874 | 6 | 0.18736
35808 | 6.93 | 1 | 2018-12-31 | 2019-12-31 | 365 | 7.9404 | 7 | 0.94045
35734 | 7.88 | 1 | 2018-12-31 | 2019-12-31 | 365 | 9.029 | 9 | 0.028967
35674 | 9.12 | 1 | 2018-12-31 | 2019-12-31 | 365 | 10.4498 | 10 | 0.44977
53225 | 7.29 | 1 | 2018-12-31 | 2019-12-31 | 365 | 8.3529 | 8 | 0.35294
44434 | 5 | 1 | 2018-12-31 | 2019-12-31 | 365 | 5.729 | 5 | 0.72904
51125 | 8.64 | 1 | 2018-12-31 | 2019-12-31 | 365 | 9.8998 | 9 | 0.89978
46261 | 13.8 | 1 | 2018-12-31 | 2019-12-31 | 365 | 15.8122 | 15 | 0.81215
44503 | 4.48 | 1 | 2018-12-31 | 2019-12-31 | 365 | 5.1332 | 5 | 0.13322
37463 | 6.72 | 1 | 2018-12-31 | 2019-12-31 | 365 | 7.6998 | 7 | 0.69983
49923 | 9.9 | 1 | 2018-12-31 | 2019-12-31 | 365 | 11.3435 | 11 | 0.3435
49948 | 10.2 | 1 | 2018-12-31 | 2019-12-31 | 365 | 11.6872 | 11 | 0.68724
43827 | 9.45 | 1 | 2018-12-31 | 2019-12-31 | 365 | 10.8279 | 10 | 0.82789
43917 | 10.14 | 1 | 2018-12-31 | 2019-12-31 | 365 | 11.6185 | 11 | 0.61849
36261 | 7.56 | 1 | 2018-12-31 | 2019-12-31 | 365 | 8.6623 | 8 | 0.66231
44693 | 6.21 | 1 | 2018-12-31 | 2019-12-31 | 365 | 7.1155 | 7 | 0.11547
50069 | 13.725 | 1 | 2018-12-31 | 2019-12-31 | 365 | 15.7262 | 15 | 0.72621
42309 | 4.68 | 1 | 2018-12-31 | 2019-12-31 | 365 | 5.3624 | 5 | 0.36238
49405 | 12.6 | 1 | 2018-12-31 | 2019-12-31 | 365 | 14.4372 | 14 | 0.43718
44502 | 6.72 | 1 | 2018-12-31 | 2019-12-31 | 365 | 7.6998 | 7 | 0.69983
49681 | 8.97 | 1 | 2018-12-31 | 2019-12-31 | 365 | 10.2779 | 10 | 0.2779
46255 | 7.29 | 1 | 2018-12-31 | 2019-12-31 | 365 | 8.3529 | 8 | 0.35294
43973 | 4.42 | 1 | 2018-12-31 | 2019-12-31 | 365 | 5.0645 | 5 | 0.064471
43989 | 9 | 1 | 2018-12-31 | 2019-12-31 | 365 | 10.3123 | 10 | 0.31227
47297 | 12.753 | 1 | 2018-12-31 | 2019-12-31 | 365 | 14.6125 | 14 | 0.61249
50558 | 9.3 | 1 | 2018-12-31 | 2019-12-31 | 365 | 10.656 | 10 | 0.65601
50688 | 4.86 | 1 | 2018-12-31 | 2019-12-31 | 365 | 5.5686 | 5 | 0.56863
34757 | 145.08 | 0.9 | 2018-12-31 | 2019-12-31 | 365 | 149.6104 | 149 | 0.61044
34733 | 475.84 | 0.9 | 2018-12-31 | 2019-12-31 | 365 | 490.6992 | 490 | 0.69915
34527 | 102.024 | 0.9 | 2018-12-31 | 2019-12-31 | 365 | 105.2099 | 105 | 0.20992
36124 | 11.7 | 1 | 2018-12-31 | 2019-12-31 | 365 | 13.406 | 13 | 0.40595
44501 | 11.025 | 1 | 2018-12-31 | 2019-12-31 | 365 | 12.6325 | 12 | 0.63253
35738 | 9 | 1 | 2018-12-31 | 2019-12-31 | 365 | 10.3123 | 10 | 0.31227
51510 | 13.5 | 1 | 2018-12-31 | 2019-12-31 | 365 | 15.4684 | 15 | 0.46841
51824 | 3.315 | 1 | 2018-12-31 | 2019-12-31 | 365 | 3.7984 | 3 | 0.79835
52213 | 7.29 | 1 | 2018-12-31 | 2019-12-31 | 365 | 8.3529 | 8 | 0.35294
52273 | 13.23 | 1 | 2018-12-31 | 2019-12-31 | 365 | 15.159 | 15 | 0.15904
34506 | 30.24 | 0.9 | 2018-12-31 | 2019-12-31 | 365 | 31.1843 | 31 | 0.18431
52701 | 13.77 | 1 | 2018-12-31 | 2019-12-31 | 365 | 15.7778 | 15 | 0.77778
52711 | 5.61 | 1 | 2018-12-31 | 2019-12-31 | 365 | 6.428 | 6 | 0.42798
52809 | 7.8 | 1 | 2018-12-31 | 2019-12-31 | 365 | 8.9373 | 8 | 0.9373
52941 | 12.15 | 1 | 2018-12-31 | 2019-12-31 | 365 | 13.9216 | 13 | 0.92157
52911 | 13 | 1 | 2018-12-31 | 2019-12-31 | 365 | 14.8955 | 14 | 0.8955
52912 | 4.86 | 1 | 2018-12-31 | 2019-12-31 | 365 | 5.5686 | 5 | 0.56863
53025 | 8.1 | 1 | 2018-12-31 | 2019-12-31 | 365 | 9.281 | 9 | 0.28104
53097 | 8.5 | 1 | 2018-12-31 | 2019-12-31 | 365 | 9.7394 | 9 | 0.73937
53142 | 6.48 | 1 | 2018-12-31 | 2019-12-31 | 365 | 7.4248 | 7 | 0.42484
53143 | 10.4 | 1 | 2018-12-31 | 2019-12-31 | 365 | 11.9164 | 11 | 0.9164
53144 | 5.8 | 1 | 2018-12-31 | 2019-12-31 | 365 | 6.6457 | 6 | 0.64569
53668 | 10.8 | 1 | 2018-12-31 | 2019-12-31 | 365 | 12.3747 | 12 | 0.37473
53457 | 7.5 | 1 | 2018-12-31 | 2019-12-31 | 365 | 8.5936 | 8 | 0.59356
53731 | 8.8 | 1 | 2018-12-31 | 2019-12-31 | 365 | 10.0831 | 10 | 0.08311
53444 | 4.86 | 1 | 2018-12-31 | 2019-12-31 | 365 | 5.5686 | 5 | 0.56863
54058 | 10.335 | 1 | 2018-12-31 | 2019-12-31 | 365 | 11.8419 | 11 | 0.84193
54091 | 2.34 | 1 | 2018-12-31 | 2019-12-31 | 365 | 2.6812 | 2 | 0.68119
54089 | 7.28 | 1 | 2018-12-31 | 2019-12-31 | 365 | 8.3415 | 8 | 0.34148
35926 | 8.28 | 1 | 2018-12-31 | 2019-12-31 | 365 | 9.4873 | 9 | 0.48729
53145 | 9.99 | 1 | 2018-12-31 | 2019-12-31 | 365 | 11.4466 | 11 | 0.44662
53988 | 17.16 | 1 | 2018-12-31 | 2019-12-31 | 365 | 19.6621 | 19 | 0.66207
43629 | 8.82 | 1 | 2018-12-31 | 2019-12-31 | 365 | 10.106 | 10 | 0.10603
35797 | 7.8 | 1 | 2018-12-31 | 2019-12-31 | 365 | 8.9373 | 8 | 0.9373
35931 | 6.213 | 1 | 2018-12-31 | 2019-12-31 | 365 | 7.1189 | 7 | 0.11891
36131 | 12.426 | 1 | 2018-12-31 | 2019-12-31 | 365 | 14.2378 | 14 | 0.23781
36135 | 7.194 | 1 | 2018-12-31 | 2019-12-31 | 365 | 8.2429 | 8 | 0.24294
36142 | 12.42 | 1 | 2018-12-31 | 2019-12-31 | 365 | 14.2309 | 14 | 0.23094
36163 | 9.81 | 1 | 2018-12-31 | 2019-12-31 | 365 | 11.2404 | 11 | 0.24038
44456 | 119.025 | 0.9 | 2018-12-31 | 2019-12-31 | 365 | 122.7418 | 122 | 0.74182
36189 | 7.56 | 1 | 2018-12-31 | 2019-12-31 | 365 | 8.6623 | 8 | 0.66231
40771 | 4.2 | 1 | 2018-12-31 | 2019-12-31 | 365 | 4.8124 | 4 | 0.81239
46258 | 14.26 | 1 | 2018-12-31 | 2019-12-31 | 365 | 16.3392 | 16 | 0.33922
46241 | 14.4 | 1 | 2018-12-31 | 2019-12-31 | 365 | 16.4996 | 16 | 0.49964
44119 | 10.71 | 1 | 2018-12-31 | 2019-12-31 | 365 | 12.2716 | 12 | 0.2716
35799 | 10.08 | 1 | 2018-12-31 | 2019-12-31 | 365 | 11.5497 | 11 | 0.54974
35740 | 8.7 | 1 | 2018-12-31 | 2019-12-31 | 365 | 9.9685 | 9 | 0.96853
40838 | 5.61 | 1 | 2018-12-31 | 2019-12-31 | 365 | 6.428 | 6 | 0.42798
41285 | 3.9 | 1 | 2018-12-31 | 2019-12-31 | 365 | 4.4687 | 4 | 0.46865
42314 | 3.9 | 1 | 2018-12-31 | 2019-12-31 | 365 | 4.4687 | 4 | 0.46865
41227 | 5.4 | 1 | 2018-12-31 | 2019-12-31 | 365 | 6.1874 | 6 | 0.18736
41889 | 3.38 | 1 | 2018-12-31 | 2019-12-31 | 365 | 3.8728 | 3 | 0.87283
43611 | 4.68 | 1 | 2018-12-31 | 2019-12-31 | 365 | 5.3624 | 5 | 0.36238
43585 | 7.24 | 1 | 2018-12-31 | 2019-12-31 | 365 | 8.2956 | 8 | 0.29565
43984 | 6.3 | 1 | 2018-12-31 | 2019-12-31 | 365 | 7.2186 | 7 | 0.21859
36210 | 7.56 | 1 | 2018-12-31 | 2019-12-31 | 365 | 8.6623 | 8 | 0.66231
43252 | 9.18 | 1 | 2018-12-31 | 2019-12-31 | 365 | 10.5185 | 10 | 0.51852
43612 | 7.8 | 1 | 2018-12-31 | 2019-12-31 | 365 | 8.9373 | 8 | 0.9373
35924 | 6.555 | 1 | 2018-12-31 | 2019-12-31 | 365 | 7.5108 | 7 | 0.51077
45039 | 7.02 | 1 | 2018-12-31 | 2019-12-31 | 365 | 8.0436 | 8 | 0.043572
44259 | 4.76 | 1 | 2018-12-31 | 2019-12-31 | 365 | 5.454 | 5 | 0.45405
36023 | 8.175 | 1 | 2018-12-31 | 2019-12-31 | 365 | 9.367 | 9 | 0.36698
44294 | 8.82 | 1 | 2018-12-31 | 2019-12-31 | 365 | 10.106 | 10 | 0.10603
44532 | 3.315 | 1 | 2018-12-31 | 2019-12-31 | 365 | 3.7984 | 3 | 0.79835
44526 | 4.5 | 1 | 2018-12-31 | 2019-12-31 | 365 | 5.1561 | 5 | 0.15614
44365 | 4.905 | 1 | 2018-12-31 | 2019-12-31 | 365 | 5.6202 | 5 | 0.62019
44588 | 11.1 | 1 | 2018-12-31 | 2019-12-31 | 365 | 12.7185 | 12 | 0.71847
36113 | 5.6 | 1 | 2018-12-31 | 2019-12-31 | 365 | 6.4165 | 6 | 0.41652
36181 | 8.28 | 1 | 2018-12-31 | 2019-12-31 | 365 | 9.4873 | 9 | 0.48729
37464 | 9.156 | 1 | 2018-12-31 | 2019-12-31 | 365 | 10.491 | 10 | 0.49102
44515 | 5.5 | 1 | 2018-12-31 | 2019-12-31 | 365 | 6.3019 | 6 | 0.30194
44522 | 10.8 | 1 | 2018-12-31 | 2019-12-31 | 365 | 12.3747 | 12 | 0.37473
44521 | 8.505 | 1 | 2018-12-31 | 2019-12-31 | 365 | 9.7451 | 9 | 0.7451
44739 | 8.68 | 1 | 2018-12-31 | 2019-12-31 | 365 | 9.9456 | 9 | 0.94561
46710 | 3.92 | 1 | 2018-12-31 | 2019-12-31 | 365 | 4.4916 | 4 | 0.49157
51030 | 10.23 | 1 | 2018-12-31 | 2019-12-31 | 365 | 11.7216 | 11 | 0.72162
40846 | 9.69 | 1 | 2018-12-31 | 2019-12-31 | 365 | 11.1029 | 11 | 0.10288
37016 | 9.6 | 1 | 2018-12-31 | 2019-12-31 | 365 | 10.9998 | 10 | 0.99976
47135 | 12.48 | 1 | 2018-12-31 | 2019-12-31 | 365 | 14.2997 | 14 | 0.29968
36344 | 9.6 | 1 | 2018-12-31 | 2019-12-31 | 365 | 10.9998 | 10 | 0.99976
51048 | 7.54 | 1 | 2018-12-31 | 2019-12-31 | 365 | 8.6394 | 8 | 0.63939
44409 | 9.36 | 1 | 2018-12-31 | 2019-12-31 | 365 | 10.7248 | 10 | 0.72476
44516 | 2.04 | 1 | 2018-12-31 | 2019-12-31 | 365 | 2.3374 | 2 | 0.33745
45393 | 11.2 | 1 | 2018-12-31 | 2019-12-31 | 365 | 12.833 | 12 | 0.83305
35766 | 14.84 | 1 | 2018-12-31 | 2019-12-31 | 365 | 17.0038 | 17 | 0.0037907
49950 | 8.12 | 1 | 2018-12-31 | 2019-12-31 | 365 | 9.304 | 9 | 0.30396
48221 | 10 | 1 | 2018-12-31 | 2019-12-31 | 365 | 11.4581 | 11 | 0.45808
44875 | 15.81 | 1 | 2018-12-31 | 2019-12-31 | 365 | 18.1152 | 18 | 0.11522
49644 | 12.29 | 1 | 2018-12-31 | 2019-12-31 | 365 | 14.082 | 14 | 0.08198
51206 | 7.8 | 1 | 2018-12-31 | 2019-12-31 | 365 | 8.9373 | 8 | 0.9373
44255 | 9.765 | 1 | 2018-12-31 | 2019-12-31 | 365 | 11.1888 | 11 | 0.18882
45773 | 9.8 | 1 | 2018-12-31 | 2019-12-31 | 365 | 11.2289 | 11 | 0.22892
46767 | 6.21 | 1 | 2018-12-31 | 2019-12-31 | 365 | 7.1155 | 7 | 0.11547
44178 | 9.45 | 1 | 2018-12-31 | 2019-12-31 | 365 | 10.8279 | 10 | 0.82789
36179 | 4.68 | 1 | 2018-12-31 | 2019-12-31 | 365 | 5.3624 | 5 | 0.36238
46707 | 9.075 | 1 | 2018-12-31 | 2019-12-31 | 365 | 10.3982 | 10 | 0.39821
44353 | 7.5 | 1 | 2018-12-31 | 2019-12-31 | 365 | 8.5936 | 8 | 0.59356
52221 | 13.26 | 1 | 2018-12-31 | 2019-12-31 | 365 | 15.1934 | 15 | 0.19341
49649 | 6.24 | 1 | 2018-12-31 | 2019-12-31 | 365 | 7.1498 | 7 | 0.14984
44870 | 11.44 | 1 | 2018-12-31 | 2019-12-31 | 365 | 13.108 | 13 | 0.10804
46702 | 11.7 | 1 | 2018-12-31 | 2019-12-31 | 365 | 13.406 | 13 | 0.40595
44022 | 3.12 | 1 | 2018-12-31 | 2019-12-31 | 365 | 3.5749 | 3 | 0.57492
44447 | 12.96 | 1 | 2018-12-31 | 2019-12-31 | 365 | 14.8497 | 14 | 0.84967
44295 | 10.92 | 1 | 2018-12-31 | 2019-12-31 | 365 | 12.5122 | 12 | 0.51222
44640 | 6.24 | 1 | 2018-12-31 | 2019-12-31 | 365 | 7.1498 | 7 | 0.14984
51046 | 5.2 | 1 | 2018-12-31 | 2019-12-31 | 365 | 5.9582 | 5 | 0.9582
44598 | 7.28 | 1 | 2018-12-31 | 2019-12-31 | 365 | 8.3415 | 8 | 0.34148
40892 | 7.28 | 1 | 2018-12-31 | 2019-12-31 | 365 | 8.3415 | 8 | 0.34148
49675 | 5.2 | 1 | 2018-12-31 | 2019-12-31 | 365 | 5.9582 | 5 | 0.9582
50441 | 10.5 | 1 | 2018-12-31 | 2019-12-31 | 365 | 12.031 | 12 | 0.030984
35964 | 9.156 | 1 | 2018-12-31 | 2019-12-31 | 365 | 10.491 | 10 | 0.49102
36152 | 17.004 | 1 | 2018-12-31 | 2019-12-31 | 365 | 19.4833 | 19 | 0.48332
44509 | 7.2 | 1 | 2018-12-31 | 2019-12-31 | 365 | 8.2498 | 8 | 0.24982
36138 | 5.232 | 1 | 2018-12-31 | 2019-12-31 | 365 | 5.9949 | 5 | 0.99487
36209 | 10.72 | 1 | 2018-12-31 | 2019-12-31 | 365 | 12.2831 | 12 | 0.28306
51045 | 6.5 | 1 | 2018-12-31 | 2019-12-31 | 365 | 7.4478 | 7 | 0.44775
46992 | 10.2 | 1 | 2018-12-31 | 2019-12-31 | 365 | 11.6872 | 11 | 0.68724
50443 | 9.16 | 1 | 2018-12-31 | 2019-12-31 | 365 | 10.4956 | 10 | 0.4956
44122 | 10.395 | 1 | 2018-12-31 | 2019-12-31 | 365 | 11.9107 | 11 | 0.91067
45429 | 11.77 | 1 | 2018-12-31 | 2019-12-31 | 365 | 13.4862 | 13 | 0.48616
36349 | 13.545 | 1 | 2018-12-31 | 2019-12-31 | 365 | 15.52 | 15 | 0.51997
49937 | 6.213 | 1 | 2018-12-31 | 2019-12-31 | 365 | 7.1189 | 7 | 0.11891
35785 | 5.61 | 1 | 2018-12-31 | 2019-12-31 | 365 | 6.428 | 6 | 0.42798
49760 | 8.4 | 1 | 2018-12-31 | 2019-12-31 | 365 | 9.6248 | 9 | 0.62479
44610 | 9.483 | 1 | 2018-12-31 | 2019-12-31 | 365 | 10.8657 | 10 | 0.8657
44306 | 12.92 | 1 | 2018-12-31 | 2019-12-31 | 365 | 14.8038 | 14 | 0.80384
43618 | 9.765 | 1 | 2018-12-31 | 2019-12-31 | 365 | 11.1888 | 11 | 0.18882
43936 | 6.16 | 1 | 2018-12-31 | 2019-12-31 | 365 | 7.0582 | 7 | 0.058177
46245 | 9.5 | 1 | 2018-12-31 | 2019-12-31 | 365 | 10.8852 | 10 | 0.88518
48086 | 6.5 | 1 | 2018-12-31 | 2019-12-31 | 365 | 7.4478 | 7 | 0.44775
50470 | 10.137 | 1 | 2018-12-31 | 2019-12-31 | 365 | 11.6151 | 11 | 0.61506
44180 | 2.25 | 1 | 2018-12-31 | 2019-12-31 | 365 | 2.5781 | 2 | 0.57807
44520 | 14.025 | 1 | 2018-12-31 | 2019-12-31 | 365 | 16.07 | 16 | 0.069957
36166 | 20.8 | 1 | 2018-12-31 | 2019-12-31 | 365 | 23.8328 | 23 | 0.83281
45702 | 6.9 | 1 | 2018-12-31 | 2019-12-31 | 365 | 7.9061 | 7 | 0.90608
47120 | 9.12 | 1 | 2018-12-31 | 2019-12-31 | 365 | 10.4498 | 10 | 0.44977
49190 | 3.9 | 1 | 2018-12-31 | 2019-12-31 | 365 | 4.4687 | 4 | 0.46865
43626 | 6.5 | 1 | 2018-12-31 | 2019-12-31 | 365 | 7.4478 | 7 | 0.44775
42411 | 6.76 | 1 | 2018-12-31 | 2019-12-31 | 365 | 7.7457 | 7 | 0.74566
44929 | 6.6 | 1 | 2018-12-31 | 2019-12-31 | 365 | 7.5623 | 7 | 0.56233
44681 | 8 | 1 | 2018-12-31 | 2019-12-31 | 365 | 9.1665 | 9 | 0.16646
45309 | 8.32 | 1 | 2018-12-31 | 2019-12-31 | 365 | 9.5331 | 9 | 0.53312
44672 | 9.36 | 1 | 2018-12-31 | 2019-12-31 | 365 | 10.7248 | 10 | 0.72476
49771 | 7.28 | 1 | 2018-12-31 | 2019-12-31 | 365 | 8.3415 | 8 | 0.34148
36212 | 5.232 | 1 | 2018-12-31 | 2019-12-31 | 365 | 5.9949 | 5 | 0.99487
43114 | 6.24 | 1 | 2018-12-31 | 2019-12-31 | 365 | 7.1498 | 7 | 0.14984
49259 | 4.4 | 1 | 2018-12-31 | 2019-12-31 | 365 | 5.0416 | 5 | 0.041555
50998 | 4.24 | 1 | 2018-12-31 | 2019-12-31 | 365 | 4.8582 | 4 | 0.85823
43119 | 7.02 | 1 | 2018-12-31 | 2019-12-31 | 365 | 8.0436 | 8 | 0.043572
44303 | 8.82 | 1 | 2018-12-31 | 2019-12-31 | 365 | 10.106 | 10 | 0.10603
45759 | 9.135 | 1 | 2018-12-31 | 2019-12-31 | 365 | 10.467 | 10 | 0.46696
43959 | 2.44 | 1 | 2018-12-31 | 2019-12-31 | 365 | 2.7958 | 2 | 0.79577
35754 | 12.04 | 1 | 2018-12-31 | 2019-12-31 | 365 | 13.7955 | 13 | 0.79553
44429 | 17.68 | 1 | 2018-12-31 | 2019-12-31 | 365 | 20.2579 | 20 | 0.25789
44507 | 9.156 | 1 | 2018-12-31 | 2019-12-31 | 365 | 10.491 | 10 | 0.49102
44168 | 8.55 | 1 | 2018-12-31 | 2019-12-31 | 365 | 9.7967 | 9 | 0.79666
44450 | 7.02 | 1 | 2018-12-31 | 2019-12-31 | 365 | 8.0436 | 8 | 0.043572
44683 | 6.24 | 1 | 2018-12-31 | 2019-12-31 | 365 | 7.1498 | 7 | 0.14984
44439 | 6.24 | 1 | 2018-12-31 | 2019-12-31 | 365 | 7.1498 | 7 | 0.14984
44235 | 9 | 1 | 2018-12-31 | 2019-12-31 | 365 | 10.3123 | 10 | 0.31227
36298 | 7.84 | 1 | 2018-12-31 | 2019-12-31 | 365 | 8.9831 | 8 | 0.98313
44686 | 10.5 | 1 | 2018-12-31 | 2019-12-31 | 365 | 12.031 | 12 | 0.030984
36162 | 5.559 | 1 | 2018-12-31 | 2019-12-31 | 365 | 6.3695 | 6 | 0.36955
43619 | 11.4 | 1 | 2018-12-31 | 2019-12-31 | 365 | 13.0622 | 13 | 0.062211
44927 | 4.725 | 1 | 2018-12-31 | 2019-12-31 | 365 | 5.4139 | 5 | 0.41394
35972 | 9.36 | 1 | 2018-12-31 | 2019-12-31 | 365 | 10.7248 | 10 | 0.72476
48660 | 8.06 | 1 | 2018-12-31 | 2019-12-31 | 365 | 9.2352 | 9 | 0.23521
43630 | 14.4 | 1 | 2018-12-31 | 2019-12-31 | 365 | 16.4996 | 16 | 0.49964
51449 | 6.48 | 1 | 2018-12-31 | 2019-12-31 | 365 | 7.4248 | 7 | 0.42484
37663 | 135.94 | 1 | 2018-12-31 | 2019-12-31 | 365 | 155.7611 | 155 | 0.76114
35804 | 17.004 | 1 | 2018-12-31 | 2019-12-31 | 365 | 19.4833 | 19 | 0.48332
42482 | 10.335 | 1 | 2018-12-31 | 2019-12-31 | 365 | 11.8419 | 11 | 0.84193
51049 | 6 | 1 | 2018-12-31 | 2019-12-31 | 365 | 6.8748 | 6 | 0.87485
44587 | 6.24 | 1 | 2018-12-31 | 2019-12-31 | 365 | 7.1498 | 7 | 0.14984
42663 | 8.32 | 1 | 2018-12-31 | 2019-12-31 | 365 | 9.5331 | 9 | 0.53312
44565 | 10.92 | 1 | 2018-12-31 | 2019-12-31 | 365 | 12.5122 | 12 | 0.51222
36069 | 4.42 | 1 | 2018-12-31 | 2019-12-31 | 365 | 5.0645 | 5 | 0.064471
51034 | 11.4 | 1 | 2018-12-31 | 2019-12-31 | 365 | 13.0622 | 13 | 0.062211
52211 | 8.4 | 1 | 2018-12-31 | 2019-12-31 | 365 | 9.6248 | 9 | 0.62479
44321 | 8.32 | 1 | 2018-12-31 | 2019-12-31 | 365 | 9.5331 | 9 | 0.53312
49455 | 10.83 | 1 | 2018-12-31 | 2019-12-31 | 365 | 12.4091 | 12 | 0.4091
48142 | 7.425 | 1 | 2018-12-31 | 2019-12-31 | 365 | 8.5076 | 8 | 0.50762
36143 | 19.38 | 1 | 2018-12-31 | 2019-12-31 | 365 | 22.2058 | 22 | 0.20576
40891 | 10.14 | 1 | 2018-12-31 | 2019-12-31 | 365 | 11.6185 | 11 | 0.61849
48103 | 13 | 1 | 2018-12-31 | 2019-12-31 | 365 | 14.8955 | 14 | 0.8955
49812 | 7.68 | 1 | 2018-12-31 | 2019-12-31 | 365 | 8.7998 | 8 | 0.79981
54086 | 9.86 | 1 | 2018-12-31 | 2019-12-31 | 365 | 11.2977 | 11 | 0.29767
50918 | 16.2 | 1 | 2018-12-31 | 2019-12-31 | 365 | 18.5621 | 18 | 0.56209
36183 | 11.385 | 1 | 2018-12-31 | 2019-12-31 | 365 | 13.045 | 13 | 0.045024
37035 | 7.521 | 1 | 2018-12-31 | 2019-12-31 | 365 | 8.6176 | 8 | 0.61762
44582 | 10.4 | 1 | 2018-12-31 | 2019-12-31 | 365 | 11.9164 | 11 | 0.9164
46759 | 7.705 | 1 | 2018-12-31 | 2019-12-31 | 365 | 8.8285 | 8 | 0.82845
44137 | 9.9 | 1 | 2018-12-31 | 2019-12-31 | 365 | 11.3435 | 11 | 0.3435
44356 | 9.45 | 1 | 2018-12-31 | 2019-12-31 | 365 | 10.8279 | 10 | 0.82789
51001 | 6.3 | 1 | 2018-12-31 | 2019-12-31 | 365 | 7.2186 | 7 | 0.21859
43843 | 6.76 | 1 | 2018-12-31 | 2019-12-31 | 365 | 7.7457 | 7 | 0.74566
43634 | 3.57 | 1 | 2018-12-31 | 2019-12-31 | 365 | 4.0905 | 4 | 0.090535
49640 | 3.3 | 1 | 2018-12-31 | 2019-12-31 | 365 | 3.7812 | 3 | 0.78117
52129 | 7.68 | 1 | 2018-12-31 | 2019-12-31 | 365 | 8.7998 | 8 | 0.79981
54224 | 6.89 | 1 | 2018-12-31 | 2019-12-31 | 365 | 7.8946 | 7 | 0.89462
54290 | 5.3 | 1 | 2018-12-31 | 2019-12-31 | 365 | 6.0728 | 6 | 0.072782
54292 | 7.155 | 1 | 2018-12-31 | 2019-12-31 | 365 | 8.1983 | 8 | 0.19826
54294 | 10.66 | 1 | 2018-12-31 | 2019-12-31 | 365 | 12.2143 | 12 | 0.21431
54484 | 9 | 1 | 2018-12-31 | 2019-12-31 | 365 | 10.3123 | 10 | 0.31227
54487 | 6.63 | 1 | 2018-12-31 | 2019-12-31 | 365 | 7.5967 | 7 | 0.59671
54563 | 6.24 | 1 | 2018-12-31 | 2019-12-31 | 365 | 7.1498 | 7 | 0.14984
54677 | 5.67 | 1 | 2018-12-31 | 2019-12-31 | 365 | 6.4967 | 6 | 0.49673
50048 | 7.28 | 1 | 2018-12-31 | 2019-12-31 | 365 | 8.3415 | 8 | 0.34148
49000 | 15.6 | 1 | 2018-12-31 | 2019-12-31 | 365 | 17.8746 | 17 | 0.8746
48056 | 7.28 | 1 | 2018-12-31 | 2019-12-31 | 365 | 8.3415 | 8 | 0.34148
49027 | 5.2 | 1 | 2018-12-31 | 2019-12-31 | 365 | 5.9582 | 5 | 0.9582
36144 | 10.26 | 1 | 2018-12-31 | 2019-12-31 | 365 | 11.756 | 11 | 0.75599
42677 | 4.68 | 1 | 2018-12-31 | 2019-12-31 | 365 | 5.3624 | 5 | 0.36238
44575 | 4.68 | 1 | 2018-12-31 | 2019-12-31 | 365 | 5.3624 | 5 | 0.36238
48068 | 6.24 | 1 | 2018-12-31 | 2019-12-31 | 365 | 7.1498 | 7 | 0.14984
44415 | 12.48 | 1 | 2018-12-31 | 2019-12-31 | 365 | 14.2997 | 14 | 0.29968
36775 | 9.045 | 1 | 2018-12-31 | 2019-12-31 | 365 | 10.3638 | 10 | 0.36383
51032 | 12 | 1 | 2018-12-31 | 2019-12-31 | 365 | 13.7497 | 13 | 0.7497
55596 | 9.99 | 1 | 2018-12-31 | 2019-12-31 | 365 | 11.4466 | 11 | 0.44662
44290 | 8.32 | 1 | 2018-12-31 | 2019-12-31 | 365 | 9.5331 | 9 | 0.53312
41820 | 14.85 | 1 | 2018-12-31 | 2019-12-31 | 365 | 17.0152 | 17 | 0.015249
34566 | 51.3 | 0.9 | 2018-12-31 | 2019-12-31 | 365 | 52.902 | 52 | 0.90196
36055 | 3.06 | 1 | 2018-12-31 | 2019-12-31 | 365 | 3.5062 | 3 | 0.50617
51111 | 5.2 | 1 | 2018-12-31 | 2019-12-31 | 365 | 5.9582 | 5 | 0.9582
51408 | 13.8 | 1 | 2018-12-31 | 2019-12-31 | 365 | 15.8122 | 15 | 0.81215
49858 | 8.4 | 1 | 2018-12-31 | 2019-12-31 | 365 | 9.6248 | 9 | 0.62479
44677 | 7.8 | 1 | 2018-12-31 | 2019-12-31 | 365 | 8.9373 | 8 | 0.9373
44505 | 7.37 | 1 | 2018-12-31 | 2019-12-31 | 365 | 8.4446 | 8 | 0.4446
36358 | 9.765 | 1 | 2018-12-31 | 2019-12-31 | 365 | 11.1888 | 11 | 0.18882
45250 | 6.93 | 1 | 2018-12-31 | 2019-12-31 | 365 | 7.9404 | 7 | 0.94045
56316 | 2.34 | 1 | 2018-12-31 | 2019-12-31 | 365 | 2.6812 | 2 | 0.68119
56318 | 4.68 | 1 | 2018-12-31 | 2019-12-31 | 365 | 5.3624 | 5 | 0.36238
56283 | 4.86 | 1 | 2018-12-31 | 2019-12-31 | 365 | 5.5686 | 5 | 0.56863
46005 | 14.3 | 1 | 2018-12-31 | 2019-12-31 | 365 | 16.3851 | 16 | 0.38505
44344 | 7.52 | 1 | 2018-12-31 | 2019-12-31 | 365 | 8.6165 | 8 | 0.61648
55948 | 10.4 | 1 | 2018-12-31 | 2019-12-31 | 365 | 11.9164 | 11 | 0.9164
55815 | 5.6 | 1 | 2018-12-31 | 2019-12-31 | 365 | 6.4165 | 6 | 0.41652
55811 | 4.48 | 1 | 2018-12-31 | 2019-12-31 | 365 | 5.1332 | 5 | 0.13322
55445 | 7.7 | 1 | 2018-12-31 | 2019-12-31 | 365 | 8.8227 | 8 | 0.82272
55317 | 5.3 | 1 | 2018-12-31 | 2019-12-31 | 365 | 6.0728 | 6 | 0.072782
55316 | 5.3 | 1 | 2018-12-31 | 2019-12-31 | 365 | 6.0728 | 6 | 0.072782
55314 | 12.48 | 1 | 2018-12-31 | 2019-12-31 | 365 | 14.2997 | 14 | 0.29968
55193 | 5.72 | 1 | 2018-12-31 | 2019-12-31 | 365 | 6.554 | 6 | 0.55402
55186 | 9.88 | 1 | 2018-12-31 | 2019-12-31 | 365 | 11.3206 | 11 | 0.32058
44281 | 8.18 | 1 | 2018-12-31 | 2019-12-31 | 365 | 9.3727 | 9 | 0.37271
51237 | 13.2 | 1 | 2018-12-31 | 2019-12-31 | 365 | 15.1247 | 15 | 0.12467
56472 | 12.2 | 1 | 2018-12-31 | 2019-12-31 | 365 | 13.9789 | 13 | 0.97886
56580 | 10.8 | 1 | 2018-12-31 | 2019-12-31 | 365 | 12.3747 | 12 | 0.37473
51329 | 7.29 | 1 | 2018-12-31 | 2019-12-31 | 365 | 8.3529 | 8 | 0.35294
44177 | 8.55 | 1 | 2018-12-31 | 2019-12-31 | 365 | 9.7967 | 9 | 0.79666
36706 | 8.55 | 1 | 2018-12-31 | 2019-12-31 | 365 | 9.7967 | 9 | 0.79666
35958 | 6.54 | 1 | 2018-12-31 | 2019-12-31 | 365 | 7.4936 | 7 | 0.49358
56371 | 7.425 | 1 | 2018-12-31 | 2019-12-31 | 365 | 8.5076 | 8 | 0.50762
44688 | 4.58 | 1 | 2018-12-31 | 2019-12-31 | 365 | 5.2478 | 5 | 0.2478
56242 | 11.7 | 1 | 2018-12-31 | 2019-12-31 | 365 | 13.406 | 13 | 0.40595
44792 | 10.395 | 1 | 2018-12-31 | 2019-12-31 | 365 | 11.9107 | 11 | 0.91067
56782 | 13.34 | 1 | 2018-12-31 | 2019-12-31 | 365 | 15.2851 | 15 | 0.28508
56767 | 2.565 | 1 | 2018-12-31 | 2019-12-31 | 365 | 2.939 | 2 | 0.939
56721 | 8.525 | 1 | 2018-12-31 | 2019-12-31 | 365 | 9.768 | 9 | 0.76801
54558 | 6.5 | 1 | 2018-12-31 | 2019-12-31 | 365 | 7.4478 | 7 | 0.44775
46013 | 9.62 | 1 | 2018-12-31 | 2019-12-31 | 365 | 11.0227 | 11 | 0.022673
44393 | 8.06 | 1 | 2018-12-31 | 2019-12-31 | 365 | 9.2352 | 9 | 0.23521
51124 | 2.86 | 1 | 2018-12-31 | 2019-12-31 | 365 | 3.277 | 3 | 0.27701
44298 | 9.88 | 1 | 2018-12-31 | 2019-12-31 | 365 | 11.3206 | 11 | 0.32058
56399 | 9.45 | 1 | 2018-12-31 | 2019-12-31 | 365 | 10.8279 | 10 | 0.82789
37585 | 7.41 | 1 | 2018-12-31 | 2019-12-31 | 365 | 8.4904 | 8 | 0.49044
50820 | 12.375 | 1 | 2018-12-31 | 2019-12-31 | 365 | 14.1794 | 14 | 0.17937
44633 | 13.52 | 1 | 2018-12-31 | 2019-12-31 | 365 | 15.4913 | 15 | 0.49132
54566 | 2.86 | 1 | 2018-12-31 | 2019-12-31 | 365 | 3.277 | 3 | 0.27701
44442 | 11.96 | 1 | 2018-12-31 | 2019-12-31 | 365 | 13.7039 | 13 | 0.70386
52712 | 7.7 | 1 | 2018-12-31 | 2019-12-31 | 365 | 8.8227 | 8 | 0.82272
51039 | 10.14 | 1 | 2018-12-31 | 2019-12-31 | 365 | 11.6185 | 11 | 0.61849
48063 | 8.265 | 1 | 2018-12-31 | 2019-12-31 | 365 | 9.4701 | 9 | 0.4701
35536 | 18.312 | 1 | 2018-12-31 | 2019-12-31 | 365 | 20.982 | 20 | 0.98204
44506 | 6.75 | 1 | 2018-12-31 | 2019-12-31 | 365 | 7.7342 | 7 | 0.7342
44010 | 9.6 | 1 | 2018-12-31 | 2019-12-31 | 365 | 10.9998 | 10 | 0.99976
50448 | 8.8 | 1 | 2018-12-31 | 2019-12-31 | 365 | 10.0831 | 10 | 0.08311
36184 | 3.64 | 1 | 2018-12-31 | 2019-12-31 | 365 | 4.1707 | 4 | 0.17074
36176 | 7.245 | 1 | 2018-12-31 | 2019-12-31 | 365 | 8.3014 | 8 | 0.30138
44130 | 11.34 | 1 | 2018-12-31 | 2019-12-31 | 365 | 12.9935 | 12 | 0.99346
44339 | 10.8 | 1 | 2018-12-31 | 2019-12-31 | 365 | 12.3747 | 12 | 0.37473
44184 | 10.36 | 1 | 2018-12-31 | 2019-12-31 | 365 | 11.8706 | 11 | 0.87057
44581 | 5.27 | 1 | 2018-12-31 | 2019-12-31 | 365 | 6.0384 | 6 | 0.038408
50756 | 4.08 | 1 | 2018-12-31 | 2019-12-31 | 365 | 4.6749 | 4 | 0.6749
36781 | 4.578 | 1 | 2018-12-31 | 2019-12-31 | 365 | 5.2455 | 5 | 0.24551
29759 | 12 | 1 | 2018-12-31 | 2019-12-31 | 365 | 13.7497 | 13 | 0.7497
54303 | 4.8 | 1 | 2018-12-31 | 2019-12-31 | 365 | 5.4999 | 5 | 0.49988
54481 | 6.54 | 1 | 2018-12-31 | 2019-12-31 | 365 | 7.4936 | 7 | 0.49358
54670 | 7.42 | 1 | 2018-12-31 | 2019-12-31 | 365 | 8.5019 | 8 | 0.5019
50842 | 5.2 | 1 | 2018-12-31 | 2019-12-31 | 365 | 5.9582 | 5 | 0.9582
51457 | 6.2 | 1 | 2018-12-31 | 2019-12-31 | 365 | 7.104 | 7 | 0.10401
50204 | 10.1 | 1 | 2018-12-31 | 2019-12-31 | 365 | 11.5727 | 11 | 0.57266
50837 | 8.5 | 1 | 2018-12-31 | 2019-12-31 | 365 | 9.7394 | 9 | 0.73937
54599 | 13.32 | 1 | 2018-12-31 | 2019-12-31 | 365 | 15.2622 | 15 | 0.26216
54597 | 7.24 | 1 | 2018-12-31 | 2019-12-31 | 365 | 8.2956 | 8 | 0.29565
56384 | 10.8 | 1 | 2018-12-31 | 2019-12-31 | 365 | 12.3747 | 12 | 0.37473
31311 | 172.38 | 0.9 | 2018-12-31 | 2019-12-31 | 365 | 177.7629 | 177 | 0.76294
43937 | 3.36 | 1 | 2018-12-31 | 2019-12-31 | 365 | 3.8499 | 3 | 0.84991
44556 | 7.905 | 1 | 2018-12-31 | 2019-12-31 | 365 | 9.0576 | 9 | 0.057612
44490 | 12.09 | 1 | 2018-12-31 | 2019-12-31 | 365 | 13.8528 | 13 | 0.85282
45240 | 14.49 | 1 | 2018-12-31 | 2019-12-31 | 365 | 16.6028 | 16 | 0.60276
49868 | 8.28 | 1 | 2018-12-31 | 2019-12-31 | 365 | 9.4873 | 9 | 0.48729
55187 | 8 | 1 | 2018-12-31 | 2019-12-31 | 365 | 9.1665 | 9 | 0.16646
55190 | 10.5 | 1 | 2018-12-31 | 2019-12-31 | 365 | 12.031 | 12 | 0.030984
55192 | 9.9 | 1 | 2018-12-31 | 2019-12-31 | 365 | 11.3435 | 11 | 0.3435
50856 | 8.96 | 1 | 2018-12-31 | 2019-12-31 | 365 | 10.2664 | 10 | 0.26644
55275 | 6.5 | 1 | 2018-12-31 | 2019-12-31 | 365 | 7.4478 | 7 | 0.44775
48980 | 16.695 | 1 | 2018-12-31 | 2019-12-31 | 365 | 19.1293 | 19 | 0.12926
55598 | 9.945 | 1 | 2018-12-31 | 2019-12-31 | 365 | 11.3951 | 11 | 0.39506
55597 | 11.4 | 1 | 2018-12-31 | 2019-12-31 | 365 | 13.0622 | 13 | 0.062211
55582 | 4.77 | 1 | 2018-12-31 | 2019-12-31 | 365 | 5.4655 | 5 | 0.4655
55659 | 6.21 | 1 | 2018-12-31 | 2019-12-31 | 365 | 7.1155 | 7 | 0.11547
43253 | 12.6 | 1 | 2018-12-31 | 2019-12-31 | 365 | 14.4372 | 14 | 0.43718
46700 | 10.08 | 1 | 2018-12-31 | 2019-12-31 | 365 | 11.5497 | 11 | 0.54974
55584 | 9.5 | 1 | 2018-12-31 | 2019-12-31 | 365 | 10.8852 | 10 | 0.88518
54474 | 7.3 | 1 | 2018-12-31 | 2019-12-31 | 365 | 8.3644 | 8 | 0.3644
54667 | 12.753 | 1 | 2018-12-31 | 2019-12-31 | 365 | 14.6125 | 14 | 0.61249
55662 | 9.975 | 1 | 2018-12-31 | 2019-12-31 | 365 | 11.4294 | 11 | 0.42943
57965 | 5.8 | 1 | 2018-12-31 | 2019-12-31 | 365 | 6.6457 | 6 | 0.64569
33997 | 238.4 | 0.9 | 2018-12-31 | 2019-12-31 | 365 | 245.8446 | 245 | 0.84456
33741 | 44.472 | 0.9 | 2018-12-31 | 2019-12-31 | 365 | 45.8607 | 45 | 0.86074
34295 | 52.32 | 0.9 | 2018-12-31 | 2019-12-31 | 365 | 53.9538 | 53 | 0.95381
31314 | 62.985 | 0.9 | 2018-12-31 | 2019-12-31 | 365 | 64.9518 | 64 | 0.95185
51409 | 6.44 | 1 | 2018-12-31 | 2019-12-31 | 365 | 7.379 | 7 | 0.379
57594 | 4.94 | 1 | 2018-12-31 | 2019-12-31 | 365 | 5.6603 | 5 | 0.66029
57266 | 13.86 | 1 | 2018-12-31 | 2019-12-31 | 365 | 15.8809 | 15 | 0.8809
51121 | 11.76 | 1 | 2018-12-31 | 2019-12-31 | 365 | 13.4747 | 13 | 0.4747
55188 | 10.5 | 1 | 2018-12-31 | 2019-12-31 | 365 | 12.031 | 12 | 0.030984
43970 | 15.6 | 1 | 2018-12-31 | 2019-12-31 | 365 | 17.8746 | 17 | 0.8746
44182 | 24.36 | 1 | 2018-12-31 | 2019-12-31 | 365 | 27.9119 | 27 | 0.91188
29893 | 22.23 | 1 | 2018-12-31 | 2019-12-31 | 365 | 25.4713 | 25 | 0.47131
44863 | 12.25 | 1 | 2018-12-31 | 2019-12-31 | 365 | 14.0361 | 14 | 0.036148
45239 | 9.12 | 1 | 2018-12-31 | 2019-12-31 | 365 | 10.4498 | 10 | 0.44977
51052 | 9.315 | 1 | 2018-12-31 | 2019-12-31 | 365 | 10.6732 | 10 | 0.6732
54680 | 6.9 | 1 | 2018-12-31 | 2019-12-31 | 365 | 7.9061 | 7 | 0.90608
48682 | 9.975 | 1 | 2018-12-31 | 2019-12-31 | 365 | 11.4294 | 11 | 0.42943
51043 | 4.16 | 1 | 2018-12-31 | 2019-12-31 | 365 | 4.7666 | 4 | 0.76656
43764 | 8.58 | 1 | 2018-12-31 | 2019-12-31 | 365 | 9.831 | 9 | 0.83103
43646 | 10.66 | 1 | 2018-12-31 | 2019-12-31 | 365 | 12.2143 | 12 | 0.21431
49406 | 12.753 | 1 | 2018-12-31 | 2019-12-31 | 365 | 14.6125 | 14 | 0.61249
49403 | 8.82 | 1 | 2018-12-31 | 2019-12-31 | 365 | 10.106 | 10 | 0.10603
46118 | 8.48 | 1 | 2018-12-31 | 2019-12-31 | 365 | 9.7165 | 9 | 0.71645
43992 | 8.1 | 1 | 2018-12-31 | 2019-12-31 | 365 | 9.281 | 9 | 0.28104
46766 | 12.29 | 1 | 2018-12-31 | 2019-12-31 | 365 | 14.082 | 14 | 0.08198
44619 | 10.4 | 1 | 2018-12-31 | 2019-12-31 | 365 | 11.9164 | 11 | 0.9164
45260 | 5.355 | 1 | 2018-12-31 | 2019-12-31 | 365 | 6.1358 | 6 | 0.1358
49924 | 9.315 | 1 | 2018-12-31 | 2019-12-31 | 365 | 10.6732 | 10 | 0.6732
44500 | 12.29 | 1 | 2018-12-31 | 2019-12-31 | 365 | 14.082 | 14 | 0.08198
48264 | 8.82 | 1 | 2018-12-31 | 2019-12-31 | 365 | 10.106 | 10 | 0.10603
47549 | 10.395 | 1 | 2018-12-31 | 2019-12-31 | 365 | 11.9107 | 11 | 0.91067
46114 | 11.97 | 1 | 2018-12-31 | 2019-12-31 | 365 | 13.7153 | 13 | 0.71532
44190 | 5.865 | 1 | 2018-12-31 | 2019-12-31 | 365 | 6.7202 | 6 | 0.72016
44313 | 11.34 | 1 | 2018-12-31 | 2019-12-31 | 365 | 12.9935 | 12 | 0.99346
49006 | 13.23 | 1 | 2018-12-31 | 2019-12-31 | 365 | 15.159 | 15 | 0.15904
48330 | 6.54 | 1 | 2018-12-31 | 2019-12-31 | 365 | 7.4936 | 7 | 0.49358
58335 | 10.64 | 1 | 2018-12-31 | 2019-12-31 | 365 | 12.1914 | 12 | 0.1914
44183 | 9.52 | 1 | 2018-12-31 | 2019-12-31 | 365 | 10.9081 | 10 | 0.90809
36132 | 14.25 | 1 | 2018-12-31 | 2019-12-31 | 365 | 16.3278 | 16 | 0.32776
57582 | 9.18 | 1 | 2018-12-31 | 2019-12-31 | 365 | 10.5185 | 10 | 0.51852
59583 | 5.67 | 1 | 2018-12-31 | 2019-12-31 | 365 | 6.4967 | 6 | 0.49673
49201 | 2.28 | 1 | 2018-12-31 | 2019-12-31 | 365 | 2.6124 | 2 | 0.61244
51448 | 8.32 | 1 | 2018-12-31 | 2019-12-31 | 365 | 9.5331 | 9 | 0.53312
58331 | 2.85 | 1 | 2018-12-31 | 2019-12-31 | 365 | 3.2656 | 3 | 0.26555
58837 | 8.1 | 1 | 2018-12-31 | 2019-12-31 | 365 | 9.281 | 9 | 0.28104
59856 | 8.7 | 1 | 2018-12-31 | 2019-12-31 | 365 | 9.9685 | 9 | 0.96853
43581 | 8.84 | 1 | 2018-12-31 | 2019-12-31 | 365 | 10.1289 | 10 | 0.12894
47704 | 18.425 | 1 | 2018-12-31 | 2019-12-31 | 365 | 21.1115 | 21 | 0.11151
36122 | 18.9 | 1 | 2018-12-31 | 2019-12-31 | 365 | 21.6558 | 21 | 0.65577
44348 | 12 | 1 | 2018-12-31 | 2019-12-31 | 365 | 13.7497 | 13 | 0.7497
37467 | 12.73 | 1 | 2018-12-31 | 2019-12-31 | 365 | 14.5861 | 14 | 0.58614
46727 | 18.09 | 1 | 2018-12-31 | 2019-12-31 | 365 | 20.7277 | 20 | 0.72767
48720 | 10.464 | 1 | 2018-12-31 | 2019-12-31 | 365 | 11.9897 | 11 | 0.98973
43642 | 14.175 | 1 | 2018-12-31 | 2019-12-31 | 365 | 16.2418 | 16 | 0.24183
44098 | 17.28 | 1 | 2018-12-31 | 2019-12-31 | 365 | 19.7996 | 19 | 0.79956
58835 | 6.38 | 1 | 2018-12-31 | 2019-12-31 | 365 | 7.3103 | 7 | 0.31026
58834 | 3.825 | 1 | 2018-12-31 | 2019-12-31 | 365 | 4.3827 | 4 | 0.38272
58803 | 9.3 | 1 | 2018-12-31 | 2019-12-31 | 365 | 10.656 | 10 | 0.65601
58802 | 4.49 | 1 | 2018-12-31 | 2019-12-31 | 365 | 5.1447 | 5 | 0.14468
58801 | 9.9 | 1 | 2018-12-31 | 2019-12-31 | 365 | 11.3435 | 11 | 0.3435
58799 | 9.156 | 1 | 2018-12-31 | 2019-12-31 | 365 | 10.491 | 10 | 0.49102
58796 | 10.464 | 1 | 2018-12-31 | 2019-12-31 | 365 | 11.9897 | 11 | 0.98973
58758 | 8.97 | 1 | 2018-12-31 | 2019-12-31 | 365 | 10.2779 | 10 | 0.2779
55599 | 10.6 | 1 | 2018-12-31 | 2019-12-31 | 365 | 12.1456 | 12 | 0.14556
50774 | 10.8 | 1 | 2018-12-31 | 2019-12-31 | 365 | 12.3747 | 12 | 0.37473
50874 | 8.99 | 1 | 2018-12-31 | 2019-12-31 | 365 | 10.3008 | 10 | 0.30081
36784 | 6.867 | 1 | 2018-12-31 | 2019-12-31 | 365 | 7.8683 | 7 | 0.86826
50438 | 9.135 | 1 | 2018-12-31 | 2019-12-31 | 365 | 10.467 | 10 | 0.46696
49820 | 11.655 | 1 | 2018-12-31 | 2019-12-31 | 365 | 13.3544 | 13 | 0.35439
54600 | 7.8 | 1 | 2018-12-31 | 2019-12-31 | 365 | 8.9373 | 8 | 0.9373
45431 | 7.95 | 1 | 2018-12-31 | 2019-12-31 | 365 | 9.1092 | 9 | 0.10917
50862 | 6.24 | 1 | 2018-12-31 | 2019-12-31 | 365 | 7.1498 | 7 | 0.14984
55580 | 6 | 1 | 2018-12-31 | 2019-12-31 | 365 | 6.8748 | 6 | 0.87485
36269 | 14.145 | 1 | 2018-12-31 | 2019-12-31 | 365 | 16.2075 | 16 | 0.20745
36188 | 4 | 1 | 2018-12-31 | 2019-12-31 | 365 | 4.5832 | 4 | 0.58323
50426 | 2.44 | 1 | 2018-12-31 | 2019-12-31 | 365 | 2.7958 | 2 | 0.79577
50863 | 2.8 | 1 | 2018-12-31 | 2019-12-31 | 365 | 3.2083 | 3 | 0.20826
44164 | 8.829 | 1 | 2018-12-31 | 2019-12-31 | 365 | 10.1163 | 10 | 0.11634
50421 | 7.935 | 1 | 2018-12-31 | 2019-12-31 | 365 | 9.092 | 9 | 0.091986
44518 | 10.05 | 1 | 2018-12-31 | 2019-12-31 | 365 | 11.5154 | 11 | 0.51537
43251 | 7.14 | 1 | 2018-12-31 | 2019-12-31 | 365 | 8.1811 | 8 | 0.18107
44529 | 8.06 | 1 | 2018-12-31 | 2019-12-31 | 365 | 9.2352 | 9 | 0.23521
44381 | 4.65 | 1 | 2018-12-31 | 2019-12-31 | 365 | 5.328 | 5 | 0.32801
44539 | 7.44 | 1 | 2018-12-31 | 2019-12-31 | 365 | 8.5248 | 8 | 0.52481
45257 | 6.27 | 1 | 2018-12-31 | 2019-12-31 | 365 | 7.1842 | 7 | 0.18422
50179 | 3.6 | 1 | 2018-12-31 | 2019-12-31 | 365 | 4.1249 | 4 | 0.12491
58838 | 8.28 | 1 | 2018-12-31 | 2019-12-31 | 365 | 9.4873 | 9 | 0.48729
58533 | 9.04 | 1 | 2018-12-31 | 2019-12-31 | 365 | 10.3581 | 10 | 0.3581
58756 | 10.695 | 1 | 2018-12-31 | 2019-12-31 | 365 | 12.2544 | 12 | 0.25442
58668 | 11.6 | 1 | 2018-12-31 | 2019-12-31 | 365 | 13.2914 | 13 | 0.29137
58641 | 10.88 | 1 | 2018-12-31 | 2019-12-31 | 365 | 12.4664 | 12 | 0.46639
58265 | 10.14 | 1 | 2018-12-31 | 2019-12-31 | 365 | 11.6185 | 11 | 0.61849
58418 | 11.22 | 1 | 2018-12-31 | 2019-12-31 | 365 | 12.856 | 12 | 0.85597
58044 | 11.7 | 1 | 2018-12-31 | 2019-12-31 | 365 | 13.406 | 13 | 0.40595
58064 | 15.87 | 1 | 2018-12-31 | 2019-12-31 | 365 | 18.184 | 18 | 0.18397
58061 | 11 | 1 | 2018-12-31 | 2019-12-31 | 365 | 12.6039 | 12 | 0.60389
58058 | 9 | 1 | 2018-12-31 | 2019-12-31 | 365 | 10.3123 | 10 | 0.31227
58420 | 8.8 | 1 | 2018-12-31 | 2019-12-31 | 365 | 10.0831 | 10 | 0.08311
58484 | 7.2 | 1 | 2018-12-31 | 2019-12-31 | 365 | 8.2498 | 8 | 0.24982
58028 | 9.86 | 1 | 2018-12-31 | 2019-12-31 | 365 | 11.2977 | 11 | 0.29767
57921 | 14.79 | 1 | 2018-12-31 | 2019-12-31 | 365 | 16.9465 | 16 | 0.9465
57909 | 9.315 | 1 | 2018-12-31 | 2019-12-31 | 365 | 10.6732 | 10 | 0.6732
57492 | 14.835 | 1 | 2018-12-31 | 2019-12-31 | 365 | 16.9981 | 16 | 0.99806
57517 | 10.8 | 1 | 2018-12-31 | 2019-12-31 | 365 | 12.3747 | 12 | 0.37473
57521 | 11.4 | 1 | 2018-12-31 | 2019-12-31 | 365 | 13.0622 | 13 | 0.062211
57726 | 11.4 | 1 | 2018-12-31 | 2019-12-31 | 365 | 13.0622 | 13 | 0.062211
57725 | 10.35 | 1 | 2018-12-31 | 2019-12-31 | 365 | 11.8591 | 11 | 0.85911
57643 | 11.73 | 1 | 2018-12-31 | 2019-12-31 | 365 | 13.4403 | 13 | 0.44033
57586 | 12 | 1 | 2018-12-31 | 2019-12-31 | 365 | 13.7497 | 13 | 0.7497
57268 | 13.23 | 1 | 2018-12-31 | 2019-12-31 | 365 | 15.159 | 15 | 0.15904
37447 | 8.574 | 1 | 2018-12-31 | 2019-12-31 | 365 | 9.8242 | 9 | 0.82416
48885 | 8.96 | 1 | 2018-12-31 | 2019-12-31 | 365 | 10.2664 | 10 | 0.26644
48272 | 2.08 | 1 | 2018-12-31 | 2019-12-31 | 365 | 2.3833 | 2 | 0.38328
55184 | 4.32 | 1 | 2018-12-31 | 2019-12-31 | 365 | 4.9499 | 4 | 0.94989
55349 | 4.725 | 1 | 2018-12-31 | 2019-12-31 | 365 | 5.4139 | 5 | 0.41394
55350 | 5.8 | 1 | 2018-12-31 | 2019-12-31 | 365 | 6.6457 | 6 | 0.64569
47714 | 11.25 | 1 | 2018-12-31 | 2019-12-31 | 365 | 12.8903 | 12 | 0.89034
58201 | 7.8 | 1 | 2018-12-31 | 2019-12-31 | 365 | 8.9373 | 8 | 0.9373
51331 | 6.21 | 1 | 2018-12-31 | 2019-12-31 | 365 | 7.1155 | 7 | 0.11547
55946 | 10.05 | 1 | 2018-12-31 | 2019-12-31 | 365 | 11.5154 | 11 | 0.51537
55949 | 13.26 | 1 | 2018-12-31 | 2019-12-31 | 365 | 15.1934 | 15 | 0.19341
56300 | 15.6 | 1 | 2018-12-31 | 2019-12-31 | 365 | 17.8746 | 17 | 0.8746
51044 | 13.34 | 1 | 2018-12-31 | 2019-12-31 | 365 | 15.2851 | 15 | 0.28508
36158 | 8.58 | 1 | 2018-12-31 | 2019-12-31 | 365 | 9.831 | 9 | 0.83103
55581 | 6.89 | 1 | 2018-12-31 | 2019-12-31 | 365 | 7.8946 | 7 | 0.89462
47706 | 5.355 | 1 | 2018-12-31 | 2019-12-31 | 365 | 6.1358 | 6 | 0.1358
51040 | 7.54 | 1 | 2018-12-31 | 2019-12-31 | 365 | 8.6394 | 8 | 0.63939
49054 | 13.52 | 1 | 2018-12-31 | 2019-12-31 | 365 | 15.4913 | 15 | 0.49132
51114 | 7.5 | 1 | 2018-12-31 | 2019-12-31 | 365 | 8.5936 | 8 | 0.59356
57518 | 11.6 | 1 | 2018-12-31 | 2019-12-31 | 365 | 13.2914 | 13 | 0.29137
58947 | 5.3 | 1 | 2018-12-31 | 2019-12-31 | 365 | 6.0728 | 6 | 0.072782
54320 | 6.9 | 1 | 2018-12-31 | 2019-12-31 | 365 | 7.9061 | 7 | 0.90608
43988 | 5.67 | 1 | 2018-12-31 | 2019-12-31 | 365 | 6.4967 | 6 | 0.49673
55943 | 13.5 | 1 | 2018-12-31 | 2019-12-31 | 365 | 15.4684 | 15 | 0.46841
55944 | 10.56 | 1 | 2018-12-31 | 2019-12-31 | 365 | 12.0997 | 12 | 0.099732
55947 | 11.61 | 1 | 2018-12-31 | 2019-12-31 | 365 | 13.3028 | 13 | 0.30283
56039 | 6.55 | 1 | 2018-12-31 | 2019-12-31 | 365 | 7.505 | 7 | 0.50504
56043 | 6.5 | 1 | 2018-12-31 | 2019-12-31 | 365 | 7.4478 | 7 | 0.44775
56048 | 7.2 | 1 | 2018-12-31 | 2019-12-31 | 365 | 8.2498 | 8 | 0.24982
56050 | 9.9 | 1 | 2018-12-31 | 2019-12-31 | 365 | 11.3435 | 11 | 0.3435
56138 | 11.4 | 1 | 2018-12-31 | 2019-12-31 | 365 | 13.0622 | 13 | 0.062211
56141 | 9 | 1 | 2018-12-31 | 2019-12-31 | 365 | 10.3123 | 10 | 0.31227
56045 | 11.84 | 1 | 2018-12-31 | 2019-12-31 | 365 | 13.5664 | 13 | 0.56637
56221 | 6.84 | 1 | 2018-12-31 | 2019-12-31 | 365 | 7.8373 | 7 | 0.83733
56235 | 6.5 | 1 | 2018-12-31 | 2019-12-31 | 365 | 7.4478 | 7 | 0.44775
56241 | 5.72 | 1 | 2018-12-31 | 2019-12-31 | 365 | 6.554 | 6 | 0.55402
56244 | 4.42 | 1 | 2018-12-31 | 2019-12-31 | 365 | 5.0645 | 5 | 0.064471
56246 | 8.84 | 1 | 2018-12-31 | 2019-12-31 | 365 | 10.1289 | 10 | 0.12894
56261 | 6.9 | 1 | 2018-12-31 | 2019-12-31 | 365 | 7.9061 | 7 | 0.90608
56279 | 9.81 | 1 | 2018-12-31 | 2019-12-31 | 365 | 11.2404 | 11 | 0.24038
51115 | 9.99 | 1 | 2018-12-31 | 2019-12-31 | 365 | 11.4466 | 11 | 0.44662
56038 | 8.97 | 1 | 2018-12-31 | 2019-12-31 | 365 | 10.2779 | 10 | 0.2779
56299 | 6.6 | 1 | 2018-12-31 | 2019-12-31 | 365 | 7.5623 | 7 | 0.56233
56309 | 5.2 | 1 | 2018-12-31 | 2019-12-31 | 365 | 5.9582 | 5 | 0.9582
56369 | 11.4 | 1 | 2018-12-31 | 2019-12-31 | 365 | 13.0622 | 13 | 0.062211
56370 | 9.81 | 1 | 2018-12-31 | 2019-12-31 | 365 | 11.2404 | 11 | 0.24038
56397 | 6.54 | 1 | 2018-12-31 | 2019-12-31 | 365 | 7.4936 | 7 | 0.49358
56585 | 12.6 | 1 | 2018-12-31 | 2019-12-31 | 365 | 14.4372 | 14 | 0.43718
56587 | 11.4 | 1 | 2018-12-31 | 2019-12-31 | 365 | 13.0622 | 13 | 0.062211
56592 | 7 | 1 | 2018-12-31 | 2019-12-31 | 365 | 8.0207 | 8 | 0.020656
56724 | 4.86 | 1 | 2018-12-31 | 2019-12-31 | 365 | 5.5686 | 5 | 0.56863
56770 | 6.16 | 1 | 2018-12-31 | 2019-12-31 | 365 | 7.0582 | 7 | 0.058177
56893 | 5.83 | 1 | 2018-12-31 | 2019-12-31 | 365 | 6.6801 | 6 | 0.68006
56895 | 4.77 | 1 | 2018-12-31 | 2019-12-31 | 365 | 5.4655 | 5 | 0.4655
56897 | 6.89 | 1 | 2018-12-31 | 2019-12-31 | 365 | 7.8946 | 7 | 0.89462
56899 | 8.48 | 1 | 2018-12-31 | 2019-12-31 | 365 | 9.7165 | 9 | 0.71645
57288 | 2.565 | 1 | 2018-12-31 | 2019-12-31 | 365 | 2.939 | 2 | 0.939
57269 | 7.54 | 1 | 2018-12-31 | 2019-12-31 | 365 | 8.6394 | 8 | 0.63939
57404 | 8.215 | 1 | 2018-12-31 | 2019-12-31 | 365 | 9.4128 | 9 | 0.41281
57519 | 8.32 | 1 | 2018-12-31 | 2019-12-31 | 365 | 9.5331 | 9 | 0.53312
57522 | 6.21 | 1 | 2018-12-31 | 2019-12-31 | 365 | 7.1155 | 7 | 0.11547
57523 | 4.14 | 1 | 2018-12-31 | 2019-12-31 | 365 | 4.7436 | 4 | 0.74365
57491 | 3.6 | 1 | 2018-12-31 | 2019-12-31 | 365 | 4.1249 | 4 | 0.12491
57639 | 5.83 | 1 | 2018-12-31 | 2019-12-31 | 365 | 6.6801 | 6 | 0.68006
57642 | 5.3 | 1 | 2018-12-31 | 2019-12-31 | 365 | 6.0728 | 6 | 0.072782
57794 | 6.6 | 1 | 2018-12-31 | 2019-12-31 | 365 | 7.5623 | 7 | 0.56233
58042 | 8.96 | 1 | 2018-12-31 | 2019-12-31 | 365 | 10.2664 | 10 | 0.26644
58046 | 6.21 | 1 | 2018-12-31 | 2019-12-31 | 365 | 7.1155 | 7 | 0.11547
58049 | 7.5 | 1 | 2018-12-31 | 2019-12-31 | 365 | 8.5936 | 8 | 0.59356
58052 | 4.24 | 1 | 2018-12-31 | 2019-12-31 | 365 | 4.8582 | 4 | 0.85823
58034 | 8 | 1 | 2018-12-31 | 2019-12-31 | 365 | 9.1665 | 9 | 0.16646
58345 | 7.59 | 1 | 2018-12-31 | 2019-12-31 | 365 | 8.6967 | 8 | 0.69668
58417 | 5.2 | 1 | 2018-12-31 | 2019-12-31 | 365 | 5.9582 | 5 | 0.9582
58462 | 7.5 | 1 | 2018-12-31 | 2019-12-31 | 365 | 8.5936 | 8 | 0.59356
58463 | 6.93 | 1 | 2018-12-31 | 2019-12-31 | 365 | 7.9404 | 7 | 0.94045
58535 | 4.69 | 1 | 2018-12-31 | 2019-12-31 | 365 | 5.3738 | 5 | 0.37384
58644 | 5.4 | 1 | 2018-12-31 | 2019-12-31 | 365 | 6.1874 | 6 | 0.18736
58647 | 5.04 | 1 | 2018-12-31 | 2019-12-31 | 365 | 5.7749 | 5 | 0.77487
58671 | 7.68 | 1 | 2018-12-31 | 2019-12-31 | 365 | 8.7998 | 8 | 0.79981
58707 | 5.6 | 1 | 2018-12-31 | 2019-12-31 | 365 | 6.4165 | 6 | 0.41652
59474 | 8.8 | 1 | 2018-12-31 | 2019-12-31 | 365 | 10.0831 | 10 | 0.08311
59475 | 6.325 | 1 | 2018-12-31 | 2019-12-31 | 365 | 7.2472 | 7 | 0.24724
37698 | 9.45 | 1 | 2018-12-31 | 2019-12-31 | 365 | 10.8279 | 10 | 0.82789
50891 | 7.155 | 1 | 2018-12-31 | 2019-12-31 | 365 | 8.1983 | 8 | 0.19826
45258 | 8.7 | 1 | 2018-12-31 | 2019-12-31 | 365 | 9.9685 | 9 | 0.96853
50868 | 5.72 | 1 | 2018-12-31 | 2019-12-31 | 365 | 6.554 | 6 | 0.55402
50566 | 9 | 1 | 2018-12-31 | 2019-12-31 | 365 | 10.3123 | 10 | 0.31227
47709 | 6.213 | 1 | 2018-12-31 | 2019-12-31 | 365 | 7.1189 | 7 | 0.11891
36161 | 8.829 | 1 | 2018-12-31 | 2019-12-31 | 365 | 10.1163 | 10 | 0.11634
51333 | 6.93 | 1 | 2018-12-31 | 2019-12-31 | 365 | 7.9404 | 7 | 0.94045
37509 | 8.375 | 1 | 2018-12-31 | 2019-12-31 | 365 | 9.5961 | 9 | 0.59614
48883 | 6 | 1 | 2018-12-31 | 2019-12-31 | 365 | 6.8748 | 6 | 0.87485
47713 | 9.156 | 1 | 2018-12-31 | 2019-12-31 | 365 | 10.491 | 10 | 0.49102
43652 | 6.4 | 1 | 2018-12-31 | 2019-12-31 | 365 | 7.3332 | 7 | 0.33317
59598 | 30.525 | 0.9 | 2018-12-31 | 2019-12-31 | 365 | 31.4782 | 31 | 0.47821
45764 | 34.32 | 0.9 | 2018-12-31 | 2019-12-31 | 365 | 35.3917 | 35 | 0.39172
44573 | 11.44 | 1 | 2018-12-31 | 2019-12-31 | 365 | 13.108 | 13 | 0.10804
58677 | 40.32 | 0.9 | 2018-12-31 | 2019-12-31 | 365 | 41.5791 | 41 | 0.57908
47715 | 5.865 | 1 | 2018-12-31 | 2019-12-31 | 365 | 6.7202 | 6 | 0.72016
34343 | 24.852 | 1 | 2018-12-31 | 2019-12-31 | 365 | 28.4756 | 28 | 0.47562
59192 | 9.75 | 1 | 2018-12-31 | 2019-12-31 | 365 | 11.1716 | 11 | 0.17163
50031 | 6.48 | 1 | 2018-12-31 | 2019-12-31 | 365 | 7.4248 | 7 | 0.42484
56040 | 7.245 | 1 | 2018-12-31 | 2019-12-31 | 365 | 8.3014 | 8 | 0.30138
56049 | 10.385 | 1 | 2018-12-31 | 2019-12-31 | 365 | 11.8992 | 11 | 0.89922
56051 | 4.14 | 1 | 2018-12-31 | 2019-12-31 | 365 | 4.7436 | 4 | 0.74365
56278 | 8.625 | 1 | 2018-12-31 | 2019-12-31 | 365 | 9.8826 | 9 | 0.88259
56280 | 5.232 | 1 | 2018-12-31 | 2019-12-31 | 365 | 5.9949 | 5 | 0.99487
56779 | 4.485 | 1 | 2018-12-31 | 2019-12-31 | 365 | 5.1389 | 5 | 0.13895
56887 | 5.565 | 1 | 2018-12-31 | 2019-12-31 | 365 | 6.3764 | 6 | 0.37642
57516 | 8.625 | 1 | 2018-12-31 | 2019-12-31 | 365 | 9.8826 | 9 | 0.88259
57524 | 7.245 | 1 | 2018-12-31 | 2019-12-31 | 365 | 8.3014 | 8 | 0.30138
56771 | 7.59 | 1 | 2018-12-31 | 2019-12-31 | 365 | 8.6967 | 8 | 0.69668
56774 | 5.04 | 1 | 2018-12-31 | 2019-12-31 | 365 | 5.7749 | 5 | 0.77487
57795 | 7.245 | 1 | 2018-12-31 | 2019-12-31 | 365 | 8.3014 | 8 | 0.30138
57853 | 7.035 | 1 | 2018-12-31 | 2019-12-31 | 365 | 8.0608 | 8 | 0.060759
58066 | 7.194 | 1 | 2018-12-31 | 2019-12-31 | 365 | 8.2429 | 8 | 0.24294
58536 | 4.355 | 1 | 2018-12-31 | 2019-12-31 | 365 | 4.99 | 4 | 0.98999
58670 | 7.37 | 1 | 2018-12-31 | 2019-12-31 | 365 | 8.4446 | 8 | 0.4446
59337 | 11.6 | 1 | 2018-12-31 | 2019-12-31 | 365 | 13.2914 | 13 | 0.29137
59476 | 4.675 | 1 | 2018-12-31 | 2019-12-31 | 365 | 5.3567 | 5 | 0.35665
45698 | 8.175 | 1 | 2018-12-31 | 2019-12-31 | 365 | 9.367 | 9 | 0.36698
58804 | 6.9 | 1 | 2018-12-31 | 2019-12-31 | 365 | 7.9061 | 7 | 0.90608
55945 | 8.1 | 1 | 2018-12-31 | 2019-12-31 | 365 | 9.281 | 9 | 0.28104
59980 | 13.05 | 1 | 2018-12-31 | 2019-12-31 | 365 | 14.9528 | 14 | 0.95279
56591 | 4.2 | 1 | 2018-12-31 | 2019-12-31 | 365 | 4.8124 | 4 | 0.81239
57271 | 9.66 | 1 | 2018-12-31 | 2019-12-31 | 365 | 11.0685 | 11 | 0.068505
57493 | 6.3 | 1 | 2018-12-31 | 2019-12-31 | 365 | 7.2186 | 7 | 0.21859
56495 | 9.36 | 1 | 2018-12-31 | 2019-12-31 | 365 | 10.7248 | 10 | 0.72476
56768 | 11.44 | 1 | 2018-12-31 | 2019-12-31 | 365 | 13.108 | 13 | 0.10804
56228 | 6.09 | 1 | 2018-12-31 | 2019-12-31 | 365 | 6.978 | 6 | 0.97797
56400 | 7.83 | 1 | 2018-12-31 | 2019-12-31 | 365 | 8.9717 | 8 | 0.97168
49415 | 5.3 | 1 | 2018-12-31 | 2019-12-31 | 365 | 6.0728 | 6 | 0.072782
60529 | 11.2 | 1 | 2018-12-31 | 2019-12-31 | 365 | 12.833 | 12 | 0.83305
60567 | 7.8 | 1 | 2018-12-31 | 2019-12-31 | 365 | 8.9373 | 8 | 0.9373
45253 | 8.1 | 1 | 2018-12-31 | 2019-12-31 | 365 | 9.281 | 9 | 0.28104
44362 | 3.64 | 1 | 2018-12-31 | 2019-12-31 | 365 | 4.1707 | 4 | 0.17074
49400 | 7.56 | 1 | 2018-12-31 | 2019-12-31 | 365 | 8.6623 | 8 | 0.66231
37510 | 24.852 | 1 | 2018-12-31 | 2019-12-31 | 365 | 28.4756 | 28 | 0.47562
43850 | 13.34 | 1 | 2018-12-31 | 2019-12-31 | 365 | 15.2851 | 15 | 0.28508
59978 | 6.38 | 1 | 2018-12-31 | 2019-12-31 | 365 | 7.3103 | 7 | 0.31026
29901 | 20.52 | 1 | 2018-12-31 | 2019-12-31 | 365 | 23.512 | 23 | 0.51198
49826 | 5.2 | 1 | 2018-12-31 | 2019-12-31 | 365 | 5.9582 | 5 | 0.9582
50117 | 6.38 | 1 | 2018-12-31 | 2019-12-31 | 365 | 7.3103 | 7 | 0.31026
45062 | 7.035 | 1 | 2018-12-31 | 2019-12-31 | 365 | 8.0608 | 8 | 0.060759
45047 | 9.18 | 1 | 2018-12-31 | 2019-12-31 | 365 | 10.5185 | 10 | 0.51852
57693 | 9.66 | 1 | 2018-12-31 | 2019-12-31 | 365 | 11.0685 | 11 | 0.068505
58572 | 2.68 | 1 | 2018-12-31 | 2019-12-31 | 365 | 3.0708 | 3 | 0.070765
58053 | 9.75 | 1 | 2018-12-31 | 2019-12-31 | 365 | 11.1716 | 11 | 0.17163
50056 | 12.54 | 1 | 2018-12-31 | 2019-12-31 | 365 | 14.3684 | 14 | 0.36843
44187 | 8.1 | 1 | 2018-12-31 | 2019-12-31 | 365 | 9.281 | 9 | 0.28104
44016 | 7 | 1 | 2018-12-31 | 2019-12-31 | 365 | 8.0207 | 8 | 0.020656
56885 | 13.05 | 1 | 2018-12-31 | 2019-12-31 | 365 | 14.9528 | 14 | 0.95279
60626 | 7.68 | 1 | 2018-12-31 | 2019-12-31 | 365 | 8.7998 | 8 | 0.79981
61357 | 8.96 | 1 | 2018-12-31 | 2019-12-31 | 365 | 10.2664 | 10 | 0.26644
61402 | 16 | 1 | 2018-12-31 | 2019-12-31 | 365 | 18.3329 | 18 | 0.33293
61097 | 11.16 | 1 | 2018-12-31 | 2019-12-31 | 365 | 12.7872 | 12 | 0.78722
62081 | 10.137 | 1 | 2018-12-31 | 2019-12-31 | 365 | 11.6151 | 11 | 0.61506
61644 | 11.34 | 1 | 2018-12-31 | 2019-12-31 | 365 | 12.9935 | 12 | 0.99346
61651 | 10.4 | 1 | 2018-12-31 | 2019-12-31 | 365 | 11.9164 | 11 | 0.9164
61741 | 10.44 | 1 | 2018-12-31 | 2019-12-31 | 365 | 11.9622 | 11 | 0.96224
59339 | 11.34 | 1 | 2018-12-31 | 2019-12-31 | 365 | 12.9935 | 12 | 0.99346
43582 | 10.395 | 1 | 2018-12-31 | 2019-12-31 | 365 | 11.9107 | 11 | 0.91067
57313 | 8.55 | 1 | 2018-12-31 | 2019-12-31 | 365 | 9.7967 | 9 | 0.79666
56238 | 4.35 | 1 | 2018-12-31 | 2019-12-31 | 365 | 4.9843 | 4 | 0.98426
50433 | 3.705 | 1 | 2018-12-31 | 2019-12-31 | 365 | 4.2452 | 4 | 0.24522
56225 | 10.15 | 1 | 2018-12-31 | 2019-12-31 | 365 | 11.63 | 11 | 0.62995
34529 | 27.84 | 0.9 | 2018-12-31 | 2019-12-31 | 365 | 28.7094 | 28 | 0.70937
56891 | 10.6 | 1 | 2018-12-31 | 2019-12-31 | 365 | 12.1456 | 12 | 0.14556
56143 | 9.69 | 1 | 2018-12-31 | 2019-12-31 | 365 | 11.1029 | 11 | 0.10288
60436 | 5.13 | 1 | 2018-12-31 | 2019-12-31 | 365 | 5.878 | 5 | 0.878
59970 | 10.15 | 1 | 2018-12-31 | 2019-12-31 | 365 | 11.63 | 11 | 0.62995
62016 | 9.88 | 1 | 2018-12-31 | 2019-12-31 | 365 | 11.3206 | 11 | 0.32058
62014 | 11.2 | 1 | 2018-12-31 | 2019-12-31 | 365 | 12.833 | 12 | 0.83305
62002 | 5.76 | 1 | 2018-12-31 | 2019-12-31 | 365 | 6.5999 | 6 | 0.59985
35583 | 85.68 | 0.9 | 2018-12-31 | 2019-12-31 | 365 | 88.3555 | 88 | 0.35555
44420 | 5.22 | 1 | 2018-12-31 | 2019-12-31 | 365 | 5.9811 | 5 | 0.98112
61929 | 11.2 | 1 | 2018-12-31 | 2019-12-31 | 365 | 12.833 | 12 | 0.83305
50834 | 9.275 | 1 | 2018-12-31 | 2019-12-31 | 365 | 10.6274 | 10 | 0.62737
61993 | 3.6 | 1 | 2018-12-31 | 2019-12-31 | 365 | 4.1249 | 4 | 0.12491
61990 | 10.08 | 1 | 2018-12-31 | 2019-12-31 | 365 | 11.5497 | 11 | 0.54974
61981 | 8.8 | 1 | 2018-12-31 | 2019-12-31 | 365 | 10.0831 | 10 | 0.08311
59421 | 11.1 | 1 | 2018-12-31 | 2019-12-31 | 365 | 12.7185 | 12 | 0.71847
59477 | 10.725 | 1 | 2018-12-31 | 2019-12-31 | 365 | 12.2888 | 12 | 0.28879
61980 | 6.6 | 1 | 2018-12-31 | 2019-12-31 | 365 | 7.5623 | 7 | 0.56233
61979 | 8.1 | 1 | 2018-12-31 | 2019-12-31 | 365 | 9.281 | 9 | 0.28104
61978 | 14.388 | 1 | 2018-12-31 | 2019-12-31 | 365 | 16.4859 | 16 | 0.48589
61976 | 8.1 | 1 | 2018-12-31 | 2019-12-31 | 365 | 9.281 | 9 | 0.28104
61933 | 24.75 | 1 | 2018-12-31 | 2019-12-31 | 365 | 28.3587 | 28 | 0.35875
61925 | 7.15 | 1 | 2018-12-31 | 2019-12-31 | 365 | 8.1925 | 8 | 0.19253
61911 | 10.88 | 1 | 2018-12-31 | 2019-12-31 | 365 | 12.4664 | 12 | 0.46639
62106 | 9.9 | 1 | 2018-12-31 | 2019-12-31 | 365 | 11.3435 | 11 | 0.3435
61909 | 10.56 | 1 | 2018-12-31 | 2019-12-31 | 365 | 12.0997 | 12 | 0.099732
61908 | 9.28 | 1 | 2018-12-31 | 2019-12-31 | 365 | 10.6331 | 10 | 0.6331
61905 | 11.88 | 1 | 2018-12-31 | 2019-12-31 | 365 | 13.6122 | 13 | 0.6122
61855 | 11.61 | 1 | 2018-12-31 | 2019-12-31 | 365 | 13.3028 | 13 | 0.30283
61903 | 4.94 | 1 | 2018-12-31 | 2019-12-31 | 365 | 5.6603 | 5 | 0.66029
61902 | 12.74 | 1 | 2018-12-31 | 2019-12-31 | 365 | 14.5976 | 14 | 0.59759
61863 | 11.88 | 1 | 2018-12-31 | 2019-12-31 | 365 | 13.6122 | 13 | 0.6122
61848 | 9.72 | 1 | 2018-12-31 | 2019-12-31 | 365 | 11.1373 | 11 | 0.13725
61845 | 4.8 | 1 | 2018-12-31 | 2019-12-31 | 365 | 5.4999 | 5 | 0.49988
61843 | 8.7 | 1 | 2018-12-31 | 2019-12-31 | 365 | 9.9685 | 9 | 0.96853
61841 | 5.46 | 1 | 2018-12-31 | 2019-12-31 | 365 | 6.2561 | 6 | 0.25611
61988 | 7.68 | 1 | 2018-12-31 | 2019-12-31 | 365 | 8.7998 | 8 | 0.79981
62096 | 7.04 | 1 | 2018-12-31 | 2019-12-31 | 365 | 8.0665 | 8 | 0.066488
62045 | 4.68 | 1 | 2018-12-31 | 2019-12-31 | 365 | 5.3624 | 5 | 0.36238
62095 | 8.91 | 1 | 2018-12-31 | 2019-12-31 | 365 | 10.2091 | 10 | 0.20915
62088 | 24.57 | 1 | 2018-12-31 | 2019-12-31 | 365 | 28.1525 | 28 | 0.1525
62086 | 7.56 | 1 | 2018-12-31 | 2019-12-31 | 365 | 8.6623 | 8 | 0.66231
62083 | 8.04 | 1 | 2018-12-31 | 2019-12-31 | 365 | 9.2123 | 9 | 0.2123
61906 | 13.44 | 1 | 2018-12-31 | 2019-12-31 | 365 | 15.3997 | 15 | 0.39966
61872 | 9.28 | 1 | 2018-12-31 | 2019-12-31 | 365 | 10.6331 | 10 | 0.6331
61865 | 12.15 | 1 | 2018-12-31 | 2019-12-31 | 365 | 13.9216 | 13 | 0.92157
61859 | 3.84 | 1 | 2018-12-31 | 2019-12-31 | 365 | 4.3999 | 4 | 0.3999
62048 | 4.505 | 1 | 2018-12-31 | 2019-12-31 | 365 | 5.1619 | 5 | 0.16187
62034 | 4.59 | 1 | 2018-12-31 | 2019-12-31 | 365 | 5.2593 | 5 | 0.25926
62033 | 5.94 | 1 | 2018-12-31 | 2019-12-31 | 365 | 6.8061 | 6 | 0.8061
61737 | 6.96 | 1 | 2018-12-31 | 2019-12-31 | 365 | 7.9748 | 7 | 0.97482
61733 | 13.26 | 1 | 2018-12-31 | 2019-12-31 | 365 | 15.1934 | 15 | 0.19341
61724 | 5.72 | 1 | 2018-12-31 | 2019-12-31 | 365 | 6.554 | 6 | 0.55402
61721 | 8.32 | 1 | 2018-12-31 | 2019-12-31 | 365 | 9.5331 | 9 | 0.53312
61720 | 12.76 | 1 | 2018-12-31 | 2019-12-31 | 365 | 14.6205 | 14 | 0.62051
61717 | 7.54 | 1 | 2018-12-31 | 2019-12-31 | 365 | 8.6394 | 8 | 0.63939
61273 | 8.215 | 1 | 2018-12-31 | 2019-12-31 | 365 | 9.4128 | 9 | 0.41281
61715 | 3.48 | 1 | 2018-12-31 | 2019-12-31 | 365 | 3.9874 | 3 | 0.98741
61282 | 10.24 | 1 | 2018-12-31 | 2019-12-31 | 365 | 11.7331 | 11 | 0.73307
61648 | 8.91 | 1 | 2018-12-31 | 2019-12-31 | 365 | 10.2091 | 10 | 0.20915
61646 | 13.05 | 1 | 2018-12-31 | 2019-12-31 | 365 | 14.9528 | 14 | 0.95279
61278 | 6.03 | 1 | 2018-12-31 | 2019-12-31 | 365 | 6.9092 | 6 | 0.90922
61746 | 17.4 | 1 | 2018-12-31 | 2019-12-31 | 365 | 19.9371 | 19 | 0.93706
61118 | 4.24 | 1 | 2018-12-31 | 2019-12-31 | 365 | 4.8582 | 4 | 0.85823
61124 | 3.975 | 1 | 2018-12-31 | 2019-12-31 | 365 | 4.5546 | 4 | 0.55459
61127 | 4.77 | 1 | 2018-12-31 | 2019-12-31 | 365 | 5.4655 | 5 | 0.4655
62032 | 3.78 | 1 | 2018-12-31 | 2019-12-31 | 365 | 4.3312 | 4 | 0.33115
58940 | 7.685 | 1 | 2018-12-31 | 2019-12-31 | 365 | 8.8055 | 8 | 0.80553
59075 | 6 | 1 | 2018-12-31 | 2019-12-31 | 365 | 6.8748 | 6 | 0.87485
59186 | 7.59 | 1 | 2018-12-31 | 2019-12-31 | 365 | 8.6967 | 8 | 0.69668
59187 | 6.9 | 1 | 2018-12-31 | 2019-12-31 | 365 | 7.9061 | 7 | 0.90608
59333 | 3.975 | 1 | 2018-12-31 | 2019-12-31 | 365 | 4.5546 | 4 | 0.55459
59334 | 7.56 | 1 | 2018-12-31 | 2019-12-31 | 365 | 8.6623 | 8 | 0.66231
59478 | 8.28 | 1 | 2018-12-31 | 2019-12-31 | 365 | 9.4873 | 9 | 0.48729
59479 | 5.52 | 1 | 2018-12-31 | 2019-12-31 | 365 | 6.3249 | 6 | 0.32486
59480 | 9 | 1 | 2018-12-31 | 2019-12-31 | 365 | 10.3123 | 10 | 0.31227
59760 | 8.25 | 1 | 2018-12-31 | 2019-12-31 | 365 | 9.4529 | 9 | 0.45292
59876 | 11.7 | 1 | 2018-12-31 | 2019-12-31 | 365 | 13.406 | 13 | 0.40595
44517 | 8.97 | 1 | 2018-12-31 | 2019-12-31 | 365 | 10.2779 | 10 | 0.2779
50750 | 10.14 | 1 | 2018-12-31 | 2019-12-31 | 365 | 11.6185 | 11 | 0.61849
50759 | 4.24 | 1 | 2018-12-31 | 2019-12-31 | 365 | 4.8582 | 4 | 0.85823
61868 | 10.56 | 1 | 2018-12-31 | 2019-12-31 | 365 | 12.0997 | 12 | 0.099732
61977 | 6.175 | 1 | 2018-12-31 | 2019-12-31 | 365 | 7.0754 | 7 | 0.075364
62047 | 65.4 | 0.9 | 2018-12-31 | 2019-12-31 | 365 | 67.4423 | 67 | 0.44226
49396 | 5.04 | 1 | 2018-12-31 | 2019-12-31 | 365 | 5.7749 | 5 | 0.77487
49904 | 24.91 | 1 | 2018-12-31 | 2019-12-31 | 365 | 28.5421 | 28 | 0.54208
46994 | 6.24 | 1 | 2018-12-31 | 2019-12-31 | 365 | 7.1498 | 7 | 0.14984
51118 | 13.44 | 1 | 2018-12-31 | 2019-12-31 | 365 | 15.3997 | 15 | 0.39966
62100 | 5.4 | 1 | 2018-12-31 | 2019-12-31 | 365 | 6.1874 | 6 | 0.18736
62097 | 5.13 | 1 | 2018-12-31 | 2019-12-31 | 365 | 5.878 | 5 | 0.878
62013 | 7.68 | 1 | 2018-12-31 | 2019-12-31 | 365 | 8.7998 | 8 | 0.79981
61935 | 7.68 | 1 | 2018-12-31 | 2019-12-31 | 365 | 8.7998 | 8 | 0.79981
61915 | 7.68 | 1 | 2018-12-31 | 2019-12-31 | 365 | 8.7998 | 8 | 0.79981
61851 | 7.68 | 1 | 2018-12-31 | 2019-12-31 | 365 | 8.7998 | 8 | 0.79981
62085 | 7.68 | 1 | 2018-12-31 | 2019-12-31 | 365 | 8.7998 | 8 | 0.79981
36237 | 8.28 | 1 | 2018-12-31 | 2019-12-31 | 365 | 9.4873 | 9 | 0.48729
61833 | 10.335 | 1 | 2018-12-31 | 2019-12-31 | 365 | 11.8419 | 11 | 0.84193
46593 | 5.2 | 1 | 2018-12-31 | 2019-12-31 | 365 | 5.9582 | 5 | 0.9582
60029 | 6.54 | 1 | 2018-12-31 | 2019-12-31 | 365 | 7.4936 | 7 | 0.49358
60036 | 8.82 | 1 | 2018-12-31 | 2019-12-31 | 365 | 10.106 | 10 | 0.10603
59594 | 6.213 | 1 | 2018-12-31 | 2019-12-31 | 365 | 7.1189 | 7 | 0.11891
60133 | 11.4 | 1 | 2018-12-31 | 2019-12-31 | 365 | 13.0622 | 13 | 0.062211
60138 | 10.35 | 1 | 2018-12-31 | 2019-12-31 | 365 | 11.8591 | 11 | 0.85911
60142 | 6.6 | 1 | 2018-12-31 | 2019-12-31 | 365 | 7.5623 | 7 | 0.56233
60150 | 6.03 | 1 | 2018-12-31 | 2019-12-31 | 365 | 6.9092 | 6 | 0.90922
59762 | 6.16 | 1 | 2018-12-31 | 2019-12-31 | 365 | 7.0582 | 7 | 0.058177
62050 | 8.7 | 1 | 2018-12-31 | 2019-12-31 | 365 | 9.9685 | 9 | 0.96853
59338 | 3.924 | 1 | 2018-12-31 | 2019-12-31 | 365 | 4.4962 | 4 | 0.49615
61003 | 9.54 | 1 | 2018-12-31 | 2019-12-31 | 365 | 10.931 | 10 | 0.93101
45259 | 13.5 | 1 | 2018-12-31 | 2019-12-31 | 365 | 15.4684 | 15 | 0.46841
62909 | 10.695 | 1 | 2018-12-31 | 2019-12-31 | 365 | 12.2544 | 12 | 0.25442
62280 | 5.12 | 1 | 2018-12-31 | 2019-12-31 | 365 | 5.8665 | 5 | 0.86654
62324 | 7.2 | 1 | 2018-12-31 | 2019-12-31 | 365 | 8.2498 | 8 | 0.24982
60320 | 7.035 | 1 | 2018-12-31 | 2019-12-31 | 365 | 8.0608 | 8 | 0.060759
45778 | 7.98 | 1 | 2018-12-31 | 2019-12-31 | 365 | 9.1435 | 9 | 0.14355
48658 | 10.395 | 1 | 2018-12-31 | 2019-12-31 | 365 | 11.9107 | 11 | 0.91067
48714 | 9.81 | 1 | 2018-12-31 | 2019-12-31 | 365 | 11.2404 | 11 | 0.24038
60561 | 8.4 | 1 | 2018-12-31 | 2019-12-31 | 365 | 9.6248 | 9 | 0.62479
60570 | 7.8 | 1 | 2018-12-31 | 2019-12-31 | 365 | 8.9373 | 8 | 0.9373
60531 | 10.2 | 1 | 2018-12-31 | 2019-12-31 | 365 | 11.6872 | 11 | 0.68724
60573 | 3.18 | 1 | 2018-12-31 | 2019-12-31 | 365 | 3.6437 | 3 | 0.64367
34219 | 37.278 | 0.9 | 2018-12-31 | 2019-12-31 | 365 | 38.4421 | 38 | 0.44209
51047 | 7.98 | 1 | 2018-12-31 | 2019-12-31 | 365 | 9.1435 | 9 | 0.14355
60751 | 9.9 | 1 | 2018-12-31 | 2019-12-31 | 365 | 11.3435 | 11 | 0.3435
60757 | 9.045 | 1 | 2018-12-31 | 2019-12-31 | 365 | 10.3638 | 10 | 0.36383
60864 | 10.72 | 1 | 2018-12-31 | 2019-12-31 | 365 | 12.2831 | 12 | 0.28306
60874 | 6.21 | 1 | 2018-12-31 | 2019-12-31 | 365 | 7.1155 | 7 | 0.11547
60869 | 8.375 | 1 | 2018-12-31 | 2019-12-31 | 365 | 9.5961 | 9 | 0.59614
60885 | 5.36 | 1 | 2018-12-31 | 2019-12-31 | 365 | 6.1415 | 6 | 0.14153
60886 | 4.5 | 1 | 2018-12-31 | 2019-12-31 | 365 | 5.1561 | 5 | 0.15614
36778 | 10.464 | 1 | 2018-12-31 | 2019-12-31 | 365 | 11.9897 | 11 | 0.98973
61030 | 9.81 | 1 | 2018-12-31 | 2019-12-31 | 365 | 11.2404 | 11 | 0.24038
61115 | 7.245 | 1 | 2018-12-31 | 2019-12-31 | 365 | 8.3014 | 8 | 0.30138
60766 | 11.1 | 1 | 2018-12-31 | 2019-12-31 | 365 | 12.7185 | 12 | 0.71847
61163 | 5.4 | 1 | 2018-12-31 | 2019-12-31 | 365 | 6.1874 | 6 | 0.18736
34667 | 227.37 | 0.9 | 2018-12-31 | 2019-12-31 | 365 | 234.4701 | 234 | 0.47013
60530 | 15.9 | 1 | 2018-12-31 | 2019-12-31 | 365 | 18.2183 | 18 | 0.21835
44287 | 8.32 | 1 | 2018-12-31 | 2019-12-31 | 365 | 9.5331 | 9 | 0.53312
46588 | 11.445 | 1 | 2018-12-31 | 2019-12-31 | 365 | 13.1138 | 13 | 0.11377
35916 | 11.772 | 1 | 2018-12-31 | 2019-12-31 | 365 | 13.4885 | 13 | 0.48845
36115 | 3.9 | 1 | 2018-12-31 | 2019-12-31 | 365 | 4.4687 | 4 | 0.46865
51035 | 2.9 | 1 | 2018-12-31 | 2019-12-31 | 365 | 3.3228 | 3 | 0.32284
50172 | 10.695 | 1 | 2018-12-31 | 2019-12-31 | 365 | 12.2544 | 12 | 0.25442
60560 | 7.848 | 1 | 2018-12-31 | 2019-12-31 | 365 | 8.9923 | 8 | 0.9923
45430 | 7.28 | 1 | 2018-12-31 | 2019-12-31 | 365 | 8.3415 | 8 | 0.34148
51028 | 6.24 | 1 | 2018-12-31 | 2019-12-31 | 365 | 7.1498 | 7 | 0.14984
43964 | 24.795 | 1 | 2018-12-31 | 2019-12-31 | 365 | 28.4103 | 28 | 0.41031
61130 | 7.42 | 1 | 2018-12-31 | 2019-12-31 | 365 | 8.5019 | 8 | 0.5019
61150 | 9.975 | 1 | 2018-12-31 | 2019-12-31 | 365 | 11.4294 | 11 | 0.42943
61145 | 3.64 | 1 | 2018-12-31 | 2019-12-31 | 365 | 4.1707 | 4 | 0.17074
61162 | 9.66 | 1 | 2018-12-31 | 2019-12-31 | 365 | 11.0685 | 11 | 0.068505
61160 | 2.8 | 1 | 2018-12-31 | 2019-12-31 | 365 | 3.2083 | 3 | 0.20826
61206 | 6.16 | 1 | 2018-12-31 | 2019-12-31 | 365 | 7.0582 | 7 | 0.058177
61211 | 8.4 | 1 | 2018-12-31 | 2019-12-31 | 365 | 9.6248 | 9 | 0.62479
61216 | 10.2 | 1 | 2018-12-31 | 2019-12-31 | 365 | 11.6872 | 11 | 0.68724
61268 | 9.045 | 1 | 2018-12-31 | 2019-12-31 | 365 | 10.3638 | 10 | 0.36383
61272 | 13.455 | 1 | 2018-12-31 | 2019-12-31 | 365 | 15.4168 | 15 | 0.41685
61275 | 6.9 | 1 | 2018-12-31 | 2019-12-31 | 365 | 7.9061 | 7 | 0.90608
61276 | 7.935 | 1 | 2018-12-31 | 2019-12-31 | 365 | 9.092 | 9 | 0.091986
61283 | 13.5 | 1 | 2018-12-31 | 2019-12-31 | 365 | 15.4684 | 15 | 0.46841
61285 | 10.005 | 1 | 2018-12-31 | 2019-12-31 | 365 | 11.4638 | 11 | 0.46381
61353 | 5.8 | 1 | 2018-12-31 | 2019-12-31 | 365 | 6.6457 | 6 | 0.64569
61401 | 10.35 | 1 | 2018-12-31 | 2019-12-31 | 365 | 11.8591 | 11 | 0.85911
61447 | 6.6 | 1 | 2018-12-31 | 2019-12-31 | 365 | 7.5623 | 7 | 0.56233
61466 | 12.24 | 1 | 2018-12-31 | 2019-12-31 | 365 | 14.0247 | 14 | 0.02469
61469 | 10.695 | 1 | 2018-12-31 | 2019-12-31 | 365 | 12.2544 | 12 | 0.25442
61472 | 6.9 | 1 | 2018-12-31 | 2019-12-31 | 365 | 7.9061 | 7 | 0.90608
61525 | 6.48 | 1 | 2018-12-31 | 2019-12-31 | 365 | 7.4248 | 7 | 0.42484
61530 | 5.4 | 1 | 2018-12-31 | 2019-12-31 | 365 | 6.1874 | 6 | 0.18736
61533 | 3.9 | 1 | 2018-12-31 | 2019-12-31 | 365 | 4.4687 | 4 | 0.46865
44528 | 9.61 | 1 | 2018-12-31 | 2019-12-31 | 365 | 11.0112 | 11 | 0.011215
61161 | 6.9 | 1 | 2018-12-31 | 2019-12-31 | 365 | 7.9061 | 7 | 0.90608
50033 | 10.137 | 1 | 2018-12-31 | 2019-12-31 | 365 | 11.6151 | 11 | 0.61506
45051 | 6.84 | 1 | 2018-12-31 | 2019-12-31 | 365 | 7.8373 | 7 | 0.83733
61467 | 8.97 | 1 | 2018-12-31 | 2019-12-31 | 365 | 10.2779 | 10 | 0.2779
61280 | 8.175 | 1 | 2018-12-31 | 2019-12-31 | 365 | 9.367 | 9 | 0.36698
34683 | 62.01 | 0.9 | 2018-12-31 | 2019-12-31 | 365 | 63.9464 | 63 | 0.9464
61638 | 7.83 | 1 | 2018-12-31 | 2019-12-31 | 365 | 8.9717 | 8 | 0.97168
61714 | 9.28 | 1 | 2018-12-31 | 2019-12-31 | 365 | 10.6331 | 10 | 0.6331
61770 | 4.56 | 1 | 2018-12-31 | 2019-12-31 | 365 | 5.2249 | 5 | 0.22488
61839 | 9.88 | 1 | 2018-12-31 | 2019-12-31 | 365 | 11.3206 | 11 | 0.32058
61166 | 11.13 | 1 | 2018-12-31 | 2019-12-31 | 365 | 12.7528 | 12 | 0.75284
62052 | 5.8 | 1 | 2018-12-31 | 2019-12-31 | 365 | 6.6457 | 6 | 0.64569
62059 | 8.12 | 1 | 2018-12-31 | 2019-12-31 | 365 | 9.304 | 9 | 0.30396
62063 | 15.042 | 1 | 2018-12-31 | 2019-12-31 | 365 | 17.2352 | 17 | 0.23524
62155 | 11.7 | 1 | 2018-12-31 | 2019-12-31 | 365 | 13.406 | 13 | 0.40595
62156 | 7.015 | 1 | 2018-12-31 | 2019-12-31 | 365 | 8.0378 | 8 | 0.037843
62172 | 8.97 | 1 | 2018-12-31 | 2019-12-31 | 365 | 10.2779 | 10 | 0.2779
62175 | 8.1 | 1 | 2018-12-31 | 2019-12-31 | 365 | 9.281 | 9 | 0.28104
62177 | 8.4 | 1 | 2018-12-31 | 2019-12-31 | 365 | 9.6248 | 9 | 0.62479
62178 | 7.245 | 1 | 2018-12-31 | 2019-12-31 | 365 | 8.3014 | 8 | 0.30138
62179 | 5.865 | 1 | 2018-12-31 | 2019-12-31 | 365 | 6.7202 | 6 | 0.72016
62180 | 5.4 | 1 | 2018-12-31 | 2019-12-31 | 365 | 6.1874 | 6 | 0.18736
62182 | 13.68 | 1 | 2018-12-31 | 2019-12-31 | 365 | 15.6747 | 15 | 0.67465
62183 | 9.35 | 1 | 2018-12-31 | 2019-12-31 | 365 | 10.7133 | 10 | 0.7133
62184 | 6.875 | 1 | 2018-12-31 | 2019-12-31 | 365 | 7.8774 | 7 | 0.87743
62190 | 9.6 | 1 | 2018-12-31 | 2019-12-31 | 365 | 10.9998 | 10 | 0.99976
62193 | 7.37 | 1 | 2018-12-31 | 2019-12-31 | 365 | 8.4446 | 8 | 0.4446
62196 | 9.9 | 1 | 2018-12-31 | 2019-12-31 | 365 | 11.3435 | 11 | 0.3435
61729 | 6.76 | 1 | 2018-12-31 | 2019-12-31 | 365 | 7.7457 | 7 | 0.74566
62254 | 3.72 | 1 | 2018-12-31 | 2019-12-31 | 365 | 4.2624 | 4 | 0.26241
62262 | 15.87 | 1 | 2018-12-31 | 2019-12-31 | 365 | 18.184 | 18 | 0.18397
62271 | 5.8 | 1 | 2018-12-31 | 2019-12-31 | 365 | 6.6457 | 6 | 0.64569
62283 | 8.625 | 1 | 2018-12-31 | 2019-12-31 | 365 | 9.8826 | 9 | 0.88259
62287 | 7.035 | 1 | 2018-12-31 | 2019-12-31 | 365 | 8.0608 | 8 | 0.060759
62294 | 5.865 | 1 | 2018-12-31 | 2019-12-31 | 365 | 6.7202 | 6 | 0.72016
62296 | 6.9 | 1 | 2018-12-31 | 2019-12-31 | 365 | 7.9061 | 7 | 0.90608
62303 | 5.7 | 1 | 2018-12-31 | 2019-12-31 | 365 | 6.5311 | 6 | 0.53111
62333 | 16.43 | 1 | 2018-12-31 | 2019-12-31 | 365 | 18.8256 | 18 | 0.82563
62342 | 7.95 | 1 | 2018-12-31 | 2019-12-31 | 365 | 9.1092 | 9 | 0.10917
62349 | 8.41 | 1 | 2018-12-31 | 2019-12-31 | 365 | 9.6362 | 9 | 0.63625
62355 | 8.4 | 1 | 2018-12-31 | 2019-12-31 | 365 | 9.6248 | 9 | 0.62479
62444 | 9 | 1 | 2018-12-31 | 2019-12-31 | 365 | 10.3123 | 10 | 0.31227
61222 | 9.36 | 1 | 2018-12-31 | 2019-12-31 | 365 | 10.7248 | 10 | 0.72476
59482 | 4.48 | 1 | 2018-12-31 | 2019-12-31 | 365 | 5.1332 | 5 | 0.13322
59967 | 8.64 | 1 | 2018-12-31 | 2019-12-31 | 365 | 9.8998 | 9 | 0.89978
60984 | 6.4 | 1 | 2018-12-31 | 2019-12-31 | 365 | 7.3332 | 7 | 0.33317
61167 | 14.4 | 1 | 2018-12-31 | 2019-12-31 | 365 | 16.4996 | 16 | 0.49964
61445 | 7.36 | 1 | 2018-12-31 | 2019-12-31 | 365 | 8.4331 | 8 | 0.43315
34552 | 137.7 | 0.9 | 2018-12-31 | 2019-12-31 | 365 | 142 | 141 | 0.99999
62125 | 9.6 | 1 | 2018-12-31 | 2019-12-31 | 365 | 10.9998 | 10 | 0.99976
62308 | 8 | 1 | 2018-12-31 | 2019-12-31 | 365 | 9.1665 | 9 | 0.16646
50987 | 5.76 | 1 | 2018-12-31 | 2019-12-31 | 365 | 6.5999 | 6 | 0.59985
62270 | 13.11 | 1 | 2018-12-31 | 2019-12-31 | 365 | 15.0215 | 15 | 0.021543
50937 | 2.28 | 1 | 2018-12-31 | 2019-12-31 | 365 | 2.6124 | 2 | 0.61244
50555 | 3.52 | 1 | 2018-12-31 | 2019-12-31 | 365 | 4.0332 | 4 | 0.033244
50472 | 8.265 | 1 | 2018-12-31 | 2019-12-31 | 365 | 9.4701 | 9 | 0.4701
44514 | 4.76 | 1 | 2018-12-31 | 2019-12-31 | 365 | 5.454 | 5 | 0.45405
62171 | 7.8 | 1 | 2018-12-31 | 2019-12-31 | 365 | 8.9373 | 8 | 0.9373
62174 | 8.7 | 1 | 2018-12-31 | 2019-12-31 | 365 | 9.9685 | 9 | 0.96853
62761 | 7.98 | 1 | 2018-12-31 | 2019-12-31 | 365 | 9.1435 | 9 | 0.14355
62762 | 9.9 | 1 | 2018-12-31 | 2019-12-31 | 365 | 11.3435 | 11 | 0.3435
62766 | 9.9 | 1 | 2018-12-31 | 2019-12-31 | 365 | 11.3435 | 11 | 0.3435
62768 | 6.03 | 1 | 2018-12-31 | 2019-12-31 | 365 | 6.9092 | 6 | 0.90922
62776 | 10.385 | 1 | 2018-12-31 | 2019-12-31 | 365 | 11.8992 | 11 | 0.89922
62790 | 8.96 | 1 | 2018-12-31 | 2019-12-31 | 365 | 10.2664 | 10 | 0.26644
62870 | 30.24 | 0.9 | 2018-12-31 | 2019-12-31 | 365 | 31.1843 | 31 | 0.18431
62794 | 6.84 | 1 | 2018-12-31 | 2019-12-31 | 365 | 7.8373 | 7 | 0.83733
58942 | 9.86 | 1 | 2018-12-31 | 2019-12-31 | 365 | 11.2977 | 11 | 0.29767
59756 | 10.72 | 1 | 2018-12-31 | 2019-12-31 | 365 | 12.2831 | 12 | 0.28306
62797 | 17.28 | 1 | 2018-12-31 | 2019-12-31 | 365 | 19.7996 | 19 | 0.79956
59973 | 7.83 | 1 | 2018-12-31 | 2019-12-31 | 365 | 8.9717 | 8 | 0.97168
60384 | 10.695 | 1 | 2018-12-31 | 2019-12-31 | 365 | 12.2544 | 12 | 0.25442
45407 | 10.26 | 1 | 2018-12-31 | 2019-12-31 | 365 | 11.756 | 11 | 0.75599
50037 | 8.19 | 1 | 2018-12-31 | 2019-12-31 | 365 | 9.3842 | 9 | 0.38417
61555 | 8.55 | 1 | 2018-12-31 | 2019-12-31 | 365 | 9.7967 | 9 | 0.79666
44248 | 8.4 | 1 | 2018-12-31 | 2019-12-31 | 365 | 9.6248 | 9 | 0.62479
62300 | 9.28 | 1 | 2018-12-31 | 2019-12-31 | 365 | 10.6331 | 10 | 0.6331
62285 | 6 | 1 | 2018-12-31 | 2019-12-31 | 365 | 6.8748 | 6 | 0.87485
62286 | 6.3 | 1 | 2018-12-31 | 2019-12-31 | 365 | 7.2186 | 7 | 0.21859
62863 | 5.185 | 1 | 2018-12-31 | 2019-12-31 | 365 | 5.941 | 5 | 0.94101
62879 | 9.6 | 1 | 2018-12-31 | 2019-12-31 | 365 | 10.9998 | 10 | 0.99976
62186 | 6.1 | 1 | 2018-12-31 | 2019-12-31 | 365 | 6.9894 | 6 | 0.98943
62910 | 4.83 | 1 | 2018-12-31 | 2019-12-31 | 365 | 5.5343 | 5 | 0.53425
62911 | 6.6 | 1 | 2018-12-31 | 2019-12-31 | 365 | 7.5623 | 7 | 0.56233
62913 | 5.1 | 1 | 2018-12-31 | 2019-12-31 | 365 | 5.8436 | 5 | 0.84362
62917 | 7.8 | 1 | 2018-12-31 | 2019-12-31 | 365 | 8.9373 | 8 | 0.9373
62919 | 6.7 | 1 | 2018-12-31 | 2019-12-31 | 365 | 7.6769 | 7 | 0.67691
62922 | 6.21 | 1 | 2018-12-31 | 2019-12-31 | 365 | 7.1155 | 7 | 0.11547
62924 | 6.21 | 1 | 2018-12-31 | 2019-12-31 | 365 | 7.1155 | 7 | 0.11547
62930 | 4.5 | 1 | 2018-12-31 | 2019-12-31 | 365 | 5.1561 | 5 | 0.15614
62933 | 4.69 | 1 | 2018-12-31 | 2019-12-31 | 365 | 5.3738 | 5 | 0.37384
62936 | 7.2 | 1 | 2018-12-31 | 2019-12-31 | 365 | 8.2498 | 8 | 0.24982
62937 | 9.57 | 1 | 2018-12-31 | 2019-12-31 | 365 | 10.9654 | 10 | 0.96538
62939 | 5.886 | 1 | 2018-12-31 | 2019-12-31 | 365 | 6.7442 | 6 | 0.74423
62943 | 10.137 | 1 | 2018-12-31 | 2019-12-31 | 365 | 11.6151 | 11 | 0.61506
62804 | 9.96 | 1 | 2018-12-31 | 2019-12-31 | 365 | 11.4122 | 11 | 0.41225
47700 | 9.66 | 1 | 2018-12-31 | 2019-12-31 | 365 | 11.0685 | 11 | 0.068505
59188 | 17.98 | 1 | 2018-12-31 | 2019-12-31 | 365 | 20.6016 | 20 | 0.60163
61079 | 8.7 | 1 | 2018-12-31 | 2019-12-31 | 365 | 9.9685 | 9 | 0.96853
61202 | 6.24 | 1 | 2018-12-31 | 2019-12-31 | 365 | 7.1498 | 7 | 0.14984
62057 | 7.83 | 1 | 2018-12-31 | 2019-12-31 | 365 | 8.9717 | 8 | 0.97168
62126 | 17.4 | 1 | 2018-12-31 | 2019-12-31 | 365 | 19.9371 | 19 | 0.93706
62181 | 9.315 | 1 | 2018-12-31 | 2019-12-31 | 365 | 10.6732 | 10 | 0.6732
62268 | 8.12 | 1 | 2018-12-31 | 2019-12-31 | 365 | 9.304 | 9 | 0.30396
62275 | 10.44 | 1 | 2018-12-31 | 2019-12-31 | 365 | 11.9622 | 11 | 0.96224
62276 | 10.15 | 1 | 2018-12-31 | 2019-12-31 | 365 | 11.63 | 11 | 0.62995
62282 | 13.34 | 1 | 2018-12-31 | 2019-12-31 | 365 | 15.2851 | 15 | 0.28508
63197 | 8.37 | 1 | 2018-12-31 | 2019-12-31 | 365 | 9.5904 | 9 | 0.59041
63209 | 10.5 | 1 | 2018-12-31 | 2019-12-31 | 365 | 12.031 | 12 | 0.030984
63210 | 10.8 | 1 | 2018-12-31 | 2019-12-31 | 365 | 12.3747 | 12 | 0.37473
62771 | 7.68 | 1 | 2018-12-31 | 2019-12-31 | 365 | 8.7998 | 8 | 0.79981
59969 | 10.15 | 1 | 2018-12-31 | 2019-12-31 | 365 | 11.63 | 11 | 0.62995
63231 | 8.12 | 1 | 2018-12-31 | 2019-12-31 | 365 | 9.304 | 9 | 0.30396
50854 | 8.55 | 1 | 2018-12-31 | 2019-12-31 | 365 | 9.7967 | 9 | 0.79666
63348 | 24.9 | 1 | 2018-12-31 | 2019-12-31 | 365 | 28.5306 | 28 | 0.53062
63354 | 10.35 | 1 | 2018-12-31 | 2019-12-31 | 365 | 11.8591 | 11 | 0.85911
63360 | 10.005 | 1 | 2018-12-31 | 2019-12-31 | 365 | 11.4638 | 11 | 0.46381
63365 | 8.97 | 1 | 2018-12-31 | 2019-12-31 | 365 | 10.2779 | 10 | 0.2779
63369 | 24.96 | 1 | 2018-12-31 | 2019-12-31 | 365 | 28.5994 | 28 | 0.59937
63371 | 6.7 | 1 | 2018-12-31 | 2019-12-31 | 365 | 7.6769 | 7 | 0.67691
63424 | 12 | 1 | 2018-12-31 | 2019-12-31 | 365 | 13.7497 | 13 | 0.7497
63426 | 4.8 | 1 | 2018-12-31 | 2019-12-31 | 365 | 5.4999 | 5 | 0.49988
63429 | 13.115 | 1 | 2018-12-31 | 2019-12-31 | 365 | 15.0273 | 15 | 0.027272
63447 | 5.52 | 1 | 2018-12-31 | 2019-12-31 | 365 | 6.3249 | 6 | 0.32486
63448 | 15.3 | 1 | 2018-12-31 | 2019-12-31 | 365 | 17.5309 | 17 | 0.53086
63452 | 5.36 | 1 | 2018-12-31 | 2019-12-31 | 365 | 6.1415 | 6 | 0.14153
63456 | 7.245 | 1 | 2018-12-31 | 2019-12-31 | 365 | 8.3014 | 8 | 0.30138
51463 | 43.68 | 1 | 2018-12-31 | 2019-12-31 | 365 | 50.0489 | 50 | 0.048893
63525 | 9.28 | 1 | 2018-12-31 | 2019-12-31 | 365 | 10.6331 | 10 | 0.6331
63194 | 10 | 1 | 2018-12-31 | 2019-12-31 | 365 | 11.4581 | 11 | 0.45808
63527 | 7.93 | 1 | 2018-12-31 | 2019-12-31 | 365 | 9.0863 | 9 | 0.086257
63597 | 7.875 | 1 | 2018-12-31 | 2019-12-31 | 365 | 9.0232 | 9 | 0.023238
63599 | 6.6 | 1 | 2018-12-31 | 2019-12-31 | 365 | 7.5623 | 7 | 0.56233
63638 | 8.4 | 1 | 2018-12-31 | 2019-12-31 | 365 | 9.6248 | 9 | 0.62479
63643 | 15.87 | 1 | 2018-12-31 | 2019-12-31 | 365 | 18.184 | 18 | 0.18397
63656 | 7.98 | 1 | 2018-12-31 | 2019-12-31 | 365 | 9.1435 | 9 | 0.14355
63661 | 11.97 | 1 | 2018-12-31 | 2019-12-31 | 365 | 13.7153 | 13 | 0.71532
63664 | 7.125 | 1 | 2018-12-31 | 2019-12-31 | 365 | 8.1639 | 8 | 0.16388
63683 | 9.975 | 1 | 2018-12-31 | 2019-12-31 | 365 | 11.4294 | 11 | 0.42943
63686 | 7.935 | 1 | 2018-12-31 | 2019-12-31 | 365 | 9.092 | 9 | 0.091986
63668 | 11.97 | 1 | 2018-12-31 | 2019-12-31 | 365 | 13.7153 | 13 | 0.71532
63719 | 5.232 | 1 | 2018-12-31 | 2019-12-31 | 365 | 5.9949 | 5 | 0.99487
63910 | 10.08 | 1 | 2018-12-31 | 2019-12-31 | 365 | 11.5497 | 11 | 0.54974
46765 | 7.59 | 1 | 2018-12-31 | 2019-12-31 | 365 | 8.6967 | 8 | 0.69668
43979 | 24.852 | 1 | 2018-12-31 | 2019-12-31 | 365 | 28.4756 | 28 | 0.47562
63991 | 7.02 | 1 | 2018-12-31 | 2019-12-31 | 365 | 8.0436 | 8 | 0.043572
64002 | 10.5 | 1 | 2018-12-31 | 2019-12-31 | 365 | 12.031 | 12 | 0.030984
64009 | 10.56 | 1 | 2018-12-31 | 2019-12-31 | 365 | 12.0997 | 12 | 0.099732
36644 | 15.675 | 1 | 2018-12-31 | 2019-12-31 | 365 | 17.9605 | 17 | 0.96054
63995 | 10.6 | 1 | 2018-12-31 | 2019-12-31 | 365 | 12.1456 | 12 | 0.14556
64136 | 8.502 | 1 | 2018-12-31 | 2019-12-31 | 365 | 9.7417 | 9 | 0.74166
64137 | 8.1 | 1 | 2018-12-31 | 2019-12-31 | 365 | 9.281 | 9 | 0.28104
64138 | 11.52 | 1 | 2018-12-31 | 2019-12-31 | 365 | 13.1997 | 13 | 0.19971
64139 | 9.38 | 1 | 2018-12-31 | 2019-12-31 | 365 | 10.7477 | 10 | 0.74768
64008 | 18 | 1 | 2018-12-31 | 2019-12-31 | 365 | 20.6245 | 20 | 0.62454
64004 | 31.2 | 0.9 | 2018-12-31 | 2019-12-31 | 365 | 32.1743 | 32 | 0.17429
64110 | 11.89 | 1 | 2018-12-31 | 2019-12-31 | 365 | 13.6237 | 13 | 0.62366
49686 | 8.505 | 1 | 2018-12-31 | 2019-12-31 | 365 | 9.7451 | 9 | 0.7451
64207 | 8.7 | 1 | 2018-12-31 | 2019-12-31 | 365 | 9.9685 | 9 | 0.96853
64210 | 11.1 | 1 | 2018-12-31 | 2019-12-31 | 365 | 12.7185 | 12 | 0.71847
59587 | 13.4 | 1 | 2018-12-31 | 2019-12-31 | 365 | 15.3538 | 15 | 0.35383
60129 | 5.175 | 1 | 2018-12-31 | 2019-12-31 | 365 | 5.9296 | 5 | 0.92956
60152 | 10.005 | 1 | 2018-12-31 | 2019-12-31 | 365 | 11.4638 | 11 | 0.46381
60435 | 4.56 | 1 | 2018-12-31 | 2019-12-31 | 365 | 5.2249 | 5 | 0.22488
60879 | 9 | 1 | 2018-12-31 | 2019-12-31 | 365 | 10.3123 | 10 | 0.31227
60883 | 5.52 | 1 | 2018-12-31 | 2019-12-31 | 365 | 6.3249 | 6 | 0.32486
61926 | 5.13 | 1 | 2018-12-31 | 2019-12-31 | 365 | 5.878 | 5 | 0.878
62830 | 9.9 | 1 | 2018-12-31 | 2019-12-31 | 365 | 11.3435 | 11 | 0.3435
62908 | 6.54 | 1 | 2018-12-31 | 2019-12-31 | 365 | 7.4936 | 7 | 0.49358
64378 | 6.89 | 1 | 2018-12-31 | 2019-12-31 | 365 | 7.8946 | 7 | 0.89462
64386 | 6.54 | 1 | 2018-12-31 | 2019-12-31 | 365 | 7.4936 | 7 | 0.49358
64457 | 8.625 | 1 | 2018-12-31 | 2019-12-31 | 365 | 9.8826 | 9 | 0.88259
40834 | 13.11 | 1 | 2018-12-31 | 2019-12-31 | 365 | 15.0215 | 15 | 0.021543
64459 | 8.64 | 1 | 2018-12-31 | 2019-12-31 | 365 | 9.8998 | 9 | 0.89978
49203 | 10.137 | 1 | 2018-12-31 | 2019-12-31 | 365 | 11.6151 | 11 | 0.61506
61718 | 14.56 | 1 | 2018-12-31 | 2019-12-31 | 365 | 16.683 | 16 | 0.68296
61754 | 13.26 | 1 | 2018-12-31 | 2019-12-31 | 365 | 15.1934 | 15 | 0.19341
64772 | 5.2 | 1 | 2018-12-31 | 2019-12-31 | 365 | 5.9582 | 5 | 0.9582
64803 | 7.41 | 1 | 2018-12-31 | 2019-12-31 | 365 | 8.4904 | 8 | 0.49044
46544 | 24.96 | 1 | 2018-12-31 | 2019-12-31 | 365 | 28.5994 | 28 | 0.59937
62187 | 8.4 | 1 | 2018-12-31 | 2019-12-31 | 365 | 9.6248 | 9 | 0.62479
62914 | 4.02 | 1 | 2018-12-31 | 2019-12-31 | 365 | 4.6061 | 4 | 0.60615
62094 | 6.4 | 1 | 2018-12-31 | 2019-12-31 | 365 | 7.3332 | 7 | 0.33317
61219 | 9.6 | 1 | 2018-12-31 | 2019-12-31 | 365 | 10.9998 | 10 | 0.99976
62191 | 1.92 | 1 | 2018-12-31 | 2019-12-31 | 365 | 2.2 | 2 | 0.19995
29897 | 20.4 | 1 | 2018-12-31 | 2019-12-31 | 365 | 23.3745 | 23 | 0.37448
29886 | 22.22 | 1 | 2018-12-31 | 2019-12-31 | 365 | 25.4599 | 25 | 0.45985
62757 | 10.08 | 1 | 2018-12-31 | 2019-12-31 | 365 | 11.5497 | 11 | 0.54974
63242 | 7.695 | 1 | 2018-12-31 | 2019-12-31 | 365 | 8.817 | 8 | 0.81699
63522 | 12.21 | 1 | 2018-12-31 | 2019-12-31 | 365 | 13.9903 | 13 | 0.99032
64773 | 7.41 | 1 | 2018-12-31 | 2019-12-31 | 365 | 8.4904 | 8 | 0.49044
64798 | 13.11 | 1 | 2018-12-31 | 2019-12-31 | 365 | 15.0215 | 15 | 0.021543
51829 | 187.86 | 0.9 | 2018-12-31 | 2019-12-31 | 365 | 193.7263 | 193 | 0.72634
34558 | 60.495 | 0.9 | 2018-12-31 | 2019-12-31 | 365 | 62.3841 | 62 | 0.38409
26685 | 2179.3 | 0.9 | 2018-12-31 | 2019-12-31 | 365 | 2247.3534 | 2247 | 0.35344
58944 | 4.76 | 1 | 2018-12-31 | 2019-12-31 | 365 | 5.454 | 5 | 0.45405
59416 | 5.035 | 1 | 2018-12-31 | 2019-12-31 | 365 | 5.7691 | 5 | 0.76914
60577 | 6.625 | 1 | 2018-12-31 | 2019-12-31 | 365 | 7.591 | 7 | 0.59098
60631 | 10.6 | 1 | 2018-12-31 | 2019-12-31 | 365 | 12.1456 | 12 | 0.14556
60761 | 9.01 | 1 | 2018-12-31 | 2019-12-31 | 365 | 10.3237 | 10 | 0.32373
61350 | 2.65 | 1 | 2018-12-31 | 2019-12-31 | 365 | 3.0364 | 3 | 0.036391
61133 | 8.4 | 1 | 2018-12-31 | 2019-12-31 | 365 | 9.6248 | 9 | 0.62479
61137 | 7 | 1 | 2018-12-31 | 2019-12-31 | 365 | 8.0207 | 8 | 0.020656
61140 | 8.48 | 1 | 2018-12-31 | 2019-12-31 | 365 | 9.7165 | 9 | 0.71645
61142 | 11.2 | 1 | 2018-12-31 | 2019-12-31 | 365 | 12.833 | 12 | 0.83305
61159 | 7.84 | 1 | 2018-12-31 | 2019-12-31 | 365 | 8.9831 | 8 | 0.98313
61164 | 7.28 | 1 | 2018-12-31 | 2019-12-31 | 365 | 8.3415 | 8 | 0.34148
61286 | 10.6 | 1 | 2018-12-31 | 2019-12-31 | 365 | 12.1456 | 12 | 0.14556
63679 | 9.975 | 1 | 2018-12-31 | 2019-12-31 | 365 | 11.4294 | 11 | 0.42943
63739 | 24.9 | 1 | 2018-12-31 | 2019-12-31 | 365 | 28.5306 | 28 | 0.53062
63598 | 2.85 | 1 | 2018-12-31 | 2019-12-31 | 365 | 3.2656 | 3 | 0.26555
63232 | 6.27 | 1 | 2018-12-31 | 2019-12-31 | 365 | 7.1842 | 7 | 0.18422
49797 | 7.84 | 1 | 2018-12-31 | 2019-12-31 | 365 | 8.9831 | 8 | 0.98313
63374 | 5.04 | 1 | 2018-12-31 | 2019-12-31 | 365 | 5.7749 | 5 | 0.77487
64381 | 7.2 | 1 | 2018-12-31 | 2019-12-31 | 365 | 8.2498 | 8 | 0.24982
63244 | 17.68 | 1 | 2018-12-31 | 2019-12-31 | 365 | 20.2579 | 20 | 0.25789
64382 | 7.04 | 1 | 2018-12-31 | 2019-12-31 | 365 | 8.0665 | 8 | 0.066488
63233 | 11.115 | 1 | 2018-12-31 | 2019-12-31 | 365 | 12.7357 | 12 | 0.73566
63726 | 6.84 | 1 | 2018-12-31 | 2019-12-31 | 365 | 7.8373 | 7 | 0.83733
59983 | 9.28 | 1 | 2018-12-31 | 2019-12-31 | 365 | 10.6331 | 10 | 0.6331
26698 | 471.225 | 0.9 | 2018-12-31 | 2019-12-31 | 365 | 485.94 | 485 | 0.94004
62772 | 12.8 | 1 | 2018-12-31 | 2019-12-31 | 365 | 14.6663 | 14 | 0.66634
64114 | 9.72 | 1 | 2018-12-31 | 2019-12-31 | 365 | 11.1373 | 11 | 0.13725
65626 | 5.7 | 1 | 2018-12-31 | 2019-12-31 | 365 | 6.5311 | 6 | 0.53111
65666 | 11.4 | 1 | 2018-12-31 | 2019-12-31 | 365 | 13.0622 | 13 | 0.062211
65668 | 8.7 | 1 | 2018-12-31 | 2019-12-31 | 365 | 9.9685 | 9 | 0.96853
65669 | 12.18 | 1 | 2018-12-31 | 2019-12-31 | 365 | 13.9559 | 13 | 0.95594
62185 | 6.4 | 1 | 2018-12-31 | 2019-12-31 | 365 | 7.3332 | 7 | 0.33317
65675 | 24.48 | 1 | 2018-12-31 | 2019-12-31 | 365 | 28.0494 | 28 | 0.04938
36151 | 14.96 | 1 | 2018-12-31 | 2019-12-31 | 365 | 17.1413 | 17 | 0.14129
63722 | 9.24 | 1 | 2018-12-31 | 2019-12-31 | 365 | 10.5873 | 10 | 0.58727
65677 | 6.96 | 1 | 2018-12-31 | 2019-12-31 | 365 | 7.9748 | 7 | 0.97482
63720 | 12.18 | 1 | 2018-12-31 | 2019-12-31 | 365 | 13.9559 | 13 | 0.95594
64458 | 6 | 1 | 2018-12-31 | 2019-12-31 | 365 | 6.8748 | 6 | 0.87485
63879 | 14.4 | 1 | 2018-12-31 | 2019-12-31 | 365 | 16.4996 | 16 | 0.49964
64467 | 24.852 | 1 | 2018-12-31 | 2019-12-31 | 365 | 28.4756 | 28 | 0.47562
65766 | 6.67 | 1 | 2018-12-31 | 2019-12-31 | 365 | 7.6425 | 7 | 0.64254
65805 | 5.36 | 1 | 2018-12-31 | 2019-12-31 | 365 | 6.1415 | 6 | 0.14153
65807 | 9.81 | 1 | 2018-12-31 | 2019-12-31 | 365 | 11.2404 | 11 | 0.24038
65855 | 12.4 | 1 | 2018-12-31 | 2019-12-31 | 365 | 14.208 | 14 | 0.20802
65857 | 21.6 | 1 | 2018-12-31 | 2019-12-31 | 365 | 24.7495 | 24 | 0.74945
65864 | 6.36 | 1 | 2018-12-31 | 2019-12-31 | 365 | 7.2873 | 7 | 0.28734
65875 | 8.37 | 1 | 2018-12-31 | 2019-12-31 | 365 | 9.5904 | 9 | 0.59041
65906 | 5.44 | 1 | 2018-12-31 | 2019-12-31 | 365 | 6.2332 | 6 | 0.2332
66076 | 5.1 | 1 | 2018-12-31 | 2019-12-31 | 365 | 5.8436 | 5 | 0.84362
34355 | 28.449 | 0.9 | 2018-12-31 | 2019-12-31 | 365 | 29.3374 | 29 | 0.33738
63334 | 32.76 | 0.9 | 2018-12-31 | 2019-12-31 | 365 | 33.783 | 33 | 0.783
63048 | 98.1 | 1 | 2018-12-31 | 2019-12-31 | 365 | 112.4038 | 112 | 0.40376
50983 | 11.4 | 1 | 2018-12-31 | 2019-12-31 | 365 | 13.0622 | 13 | 0.062211
51041 | 12.825 | 1 | 2018-12-31 | 2019-12-31 | 365 | 14.695 | 14 | 0.69499
62927 | 9.483 | 1 | 2018-12-31 | 2019-12-31 | 365 | 10.8657 | 10 | 0.8657
64799 | 8.7 | 1 | 2018-12-31 | 2019-12-31 | 365 | 9.9685 | 9 | 0.96853
65769 | 7.83 | 1 | 2018-12-31 | 2019-12-31 | 365 | 8.9717 | 8 | 0.97168
66656 | 12.42 | 1 | 2018-12-31 | 2019-12-31 | 365 | 14.2309 | 14 | 0.23094
65916 | 6.44 | 1 | 2018-12-31 | 2019-12-31 | 365 | 7.379 | 7 | 0.379
65917 | 11.2 | 1 | 2018-12-31 | 2019-12-31 | 365 | 12.833 | 12 | 0.83305
66756 | 6.67 | 1 | 2018-12-31 | 2019-12-31 | 365 | 7.6425 | 7 | 0.64254
45247 | 9.975 | 1 | 2018-12-31 | 2019-12-31 | 365 | 11.4294 | 11 | 0.42943
66811 | 11.89 | 1 | 2018-12-31 | 2019-12-31 | 365 | 13.6237 | 13 | 0.62366
63468 | 9.3 | 1 | 2018-12-31 | 2019-12-31 | 365 | 10.656 | 10 | 0.65601
65721 | 13.395 | 1 | 2018-12-31 | 2019-12-31 | 365 | 15.3481 | 15 | 0.3481
65724 | 8.55 | 1 | 2018-12-31 | 2019-12-31 | 365 | 9.7967 | 9 | 0.79666
66304 | 8.96 | 1 | 2018-12-31 | 2019-12-31 | 365 | 10.2664 | 10 | 0.26644
65913 | 10.08 | 1 | 2018-12-31 | 2019-12-31 | 365 | 11.5497 | 11 | 0.54974
44172 | 8.55 | 1 | 2018-12-31 | 2019-12-31 | 365 | 9.7967 | 9 | 0.79666
63730 | 12.753 | 1 | 2018-12-31 | 2019-12-31 | 365 | 14.6125 | 14 | 0.61249
63732 | 8.175 | 1 | 2018-12-31 | 2019-12-31 | 365 | 9.367 | 9 | 0.36698
66998 | 8.96 | 1 | 2018-12-31 | 2019-12-31 | 365 | 10.2664 | 10 | 0.26644
67007 | 8.1 | 1 | 2018-12-31 | 2019-12-31 | 365 | 9.281 | 9 | 0.28104
67046 | 3.64 | 1 | 2018-12-31 | 2019-12-31 | 365 | 4.1707 | 4 | 0.17074
67047 | 6.16 | 1 | 2018-12-31 | 2019-12-31 | 365 | 7.0582 | 7 | 0.058177
67051 | 4.76 | 1 | 2018-12-31 | 2019-12-31 | 365 | 5.454 | 5 | 0.45405
67053 | 5.88 | 1 | 2018-12-31 | 2019-12-31 | 365 | 6.7374 | 6 | 0.73735
67063 | 6.72 | 1 | 2018-12-31 | 2019-12-31 | 365 | 7.6998 | 7 | 0.69983
67003 | 5.8 | 1 | 2018-12-31 | 2019-12-31 | 365 | 6.6457 | 6 | 0.64569
67333 | 15.39 | 1 | 2018-12-31 | 2019-12-31 | 365 | 17.634 | 17 | 0.63399
67336 | 4.64 | 1 | 2018-12-31 | 2019-12-31 | 365 | 5.3165 | 5 | 0.31655
67339 | 9.975 | 1 | 2018-12-31 | 2019-12-31 | 365 | 11.4294 | 11 | 0.42943
67344 | 5.7 | 1 | 2018-12-31 | 2019-12-31 | 365 | 6.5311 | 6 | 0.53111
67346 | 6.84 | 1 | 2018-12-31 | 2019-12-31 | 365 | 7.8373 | 7 | 0.83733
67348 | 8.55 | 1 | 2018-12-31 | 2019-12-31 | 365 | 9.7967 | 9 | 0.79666
34362 | 115.758 | 0.9 | 2018-12-31 | 2019-12-31 | 365 | 119.3728 | 119 | 0.3728
65662 | 10.26 | 1 | 2018-12-31 | 2019-12-31 | 365 | 11.756 | 11 | 0.75599
65689 | 13.34 | 1 | 2018-12-31 | 2019-12-31 | 365 | 15.2851 | 15 | 0.28508
65693 | 13.34 | 1 | 2018-12-31 | 2019-12-31 | 365 | 15.2851 | 15 | 0.28508
65835 | 6.48 | 1 | 2018-12-31 | 2019-12-31 | 365 | 7.4248 | 7 | 0.42484
67438 | 9.69 | 1 | 2018-12-31 | 2019-12-31 | 365 | 11.1029 | 11 | 0.10288
63203 | 6 | 1 | 2018-12-31 | 2019-12-31 | 365 | 6.8748 | 6 | 0.87485
67582 | 6.21 | 1 | 2018-12-31 | 2019-12-31 | 365 | 7.1155 | 7 | 0.11547
67637 | 8.96 | 1 | 2018-12-31 | 2019-12-31 | 365 | 10.2664 | 10 | 0.26644
67638 | 7.36 | 1 | 2018-12-31 | 2019-12-31 | 365 | 8.4331 | 8 | 0.43315
65702 | 9.765 | 1 | 2018-12-31 | 2019-12-31 | 365 | 11.1888 | 11 | 0.18882
67525 | 4.16 | 1 | 2018-12-31 | 2019-12-31 | 365 | 4.7666 | 4 | 0.76656
66700 | 7.8 | 1 | 2018-12-31 | 2019-12-31 | 365 | 8.9373 | 8 | 0.9373
67581 | 8.48 | 1 | 2018-12-31 | 2019-12-31 | 365 | 9.7165 | 9 | 0.71645
66718 | 10.2 | 1 | 2018-12-31 | 2019-12-31 | 365 | 11.6872 | 11 | 0.68724
64604 | 3.92 | 1 | 2018-12-31 | 2019-12-31 | 365 | 4.4916 | 4 | 0.49157
66719 | 11.4 | 1 | 2018-12-31 | 2019-12-31 | 365 | 13.0622 | 13 | 0.062211
66721 | 11.4 | 1 | 2018-12-31 | 2019-12-31 | 365 | 13.0622 | 13 | 0.062211
66724 | 11.34 | 1 | 2018-12-31 | 2019-12-31 | 365 | 12.9935 | 12 | 0.99346
67440 | 12 | 1 | 2018-12-31 | 2019-12-31 | 365 | 13.7497 | 13 | 0.7497
67644 | 6.72 | 1 | 2018-12-31 | 2019-12-31 | 365 | 7.6998 | 7 | 0.69983
67645 | 7.02 | 1 | 2018-12-31 | 2019-12-31 | 365 | 8.0436 | 8 | 0.043572
67646 | 13.12 | 1 | 2018-12-31 | 2019-12-31 | 365 | 15.033 | 15 | 0.033001
67648 | 10.88 | 1 | 2018-12-31 | 2019-12-31 | 365 | 12.4664 | 12 | 0.46639
67651 | 6.24 | 1 | 2018-12-31 | 2019-12-31 | 365 | 7.1498 | 7 | 0.14984
67653 | 4.24 | 1 | 2018-12-31 | 2019-12-31 | 365 | 4.8582 | 4 | 0.85823
67049 | 5.6 | 1 | 2018-12-31 | 2019-12-31 | 365 | 6.4165 | 6 | 0.41652
66717 | 8.19 | 1 | 2018-12-31 | 2019-12-31 | 365 | 9.3842 | 9 | 0.38417
66720 | 13.34 | 1 | 2018-12-31 | 2019-12-31 | 365 | 15.2851 | 15 | 0.28508
62046 | 8.829 | 1 | 2018-12-31 | 2019-12-31 | 365 | 10.1163 | 10 | 0.11634
50849 | 6.82 | 1 | 2018-12-31 | 2019-12-31 | 365 | 7.8144 | 7 | 0.81441
63724 | 10.05 | 1 | 2018-12-31 | 2019-12-31 | 365 | 11.5154 | 11 | 0.51537
66195 | 8.12 | 1 | 2018-12-31 | 2019-12-31 | 365 | 9.304 | 9 | 0.30396
66816 | 4.06 | 1 | 2018-12-31 | 2019-12-31 | 365 | 4.652 | 4 | 0.65198
66723 | 13.26 | 1 | 2018-12-31 | 2019-12-31 | 365 | 15.1934 | 15 | 0.19341
63051 | 23.94 | 1 | 2018-12-31 | 2019-12-31 | 365 | 27.4306 | 27 | 0.43064
33740 | 347.2 | 0.9 | 2018-12-31 | 2019-12-31 | 365 | 358.0421 | 358 | 0.042084
34468 | 1300.005 | 0.9 | 2018-12-31 | 2019-12-31 | 365 | 1340.6005 | 1340 | 0.60052
51029 | 7.56 | 1 | 2018-12-31 | 2019-12-31 | 365 | 8.6623 | 8 | 0.66231
64471 | 4.69 | 1 | 2018-12-31 | 2019-12-31 | 365 | 5.3738 | 5 | 0.37384
64612 | 13.34 | 1 | 2018-12-31 | 2019-12-31 | 365 | 15.2851 | 15 | 0.28508
64614 | 5.795 | 1 | 2018-12-31 | 2019-12-31 | 365 | 6.64 | 6 | 0.63996
64544 | 6.9 | 1 | 2018-12-31 | 2019-12-31 | 365 | 7.9061 | 7 | 0.90608
64545 | 12.19 | 1 | 2018-12-31 | 2019-12-31 | 365 | 13.9674 | 13 | 0.9674
64699 | 11.925 | 1 | 2018-12-31 | 2019-12-31 | 365 | 13.6638 | 13 | 0.66376
43653 | 14.96 | 1 | 2018-12-31 | 2019-12-31 | 365 | 17.1413 | 17 | 0.14129
44484 | 11.34 | 1 | 2018-12-31 | 2019-12-31 | 365 | 12.9935 | 12 | 0.99346
33931 | 60.495 | 0.9 | 2018-12-31 | 2019-12-31 | 365 | 62.3841 | 62 | 0.38409
46119 | 11.4 | 1 | 2018-12-31 | 2019-12-31 | 365 | 13.0622 | 13 | 0.062211
64804 | 2.85 | 1 | 2018-12-31 | 2019-12-31 | 365 | 3.2656 | 3 | 0.26555
63328 | 43.68 | 0.9 | 2018-12-31 | 2019-12-31 | 365 | 45.044 | 45 | 0.044004
64805 | 7.32 | 1 | 2018-12-31 | 2019-12-31 | 365 | 8.3873 | 8 | 0.38731
64807 | 8.1 | 1 | 2018-12-31 | 2019-12-31 | 365 | 9.281 | 9 | 0.28104
36653 | 19.38 | 1 | 2018-12-31 | 2019-12-31 | 365 | 22.2058 | 22 | 0.20576
63958 | 115.32 | 0.9 | 2018-12-31 | 2019-12-31 | 365 | 118.9211 | 118 | 0.92112
64361 | 319.725 | 0.9 | 2018-12-31 | 2019-12-31 | 365 | 329.7091 | 329 | 0.70912
64200 | 216.92 | 0.9 | 2018-12-31 | 2019-12-31 | 365 | 223.6938 | 223 | 0.6938
65401 | 12.32 | 1 | 2018-12-31 | 2019-12-31 | 365 | 14.1164 | 14 | 0.11635
65414 | 10.464 | 1 | 2018-12-31 | 2019-12-31 | 365 | 11.9897 | 11 | 0.98973
43637 | 7.93 | 1 | 2018-12-31 | 2019-12-31 | 365 | 9.0863 | 9 | 0.086257
65424 | 4.575 | 1 | 2018-12-31 | 2019-12-31 | 365 | 5.2421 | 5 | 0.24207
48241 | 12.73 | 1 | 2018-12-31 | 2019-12-31 | 365 | 14.5861 | 14 | 0.58614
64599 | 6.9 | 1 | 2018-12-31 | 2019-12-31 | 365 | 7.9061 | 7 | 0.90608
65526 | 7.8 | 1 | 2018-12-31 | 2019-12-31 | 365 | 8.9373 | 8 | 0.9373
58323 | 9.6 | 0.8 | 2018-12-31 | 2019-12-31 | 365 | 8.7998 | 8 | 0.79981
65602 | 7.56 | 1 | 2018-12-31 | 2019-12-31 | 365 | 8.6623 | 8 | 0.66231
49192 | 7.84 | 1 | 2018-12-31 | 2019-12-31 | 365 | 8.9831 | 8 | 0.98313
65605 | 6.7 | 1 | 2018-12-31 | 2019-12-31 | 365 | 7.6769 | 7 | 0.67691
65606 | 9 | 1 | 2018-12-31 | 2019-12-31 | 365 | 10.3123 | 10 | 0.31227
65607 | 4.48 | 1 | 2018-12-31 | 2019-12-31 | 365 | 5.1332 | 5 | 0.13322
65608 | 6.9 | 1 | 2018-12-31 | 2019-12-31 | 365 | 7.9061 | 7 | 0.90608
65610 | 4.2 | 1 | 2018-12-31 | 2019-12-31 | 365 | 4.8124 | 4 | 0.81239
65613 | 8.1 | 1 | 2018-12-31 | 2019-12-31 | 365 | 9.281 | 9 | 0.28104
65617 | 16.677 | 1 | 2018-12-31 | 2019-12-31 | 365 | 19.1086 | 19 | 0.10864
65629 | 13.44 | 1 | 2018-12-31 | 2019-12-31 | 365 | 15.3997 | 15 | 0.39966
65660 | 6.27 | 1 | 2018-12-31 | 2019-12-31 | 365 | 7.1842 | 7 | 0.18422
65697 | 10.2 | 1 | 2018-12-31 | 2019-12-31 | 365 | 11.6872 | 11 | 0.68724
65712 | 3.78 | 1 | 2018-12-31 | 2019-12-31 | 365 | 4.3312 | 4 | 0.33115
65777 | 6.9 | 1 | 2018-12-31 | 2019-12-31 | 365 | 7.9061 | 7 | 0.90608
65783 | 12.06 | 1 | 2018-12-31 | 2019-12-31 | 365 | 13.8184 | 13 | 0.81844
65795 | 9.69 | 1 | 2018-12-31 | 2019-12-31 | 365 | 11.1029 | 11 | 0.10288
65798 | 6.05 | 1 | 2018-12-31 | 2019-12-31 | 365 | 6.9321 | 6 | 0.93214
65801 | 8.4 | 1 | 2018-12-31 | 2019-12-31 | 365 | 9.6248 | 9 | 0.62479
48263 | 3.05 | 1 | 2018-12-31 | 2019-12-31 | 365 | 3.4947 | 3 | 0.49471
65837 | 7.935 | 1 | 2018-12-31 | 2019-12-31 | 365 | 9.092 | 9 | 0.091986
65842 | 6.93 | 1 | 2018-12-31 | 2019-12-31 | 365 | 7.9404 | 7 | 0.94045
65845 | 19.38 | 1 | 2018-12-31 | 2019-12-31 | 365 | 22.2058 | 22 | 0.20576
65854 | 13.12 | 1 | 2018-12-31 | 2019-12-31 | 365 | 15.033 | 15 | 0.033001
65860 | 13.734 | 1 | 2018-12-31 | 2019-12-31 | 365 | 15.7365 | 15 | 0.73653
65867 | 4.578 | 0.8 | 2018-12-31 | 2019-12-31 | 365 | 4.1964 | 4 | 0.19641
65870 | 8.55 | 1 | 2018-12-31 | 2019-12-31 | 365 | 9.7967 | 9 | 0.79666
65873 | 12.42 | 0.8 | 2018-12-31 | 2019-12-31 | 365 | 11.3847 | 11 | 0.38475
65834 | 9.52 | 1 | 2018-12-31 | 2019-12-31 | 365 | 10.9081 | 10 | 0.90809
65909 | 4.5 | 1 | 2018-12-31 | 2019-12-31 | 365 | 5.1561 | 5 | 0.15614
65958 | 10.88 | 1 | 2018-12-31 | 2019-12-31 | 365 | 12.4664 | 12 | 0.46639
65960 | 5.1 | 0.8 | 2018-12-31 | 2019-12-31 | 365 | 4.6749 | 4 | 0.6749
65962 | 8.28 | 0.8 | 2018-12-31 | 2019-12-31 | 365 | 7.5898 | 7 | 0.58983
65852 | 18 | 1 | 2018-12-31 | 2019-12-31 | 365 | 20.6245 | 20 | 0.62454
65986 | 12.6 | 1 | 2018-12-31 | 2019-12-31 | 365 | 14.4372 | 14 | 0.43718
65965 | 7.5 | 1 | 2018-12-31 | 2019-12-31 | 365 | 8.5936 | 8 | 0.59356
67584 | 4.5 | 1 | 2018-12-31 | 2019-12-31 | 365 | 5.1561 | 5 | 0.15614
65959 | 8.16 | 0.8 | 2018-12-31 | 2019-12-31 | 365 | 7.4798 | 7 | 0.47983
66078 | 12.15 | 0.8 | 2018-12-31 | 2019-12-31 | 365 | 11.1373 | 11 | 0.13725
66079 | 5.44 | 1 | 2018-12-31 | 2019-12-31 | 365 | 6.2332 | 6 | 0.2332
65967 | 8.16 | 0.8 | 2018-12-31 | 2019-12-31 | 365 | 7.4798 | 7 | 0.47983
65905 | 9.86 | 1 | 2018-12-31 | 2019-12-31 | 365 | 11.2977 | 11 | 0.29767
66114 | 11.1 | 0.8 | 2018-12-31 | 2019-12-31 | 365 | 10.1748 | 10 | 0.17478
66116 | 3.15 | 1 | 2018-12-31 | 2019-12-31 | 365 | 3.6093 | 3 | 0.6093
66119 | 8.04 | 0.8 | 2018-12-31 | 2019-12-31 | 365 | 7.3698 | 7 | 0.36984
66191 | 7.95 | 0.8 | 2018-12-31 | 2019-12-31 | 365 | 7.2873 | 7 | 0.28734
65921 | 6.44 | 1 | 2018-12-31 | 2019-12-31 | 365 | 7.379 | 7 | 0.379
66231 | 7.8 | 1 | 2018-12-31 | 2019-12-31 | 365 | 8.9373 | 8 | 0.9373
66264 | 7.2 | 0.8 | 2018-12-31 | 2019-12-31 | 365 | 6.5999 | 6 | 0.59985
66266 | 12.06 | 0.8 | 2018-12-31 | 2019-12-31 | 365 | 11.0548 | 11 | 0.054756
65840 | 8.16 | 1 | 2018-12-31 | 2019-12-31 | 365 | 9.3498 | 9 | 0.34979
64697 | 410.8 | 1 | 2018-12-31 | 2019-12-31 | 365 | 470.6979 | 470 | 0.69793
62289 | 9.66 | 1 | 2018-12-31 | 2019-12-31 | 365 | 11.0685 | 11 | 0.068505
64473 | 8.625 | 1 | 2018-12-31 | 2019-12-31 | 365 | 9.8826 | 9 | 0.88259
64609 | 6.21 | 1 | 2018-12-31 | 2019-12-31 | 365 | 7.1155 | 7 | 0.11547
49599 | 13.455 | 1 | 2018-12-31 | 2019-12-31 | 365 | 15.4168 | 15 | 0.41685
65521 | 6.365 | 1 | 2018-12-31 | 2019-12-31 | 365 | 7.2931 | 7 | 0.29307
65524 | 5.865 | 1 | 2018-12-31 | 2019-12-31 | 365 | 6.7202 | 6 | 0.72016
65601 | 8.97 | 1 | 2018-12-31 | 2019-12-31 | 365 | 10.2779 | 10 | 0.2779
65531 | 8.28 | 1 | 2018-12-31 | 2019-12-31 | 365 | 9.4873 | 9 | 0.48729
65604 | 9.66 | 1 | 2018-12-31 | 2019-12-31 | 365 | 11.0685 | 11 | 0.068505
65698 | 8.625 | 1 | 2018-12-31 | 2019-12-31 | 365 | 9.8826 | 9 | 0.88259
65699 | 7.245 | 1 | 2018-12-31 | 2019-12-31 | 365 | 8.3014 | 8 | 0.30138
65701 | 9.66 | 1 | 2018-12-31 | 2019-12-31 | 365 | 11.0685 | 11 | 0.068505
65836 | 8.04 | 1 | 2018-12-31 | 2019-12-31 | 365 | 9.2123 | 9 | 0.2123
65858 | 4.905 | 1 | 2018-12-31 | 2019-12-31 | 365 | 5.6202 | 5 | 0.62019
65863 | 8.175 | 1 | 2018-12-31 | 2019-12-31 | 365 | 9.367 | 9 | 0.36698
65961 | 6.7 | 0.8 | 2018-12-31 | 2019-12-31 | 365 | 6.1415 | 6 | 0.14153
64610 | 12 | 1 | 2018-12-31 | 2019-12-31 | 365 | 13.7497 | 13 | 0.7497
64615 | 7.875 | 1 | 2018-12-31 | 2019-12-31 | 365 | 9.0232 | 9 | 0.023238
43144 | 13.86 | 1 | 2018-12-31 | 2019-12-31 | 365 | 15.8809 | 15 | 0.8809
64700 | 9.12 | 1 | 2018-12-31 | 2019-12-31 | 365 | 10.4498 | 10 | 0.44977
65670 | 4.64 | 1 | 2018-12-31 | 2019-12-31 | 365 | 5.3165 | 5 | 0.31655
65711 | 13.44 | 1 | 2018-12-31 | 2019-12-31 | 365 | 15.3997 | 15 | 0.39966
65727 | 8.12 | 1 | 2018-12-31 | 2019-12-31 | 365 | 9.304 | 9 | 0.30396
65785 | 5.13 | 1 | 2018-12-31 | 2019-12-31 | 365 | 5.878 | 5 | 0.878
65831 | 17.98 | 1 | 2018-12-31 | 2019-12-31 | 365 | 20.6016 | 20 | 0.60163
65871 | 5.7 | 1 | 2018-12-31 | 2019-12-31 | 365 | 6.5311 | 6 | 0.53111
65872 | 24.96 | 1 | 2018-12-31 | 2019-12-31 | 365 | 28.5994 | 28 | 0.59937
65963 | 8.12 | 1 | 2018-12-31 | 2019-12-31 | 365 | 9.304 | 9 | 0.30396
66077 | 7.125 | 0.8 | 2018-12-31 | 2019-12-31 | 365 | 6.5311 | 6 | 0.53111
66081 | 8.64 | 0.8 | 2018-12-31 | 2019-12-31 | 365 | 7.9198 | 7 | 0.91982
65515 | 9.69 | 1 | 2018-12-31 | 2019-12-31 | 365 | 11.1029 | 11 | 0.10288
36178 | 17.004 | 1 | 2018-12-31 | 2019-12-31 | 365 | 19.4833 | 19 | 0.48332
65850 | 19.38 | 1 | 2018-12-31 | 2019-12-31 | 365 | 22.2058 | 22 | 0.20576
64611 | 18 | 1 | 2018-12-31 | 2019-12-31 | 365 | 20.6245 | 20 | 0.62454
64800 | 5.22 | 1 | 2018-12-31 | 2019-12-31 | 365 | 5.9811 | 5 | 0.98112
44120 | 5.98 | 1 | 2018-12-31 | 2019-12-31 | 365 | 6.8519 | 6 | 0.85193
49014 | 24.14 | 1 | 2018-12-31 | 2019-12-31 | 365 | 27.6598 | 27 | 0.65981
33823 | 498.96 | 0.9 | 2018-12-31 | 2019-12-31 | 365 | 514.5411 | 514 | 0.54112
65672 | 13.395 | 1 | 2018-12-31 | 2019-12-31 | 365 | 15.3481 | 15 | 0.3481
65874 | 7.695 | 1 | 2018-12-31 | 2019-12-31 | 365 | 8.817 | 8 | 0.81699
65889 | 6.84 | 1 | 2018-12-31 | 2019-12-31 | 365 | 7.8373 | 7 | 0.83733
49121 | 5.5 | 1 | 2018-12-31 | 2019-12-31 | 365 | 6.3019 | 6 | 0.30194
64602 | 6.9 | 1 | 2018-12-31 | 2019-12-31 | 365 | 7.9061 | 7 | 0.90608
65891 | 10.35 | 1 | 2018-12-31 | 2019-12-31 | 365 | 11.8591 | 11 | 0.85911
62966 | 17.1 | 1 | 2018-12-31 | 2019-12-31 | 365 | 19.5933 | 19 | 0.59332
64548 | 8.1 | 1 | 2018-12-31 | 2019-12-31 | 365 | 9.281 | 9 | 0.28104
65508 | 8.16 | 1 | 2018-12-31 | 2019-12-31 | 365 | 9.3498 | 9 | 0.34979
65957 | 13.395 | 1 | 2018-12-31 | 2019-12-31 | 365 | 15.3481 | 15 | 0.3481
35982 | 10.35 | 0.8 | 2018-12-31 | 2019-12-31 | 365 | 9.4873 | 9 | 0.48729
65792 | 3 | 1 | 2018-12-31 | 2019-12-31 | 365 | 3.4374 | 3 | 0.43742
65797 | 23.04 | 1 | 2018-12-31 | 2019-12-31 | 365 | 26.3994 | 26 | 0.39942
65705 | 24.885 | 1 | 2018-12-31 | 2019-12-31 | 365 | 28.5134 | 28 | 0.51343
65923 | 5.4 | 1 | 2018-12-31 | 2019-12-31 | 365 | 6.1874 | 6 | 0.18736
65902 | 8.125 | 0.8 | 2018-12-31 | 2019-12-31 | 365 | 7.4478 | 7 | 0.44775
66194 | 5.2 | 0.8 | 2018-12-31 | 2019-12-31 | 365 | 4.7666 | 4 | 0.76656
50429 | 4.34 | 1 | 2018-12-31 | 2019-12-31 | 365 | 4.9728 | 4 | 0.97281
66546 | 6.21 | 0.8 | 2018-12-31 | 2019-12-31 | 365 | 5.6924 | 5 | 0.69237
66554 | 6 | 0.8 | 2018-12-31 | 2019-12-31 | 365 | 5.4999 | 5 | 0.49988
66557 | 12.915 | 1 | 2018-12-31 | 2019-12-31 | 365 | 14.7981 | 14 | 0.79811
66561 | 5.7 | 1 | 2018-12-31 | 2019-12-31 | 365 | 6.5311 | 6 | 0.53111
66596 | 10.5 | 1 | 2018-12-31 | 2019-12-31 | 365 | 12.031 | 12 | 0.030984
66610 | 11.13 | 1 | 2018-12-31 | 2019-12-31 | 365 | 12.7528 | 12 | 0.75284
66613 | 7.695 | 0.8 | 2018-12-31 | 2019-12-31 | 365 | 7.0536 | 7 | 0.053594
66620 | 5.695 | 0.8 | 2018-12-31 | 2019-12-31 | 365 | 5.2203 | 5 | 0.2203
66648 | 7.84 | 1 | 2018-12-31 | 2019-12-31 | 365 | 8.9831 | 8 | 0.98313
66673 | 4.8 | 1 | 2018-12-31 | 2019-12-31 | 365 | 5.4999 | 5 | 0.49988
66699 | 14.4 | 0.8 | 2018-12-31 | 2019-12-31 | 365 | 13.1997 | 13 | 0.19971
66701 | 5.7 | 0.8 | 2018-12-31 | 2019-12-31 | 365 | 5.2249 | 5 | 0.22488
66703 | 6 | 0.8 | 2018-12-31 | 2019-12-31 | 365 | 5.4999 | 5 | 0.49988
66729 | 5.76 | 0.8 | 2018-12-31 | 2019-12-31 | 365 | 5.2799 | 5 | 0.27988
66080 | 9.045 | 1 | 2018-12-31 | 2019-12-31 | 365 | 10.3638 | 10 | 0.36383
66808 | 5.13 | 0.8 | 2018-12-31 | 2019-12-31 | 365 | 4.7024 | 4 | 0.7024
66818 | 11.4 | 1 | 2018-12-31 | 2019-12-31 | 365 | 13.0622 | 13 | 0.062211
66820 | 13.395 | 1 | 2018-12-31 | 2019-12-31 | 365 | 15.3481 | 15 | 0.3481
66887 | 9.66 | 0.8 | 2018-12-31 | 2019-12-31 | 365 | 8.8548 | 8 | 0.8548
66814 | 9.28 | 1 | 2018-12-31 | 2019-12-31 | 365 | 10.6331 | 10 | 0.6331
65900 | 10.26 | 1 | 2018-12-31 | 2019-12-31 | 365 | 11.756 | 11 | 0.75599
40836 | 11.772 | 1 | 2018-12-31 | 2019-12-31 | 365 | 13.4885 | 13 | 0.48845
66551 | 4.16 | 1 | 2018-12-31 | 2019-12-31 | 365 | 4.7666 | 4 | 0.76656
66367 | 8.4 | 0.8 | 2018-12-31 | 2019-12-31 | 365 | 7.6998 | 7 | 0.69983
43645 | 14.96 | 0.8 | 2018-12-31 | 2019-12-31 | 365 | 13.713 | 13 | 0.71303
60222 | 3.08 | 1 | 2018-12-31 | 2019-12-31 | 365 | 3.5291 | 3 | 0.52909
67667 | 5.72 | 0.8 | 2018-12-31 | 2019-12-31 | 365 | 5.2432 | 5 | 0.24322
66343 | 7.56 | 1 | 2018-12-31 | 2019-12-31 | 365 | 8.6623 | 8 | 0.66231
66615 | 7.56 | 0.8 | 2018-12-31 | 2019-12-31 | 365 | 6.9298 | 6 | 0.92985
66819 | 4.56 | 0.8 | 2018-12-31 | 2019-12-31 | 365 | 4.1799 | 4 | 0.17991
67044 | 11.445 | 0.8 | 2018-12-31 | 2019-12-31 | 365 | 10.491 | 10 | 0.49102
67050 | 11.2 | 1 | 2018-12-31 | 2019-12-31 | 365 | 12.833 | 12 | 0.83305
67054 | 6.44 | 0.8 | 2018-12-31 | 2019-12-31 | 365 | 5.9032 | 5 | 0.9032
67055 | 8.4 | 1 | 2018-12-31 | 2019-12-31 | 365 | 9.6248 | 9 | 0.62479
67057 | 11.2 | 1 | 2018-12-31 | 2019-12-31 | 365 | 12.833 | 12 | 0.83305
67059 | 11.2 | 1 | 2018-12-31 | 2019-12-31 | 365 | 12.833 | 12 | 0.83305
67061 | 5.88 | 1 | 2018-12-31 | 2019-12-31 | 365 | 6.7374 | 6 | 0.73735
67065 | 7.36 | 0.8 | 2018-12-31 | 2019-12-31 | 365 | 6.7465 | 6 | 0.74652
67066 | 3.9 | 1 | 2018-12-31 | 2019-12-31 | 365 | 4.4687 | 4 | 0.46865
67174 | 5.232 | 0.8 | 2018-12-31 | 2019-12-31 | 365 | 4.7959 | 4 | 0.79589
67179 | 10.791 | 0.8 | 2018-12-31 | 2019-12-31 | 365 | 9.8915 | 9 | 0.89153
65182 | 28.665 | 0.9 | 2018-12-31 | 2019-12-31 | 365 | 29.5601 | 29 | 0.56013
67257 | 7.2 | 0.8 | 2018-12-31 | 2019-12-31 | 365 | 6.5999 | 6 | 0.59985
48235 | 8.04 | 0.8 | 2018-12-31 | 2019-12-31 | 365 | 7.3698 | 7 | 0.36984
67331 | 17.28 | 0.8 | 2018-12-31 | 2019-12-31 | 365 | 15.8396 | 15 | 0.83965
67334 | 15 | 1 | 2018-12-31 | 2019-12-31 | 365 | 17.1871 | 17 | 0.18712
67338 | 8.55 | 0.8 | 2018-12-31 | 2019-12-31 | 365 | 7.8373 | 7 | 0.83733
67341 | 7.41 | 1 | 2018-12-31 | 2019-12-31 | 365 | 8.4904 | 8 | 0.49044
67342 | 5.865 | 0.8 | 2018-12-31 | 2019-12-31 | 365 | 5.3761 | 5 | 0.37613
46976 | 3.84 | 1 | 2018-12-31 | 2019-12-31 | 365 | 4.3999 | 4 | 0.3999
67580 | 11.025 | 0.8 | 2018-12-31 | 2019-12-31 | 365 | 10.106 | 10 | 0.10603
67612 | 6.84 | 0.8 | 2018-12-31 | 2019-12-31 | 365 | 6.2699 | 6 | 0.26986
67436 | 11.84 | 0.8 | 2018-12-31 | 2019-12-31 | 365 | 10.8531 | 10 | 0.85309
44531 | 7.41 | 0.8 | 2018-12-31 | 2019-12-31 | 365 | 6.7923 | 6 | 0.79235
67685 | 5.1 | 0.8 | 2018-12-31 | 2019-12-31 | 365 | 4.6749 | 4 | 0.6749
67700 | 12.06 | 0.8 | 2018-12-31 | 2019-12-31 | 365 | 11.0548 | 11 | 0.054756
67701 | 9.315 | 0.8 | 2018-12-31 | 2019-12-31 | 365 | 8.5386 | 8 | 0.53856
67702 | 11.055 | 0.8 | 2018-12-31 | 2019-12-31 | 365 | 10.1335 | 10 | 0.13353
65839 | 10.08 | 1 | 2018-12-31 | 2019-12-31 | 365 | 11.5497 | 11 | 0.54974
67684 | 5.13 | 1 | 2018-12-31 | 2019-12-31 | 365 | 5.878 | 5 | 0.878
67683 | 3.35 | 0.8 | 2018-12-31 | 2019-12-31 | 365 | 3.0708 | 3 | 0.070765
67759 | 8.1 | 1 | 2018-12-31 | 2019-12-31 | 365 | 9.281 | 9 | 0.28104
67808 | 5.4 | 0.8 | 2018-12-31 | 2019-12-31 | 365 | 4.9499 | 4 | 0.94989
67809 | 13.25 | 0.8 | 2018-12-31 | 2019-12-31 | 365 | 12.1456 | 12 | 0.14556
67810 | 11.385 | 0.8 | 2018-12-31 | 2019-12-31 | 365 | 10.436 | 10 | 0.43602
67901 | 9.1 | 0.8 | 2018-12-31 | 2019-12-31 | 365 | 8.3415 | 8 | 0.34148
67945 | 7.56 | 0.8 | 2018-12-31 | 2019-12-31 | 365 | 6.9298 | 6 | 0.92985
67635 | 8.502 | 1 | 2018-12-31 | 2019-12-31 | 365 | 9.7417 | 9 | 0.74166
67948 | 5.1 | 0.8 | 2018-12-31 | 2019-12-31 | 365 | 4.6749 | 4 | 0.6749
67950 | 10.08 | 1 | 2018-12-31 | 2019-12-31 | 365 | 11.5497 | 11 | 0.54974
67953 | 5.886 | 0.8 | 2018-12-31 | 2019-12-31 | 365 | 5.3954 | 5 | 0.39538
67870 | 18.9 | 0.8 | 2018-12-31 | 2019-12-31 | 365 | 17.3246 | 17 | 0.32462
68030 | 6.27 | 0.8 | 2018-12-31 | 2019-12-31 | 365 | 5.7474 | 5 | 0.74737
67177 | 6.7 | 0.8 | 2018-12-31 | 2019-12-31 | 365 | 6.1415 | 6 | 0.14153
66990 | 9.24 | 0.8 | 2018-12-31 | 2019-12-31 | 365 | 8.4698 | 8 | 0.46981
66993 | 6.12 | 0.8 | 2018-12-31 | 2019-12-31 | 365 | 5.6099 | 5 | 0.60988
67048 | 8.4 | 1 | 2018-12-31 | 2019-12-31 | 365 | 9.6248 | 9 | 0.62479
67807 | 5.94 | 1 | 2018-12-31 | 2019-12-31 | 365 | 6.8061 | 6 | 0.8061
43829 | 6.9 | 0.8 | 2018-12-31 | 2019-12-31 | 365 | 6.3249 | 6 | 0.32486
66541 | 10.675 | 1 | 2018-12-31 | 2019-12-31 | 365 | 12.2315 | 12 | 0.2315
66805 | 6.96 | 1 | 2018-12-31 | 2019-12-31 | 365 | 7.9748 | 7 | 0.97482
67654 | 4.5 | 1 | 2018-12-31 | 2019-12-31 | 365 | 5.1561 | 5 | 0.15614
62192 | 7.035 | 1 | 2018-12-31 | 2019-12-31 | 365 | 8.0608 | 8 | 0.060759
67954 | 9.69 | 1 | 2018-12-31 | 2019-12-31 | 365 | 11.1029 | 11 | 0.10288
44932 | 9.9 | 1 | 2018-12-31 | 2019-12-31 | 365 | 11.3435 | 11 | 0.3435
68250 | 7.41 | 0.8 | 2018-12-31 | 2019-12-31 | 365 | 6.7923 | 6 | 0.79235
68117 | 6.867 | 0.8 | 2018-12-31 | 2019-12-31 | 365 | 6.2946 | 6 | 0.29461
68118 | 10.05 | 0.8 | 2018-12-31 | 2019-12-31 | 365 | 9.2123 | 9 | 0.2123
68119 | 5.22 | 1 | 2018-12-31 | 2019-12-31 | 365 | 5.9811 | 5 | 0.98112
68120 | 12.73 | 0.8 | 2018-12-31 | 2019-12-31 | 365 | 11.6689 | 11 | 0.66891
68121 | 10.05 | 0.8 | 2018-12-31 | 2019-12-31 | 365 | 9.2123 | 9 | 0.2123
68122 | 6.9 | 0.8 | 2018-12-31 | 2019-12-31 | 365 | 6.3249 | 6 | 0.32486
68133 | 9.8 | 0.8 | 2018-12-31 | 2019-12-31 | 365 | 8.9831 | 8 | 0.98313
68134 | 8.502 | 0.8 | 2018-12-31 | 2019-12-31 | 365 | 7.7933 | 7 | 0.79333
68136 | 9.38 | 0.8 | 2018-12-31 | 2019-12-31 | 365 | 8.5981 | 8 | 0.59814
68138 | 5.04 | 0.8 | 2018-12-31 | 2019-12-31 | 365 | 4.6199 | 4 | 0.6199
68141 | 6.27 | 0.8 | 2018-12-31 | 2019-12-31 | 365 | 5.7474 | 5 | 0.74737
68286 | 5.175 | 0.8 | 2018-12-31 | 2019-12-31 | 365 | 4.7436 | 4 | 0.74365
68288 | 10.5 | 0.8 | 2018-12-31 | 2019-12-31 | 365 | 9.6248 | 9 | 0.62479
68289 | 7.848 | 0.8 | 2018-12-31 | 2019-12-31 | 365 | 7.1938 | 7 | 0.19384
68290 | 4.76 | 0.8 | 2018-12-31 | 2019-12-31 | 365 | 4.3632 | 4 | 0.36324
68291 | 10.15 | 0.8 | 2018-12-31 | 2019-12-31 | 365 | 9.304 | 9 | 0.30396
68336 | 9.38 | 0.8 | 2018-12-31 | 2019-12-31 | 365 | 8.5981 | 8 | 0.59814
68380 | 9 | 0.8 | 2018-12-31 | 2019-12-31 | 365 | 8.2498 | 8 | 0.24982
68381 | 8.12 | 0.8 | 2018-12-31 | 2019-12-31 | 365 | 7.4432 | 7 | 0.44317
68384 | 14.4 | 0.8 | 2018-12-31 | 2019-12-31 | 365 | 13.1997 | 13 | 0.19971
68386 | 10.464 | 0.8 | 2018-12-31 | 2019-12-31 | 365 | 9.5918 | 9 | 0.59179
68387 | 5.4 | 0.8 | 2018-12-31 | 2019-12-31 | 365 | 4.9499 | 4 | 0.94989
68390 | 12 | 0.8 | 2018-12-31 | 2019-12-31 | 365 | 10.9998 | 10 | 0.99976
68392 | 4.94 | 0.8 | 2018-12-31 | 2019-12-31 | 365 | 4.5282 | 4 | 0.52823
68420 | 24.4 | 0.8 | 2018-12-31 | 2019-12-31 | 365 | 22.3662 | 22 | 0.36617
68505 | 6.48 | 0.8 | 2018-12-31 | 2019-12-31 | 365 | 5.9399 | 5 | 0.93987
68537 | 8.96 | 1 | 2018-12-31 | 2019-12-31 | 365 | 10.2664 | 10 | 0.26644
68064 | 12 | 0.8 | 2018-12-31 | 2019-12-31 | 365 | 10.9998 | 10 | 0.99976
45410 | 7.98 | 0.8 | 2018-12-31 | 2019-12-31 | 365 | 7.3148 | 7 | 0.31484
68203 | 7.98 | 0.8 | 2018-12-31 | 2019-12-31 | 365 | 7.3148 | 7 | 0.31484
49191 | 31.185 | 0.7 | 2018-12-31 | 2019-12-31 | 365 | 25.0124 | 25 | 0.012416
68774 | 12.825 | 0.8 | 2018-12-31 | 2019-12-31 | 365 | 11.756 | 11 | 0.75599
68634 | 10.26 | 1 | 2018-12-31 | 2019-12-31 | 365 | 11.756 | 11 | 0.75599
68779 | 9.6 | 0.8 | 2018-12-31 | 2019-12-31 | 365 | 8.7998 | 8 | 0.79981
68793 | 5.76 | 0.8 | 2018-12-31 | 2019-12-31 | 365 | 5.2799 | 5 | 0.27988
68812 | 8.12 | 1 | 2018-12-31 | 2019-12-31 | 365 | 9.304 | 9 | 0.30396
68905 | 9.8 | 1 | 2018-12-31 | 2019-12-31 | 365 | 11.2289 | 11 | 0.22892
68908 | 9.38 | 0.8 | 2018-12-31 | 2019-12-31 | 365 | 8.5981 | 8 | 0.59814
68919 | 14.28 | 1 | 2018-12-31 | 2019-12-31 | 365 | 16.3621 | 16 | 0.36214
68923 | 11.4 | 1 | 2018-12-31 | 2019-12-31 | 365 | 13.0622 | 13 | 0.062211
68935 | 6.09 | 0.8 | 2018-12-31 | 2019-12-31 | 365 | 5.5824 | 5 | 0.58238
68959 | 5.04 | 0.8 | 2018-12-31 | 2019-12-31 | 365 | 4.6199 | 4 | 0.6199
69028 | 5.8 | 1 | 2018-12-31 | 2019-12-31 | 365 | 6.6457 | 6 | 0.64569
69032 | 3.6 | 0.8 | 2018-12-31 | 2019-12-31 | 365 | 3.2999 | 3 | 0.29993
69038 | 3.3 | 0.8 | 2018-12-31 | 2019-12-31 | 365 | 3.0249 | 3 | 0.024933
68929 | 10.8 | 0.8 | 2018-12-31 | 2019-12-31 | 365 | 9.8998 | 9 | 0.89978
68910 | 12.06 | 0.8 | 2018-12-31 | 2019-12-31 | 365 | 11.0548 | 11 | 0.054756
69099 | 6.6 | 0.8 | 2018-12-31 | 2019-12-31 | 365 | 6.0499 | 6 | 0.049866
69128 | 6.75 | 1 | 2018-12-31 | 2019-12-31 | 365 | 7.7342 | 7 | 0.7342
69129 | 11.6 | 1 | 2018-12-31 | 2019-12-31 | 365 | 13.2914 | 13 | 0.29137
68771 | 6.27 | 0.8 | 2018-12-31 | 2019-12-31 | 365 | 5.7474 | 5 | 0.74737
69133 | 8.82 | 0.8 | 2018-12-31 | 2019-12-31 | 365 | 8.0848 | 8 | 0.084821
68928 | 5.695 | 0.8 | 2018-12-31 | 2019-12-31 | 365 | 5.2203 | 5 | 0.2203
69101 | 21.6 | 0.8 | 2018-12-31 | 2019-12-31 | 365 | 19.7996 | 19 | 0.79956
69203 | 5.12 | 0.8 | 2018-12-31 | 2019-12-31 | 365 | 4.6932 | 4 | 0.69323
36121 | 3.64 | 0.8 | 2018-12-31 | 2019-12-31 | 365 | 3.3366 | 3 | 0.33659
69205 | 11.01 | 0.8 | 2018-12-31 | 2019-12-31 | 365 | 10.0923 | 10 | 0.092277
69204 | 5.76 | 0.8 | 2018-12-31 | 2019-12-31 | 365 | 5.2799 | 5 | 0.27988
69273 | 10.56 | 0.8 | 2018-12-31 | 2019-12-31 | 365 | 9.6798 | 9 | 0.67979
69274 | 5.67 | 0.8 | 2018-12-31 | 2019-12-31 | 365 | 5.1974 | 5 | 0.19739
69283 | 7.59 | 0.8 | 2018-12-31 | 2019-12-31 | 365 | 6.9573 | 6 | 0.95735
69285 | 5.886 | 0.8 | 2018-12-31 | 2019-12-31 | 365 | 5.3954 | 5 | 0.39538
69289 | 5.13 | 1 | 2018-12-31 | 2019-12-31 | 365 | 5.878 | 5 | 0.878
69272 | 8.45 | 0.8 | 2018-12-31 | 2019-12-31 | 365 | 7.7457 | 7 | 0.74566
69271 | 7 | 0.8 | 2018-12-31 | 2019-12-31 | 365 | 6.4165 | 6 | 0.41652
69324 | 12.16 | 0.8 | 2018-12-31 | 2019-12-31 | 365 | 11.1464 | 11 | 0.14642
69325 | 5.232 | 0.8 | 2018-12-31 | 2019-12-31 | 365 | 4.7959 | 4 | 0.79589
69041 | 8.06 | 0.8 | 2018-12-31 | 2019-12-31 | 365 | 7.3882 | 7 | 0.38817
65099 | 32.55 | 0.9 | 2018-12-31 | 2019-12-31 | 365 | 33.5664 | 33 | 0.56645
69381 | 6.6 | 0.8 | 2018-12-31 | 2019-12-31 | 365 | 6.0499 | 6 | 0.049866
31831 | 248.57 | 0.8 | 2018-12-31 | 2019-12-31 | 365 | 227.8508 | 227 | 0.8508
64456 | 29.12 | 0.7 | 2018-12-31 | 2019-12-31 | 365 | 23.3562 | 23 | 0.35615
46564 | 14.3 | 1 | 2018-12-31 | 2019-12-31 | 365 | 16.3851 | 16 | 0.38505
69043 | 5.7 | 0.8 | 2018-12-31 | 2019-12-31 | 365 | 5.2249 | 5 | 0.22488
69484 | 8.12 | 0.8 | 2018-12-31 | 2019-12-31 | 365 | 7.4432 | 7 | 0.44317
69485 | 10.8 | 0.8 | 2018-12-31 | 2019-12-31 | 365 | 9.8998 | 9 | 0.89978
69487 | 3.99 | 0.8 | 2018-12-31 | 2019-12-31 | 365 | 3.6574 | 3 | 0.65742
69489 | 11.285 | 0.8 | 2018-12-31 | 2019-12-31 | 365 | 10.3444 | 10 | 0.34435
69493 | 7.25 | 0.8 | 2018-12-31 | 2019-12-31 | 365 | 6.6457 | 6 | 0.64569
69497 | 7.68 | 0.8 | 2018-12-31 | 2019-12-31 | 365 | 7.0398 | 7 | 0.039844
43480 | 977.73 | 0.9 | 2018-12-31 | 2019-12-31 | 365 | 1008.2618 | 1008 | 0.26177
69531 | 8.04 | 0.8 | 2018-12-31 | 2019-12-31 | 365 | 7.3698 | 7 | 0.36984
34329 | 347.76 | 1 | 2018-12-31 | 2019-12-31 | 365 | 398.4662 | 398 | 0.46619
68419 | 3.92 | 1 | 2018-12-31 | 2019-12-31 | 365 | 4.4916 | 4 | 0.49157
68633 | 15.39 | 1 | 2018-12-31 | 2019-12-31 | 365 | 17.634 | 17 | 0.63399
69530 | 9.69 | 0.8 | 2018-12-31 | 2019-12-31 | 365 | 8.8823 | 8 | 0.8823
67768 | 12.8 | 0.8 | 2018-12-31 | 2019-12-31 | 365 | 11.7331 | 11 | 0.73307
34047 | 112 | 0.9 | 2018-12-31 | 2019-12-31 | 365 | 115.4974 | 115 | 0.49745
69003 | 25.2 | 0.6 | 2018-12-31 | 2019-12-31 | 365 | 17.3246 | 17 | 0.32462
69035 | 11.97 | 0.8 | 2018-12-31 | 2019-12-31 | 365 | 10.9723 | 10 | 0.97226
69578 | 7.02 | 0.8 | 2018-12-31 | 2019-12-31 | 365 | 6.4349 | 6 | 0.43486
69660 | 5.559 | 1 | 2018-12-31 | 2019-12-31 | 365 | 6.3695 | 6 | 0.36955
69686 | 7.37 | 0.8 | 2018-12-31 | 2019-12-31 | 365 | 6.7557 | 6 | 0.75568
69691 | 10.24 | 0.8 | 2018-12-31 | 2019-12-31 | 365 | 9.3865 | 9 | 0.38646
69694 | 5.12 | 0.8 | 2018-12-31 | 2019-12-31 | 365 | 4.6932 | 4 | 0.69323
69697 | 8.625 | 0.8 | 2018-12-31 | 2019-12-31 | 365 | 7.9061 | 7 | 0.90608
69698 | 13.5 | 0.8 | 2018-12-31 | 2019-12-31 | 365 | 12.3747 | 12 | 0.37473
69699 | 9.72 | 0.8 | 2018-12-31 | 2019-12-31 | 365 | 8.9098 | 8 | 0.9098
69728 | 9.6 | 0.8 | 2018-12-31 | 2019-12-31 | 365 | 8.7998 | 8 | 0.79981
69730 | 5.8 | 1 | 2018-12-31 | 2019-12-31 | 365 | 6.6457 | 6 | 0.64569
69732 | 11.96 | 0.8 | 2018-12-31 | 2019-12-31 | 365 | 10.9631 | 10 | 0.96309
69734 | 14.535 | 0.8 | 2018-12-31 | 2019-12-31 | 365 | 13.3235 | 13 | 0.32346
69735 | 5.04 | 0.8 | 2018-12-31 | 2019-12-31 | 365 | 4.6199 | 4 | 0.6199
69736 | 36.6 | 0.9 | 2018-12-31 | 2019-12-31 | 365 | 37.7429 | 37 | 0.74292
69741 | 12.16 | 0.8 | 2018-12-31 | 2019-12-31 | 365 | 11.1464 | 11 | 0.14642
69785 | 9.28 | 0.8 | 2018-12-31 | 2019-12-31 | 365 | 8.5065 | 8 | 0.50648
69787 | 6.213 | 0.8 | 2018-12-31 | 2019-12-31 | 365 | 5.6951 | 5 | 0.69512
69788 | 16.96 | 0.8 | 2018-12-31 | 2019-12-31 | 365 | 15.5463 | 15 | 0.54632
69826 | 9.975 | 0.8 | 2018-12-31 | 2019-12-31 | 365 | 9.1435 | 9 | 0.14355
65861 | 6.84 | 1 | 2018-12-31 | 2019-12-31 | 365 | 7.8373 | 7 | 0.83733
50556 | 7.8 | 1 | 2018-12-31 | 2019-12-31 | 365 | 8.9373 | 8 | 0.9373
65407 | 10.15 | 1 | 2018-12-31 | 2019-12-31 | 365 | 11.63 | 11 | 0.62995
69846 | 11.2 | 0.8 | 2018-12-31 | 2019-12-31 | 365 | 10.2664 | 10 | 0.26644
69851 | 10.92 | 0.8 | 2018-12-31 | 2019-12-31 | 365 | 10.0098 | 10 | 0.0097787
69100 | 9.45 | 0.8 | 2018-12-31 | 2019-12-31 | 365 | 8.6623 | 8 | 0.66231
69529 | 10.137 | 1 | 2018-12-31 | 2019-12-31 | 365 | 11.6151 | 11 | 0.61506
69849 | 2.56 | 0.8 | 2018-12-31 | 2019-12-31 | 365 | 2.3466 | 2 | 0.34661
69865 | 10.15 | 0.8 | 2018-12-31 | 2019-12-31 | 365 | 9.304 | 9 | 0.30396
69866 | 8.28 | 0.8 | 2018-12-31 | 2019-12-31 | 365 | 7.5898 | 7 | 0.58983
69867 | 11.055 | 0.8 | 2018-12-31 | 2019-12-31 | 365 | 10.1335 | 10 | 0.13353
69869 | 4.64 | 0.8 | 2018-12-31 | 2019-12-31 | 365 | 4.2532 | 4 | 0.25324
69872 | 6.71 | 0.8 | 2018-12-31 | 2019-12-31 | 365 | 6.1507 | 6 | 0.1507
63346 | 138.6 | 0.9 | 2018-12-31 | 2019-12-31 | 365 | 142.9281 | 142 | 0.92809
69871 | 9.315 | 0.8 | 2018-12-31 | 2019-12-31 | 365 | 8.5386 | 8 | 0.53856
63515 | 234.5 | 0.7 | 2018-12-31 | 2019-12-31 | 365 | 188.0844 | 188 | 0.084383
43620 | 18.425 | 0.8 | 2018-12-31 | 2019-12-31 | 365 | 16.8892 | 16 | 0.88921
69902 | 10.24 | 0.8 | 2018-12-31 | 2019-12-31 | 365 | 9.3865 | 9 | 0.38646
69914 | 9.6 | 0.8 | 2018-12-31 | 2019-12-31 | 365 | 8.7998 | 8 | 0.79981
69916 | 6.875 | 1 | 2018-12-31 | 2019-12-31 | 365 | 7.8774 | 7 | 0.87743
69917 | 4.2 | 0.8 | 2018-12-31 | 2019-12-31 | 365 | 3.8499 | 3 | 0.84991
69919 | 3.92 | 0.8 | 2018-12-31 | 2019-12-31 | 365 | 3.5933 | 3 | 0.59325
69920 | 7.035 | 0.8 | 2018-12-31 | 2019-12-31 | 365 | 6.4486 | 6 | 0.44861
69915 | 7.84 | 0.8 | 2018-12-31 | 2019-12-31 | 365 | 7.1865 | 7 | 0.18651
69935 | 8.64 | 0.8 | 2018-12-31 | 2019-12-31 | 365 | 7.9198 | 7 | 0.91982
69939 | 8.55 | 0.8 | 2018-12-31 | 2019-12-31 | 365 | 7.8373 | 7 | 0.83733
69942 | 5.7 | 0.8 | 2018-12-31 | 2019-12-31 | 365 | 5.2249 | 5 | 0.22488
69944 | 11.4 | 0.8 | 2018-12-31 | 2019-12-31 | 365 | 10.4498 | 10 | 0.44977
69938 | 9.88 | 1 | 2018-12-31 | 2019-12-31 | 365 | 11.3206 | 11 | 0.32058
68292 | 14.3 | 0.8 | 2018-12-31 | 2019-12-31 | 365 | 13.108 | 13 | 0.10804
70067 | 24.82 | 0.8 | 2018-12-31 | 2019-12-31 | 365 | 22.7512 | 22 | 0.75116
70008 | 5.12 | 0.8 | 2018-12-31 | 2019-12-31 | 365 | 4.6932 | 4 | 0.69323
70009 | 5.46 | 0.8 | 2018-12-31 | 2019-12-31 | 365 | 5.0049 | 5 | 0.0048893
70010 | 8.502 | 0.8 | 2018-12-31 | 2019-12-31 | 365 | 7.7933 | 7 | 0.79333
70013 | 4.905 | 0.8 | 2018-12-31 | 2019-12-31 | 365 | 4.4962 | 4 | 0.49615
70014 | 10.464 | 0.8 | 2018-12-31 | 2019-12-31 | 365 | 9.5918 | 9 | 0.59179
69943 | 13.395 | 0.8 | 2018-12-31 | 2019-12-31 | 365 | 12.2785 | 12 | 0.27848
70007 | 10.24 | 0.8 | 2018-12-31 | 2019-12-31 | 365 | 9.3865 | 9 | 0.38646
70044 | 3.135 | 0.8 | 2018-12-31 | 2019-12-31 | 365 | 2.8737 | 2 | 0.87369
70045 | 8.96 | 0.8 | 2018-12-31 | 2019-12-31 | 365 | 8.2132 | 8 | 0.21315
70150 | 9.69 | 0.8 | 2018-12-31 | 2019-12-31 | 365 | 8.8823 | 8 | 0.8823
70262 | 8.8 | 0.8 | 2018-12-31 | 2019-12-31 | 365 | 8.0665 | 8 | 0.066488
70263 | 7.848 | 0.8 | 2018-12-31 | 2019-12-31 | 365 | 7.1938 | 7 | 0.19384
70555 | 10.08 | 0.8 | 2018-12-31 | 2019-12-31 | 365 | 9.2398 | 9 | 0.2398
69913 | 7.95 | 0.8 | 2018-12-31 | 2019-12-31 | 365 | 7.2873 | 7 | 0.28734
70351 | 13.34 | 1 | 2018-12-31 | 2019-12-31 | 365 | 15.2851 | 15 | 0.28508
70353 | 6.9 | 0.8 | 2018-12-31 | 2019-12-31 | 365 | 6.3249 | 6 | 0.32486
70354 | 3.99 | 0.8 | 2018-12-31 | 2019-12-31 | 365 | 3.6574 | 3 | 0.65742
70355 | 3.15 | 0.8 | 2018-12-31 | 2019-12-31 | 365 | 2.8874 | 2 | 0.88744
70356 | 6.38 | 0.8 | 2018-12-31 | 2019-12-31 | 365 | 5.8482 | 5 | 0.8482
70416 | 8.4 | 0.8 | 2018-12-31 | 2019-12-31 | 365 | 7.6998 | 7 | 0.69983
70420 | 12.6 | 0.8 | 2018-12-31 | 2019-12-31 | 365 | 11.5497 | 11 | 0.54974
70428 | 23.32 | 1 | 2018-12-31 | 2019-12-31 | 365 | 26.7202 | 26 | 0.72024
69103 | 11.39 | 0.8 | 2018-12-31 | 2019-12-31 | 365 | 10.4406 | 10 | 0.4406
70527 | 7.5 | 0.8 | 2018-12-31 | 2019-12-31 | 365 | 6.8748 | 6 | 0.87485
70528 | 23.625 | 0.8 | 2018-12-31 | 2019-12-31 | 365 | 21.6558 | 21 | 0.65577
70529 | 4.56 | 0.8 | 2018-12-31 | 2019-12-31 | 365 | 4.1799 | 4 | 0.17991
70530 | 11.04 | 0.8 | 2018-12-31 | 2019-12-31 | 365 | 10.1198 | 10 | 0.11978
70531 | 18.72 | 0.8 | 2018-12-31 | 2019-12-31 | 365 | 17.1596 | 17 | 0.15962
70533 | 3.135 | 0.8 | 2018-12-31 | 2019-12-31 | 365 | 2.8737 | 2 | 0.87369
70537 | 7.28 | 0.8 | 2018-12-31 | 2019-12-31 | 365 | 6.6732 | 6 | 0.67319
70546 | 10.36 | 0.8 | 2018-12-31 | 2019-12-31 | 365 | 9.4965 | 9 | 0.49646
70558 | 19.76 | 0.8 | 2018-12-31 | 2019-12-31 | 365 | 18.1129 | 18 | 0.11293
70564 | 13.02 | 0.8 | 2018-12-31 | 2019-12-31 | 365 | 11.9347 | 11 | 0.93474
70532 | 12 | 0.8 | 2018-12-31 | 2019-12-31 | 365 | 10.9998 | 10 | 0.99976
70653 | 6.44 | 1 | 2018-12-31 | 2019-12-31 | 365 | 7.379 | 7 | 0.379
68907 | 13.08 | 0.8 | 2018-12-31 | 2019-12-31 | 365 | 11.9897 | 11 | 0.98973
69040 | 9.81 | 0.8 | 2018-12-31 | 2019-12-31 | 365 | 8.9923 | 8 | 0.9923
70687 | 13.34 | 1 | 2018-12-31 | 2019-12-31 | 365 | 15.2851 | 15 | 0.28508
70711 | 10.2 | 0.8 | 2018-12-31 | 2019-12-31 | 365 | 9.3498 | 9 | 0.34979
70659 | 5.83 | 1 | 2018-12-31 | 2019-12-31 | 365 | 6.6801 | 6 | 0.68006
70710 | 7.28 | 0.8 | 2018-12-31 | 2019-12-31 | 365 | 6.6732 | 6 | 0.67319
63344 | 32.4 | 0.9 | 2018-12-31 | 2019-12-31 | 365 | 33.4118 | 33 | 0.41176
70576 | 9.12 | 0.8 | 2018-12-31 | 2019-12-31 | 365 | 8.3598 | 8 | 0.35982
70582 | 10.26 | 0.8 | 2018-12-31 | 2019-12-31 | 365 | 9.4048 | 9 | 0.40479
70148 | 4.56 | 0.8 | 2018-12-31 | 2019-12-31 | 365 | 4.1799 | 4 | 0.17991
70652 | 7.848 | 0.8 | 2018-12-31 | 2019-12-31 | 365 | 7.1938 | 7 | 0.19384
70654 | 8.84 | 0.8 | 2018-12-31 | 2019-12-31 | 365 | 8.1032 | 8 | 0.10315
70655 | 13.395 | 0.8 | 2018-12-31 | 2019-12-31 | 365 | 12.2785 | 12 | 0.27848
70682 | 7.245 | 0.8 | 2018-12-31 | 2019-12-31 | 365 | 6.6411 | 6 | 0.6411
70683 | 9.12 | 0.8 | 2018-12-31 | 2019-12-31 | 365 | 8.3598 | 8 | 0.35982
69386 | 3.24 | 0.8 | 2018-12-31 | 2019-12-31 | 365 | 2.9699 | 2 | 0.96993
70688 | 7.935 | 0.8 | 2018-12-31 | 2019-12-31 | 365 | 7.2736 | 7 | 0.27359
70712 | 7.83 | 1 | 2018-12-31 | 2019-12-31 | 365 | 8.9717 | 8 | 0.97168
70690 | 8.64 | 1 | 2018-12-31 | 2019-12-31 | 365 | 9.8998 | 9 | 0.89978
70965 | 7.84 | 0.8 | 2018-12-31 | 2019-12-31 | 365 | 7.1865 | 7 | 0.18651
70970 | 8.925 | 1 | 2018-12-31 | 2019-12-31 | 365 | 10.2263 | 10 | 0.22634
70975 | 8.04 | 0.8 | 2018-12-31 | 2019-12-31 | 365 | 7.3698 | 7 | 0.36984
70977 | 7.59 | 0.8 | 2018-12-31 | 2019-12-31 | 365 | 6.9573 | 6 | 0.95735
70978 | 4.48 | 0.8 | 2018-12-31 | 2019-12-31 | 365 | 4.1066 | 4 | 0.10658
70981 | 9.9 | 0.8 | 2018-12-31 | 2019-12-31 | 365 | 9.0748 | 9 | 0.074799
70986 | 20.88 | 0.8 | 2018-12-31 | 2019-12-31 | 365 | 19.1396 | 19 | 0.13958
70976 | 5.4 | 0.8 | 2018-12-31 | 2019-12-31 | 365 | 4.9499 | 4 | 0.94989
70993 | 15.696 | 0.8 | 2018-12-31 | 2019-12-31 | 365 | 14.3877 | 14 | 0.38768
70997 | 10.5 | 0.8 | 2018-12-31 | 2019-12-31 | 365 | 9.6248 | 9 | 0.62479
70998 | 8.4 | 0.8 | 2018-12-31 | 2019-12-31 | 365 | 7.6998 | 7 | 0.69983
43633 | 12.4 | 0.8 | 2018-12-31 | 2019-12-31 | 365 | 11.3664 | 11 | 0.36642
70999 | 4.55 | 0.8 | 2018-12-31 | 2019-12-31 | 365 | 4.1707 | 4 | 0.17074
71000 | 8.04 | 0.8 | 2018-12-31 | 2019-12-31 | 365 | 7.3698 | 7 | 0.36984
71003 | 5.4 | 0.8 | 2018-12-31 | 2019-12-31 | 365 | 4.9499 | 4 | 0.94989
70539 | 9.52 | 0.8 | 2018-12-31 | 2019-12-31 | 365 | 8.7265 | 8 | 0.72647
70550 | 4.48 | 0.8 | 2018-12-31 | 2019-12-31 | 365 | 4.1066 | 4 | 0.10658
63339 | 94.52 | 0.9 | 2018-12-31 | 2019-12-31 | 365 | 97.4716 | 97 | 0.47159
70994 | 2.88 | 0.8 | 2018-12-31 | 2019-12-31 | 365 | 2.6399 | 2 | 0.63994
71002 | 9.315 | 0.8 | 2018-12-31 | 2019-12-31 | 365 | 8.5386 | 8 | 0.53856
63347 | 300.22 | 0.7 | 2018-12-31 | 2019-12-31 | 365 | 240.7961 | 240 | 0.79613
50182 | 12.72 | 0.8 | 2018-12-31 | 2019-12-31 | 365 | 11.6597 | 11 | 0.65974
70979 | 9.6 | 0.8 | 2018-12-31 | 2019-12-31 | 365 | 8.7998 | 8 | 0.79981
70995 | 9 | 0.8 | 2018-12-31 | 2019-12-31 | 365 | 8.2498 | 8 | 0.24982
70996 | 8.4 | 0.8 | 2018-12-31 | 2019-12-31 | 365 | 7.6998 | 7 | 0.69983
70658 | 9.6 | 1 | 2018-12-31 | 2019-12-31 | 365 | 10.9998 | 10 | 0.99976
71065 | 12.32 | 0.8 | 2018-12-31 | 2019-12-31 | 365 | 11.2931 | 11 | 0.29308
71070 | 10.8 | 0.8 | 2018-12-31 | 2019-12-31 | 365 | 9.8998 | 9 | 0.89978
64702 | 229.554 | 0.9 | 2018-12-31 | 2019-12-31 | 365 | 236.7223 | 236 | 0.72233
64703 | 130.56 | 0.9 | 2018-12-31 | 2019-12-31 | 365 | 134.637 | 134 | 0.63702
34659 | 125.28 | 1 | 2018-12-31 | 2019-12-31 | 365 | 143.5468 | 143 | 0.54683
71129 | 6.05 | 0.8 | 2018-12-31 | 2019-12-31 | 365 | 5.5457 | 5 | 0.54571
71130 | 5.32 | 0.8 | 2018-12-31 | 2019-12-31 | 365 | 4.8766 | 4 | 0.87656
71137 | 8.4 | 0.8 | 2018-12-31 | 2019-12-31 | 365 | 7.6998 | 7 | 0.69983
65096 | 49.8 | 0.7 | 2018-12-31 | 2019-12-31 | 365 | 39.9429 | 39 | 0.94287
71205 | 11.385 | 0.8 | 2018-12-31 | 2019-12-31 | 365 | 10.436 | 10 | 0.43602
64469 | 68 | 0.7 | 2018-12-31 | 2019-12-31 | 365 | 54.5405 | 54 | 0.54046
71217 | 7.5 | 0.8 | 2018-12-31 | 2019-12-31 | 365 | 6.8748 | 6 | 0.87485
71220 | 12.76 | 1 | 2018-12-31 | 2019-12-31 | 365 | 14.6205 | 14 | 0.62051
71242 | 7.848 | 0.8 | 2018-12-31 | 2019-12-31 | 365 | 7.1938 | 7 | 0.19384
71243 | 9.6 | 0.8 | 2018-12-31 | 2019-12-31 | 365 | 8.7998 | 8 | 0.79981
71247 | 8.54 | 0.8 | 2018-12-31 | 2019-12-31 | 365 | 7.8282 | 7 | 0.82816
71304 | 8.64 | 0.8 | 2018-12-31 | 2019-12-31 | 365 | 7.9198 | 7 | 0.91982
71390 | 5.13 | 0.8 | 2018-12-31 | 2019-12-31 | 365 | 4.7024 | 4 | 0.7024
71393 | 24.852 | 0.8 | 2018-12-31 | 2019-12-31 | 365 | 22.7805 | 22 | 0.7805
71395 | 3.92 | 0.8 | 2018-12-31 | 2019-12-31 | 365 | 3.5933 | 3 | 0.59325
71396 | 4.905 | 1 | 2018-12-31 | 2019-12-31 | 365 | 5.6202 | 5 | 0.62019
71397 | 8.04 | 0.8 | 2018-12-31 | 2019-12-31 | 365 | 7.3698 | 7 | 0.36984
71245 | 7.98 | 0.8 | 2018-12-31 | 2019-12-31 | 365 | 7.3148 | 7 | 0.31484
71426 | 8.625 | 0.8 | 2018-12-31 | 2019-12-31 | 365 | 7.9061 | 7 | 0.90608
64808 | 37.8 | 0.7 | 2018-12-31 | 2019-12-31 | 365 | 30.3181 | 30 | 0.31808
63326 | 649.77 | 0.9 | 2018-12-31 | 2019-12-31 | 365 | 670.0605 | 670 | 0.060498
71425 | 10.05 | 1 | 2018-12-31 | 2019-12-31 | 365 | 11.5154 | 11 | 0.51537
71533 | 3.99 | 1 | 2018-12-31 | 2019-12-31 | 365 | 4.5718 | 4 | 0.57177
71535 | 11.925 | 0.8 | 2018-12-31 | 2019-12-31 | 365 | 10.931 | 10 | 0.93101
71542 | 11.16 | 0.8 | 2018-12-31 | 2019-12-31 | 365 | 10.2298 | 10 | 0.22977
71545 | 7.56 | 1 | 2018-12-31 | 2019-12-31 | 365 | 8.6623 | 8 | 0.66231
46764 | 14.82 | 0.8 | 2018-12-31 | 2019-12-31 | 365 | 13.5847 | 13 | 0.5847
64890 | 711.04 | 0.7 | 2018-12-31 | 2019-12-31 | 365 | 570.3007 | 570 | 0.30072
71667 | 9.9 | 0.8 | 2018-12-31 | 2019-12-31 | 365 | 9.0748 | 9 | 0.074799
71668 | 13.11 | 0.8 | 2018-12-31 | 2019-12-31 | 365 | 12.0172 | 12 | 0.017234
71669 | 13.4 | 0.8 | 2018-12-31 | 2019-12-31 | 365 | 12.2831 | 12 | 0.28306
69039 | 9.45 | 0.8 | 2018-12-31 | 2019-12-31 | 365 | 8.6623 | 8 | 0.66231
71719 | 10.36 | 0.8 | 2018-12-31 | 2019-12-31 | 365 | 9.4965 | 9 | 0.49646
71726 | 6.4 | 0.8 | 2018-12-31 | 2019-12-31 | 365 | 5.8665 | 5 | 0.86654
71305 | 4.32 | 0.8 | 2018-12-31 | 2019-12-31 | 365 | 3.9599 | 3 | 0.95991
64961 | 13.34 | 0.8 | 2018-12-31 | 2019-12-31 | 365 | 12.2281 | 12 | 0.22806
35114 | 4229.1 | 1 | 2018-12-31 | 2019-12-31 | 365 | 4845.7366 | 4845 | 0.73661
71772 | 13.455 | 0.8 | 2018-12-31 | 2019-12-31 | 365 | 12.3335 | 12 | 0.33348
71773 | 8.04 | 0.8 | 2018-12-31 | 2019-12-31 | 365 | 7.3698 | 7 | 0.36984
71802 | 10.24 | 0.8 | 2018-12-31 | 2019-12-31 | 365 | 9.3865 | 9 | 0.38646
71863 | 10.44 | 0.8 | 2018-12-31 | 2019-12-31 | 365 | 9.5698 | 9 | 0.56979
71864 | 6.93 | 0.8 | 2018-12-31 | 2019-12-31 | 365 | 6.3524 | 6 | 0.35236
71865 | 7.5 | 0.8 | 2018-12-31 | 2019-12-31 | 365 | 6.8748 | 6 | 0.87485
71940 | 24.79 | 0.8 | 2018-12-31 | 2019-12-31 | 365 | 22.7237 | 22 | 0.72366
71943 | 9.15 | 0.8 | 2018-12-31 | 2019-12-31 | 365 | 8.3873 | 8 | 0.38731
71945 | 9.8 | 0.8 | 2018-12-31 | 2019-12-31 | 365 | 8.9831 | 8 | 0.98313
71955 | 9.12 | 0.8 | 2018-12-31 | 2019-12-31 | 365 | 8.3598 | 8 | 0.35982
71966 | 19.32 | 0.8 | 2018-12-31 | 2019-12-31 | 365 | 17.7096 | 17 | 0.70961
71797 | 10.05 | 0.8 | 2018-12-31 | 2019-12-31 | 365 | 9.2123 | 9 | 0.2123
71795 | 9.9 | 0.8 | 2018-12-31 | 2019-12-31 | 365 | 9.0748 | 9 | 0.074799
71798 | 8.625 | 0.8 | 2018-12-31 | 2019-12-31 | 365 | 7.9061 | 7 | 0.90608
71959 | 8.4 | 0.8 | 2018-12-31 | 2019-12-31 | 365 | 7.6998 | 7 | 0.69983
72040 | 4.8 | 0.8 | 2018-12-31 | 2019-12-31 | 365 | 4.3999 | 4 | 0.3999
72041 | 8.32 | 0.8 | 2018-12-31 | 2019-12-31 | 365 | 7.6265 | 7 | 0.6265
72042 | 11.7 | 0.8 | 2018-12-31 | 2019-12-31 | 365 | 10.7248 | 10 | 0.72476
72043 | 10.8 | 0.8 | 2018-12-31 | 2019-12-31 | 365 | 9.8998 | 9 | 0.89978
72045 | 5.04 | 0.8 | 2018-12-31 | 2019-12-31 | 365 | 4.6199 | 4 | 0.6199
72381 | 7.54 | 1 | 2018-12-31 | 2019-12-31 | 365 | 8.6394 | 8 | 0.63939
72387 | 8.12 | 0.8 | 2018-12-31 | 2019-12-31 | 365 | 7.4432 | 7 | 0.44317
72388 | 5.04 | 0.8 | 2018-12-31 | 2019-12-31 | 365 | 4.6199 | 4 | 0.6199
72044 | 8.375 | 0.8 | 2018-12-31 | 2019-12-31 | 365 | 7.6769 | 7 | 0.67691
72330 | 9.62 | 0.8 | 2018-12-31 | 2019-12-31 | 365 | 8.8181 | 8 | 0.81814
72050 | 12.6 | 0.8 | 2018-12-31 | 2019-12-31 | 365 | 11.5497 | 11 | 0.54974
72216 | 10.4 | 1 | 2018-12-31 | 2019-12-31 | 365 | 11.9164 | 11 | 0.9164
72217 | 5.025 | 0.8 | 2018-12-31 | 2019-12-31 | 365 | 4.6061 | 4 | 0.60615
72218 | 10.385 | 0.8 | 2018-12-31 | 2019-12-31 | 365 | 9.5194 | 9 | 0.51937
72219 | 6.27 | 0.8 | 2018-12-31 | 2019-12-31 | 365 | 5.7474 | 5 | 0.74737
72049 | 10.05 | 0.8 | 2018-12-31 | 2019-12-31 | 365 | 9.2123 | 9 | 0.2123
72380 | 13.5 | 0.8 | 2018-12-31 | 2019-12-31 | 365 | 12.3747 | 12 | 0.37473
71303 | 2.61 | 0.8 | 2018-12-31 | 2019-12-31 | 365 | 2.3924 | 2 | 0.39245
72092 | 7.875 | 0.8 | 2018-12-31 | 2019-12-31 | 365 | 7.2186 | 7 | 0.21859
72391 | 6.72 | 0.8 | 2018-12-31 | 2019-12-31 | 365 | 6.1599 | 6 | 0.15986
72394 | 3.92 | 0.8 | 2018-12-31 | 2019-12-31 | 365 | 3.5933 | 3 | 0.59325
72396 | 4.2 | 0.8 | 2018-12-31 | 2019-12-31 | 365 | 3.8499 | 3 | 0.84991
72399 | 6.16 | 0.8 | 2018-12-31 | 2019-12-31 | 365 | 5.6465 | 5 | 0.64654
72420 | 4.76 | 0.8 | 2018-12-31 | 2019-12-31 | 365 | 4.3632 | 4 | 0.36324
72329 | 13.495 | 0.8 | 2018-12-31 | 2019-12-31 | 365 | 12.3701 | 12 | 0.37014
72723 | 11.445 | 0.8 | 2018-12-31 | 2019-12-31 | 365 | 10.491 | 10 | 0.49102
36248 | 649.9 | 0.7 | 2018-12-31 | 2019-12-31 | 365 | 521.2624 | 521 | 0.26243
43640 | 4.2 | 0.8 | 2018-12-31 | 2019-12-31 | 365 | 3.8499 | 3 | 0.84991
72660 | 10.08 | 0.8 | 2018-12-31 | 2019-12-31 | 365 | 9.2398 | 9 | 0.2398
72661 | 8.82 | 1 | 2018-12-31 | 2019-12-31 | 365 | 10.106 | 10 | 0.10603
72662 | 10.8 | 0.8 | 2018-12-31 | 2019-12-31 | 365 | 9.8998 | 9 | 0.89978
72663 | 8.64 | 0.8 | 2018-12-31 | 2019-12-31 | 365 | 7.9198 | 7 | 0.91982
72664 | 4.2 | 0.8 | 2018-12-31 | 2019-12-31 | 365 | 3.8499 | 3 | 0.84991
72665 | 7.59 | 0.8 | 2018-12-31 | 2019-12-31 | 365 | 6.9573 | 6 | 0.95735
72724 | 7.194 | 0.8 | 2018-12-31 | 2019-12-31 | 365 | 6.5944 | 6 | 0.59435
72735 | 7.68 | 0.8 | 2018-12-31 | 2019-12-31 | 365 | 7.0398 | 7 | 0.039844
72760 | 6.03 | 0.8 | 2018-12-31 | 2019-12-31 | 365 | 5.5274 | 5 | 0.52738
72762 | 4.5 | 0.8 | 2018-12-31 | 2019-12-31 | 365 | 4.1249 | 4 | 0.12491
72764 | 2.85 | 0.8 | 2018-12-31 | 2019-12-31 | 365 | 2.6124 | 2 | 0.61244
72822 | 7.68 | 0.8 | 2018-12-31 | 2019-12-31 | 365 | 7.0398 | 7 | 0.039844
72048 | 12.395 | 0.8 | 2018-12-31 | 2019-12-31 | 365 | 11.3618 | 11 | 0.36183
72824 | 10.08 | 0.8 | 2018-12-31 | 2019-12-31 | 365 | 9.2398 | 9 | 0.2398
72828 | 6.7 | 0.8 | 2018-12-31 | 2019-12-31 | 365 | 6.1415 | 6 | 0.14153
72848 | 11.1 | 0.8 | 2018-12-31 | 2019-12-31 | 365 | 10.1748 | 10 | 0.17478
72849 | 6.71 | 0.8 | 2018-12-31 | 2019-12-31 | 365 | 6.1507 | 6 | 0.1507
72845 | 9.24 | 0.8 | 2018-12-31 | 2019-12-31 | 365 | 8.4698 | 8 | 0.46981
68320 | 4.2 | 0.8 | 2018-12-31 | 2019-12-31 | 365 | 3.8499 | 3 | 0.84991
72874 | 9.45 | 0.8 | 2018-12-31 | 2019-12-31 | 365 | 8.6623 | 8 | 0.66231
72882 | 5.4 | 0.8 | 2018-12-31 | 2019-12-31 | 365 | 4.9499 | 4 | 0.94989
72886 | 12.395 | 0.8 | 2018-12-31 | 2019-12-31 | 365 | 11.3618 | 11 | 0.36183
72889 | 6.72 | 0.8 | 2018-12-31 | 2019-12-31 | 365 | 6.1599 | 6 | 0.15986
72324 | 24.57 | 0.8 | 2018-12-31 | 2019-12-31 | 365 | 22.522 | 22 | 0.522
72918 | 8.96 | 0.8 | 2018-12-31 | 2019-12-31 | 365 | 8.2132 | 8 | 0.21315
72919 | 2.86 | 0.8 | 2018-12-31 | 2019-12-31 | 365 | 2.6216 | 2 | 0.62161
72869 | 2.56 | 0.8 | 2018-12-31 | 2019-12-31 | 365 | 2.3466 | 2 | 0.34661
72752 | 13.5 | 0.8 | 2018-12-31 | 2019-12-31 | 365 | 12.3747 | 12 | 0.37473
43804 | 4.725 | 0.8 | 2018-12-31 | 2019-12-31 | 365 | 4.3312 | 4 | 0.33115
73048 | 15.87 | 0.8 | 2018-12-31 | 2019-12-31 | 365 | 14.5472 | 14 | 0.54718
73079 | 7.2 | 0.8 | 2018-12-31 | 2019-12-31 | 365 | 6.5999 | 6 | 0.59985
73081 | 7.695 | 0.8 | 2018-12-31 | 2019-12-31 | 365 | 7.0536 | 7 | 0.053594
73083 | 4.5 | 0.8 | 2018-12-31 | 2019-12-31 | 365 | 4.1249 | 4 | 0.12491
64445 | 44.2 | 0.8 | 2018-12-31 | 2019-12-31 | 365 | 40.5158 | 40 | 0.51577
73137 | 11.2 | 0.8 | 2018-12-31 | 2019-12-31 | 365 | 10.2664 | 10 | 0.26644
72829 | 12.73 | 0.8 | 2018-12-31 | 2019-12-31 | 365 | 11.6689 | 11 | 0.66891
73234 | 7 | 0.8 | 2018-12-31 | 2019-12-31 | 365 | 6.4165 | 6 | 0.41652
73237 | 4.2 | 0.8 | 2018-12-31 | 2019-12-31 | 365 | 3.8499 | 3 | 0.84991
73284 | 12 | 0.8 | 2018-12-31 | 2019-12-31 | 365 | 10.9998 | 10 | 0.99976
73330 | 13.8 | 1 | 2018-12-31 | 2019-12-31 | 365 | 15.8122 | 15 | 0.81215
73331 | 10.72 | 0.8 | 2018-12-31 | 2019-12-31 | 365 | 9.8264 | 9 | 0.82645
73334 | 6.1 | 0.8 | 2018-12-31 | 2019-12-31 | 365 | 5.5915 | 5 | 0.59154
73352 | 6.27 | 0.8 | 2018-12-31 | 2019-12-31 | 365 | 5.7474 | 5 | 0.74737
73353 | 9.715 | 0.8 | 2018-12-31 | 2019-12-31 | 365 | 8.9052 | 8 | 0.90522
73355 | 10.8 | 0.8 | 2018-12-31 | 2019-12-31 | 365 | 9.8998 | 9 | 0.89978
73356 | 12.73 | 0.8 | 2018-12-31 | 2019-12-31 | 365 | 11.6689 | 11 | 0.66891
73383 | 8.265 | 0.8 | 2018-12-31 | 2019-12-31 | 365 | 7.5761 | 7 | 0.57608
73385 | 9.52 | 0.8 | 2018-12-31 | 2019-12-31 | 365 | 8.7265 | 8 | 0.72647
73388 | 9.765 | 0.8 | 2018-12-31 | 2019-12-31 | 365 | 8.9511 | 8 | 0.95105
73420 | 9.045 | 0.8 | 2018-12-31 | 2019-12-31 | 365 | 8.2911 | 8 | 0.29107
73428 | 3.08 | 0.8 | 2018-12-31 | 2019-12-31 | 365 | 2.8233 | 2 | 0.82327
73433 | 9.52 | 0.8 | 2018-12-31 | 2019-12-31 | 365 | 8.7265 | 8 | 0.72647
73438 | 14.84 | 0.8 | 2018-12-31 | 2019-12-31 | 365 | 13.603 | 13 | 0.60303
72885 | 8.12 | 0.8 | 2018-12-31 | 2019-12-31 | 365 | 7.4432 | 7 | 0.44317
73056 | 4.14 | 0.8 | 2018-12-31 | 2019-12-31 | 365 | 3.7949 | 3 | 0.79492
49940 | 6.3 | 0.8 | 2018-12-31 | 2019-12-31 | 365 | 5.7749 | 5 | 0.77487
73116 | 9.24 | 0.8 | 2018-12-31 | 2019-12-31 | 365 | 8.4698 | 8 | 0.46981
73333 | 6 | 0.8 | 2018-12-31 | 2019-12-31 | 365 | 5.4999 | 5 | 0.49988
73436 | 10.92 | 0.8 | 2018-12-31 | 2019-12-31 | 365 | 10.0098 | 10 | 0.0097787
63058 | 345.05 | 0.7 | 2018-12-31 | 2019-12-31 | 365 | 276.7527 | 276 | 0.75274
73515 | 8.4 | 0.8 | 2018-12-31 | 2019-12-31 | 365 | 7.6998 | 7 | 0.69983
73531 | 12.3 | 0.8 | 2018-12-31 | 2019-12-31 | 365 | 11.2748 | 11 | 0.27475
73623 | 11.59 | 0.8 | 2018-12-31 | 2019-12-31 | 365 | 10.6239 | 10 | 0.62393
73624 | 5.88 | 0.8 | 2018-12-31 | 2019-12-31 | 365 | 5.3899 | 5 | 0.38988
73626 | 10.26 | 0.8 | 2018-12-31 | 2019-12-31 | 365 | 9.4048 | 9 | 0.40479
73627 | 8.835 | 0.8 | 2018-12-31 | 2019-12-31 | 365 | 8.0986 | 8 | 0.098571
73628 | 7.83 | 1 | 2018-12-31 | 2019-12-31 | 365 | 8.9717 | 8 | 0.97168
73532 | 5.415 | 0.8 | 2018-12-31 | 2019-12-31 | 365 | 4.9636 | 4 | 0.96364
50990 | 9.9 | 0.8 | 2018-12-31 | 2019-12-31 | 365 | 9.0748 | 9 | 0.074799
73683 | 13.4 | 0.8 | 2018-12-31 | 2019-12-31 | 365 | 12.2831 | 12 | 0.28306
73687 | 9.9 | 0.8 | 2018-12-31 | 2019-12-31 | 365 | 9.0748 | 9 | 0.074799
73838 | 9.3 | 0.8 | 2018-12-31 | 2019-12-31 | 365 | 8.5248 | 8 | 0.52481
73025 | 5.13 | 0.8 | 2018-12-31 | 2019-12-31 | 365 | 4.7024 | 4 | 0.7024
72846 | 7.68 | 0.8 | 2018-12-31 | 2019-12-31 | 365 | 7.0398 | 7 | 0.039844
73924 | 6.03 | 0.8 | 2018-12-31 | 2019-12-31 | 365 | 5.5274 | 5 | 0.52738
43975 | 12.76 | 0.8 | 2018-12-31 | 2019-12-31 | 365 | 11.6964 | 11 | 0.69641
73078 | 10.4 | 1 | 2018-12-31 | 2019-12-31 | 365 | 11.9164 | 11 | 0.9164
73431 | 6.16 | 0.8 | 2018-12-31 | 2019-12-31 | 365 | 5.6465 | 5 | 0.64654
73625 | 9.975 | 0.8 | 2018-12-31 | 2019-12-31 | 365 | 9.1435 | 9 | 0.14355
73629 | 9.69 | 0.8 | 2018-12-31 | 2019-12-31 | 365 | 8.8823 | 8 | 0.8823
73630 | 7.125 | 0.8 | 2018-12-31 | 2019-12-31 | 365 | 6.5311 | 6 | 0.53111
73952 | 5.13 | 1 | 2018-12-31 | 2019-12-31 | 365 | 5.878 | 5 | 0.878
73958 | 8.04 | 0.8 | 2018-12-31 | 2019-12-31 | 365 | 7.3698 | 7 | 0.36984
73968 | 8.28 | 0.8 | 2018-12-31 | 2019-12-31 | 365 | 7.5898 | 7 | 0.58983
73978 | 6 | 0.8 | 2018-12-31 | 2019-12-31 | 365 | 5.4999 | 5 | 0.49988
73980 | 6.16 | 0.8 | 2018-12-31 | 2019-12-31 | 365 | 5.6465 | 5 | 0.64654
73961 | 9.28 | 1 | 2018-12-31 | 2019-12-31 | 365 | 10.6331 | 10 | 0.6331
73962 | 10.83 | 0.8 | 2018-12-31 | 2019-12-31 | 365 | 9.9273 | 9 | 0.92728
73965 | 13.395 | 1 | 2018-12-31 | 2019-12-31 | 365 | 15.3481 | 15 | 0.3481
73947 | 12.76 | 1 | 2018-12-31 | 2019-12-31 | 365 | 14.6205 | 14 | 0.62051
73516 | 4.8 | 0.8 | 2018-12-31 | 2019-12-31 | 365 | 4.3999 | 4 | 0.3999
72771 | 8.97 | 0.8 | 2018-12-31 | 2019-12-31 | 365 | 8.2223 | 8 | 0.22232
72769 | 6.67 | 0.8 | 2018-12-31 | 2019-12-31 | 365 | 6.114 | 6 | 0.11403
72047 | 10.72 | 0.8 | 2018-12-31 | 2019-12-31 | 365 | 9.8264 | 9 | 0.82645
72046 | 9.483 | 0.8 | 2018-12-31 | 2019-12-31 | 365 | 8.6926 | 8 | 0.69256
73949 | 9.975 | 1 | 2018-12-31 | 2019-12-31 | 365 | 11.4294 | 11 | 0.42943
73282 | 6.7 | 0.8 | 2018-12-31 | 2019-12-31 | 365 | 6.1415 | 6 | 0.14153
73943 | 6.24 | 1 | 2018-12-31 | 2019-12-31 | 365 | 7.1498 | 7 | 0.14984
73921 | 10.4 | 0.8 | 2018-12-31 | 2019-12-31 | 365 | 9.5331 | 9 | 0.53312
74064 | 5.4 | 0.8 | 2018-12-31 | 2019-12-31 | 365 | 4.9499 | 4 | 0.94989
74065 | 7.035 | 0.8 | 2018-12-31 | 2019-12-31 | 365 | 6.4486 | 6 | 0.44861
74066 | 6.615 | 0.8 | 2018-12-31 | 2019-12-31 | 365 | 6.0636 | 6 | 0.063616
74067 | 9.57 | 0.8 | 2018-12-31 | 2019-12-31 | 365 | 8.7723 | 8 | 0.77231
74070 | 9.92 | 0.8 | 2018-12-31 | 2019-12-31 | 365 | 9.0931 | 9 | 0.093132
74071 | 13.16 | 0.8 | 2018-12-31 | 2019-12-31 | 365 | 12.0631 | 12 | 0.063067
73939 | 9 | 0.8 | 2018-12-31 | 2019-12-31 | 365 | 8.2498 | 8 | 0.24982
73945 | 4.8 | 1 | 2018-12-31 | 2019-12-31 | 365 | 5.4999 | 5 | 0.49988
73960 | 9.86 | 0.8 | 2018-12-31 | 2019-12-31 | 365 | 9.0381 | 9 | 0.038134
73837 | 9.99 | 1 | 2018-12-31 | 2019-12-31 | 365 | 11.4466 | 11 | 0.44662
74273 | 4.48 | 0.8 | 2018-12-31 | 2019-12-31 | 365 | 4.1066 | 4 | 0.10658
74168 | 9.44 | 0.8 | 2018-12-31 | 2019-12-31 | 365 | 8.6531 | 8 | 0.65314
74069 | 8.96 | 0.8 | 2018-12-31 | 2019-12-31 | 365 | 8.2132 | 8 | 0.21315
74270 | 6.72 | 0.8 | 2018-12-31 | 2019-12-31 | 365 | 6.1599 | 6 | 0.15986
74271 | 6.44 | 0.8 | 2018-12-31 | 2019-12-31 | 365 | 5.9032 | 5 | 0.9032
74272 | 10.03 | 0.8 | 2018-12-31 | 2019-12-31 | 365 | 9.194 | 9 | 0.19396
74334 | 5.76 | 0.8 | 2018-12-31 | 2019-12-31 | 365 | 5.2799 | 5 | 0.27988
74335 | 12.8 | 0.8 | 2018-12-31 | 2019-12-31 | 365 | 11.7331 | 11 | 0.73307
74336 | 9.12 | 0.8 | 2018-12-31 | 2019-12-31 | 365 | 8.3598 | 8 | 0.35982
74167 | 16.2 | 0.8 | 2018-12-31 | 2019-12-31 | 365 | 14.8497 | 14 | 0.84967
74269 | 7.92 | 0.8 | 2018-12-31 | 2019-12-31 | 365 | 7.2598 | 7 | 0.25984
74337 | 8.71 | 0.8 | 2018-12-31 | 2019-12-31 | 365 | 7.984 | 7 | 0.98399
74367 | 8.7 | 0.8 | 2018-12-31 | 2019-12-31 | 365 | 7.9748 | 7 | 0.97482
74368 | 14.04 | 0.8 | 2018-12-31 | 2019-12-31 | 365 | 12.8697 | 12 | 0.86972
74369 | 2.44 | 0.8 | 2018-12-31 | 2019-12-31 | 365 | 2.2366 | 2 | 0.23662
74370 | 13.3 | 0.8 | 2018-12-31 | 2019-12-31 | 365 | 12.1914 | 12 | 0.1914
74371 | 9.24 | 0.8 | 2018-12-31 | 2019-12-31 | 365 | 8.4698 | 8 | 0.46981
74439 | 4.02 | 0.8 | 2018-12-31 | 2019-12-31 | 365 | 3.6849 | 3 | 0.68492
74440 | 7.37 | 0.8 | 2018-12-31 | 2019-12-31 | 365 | 6.7557 | 6 | 0.75568
74442 | 12.426 | 0.8 | 2018-12-31 | 2019-12-31 | 365 | 11.3902 | 11 | 0.39025
74443 | 13.395 | 0.8 | 2018-12-31 | 2019-12-31 | 365 | 12.2785 | 12 | 0.27848
74444 | 7.68 | 0.8 | 2018-12-31 | 2019-12-31 | 365 | 7.0398 | 7 | 0.039844
74445 | 10.56 | 0.8 | 2018-12-31 | 2019-12-31 | 365 | 9.6798 | 9 | 0.67979
74441 | 7.68 | 0.8 | 2018-12-31 | 2019-12-31 | 365 | 7.0398 | 7 | 0.039844
74333 | 6.03 | 0.8 | 2018-12-31 | 2019-12-31 | 365 | 5.5274 | 5 | 0.52738
72736 | 7.2 | 0.8 | 2018-12-31 | 2019-12-31 | 365 | 6.5999 | 6 | 0.59985
74491 | 7.84 | 0.8 | 2018-12-31 | 2019-12-31 | 365 | 7.1865 | 7 | 0.18651
74488 | 10.44 | 0.8 | 2018-12-31 | 2019-12-31 | 365 | 9.5698 | 9 | 0.56979
74504 | 5.04 | 0.8 | 2018-12-31 | 2019-12-31 | 365 | 4.6199 | 4 | 0.6199
73519 | 12.6 | 0.8 | 2018-12-31 | 2019-12-31 | 365 | 11.5497 | 11 | 0.54974
74509 | 8.12 | 0.8 | 2018-12-31 | 2019-12-31 | 365 | 7.4432 | 7 | 0.44317
74438 | 10.325 | 0.8 | 2018-12-31 | 2019-12-31 | 365 | 9.4644 | 9 | 0.46437
74503 | 6.72 | 0.8 | 2018-12-31 | 2019-12-31 | 365 | 6.1599 | 6 | 0.15986
65095 | 23.36 | 0.8 | 2018-12-31 | 2019-12-31 | 365 | 21.4129 | 21 | 0.41286
74517 | 7.2 | 0.8 | 2018-12-31 | 2019-12-31 | 365 | 6.5999 | 6 | 0.59985
74518 | 11.4 | 0.8 | 2018-12-31 | 2019-12-31 | 365 | 10.4498 | 10 | 0.44977
73975 | 9.28 | 0.8 | 2018-12-31 | 2019-12-31 | 365 | 8.5065 | 8 | 0.50648
74525 | 4.48 | 0.8 | 2018-12-31 | 2019-12-31 | 365 | 4.1066 | 4 | 0.10658
74526 | 11.385 | 0.8 | 2018-12-31 | 2019-12-31 | 365 | 10.436 | 10 | 0.43602
74543 | 13.44 | 0.8 | 2018-12-31 | 2019-12-31 | 365 | 12.3197 | 12 | 0.31973
74068 | 8.55 | 0.8 | 2018-12-31 | 2019-12-31 | 365 | 7.8373 | 7 | 0.83733
74547 | 6.44 | 0.8 | 2018-12-31 | 2019-12-31 | 365 | 5.9032 | 5 | 0.9032
74608 | 8.28 | 0.8 | 2018-12-31 | 2019-12-31 | 365 | 7.5898 | 7 | 0.58983
71206 | 12.8 | 0.8 | 2018-12-31 | 2019-12-31 | 365 | 11.7331 | 11 | 0.73307
74630 | 9.6 | 1 | 2018-12-31 | 2019-12-31 | 365 | 10.9998 | 10 | 0.99976
74502 | 7.84 | 0.8 | 2018-12-31 | 2019-12-31 | 365 | 7.1865 | 7 | 0.18651
62849 | 118.4 | 0.9 | 2018-12-31 | 2019-12-31 | 365 | 122.0973 | 122 | 0.0973
74670 | 7.56 | 0.8 | 2018-12-31 | 2019-12-31 | 365 | 6.9298 | 6 | 0.92985
74672 | 10.24 | 0.8 | 2018-12-31 | 2019-12-31 | 365 | 9.3865 | 9 | 0.38646
74673 | 10.72 | 0.8 | 2018-12-31 | 2019-12-31 | 365 | 9.8264 | 9 | 0.82645
74675 | 7.36 | 0.8 | 2018-12-31 | 2019-12-31 | 365 | 6.7465 | 6 | 0.74652
74486 | 3.3 | 0.8 | 2018-12-31 | 2019-12-31 | 365 | 3.0249 | 3 | 0.024933
74678 | 9.28 | 0.8 | 2018-12-31 | 2019-12-31 | 365 | 8.5065 | 8 | 0.50648
74707 | 5.76 | 0.8 | 2018-12-31 | 2019-12-31 | 365 | 5.2799 | 5 | 0.27988
74762 | 8.28 | 0.8 | 2018-12-31 | 2019-12-31 | 365 | 7.5898 | 7 | 0.58983
74763 | 11.2 | 0.8 | 2018-12-31 | 2019-12-31 | 365 | 10.2664 | 10 | 0.26644
74786 | 11.2 | 0.8 | 2018-12-31 | 2019-12-31 | 365 | 10.2664 | 10 | 0.26644
74787 | 6.9 | 0.8 | 2018-12-31 | 2019-12-31 | 365 | 6.3249 | 6 | 0.32486
74788 | 9.24 | 0.8 | 2018-12-31 | 2019-12-31 | 365 | 8.4698 | 8 | 0.46981
74811 | 7.8 | 0.8 | 2018-12-31 | 2019-12-31 | 365 | 7.1498 | 7 | 0.14984
74541 | 10.695 | 0.8 | 2018-12-31 | 2019-12-31 | 365 | 9.8035 | 9 | 0.80353
74676 | 12.25 | 0.8 | 2018-12-31 | 2019-12-31 | 365 | 11.2289 | 11 | 0.22892
74838 | 12.06 | 0.8 | 2018-12-31 | 2019-12-31 | 365 | 11.0548 | 11 | 0.054756
74839 | 6.5 | 0.8 | 2018-12-31 | 2019-12-31 | 365 | 5.9582 | 5 | 0.9582
74840 | 5.12 | 0.8 | 2018-12-31 | 2019-12-31 | 365 | 4.6932 | 4 | 0.69323
74852 | 12.18 | 0.8 | 2018-12-31 | 2019-12-31 | 365 | 11.1648 | 11 | 0.16475
74889 | 11.2 | 0.8 | 2018-12-31 | 2019-12-31 | 365 | 10.2664 | 10 | 0.26644
74894 | 5.11 | 0.8 | 2018-12-31 | 2019-12-31 | 365 | 4.6841 | 4 | 0.68406
74897 | 8.64 | 0.8 | 2018-12-31 | 2019-12-31 | 365 | 7.9198 | 7 | 0.91982
74899 | 9.28 | 0.8 | 2018-12-31 | 2019-12-31 | 365 | 8.5065 | 8 | 0.50648
74666 | 2.88 | 0.8 | 2018-12-31 | 2019-12-31 | 365 | 2.6399 | 2 | 0.63994
75014 | 14.4 | 0.8 | 2018-12-31 | 2019-12-31 | 365 | 13.1997 | 13 | 0.19971
75015 | 11.2 | 0.8 | 2018-12-31 | 2019-12-31 | 365 | 10.2664 | 10 | 0.26644
75016 | 7.68 | 0.8 | 2018-12-31 | 2019-12-31 | 365 | 7.0398 | 7 | 0.039844
75017 | 5.13 | 0.8 | 2018-12-31 | 2019-12-31 | 365 | 4.7024 | 4 | 0.7024
75019 | 10.545 | 0.8 | 2018-12-31 | 2019-12-31 | 365 | 9.666 | 9 | 0.66604
75018 | 13.4 | 0.8 | 2018-12-31 | 2019-12-31 | 365 | 12.2831 | 12 | 0.28306
75094 | 9.9 | 0.8 | 2018-12-31 | 2019-12-31 | 365 | 9.0748 | 9 | 0.074799
73386 | 4.8 | 0.8 | 2018-12-31 | 2019-12-31 | 365 | 4.3999 | 4 | 0.3999
75182 | 17.28 | 0.8 | 2018-12-31 | 2019-12-31 | 365 | 15.8396 | 15 | 0.83965
74946 | 6.38 | 0.8 | 2018-12-31 | 2019-12-31 | 365 | 5.8482 | 5 | 0.8482
75181 | 5.12 | 0.8 | 2018-12-31 | 2019-12-31 | 365 | 4.6932 | 4 | 0.69323
75183 | 5.4 | 0.8 | 2018-12-31 | 2019-12-31 | 365 | 4.9499 | 4 | 0.94989
75281 | 15.39 | 0.8 | 2018-12-31 | 2019-12-31 | 365 | 14.1072 | 14 | 0.10719
75285 | 4.845 | 0.8 | 2018-12-31 | 2019-12-31 | 365 | 4.4412 | 4 | 0.44115
75290 | 7.035 | 0.8 | 2018-12-31 | 2019-12-31 | 365 | 6.4486 | 6 | 0.44861
74949 | 10.08 | 0.8 | 2018-12-31 | 2019-12-31 | 365 | 9.2398 | 9 | 0.2398
75333 | 7.155 | 1 | 2018-12-31 | 2019-12-31 | 365 | 8.1983 | 8 | 0.19826
75335 | 3.92 | 0.8 | 2018-12-31 | 2019-12-31 | 365 | 3.5933 | 3 | 0.59325
75336 | 7 | 0.8 | 2018-12-31 | 2019-12-31 | 365 | 6.4165 | 6 | 0.41652
75289 | 7.41 | 0.8 | 2018-12-31 | 2019-12-31 | 365 | 6.7923 | 6 | 0.79235
75180 | 5.52 | 0.8 | 2018-12-31 | 2019-12-31 | 365 | 5.0599 | 5 | 0.059888
75332 | 5.04 | 1 | 2018-12-31 | 2019-12-31 | 365 | 5.7749 | 5 | 0.77487
75369 | 13.325 | 0.8 | 2018-12-31 | 2019-12-31 | 365 | 12.2143 | 12 | 0.21431
75443 | 11.97 | 0.8 | 2018-12-31 | 2019-12-31 | 365 | 10.9723 | 10 | 0.97226
75441 | 12.47 | 0.8 | 2018-12-31 | 2019-12-31 | 365 | 11.4306 | 11 | 0.43058
75445 | 12.54 | 0.8 | 2018-12-31 | 2019-12-31 | 365 | 11.4947 | 11 | 0.49475
75499 | 6.38 | 0.8 | 2018-12-31 | 2019-12-31 | 365 | 5.8482 | 5 | 0.8482
75500 | 7.32 | 0.8 | 2018-12-31 | 2019-12-31 | 365 | 6.7099 | 6 | 0.70985
75501 | 14.64 | 0.8 | 2018-12-31 | 2019-12-31 | 365 | 13.4197 | 13 | 0.4197
75523 | 7.68 | 0.8 | 2018-12-31 | 2019-12-31 | 365 | 7.0398 | 7 | 0.039844
75525 | 9.715 | 0.8 | 2018-12-31 | 2019-12-31 | 365 | 8.9052 | 8 | 0.90522
75577 | 13.34 | 0.8 | 2018-12-31 | 2019-12-31 | 365 | 12.2281 | 12 | 0.22806
75212 | 3.48 | 0.8 | 2018-12-31 | 2019-12-31 | 365 | 3.1899 | 3 | 0.18993
75438 | 6.555 | 0.8 | 2018-12-31 | 2019-12-31 | 365 | 6.0086 | 6 | 0.0086172
75440 | 2.565 | 0.8 | 2018-12-31 | 2019-12-31 | 365 | 2.3512 | 2 | 0.3512
75593 | 3.9 | 0.8 | 2018-12-31 | 2019-12-31 | 365 | 3.5749 | 3 | 0.57492
75631 | 2.8 | 0.8 | 2018-12-31 | 2019-12-31 | 365 | 2.5666 | 2 | 0.56661
75635 | 7.15 | 0.8 | 2018-12-31 | 2019-12-31 | 365 | 6.554 | 6 | 0.55402
75702 | 4.56 | 0.8 | 2018-12-31 | 2019-12-31 | 365 | 4.1799 | 4 | 0.17991
75703 | 8.4 | 0.8 | 2018-12-31 | 2019-12-31 | 365 | 7.6998 | 7 | 0.69983
75705 | 13.395 | 0.8 | 2018-12-31 | 2019-12-31 | 365 | 12.2785 | 12 | 0.27848
75707 | 10.92 | 0.8 | 2018-12-31 | 2019-12-31 | 365 | 10.0098 | 10 | 0.0097787
75711 | 7.84 | 0.8 | 2018-12-31 | 2019-12-31 | 365 | 7.1865 | 7 | 0.18651
75437 | 13.12 | 0.8 | 2018-12-31 | 2019-12-31 | 365 | 12.0264 | 12 | 0.026401
75524 | 7.2 | 0.8 | 2018-12-31 | 2019-12-31 | 365 | 6.5999 | 6 | 0.59985
75753 | 4.5 | 0.8 | 2018-12-31 | 2019-12-31 | 365 | 4.1249 | 4 | 0.12491
75754 | 5.695 | 0.8 | 2018-12-31 | 2019-12-31 | 365 | 5.2203 | 5 | 0.2203
75755 | 7.98 | 0.8 | 2018-12-31 | 2019-12-31 | 365 | 7.3148 | 7 | 0.31484
75757 | 10.385 | 0.8 | 2018-12-31 | 2019-12-31 | 365 | 9.5194 | 9 | 0.51937
75758 | 8 | 0.8 | 2018-12-31 | 2019-12-31 | 365 | 7.3332 | 7 | 0.33317
75759 | 15.075 | 0.8 | 2018-12-31 | 2019-12-31 | 365 | 13.8184 | 13 | 0.81844
75331 | 5.04 | 0.8 | 2018-12-31 | 2019-12-31 | 365 | 4.6199 | 4 | 0.6199
75840 | 3.19 | 0.8 | 2018-12-31 | 2019-12-31 | 365 | 2.9241 | 2 | 0.9241
75841 | 4.8 | 0.8 | 2018-12-31 | 2019-12-31 | 365 | 4.3999 | 4 | 0.3999
75862 | 7.8 | 0.8 | 2018-12-31 | 2019-12-31 | 365 | 7.1498 | 7 | 0.14984
75864 | 15.41 | 0.8 | 2018-12-31 | 2019-12-31 | 365 | 14.1255 | 14 | 0.12552
75867 | 7.42 | 1 | 2018-12-31 | 2019-12-31 | 365 | 8.5019 | 8 | 0.5019
75868 | 9.975 | 0.8 | 2018-12-31 | 2019-12-31 | 365 | 9.1435 | 9 | 0.14355
75704 | 5.13 | 0.8 | 2018-12-31 | 2019-12-31 | 365 | 4.7024 | 4 | 0.7024
75633 | 6.96 | 0.8 | 2018-12-31 | 2019-12-31 | 365 | 6.3799 | 6 | 0.37986
75756 | 7.695 | 0.8 | 2018-12-31 | 2019-12-31 | 365 | 7.0536 | 7 | 0.053594
75879 | 7.83 | 0.8 | 2018-12-31 | 2019-12-31 | 365 | 7.1773 | 7 | 0.17734
75883 | 3.9 | 0.8 | 2018-12-31 | 2019-12-31 | 365 | 3.5749 | 3 | 0.57492
75439 | 9.975 | 1 | 2018-12-31 | 2019-12-31 | 365 | 11.4294 | 11 | 0.42943
75859 | 9 | 0.8 | 2018-12-31 | 2019-12-31 | 365 | 8.2498 | 8 | 0.24982
75940 | 7.68 | 0.8 | 2018-12-31 | 2019-12-31 | 365 | 7.0398 | 7 | 0.039844
75941 | 4.48 | 0.8 | 2018-12-31 | 2019-12-31 | 365 | 4.1066 | 4 | 0.10658
75942 | 6.6 | 0.8 | 2018-12-31 | 2019-12-31 | 365 | 6.0499 | 6 | 0.049866
75943 | 6.84 | 0.8 | 2018-12-31 | 2019-12-31 | 365 | 6.2699 | 6 | 0.26986
75944 | 9.405 | 0.8 | 2018-12-31 | 2019-12-31 | 365 | 8.6211 | 8 | 0.62106
75945 | 5.94 | 0.8 | 2018-12-31 | 2019-12-31 | 365 | 5.4449 | 5 | 0.44488
75217 | 23.52 | 0.8 | 2018-12-31 | 2019-12-31 | 365 | 21.5595 | 21 | 0.55952
76086 | 9.45 | 0.8 | 2018-12-31 | 2019-12-31 | 365 | 8.6623 | 8 | 0.66231
76092 | 7.67 | 0.8 | 2018-12-31 | 2019-12-31 | 365 | 7.0307 | 7 | 0.030678
76094 | 6 | 0.8 | 2018-12-31 | 2019-12-31 | 365 | 5.4999 | 5 | 0.49988
76096 | 9.8 | 0.8 | 2018-12-31 | 2019-12-31 | 365 | 8.9831 | 8 | 0.98313
75288 | 5.985 | 0.8 | 2018-12-31 | 2019-12-31 | 365 | 5.4861 | 5 | 0.48613
76206 | 8.4 | 0.8 | 2018-12-31 | 2019-12-31 | 365 | 7.6998 | 7 | 0.69983
76245 | 10.72 | 0.8 | 2018-12-31 | 2019-12-31 | 365 | 9.8264 | 9 | 0.82645
75283 | 11.39 | 0.8 | 2018-12-31 | 2019-12-31 | 365 | 10.4406 | 10 | 0.4406
76248 | 10.24 | 0.8 | 2018-12-31 | 2019-12-31 | 365 | 9.3865 | 9 | 0.38646
76249 | 13.44 | 0.8 | 2018-12-31 | 2019-12-31 | 365 | 12.3197 | 12 | 0.31973
76250 | 9.69 | 0.8 | 2018-12-31 | 2019-12-31 | 365 | 8.8823 | 8 | 0.8823
76252 | 6.27 | 0.8 | 2018-12-31 | 2019-12-31 | 365 | 5.7474 | 5 | 0.74737
76256 | 4.275 | 0.8 | 2018-12-31 | 2019-12-31 | 365 | 3.9187 | 3 | 0.91866
76254 | 103.005 | 0.6 | 2018-12-31 | 2019-12-31 | 365 | 70.8144 | 70 | 0.81437
76294 | 24.96 | 0.8 | 2018-12-31 | 2019-12-31 | 365 | 22.8795 | 22 | 0.87949
76295 | 4.425 | 0.8 | 2018-12-31 | 2019-12-31 | 365 | 4.0562 | 4 | 0.05616
76297 | 5.2 | 0.8 | 2018-12-31 | 2019-12-31 | 365 | 4.7666 | 4 | 0.76656
76298 | 4.64 | 0.8 | 2018-12-31 | 2019-12-31 | 365 | 4.2532 | 4 | 0.25324
76299 | 5.12 | 0.8 | 2018-12-31 | 2019-12-31 | 365 | 4.6932 | 4 | 0.69323
76300 | 8.91 | 0.8 | 2018-12-31 | 2019-12-31 | 365 | 8.1673 | 8 | 0.16732
76336 | 6.4 | 0.8 | 2018-12-31 | 2019-12-31 | 365 | 5.8665 | 5 | 0.86654
76337 | 8.04 | 0.8 | 2018-12-31 | 2019-12-31 | 365 | 7.3698 | 7 | 0.36984
76338 | 5.76 | 0.8 | 2018-12-31 | 2019-12-31 | 365 | 5.2799 | 5 | 0.27988
76340 | 9.9 | 0.8 | 2018-12-31 | 2019-12-31 | 365 | 9.0748 | 9 | 0.074799
76342 | 3.6 | 0.8 | 2018-12-31 | 2019-12-31 | 365 | 3.2999 | 3 | 0.29993
76585 | 9.6 | 0.8 | 2018-12-31 | 2019-12-31 | 365 | 8.7998 | 8 | 0.79981
76586 | 4.275 | 0.8 | 2018-12-31 | 2019-12-31 | 365 | 3.9187 | 3 | 0.91866
76589 | 5.76 | 0.8 | 2018-12-31 | 2019-12-31 | 365 | 5.2799 | 5 | 0.27988
76595 | 6.72 | 0.8 | 2018-12-31 | 2019-12-31 | 365 | 6.1599 | 6 | 0.15986
76581 | 8.55 | 0.8 | 2018-12-31 | 2019-12-31 | 365 | 7.8373 | 7 | 0.83733
76702 | 6.555 | 0.8 | 2018-12-31 | 2019-12-31 | 365 | 6.0086 | 6 | 0.0086172
75374 | 12.95 | 0.8 | 2018-12-31 | 2019-12-31 | 365 | 11.8706 | 11 | 0.87057
75287 | 5.985 | 0.8 | 2018-12-31 | 2019-12-31 | 365 | 5.4861 | 5 | 0.48613
76421 | 13.4 | 0.8 | 2018-12-31 | 2019-12-31 | 365 | 12.2831 | 12 | 0.28306
76422 | 5.6 | 0.8 | 2018-12-31 | 2019-12-31 | 365 | 5.1332 | 5 | 0.13322
76425 | 7.5 | 0.8 | 2018-12-31 | 2019-12-31 | 365 | 6.8748 | 6 | 0.87485
76428 | 11.025 | 0.8 | 2018-12-31 | 2019-12-31 | 365 | 10.106 | 10 | 0.10603
76433 | 11.76 | 0.8 | 2018-12-31 | 2019-12-31 | 365 | 10.7798 | 10 | 0.77976
76435 | 13.44 | 0.8 | 2018-12-31 | 2019-12-31 | 365 | 12.3197 | 12 | 0.31973
76465 | 5.985 | 0.8 | 2018-12-31 | 2019-12-31 | 365 | 5.4861 | 5 | 0.48613
76466 | 5.6 | 0.8 | 2018-12-31 | 2019-12-31 | 365 | 5.1332 | 5 | 0.13322
76467 | 9.92 | 0.8 | 2018-12-31 | 2019-12-31 | 365 | 9.0931 | 9 | 0.093132
76471 | 6.38 | 0.8 | 2018-12-31 | 2019-12-31 | 365 | 5.8482 | 5 | 0.8482
76204 | 5.31 | 0.8 | 2018-12-31 | 2019-12-31 | 365 | 4.8674 | 4 | 0.86739
76472 | 15.3 | 0.8 | 2018-12-31 | 2019-12-31 | 365 | 14.0247 | 14 | 0.02469
76430 | 9.9 | 0.8 | 2018-12-31 | 2019-12-31 | 365 | 9.0748 | 9 | 0.074799
76575 | 9.52 | 0.8 | 2018-12-31 | 2019-12-31 | 365 | 8.7265 | 8 | 0.72647
76577 | 4.275 | 0.8 | 2018-12-31 | 2019-12-31 | 365 | 3.9187 | 3 | 0.91866
76580 | 14.4 | 0.8 | 2018-12-31 | 2019-12-31 | 365 | 13.1997 | 13 | 0.19971
75860 | 12.025 | 0.8 | 2018-12-31 | 2019-12-31 | 365 | 11.0227 | 11 | 0.022673
76559 | 11.7 | 0.8 | 2018-12-31 | 2019-12-31 | 365 | 10.7248 | 10 | 0.72476
76582 | 9.975 | 0.8 | 2018-12-31 | 2019-12-31 | 365 | 9.1435 | 9 | 0.14355
76583 | 9.28 | 0.8 | 2018-12-31 | 2019-12-31 | 365 | 8.5065 | 8 | 0.50648
76584 | 12.98 | 0.8 | 2018-12-31 | 2019-12-31 | 365 | 11.8981 | 11 | 0.89807
76339 | 9.9 | 0.8 | 2018-12-31 | 2019-12-31 | 365 | 9.0748 | 9 | 0.074799
76341 | 13.8 | 0.8 | 2018-12-31 | 2019-12-31 | 365 | 12.6497 | 12 | 0.64972
76592 | 5.025 | 0.8 | 2018-12-31 | 2019-12-31 | 365 | 4.6061 | 4 | 0.60615
76714 | 8.1 | 0.8 | 2018-12-31 | 2019-12-31 | 365 | 7.4248 | 7 | 0.42484
64547 | 87 | 0.7 | 2018-12-31 | 2019-12-31 | 365 | 69.7797 | 69 | 0.77971
76772 | 7.92 | 0.8 | 2018-12-31 | 2019-12-31 | 365 | 7.2598 | 7 | 0.25984
76599 | 13.16 | 0.8 | 2018-12-31 | 2019-12-31 | 365 | 12.0631 | 12 | 0.063067
76711 | 7.8 | 0.8 | 2018-12-31 | 2019-12-31 | 365 | 7.1498 | 7 | 0.14984
76920 | 12.06 | 0.8 | 2018-12-31 | 2019-12-31 | 365 | 11.0548 | 11 | 0.054756
76960 | 5.36 | 0.8 | 2018-12-31 | 2019-12-31 | 365 | 4.9132 | 4 | 0.91322
76962 | 12.6 | 0.8 | 2018-12-31 | 2019-12-31 | 365 | 11.5497 | 11 | 0.54974
77002 | 4.64 | 0.8 | 2018-12-31 | 2019-12-31 | 365 | 4.2532 | 4 | 0.25324
77003 | 10.44 | 0.8 | 2018-12-31 | 2019-12-31 | 365 | 9.5698 | 9 | 0.56979
76961 | 7.245 | 0.8 | 2018-12-31 | 2019-12-31 | 365 | 6.6411 | 6 | 0.6411
76420 | 12.4 | 0.8 | 2018-12-31 | 2019-12-31 | 365 | 11.3664 | 11 | 0.36642
76963 | 6.38 | 0.8 | 2018-12-31 | 2019-12-31 | 365 | 5.8482 | 5 | 0.8482
77040 | 8.71 | 0.8 | 2018-12-31 | 2019-12-31 | 365 | 7.984 | 7 | 0.98399
77092 | 2.4 | 0.8 | 2018-12-31 | 2019-12-31 | 365 | 2.2 | 2 | 0.19995
77093 | 7.41 | 0.8 | 2018-12-31 | 2019-12-31 | 365 | 6.7923 | 6 | 0.79235
77096 | 5.04 | 0.8 | 2018-12-31 | 2019-12-31 | 365 | 4.6199 | 4 | 0.6199
77139 | 7.28 | 0.8 | 2018-12-31 | 2019-12-31 | 365 | 6.6732 | 6 | 0.67319
77140 | 8.1 | 0.8 | 2018-12-31 | 2019-12-31 | 365 | 7.4248 | 7 | 0.42484
77173 | 14.25 | 0.8 | 2018-12-31 | 2019-12-31 | 365 | 13.0622 | 13 | 0.062211
77179 | 6.16 | 0.8 | 2018-12-31 | 2019-12-31 | 365 | 5.6465 | 5 | 0.64654
77181 | 8.4 | 0.8 | 2018-12-31 | 2019-12-31 | 365 | 7.6998 | 7 | 0.69983
77178 | 9.28 | 0.8 | 2018-12-31 | 2019-12-31 | 365 | 8.5065 | 8 | 0.50648
77209 | 4.56 | 0.8 | 2018-12-31 | 2019-12-31 | 365 | 4.1799 | 4 | 0.17991
77211 | 8.55 | 0.8 | 2018-12-31 | 2019-12-31 | 365 | 7.8373 | 7 | 0.83733
77212 | 10.88 | 0.8 | 2018-12-31 | 2019-12-31 | 365 | 9.9731 | 9 | 0.97311
77213 | 7.98 | 0.8 | 2018-12-31 | 2019-12-31 | 365 | 7.3148 | 7 | 0.31484
77215 | 7.68 | 0.8 | 2018-12-31 | 2019-12-31 | 365 | 7.0398 | 7 | 0.039844
77216 | 6.4 | 0.8 | 2018-12-31 | 2019-12-31 | 365 | 5.8665 | 5 | 0.86654
77217 | 9.69 | 0.8 | 2018-12-31 | 2019-12-31 | 365 | 8.8823 | 8 | 0.8823
77218 | 5.7 | 0.8 | 2018-12-31 | 2019-12-31 | 365 | 5.2249 | 5 | 0.22488
77250 | 4.4 | 1 | 2018-12-31 | 2019-12-31 | 365 | 5.0416 | 5 | 0.041555
77251 | 7.5 | 0.8 | 2018-12-31 | 2019-12-31 | 365 | 6.8748 | 6 | 0.87485
77252 | 6.49 | 0.8 | 2018-12-31 | 2019-12-31 | 365 | 5.949 | 5 | 0.94904
76918 | 4.8 | 0.8 | 2018-12-31 | 2019-12-31 | 365 | 4.3999 | 4 | 0.3999
77253 | 12.395 | 0.8 | 2018-12-31 | 2019-12-31 | 365 | 11.3618 | 11 | 0.36183
77091 | 11.4 | 0.8 | 2018-12-31 | 2019-12-31 | 365 | 10.4498 | 10 | 0.44977
75893 | 5.31 | 0.8 | 2018-12-31 | 2019-12-31 | 365 | 4.8674 | 4 | 0.86739
77355 | 7.375 | 0.8 | 2018-12-31 | 2019-12-31 | 365 | 6.7603 | 6 | 0.76027
77359 | 7.5 | 0.8 | 2018-12-31 | 2019-12-31 | 365 | 6.8748 | 6 | 0.87485
77433 | 3.465 | 0.8 | 2018-12-31 | 2019-12-31 | 365 | 3.1762 | 3 | 0.17618
77429 | 6.72 | 0.8 | 2018-12-31 | 2019-12-31 | 365 | 6.1599 | 6 | 0.15986
77427 | 9.9 | 0.8 | 2018-12-31 | 2019-12-31 | 365 | 9.0748 | 9 | 0.074799
76205 | 5.4 | 0.8 | 2018-12-31 | 2019-12-31 | 365 | 4.9499 | 4 | 0.94989
77366 | 7.8 | 0.8 | 2018-12-31 | 2019-12-31 | 365 | 7.1498 | 7 | 0.14984
77099 | 7.84 | 0.8 | 2018-12-31 | 2019-12-31 | 365 | 7.1865 | 7 | 0.18651
76095 | 6.48 | 0.8 | 2018-12-31 | 2019-12-31 | 365 | 5.9399 | 5 | 0.93987
75714 | 5.7 | 0.8 | 2018-12-31 | 2019-12-31 | 365 | 5.2249 | 5 | 0.22488
75709 | 5.13 | 0.8 | 2018-12-31 | 2019-12-31 | 365 | 4.7024 | 4 | 0.7024
75446 | 9.135 | 0.8 | 2018-12-31 | 2019-12-31 | 365 | 8.3736 | 8 | 0.37356
75093 | 6.48 | 0.8 | 2018-12-31 | 2019-12-31 | 365 | 5.9399 | 5 | 0.93987
77368 | 5.04 | 0.8 | 2018-12-31 | 2019-12-31 | 365 | 4.6199 | 4 | 0.6199
77367 | 7.8 | 0.8 | 2018-12-31 | 2019-12-31 | 365 | 7.1498 | 7 | 0.14984
77365 | 9.24 | 0.8 | 2018-12-31 | 2019-12-31 | 365 | 8.4698 | 8 | 0.46981
77364 | 11.76 | 0.8 | 2018-12-31 | 2019-12-31 | 365 | 10.7798 | 10 | 0.77976
77360 | 10.56 | 0.8 | 2018-12-31 | 2019-12-31 | 365 | 9.6798 | 9 | 0.67979
77386 | 5.9 | 0.8 | 2018-12-31 | 2019-12-31 | 365 | 5.4082 | 5 | 0.40821
77363 | 12.95 | 0.8 | 2018-12-31 | 2019-12-31 | 365 | 11.8706 | 11 | 0.87057
77479 | 3.72 | 0.8 | 2018-12-31 | 2019-12-31 | 365 | 3.4099 | 3 | 0.40992
77483 | 5.31 | 0.8 | 2018-12-31 | 2019-12-31 | 365 | 4.8674 | 4 | 0.86739
77484 | 9.69 | 0.8 | 2018-12-31 | 2019-12-31 | 365 | 8.8823 | 8 | 0.8823
77585 | 7.14 | 1 | 2018-12-31 | 2019-12-31 | 365 | 8.1811 | 8 | 0.18107
77589 | 6.03 | 0.8 | 2018-12-31 | 2019-12-31 | 365 | 5.5274 | 5 | 0.52738
77590 | 5.12 | 0.8 | 2018-12-31 | 2019-12-31 | 365 | 4.6932 | 4 | 0.69323
77591 | 13.2 | 0.8 | 2018-12-31 | 2019-12-31 | 365 | 12.0997 | 12 | 0.099732
77592 | 9.6 | 0.8 | 2018-12-31 | 2019-12-31 | 365 | 8.7998 | 8 | 0.79981
77593 | 15.18 | 0.8 | 2018-12-31 | 2019-12-31 | 365 | 13.9147 | 13 | 0.91469
77595 | 7.84 | 0.8 | 2018-12-31 | 2019-12-31 | 365 | 7.1865 | 7 | 0.18651
77596 | 24.79 | 0.8 | 2018-12-31 | 2019-12-31 | 365 | 22.7237 | 22 | 0.72366
77608 | 5.22 | 0.8 | 2018-12-31 | 2019-12-31 | 365 | 4.7849 | 4 | 0.78489
77610 | 3.19 | 0.8 | 2018-12-31 | 2019-12-31 | 365 | 2.9241 | 2 | 0.9241
77612 | 8.99 | 0.8 | 2018-12-31 | 2019-12-31 | 365 | 8.2407 | 8 | 0.24065
77616 | 7.04 | 0.8 | 2018-12-31 | 2019-12-31 | 365 | 6.4532 | 6 | 0.45319
77594 | 6.93 | 0.8 | 2018-12-31 | 2019-12-31 | 365 | 6.3524 | 6 | 0.35236
77631 | 8.99 | 0.8 | 2018-12-31 | 2019-12-31 | 365 | 8.2407 | 8 | 0.24065
77635 | 7.15 | 0.8 | 2018-12-31 | 2019-12-31 | 365 | 6.554 | 6 | 0.55402
77711 | 3.05 | 0.8 | 2018-12-31 | 2019-12-31 | 365 | 2.7958 | 2 | 0.79577
77712 | 3 | 0.8 | 2018-12-31 | 2019-12-31 | 365 | 2.7499 | 2 | 0.74994
77713 | 8.26 | 0.8 | 2018-12-31 | 2019-12-31 | 365 | 7.5715 | 7 | 0.5715
77714 | 10.325 | 0.8 | 2018-12-31 | 2019-12-31 | 365 | 9.4644 | 9 | 0.46437
77742 | 5.22 | 0.8 | 2018-12-31 | 2019-12-31 | 365 | 4.7849 | 4 | 0.78489
77743 | 8.375 | 0.8 | 2018-12-31 | 2019-12-31 | 365 | 7.6769 | 7 | 0.67691
77744 | 12.16 | 0.8 | 2018-12-31 | 2019-12-31 | 365 | 11.1464 | 11 | 0.14642
77745 | 6.4 | 0.8 | 2018-12-31 | 2019-12-31 | 365 | 5.8665 | 5 | 0.86654
77746 | 11.84 | 0.8 | 2018-12-31 | 2019-12-31 | 365 | 10.8531 | 10 | 0.85309
77747 | 7.705 | 0.8 | 2018-12-31 | 2019-12-31 | 365 | 7.0628 | 7 | 0.062761
77748 | 12.255 | 0.8 | 2018-12-31 | 2019-12-31 | 365 | 11.2335 | 11 | 0.2335
77749 | 7.37 | 0.8 | 2018-12-31 | 2019-12-31 | 365 | 6.7557 | 6 | 0.75568
77751 | 8.85 | 0.8 | 2018-12-31 | 2019-12-31 | 365 | 8.1123 | 8 | 0.11232
77752 | 3.1 | 0.8 | 2018-12-31 | 2019-12-31 | 365 | 2.8416 | 2 | 0.8416
77804 | 16.2 | 0.8 | 2018-12-31 | 2019-12-31 | 365 | 14.8497 | 14 | 0.84967
77805 | 5.355 | 0.8 | 2018-12-31 | 2019-12-31 | 365 | 4.9086 | 4 | 0.90864
77806 | 5.985 | 0.8 | 2018-12-31 | 2019-12-31 | 365 | 5.4861 | 5 | 0.48613
77807 | 4.27 | 0.8 | 2018-12-31 | 2019-12-31 | 365 | 3.9141 | 3 | 0.91408
77808 | 31.62 | 0.6 | 2018-12-31 | 2019-12-31 | 365 | 21.7383 | 21 | 0.73827
77709 | 2.805 | 0.8 | 2018-12-31 | 2019-12-31 | 365 | 2.5712 | 2 | 0.57119
77837 | 10.5 | 0.8 | 2018-12-31 | 2019-12-31 | 365 | 9.6248 | 9 | 0.62479
77838 | 9.45 | 0.8 | 2018-12-31 | 2019-12-31 | 365 | 8.6623 | 8 | 0.66231
77839 | 12.2 | 0.8 | 2018-12-31 | 2019-12-31 | 365 | 11.1831 | 11 | 0.18309
77840 | 3.135 | 0.8 | 2018-12-31 | 2019-12-31 | 365 | 2.8737 | 2 | 0.87369
77841 | 11.055 | 0.8 | 2018-12-31 | 2019-12-31 | 365 | 10.1335 | 10 | 0.13353
77843 | 12.06 | 0.8 | 2018-12-31 | 2019-12-31 | 365 | 11.0548 | 11 | 0.054756
77361 | 7.56 | 0.8 | 2018-12-31 | 2019-12-31 | 365 | 6.9298 | 6 | 0.92985
75215 | 10.5 | 0.8 | 2018-12-31 | 2019-12-31 | 365 | 9.6248 | 9 | 0.62479
77417 | 7.92 | 0.8 | 2018-12-31 | 2019-12-31 | 365 | 7.2598 | 7 | 0.25984
77586 | 7.8 | 0.8 | 2018-12-31 | 2019-12-31 | 365 | 7.1498 | 7 | 0.14984
77708 | 12.2 | 0.8 | 2018-12-31 | 2019-12-31 | 365 | 11.1831 | 11 | 0.18309
77142 | 5.4 | 0.8 | 2018-12-31 | 2019-12-31 | 365 | 4.9499 | 4 | 0.94989
77902 | 9.6 | 0.8 | 2018-12-31 | 2019-12-31 | 365 | 8.7998 | 8 | 0.79981
77903 | 8.32 | 0.8 | 2018-12-31 | 2019-12-31 | 365 | 7.6265 | 7 | 0.6265
77906 | 10.8 | 0.8 | 2018-12-31 | 2019-12-31 | 365 | 9.8998 | 9 | 0.89978
77907 | 7.035 | 0.8 | 2018-12-31 | 2019-12-31 | 365 | 6.4486 | 6 | 0.44861
77909 | 6.4 | 0.8 | 2018-12-31 | 2019-12-31 | 365 | 5.8665 | 5 | 0.86654
77910 | 9.36 | 0.8 | 2018-12-31 | 2019-12-31 | 365 | 8.5798 | 8 | 0.57981
77914 | 3.135 | 0.8 | 2018-12-31 | 2019-12-31 | 365 | 2.8737 | 2 | 0.87369
77916 | 13.395 | 0.8 | 2018-12-31 | 2019-12-31 | 365 | 12.2785 | 12 | 0.27848
77920 | 8.71 | 0.8 | 2018-12-31 | 2019-12-31 | 365 | 7.984 | 7 | 0.98399
77922 | 7.37 | 0.8 | 2018-12-31 | 2019-12-31 | 365 | 6.7557 | 6 | 0.75568
77925 | 8.04 | 0.8 | 2018-12-31 | 2019-12-31 | 365 | 7.3698 | 7 | 0.36984
77928 | 8 | 0.8 | 2018-12-31 | 2019-12-31 | 365 | 7.3332 | 7 | 0.33317
77935 | 7.36 | 0.8 | 2018-12-31 | 2019-12-31 | 365 | 6.7465 | 6 | 0.74652
77936 | 12.06 | 0.8 | 2018-12-31 | 2019-12-31 | 365 | 11.0548 | 11 | 0.054756
77937 | 8.96 | 0.8 | 2018-12-31 | 2019-12-31 | 365 | 8.2132 | 8 | 0.21315
77959 | 13.44 | 0.8 | 2018-12-31 | 2019-12-31 | 365 | 12.3197 | 12 | 0.31973
77960 | 9.6 | 0.8 | 2018-12-31 | 2019-12-31 | 365 | 8.7998 | 8 | 0.79981
77962 | 6.4 | 0.8 | 2018-12-31 | 2019-12-31 | 365 | 5.8665 | 5 | 0.86654
77963 | 11.39 | 0.8 | 2018-12-31 | 2019-12-31 | 365 | 10.4406 | 10 | 0.4406
78002 | 9.9 | 0.8 | 2018-12-31 | 2019-12-31 | 365 | 9.0748 | 9 | 0.074799
78005 | 9.9 | 0.8 | 2018-12-31 | 2019-12-31 | 365 | 9.0748 | 9 | 0.074799
77614 | 3.77 | 0.8 | 2018-12-31 | 2019-12-31 | 365 | 3.4558 | 3 | 0.45576
78076 | 9.8 | 0.8 | 2018-12-31 | 2019-12-31 | 365 | 8.9831 | 8 | 0.98313
78078 | 3.63 | 0.8 | 2018-12-31 | 2019-12-31 | 365 | 3.3274 | 3 | 0.32743
78080 | 4.485 | 0.8 | 2018-12-31 | 2019-12-31 | 365 | 4.1112 | 4 | 0.11116
78082 | 12.6 | 0.8 | 2018-12-31 | 2019-12-31 | 365 | 11.5497 | 11 | 0.54974
78085 | 6.7 | 0.8 | 2018-12-31 | 2019-12-31 | 365 | 6.1415 | 6 | 0.14153
78129 | 10.08 | 0.8 | 2018-12-31 | 2019-12-31 | 365 | 9.2398 | 9 | 0.2398
78130 | 7.68 | 0.8 | 2018-12-31 | 2019-12-31 | 365 | 7.0398 | 7 | 0.039844
78131 | 4.64 | 0.8 | 2018-12-31 | 2019-12-31 | 365 | 4.2532 | 4 | 0.25324
78134 | 8.835 | 0.8 | 2018-12-31 | 2019-12-31 | 365 | 8.0986 | 8 | 0.098571
77964 | 5.4 | 0.8 | 2018-12-31 | 2019-12-31 | 365 | 4.9499 | 4 | 0.94989
63517 | 33.06 | 0.7 | 2018-12-31 | 2019-12-31 | 365 | 26.5163 | 26 | 0.51629
78128 | 5.4 | 0.8 | 2018-12-31 | 2019-12-31 | 365 | 4.9499 | 4 | 0.94989
78228 | 6.38 | 0.8 | 2018-12-31 | 2019-12-31 | 365 | 5.8482 | 5 | 0.8482
78385 | 8.4 | 0.8 | 2018-12-31 | 2019-12-31 | 365 | 7.6998 | 7 | 0.69983
78397 | 12.25 | 0.8 | 2018-12-31 | 2019-12-31 | 365 | 11.2289 | 11 | 0.22892
78394 | 9.92 | 0.8 | 2018-12-31 | 2019-12-31 | 365 | 9.0931 | 9 | 0.093132
78391 | 10.24 | 0.8 | 2018-12-31 | 2019-12-31 | 365 | 9.3865 | 9 | 0.38646
78388 | 6 | 0.8 | 2018-12-31 | 2019-12-31 | 365 | 5.4999 | 5 | 0.49988
78277 | 11.115 | 0.8 | 2018-12-31 | 2019-12-31 | 365 | 10.1885 | 10 | 0.18852
78279 | 8.96 | 0.8 | 2018-12-31 | 2019-12-31 | 365 | 8.2132 | 8 | 0.21315
78280 | 12.42 | 0.8 | 2018-12-31 | 2019-12-31 | 365 | 11.3847 | 11 | 0.38475
78330 | 7.98 | 0.8 | 2018-12-31 | 2019-12-31 | 365 | 7.3148 | 7 | 0.31484
78338 | 3.96 | 0.8 | 2018-12-31 | 2019-12-31 | 365 | 3.6299 | 3 | 0.62992
78341 | 4.65 | 0.8 | 2018-12-31 | 2019-12-31 | 365 | 4.2624 | 4 | 0.26241
78399 | 8.835 | 0.8 | 2018-12-31 | 2019-12-31 | 365 | 8.0986 | 8 | 0.098571
78401 | 8.505 | 0.8 | 2018-12-31 | 2019-12-31 | 365 | 7.7961 | 7 | 0.79608
78403 | 5.22 | 0.8 | 2018-12-31 | 2019-12-31 | 365 | 4.7849 | 4 | 0.78489
78405 | 10.83 | 0.8 | 2018-12-31 | 2019-12-31 | 365 | 9.9273 | 9 | 0.92728
78406 | 9.975 | 0.8 | 2018-12-31 | 2019-12-31 | 365 | 9.1435 | 9 | 0.14355
78407 | 13.34 | 0.8 | 2018-12-31 | 2019-12-31 | 365 | 12.2281 | 12 | 0.22806
78441 | 9.3 | 0.8 | 2018-12-31 | 2019-12-31 | 365 | 8.5248 | 8 | 0.52481
78582 | 20.7 | 0.8 | 2018-12-31 | 2019-12-31 | 365 | 18.9746 | 18 | 0.97458
78586 | 10.56 | 0.8 | 2018-12-31 | 2019-12-31 | 365 | 9.6798 | 9 | 0.67979
78590 | 17.55 | 0.8 | 2018-12-31 | 2019-12-31 | 365 | 16.0871 | 16 | 0.087144
78597 | 4.56 | 0.8 | 2018-12-31 | 2019-12-31 | 365 | 4.1799 | 4 | 0.17991
78602 | 6.67 | 0.8 | 2018-12-31 | 2019-12-31 | 365 | 6.114 | 6 | 0.11403
78610 | 9.9 | 0.8 | 2018-12-31 | 2019-12-31 | 365 | 9.0748 | 9 | 0.074799
78612 | 12.8 | 0.8 | 2018-12-31 | 2019-12-31 | 365 | 11.7331 | 11 | 0.73307
78613 | 12.6 | 0.8 | 2018-12-31 | 2019-12-31 | 365 | 11.5497 | 11 | 0.54974
78281 | 8.375 | 0.8 | 2018-12-31 | 2019-12-31 | 365 | 7.6769 | 7 | 0.67691
77803 | 9.9 | 0.8 | 2018-12-31 | 2019-12-31 | 365 | 9.0748 | 9 | 0.074799
78781 | 7.7 | 0.8 | 2018-12-31 | 2019-12-31 | 365 | 7.0582 | 7 | 0.058177
78783 | 10.15 | 0.8 | 2018-12-31 | 2019-12-31 | 365 | 9.304 | 9 | 0.30396
78784 | 7.35 | 0.8 | 2018-12-31 | 2019-12-31 | 365 | 6.7374 | 6 | 0.73735
78785 | 6.3 | 0.8 | 2018-12-31 | 2019-12-31 | 365 | 5.7749 | 5 | 0.77487
78786 | 13.3 | 0.8 | 2018-12-31 | 2019-12-31 | 365 | 12.1914 | 12 | 0.1914
78789 | 9.57 | 0.8 | 2018-12-31 | 2019-12-31 | 365 | 8.7723 | 8 | 0.77231
78790 | 7.35 | 0.8 | 2018-12-31 | 2019-12-31 | 365 | 6.7374 | 6 | 0.73735
78791 | 7.035 | 0.8 | 2018-12-31 | 2019-12-31 | 365 | 6.4486 | 6 | 0.44861
78792 | 11.6 | 0.8 | 2018-12-31 | 2019-12-31 | 365 | 10.6331 | 10 | 0.6331
78794 | 7.68 | 0.8 | 2018-12-31 | 2019-12-31 | 365 | 7.0398 | 7 | 0.039844
78795 | 7.41 | 0.8 | 2018-12-31 | 2019-12-31 | 365 | 6.7923 | 6 | 0.79235
78797 | 4.64 | 0.8 | 2018-12-31 | 2019-12-31 | 365 | 4.2532 | 4 | 0.25324
78803 | 5.36 | 0.8 | 2018-12-31 | 2019-12-31 | 365 | 4.9132 | 4 | 0.91322
78814 | 6.555 | 0.8 | 2018-12-31 | 2019-12-31 | 365 | 6.0086 | 6 | 0.0086172
72722 | 399.36 | 0.6 | 2018-12-31 | 2019-12-31 | 365 | 274.5539 | 274 | 0.55393
78337 | 8.25 | 0.8 | 2018-12-31 | 2019-12-31 | 365 | 7.5623 | 7 | 0.56233
78339 | 24.94 | 0.8 | 2018-12-31 | 2019-12-31 | 365 | 22.8612 | 22 | 0.86116
78340 | 7.8 | 0.8 | 2018-12-31 | 2019-12-31 | 365 | 7.1498 | 7 | 0.14984
78881 | 6 | 0.8 | 2018-12-31 | 2019-12-31 | 365 | 5.4999 | 5 | 0.49988
78882 | 8.55 | 0.8 | 2018-12-31 | 2019-12-31 | 365 | 7.8373 | 7 | 0.83733
78887 | 3 | 0.8 | 2018-12-31 | 2019-12-31 | 365 | 2.7499 | 2 | 0.74994
78801 | 7.92 | 0.8 | 2018-12-31 | 2019-12-31 | 365 | 7.2598 | 7 | 0.25984
78885 | 10.56 | 0.8 | 2018-12-31 | 2019-12-31 | 365 | 9.6798 | 9 | 0.67979
78940 | 7.26 | 0.8 | 2018-12-31 | 2019-12-31 | 365 | 6.6549 | 6 | 0.65485
78939 | 9.75 | 0.8 | 2018-12-31 | 2019-12-31 | 365 | 8.9373 | 8 | 0.9373
78976 | 14.405 | 0.8 | 2018-12-31 | 2019-12-31 | 365 | 13.2043 | 13 | 0.20429
78563 | 8.4 | 0.8 | 2018-12-31 | 2019-12-31 | 365 | 7.6998 | 7 | 0.69983
78806 | 6.555 | 0.8 | 2018-12-31 | 2019-12-31 | 365 | 6.0086 | 6 | 0.0086172
79062 | 10.5 | 0.8 | 2018-12-31 | 2019-12-31 | 365 | 9.6248 | 9 | 0.62479
79069 | 10.62 | 0.8 | 2018-12-31 | 2019-12-31 | 365 | 9.7348 | 9 | 0.73478
79150 | 11.52 | 0.8 | 2018-12-31 | 2019-12-31 | 365 | 10.5598 | 10 | 0.55977
79151 | 24.96 | 0.8 | 2018-12-31 | 2019-12-31 | 365 | 22.8795 | 22 | 0.87949
79152 | 13.44 | 0.8 | 2018-12-31 | 2019-12-31 | 365 | 12.3197 | 12 | 0.31973
79153 | 8 | 0.8 | 2018-12-31 | 2019-12-31 | 365 | 7.3332 | 7 | 0.33317
78343 | 24.852 | 0.8 | 2018-12-31 | 2019-12-31 | 365 | 22.7805 | 22 | 0.7805
76077 | 8.25 | 0.8 | 2018-12-31 | 2019-12-31 | 365 | 7.5623 | 7 | 0.56233
79147 | 6.96 | 0.8 | 2018-12-31 | 2019-12-31 | 365 | 6.3799 | 6 | 0.37986
79356 | 10.23 | 0.8 | 2018-12-31 | 2019-12-31 | 365 | 9.3773 | 9 | 0.37729
79357 | 11.055 | 0.8 | 2018-12-31 | 2019-12-31 | 365 | 10.1335 | 10 | 0.13353
79360 | 13.34 | 0.8 | 2018-12-31 | 2019-12-31 | 365 | 12.2281 | 12 | 0.22806
79361 | 20.16 | 0.8 | 2018-12-31 | 2019-12-31 | 365 | 18.4796 | 18 | 0.47959
79362 | 9.045 | 0.8 | 2018-12-31 | 2019-12-31 | 365 | 8.2911 | 8 | 0.29107
63340 | 725.76 | 1 | 2018-12-31 | 2019-12-31 | 365 | 831.5816 | 831 | 0.58161
79146 | 5.8 | 0.8 | 2018-12-31 | 2019-12-31 | 365 | 5.3165 | 5 | 0.31655
79363 | 7.83 | 0.8 | 2018-12-31 | 2019-12-31 | 365 | 7.1773 | 7 | 0.17734
79059 | 8.4 | 0.8 | 2018-12-31 | 2019-12-31 | 365 | 7.6998 | 7 | 0.69983
78975 | 12.69 | 0.8 | 2018-12-31 | 2019-12-31 | 365 | 11.6322 | 11 | 0.63224
79458 | 8.71 | 0.8 | 2018-12-31 | 2019-12-31 | 365 | 7.984 | 7 | 0.98399
79461 | 9.72 | 0.8 | 2018-12-31 | 2019-12-31 | 365 | 8.9098 | 8 | 0.9098
79462 | 6.48 | 0.8 | 2018-12-31 | 2019-12-31 | 365 | 5.9399 | 5 | 0.93987
79464 | 11.89 | 0.8 | 2018-12-31 | 2019-12-31 | 365 | 10.8989 | 10 | 0.89893
79466 | 9.28 | 0.8 | 2018-12-31 | 2019-12-31 | 365 | 8.5065 | 8 | 0.50648
79468 | 7.54 | 0.8 | 2018-12-31 | 2019-12-31 | 365 | 6.9115 | 6 | 0.91151
79469 | 6.38 | 0.8 | 2018-12-31 | 2019-12-31 | 365 | 5.8482 | 5 | 0.8482
79472 | 18.85 | 0.8 | 2018-12-31 | 2019-12-31 | 365 | 17.2788 | 17 | 0.27878
79473 | 12.18 | 0.8 | 2018-12-31 | 2019-12-31 | 365 | 11.1648 | 11 | 0.16475
79476 | 16.08 | 0.8 | 2018-12-31 | 2019-12-31 | 365 | 14.7397 | 14 | 0.73967
79477 | 6.4 | 0.8 | 2018-12-31 | 2019-12-31 | 365 | 5.8665 | 5 | 0.86654
79622 | 9.92 | 0.8 | 2018-12-31 | 2019-12-31 | 365 | 9.0931 | 9 | 0.093132
79144 | 8.12 | 0.8 | 2018-12-31 | 2019-12-31 | 365 | 7.4432 | 7 | 0.44317
79148 | 5.22 | 0.8 | 2018-12-31 | 2019-12-31 | 365 | 4.7849 | 4 | 0.78489
79530 | 7.5 | 0.8 | 2018-12-31 | 2019-12-31 | 365 | 6.8748 | 6 | 0.87485
77358 | 159.84 | 0.6 | 2018-12-31 | 2019-12-31 | 365 | 109.8876 | 109 | 0.88757
79632 | 13.2 | 0.8 | 2018-12-31 | 2019-12-31 | 365 | 12.0997 | 12 | 0.099732
79633 | 9.145 | 0.8 | 2018-12-31 | 2019-12-31 | 365 | 8.3827 | 8 | 0.38273
79630 | 15.87 | 0.8 | 2018-12-31 | 2019-12-31 | 365 | 14.5472 | 14 | 0.54718
79656 | 4.64 | 0.8 | 2018-12-31 | 2019-12-31 | 365 | 4.2532 | 4 | 0.25324
79657 | 7.08 | 0.8 | 2018-12-31 | 2019-12-31 | 365 | 6.4899 | 6 | 0.48986
79659 | 24.94 | 0.8 | 2018-12-31 | 2019-12-31 | 365 | 22.8612 | 22 | 0.86116
79662 | 20.88 | 0.8 | 2018-12-31 | 2019-12-31 | 365 | 19.1396 | 19 | 0.13958
79663 | 14.49 | 0.8 | 2018-12-31 | 2019-12-31 | 365 | 13.2822 | 13 | 0.28221
79149 | 9.1 | 0.8 | 2018-12-31 | 2019-12-31 | 365 | 8.3415 | 8 | 0.34148
79627 | 6.3 | 0.8 | 2018-12-31 | 2019-12-31 | 365 | 5.7749 | 5 | 0.77487
79784 | 7.2 | 0.8 | 2018-12-31 | 2019-12-31 | 365 | 6.5999 | 6 | 0.59985
78798 | 6.96 | 0.8 | 2018-12-31 | 2019-12-31 | 365 | 6.3799 | 6 | 0.37986
79358 | 8.12 | 0.8 | 2018-12-31 | 2019-12-31 | 365 | 7.4432 | 7 | 0.44317
64472 | 74.82 | 0.9 | 2018-12-31 | 2019-12-31 | 365 | 77.1564 | 77 | 0.15642
79789 | 5.95 | 0.8 | 2018-12-31 | 2019-12-31 | 365 | 5.454 | 5 | 0.45405
79790 | 4.65 | 0.8 | 2018-12-31 | 2019-12-31 | 365 | 4.2624 | 4 | 0.26241
79845 | 6.6 | 0.8 | 2018-12-31 | 2019-12-31 | 365 | 6.0499 | 6 | 0.049866
79846 | 5.9 | 0.8 | 2018-12-31 | 2019-12-31 | 365 | 5.4082 | 5 | 0.40821
79856 | 3.9 | 0.8 | 2018-12-31 | 2019-12-31 | 365 | 3.5749 | 3 | 0.57492
79858 | 11.505 | 0.8 | 2018-12-31 | 2019-12-31 | 365 | 10.546 | 10 | 0.54602
79861 | 7.2 | 0.8 | 2018-12-31 | 2019-12-31 | 365 | 6.5999 | 6 | 0.59985
79870 | 5.1 | 0.8 | 2018-12-31 | 2019-12-31 | 365 | 4.6749 | 4 | 0.6749
79872 | 11.31 | 0.8 | 2018-12-31 | 2019-12-31 | 365 | 10.3673 | 10 | 0.36727
79875 | 11.505 | 0.8 | 2018-12-31 | 2019-12-31 | 365 | 10.546 | 10 | 0.54602
79878 | 7.2 | 0.8 | 2018-12-31 | 2019-12-31 | 365 | 6.5999 | 6 | 0.59985
79915 | 9 | 0.8 | 2018-12-31 | 2019-12-31 | 365 | 8.2498 | 8 | 0.24982
79917 | 5.76 | 0.8 | 2018-12-31 | 2019-12-31 | 365 | 5.2799 | 5 | 0.27988
79923 | 9.9 | 0.8 | 2018-12-31 | 2019-12-31 | 365 | 9.0748 | 9 | 0.074799
79927 | 5.04 | 0.8 | 2018-12-31 | 2019-12-31 | 365 | 4.6199 | 4 | 0.6199
79934 | 11.16 | 0.8 | 2018-12-31 | 2019-12-31 | 365 | 10.2298 | 10 | 0.22977
79939 | 8.04 | 0.8 | 2018-12-31 | 2019-12-31 | 365 | 7.3698 | 7 | 0.36984
79940 | 10.44 | 0.8 | 2018-12-31 | 2019-12-31 | 365 | 9.5698 | 9 | 0.56979
49631 | 3.18 | 0.8 | 2018-12-31 | 2019-12-31 | 365 | 2.9149 | 2 | 0.91494
49635 | 5.83 | 0.8 | 2018-12-31 | 2019-12-31 | 365 | 5.344 | 5 | 0.34405
65256 | 68 | 0.9 | 2018-12-31 | 2019-12-31 | 365 | 70.1234 | 70 | 0.12345
79843 | 6.9 | 0.8 | 2018-12-31 | 2019-12-31 | 365 | 6.3249 | 6 | 0.32486
80033 | 9.24 | 0.8 | 2018-12-31 | 2019-12-31 | 365 | 8.4698 | 8 | 0.46981
80034 | 5.7 | 0.8 | 2018-12-31 | 2019-12-31 | 365 | 5.2249 | 5 | 0.22488
80035 | 8.91 | 0.8 | 2018-12-31 | 2019-12-31 | 365 | 8.1673 | 8 | 0.16732
80036 | 3.835 | 0.8 | 2018-12-31 | 2019-12-31 | 365 | 3.5153 | 3 | 0.51534
80037 | 12.9 | 0.8 | 2018-12-31 | 2019-12-31 | 365 | 11.8247 | 11 | 0.82474
80038 | 4.5 | 0.8 | 2018-12-31 | 2019-12-31 | 365 | 4.1249 | 4 | 0.12491
80039 | 5.232 | 0.8 | 2018-12-31 | 2019-12-31 | 365 | 4.7959 | 4 | 0.79589
80040 | 11.16 | 0.8 | 2018-12-31 | 2019-12-31 | 365 | 10.2298 | 10 | 0.22977
80043 | 7.2 | 0.8 | 2018-12-31 | 2019-12-31 | 365 | 6.5999 | 6 | 0.59985
80045 | 12.825 | 0.8 | 2018-12-31 | 2019-12-31 | 365 | 11.756 | 11 | 0.75599
80046 | 11.6 | 0.8 | 2018-12-31 | 2019-12-31 | 365 | 10.6331 | 10 | 0.6331
80047 | 11.55 | 0.8 | 2018-12-31 | 2019-12-31 | 365 | 10.5873 | 10 | 0.58727
80048 | 13.3 | 0.8 | 2018-12-31 | 2019-12-31 | 365 | 12.1914 | 12 | 0.1914
80049 | 8.96 | 0.8 | 2018-12-31 | 2019-12-31 | 365 | 8.2132 | 8 | 0.21315
80053 | 9.9 | 0.8 | 2018-12-31 | 2019-12-31 | 365 | 9.0748 | 9 | 0.074799
79787 | 10.92 | 0.8 | 2018-12-31 | 2019-12-31 | 365 | 10.0098 | 10 | 0.0097787
79842 | 6.96 | 0.8 | 2018-12-31 | 2019-12-31 | 365 | 6.3799 | 6 | 0.37986
79967 | 22.8 | 0.8 | 2018-12-31 | 2019-12-31 | 365 | 20.8995 | 20 | 0.89954
79936 | 8.54 | 0.8 | 2018-12-31 | 2019-12-31 | 365 | 7.8282 | 7 | 0.82816
78978 | 12.24 | 0.8 | 2018-12-31 | 2019-12-31 | 365 | 11.2198 | 11 | 0.21975
79919 | 7.32 | 0.8 | 2018-12-31 | 2019-12-31 | 365 | 6.7099 | 6 | 0.70985
79459 | 12.8 | 0.8 | 2018-12-31 | 2019-12-31 | 365 | 11.7331 | 11 | 0.73307
79914 | 4.48 | 0.8 | 2018-12-31 | 2019-12-31 | 365 | 4.1066 | 4 | 0.10658
77710 | 3.48 | 0.8 | 2018-12-31 | 2019-12-31 | 365 | 3.1899 | 3 | 0.18993
78774 | 4.35 | 0.8 | 2018-12-31 | 2019-12-31 | 365 | 3.9874 | 3 | 0.98741
80219 | 7.8 | 0.8 | 2018-12-31 | 2019-12-31 | 365 | 7.1498 | 7 | 0.14984
80221 | 10.8 | 0.8 | 2018-12-31 | 2019-12-31 | 365 | 9.8998 | 9 | 0.89978
80222 | 7.8 | 0.8 | 2018-12-31 | 2019-12-31 | 365 | 7.1498 | 7 | 0.14984
79867 | 6.6 | 0.8 | 2018-12-31 | 2019-12-31 | 365 | 6.0499 | 6 | 0.049866
80224 | 6 | 0.8 | 2018-12-31 | 2019-12-31 | 365 | 5.4999 | 5 | 0.49988
79847 | 6.38 | 0.8 | 2018-12-31 | 2019-12-31 | 365 | 5.8482 | 5 | 0.8482
80319 | 18.3 | 0.8 | 2018-12-31 | 2019-12-31 | 365 | 16.7746 | 16 | 0.77463
80322 | 12.16 | 0.8 | 2018-12-31 | 2019-12-31 | 365 | 11.1464 | 11 | 0.14642
80327 | 11.16 | 0.8 | 2018-12-31 | 2019-12-31 | 365 | 10.2298 | 10 | 0.22977
80335 | 7.83 | 0.8 | 2018-12-31 | 2019-12-31 | 365 | 7.1773 | 7 | 0.17734
80336 | 4.06 | 0.8 | 2018-12-31 | 2019-12-31 | 365 | 3.7216 | 3 | 0.72158
80338 | 5.76 | 0.8 | 2018-12-31 | 2019-12-31 | 365 | 5.2799 | 5 | 0.27988
80339 | 6.96 | 0.8 | 2018-12-31 | 2019-12-31 | 365 | 6.3799 | 6 | 0.37986
80212 | 8.06 | 0.8 | 2018-12-31 | 2019-12-31 | 365 | 7.3882 | 7 | 0.38817
79969 | 5.28 | 0.8 | 2018-12-31 | 2019-12-31 | 365 | 4.8399 | 4 | 0.83989
78778 | 23.544 | 0.8 | 2018-12-31 | 2019-12-31 | 365 | 21.5815 | 21 | 0.58152
80369 | 12.39 | 0.8 | 2018-12-31 | 2019-12-31 | 365 | 11.3572 | 11 | 0.35725
80377 | 11.89 | 0.8 | 2018-12-31 | 2019-12-31 | 365 | 10.8989 | 10 | 0.89893
80380 | 8.12 | 0.8 | 2018-12-31 | 2019-12-31 | 365 | 7.4432 | 7 | 0.44317
80382 | 9.69 | 0.8 | 2018-12-31 | 2019-12-31 | 365 | 8.8823 | 8 | 0.8823
80052 | 5.4 | 0.8 | 2018-12-31 | 2019-12-31 | 365 | 4.9499 | 4 | 0.94989
80044 | 13.2 | 0.8 | 2018-12-31 | 2019-12-31 | 365 | 12.0997 | 12 | 0.099732
80032 | 3.19 | 0.8 | 2018-12-31 | 2019-12-31 | 365 | 2.9241 | 2 | 0.9241
80041 | 7.83 | 0.8 | 2018-12-31 | 2019-12-31 | 365 | 7.1773 | 7 | 0.17734
80387 | 4.06 | 0.8 | 2018-12-31 | 2019-12-31 | 365 | 3.7216 | 3 | 0.72158
80388 | 7.25 | 0.8 | 2018-12-31 | 2019-12-31 | 365 | 6.6457 | 6 | 0.64569
80389 | 8.25 | 0.8 | 2018-12-31 | 2019-12-31 | 365 | 7.5623 | 7 | 0.56233
80391 | 13.395 | 0.8 | 2018-12-31 | 2019-12-31 | 365 | 12.2785 | 12 | 0.27848
80393 | 11.772 | 0.8 | 2018-12-31 | 2019-12-31 | 365 | 10.7908 | 10 | 0.79076
78609 | 11.2 | 0.8 | 2018-12-31 | 2019-12-31 | 365 | 10.2664 | 10 | 0.26644
79947 | 3.35 | 0.8 | 2018-12-31 | 2019-12-31 | 365 | 3.0708 | 3 | 0.070765
78811 | 9.28 | 0.8 | 2018-12-31 | 2019-12-31 | 365 | 8.5065 | 8 | 0.50648
80472 | 12.6 | 0.8 | 2018-12-31 | 2019-12-31 | 365 | 11.5497 | 11 | 0.54974
80474 | 5.985 | 0.8 | 2018-12-31 | 2019-12-31 | 365 | 5.4861 | 5 | 0.48613
80324 | 4.845 | 1 | 2018-12-31 | 2019-12-31 | 365 | 5.5514 | 5 | 0.55144
79968 | 5.04 | 0.8 | 2018-12-31 | 2019-12-31 | 365 | 4.6199 | 4 | 0.6199
80483 | 10.26 | 0.8 | 2018-12-31 | 2019-12-31 | 365 | 9.4048 | 9 | 0.40479
80485 | 5.46 | 0.8 | 2018-12-31 | 2019-12-31 | 365 | 5.0049 | 5 | 0.0048893
80469 | 9.57 | 0.8 | 2018-12-31 | 2019-12-31 | 365 | 8.7723 | 8 | 0.77231
80470 | 6.09 | 0.8 | 2018-12-31 | 2019-12-31 | 365 | 5.5824 | 5 | 0.58238
80497 | 7.98 | 0.8 | 2018-12-31 | 2019-12-31 | 365 | 7.3148 | 7 | 0.31484
80476 | 8.41 | 0.8 | 2018-12-31 | 2019-12-31 | 365 | 7.709 | 7 | 0.709
80480 | 13.395 | 0.8 | 2018-12-31 | 2019-12-31 | 365 | 12.2785 | 12 | 0.27848
80477 | 6.67 | 0.8 | 2018-12-31 | 2019-12-31 | 365 | 6.114 | 6 | 0.11403
80572 | 6.2 | 0.8 | 2018-12-31 | 2019-12-31 | 365 | 5.6832 | 5 | 0.68321
80581 | 10.675 | 0.8 | 2018-12-31 | 2019-12-31 | 365 | 9.7852 | 9 | 0.7852
80582 | 13.395 | 0.8 | 2018-12-31 | 2019-12-31 | 365 | 12.2785 | 12 | 0.27848
80583 | 12.825 | 0.8 | 2018-12-31 | 2019-12-31 | 365 | 11.756 | 11 | 0.75599
80577 | 6.6 | 0.8 | 2018-12-31 | 2019-12-31 | 365 | 6.0499 | 6 | 0.049866
80601 | 4.845 | 0.8 | 2018-12-31 | 2019-12-31 | 365 | 4.4412 | 4 | 0.44115
80620 | 8.7 | 0.8 | 2018-12-31 | 2019-12-31 | 365 | 7.9748 | 7 | 0.97482
80383 | 7.83 | 0.8 | 2018-12-31 | 2019-12-31 | 365 | 7.1773 | 7 | 0.17734
80399 | 8.26 | 0.8 | 2018-12-31 | 2019-12-31 | 365 | 7.5715 | 7 | 0.5715
80401 | 6.67 | 0.8 | 2018-12-31 | 2019-12-31 | 365 | 6.114 | 6 | 0.11403
79911 | 6.72 | 0.8 | 2018-12-31 | 2019-12-31 | 365 | 6.1599 | 6 | 0.15986
80402 | 3.48 | 0.8 | 2018-12-31 | 2019-12-31 | 365 | 3.1899 | 3 | 0.18993
80403 | 11.89 | 0.8 | 2018-12-31 | 2019-12-31 | 365 | 10.8989 | 10 | 0.89893
80404 | 11.505 | 0.8 | 2018-12-31 | 2019-12-31 | 365 | 10.546 | 10 | 0.54602
80384 | 9.735 | 0.8 | 2018-12-31 | 2019-12-31 | 365 | 8.9236 | 8 | 0.92355
80563 | 10.73 | 0.8 | 2018-12-31 | 2019-12-31 | 365 | 9.8356 | 9 | 0.83562
80567 | 5.22 | 0.8 | 2018-12-31 | 2019-12-31 | 365 | 4.7849 | 4 | 0.78489
80220 | 32.48 | 0.6 | 2018-12-31 | 2019-12-31 | 365 | 22.3295 | 22 | 0.32951
79970 | 8.58 | 0.8 | 2018-12-31 | 2019-12-31 | 365 | 7.8648 | 7 | 0.86483
80596 | 8.125 | 0.8 | 2018-12-31 | 2019-12-31 | 365 | 7.4478 | 7 | 0.44775
80598 | 9.57 | 0.8 | 2018-12-31 | 2019-12-31 | 365 | 8.7723 | 8 | 0.77231
80599 | 5.8 | 0.8 | 2018-12-31 | 2019-12-31 | 365 | 5.3165 | 5 | 0.31655
80600 | 10.15 | 0.8 | 2018-12-31 | 2019-12-31 | 365 | 9.304 | 9 | 0.30396
80603 | 7 | 0.8 | 2018-12-31 | 2019-12-31 | 365 | 6.4165 | 6 | 0.41652
80605 | 3.77 | 0.8 | 2018-12-31 | 2019-12-31 | 365 | 3.4558 | 3 | 0.45576
80607 | 13.34 | 0.8 | 2018-12-31 | 2019-12-31 | 365 | 12.2281 | 12 | 0.22806
80614 | 13.34 | 0.8 | 2018-12-31 | 2019-12-31 | 365 | 12.2281 | 12 | 0.22806
80615 | 7.35 | 0.8 | 2018-12-31 | 2019-12-31 | 365 | 6.7374 | 6 | 0.73735
80616 | 6.84 | 0.8 | 2018-12-31 | 2019-12-31 | 365 | 6.2699 | 6 | 0.26986
80617 | 24.64 | 0.8 | 2018-12-31 | 2019-12-31 | 365 | 22.5862 | 22 | 0.58617
80618 | 8.4 | 0.8 | 2018-12-31 | 2019-12-31 | 365 | 7.6998 | 7 | 0.69983
78779 | 13.32 | 0.8 | 2018-12-31 | 2019-12-31 | 365 | 12.2097 | 12 | 0.20973
79145 | 5.22 | 0.8 | 2018-12-31 | 2019-12-31 | 365 | 4.7849 | 4 | 0.78489
79865 | 8.64 | 0.8 | 2018-12-31 | 2019-12-31 | 365 | 7.9198 | 7 | 0.91982
80326 | 12.6 | 0.8 | 2018-12-31 | 2019-12-31 | 365 | 11.5497 | 11 | 0.54974
80328 | 11.84 | 0.8 | 2018-12-31 | 2019-12-31 | 365 | 10.8531 | 10 | 0.85309
80042 | 10.64 | 0.8 | 2018-12-31 | 2019-12-31 | 365 | 9.7531 | 9 | 0.75312
80662 | 13.395 | 0.8 | 2018-12-31 | 2019-12-31 | 365 | 12.2785 | 12 | 0.27848
80691 | 8.4 | 0.8 | 2018-12-31 | 2019-12-31 | 365 | 7.6998 | 7 | 0.69983
80693 | 7.54 | 0.8 | 2018-12-31 | 2019-12-31 | 365 | 6.9115 | 6 | 0.91151
80687 | 12.74 | 0.8 | 2018-12-31 | 2019-12-31 | 365 | 11.6781 | 11 | 0.67808
78799 | 8.12 | 0.8 | 2018-12-31 | 2019-12-31 | 365 | 7.4432 | 7 | 0.44317
80569 | 15.25 | 0.8 | 2018-12-31 | 2019-12-31 | 365 | 13.9789 | 13 | 0.97886
79931 | 8.4 | 0.8 | 2018-12-31 | 2019-12-31 | 365 | 7.6998 | 7 | 0.69983
80325 | 9.72 | 0.8 | 2018-12-31 | 2019-12-31 | 365 | 8.9098 | 8 | 0.9098
80657 | 4.8 | 0.8 | 2018-12-31 | 2019-12-31 | 365 | 4.3999 | 4 | 0.3999
79359 | 35.88 | 0.6 | 2018-12-31 | 2019-12-31 | 365 | 24.667 | 24 | 0.66695
80715 | 8.12 | 0.8 | 2018-12-31 | 2019-12-31 | 365 | 7.4432 | 7 | 0.44317
80748 | 9.045 | 0.8 | 2018-12-31 | 2019-12-31 | 365 | 8.2911 | 8 | 0.29107
80749 | 8.375 | 0.8 | 2018-12-31 | 2019-12-31 | 365 | 7.6769 | 7 | 0.67691
80750 | 6 | 0.8 | 2018-12-31 | 2019-12-31 | 365 | 5.4999 | 5 | 0.49988
80771 | 3.48 | 0.8 | 2018-12-31 | 2019-12-31 | 365 | 3.1899 | 3 | 0.18993
80390 | 6.27 | 0.8 | 2018-12-31 | 2019-12-31 | 365 | 5.7474 | 5 | 0.74737
80690 | 21.76 | 0.8 | 2018-12-31 | 2019-12-31 | 365 | 19.9462 | 19 | 0.94623
80689 | 34 | 0.6 | 2018-12-31 | 2019-12-31 | 365 | 23.3745 | 23 | 0.37448
80776 | 8.7 | 0.8 | 2018-12-31 | 2019-12-31 | 365 | 7.9748 | 7 | 0.97482
80610 | 10.88 | 0.8 | 2018-12-31 | 2019-12-31 | 365 | 9.9731 | 9 | 0.97311
80612 | 16.415 | 0.8 | 2018-12-31 | 2019-12-31 | 365 | 15.0468 | 15 | 0.046751
80791 | 11.39 | 0.8 | 2018-12-31 | 2019-12-31 | 365 | 10.4406 | 10 | 0.4406
80050 | 7 | 0.8 | 2018-12-31 | 2019-12-31 | 365 | 6.4165 | 6 | 0.41652
80051 | 9.45 | 0.8 | 2018-12-31 | 2019-12-31 | 365 | 8.6623 | 8 | 0.66231
80621 | 9.405 | 0.8 | 2018-12-31 | 2019-12-31 | 365 | 8.6211 | 8 | 0.62106
80482 | 4.845 | 0.8 | 2018-12-31 | 2019-12-31 | 365 | 4.4412 | 4 | 0.44115
80211 | 12.18 | 0.8 | 2018-12-31 | 2019-12-31 | 365 | 11.1648 | 11 | 0.16475
80597 | 9.28 | 0.8 | 2018-12-31 | 2019-12-31 | 365 | 8.5065 | 8 | 0.50648
80667 | 14.79 | 0.8 | 2018-12-31 | 2019-12-31 | 365 | 13.5572 | 13 | 0.5572
80686 | 11.505 | 0.8 | 2018-12-31 | 2019-12-31 | 365 | 10.546 | 10 | 0.54602
80772 | 15.075 | 0.8 | 2018-12-31 | 2019-12-31 | 365 | 13.8184 | 13 | 0.81844
80872 | 1.55 | 0.8 | 2018-12-31 | 2019-12-31 | 365 | 1.4208 | 1 | 0.4208
80875 | 12.76 | 0.8 | 2018-12-31 | 2019-12-31 | 365 | 11.6964 | 11 | 0.69641
80877 | 10.5 | 0.8 | 2018-12-31 | 2019-12-31 | 365 | 9.6248 | 9 | 0.62479
80879 | 6.27 | 0.8 | 2018-12-31 | 2019-12-31 | 365 | 5.7474 | 5 | 0.74737
80663 | 4.56 | 0.8 | 2018-12-31 | 2019-12-31 | 365 | 4.1799 | 4 | 0.17991
80892 | 7.2 | 0.8 | 2018-12-31 | 2019-12-31 | 365 | 6.5999 | 6 | 0.59985
80893 | 7 | 0.8 | 2018-12-31 | 2019-12-31 | 365 | 6.4165 | 6 | 0.41652
80917 | 8.1 | 0.8 | 2018-12-31 | 2019-12-31 | 365 | 7.4248 | 7 | 0.42484
80920 | 9.57 | 0.8 | 2018-12-31 | 2019-12-31 | 365 | 8.7723 | 8 | 0.77231
80923 | 7.25 | 0.8 | 2018-12-31 | 2019-12-31 | 365 | 6.6457 | 6 | 0.64569
80949 | 10.83 | 0.8 | 2018-12-31 | 2019-12-31 | 365 | 9.9273 | 9 | 0.92728
80950 | 11.97 | 0.8 | 2018-12-31 | 2019-12-31 | 365 | 10.9723 | 10 | 0.97226
80951 | 7.37 | 0.8 | 2018-12-31 | 2019-12-31 | 365 | 6.7557 | 6 | 0.75568
80953 | 4.35 | 0.8 | 2018-12-31 | 2019-12-31 | 365 | 3.9874 | 3 | 0.98741
80956 | 5.4 | 0.8 | 2018-12-31 | 2019-12-31 | 365 | 4.9499 | 4 | 0.94989
80957 | 9.28 | 0.8 | 2018-12-31 | 2019-12-31 | 365 | 8.5065 | 8 | 0.50648
80992 | 26.22 | 0.6 | 2018-12-31 | 2019-12-31 | 365 | 18.0259 | 18 | 0.025851
80993 | 6.96 | 0.8 | 2018-12-31 | 2019-12-31 | 365 | 6.3799 | 6 | 0.37986
80995 | 12.18 | 0.8 | 2018-12-31 | 2019-12-31 | 365 | 11.1648 | 11 | 0.16475
81036 | 6.7 | 0.8 | 2018-12-31 | 2019-12-31 | 365 | 6.1415 | 6 | 0.14153
81037 | 7.35 | 0.8 | 2018-12-31 | 2019-12-31 | 365 | 6.7374 | 6 | 0.73735
81038 | 8.4 | 0.8 | 2018-12-31 | 2019-12-31 | 365 | 7.6998 | 7 | 0.69983
81039 | 10.15 | 0.8 | 2018-12-31 | 2019-12-31 | 365 | 9.304 | 9 | 0.30396
81040 | 8.4 | 0.8 | 2018-12-31 | 2019-12-31 | 365 | 7.6998 | 7 | 0.69983
81041 | 4.9 | 0.8 | 2018-12-31 | 2019-12-31 | 365 | 4.4916 | 4 | 0.49157
81086 | 11.6 | 0.8 | 2018-12-31 | 2019-12-31 | 365 | 10.6331 | 10 | 0.6331
81089 | 6.67 | 0.8 | 2018-12-31 | 2019-12-31 | 365 | 6.114 | 6 | 0.11403
81090 | 13.34 | 0.8 | 2018-12-31 | 2019-12-31 | 365 | 12.2281 | 12 | 0.22806
81095 | 2.9 | 0.8 | 2018-12-31 | 2019-12-31 | 365 | 2.6583 | 2 | 0.65827
80717 | 9.405 | 0.8 | 2018-12-31 | 2019-12-31 | 365 | 8.6211 | 8 | 0.62106
80873 | 273.76 | 0.7 | 2018-12-31 | 2019-12-31 | 365 | 219.5735 | 219 | 0.57348
81098 | 2.32 | 0.8 | 2018-12-31 | 2019-12-31 | 365 | 2.1266 | 2 | 0.12662
81103 | 5.2 | 0.8 | 2018-12-31 | 2019-12-31 | 365 | 4.7666 | 4 | 0.76656
81105 | 6.6 | 0.8 | 2018-12-31 | 2019-12-31 | 365 | 6.0499 | 6 | 0.049866
81114 | 6.84 | 0.8 | 2018-12-31 | 2019-12-31 | 365 | 6.2699 | 6 | 0.26986
81161 | 20.88 | 0.8 | 2018-12-31 | 2019-12-31 | 365 | 19.1396 | 19 | 0.13958
80914 | 10.44 | 0.8 | 2018-12-31 | 2019-12-31 | 365 | 9.5698 | 9 | 0.56979
81207 | 10.5 | 0.8 | 2018-12-31 | 2019-12-31 | 365 | 9.6248 | 9 | 0.62479
81209 | 9.28 | 0.8 | 2018-12-31 | 2019-12-31 | 365 | 8.5065 | 8 | 0.50648
80874 | 7.41 | 0.8 | 2018-12-31 | 2019-12-31 | 365 | 6.7923 | 6 | 0.79235
80955 | 4.06 | 0.8 | 2018-12-31 | 2019-12-31 | 365 | 3.7216 | 3 | 0.72158
80990 | 7.015 | 1 | 2018-12-31 | 2019-12-31 | 365 | 8.0378 | 8 | 0.037843
81035 | 4.29 | 0.8 | 2018-12-31 | 2019-12-31 | 365 | 3.9324 | 3 | 0.93241
81084 | 9.86 | 0.8 | 2018-12-31 | 2019-12-31 | 365 | 9.0381 | 9 | 0.038134
81092 | 9.28 | 0.8 | 2018-12-31 | 2019-12-31 | 365 | 8.5065 | 8 | 0.50648
81097 | 4.06 | 0.8 | 2018-12-31 | 2019-12-31 | 365 | 3.7216 | 3 | 0.72158
81205 | 7.83 | 0.8 | 2018-12-31 | 2019-12-31 | 365 | 7.1773 | 7 | 0.17734
81210 | 9.57 | 0.8 | 2018-12-31 | 2019-12-31 | 365 | 8.7723 | 8 | 0.77231
81211 | 6.7 | 0.8 | 2018-12-31 | 2019-12-31 | 365 | 6.1415 | 6 | 0.14153
81212 | 10.385 | 0.8 | 2018-12-31 | 2019-12-31 | 365 | 9.5194 | 9 | 0.51937
81220 | 13.34 | 0.8 | 2018-12-31 | 2019-12-31 | 365 | 12.2281 | 12 | 0.22806
81226 | 7.93 | 0.8 | 2018-12-31 | 2019-12-31 | 365 | 7.269 | 7 | 0.26901
81231 | 6.38 | 0.8 | 2018-12-31 | 2019-12-31 | 365 | 5.8482 | 5 | 0.8482
81238 | 23.2 | 0.8 | 2018-12-31 | 2019-12-31 | 365 | 21.2662 | 21 | 0.2662
81287 | 12.25 | 0.8 | 2018-12-31 | 2019-12-31 | 365 | 11.2289 | 11 | 0.22892
80658 | 6.3 | 0.8 | 2018-12-31 | 2019-12-31 | 365 | 5.7749 | 5 | 0.77487
81336 | 5.95 | 0.8 | 2018-12-31 | 2019-12-31 | 365 | 5.454 | 5 | 0.45405
81338 | 7.41 | 0.8 | 2018-12-31 | 2019-12-31 | 365 | 6.7923 | 6 | 0.79235
80659 | 40.89 | 0.6 | 2018-12-31 | 2019-12-31 | 365 | 28.1113 | 28 | 0.11125
81381 | 15.39 | 0.8 | 2018-12-31 | 2019-12-31 | 365 | 14.1072 | 14 | 0.10719
81382 | 6.785 | 0.8 | 2018-12-31 | 2019-12-31 | 365 | 6.2194 | 6 | 0.21945
81383 | 7.25 | 0.8 | 2018-12-31 | 2019-12-31 | 365 | 6.6457 | 6 | 0.64569
81386 | 6.49 | 0.8 | 2018-12-31 | 2019-12-31 | 365 | 5.949 | 5 | 0.94904
81388 | 12.71 | 0.8 | 2018-12-31 | 2019-12-31 | 365 | 11.6506 | 11 | 0.65058
81391 | 9.28 | 0.8 | 2018-12-31 | 2019-12-31 | 365 | 8.5065 | 8 | 0.50648
81399 | 4.56 | 0.8 | 2018-12-31 | 2019-12-31 | 365 | 4.1799 | 4 | 0.17991
81404 | 5.8 | 0.8 | 2018-12-31 | 2019-12-31 | 365 | 5.3165 | 5 | 0.31655
81406 | 7.83 | 0.8 | 2018-12-31 | 2019-12-31 | 365 | 7.1773 | 7 | 0.17734
81411 | 6.09 | 0.8 | 2018-12-31 | 2019-12-31 | 365 | 5.5824 | 5 | 0.58238
81416 | 6.195 | 0.8 | 2018-12-31 | 2019-12-31 | 365 | 5.6786 | 5 | 0.67862
81111 | 8.99 | 0.8 | 2018-12-31 | 2019-12-31 | 365 | 8.2407 | 8 | 0.24065
81393 | 5.51 | 0.8 | 2018-12-31 | 2019-12-31 | 365 | 5.0507 | 5 | 0.050722
81432 | 6.09 | 0.8 | 2018-12-31 | 2019-12-31 | 365 | 5.5824 | 5 | 0.58238
81433 | 12.285 | 0.8 | 2018-12-31 | 2019-12-31 | 365 | 11.261 | 11 | 0.261
80952 | 11.725 | 0.8 | 2018-12-31 | 2019-12-31 | 365 | 10.7477 | 10 | 0.74768
80954 | 6.38 | 0.8 | 2018-12-31 | 2019-12-31 | 365 | 5.8482 | 5 | 0.8482
81526 | 23.46 | 0.8 | 2018-12-31 | 2019-12-31 | 365 | 21.5045 | 21 | 0.50452
81532 | 12.8 | 0.8 | 2018-12-31 | 2019-12-31 | 365 | 11.7331 | 11 | 0.73307
81533 | 9.86 | 0.8 | 2018-12-31 | 2019-12-31 | 365 | 9.0381 | 9 | 0.038134
81534 | 4.425 | 0.8 | 2018-12-31 | 2019-12-31 | 365 | 4.0562 | 4 | 0.05616
81119 | 13.2 | 0.8 | 2018-12-31 | 2019-12-31 | 365 | 12.0997 | 12 | 0.099732
81288 | 4.06 | 0.8 | 2018-12-31 | 2019-12-31 | 365 | 3.7216 | 3 | 0.72158
81289 | 4.35 | 0.8 | 2018-12-31 | 2019-12-31 | 365 | 3.9874 | 3 | 0.98741
81402 | 8.41 | 0.8 | 2018-12-31 | 2019-12-31 | 365 | 7.709 | 7 | 0.709
81408 | 4.64 | 0.8 | 2018-12-31 | 2019-12-31 | 365 | 4.2532 | 4 | 0.25324
81413 | 15.87 | 0.8 | 2018-12-31 | 2019-12-31 | 365 | 14.5472 | 14 | 0.54718
81082 | 8.41 | 0.8 | 2018-12-31 | 2019-12-31 | 365 | 7.709 | 7 | 0.709
81527 | 7.14 | 1 | 2018-12-31 | 2019-12-31 | 365 | 8.1811 | 8 | 0.18107
80773 | 13.44 | 0.8 | 2018-12-31 | 2019-12-31 | 365 | 12.3197 | 12 | 0.31973
81640 | 5.13 | 0.8 | 2018-12-31 | 2019-12-31 | 365 | 4.7024 | 4 | 0.7024
81646 | 5.36 | 0.8 | 2018-12-31 | 2019-12-31 | 365 | 4.9132 | 4 | 0.91322
81651 | 8.04 | 0.8 | 2018-12-31 | 2019-12-31 | 365 | 7.3698 | 7 | 0.36984
81656 | 6.785 | 0.8 | 2018-12-31 | 2019-12-31 | 365 | 6.2194 | 6 | 0.21945
81658 | 8.12 | 0.8 | 2018-12-31 | 2019-12-31 | 365 | 7.4432 | 7 | 0.44317
81667 | 10.2 | 0.8 | 2018-12-31 | 2019-12-31 | 365 | 9.3498 | 9 | 0.34979
81670 | 12.255 | 0.8 | 2018-12-31 | 2019-12-31 | 365 | 11.2335 | 11 | 0.2335
81672 | 6.38 | 0.8 | 2018-12-31 | 2019-12-31 | 365 | 5.8482 | 5 | 0.8482
81675 | 5.6 | 0.8 | 2018-12-31 | 2019-12-31 | 365 | 5.1332 | 5 | 0.13322
81680 | 10.08 | 0.8 | 2018-12-31 | 2019-12-31 | 365 | 9.2398 | 9 | 0.2398
81687 | 6.09 | 0.8 | 2018-12-31 | 2019-12-31 | 365 | 5.5824 | 5 | 0.58238
81682 | 2.9 | 0.8 | 2018-12-31 | 2019-12-31 | 365 | 2.6583 | 2 | 0.65827
81415 | 8.1 | 0.8 | 2018-12-31 | 2019-12-31 | 365 | 7.4248 | 7 | 0.42484
81722 | 7.68 | 0.8 | 2018-12-31 | 2019-12-31 | 365 | 7.0398 | 7 | 0.039844
81732 | 7.965 | 0.8 | 2018-12-31 | 2019-12-31 | 365 | 7.3011 | 7 | 0.30109
81723 | 8.05 | 0.8 | 2018-12-31 | 2019-12-31 | 365 | 7.379 | 7 | 0.379
81747 | 4.93 | 0.8 | 2018-12-31 | 2019-12-31 | 365 | 4.5191 | 4 | 0.51907
81702 | 8 | 0.8 | 2018-12-31 | 2019-12-31 | 365 | 7.3332 | 7 | 0.33317
81081 | 10.15 | 0.8 | 2018-12-31 | 2019-12-31 | 365 | 9.304 | 9 | 0.30396
81968 | 7.44 | 0.8 | 2018-12-31 | 2019-12-31 | 365 | 6.8198 | 6 | 0.81985
81966 | 9.57 | 0.8 | 2018-12-31 | 2019-12-31 | 365 | 8.7723 | 8 | 0.77231
81962 | 7.83 | 0.8 | 2018-12-31 | 2019-12-31 | 365 | 7.1773 | 7 | 0.17734
81960 | 7.25 | 0.8 | 2018-12-31 | 2019-12-31 | 365 | 6.6457 | 6 | 0.64569
81959 | 4.845 | 0.8 | 2018-12-31 | 2019-12-31 | 365 | 4.4412 | 4 | 0.44115
81952 | 5.6 | 0.8 | 2018-12-31 | 2019-12-31 | 365 | 5.1332 | 5 | 0.13322
81897 | 4.76 | 0.8 | 2018-12-31 | 2019-12-31 | 365 | 4.3632 | 4 | 0.36324
81881 | 12.255 | 0.8 | 2018-12-31 | 2019-12-31 | 365 | 11.2335 | 11 | 0.2335
81879 | 7.375 | 0.8 | 2018-12-31 | 2019-12-31 | 365 | 6.7603 | 6 | 0.76027
81875 | 13.395 | 0.8 | 2018-12-31 | 2019-12-31 | 365 | 12.2785 | 12 | 0.27848
81873 | 9.92 | 0.8 | 2018-12-31 | 2019-12-31 | 365 | 9.0931 | 9 | 0.093132
81337 | 9.92 | 0.8 | 2018-12-31 | 2019-12-31 | 365 | 9.0931 | 9 | 0.093132
80991 | 11.395 | 1 | 2018-12-31 | 2019-12-31 | 365 | 13.0565 | 13 | 0.056482
81678 | 9.28 | 0.8 | 2018-12-31 | 2019-12-31 | 365 | 8.5065 | 8 | 0.50648
81967 | 15.08 | 0.8 | 2018-12-31 | 2019-12-31 | 365 | 13.823 | 13 | 0.82303
63343 | 805.14 | 0.8 | 2018-12-31 | 2019-12-31 | 365 | 738.0287 | 738 | 0.028682
67649 | 3.71 | 1 | 2018-12-31 | 2019-12-31 | 365 | 4.2509 | 4 | 0.25095
82005 | 6.49 | 0.8 | 2018-12-31 | 2019-12-31 | 365 | 5.949 | 5 | 0.94904
82007 | 13.395 | 0.8 | 2018-12-31 | 2019-12-31 | 365 | 12.2785 | 12 | 0.27848
82062 | 6.6 | 0.8 | 2018-12-31 | 2019-12-31 | 365 | 6.0499 | 6 | 0.049866
82079 | 3.48 | 0.8 | 2018-12-31 | 2019-12-31 | 365 | 3.1899 | 3 | 0.18993
81867 | 5.49 | 1 | 2018-12-31 | 2019-12-31 | 365 | 6.2905 | 6 | 0.29049
82144 | 5.52 | 0.8 | 2018-12-31 | 2019-12-31 | 365 | 5.0599 | 5 | 0.059888
82181 | 4.96 | 0.8 | 2018-12-31 | 2019-12-31 | 365 | 4.5466 | 4 | 0.54657
82177 | 11.31 | 0.8 | 2018-12-31 | 2019-12-31 | 365 | 10.3673 | 10 | 0.36727
82145 | 9.44 | 0.8 | 2018-12-31 | 2019-12-31 | 365 | 8.6531 | 8 | 0.65314
82287 | 12.685 | 0.8 | 2018-12-31 | 2019-12-31 | 365 | 11.6277 | 11 | 0.62766
82293 | 4.56 | 0.8 | 2018-12-31 | 2019-12-31 | 365 | 4.1799 | 4 | 0.17991
82342 | 4.96 | 0.8 | 2018-12-31 | 2019-12-31 | 365 | 4.5466 | 4 | 0.54657
82344 | 3.72 | 0.8 | 2018-12-31 | 2019-12-31 | 365 | 3.4099 | 3 | 0.40992
82350 | 7.75 | 0.8 | 2018-12-31 | 2019-12-31 | 365 | 7.104 | 7 | 0.10401
81969 | 7.54 | 0.8 | 2018-12-31 | 2019-12-31 | 365 | 6.9115 | 6 | 0.91151
82343 | 7.13 | 0.8 | 2018-12-31 | 2019-12-31 | 365 | 6.5357 | 6 | 0.53569
82466 | 10.325 | 0.8 | 2018-12-31 | 2019-12-31 | 365 | 9.4644 | 9 | 0.46437
82467 | 8.12 | 0.8 | 2018-12-31 | 2019-12-31 | 365 | 7.4432 | 7 | 0.44317
82468 | 8.99 | 0.8 | 2018-12-31 | 2019-12-31 | 365 | 8.2407 | 8 | 0.24065
82469 | 7.54 | 0.8 | 2018-12-31 | 2019-12-31 | 365 | 6.9115 | 6 | 0.91151
82470 | 6.96 | 0.8 | 2018-12-31 | 2019-12-31 | 365 | 6.3799 | 6 | 0.37986
82472 | 8.99 | 0.8 | 2018-12-31 | 2019-12-31 | 365 | 8.2407 | 8 | 0.24065
82473 | 12.71 | 0.8 | 2018-12-31 | 2019-12-31 | 365 | 11.6506 | 11 | 0.65058
82477 | 14.79 | 0.8 | 2018-12-31 | 2019-12-31 | 365 | 13.5572 | 13 | 0.5572
81691 | 12.39 | 0.8 | 2018-12-31 | 2019-12-31 | 365 | 11.3572 | 11 | 0.35725
80989 | 12.8 | 0.8 | 2018-12-31 | 2019-12-31 | 365 | 11.7331 | 11 | 0.73307
81953 | 10.15 | 0.8 | 2018-12-31 | 2019-12-31 | 365 | 9.304 | 9 | 0.30396
81699 | 4.35 | 0.8 | 2018-12-31 | 2019-12-31 | 365 | 3.9874 | 3 | 0.98741
81745 | 10.03 | 0.8 | 2018-12-31 | 2019-12-31 | 365 | 9.194 | 9 | 0.19396
81718 | 6.1 | 0.8 | 2018-12-31 | 2019-12-31 | 365 | 5.5915 | 5 | 0.59154
81727 | 15.4 | 0.8 | 2018-12-31 | 2019-12-31 | 365 | 14.1164 | 14 | 0.11635
81730 | 13.65 | 0.8 | 2018-12-31 | 2019-12-31 | 365 | 12.5122 | 12 | 0.51222
81768 | 5.12 | 0.8 | 2018-12-31 | 2019-12-31 | 365 | 4.6932 | 4 | 0.69323
82023 | 8.85 | 0.8 | 2018-12-31 | 2019-12-31 | 365 | 8.1123 | 8 | 0.11232
81874 | 5.355 | 0.8 | 2018-12-31 | 2019-12-31 | 365 | 4.9086 | 4 | 0.90864
81876 | 9 | 0.8 | 2018-12-31 | 2019-12-31 | 365 | 8.2498 | 8 | 0.24982
82064 | 6.38 | 0.8 | 2018-12-31 | 2019-12-31 | 365 | 5.8482 | 5 | 0.8482
81963 | 7.25 | 0.8 | 2018-12-31 | 2019-12-31 | 365 | 6.6457 | 6 | 0.64569
81965 | 9.765 | 0.8 | 2018-12-31 | 2019-12-31 | 365 | 8.9511 | 8 | 0.95105
82080 | 7.68 | 0.8 | 2018-12-31 | 2019-12-31 | 365 | 7.0398 | 7 | 0.039844
82082 | 9.36 | 0.8 | 2018-12-31 | 2019-12-31 | 365 | 8.5798 | 8 | 0.57981
82085 | 10.725 | 0.8 | 2018-12-31 | 2019-12-31 | 365 | 9.831 | 9 | 0.83103
82365 | 9.6 | 0.8 | 2018-12-31 | 2019-12-31 | 365 | 8.7998 | 8 | 0.79981
82352 | 3.48 | 0.8 | 2018-12-31 | 2019-12-31 | 365 | 3.1899 | 3 | 0.18993
82120 | 12.06 | 0.8 | 2018-12-31 | 2019-12-31 | 365 | 11.0548 | 11 | 0.054756
82178 | 7.875 | 0.8 | 2018-12-31 | 2019-12-31 | 365 | 7.2186 | 7 | 0.21859
82491 | 9.86 | 0.8 | 2018-12-31 | 2019-12-31 | 365 | 9.0381 | 9 | 0.038134
81380 | 10.545 | 0.8 | 2018-12-31 | 2019-12-31 | 365 | 9.666 | 9 | 0.66604
82247 | 10.73 | 0.8 | 2018-12-31 | 2019-12-31 | 365 | 9.8356 | 9 | 0.83562
82248 | 6.84 | 0.8 | 2018-12-31 | 2019-12-31 | 365 | 6.2699 | 6 | 0.26986
82249 | 5.9 | 0.8 | 2018-12-31 | 2019-12-31 | 365 | 5.4082 | 5 | 0.40821
82250 | 9.12 | 0.8 | 2018-12-31 | 2019-12-31 | 365 | 8.3598 | 8 | 0.35982
82251 | 8.28 | 0.8 | 2018-12-31 | 2019-12-31 | 365 | 7.5898 | 7 | 0.58983
82252 | 4.8 | 0.8 | 2018-12-31 | 2019-12-31 | 365 | 4.3999 | 4 | 0.3999
82254 | 8.75 | 0.8 | 2018-12-31 | 2019-12-31 | 365 | 8.0207 | 8 | 0.020656
82258 | 5.95 | 0.8 | 2018-12-31 | 2019-12-31 | 365 | 5.454 | 5 | 0.45405
82260 | 4.68 | 0.8 | 2018-12-31 | 2019-12-31 | 365 | 4.2899 | 4 | 0.28991
82264 | 9.45 | 0.8 | 2018-12-31 | 2019-12-31 | 365 | 8.6623 | 8 | 0.66231
82266 | 10.15 | 0.8 | 2018-12-31 | 2019-12-31 | 365 | 9.304 | 9 | 0.30396
82268 | 6.3 | 0.8 | 2018-12-31 | 2019-12-31 | 365 | 5.7749 | 5 | 0.77487
82277 | 11.2 | 0.8 | 2018-12-31 | 2019-12-31 | 365 | 10.2664 | 10 | 0.26644
82279 | 14.388 | 0.8 | 2018-12-31 | 2019-12-31 | 365 | 13.1887 | 13 | 0.18871
82281 | 6.3 | 0.8 | 2018-12-31 | 2019-12-31 | 365 | 5.7749 | 5 | 0.77487
82284 | 8.96 | 0.8 | 2018-12-31 | 2019-12-31 | 365 | 8.2132 | 8 | 0.21315
82291 | 7.705 | 0.8 | 2018-12-31 | 2019-12-31 | 365 | 7.0628 | 7 | 0.062761
82367 | 6.36 | 0.8 | 2018-12-31 | 2019-12-31 | 365 | 5.8299 | 5 | 0.82987
82370 | 5.31 | 0.8 | 2018-12-31 | 2019-12-31 | 365 | 4.8674 | 4 | 0.86739
82371 | 5.4 | 0.8 | 2018-12-31 | 2019-12-31 | 365 | 4.9499 | 4 | 0.94989
82372 | 24.65 | 0.8 | 2018-12-31 | 2019-12-31 | 365 | 22.5953 | 22 | 0.59533
82374 | 3.1 | 0.8 | 2018-12-31 | 2019-12-31 | 365 | 2.8416 | 2 | 0.8416
82375 | 8.75 | 0.8 | 2018-12-31 | 2019-12-31 | 365 | 8.0207 | 8 | 0.020656
82400 | 8.91 | 0.8 | 2018-12-31 | 2019-12-31 | 365 | 8.1673 | 8 | 0.16732
82401 | 5.8 | 0.8 | 2018-12-31 | 2019-12-31 | 365 | 5.3165 | 5 | 0.31655
82405 | 15.37 | 0.8 | 2018-12-31 | 2019-12-31 | 365 | 14.0889 | 14 | 0.088855
82408 | 5.51 | 0.8 | 2018-12-31 | 2019-12-31 | 365 | 5.0507 | 5 | 0.050722
82474 | 13.275 | 0.8 | 2018-12-31 | 2019-12-31 | 365 | 12.1685 | 12 | 0.16848
82475 | 11.21 | 0.8 | 2018-12-31 | 2019-12-31 | 365 | 10.2756 | 10 | 0.27561
82528 | 8.4 | 0.8 | 2018-12-31 | 2019-12-31 | 365 | 7.6998 | 7 | 0.69983
82564 | 7.15 | 0.8 | 2018-12-31 | 2019-12-31 | 365 | 6.554 | 6 | 0.55402
82568 | 6.38 | 0.8 | 2018-12-31 | 2019-12-31 | 365 | 5.8482 | 5 | 0.8482
82570 | 9.1 | 0.8 | 2018-12-31 | 2019-12-31 | 365 | 8.3415 | 8 | 0.34148
82571 | 10.5 | 0.8 | 2018-12-31 | 2019-12-31 | 365 | 9.6248 | 9 | 0.62479
82573 | 10.15 | 0.8 | 2018-12-31 | 2019-12-31 | 365 | 9.304 | 9 | 0.30396
82576 | 10.5 | 0.8 | 2018-12-31 | 2019-12-31 | 365 | 9.6248 | 9 | 0.62479
82579 | 7.83 | 0.8 | 2018-12-31 | 2019-12-31 | 365 | 7.1773 | 7 | 0.17734
82583 | 7.83 | 0.8 | 2018-12-31 | 2019-12-31 | 365 | 7.1773 | 7 | 0.17734
82066 | 24.75 | 0.8 | 2018-12-31 | 2019-12-31 | 365 | 22.687 | 22 | 0.687
81698 | 9.735 | 0.8 | 2018-12-31 | 2019-12-31 | 365 | 8.9236 | 8 | 0.92355
81863 | 4.2 | 0.8 | 2018-12-31 | 2019-12-31 | 365 | 3.8499 | 3 | 0.84991
82403 | 6.38 | 0.8 | 2018-12-31 | 2019-12-31 | 365 | 5.8482 | 5 | 0.8482
82584 | 14.82 | 0.8 | 2018-12-31 | 2019-12-31 | 365 | 13.5847 | 13 | 0.5847
82346 | 16.74 | 0.8 | 2018-12-31 | 2019-12-31 | 365 | 15.3447 | 15 | 0.34466
82398 | 5.76 | 0.8 | 2018-12-31 | 2019-12-31 | 365 | 5.2799 | 5 | 0.27988
83051 | 9.3 | 0.8 | 2018-12-31 | 2019-12-31 | 365 | 8.5248 | 8 | 0.52481
83048 | 5.7 | 0.8 | 2018-12-31 | 2019-12-31 | 365 | 5.2249 | 5 | 0.22488
82471 | 4.64 | 0.8 | 2018-12-31 | 2019-12-31 | 365 | 4.2532 | 4 | 0.25324
82399 | 8.37 | 0.8 | 2018-12-31 | 2019-12-31 | 365 | 7.6723 | 7 | 0.67233
82525 | 18.65 | 0.8 | 2018-12-31 | 2019-12-31 | 365 | 17.0955 | 17 | 0.095455
82276 | 7 | 0.8 | 2018-12-31 | 2019-12-31 | 365 | 6.4165 | 6 | 0.41652
82638 | 8.26 | 0.8 | 2018-12-31 | 2019-12-31 | 365 | 7.5715 | 7 | 0.5715
82643 | 6.38 | 0.8 | 2018-12-31 | 2019-12-31 | 365 | 5.8482 | 5 | 0.8482
82657 | 10.545 | 0.8 | 2018-12-31 | 2019-12-31 | 365 | 9.666 | 9 | 0.66604
81958 | 6.09 | 0.8 | 2018-12-31 | 2019-12-31 | 365 | 5.5824 | 5 | 0.58238
82690 | 12.6 | 0.8 | 2018-12-31 | 2019-12-31 | 365 | 11.5497 | 11 | 0.54974
82694 | 6.6 | 0.8 | 2018-12-31 | 2019-12-31 | 365 | 6.0499 | 6 | 0.049866
82695 | 6.6 | 0.8 | 2018-12-31 | 2019-12-31 | 365 | 6.0499 | 6 | 0.049866
82698 | 4.5 | 0.8 | 2018-12-31 | 2019-12-31 | 365 | 4.1249 | 4 | 0.12491
82701 | 5.795 | 0.8 | 2018-12-31 | 2019-12-31 | 365 | 5.312 | 5 | 0.31197
82705 | 12.2 | 0.8 | 2018-12-31 | 2019-12-31 | 365 | 11.1831 | 11 | 0.18309
82734 | 5.51 | 0.8 | 2018-12-31 | 2019-12-31 | 365 | 5.0507 | 5 | 0.050722
82737 | 4.5 | 0.8 | 2018-12-31 | 2019-12-31 | 365 | 4.1249 | 4 | 0.12491
82741 | 2.68 | 0.8 | 2018-12-31 | 2019-12-31 | 365 | 2.4566 | 2 | 0.45661
82745 | 12.71 | 0.8 | 2018-12-31 | 2019-12-31 | 365 | 11.6506 | 11 | 0.65058
82794 | 9.28 | 0.8 | 2018-12-31 | 2019-12-31 | 365 | 8.5065 | 8 | 0.50648
82795 | 13.05 | 0.8 | 2018-12-31 | 2019-12-31 | 365 | 11.9622 | 11 | 0.96224
82796 | 8.26 | 0.8 | 2018-12-31 | 2019-12-31 | 365 | 7.5715 | 7 | 0.5715
82848 | 14 | 0.8 | 2018-12-31 | 2019-12-31 | 365 | 12.833 | 12 | 0.83305
82852 | 12.95 | 0.8 | 2018-12-31 | 2019-12-31 | 365 | 11.8706 | 11 | 0.87057
82854 | 8.85 | 0.8 | 2018-12-31 | 2019-12-31 | 365 | 8.1123 | 8 | 0.11232
82855 | 8.4 | 0.8 | 2018-12-31 | 2019-12-31 | 365 | 7.6998 | 7 | 0.69983
81883 | 5.1 | 0.8 | 2018-12-31 | 2019-12-31 | 365 | 4.6749 | 4 | 0.6749
83234 | 13.275 | 0.8 | 2018-12-31 | 2019-12-31 | 365 | 12.1685 | 12 | 0.16848
82179 | 4.96 | 0.8 | 2018-12-31 | 2019-12-31 | 365 | 4.5466 | 4 | 0.54657
82143 | 7.56 | 0.8 | 2018-12-31 | 2019-12-31 | 365 | 6.9298 | 6 | 0.92985
82582 | 12.6 | 0.8 | 2018-12-31 | 2019-12-31 | 365 | 11.5497 | 11 | 0.54974
81664 | 13.115 | 0.8 | 2018-12-31 | 2019-12-31 | 365 | 12.0218 | 12 | 0.021818
82369 | 7.83 | 0.8 | 2018-12-31 | 2019-12-31 | 365 | 7.1773 | 7 | 0.17734
81954 | 8.4 | 0.8 | 2018-12-31 | 2019-12-31 | 365 | 7.6998 | 7 | 0.69983
82572 | 9.45 | 0.8 | 2018-12-31 | 2019-12-31 | 365 | 8.6623 | 8 | 0.66231
82888 | 7.25 | 0.8 | 2018-12-31 | 2019-12-31 | 365 | 6.6457 | 6 | 0.64569
82889 | 7.25 | 0.8 | 2018-12-31 | 2019-12-31 | 365 | 6.6457 | 6 | 0.64569
82890 | 8.375 | 0.8 | 2018-12-31 | 2019-12-31 | 365 | 7.6769 | 7 | 0.67691
79043 | 73.71 | 0.7 | 2018-12-31 | 2019-12-31 | 365 | 59.1203 | 59 | 0.12026
82798 | 11.21 | 0.8 | 2018-12-31 | 2019-12-31 | 365 | 10.2756 | 10 | 0.27561
82915 | 13.44 | 0.8 | 2018-12-31 | 2019-12-31 | 365 | 12.3197 | 12 | 0.31973
82916 | 7.08 | 0.8 | 2018-12-31 | 2019-12-31 | 365 | 6.4899 | 6 | 0.48986
82923 | 9.92 | 0.8 | 2018-12-31 | 2019-12-31 | 365 | 9.0931 | 9 | 0.093132
82924 | 5.7 | 0.8 | 2018-12-31 | 2019-12-31 | 365 | 5.2249 | 5 | 0.22488
82925 | 7.81 | 0.8 | 2018-12-31 | 2019-12-31 | 365 | 7.159 | 7 | 0.15901
82929 | 6.12 | 0.8 | 2018-12-31 | 2019-12-31 | 365 | 5.6099 | 5 | 0.60988
82802 | 8.555 | 0.8 | 2018-12-31 | 2019-12-31 | 365 | 7.8419 | 7 | 0.84191
82931 | 5.85 | 0.8 | 2018-12-31 | 2019-12-31 | 365 | 5.3624 | 5 | 0.36238
82933 | 10.8 | 0.8 | 2018-12-31 | 2019-12-31 | 365 | 9.8998 | 9 | 0.89978
82936 | 10.005 | 0.8 | 2018-12-31 | 2019-12-31 | 365 | 9.171 | 9 | 0.17105
82938 | 3.84 | 0.8 | 2018-12-31 | 2019-12-31 | 365 | 3.5199 | 3 | 0.51992
81700 | 7.375 | 0.8 | 2018-12-31 | 2019-12-31 | 365 | 6.7603 | 6 | 0.76027
81705 | 13.3 | 0.8 | 2018-12-31 | 2019-12-31 | 365 | 12.1914 | 12 | 0.1914
81961 | 6.96 | 0.8 | 2018-12-31 | 2019-12-31 | 365 | 6.3799 | 6 | 0.37986
82081 | 10.385 | 0.8 | 2018-12-31 | 2019-12-31 | 365 | 9.5194 | 9 | 0.51937
82121 | 4.14 | 0.8 | 2018-12-31 | 2019-12-31 | 365 | 3.7949 | 3 | 0.79492
82373 | 12.71 | 0.8 | 2018-12-31 | 2019-12-31 | 365 | 11.6506 | 11 | 0.65058
82574 | 10.85 | 0.8 | 2018-12-31 | 2019-12-31 | 365 | 9.9456 | 9 | 0.94561
82692 | 3.3 | 0.8 | 2018-12-31 | 2019-12-31 | 365 | 3.0249 | 3 | 0.024933
82922 | 12.9 | 0.8 | 2018-12-31 | 2019-12-31 | 365 | 11.8247 | 11 | 0.82474
82981 | 7.25 | 0.8 | 2018-12-31 | 2019-12-31 | 365 | 6.6457 | 6 | 0.64569
82691 | 7.2 | 0.8 | 2018-12-31 | 2019-12-31 | 365 | 6.5999 | 6 | 0.59985
82656 | 11.52 | 0.8 | 2018-12-31 | 2019-12-31 | 365 | 10.5598 | 10 | 0.55977
83025 | 6.49 | 0.8 | 2018-12-31 | 2019-12-31 | 365 | 5.949 | 5 | 0.94904
83026 | 9.735 | 0.8 | 2018-12-31 | 2019-12-31 | 365 | 8.9236 | 8 | 0.92355
83027 | 8.555 | 0.8 | 2018-12-31 | 2019-12-31 | 365 | 7.8419 | 7 | 0.84191
83028 | 7.965 | 0.8 | 2018-12-31 | 2019-12-31 | 365 | 7.3011 | 7 | 0.30109
83029 | 3.77 | 0.8 | 2018-12-31 | 2019-12-31 | 365 | 3.4558 | 3 | 0.45576
82986 | 9.145 | 0.8 | 2018-12-31 | 2019-12-31 | 365 | 8.3827 | 8 | 0.38273
83030 | 13.2 | 0.8 | 2018-12-31 | 2019-12-31 | 365 | 12.0997 | 12 | 0.099732
82917 | 12.42 | 0.8 | 2018-12-31 | 2019-12-31 | 365 | 11.3847 | 11 | 0.38475
82983 | 10.325 | 0.8 | 2018-12-31 | 2019-12-31 | 365 | 9.4644 | 9 | 0.46437
83049 | 9.9 | 0.8 | 2018-12-31 | 2019-12-31 | 365 | 9.0748 | 9 | 0.074799
82926 | 5.4 | 0.8 | 2018-12-31 | 2019-12-31 | 365 | 4.9499 | 4 | 0.94989
83024 | 4.425 | 0.8 | 2018-12-31 | 2019-12-31 | 365 | 4.0562 | 4 | 0.05616
83050 | 3.245 | 0.8 | 2018-12-31 | 2019-12-31 | 365 | 2.9745 | 2 | 0.97452
83052 | 7.2 | 0.8 | 2018-12-31 | 2019-12-31 | 365 | 6.5999 | 6 | 0.59985
83053 | 13.275 | 0.8 | 2018-12-31 | 2019-12-31 | 365 | 12.1685 | 12 | 0.16848
83061 | 9.28 | 0.8 | 2018-12-31 | 2019-12-31 | 365 | 8.5065 | 8 | 0.50648
83062 | 2.48 | 0.8 | 2018-12-31 | 2019-12-31 | 365 | 2.2733 | 2 | 0.27328
83063 | 11.31 | 0.8 | 2018-12-31 | 2019-12-31 | 365 | 10.3673 | 10 | 0.36727
83064 | 8.55 | 0.8 | 2018-12-31 | 2019-12-31 | 365 | 7.8373 | 7 | 0.83733
83090 | 13.275 | 0.8 | 2018-12-31 | 2019-12-31 | 365 | 12.1685 | 12 | 0.16848
83111 | 7.41 | 0.8 | 2018-12-31 | 2019-12-31 | 365 | 6.7923 | 6 | 0.79235
83117 | 8.32 | 0.8 | 2018-12-31 | 2019-12-31 | 365 | 7.6265 | 7 | 0.6265
83180 | 7.2 | 0.8 | 2018-12-31 | 2019-12-31 | 365 | 6.5999 | 6 | 0.59985
83181 | 6.3 | 0.8 | 2018-12-31 | 2019-12-31 | 365 | 5.7749 | 5 | 0.77487
83182 | 9 | 0.8 | 2018-12-31 | 2019-12-31 | 365 | 8.2498 | 8 | 0.24982
83183 | 4.8 | 0.8 | 2018-12-31 | 2019-12-31 | 365 | 4.3999 | 4 | 0.3999
83184 | 8.06 | 0.8 | 2018-12-31 | 2019-12-31 | 365 | 7.3882 | 7 | 0.38817
83192 | 11.89 | 0.8 | 2018-12-31 | 2019-12-31 | 365 | 10.8989 | 10 | 0.89893
83200 | 10.03 | 0.8 | 2018-12-31 | 2019-12-31 | 365 | 9.194 | 9 | 0.19396
83220 | 4.64 | 0.8 | 2018-12-31 | 2019-12-31 | 365 | 4.2532 | 4 | 0.25324
83230 | 12.76 | 0.8 | 2018-12-31 | 2019-12-31 | 365 | 11.6964 | 11 | 0.69641
83237 | 13.34 | 0.8 | 2018-12-31 | 2019-12-31 | 365 | 12.2281 | 12 | 0.22806
83238 | 8.99 | 0.8 | 2018-12-31 | 2019-12-31 | 365 | 8.2407 | 8 | 0.24065
83239 | 6.67 | 0.8 | 2018-12-31 | 2019-12-31 | 365 | 6.114 | 6 | 0.11403
83240 | 11.21 | 0.8 | 2018-12-31 | 2019-12-31 | 365 | 10.2756 | 10 | 0.27561
83241 | 6.38 | 0.8 | 2018-12-31 | 2019-12-31 | 365 | 5.8482 | 5 | 0.8482
83242 | 4.64 | 0.8 | 2018-12-31 | 2019-12-31 | 365 | 4.2532 | 4 | 0.25324
83244 | 9.6 | 0.8 | 2018-12-31 | 2019-12-31 | 365 | 8.7998 | 8 | 0.79981
82920 | 9.28 | 0.8 | 2018-12-31 | 2019-12-31 | 365 | 8.5065 | 8 | 0.50648
81729 | 13.44 | 0.8 | 2018-12-31 | 2019-12-31 | 365 | 12.3197 | 12 | 0.31973
83112 | 5.94 | 0.8 | 2018-12-31 | 2019-12-31 | 365 | 5.4449 | 5 | 0.44488
83329 | 8.7 | 0.8 | 2018-12-31 | 2019-12-31 | 365 | 7.9748 | 7 | 0.97482
83330 | 8.12 | 0.8 | 2018-12-31 | 2019-12-31 | 365 | 7.4432 | 7 | 0.44317
83331 | 10.545 | 0.8 | 2018-12-31 | 2019-12-31 | 365 | 9.666 | 9 | 0.66604
83332 | 7.25 | 0.8 | 2018-12-31 | 2019-12-31 | 365 | 6.6457 | 6 | 0.64569
83336 | 9.57 | 0.8 | 2018-12-31 | 2019-12-31 | 365 | 8.7723 | 8 | 0.77231
83219 | 3.835 | 0.8 | 2018-12-31 | 2019-12-31 | 365 | 3.5153 | 3 | 0.51534
83337 | 10.325 | 0.8 | 2018-12-31 | 2019-12-31 | 365 | 9.4644 | 9 | 0.46437
83338 | 6.49 | 0.8 | 2018-12-31 | 2019-12-31 | 365 | 5.949 | 5 | 0.94904
83339 | 7.375 | 0.8 | 2018-12-31 | 2019-12-31 | 365 | 6.7603 | 6 | 0.76027
83340 | 4.72 | 0.8 | 2018-12-31 | 2019-12-31 | 365 | 4.3266 | 4 | 0.32657
83341 | 11.31 | 0.8 | 2018-12-31 | 2019-12-31 | 365 | 10.3673 | 10 | 0.36727
83342 | 15.08 | 0.8 | 2018-12-31 | 2019-12-31 | 365 | 13.823 | 13 | 0.82303
83343 | 13.275 | 0.8 | 2018-12-31 | 2019-12-31 | 365 | 12.1685 | 12 | 0.16848
83344 | 5.605 | 0.8 | 2018-12-31 | 2019-12-31 | 365 | 5.1378 | 5 | 0.1378
83346 | 13.275 | 0.8 | 2018-12-31 | 2019-12-31 | 365 | 12.1685 | 12 | 0.16848
83347 | 6.49 | 0.8 | 2018-12-31 | 2019-12-31 | 365 | 5.949 | 5 | 0.94904
83351 | 18.6 | 0.8 | 2018-12-31 | 2019-12-31 | 365 | 17.0496 | 17 | 0.049623
83358 | 10.5 | 0.8 | 2018-12-31 | 2019-12-31 | 365 | 9.6248 | 9 | 0.62479
82659 | 3.48 | 0.8 | 2018-12-31 | 2019-12-31 | 365 | 3.1899 | 3 | 0.18993
83364 | 11.88 | 0.8 | 2018-12-31 | 2019-12-31 | 365 | 10.8898 | 10 | 0.88976
83373 | 4.55 | 0.8 | 2018-12-31 | 2019-12-31 | 365 | 4.1707 | 4 | 0.17074
83378 | 20.1 | 0.8 | 2018-12-31 | 2019-12-31 | 365 | 18.4246 | 18 | 0.42459
83368 | 8.64 | 0.8 | 2018-12-31 | 2019-12-31 | 365 | 7.9198 | 7 | 0.91982
81878 | 12.18 | 0.8 | 2018-12-31 | 2019-12-31 | 365 | 11.1648 | 11 | 0.16475
83382 | 11.88 | 0.8 | 2018-12-31 | 2019-12-31 | 365 | 10.8898 | 10 | 0.88976
83355 | 10.4 | 0.8 | 2018-12-31 | 2019-12-31 | 365 | 9.5331 | 9 | 0.53312
83610 | 13.11 | 0.8 | 2018-12-31 | 2019-12-31 | 365 | 12.0172 | 12 | 0.017234
83115 | 3.9 | 0.8 | 2018-12-31 | 2019-12-31 | 365 | 3.5749 | 3 | 0.57492
82555 | 3.135 | 0.8 | 2018-12-31 | 2019-12-31 | 365 | 2.8737 | 2 | 0.87369
81764 | 249.795 | 0.6 | 2018-12-31 | 2019-12-31 | 365 | 171.7303 | 171 | 0.73027
83527 | 7.44 | 0.8 | 2018-12-31 | 2019-12-31 | 365 | 6.8198 | 6 | 0.81985
83528 | 9.975 | 0.8 | 2018-12-31 | 2019-12-31 | 365 | 9.1435 | 9 | 0.14355
83529 | 6.96 | 0.8 | 2018-12-31 | 2019-12-31 | 365 | 6.3799 | 6 | 0.37986
83530 | 7.965 | 0.8 | 2018-12-31 | 2019-12-31 | 365 | 7.3011 | 7 | 0.30109
83531 | 13.34 | 0.8 | 2018-12-31 | 2019-12-31 | 365 | 12.2281 | 12 | 0.22806
83532 | 8.99 | 0.8 | 2018-12-31 | 2019-12-31 | 365 | 8.2407 | 8 | 0.24065
83540 | 5.7 | 0.8 | 2018-12-31 | 2019-12-31 | 365 | 5.2249 | 5 | 0.22488
83541 | 11.31 | 0.8 | 2018-12-31 | 2019-12-31 | 365 | 10.3673 | 10 | 0.36727
83542 | 10.73 | 0.8 | 2018-12-31 | 2019-12-31 | 365 | 9.8356 | 9 | 0.83562
83545 | 11.6 | 0.8 | 2018-12-31 | 2019-12-31 | 365 | 10.6331 | 10 | 0.6331
83556 | 7.54 | 0.8 | 2018-12-31 | 2019-12-31 | 365 | 6.9115 | 6 | 0.91151
83558 | 5.36 | 0.8 | 2018-12-31 | 2019-12-31 | 365 | 4.9132 | 4 | 0.91322
83560 | 7.035 | 0.8 | 2018-12-31 | 2019-12-31 | 365 | 6.4486 | 6 | 0.44861
83609 | 8.91 | 0.8 | 2018-12-31 | 2019-12-31 | 365 | 8.1673 | 8 | 0.16732
83613 | 8.96 | 0.8 | 2018-12-31 | 2019-12-31 | 365 | 8.2132 | 8 | 0.21315
83656 | 13.275 | 0.8 | 2018-12-31 | 2019-12-31 | 365 | 12.1685 | 12 | 0.16848
83657 | 11.21 | 0.8 | 2018-12-31 | 2019-12-31 | 365 | 10.2756 | 10 | 0.27561
83659 | 5.51 | 0.8 | 2018-12-31 | 2019-12-31 | 365 | 5.0507 | 5 | 0.050722
83477 | 5.36 | 0.8 | 2018-12-31 | 2019-12-31 | 365 | 4.9132 | 4 | 0.91322
83614 | 8.85 | 0.8 | 2018-12-31 | 2019-12-31 | 365 | 8.1123 | 8 | 0.11232
83615 | 7.08 | 0.8 | 2018-12-31 | 2019-12-31 | 365 | 6.4899 | 6 | 0.48986
83618 | 4.64 | 0.8 | 2018-12-31 | 2019-12-31 | 365 | 4.2532 | 4 | 0.25324
83619 | 5.51 | 0.8 | 2018-12-31 | 2019-12-31 | 365 | 5.0507 | 5 | 0.050722
83621 | 13.275 | 0.8 | 2018-12-31 | 2019-12-31 | 365 | 12.1685 | 12 | 0.16848
83622 | 10.24 | 0.8 | 2018-12-31 | 2019-12-31 | 365 | 9.3865 | 9 | 0.38646
83624 | 9.86 | 0.8 | 2018-12-31 | 2019-12-31 | 365 | 9.0381 | 9 | 0.038134
83625 | 13.275 | 0.8 | 2018-12-31 | 2019-12-31 | 365 | 12.1685 | 12 | 0.16848
83627 | 5.415 | 0.8 | 2018-12-31 | 2019-12-31 | 365 | 4.9636 | 4 | 0.96364
83628 | 4.845 | 0.8 | 2018-12-31 | 2019-12-31 | 365 | 4.4412 | 4 | 0.44115
83629 | 11.48 | 0.8 | 2018-12-31 | 2019-12-31 | 365 | 10.5231 | 10 | 0.5231
83630 | 9.735 | 0.8 | 2018-12-31 | 2019-12-31 | 365 | 8.9236 | 8 | 0.92355
83631 | 8.64 | 0.8 | 2018-12-31 | 2019-12-31 | 365 | 7.9198 | 7 | 0.91982
83632 | 13.275 | 0.8 | 2018-12-31 | 2019-12-31 | 365 | 12.1685 | 12 | 0.16848
83633 | 10.915 | 0.8 | 2018-12-31 | 2019-12-31 | 365 | 10.0052 | 10 | 0.0051955
83634 | 9.44 | 0.8 | 2018-12-31 | 2019-12-31 | 365 | 8.6531 | 8 | 0.65314
83635 | 4.35 | 0.8 | 2018-12-31 | 2019-12-31 | 365 | 3.9874 | 3 | 0.98741
83636 | 11.7 | 0.8 | 2018-12-31 | 2019-12-31 | 365 | 10.7248 | 10 | 0.72476
83637 | 13.275 | 0.8 | 2018-12-31 | 2019-12-31 | 365 | 12.1685 | 12 | 0.16848
83638 | 19.52 | 0.8 | 2018-12-31 | 2019-12-31 | 365 | 17.8929 | 17 | 0.89294
83639 | 6.03 | 0.8 | 2018-12-31 | 2019-12-31 | 365 | 5.5274 | 5 | 0.52738
83640 | 6.72 | 0.8 | 2018-12-31 | 2019-12-31 | 365 | 6.1599 | 6 | 0.15986
83643 | 10.62 | 0.8 | 2018-12-31 | 2019-12-31 | 365 | 9.7348 | 9 | 0.73478
83645 | 13.3 | 0.8 | 2018-12-31 | 2019-12-31 | 365 | 12.1914 | 12 | 0.1914
83646 | 7 | 0.8 | 2018-12-31 | 2019-12-31 | 365 | 6.4165 | 6 | 0.41652
83647 | 5.04 | 0.8 | 2018-12-31 | 2019-12-31 | 365 | 4.6199 | 4 | 0.6199
83649 | 10.5 | 0.8 | 2018-12-31 | 2019-12-31 | 365 | 9.6248 | 9 | 0.62479
83650 | 10.85 | 0.8 | 2018-12-31 | 2019-12-31 | 365 | 9.9456 | 9 | 0.94561
83651 | 9.6 | 0.8 | 2018-12-31 | 2019-12-31 | 365 | 8.7998 | 8 | 0.79981
83654 | 6.67 | 0.8 | 2018-12-31 | 2019-12-31 | 365 | 6.114 | 6 | 0.11403
83641 | 3.66 | 0.8 | 2018-12-31 | 2019-12-31 | 365 | 3.3549 | 3 | 0.35493
81957 | 6.84 | 0.8 | 2018-12-31 | 2019-12-31 | 365 | 6.2699 | 6 | 0.26986
83642 | 5.76 | 0.8 | 2018-12-31 | 2019-12-31 | 365 | 5.2799 | 5 | 0.27988
82366 | 19.72 | 0.8 | 2018-12-31 | 2019-12-31 | 365 | 18.0763 | 18 | 0.076267
83235 | 15.075 | 0.8 | 2018-12-31 | 2019-12-31 | 365 | 13.8184 | 13 | 0.81844
83617 | 1.45 | 0.8 | 2018-12-31 | 2019-12-31 | 365 | 1.3291 | 1 | 0.32914
83552 | 12.98 | 0.8 | 2018-12-31 | 2019-12-31 | 365 | 11.8981 | 11 | 0.89807
83713 | 10.464 | 0.8 | 2018-12-31 | 2019-12-31 | 365 | 9.5918 | 9 | 0.59179
83717 | 9.9 | 0.8 | 2018-12-31 | 2019-12-31 | 365 | 9.0748 | 9 | 0.074799
83748 | 4.2 | 0.8 | 2018-12-31 | 2019-12-31 | 365 | 3.8499 | 3 | 0.84991
83747 | 6.785 | 0.8 | 2018-12-31 | 2019-12-31 | 365 | 6.2194 | 6 | 0.21945
83054 | 3.3 | 0.8 | 2018-12-31 | 2019-12-31 | 365 | 3.0249 | 3 | 0.024933
81396 | 2.64 | 0.8 | 2018-12-31 | 2019-12-31 | 365 | 2.4199 | 2 | 0.41995
83767 | 4.425 | 0.8 | 2018-12-31 | 2019-12-31 | 365 | 4.0562 | 4 | 0.05616
83333 | 13.395 | 0.8 | 2018-12-31 | 2019-12-31 | 365 | 12.2785 | 12 | 0.27848
82921 | 8.4 | 0.8 | 2018-12-31 | 2019-12-31 | 365 | 7.6998 | 7 | 0.69983
83534 | 5.28 | 0.8 | 2018-12-31 | 2019-12-31 | 365 | 4.8399 | 4 | 0.83989
83719 | 5.8 | 0.8 | 2018-12-31 | 2019-12-31 | 365 | 5.3165 | 5 | 0.31655
83721 | 2.95 | 0.8 | 2018-12-31 | 2019-12-31 | 365 | 2.7041 | 2 | 0.70411
83722 | 7.08 | 0.8 | 2018-12-31 | 2019-12-31 | 365 | 6.4899 | 6 | 0.48986
83724 | 9.9 | 0.8 | 2018-12-31 | 2019-12-31 | 365 | 9.0748 | 9 | 0.074799
83725 | 7.41 | 0.8 | 2018-12-31 | 2019-12-31 | 365 | 6.7923 | 6 | 0.79235
83726 | 13.33 | 0.8 | 2018-12-31 | 2019-12-31 | 365 | 12.2189 | 12 | 0.2189
83731 | 10.385 | 0.8 | 2018-12-31 | 2019-12-31 | 365 | 9.5194 | 9 | 0.51937
83732 | 4.55 | 0.8 | 2018-12-31 | 2019-12-31 | 365 | 4.1707 | 4 | 0.17074
83734 | 9.75 | 0.8 | 2018-12-31 | 2019-12-31 | 365 | 8.9373 | 8 | 0.9373
83735 | 10.791 | 0.8 | 2018-12-31 | 2019-12-31 | 365 | 9.8915 | 9 | 0.89153
83728 | 7.965 | 0.8 | 2018-12-31 | 2019-12-31 | 365 | 7.3011 | 7 | 0.30109
83727 | 7.375 | 0.8 | 2018-12-31 | 2019-12-31 | 365 | 6.7603 | 6 | 0.76027
83720 | 12.24 | 0.8 | 2018-12-31 | 2019-12-31 | 365 | 11.2198 | 11 | 0.21975
83730 | 12.24 | 0.8 | 2018-12-31 | 2019-12-31 | 365 | 11.2198 | 11 | 0.21975
83733 | 12.96 | 0.8 | 2018-12-31 | 2019-12-31 | 365 | 11.8797 | 11 | 0.87974
83653 | 14.7 | 0.8 | 2018-12-31 | 2019-12-31 | 365 | 13.4747 | 13 | 0.4747
83780 | 10.5 | 0.8 | 2018-12-31 | 2019-12-31 | 365 | 9.6248 | 9 | 0.62479
83785 | 16.28 | 0.8 | 2018-12-31 | 2019-12-31 | 365 | 14.923 | 14 | 0.923
83831 | 12.96 | 0.8 | 2018-12-31 | 2019-12-31 | 365 | 11.8797 | 11 | 0.87974
83859 | 10.03 | 0.8 | 2018-12-31 | 2019-12-31 | 365 | 9.194 | 9 | 0.19396
83860 | 5.31 | 0.8 | 2018-12-31 | 2019-12-31 | 365 | 4.8674 | 4 | 0.86739
83862 | 5.6 | 0.8 | 2018-12-31 | 2019-12-31 | 365 | 5.1332 | 5 | 0.13322
83865 | 6.3 | 0.8 | 2018-12-31 | 2019-12-31 | 365 | 5.7749 | 5 | 0.77487
83867 | 5.605 | 0.8 | 2018-12-31 | 2019-12-31 | 365 | 5.1378 | 5 | 0.1378
83903 | 15.045 | 0.8 | 2018-12-31 | 2019-12-31 | 365 | 13.7909 | 13 | 0.79095
83907 | 9.1 | 0.8 | 2018-12-31 | 2019-12-31 | 365 | 8.3415 | 8 | 0.34148
83729 | 7.15 | 0.8 | 2018-12-31 | 2019-12-31 | 365 | 6.554 | 6 | 0.55402
83908 | 12.95 | 0.8 | 2018-12-31 | 2019-12-31 | 365 | 11.8706 | 11 | 0.87057
83910 | 8.75 | 0.8 | 2018-12-31 | 2019-12-31 | 365 | 8.0207 | 8 | 0.020656
83911 | 13.3 | 0.8 | 2018-12-31 | 2019-12-31 | 365 | 12.1914 | 12 | 0.1914
83912 | 8.4 | 0.8 | 2018-12-31 | 2019-12-31 | 365 | 7.6998 | 7 | 0.69983
83611 | 13.11 | 0.8 | 2018-12-31 | 2019-12-31 | 365 | 12.0172 | 12 | 0.017234
83914 | 7.68 | 0.8 | 2018-12-31 | 2019-12-31 | 365 | 7.0398 | 7 | 0.039844
83915 | 8.12 | 0.8 | 2018-12-31 | 2019-12-31 | 365 | 7.4432 | 7 | 0.44317
83916 | 10.88 | 0.8 | 2018-12-31 | 2019-12-31 | 365 | 9.9731 | 9 | 0.97311
83918 | 3.96 | 0.8 | 2018-12-31 | 2019-12-31 | 365 | 3.6299 | 3 | 0.62992
83919 | 8.4 | 0.8 | 2018-12-31 | 2019-12-31 | 365 | 7.6998 | 7 | 0.69983
83920 | 10.56 | 0.8 | 2018-12-31 | 2019-12-31 | 365 | 9.6798 | 9 | 0.67979
83921 | 9.92 | 0.8 | 2018-12-31 | 2019-12-31 | 365 | 9.0931 | 9 | 0.093132
83925 | 7.35 | 0.8 | 2018-12-31 | 2019-12-31 | 365 | 6.7374 | 6 | 0.73735
83926 | 9.9 | 0.8 | 2018-12-31 | 2019-12-31 | 365 | 9.0748 | 9 | 0.074799
83922 | 12.25 | 0.8 | 2018-12-31 | 2019-12-31 | 365 | 11.2289 | 11 | 0.22892
83927 | 10.2 | 0.8 | 2018-12-31 | 2019-12-31 | 365 | 9.3498 | 9 | 0.34979
82032 | 41.76 | 0.6 | 2018-12-31 | 2019-12-31 | 365 | 28.7094 | 28 | 0.70937
83913 | 9.1 | 0.8 | 2018-12-31 | 2019-12-31 | 365 | 8.3415 | 8 | 0.34148
83644 | 7.2 | 0.8 | 2018-12-31 | 2019-12-31 | 365 | 6.5999 | 6 | 0.59985
83616 | 9.28 | 0.8 | 2018-12-31 | 2019-12-31 | 365 | 8.5065 | 8 | 0.50648
83623 | 7.25 | 0.8 | 2018-12-31 | 2019-12-31 | 365 | 6.6457 | 6 | 0.64569
83928 | 11.55 | 0.8 | 2018-12-31 | 2019-12-31 | 365 | 10.5873 | 10 | 0.58727
83971 | 8.1 | 0.8 | 2018-12-31 | 2019-12-31 | 365 | 7.4248 | 7 | 0.42484
83814 | 9.57 | 0.8 | 2018-12-31 | 2019-12-31 | 365 | 8.7723 | 8 | 0.77231
83816 | 12.76 | 0.8 | 2018-12-31 | 2019-12-31 | 365 | 11.6964 | 11 | 0.69641
83535 | 4.725 | 0.8 | 2018-12-31 | 2019-12-31 | 365 | 4.3312 | 4 | 0.33115
83716 | 11.02 | 0.8 | 2018-12-31 | 2019-12-31 | 365 | 10.1014 | 10 | 0.10144
83854 | 5.76 | 0.8 | 2018-12-31 | 2019-12-31 | 365 | 5.2799 | 5 | 0.27988
83723 | 13.275 | 0.8 | 2018-12-31 | 2019-12-31 | 365 | 12.1685 | 12 | 0.16848
83955 | 10.325 | 0.8 | 2018-12-31 | 2019-12-31 | 365 | 9.4644 | 9 | 0.46437
83962 | 6.785 | 0.8 | 2018-12-31 | 2019-12-31 | 365 | 6.2194 | 6 | 0.21945
83924 | 5.22 | 0.8 | 2018-12-31 | 2019-12-31 | 365 | 4.7849 | 4 | 0.78489
83966 | 5.31 | 0.8 | 2018-12-31 | 2019-12-31 | 365 | 4.8674 | 4 | 0.86739
83967 | 9.145 | 0.8 | 2018-12-31 | 2019-12-31 | 365 | 8.3827 | 8 | 0.38273
83978 | 5.355 | 0.8 | 2018-12-31 | 2019-12-31 | 365 | 4.9086 | 4 | 0.90864
83981 | 11.6 | 0.8 | 2018-12-31 | 2019-12-31 | 365 | 10.6331 | 10 | 0.6331
83984 | 9.28 | 0.8 | 2018-12-31 | 2019-12-31 | 365 | 8.5065 | 8 | 0.50648
83989 | 10.15 | 0.8 | 2018-12-31 | 2019-12-31 | 365 | 9.304 | 9 | 0.30396
84004 | 13.275 | 0.8 | 2018-12-31 | 2019-12-31 | 365 | 12.1685 | 12 | 0.16848
84005 | 6.38 | 0.8 | 2018-12-31 | 2019-12-31 | 365 | 5.8482 | 5 | 0.8482
83718 | 33 | 0.6 | 2018-12-31 | 2019-12-31 | 365 | 22.687 | 22 | 0.687
83555 | 6.785 | 0.8 | 2018-12-31 | 2019-12-31 | 365 | 6.2194 | 6 | 0.21945
79706 | 25.2 | 0.6 | 2018-12-31 | 2019-12-31 | 365 | 17.3246 | 17 | 0.32462
84099 | 9.75 | 0.8 | 2018-12-31 | 2019-12-31 | 365 | 8.9373 | 8 | 0.9373
84100 | 5.32 | 0.8 | 2018-12-31 | 2019-12-31 | 365 | 4.8766 | 4 | 0.87656
84101 | 15.6 | 0.8 | 2018-12-31 | 2019-12-31 | 365 | 14.2997 | 14 | 0.29968
84103 | 8.05 | 0.8 | 2018-12-31 | 2019-12-31 | 365 | 7.379 | 7 | 0.379
83909 | 12.6 | 0.8 | 2018-12-31 | 2019-12-31 | 365 | 11.5497 | 11 | 0.54974
83626 | 7.2 | 0.8 | 2018-12-31 | 2019-12-31 | 365 | 6.5999 | 6 | 0.59985
84162 | 4.06 | 0.8 | 2018-12-31 | 2019-12-31 | 365 | 3.7216 | 3 | 0.72158
84164 | 18.3 | 0.8 | 2018-12-31 | 2019-12-31 | 365 | 16.7746 | 16 | 0.77463
84167 | 10.73 | 0.8 | 2018-12-31 | 2019-12-31 | 365 | 9.8356 | 9 | 0.83562
84168 | 5.605 | 0.8 | 2018-12-31 | 2019-12-31 | 365 | 5.1378 | 5 | 0.1378
84163 | 8.12 | 0.8 | 2018-12-31 | 2019-12-31 | 365 | 7.4432 | 7 | 0.44317
84209 | 7.965 | 0.8 | 2018-12-31 | 2019-12-31 | 365 | 7.3011 | 7 | 0.30109
84210 | 8.7 | 0.8 | 2018-12-31 | 2019-12-31 | 365 | 7.9748 | 7 | 0.97482
84211 | 7.25 | 0.8 | 2018-12-31 | 2019-12-31 | 365 | 6.6457 | 6 | 0.64569
84006 | 6.84 | 0.8 | 2018-12-31 | 2019-12-31 | 365 | 6.2699 | 6 | 0.26986
84226 | 13.275 | 0.8 | 2018-12-31 | 2019-12-31 | 365 | 12.1685 | 12 | 0.16848
84166 | 10.05 | 0.8 | 2018-12-31 | 2019-12-31 | 365 | 9.2123 | 9 | 0.2123
84239 | 10.35 | 0.8 | 2018-12-31 | 2019-12-31 | 365 | 9.4873 | 9 | 0.48729
84240 | 7.37 | 0.8 | 2018-12-31 | 2019-12-31 | 365 | 6.7557 | 6 | 0.75568
82849 | 8.96 | 0.8 | 2018-12-31 | 2019-12-31 | 365 | 8.2132 | 8 | 0.21315
84273 | 8.64 | 0.8 | 2018-12-31 | 2019-12-31 | 365 | 7.9198 | 7 | 0.91982
84274 | 8.37 | 0.8 | 2018-12-31 | 2019-12-31 | 365 | 7.6723 | 7 | 0.67233
84315 | 3.77 | 0.8 | 2018-12-31 | 2019-12-31 | 365 | 3.4558 | 3 | 0.45576
84317 | 13.4 | 0.8 | 2018-12-31 | 2019-12-31 | 365 | 12.2831 | 12 | 0.28306
84322 | 3.41 | 0.8 | 2018-12-31 | 2019-12-31 | 365 | 3.1258 | 3 | 0.12576
84208 | 6.49 | 0.8 | 2018-12-31 | 2019-12-31 | 365 | 5.949 | 5 | 0.94904
84316 | 6.84 | 0.8 | 2018-12-31 | 2019-12-31 | 365 | 6.2699 | 6 | 0.26986
83612 | 2.61 | 0.8 | 2018-12-31 | 2019-12-31 | 365 | 2.3924 | 2 | 0.39245
84102 | 5.8 | 0.8 | 2018-12-31 | 2019-12-31 | 365 | 5.3165 | 5 | 0.31655
84386 | 6.4 | 0.8 | 2018-12-31 | 2019-12-31 | 365 | 5.8665 | 5 | 0.86654
84391 | 6.65 | 0.8 | 2018-12-31 | 2019-12-31 | 365 | 6.0957 | 6 | 0.095699
84420 | 13.3 | 0.8 | 2018-12-31 | 2019-12-31 | 365 | 12.1914 | 12 | 0.1914
84427 | 6.4 | 0.8 | 2018-12-31 | 2019-12-31 | 365 | 5.8665 | 5 | 0.86654
84429 | 19.44 | 0.8 | 2018-12-31 | 2019-12-31 | 365 | 17.8196 | 17 | 0.81961
84430 | 9.8 | 0.8 | 2018-12-31 | 2019-12-31 | 365 | 8.9831 | 8 | 0.98313
84432 | 8.395 | 0.8 | 2018-12-31 | 2019-12-31 | 365 | 7.6952 | 7 | 0.69525
84434 | 9.28 | 0.8 | 2018-12-31 | 2019-12-31 | 365 | 8.5065 | 8 | 0.50648
84435 | 7.37 | 0.8 | 2018-12-31 | 2019-12-31 | 365 | 6.7557 | 6 | 0.75568
84436 | 10.05 | 0.8 | 2018-12-31 | 2019-12-31 | 365 | 9.2123 | 9 | 0.2123
84437 | 13.92 | 0.8 | 2018-12-31 | 2019-12-31 | 365 | 12.7597 | 12 | 0.75972
84422 | 8.51 | 0.8 | 2018-12-31 | 2019-12-31 | 365 | 7.8007 | 7 | 0.80066
84438 | 7.37 | 0.8 | 2018-12-31 | 2019-12-31 | 365 | 6.7557 | 6 | 0.75568
84471 | 8.71 | 0.8 | 2018-12-31 | 2019-12-31 | 365 | 7.984 | 7 | 0.98399
84472 | 12.06 | 0.8 | 2018-12-31 | 2019-12-31 | 365 | 11.0548 | 11 | 0.054756
84473 | 11.52 | 0.8 | 2018-12-31 | 2019-12-31 | 365 | 10.5598 | 10 | 0.55977
84474 | 5.85 | 0.8 | 2018-12-31 | 2019-12-31 | 365 | 5.3624 | 5 | 0.36238
84475 | 13.865 | 0.8 | 2018-12-31 | 2019-12-31 | 365 | 12.7093 | 12 | 0.7093
84476 | 5.85 | 0.8 | 2018-12-31 | 2019-12-31 | 365 | 5.3624 | 5 | 0.36238
84477 | 12.48 | 0.8 | 2018-12-31 | 2019-12-31 | 365 | 11.4397 | 11 | 0.43975
84478 | 8.28 | 0.8 | 2018-12-31 | 2019-12-31 | 365 | 7.5898 | 7 | 0.58983
84480 | 19.215 | 0.8 | 2018-12-31 | 2019-12-31 | 365 | 17.6134 | 17 | 0.61336
84481 | 8.555 | 0.8 | 2018-12-31 | 2019-12-31 | 365 | 7.8419 | 7 | 0.84191
84483 | 7.37 | 0.8 | 2018-12-31 | 2019-12-31 | 365 | 6.7557 | 6 | 0.75568
84484 | 13.34 | 0.8 | 2018-12-31 | 2019-12-31 | 365 | 12.2281 | 12 | 0.22806
84487 | 24.42 | 0.8 | 2018-12-31 | 2019-12-31 | 365 | 22.3845 | 22 | 0.38451
84488 | 18.5 | 0.8 | 2018-12-31 | 2019-12-31 | 365 | 16.958 | 16 | 0.95796
84482 | 9.49 | 0.8 | 2018-12-31 | 2019-12-31 | 365 | 8.699 | 8 | 0.69897
84470 | 12.06 | 0.8 | 2018-12-31 | 2019-12-31 | 365 | 11.0548 | 11 | 0.054756
84576 | 7.54 | 0.8 | 2018-12-31 | 2019-12-31 | 365 | 6.9115 | 6 | 0.91151
84580 | 9.92 | 0.8 | 2018-12-31 | 2019-12-31 | 365 | 9.0931 | 9 | 0.093132
84589 | 11.52 | 0.8 | 2018-12-31 | 2019-12-31 | 365 | 10.5598 | 10 | 0.55977
84598 | 8.19 | 0.8 | 2018-12-31 | 2019-12-31 | 365 | 7.5073 | 7 | 0.50733
84600 | 5.18 | 0.8 | 2018-12-31 | 2019-12-31 | 365 | 4.7482 | 4 | 0.74823
84604 | 7.92 | 0.8 | 2018-12-31 | 2019-12-31 | 365 | 7.2598 | 7 | 0.25984
84611 | 6.3 | 0.8 | 2018-12-31 | 2019-12-31 | 365 | 5.7749 | 5 | 0.77487
84613 | 10.85 | 0.8 | 2018-12-31 | 2019-12-31 | 365 | 9.9456 | 9 | 0.94561
84616 | 7.92 | 0.8 | 2018-12-31 | 2019-12-31 | 365 | 7.2598 | 7 | 0.25984
84657 | 11.2 | 0.8 | 2018-12-31 | 2019-12-31 | 365 | 10.2664 | 10 | 0.26644
84658 | 8.99 | 0.8 | 2018-12-31 | 2019-12-31 | 365 | 8.2407 | 8 | 0.24065
84602 | 7.7 | 0.8 | 2018-12-31 | 2019-12-31 | 365 | 7.0582 | 7 | 0.058177
84659 | 10.03 | 0.8 | 2018-12-31 | 2019-12-31 | 365 | 9.194 | 9 | 0.19396
84479 | 11.4 | 0.8 | 2018-12-31 | 2019-12-31 | 365 | 10.4498 | 10 | 0.44977
84593 | 8.71 | 0.8 | 2018-12-31 | 2019-12-31 | 365 | 7.984 | 7 | 0.98399
84663 | 11.6 | 0.8 | 2018-12-31 | 2019-12-31 | 365 | 10.6331 | 10 | 0.6331
84695 | 4.9 | 0.8 | 2018-12-31 | 2019-12-31 | 365 | 4.4916 | 4 | 0.49157
84698 | 6.65 | 0.8 | 2018-12-31 | 2019-12-31 | 365 | 6.0957 | 6 | 0.095699
84700 | 8.12 | 0.8 | 2018-12-31 | 2019-12-31 | 365 | 7.4432 | 7 | 0.44317
84702 | 7.54 | 0.8 | 2018-12-31 | 2019-12-31 | 365 | 6.9115 | 6 | 0.91151
84703 | 13.275 | 0.8 | 2018-12-31 | 2019-12-31 | 365 | 12.1685 | 12 | 0.16848
84704 | 7.965 | 0.8 | 2018-12-31 | 2019-12-31 | 365 | 7.3011 | 7 | 0.30109
84705 | 8.26 | 0.8 | 2018-12-31 | 2019-12-31 | 365 | 7.5715 | 7 | 0.5715
84706 | 14.7 | 0.8 | 2018-12-31 | 2019-12-31 | 365 | 13.4747 | 13 | 0.4747
84708 | 11.55 | 0.8 | 2018-12-31 | 2019-12-31 | 365 | 10.5873 | 10 | 0.58727
84710 | 8.05 | 0.8 | 2018-12-31 | 2019-12-31 | 365 | 7.379 | 7 | 0.379
84711 | 6.65 | 0.8 | 2018-12-31 | 2019-12-31 | 365 | 6.0957 | 6 | 0.095699
84712 | 5.605 | 0.8 | 2018-12-31 | 2019-12-31 | 365 | 5.1378 | 5 | 0.1378
84713 | 5.9 | 0.8 | 2018-12-31 | 2019-12-31 | 365 | 5.4082 | 5 | 0.40821
84714 | 5.9 | 0.8 | 2018-12-31 | 2019-12-31 | 365 | 5.4082 | 5 | 0.40821
84736 | 6.825 | 0.8 | 2018-12-31 | 2019-12-31 | 365 | 6.2561 | 6 | 0.25611
84738 | 7.83 | 0.8 | 2018-12-31 | 2019-12-31 | 365 | 7.1773 | 7 | 0.17734
84740 | 10.44 | 0.8 | 2018-12-31 | 2019-12-31 | 365 | 9.5698 | 9 | 0.56979
84742 | 8.64 | 0.8 | 2018-12-31 | 2019-12-31 | 365 | 7.9198 | 7 | 0.91982
84485 | 6.27 | 0.8 | 2018-12-31 | 2019-12-31 | 365 | 5.7474 | 5 | 0.74737
84486 | 9.405 | 0.8 | 2018-12-31 | 2019-12-31 | 365 | 8.6211 | 8 | 0.62106
83923 | 10.915 | 0.8 | 2018-12-31 | 2019-12-31 | 365 | 10.0052 | 10 | 0.0051955
82596 | 8.41 | 0.8 | 2018-12-31 | 2019-12-31 | 365 | 7.709 | 7 | 0.709
84851 | 11.6 | 0.8 | 2018-12-31 | 2019-12-31 | 365 | 10.6331 | 10 | 0.6331
84853 | 11.05 | 0.8 | 2018-12-31 | 2019-12-31 | 365 | 10.1289 | 10 | 0.12894
84854 | 6.4 | 0.8 | 2018-12-31 | 2019-12-31 | 365 | 5.8665 | 5 | 0.86654
84856 | 2.64 | 0.8 | 2018-12-31 | 2019-12-31 | 365 | 2.4199 | 2 | 0.41995
84857 | 10.95 | 0.8 | 2018-12-31 | 2019-12-31 | 365 | 10.0373 | 10 | 0.037278
84855 | 15 | 0.8 | 2018-12-31 | 2019-12-31 | 365 | 13.7497 | 13 | 0.7497
84852 | 9.57 | 0.8 | 2018-12-31 | 2019-12-31 | 365 | 8.7723 | 8 | 0.77231
84868 | 9.3 | 0.8 | 2018-12-31 | 2019-12-31 | 365 | 8.5248 | 8 | 0.52481
84926 | 24.9 | 0.8 | 2018-12-31 | 2019-12-31 | 365 | 22.8245 | 22 | 0.8245
84597 | 9.735 | 0.8 | 2018-12-31 | 2019-12-31 | 365 | 8.9236 | 8 | 0.92355
84595 | 7.98 | 0.8 | 2018-12-31 | 2019-12-31 | 365 | 7.3148 | 7 | 0.31484
84929 | 6.195 | 0.8 | 2018-12-31 | 2019-12-31 | 365 | 5.6786 | 5 | 0.67862
84930 | 7.705 | 0.8 | 2018-12-31 | 2019-12-31 | 365 | 7.0628 | 7 | 0.062761
84939 | 8.04 | 0.8 | 2018-12-31 | 2019-12-31 | 365 | 7.3698 | 7 | 0.36984
84691 | 9.28 | 0.8 | 2018-12-31 | 2019-12-31 | 365 | 8.5065 | 8 | 0.50648
84850 | 12.18 | 0.8 | 2018-12-31 | 2019-12-31 | 365 | 11.1648 | 11 | 0.16475
84709 | 8.75 | 0.8 | 2018-12-31 | 2019-12-31 | 365 | 8.0207 | 8 | 0.020656
85112 | 7.8 | 0.8 | 2018-12-31 | 2019-12-31 | 365 | 7.1498 | 7 | 0.14984
85111 | 8.775 | 0.8 | 2018-12-31 | 2019-12-31 | 365 | 8.0436 | 8 | 0.043572
85109 | 11.8 | 0.8 | 2018-12-31 | 2019-12-31 | 365 | 10.8164 | 10 | 0.81643
85108 | 8.4 | 0.8 | 2018-12-31 | 2019-12-31 | 365 | 7.6998 | 7 | 0.69983
85107 | 8.85 | 0.8 | 2018-12-31 | 2019-12-31 | 365 | 8.1123 | 8 | 0.11232
85105 | 8.775 | 0.8 | 2018-12-31 | 2019-12-31 | 365 | 8.0436 | 8 | 0.043572
85104 | 6.03 | 0.8 | 2018-12-31 | 2019-12-31 | 365 | 5.5274 | 5 | 0.52738
85103 | 10.72 | 0.8 | 2018-12-31 | 2019-12-31 | 365 | 9.8264 | 9 | 0.82645
85100 | 10.08 | 0.8 | 2018-12-31 | 2019-12-31 | 365 | 9.2398 | 9 | 0.2398
85099 | 4.55 | 0.8 | 2018-12-31 | 2019-12-31 | 365 | 4.1707 | 4 | 0.17074
85040 | 13.275 | 0.8 | 2018-12-31 | 2019-12-31 | 365 | 12.1685 | 12 | 0.16848
84998 | 6.67 | 0.8 | 2018-12-31 | 2019-12-31 | 365 | 6.114 | 6 | 0.11403
85102 | 5.85 | 0.8 | 2018-12-31 | 2019-12-31 | 365 | 5.3624 | 5 | 0.36238
81612 | 47.64 | 0.6 | 2018-12-31 | 2019-12-31 | 365 | 32.7518 | 32 | 0.75178
84997 | 5.51 | 0.8 | 2018-12-31 | 2019-12-31 | 365 | 5.0507 | 5 | 0.050722
85098 | 7.8 | 0.8 | 2018-12-31 | 2019-12-31 | 365 | 7.1498 | 7 | 0.14984
84902 | 15.36 | 0.8 | 2018-12-31 | 2019-12-31 | 365 | 14.0797 | 14 | 0.079689
84940 | 12.48 | 0.8 | 2018-12-31 | 2019-12-31 | 365 | 11.4397 | 11 | 0.43975
84941 | 8.48 | 0.8 | 2018-12-31 | 2019-12-31 | 365 | 7.7732 | 7 | 0.77316
84942 | 9.57 | 0.8 | 2018-12-31 | 2019-12-31 | 365 | 8.7723 | 8 | 0.77231
84741 | 11.8 | 0.8 | 2018-12-31 | 2019-12-31 | 365 | 10.8164 | 10 | 0.81643
84900 | 7.125 | 0.8 | 2018-12-31 | 2019-12-31 | 365 | 6.5311 | 6 | 0.53111
85106 | 7.67 | 0.8 | 2018-12-31 | 2019-12-31 | 365 | 7.0307 | 7 | 0.030678
84995 | 6.035 | 0.8 | 2018-12-31 | 2019-12-31 | 365 | 5.532 | 5 | 0.53196
84996 | 7.13 | 0.8 | 2018-12-31 | 2019-12-31 | 365 | 6.5357 | 6 | 0.53569
85173 | 13.4 | 0.8 | 2018-12-31 | 2019-12-31 | 365 | 12.2831 | 12 | 0.28306
85174 | 12.8 | 0.8 | 2018-12-31 | 2019-12-31 | 365 | 11.7331 | 11 | 0.73307
85034 | 9 | 0.8 | 2018-12-31 | 2019-12-31 | 365 | 8.2498 | 8 | 0.24982
85339 | 5.22 | 0.8 | 2018-12-31 | 2019-12-31 | 365 | 4.7849 | 4 | 0.78489
85254 | 13.275 | 0.8 | 2018-12-31 | 2019-12-31 | 365 | 12.1685 | 12 | 0.16848
85256 | 8.25 | 0.8 | 2018-12-31 | 2019-12-31 | 365 | 7.5623 | 7 | 0.56233
85253 | 13.275 | 0.8 | 2018-12-31 | 2019-12-31 | 365 | 12.1685 | 12 | 0.16848
85351 | 4.72 | 0.8 | 2018-12-31 | 2019-12-31 | 365 | 4.3266 | 4 | 0.32657
85252 | 8.85 | 0.8 | 2018-12-31 | 2019-12-31 | 365 | 8.1123 | 8 | 0.11232
85251 | 12 | 0.8 | 2018-12-31 | 2019-12-31 | 365 | 10.9998 | 10 | 0.99976
85342 | 10.03 | 0.8 | 2018-12-31 | 2019-12-31 | 365 | 9.194 | 9 | 0.19396
85255 | 4.425 | 0.8 | 2018-12-31 | 2019-12-31 | 365 | 4.0562 | 4 | 0.05616
85258 | 10.15 | 0.8 | 2018-12-31 | 2019-12-31 | 365 | 9.304 | 9 | 0.30396
85176 | 8.26 | 0.8 | 2018-12-31 | 2019-12-31 | 365 | 7.5715 | 7 | 0.5715
85408 | 3.77 | 0.8 | 2018-12-31 | 2019-12-31 | 365 | 3.4558 | 3 | 0.45576
85350 | 6.785 | 0.8 | 2018-12-31 | 2019-12-31 | 365 | 6.2194 | 6 | 0.21945
85330 | 8.99 | 0.8 | 2018-12-31 | 2019-12-31 | 365 | 8.2407 | 8 | 0.24065
85341 | 16.815 | 0.8 | 2018-12-31 | 2019-12-31 | 365 | 15.4134 | 15 | 0.41341
85345 | 5.015 | 0.8 | 2018-12-31 | 2019-12-31 | 365 | 4.597 | 4 | 0.59698
85421 | 3.6 | 0.8 | 2018-12-31 | 2019-12-31 | 365 | 3.2999 | 3 | 0.29993
85427 | 10.8 | 0.8 | 2018-12-31 | 2019-12-31 | 365 | 9.8998 | 9 | 0.89978
85419 | 10.85 | 0.8 | 2018-12-31 | 2019-12-31 | 365 | 9.9456 | 9 | 0.94561
85416 | 6 | 0.8 | 2018-12-31 | 2019-12-31 | 365 | 5.4999 | 5 | 0.49988
85414 | 6 | 0.8 | 2018-12-31 | 2019-12-31 | 365 | 5.4999 | 5 | 0.49988
83800 | 14.55 | 0.8 | 2018-12-31 | 2019-12-31 | 365 | 13.3372 | 13 | 0.33721
85411 | 9 | 0.8 | 2018-12-31 | 2019-12-31 | 365 | 8.2498 | 8 | 0.24982
85409 | 3.54 | 0.8 | 2018-12-31 | 2019-12-31 | 365 | 3.2449 | 3 | 0.24493
85349 | 8.7 | 0.8 | 2018-12-31 | 2019-12-31 | 365 | 7.9748 | 7 | 0.97482
85347 | 10.325 | 0.8 | 2018-12-31 | 2019-12-31 | 365 | 9.4644 | 9 | 0.46437
85346 | 17.98 | 0.8 | 2018-12-31 | 2019-12-31 | 365 | 16.4813 | 16 | 0.4813
85114 | 5.22 | 0.8 | 2018-12-31 | 2019-12-31 | 365 | 4.7849 | 4 | 0.78489
85521 | 10.325 | 0.8 | 2018-12-31 | 2019-12-31 | 365 | 9.4644 | 9 | 0.46437
85523 | 10.325 | 0.8 | 2018-12-31 | 2019-12-31 | 365 | 9.4644 | 9 | 0.46437
85524 | 5.015 | 0.8 | 2018-12-31 | 2019-12-31 | 365 | 4.597 | 4 | 0.59698
85527 | 7.375 | 0.8 | 2018-12-31 | 2019-12-31 | 365 | 6.7603 | 6 | 0.76027
85528 | 6.49 | 0.8 | 2018-12-31 | 2019-12-31 | 365 | 5.949 | 5 | 0.94904
85529 | 5.9 | 0.8 | 2018-12-31 | 2019-12-31 | 365 | 5.4082 | 5 | 0.40821
85530 | 6.49 | 0.8 | 2018-12-31 | 2019-12-31 | 365 | 5.949 | 5 | 0.94904
85532 | 5.605 | 0.8 | 2018-12-31 | 2019-12-31 | 365 | 5.1378 | 5 | 0.1378
85531 | 4.06 | 0.8 | 2018-12-31 | 2019-12-31 | 365 | 3.7216 | 3 | 0.72158
85533 | 4.9 | 0.8 | 2018-12-31 | 2019-12-31 | 365 | 4.4916 | 4 | 0.49157
85539 | 12.8 | 0.8 | 2018-12-31 | 2019-12-31 | 365 | 11.7331 | 11 | 0.73307
85536 | 15.33 | 0.8 | 2018-12-31 | 2019-12-31 | 365 | 14.0522 | 14 | 0.052189
85566 | 6.365 | 0.8 | 2018-12-31 | 2019-12-31 | 365 | 5.8345 | 5 | 0.83445
85522 | 10.325 | 0.8 | 2018-12-31 | 2019-12-31 | 365 | 9.4644 | 9 | 0.46437
85649 | 8.26 | 0.8 | 2018-12-31 | 2019-12-31 | 365 | 7.5715 | 7 | 0.5715
85646 | 8.4 | 0.8 | 2018-12-31 | 2019-12-31 | 365 | 7.6998 | 7 | 0.69983
84469 | 185.6 | 0.65 | 2018-12-31 | 2019-12-31 | 365 | 138.2303 | 138 | 0.23028
85534 | 8.03 | 0.8 | 2018-12-31 | 2019-12-31 | 365 | 7.3607 | 7 | 0.36067
85698 | 6.195 | 0.8 | 2018-12-31 | 2019-12-31 | 365 | 5.6786 | 5 | 0.67862
85116 | 3.54 | 0.8 | 2018-12-31 | 2019-12-31 | 365 | 3.2449 | 3 | 0.24493
85700 | 6.49 | 0.8 | 2018-12-31 | 2019-12-31 | 365 | 5.949 | 5 | 0.94904
85699 | 6.49 | 0.8 | 2018-12-31 | 2019-12-31 | 365 | 5.949 | 5 | 0.94904
85695 | 4.35 | 0.8 | 2018-12-31 | 2019-12-31 | 365 | 3.9874 | 3 | 0.98741
77477 | 497.25 | 0.55 | 2018-12-31 | 2019-12-31 | 365 | 313.3642 | 313 | 0.36417
85792 | 10.62 | 0.8 | 2018-12-31 | 2019-12-31 | 365 | 9.7348 | 9 | 0.73478
85800 | 7.25 | 0.8 | 2018-12-31 | 2019-12-31 | 365 | 6.6457 | 6 | 0.64569
85804 | 2.655 | 0.8 | 2018-12-31 | 2019-12-31 | 365 | 2.4337 | 2 | 0.4337
85805 | 4.72 | 0.8 | 2018-12-31 | 2019-12-31 | 365 | 4.3266 | 4 | 0.32657
85806 | 5.9 | 0.8 | 2018-12-31 | 2019-12-31 | 365 | 5.4082 | 5 | 0.40821
85807 | 5.31 | 0.8 | 2018-12-31 | 2019-12-31 | 365 | 4.8674 | 4 | 0.86739
85808 | 5.9 | 0.8 | 2018-12-31 | 2019-12-31 | 365 | 5.4082 | 5 | 0.40821
85809 | 9.735 | 0.8 | 2018-12-31 | 2019-12-31 | 365 | 8.9236 | 8 | 0.92355
85811 | 8.26 | 0.8 | 2018-12-31 | 2019-12-31 | 365 | 7.5715 | 7 | 0.5715
85813 | 8.26 | 0.8 | 2018-12-31 | 2019-12-31 | 365 | 7.5715 | 7 | 0.5715
85814 | 7.375 | 0.8 | 2018-12-31 | 2019-12-31 | 365 | 6.7603 | 6 | 0.76027
85815 | 5.31 | 0.8 | 2018-12-31 | 2019-12-31 | 365 | 4.8674 | 4 | 0.86739
85259 | 3.3 | 0.8 | 2018-12-31 | 2019-12-31 | 365 | 3.0249 | 3 | 0.024933
85424 | 8.7 | 0.8 | 2018-12-31 | 2019-12-31 | 365 | 7.9748 | 7 | 0.97482
85651 | 13.68 | 0.8 | 2018-12-31 | 2019-12-31 | 365 | 12.5397 | 12 | 0.53972
85650 | 8.26 | 0.8 | 2018-12-31 | 2019-12-31 | 365 | 7.5715 | 7 | 0.5715
85694 | 5.355 | 0.8 | 2018-12-31 | 2019-12-31 | 365 | 4.9086 | 4 | 0.90864
85819 | 4.64 | 0.8 | 2018-12-31 | 2019-12-31 | 365 | 4.2532 | 4 | 0.25324
85829 | 15.34 | 0.8 | 2018-12-31 | 2019-12-31 | 365 | 14.0614 | 14 | 0.061356
85810 | 10.03 | 0.8 | 2018-12-31 | 2019-12-31 | 365 | 9.194 | 9 | 0.19396
85648 | 5.31 | 0.8 | 2018-12-31 | 2019-12-31 | 365 | 4.8674 | 4 | 0.86739
85820 | 4.93 | 0.8 | 2018-12-31 | 2019-12-31 | 365 | 4.5191 | 4 | 0.51907
85871 | 13.34 | 0.8 | 2018-12-31 | 2019-12-31 | 365 | 12.2281 | 12 | 0.22806
85873 | 12.58 | 0.8 | 2018-12-31 | 2019-12-31 | 365 | 11.5314 | 11 | 0.53141
85876 | 8.12 | 0.8 | 2018-12-31 | 2019-12-31 | 365 | 7.4432 | 7 | 0.44317
85826 | 15 | 0.8 | 2018-12-31 | 2019-12-31 | 365 | 13.7497 | 13 | 0.7497
85878 | 6.96 | 0.8 | 2018-12-31 | 2019-12-31 | 365 | 6.3799 | 6 | 0.37986
85879 | 4.56 | 0.8 | 2018-12-31 | 2019-12-31 | 365 | 4.1799 | 4 | 0.17991
85907 | 11.21 | 0.8 | 2018-12-31 | 2019-12-31 | 365 | 10.2756 | 10 | 0.27561
85949 | 3.54 | 0.8 | 2018-12-31 | 2019-12-31 | 365 | 3.2449 | 3 | 0.24493
85910 | 8.96 | 0.8 | 2018-12-31 | 2019-12-31 | 365 | 8.2132 | 8 | 0.21315
85909 | 20.805 | 0.8 | 2018-12-31 | 2019-12-31 | 365 | 19.0708 | 19 | 0.070828
85908 | 5.31 | 0.8 | 2018-12-31 | 2019-12-31 | 365 | 4.8674 | 4 | 0.86739
85906 | 7.625 | 0.8 | 2018-12-31 | 2019-12-31 | 365 | 6.9894 | 6 | 0.98943
85954 | 3.08 | 0.8 | 2018-12-31 | 2019-12-31 | 365 | 2.8233 | 2 | 0.82327
85803 | 7.08 | 0.8 | 2018-12-31 | 2019-12-31 | 365 | 6.4899 | 6 | 0.48986
85175 | 12.4 | 0.8 | 2018-12-31 | 2019-12-31 | 365 | 11.3664 | 11 | 0.36642
85645 | 12.39 | 0.8 | 2018-12-31 | 2019-12-31 | 365 | 11.3572 | 11 | 0.35725
85978 | 9.9 | 0.8 | 2018-12-31 | 2019-12-31 | 365 | 9.0748 | 9 | 0.074799
85977 | 5.94 | 0.8 | 2018-12-31 | 2019-12-31 | 365 | 5.4449 | 5 | 0.44488
85976 | 6.96 | 0.8 | 2018-12-31 | 2019-12-31 | 365 | 6.3799 | 6 | 0.37986
85989 | 7.25 | 0.8 | 2018-12-31 | 2019-12-31 | 365 | 6.6457 | 6 | 0.64569
83554 | 7.95 | 1 | 2018-12-31 | 2019-12-31 | 365 | 9.1092 | 9 | 0.10917
86085 | 9.28 | 0.8 | 2018-12-31 | 2019-12-31 | 365 | 8.5065 | 8 | 0.50648
86083 | 13.33 | 0.8 | 2018-12-31 | 2019-12-31 | 365 | 12.2189 | 12 | 0.2189
86081 | 7.7 | 0.8 | 2018-12-31 | 2019-12-31 | 365 | 7.0582 | 7 | 0.058177
86080 | 8.555 | 0.8 | 2018-12-31 | 2019-12-31 | 365 | 7.8419 | 7 | 0.84191
86005 | 24.84 | 0.8 | 2018-12-31 | 2019-12-31 | 365 | 22.7695 | 22 | 0.7695
86074 | 7.125 | 0.8 | 2018-12-31 | 2019-12-31 | 365 | 6.5311 | 6 | 0.53111
86090 | 5.22 | 0.8 | 2018-12-31 | 2019-12-31 | 365 | 4.7849 | 4 | 0.78489
86093 | 9.45 | 0.8 | 2018-12-31 | 2019-12-31 | 365 | 8.6623 | 8 | 0.66231
86114 | 9.9 | 0.8 | 2018-12-31 | 2019-12-31 | 365 | 9.0748 | 9 | 0.074799
86097 | 10.325 | 0.8 | 2018-12-31 | 2019-12-31 | 365 | 9.4644 | 9 | 0.46437
86099 | 5.31 | 0.8 | 2018-12-31 | 2019-12-31 | 365 | 4.8674 | 4 | 0.86739
86115 | 9.9 | 0.8 | 2018-12-31 | 2019-12-31 | 365 | 9.0748 | 9 | 0.074799
86116 | 5.25 | 0.8 | 2018-12-31 | 2019-12-31 | 365 | 4.8124 | 4 | 0.81239
86118 | 7.92 | 0.8 | 2018-12-31 | 2019-12-31 | 365 | 7.2598 | 7 | 0.25984
86119 | 10.08 | 0.8 | 2018-12-31 | 2019-12-31 | 365 | 9.2398 | 9 | 0.2398
86122 | 8.775 | 0.8 | 2018-12-31 | 2019-12-31 | 365 | 8.0436 | 8 | 0.043572
86127 | 8.26 | 0.8 | 2018-12-31 | 2019-12-31 | 365 | 7.5715 | 7 | 0.5715
86130 | 9.72 | 0.8 | 2018-12-31 | 2019-12-31 | 365 | 8.9098 | 8 | 0.9098
86133 | 9.75 | 0.8 | 2018-12-31 | 2019-12-31 | 365 | 8.9373 | 8 | 0.9373
86135 | 7.54 | 0.8 | 2018-12-31 | 2019-12-31 | 365 | 6.9115 | 6 | 0.91151
86138 | 8.7 | 1 | 2018-12-31 | 2019-12-31 | 365 | 9.9685 | 9 | 0.96853
86158 | 12.76 | 0.8 | 2018-12-31 | 2019-12-31 | 365 | 11.6964 | 11 | 0.69641
86159 | 4.35 | 0.8 | 2018-12-31 | 2019-12-31 | 365 | 3.9874 | 3 | 0.98741
86226 | 8.775 | 0.8 | 2018-12-31 | 2019-12-31 | 365 | 8.0436 | 8 | 0.043572
86224 | 6.82 | 0.8 | 2018-12-31 | 2019-12-31 | 365 | 6.2515 | 6 | 0.25153
86222 | 9.45 | 0.8 | 2018-12-31 | 2019-12-31 | 365 | 8.6623 | 8 | 0.66231
86219 | 4.095 | 0.8 | 2018-12-31 | 2019-12-31 | 365 | 3.7537 | 3 | 0.75367
86161 | 11.22 | 0.8 | 2018-12-31 | 2019-12-31 | 365 | 10.2848 | 10 | 0.28477
86216 | 12.54 | 0.8 | 2018-12-31 | 2019-12-31 | 365 | 11.4947 | 11 | 0.49475
86213 | 4.41 | 0.8 | 2018-12-31 | 2019-12-31 | 365 | 4.0424 | 4 | 0.042411
86211 | 4.72 | 0.8 | 2018-12-31 | 2019-12-31 | 365 | 4.3266 | 4 | 0.32657
86295 | 10.62 | 0.8 | 2018-12-31 | 2019-12-31 | 365 | 9.7348 | 9 | 0.73478
86294 | 14.7 | 0.8 | 2018-12-31 | 2019-12-31 | 365 | 13.4747 | 13 | 0.4747
86293 | 9.45 | 0.8 | 2018-12-31 | 2019-12-31 | 365 | 8.6623 | 8 | 0.66231
86292 | 7 | 0.8 | 2018-12-31 | 2019-12-31 | 365 | 6.4165 | 6 | 0.41652
86302 | 6.785 | 0.8 | 2018-12-31 | 2019-12-31 | 365 | 6.2194 | 6 | 0.21945
86298 | 9.735 | 0.8 | 2018-12-31 | 2019-12-31 | 365 | 8.9236 | 8 | 0.92355
86308 | 5.31 | 0.8 | 2018-12-31 | 2019-12-31 | 365 | 4.8674 | 4 | 0.86739
86365 | 2.95 | 0.8 | 2018-12-31 | 2019-12-31 | 365 | 2.7041 | 2 | 0.70411
86362 | 5.31 | 0.8 | 2018-12-31 | 2019-12-31 | 365 | 4.8674 | 4 | 0.86739
86361 | 12.54 | 0.8 | 2018-12-31 | 2019-12-31 | 365 | 11.4947 | 11 | 0.49475
86364 | 9.86 | 0.8 | 2018-12-31 | 2019-12-31 | 365 | 9.0381 | 9 | 0.038134
86360 | 13.275 | 0.8 | 2018-12-31 | 2019-12-31 | 365 | 12.1685 | 12 | 0.16848
86359 | 11.21 | 0.8 | 2018-12-31 | 2019-12-31 | 365 | 10.2756 | 10 | 0.27561
86356 | 9.12 | 0.8 | 2018-12-31 | 2019-12-31 | 365 | 8.3598 | 8 | 0.35982
86368 | 3.41 | 0.8 | 2018-12-31 | 2019-12-31 | 365 | 3.1258 | 3 | 0.12576
86358 | 4.06 | 1 | 2018-12-31 | 2019-12-31 | 365 | 4.652 | 4 | 0.65198
86357 | 4.72 | 0.8 | 2018-12-31 | 2019-12-31 | 365 | 4.3266 | 4 | 0.32657
86363 | 5.22 | 0.8 | 2018-12-31 | 2019-12-31 | 365 | 4.7849 | 4 | 0.78489
86376 | 14.8 | 0.8 | 2018-12-31 | 2019-12-31 | 365 | 13.5664 | 13 | 0.56637
86393 | 9.425 | 0.8 | 2018-12-31 | 2019-12-31 | 365 | 8.6394 | 8 | 0.63939
86353 | 12.095 | 0.8 | 2018-12-31 | 2019-12-31 | 365 | 11.0868 | 11 | 0.086838
86352 | 7.08 | 0.8 | 2018-12-31 | 2019-12-31 | 365 | 6.4899 | 6 | 0.48986
86349 | 4.64 | 0.8 | 2018-12-31 | 2019-12-31 | 365 | 4.2532 | 4 | 0.25324
86351 | 6.38 | 0.8 | 2018-12-31 | 2019-12-31 | 365 | 5.8482 | 5 | 0.8482
86372 | 15 | 0.8 | 2018-12-31 | 2019-12-31 | 365 | 13.7497 | 13 | 0.7497
86350 | 4.64 | 0.8 | 2018-12-31 | 2019-12-31 | 365 | 4.2532 | 4 | 0.25324
86348 | 7.375 | 0.8 | 2018-12-31 | 2019-12-31 | 365 | 6.7603 | 6 | 0.76027
86345 | 10.915 | 0.8 | 2018-12-31 | 2019-12-31 | 365 | 10.0052 | 10 | 0.0051955
85818 | 9.9 | 0.8 | 2018-12-31 | 2019-12-31 | 365 | 9.0748 | 9 | 0.074799
85343 | 7.92 | 0.8 | 2018-12-31 | 2019-12-31 | 365 | 7.2598 | 7 | 0.25984
85875 | 4.2 | 0.8 | 2018-12-31 | 2019-12-31 | 365 | 3.8499 | 3 | 0.84991
85877 | 6.785 | 0.8 | 2018-12-31 | 2019-12-31 | 365 | 6.2194 | 6 | 0.21945
85913 | 12.96 | 0.8 | 2018-12-31 | 2019-12-31 | 365 | 11.8797 | 11 | 0.87974
86001 | 9.8 | 0.8 | 2018-12-31 | 2019-12-31 | 365 | 8.9831 | 8 | 0.98313
86386 | 14.82 | 0.8 | 2018-12-31 | 2019-12-31 | 365 | 13.5847 | 13 | 0.5847
86354 | 14.4 | 0.8 | 2018-12-31 | 2019-12-31 | 365 | 13.1997 | 13 | 0.19971
85525 | 9.66 | 0.8 | 2018-12-31 | 2019-12-31 | 365 | 8.8548 | 8 | 0.8548
85647 | 7 | 0.8 | 2018-12-31 | 2019-12-31 | 365 | 6.4165 | 6 | 0.41652
86472 | 5.605 | 0.8 | 2018-12-31 | 2019-12-31 | 365 | 5.1378 | 5 | 0.1378
86473 | 2.16 | 0.8 | 2018-12-31 | 2019-12-31 | 365 | 1.98 | 1 | 0.97996
85905 | 9.145 | 0.8 | 2018-12-31 | 2019-12-31 | 365 | 8.3827 | 8 | 0.38273
85914 | 5.8 | 0.8 | 2018-12-31 | 2019-12-31 | 365 | 5.3165 | 5 | 0.31655
85916 | 13.34 | 0.8 | 2018-12-31 | 2019-12-31 | 365 | 12.2281 | 12 | 0.22806
85952 | 6.67 | 0.8 | 2018-12-31 | 2019-12-31 | 365 | 6.114 | 6 | 0.11403
86102 | 7.04 | 0.8 | 2018-12-31 | 2019-12-31 | 365 | 6.4532 | 6 | 0.45319
86470 | 5.605 | 0.8 | 2018-12-31 | 2019-12-31 | 365 | 5.1378 | 5 | 0.1378
86565 | 6.84 | 0.8 | 2018-12-31 | 2019-12-31 | 365 | 6.2699 | 6 | 0.26986
86593 | 7.25 | 0.8 | 2018-12-31 | 2019-12-31 | 365 | 6.6457 | 6 | 0.64569
86595 | 5.31 | 0.8 | 2018-12-31 | 2019-12-31 | 365 | 4.8674 | 4 | 0.86739
86599 | 3.6 | 0.8 | 2018-12-31 | 2019-12-31 | 365 | 3.2999 | 3 | 0.29993
86601 | 7.2 | 0.8 | 2018-12-31 | 2019-12-31 | 365 | 6.5999 | 6 | 0.59985
86604 | 6 | 0.8 | 2018-12-31 | 2019-12-31 | 365 | 5.4999 | 5 | 0.49988
86607 | 13.2 | 0.8 | 2018-12-31 | 2019-12-31 | 365 | 12.0997 | 12 | 0.099732
83769 | 2.03 | 0.8 | 2018-12-31 | 2019-12-31 | 365 | 1.8608 | 1 | 0.86079
83813 | 5.7 | 0.8 | 2018-12-31 | 2019-12-31 | 365 | 5.2249 | 5 | 0.22488
86609 | 5.4 | 0.8 | 2018-12-31 | 2019-12-31 | 365 | 4.9499 | 4 | 0.94989
86616 | 6.71 | 0.8 | 2018-12-31 | 2019-12-31 | 365 | 6.1507 | 6 | 0.1507
86619 | 10.065 | 0.8 | 2018-12-31 | 2019-12-31 | 365 | 9.226 | 9 | 0.22605
86620 | 5.4 | 0.8 | 2018-12-31 | 2019-12-31 | 365 | 4.9499 | 4 | 0.94989
86622 | 9.3 | 0.8 | 2018-12-31 | 2019-12-31 | 365 | 8.5248 | 8 | 0.52481
86626 | 10.385 | 0.8 | 2018-12-31 | 2019-12-31 | 365 | 9.5194 | 9 | 0.51937
86635 | 9.76 | 0.8 | 2018-12-31 | 2019-12-31 | 365 | 8.9465 | 8 | 0.94647
86637 | 7.625 | 0.8 | 2018-12-31 | 2019-12-31 | 365 | 6.9894 | 6 | 0.98943
86640 | 13.275 | 0.8 | 2018-12-31 | 2019-12-31 | 365 | 12.1685 | 12 | 0.16848
86687 | 8.54 | 0.8 | 2018-12-31 | 2019-12-31 | 365 | 7.8282 | 7 | 0.82816
86688 | 13.8 | 0.8 | 2018-12-31 | 2019-12-31 | 365 | 12.6497 | 12 | 0.64972
86691 | 4.72 | 0.8 | 2018-12-31 | 2019-12-31 | 365 | 4.3266 | 4 | 0.32657
86692 | 4.845 | 0.8 | 2018-12-31 | 2019-12-31 | 365 | 4.4412 | 4 | 0.44115
86693 | 11.89 | 0.8 | 2018-12-31 | 2019-12-31 | 365 | 10.8989 | 10 | 0.89893
86694 | 3.77 | 0.8 | 2018-12-31 | 2019-12-31 | 365 | 3.4558 | 3 | 0.45576
86718 | 10.88 | 0.8 | 2018-12-31 | 2019-12-31 | 365 | 9.9731 | 9 | 0.97311
86719 | 11.505 | 0.8 | 2018-12-31 | 2019-12-31 | 365 | 10.546 | 10 | 0.54602
86722 | 10.15 | 0.8 | 2018-12-31 | 2019-12-31 | 365 | 9.304 | 9 | 0.30396
86760 | 2.24 | 0.8 | 2018-12-31 | 2019-12-31 | 365 | 2.0533 | 2 | 0.053288
86761 | 4.35 | 0.8 | 2018-12-31 | 2019-12-31 | 365 | 3.9874 | 3 | 0.98741
86762 | 8.91 | 0.8 | 2018-12-31 | 2019-12-31 | 365 | 8.1673 | 8 | 0.16732
86763 | 5.8 | 0.8 | 2018-12-31 | 2019-12-31 | 365 | 5.3165 | 5 | 0.31655
86764 | 6.12 | 0.8 | 2018-12-31 | 2019-12-31 | 365 | 5.6099 | 5 | 0.60988
86801 | 4.72 | 0.8 | 2018-12-31 | 2019-12-31 | 365 | 4.3266 | 4 | 0.32657
86802 | 5.51 | 0.8 | 2018-12-31 | 2019-12-31 | 365 | 5.0507 | 5 | 0.050722
86807 | 13.275 | 0.8 | 2018-12-31 | 2019-12-31 | 365 | 12.1685 | 12 | 0.16848
86808 | 13.275 | 0.8 | 2018-12-31 | 2019-12-31 | 365 | 12.1685 | 12 | 0.16848
86809 | 13.275 | 0.8 | 2018-12-31 | 2019-12-31 | 365 | 12.1685 | 12 | 0.16848
86811 | 5.9 | 0.8 | 2018-12-31 | 2019-12-31 | 365 | 5.4082 | 5 | 0.40821
86812 | 5.415 | 0.8 | 2018-12-31 | 2019-12-31 | 365 | 4.9636 | 4 | 0.96364
86815 | 11.505 | 0.8 | 2018-12-31 | 2019-12-31 | 365 | 10.546 | 10 | 0.54602
86816 | 9.735 | 0.8 | 2018-12-31 | 2019-12-31 | 365 | 8.9236 | 8 | 0.92355
86817 | 4.72 | 0.8 | 2018-12-31 | 2019-12-31 | 365 | 4.3266 | 4 | 0.32657
86818 | 13.275 | 0.8 | 2018-12-31 | 2019-12-31 | 365 | 12.1685 | 12 | 0.16848
86819 | 7.965 | 0.8 | 2018-12-31 | 2019-12-31 | 365 | 7.3011 | 7 | 0.30109
86839 | 5.94 | 0.8 | 2018-12-31 | 2019-12-31 | 365 | 5.4449 | 5 | 0.44488
86846 | 11.21 | 0.8 | 2018-12-31 | 2019-12-31 | 365 | 10.2756 | 10 | 0.27561
86848 | 5.605 | 0.8 | 2018-12-31 | 2019-12-31 | 365 | 5.1378 | 5 | 0.1378
86854 | 13.275 | 0.8 | 2018-12-31 | 2019-12-31 | 365 | 12.1685 | 12 | 0.16848
86860 | 6.3 | 0.8 | 2018-12-31 | 2019-12-31 | 365 | 5.7749 | 5 | 0.77487
86862 | 6 | 0.8 | 2018-12-31 | 2019-12-31 | 365 | 5.4999 | 5 | 0.49988
86471 | 10.325 | 0.8 | 2018-12-31 | 2019-12-31 | 365 | 9.4644 | 9 | 0.46437
86597 | 6.2 | 0.8 | 2018-12-31 | 2019-12-31 | 365 | 5.6832 | 5 | 0.68321
85990 | 6.57 | 0.8 | 2018-12-31 | 2019-12-31 | 365 | 6.0224 | 6 | 0.022367
83236 | 11.16 | 0.8 | 2018-12-31 | 2019-12-31 | 365 | 10.2298 | 10 | 0.22977
86800 | 8.555 | 0.8 | 2018-12-31 | 2019-12-31 | 365 | 7.8419 | 7 | 0.84191
86918 | 4.8 | 0.8 | 2018-12-31 | 2019-12-31 | 365 | 4.3999 | 4 | 0.3999
86952 | 4.425 | 0.8 | 2018-12-31 | 2019-12-31 | 365 | 4.0562 | 4 | 0.05616
86954 | 7.44 | 0.8 | 2018-12-31 | 2019-12-31 | 365 | 6.8198 | 6 | 0.81985
86955 | 11.505 | 0.8 | 2018-12-31 | 2019-12-31 | 365 | 10.546 | 10 | 0.54602
86956 | 13.34 | 0.8 | 2018-12-31 | 2019-12-31 | 365 | 12.2281 | 12 | 0.22806
86957 | 7.965 | 0.8 | 2018-12-31 | 2019-12-31 | 365 | 7.3011 | 7 | 0.30109
86958 | 4.72 | 0.8 | 2018-12-31 | 2019-12-31 | 365 | 4.3266 | 4 | 0.32657
86959 | 9.36 | 0.8 | 2018-12-31 | 2019-12-31 | 365 | 8.5798 | 8 | 0.57981
86961 | 10.585 | 0.8 | 2018-12-31 | 2019-12-31 | 365 | 9.7027 | 9 | 0.7027
86962 | 10.08 | 0.8 | 2018-12-31 | 2019-12-31 | 365 | 9.2398 | 9 | 0.2398
86983 | 9.3 | 0.8 | 2018-12-31 | 2019-12-31 | 365 | 8.5248 | 8 | 0.52481
87000 | 4.06 | 0.8 | 2018-12-31 | 2019-12-31 | 365 | 3.7216 | 3 | 0.72158
87001 | 5.32 | 0.8 | 2018-12-31 | 2019-12-31 | 365 | 4.8766 | 4 | 0.87656
87002 | 8.555 | 0.8 | 2018-12-31 | 2019-12-31 | 365 | 7.8419 | 7 | 0.84191
87013 | 4.425 | 0.8 | 2018-12-31 | 2019-12-31 | 365 | 4.0562 | 4 | 0.05616
87014 | 6.5 | 0.8 | 2018-12-31 | 2019-12-31 | 365 | 5.9582 | 5 | 0.9582
87015 | 8.505 | 0.8 | 2018-12-31 | 2019-12-31 | 365 | 7.7961 | 7 | 0.79608
87016 | 22.125 | 0.8 | 2018-12-31 | 2019-12-31 | 365 | 20.2808 | 20 | 0.2808
87017 | 3.96 | 0.8 | 2018-12-31 | 2019-12-31 | 365 | 3.6299 | 3 | 0.62992
87018 | 12.54 | 0.8 | 2018-12-31 | 2019-12-31 | 365 | 11.4947 | 11 | 0.49475
87019 | 12.96 | 0.8 | 2018-12-31 | 2019-12-31 | 365 | 11.8797 | 11 | 0.87974
87020 | 7.2 | 0.8 | 2018-12-31 | 2019-12-31 | 365 | 6.5999 | 6 | 0.59985
87021 | 5.89 | 0.8 | 2018-12-31 | 2019-12-31 | 365 | 5.399 | 5 | 0.39905
87022 | 12.24 | 0.8 | 2018-12-31 | 2019-12-31 | 365 | 11.2198 | 11 | 0.21975
86617 | 7.98 | 0.8 | 2018-12-31 | 2019-12-31 | 365 | 7.3148 | 7 | 0.31484
86720 | 5.31 | 0.8 | 2018-12-31 | 2019-12-31 | 365 | 4.8674 | 4 | 0.86739
86804 | 13.275 | 0.8 | 2018-12-31 | 2019-12-31 | 365 | 12.1685 | 12 | 0.16848
86810 | 13.275 | 0.8 | 2018-12-31 | 2019-12-31 | 365 | 12.1685 | 12 | 0.16848
86814 | 10.62 | 0.8 | 2018-12-31 | 2019-12-31 | 365 | 9.7348 | 9 | 0.73478
86850 | 12.73 | 0.8 | 2018-12-31 | 2019-12-31 | 365 | 11.6689 | 11 | 0.66891
86852 | 3.245 | 0.8 | 2018-12-31 | 2019-12-31 | 365 | 2.9745 | 2 | 0.97452
87012 | 15.37 | 0.8 | 2018-12-31 | 2019-12-31 | 365 | 14.0889 | 14 | 0.088855
81896 | 74.93 | 0.55 | 2018-12-31 | 2019-12-31 | 365 | 47.2205 | 47 | 0.22047
85874 | 4.64 | 0.8 | 2018-12-31 | 2019-12-31 | 365 | 4.2532 | 4 | 0.25324
86209 | 13.275 | 0.8 | 2018-12-31 | 2019-12-31 | 365 | 12.1685 | 12 | 0.16848
86690 | 8.829 | 0.8 | 2018-12-31 | 2019-12-31 | 365 | 8.0931 | 8 | 0.093071
86695 | 7.25 | 0.8 | 2018-12-31 | 2019-12-31 | 365 | 6.6457 | 6 | 0.64569
86714 | 4.06 | 0.8 | 2018-12-31 | 2019-12-31 | 365 | 3.7216 | 3 | 0.72158
86716 | 7.8 | 0.8 | 2018-12-31 | 2019-12-31 | 365 | 7.1498 | 7 | 0.14984
86717 | 16.32 | 0.8 | 2018-12-31 | 2019-12-31 | 365 | 14.9597 | 14 | 0.95967
86803 | 4.64 | 0.8 | 2018-12-31 | 2019-12-31 | 365 | 4.2532 | 4 | 0.25324
86855 | 5.22 | 0.8 | 2018-12-31 | 2019-12-31 | 365 | 4.7849 | 4 | 0.78489
87076 | 11.02 | 0.8 | 2018-12-31 | 2019-12-31 | 365 | 10.1014 | 10 | 0.10144
87078 | 7.35 | 0.8 | 2018-12-31 | 2019-12-31 | 365 | 6.7374 | 6 | 0.73735
87092 | 10.5 | 0.8 | 2018-12-31 | 2019-12-31 | 365 | 9.6248 | 9 | 0.62479
87096 | 7.7 | 0.8 | 2018-12-31 | 2019-12-31 | 365 | 7.0582 | 7 | 0.058177
87101 | 9.92 | 0.8 | 2018-12-31 | 2019-12-31 | 365 | 9.0931 | 9 | 0.093132
87102 | 12.25 | 0.8 | 2018-12-31 | 2019-12-31 | 365 | 11.2289 | 11 | 0.22892
87103 | 11.6 | 0.8 | 2018-12-31 | 2019-12-31 | 365 | 10.6331 | 10 | 0.6331
87104 | 14.7 | 0.8 | 2018-12-31 | 2019-12-31 | 365 | 13.4747 | 13 | 0.4747
87106 | 11.2 | 0.8 | 2018-12-31 | 2019-12-31 | 365 | 10.2664 | 10 | 0.26644
87108 | 3.85 | 0.8 | 2018-12-31 | 2019-12-31 | 365 | 3.5291 | 3 | 0.52909
87109 | 15.4 | 0.8 | 2018-12-31 | 2019-12-31 | 365 | 14.1164 | 14 | 0.11635
87110 | 11.16 | 0.8 | 2018-12-31 | 2019-12-31 | 365 | 10.2298 | 10 | 0.22977
87112 | 11.375 | 0.8 | 2018-12-31 | 2019-12-31 | 365 | 10.4269 | 10 | 0.42685
87137 | 11.2 | 0.8 | 2018-12-31 | 2019-12-31 | 365 | 10.2664 | 10 | 0.26644
87139 | 4.35 | 0.8 | 2018-12-31 | 2019-12-31 | 365 | 3.9874 | 3 | 0.98741
87142 | 10.15 | 0.8 | 2018-12-31 | 2019-12-31 | 365 | 9.304 | 9 | 0.30396
87143 | 8.75 | 0.8 | 2018-12-31 | 2019-12-31 | 365 | 8.0207 | 8 | 0.020656
87145 | 7.67 | 0.8 | 2018-12-31 | 2019-12-31 | 365 | 7.0307 | 7 | 0.030678
87146 | 12.96 | 0.8 | 2018-12-31 | 2019-12-31 | 365 | 11.8797 | 11 | 0.87974
87147 | 8.7 | 0.8 | 2018-12-31 | 2019-12-31 | 365 | 7.9748 | 7 | 0.97482
87148 | 7 | 0.8 | 2018-12-31 | 2019-12-31 | 365 | 6.4165 | 6 | 0.41652
87149 | 9.45 | 0.8 | 2018-12-31 | 2019-12-31 | 365 | 8.6623 | 8 | 0.66231
87150 | 5.95 | 0.8 | 2018-12-31 | 2019-12-31 | 365 | 5.454 | 5 | 0.45405
87151 | 5.22 | 0.8 | 2018-12-31 | 2019-12-31 | 365 | 4.7849 | 4 | 0.78489
87152 | 4.55 | 0.8 | 2018-12-31 | 2019-12-31 | 365 | 4.1707 | 4 | 0.17074
87193 | 9.735 | 0.8 | 2018-12-31 | 2019-12-31 | 365 | 8.9236 | 8 | 0.92355
87197 | 3.54 | 0.8 | 2018-12-31 | 2019-12-31 | 365 | 3.2449 | 3 | 0.24493
87203 | 10.5 | 0.8 | 2018-12-31 | 2019-12-31 | 365 | 9.6248 | 9 | 0.62479
87204 | 9.81 | 0.8 | 2018-12-31 | 2019-12-31 | 365 | 8.9923 | 8 | 0.9923
87208 | 6.3 | 0.8 | 2018-12-31 | 2019-12-31 | 365 | 5.7749 | 5 | 0.77487
87209 | 14 | 0.8 | 2018-12-31 | 2019-12-31 | 365 | 12.833 | 12 | 0.83305
87232 | 6.38 | 0.8 | 2018-12-31 | 2019-12-31 | 365 | 5.8482 | 5 | 0.8482
87248 | 12.98 | 0.8 | 2018-12-31 | 2019-12-31 | 365 | 11.8981 | 11 | 0.89807
87099 | 9.1 | 0.8 | 2018-12-31 | 2019-12-31 | 365 | 8.3415 | 8 | 0.34148
87118 | 6.3 | 0.8 | 2018-12-31 | 2019-12-31 | 365 | 5.7749 | 5 | 0.77487
81453 | 74.88 | 0.6 | 2018-12-31 | 2019-12-31 | 365 | 51.4789 | 51 | 0.47886
86856 | 5.4 | 0.8 | 2018-12-31 | 2019-12-31 | 365 | 4.9499 | 4 | 0.94989
87295 | 11.31 | 0.8 | 2018-12-31 | 2019-12-31 | 365 | 10.3673 | 10 | 0.36727
87299 | 6.195 | 0.8 | 2018-12-31 | 2019-12-31 | 365 | 5.6786 | 5 | 0.67862
87303 | 10.325 | 0.8 | 2018-12-31 | 2019-12-31 | 365 | 9.4644 | 9 | 0.46437
87304 | 13.275 | 0.8 | 2018-12-31 | 2019-12-31 | 365 | 12.1685 | 12 | 0.16848
87306 | 12.685 | 0.8 | 2018-12-31 | 2019-12-31 | 365 | 11.6277 | 11 | 0.62766
87307 | 7.83 | 0.8 | 2018-12-31 | 2019-12-31 | 365 | 7.1773 | 7 | 0.17734
87308 | 7.375 | 0.8 | 2018-12-31 | 2019-12-31 | 365 | 6.7603 | 6 | 0.76027
87310 | 5.8 | 0.8 | 2018-12-31 | 2019-12-31 | 365 | 5.3165 | 5 | 0.31655
87314 | 3.54 | 0.8 | 2018-12-31 | 2019-12-31 | 365 | 3.2449 | 3 | 0.24493
87317 | 7.54 | 0.8 | 2018-12-31 | 2019-12-31 | 365 | 6.9115 | 6 | 0.91151
87320 | 12.685 | 0.8 | 2018-12-31 | 2019-12-31 | 365 | 11.6277 | 11 | 0.62766
87325 | 8.7 | 0.8 | 2018-12-31 | 2019-12-31 | 365 | 7.9748 | 7 | 0.97482
87327 | 4.35 | 0.8 | 2018-12-31 | 2019-12-31 | 365 | 3.9874 | 3 | 0.98741
87336 | 3.48 | 0.8 | 2018-12-31 | 2019-12-31 | 365 | 3.1899 | 3 | 0.18993
87376 | 7.965 | 0.8 | 2018-12-31 | 2019-12-31 | 365 | 7.3011 | 7 | 0.30109
87384 | 5.605 | 0.8 | 2018-12-31 | 2019-12-31 | 365 | 5.1378 | 5 | 0.1378
87075 | 7.08 | 0.8 | 2018-12-31 | 2019-12-31 | 365 | 6.4899 | 6 | 0.48986
87085 | 8.05 | 0.8 | 2018-12-31 | 2019-12-31 | 365 | 7.379 | 7 | 0.379
87144 | 7.035 | 0.8 | 2018-12-31 | 2019-12-31 | 365 | 6.4486 | 6 | 0.44861
87279 | 6.785 | 0.8 | 2018-12-31 | 2019-12-31 | 365 | 6.2194 | 6 | 0.21945
87488 | 7.25 | 0.8 | 2018-12-31 | 2019-12-31 | 365 | 6.6457 | 6 | 0.64569
87489 | 11.84 | 0.8 | 2018-12-31 | 2019-12-31 | 365 | 10.8531 | 10 | 0.85309
87490 | 10.88 | 0.8 | 2018-12-31 | 2019-12-31 | 365 | 9.9731 | 9 | 0.97311
87491 | 8.64 | 0.8 | 2018-12-31 | 2019-12-31 | 365 | 7.9198 | 7 | 0.91982
87492 | 12 | 0.8 | 2018-12-31 | 2019-12-31 | 365 | 10.9998 | 10 | 0.99976
87493 | 11.55 | 0.8 | 2018-12-31 | 2019-12-31 | 365 | 10.5873 | 10 | 0.58727
87496 | 6.3 | 0.8 | 2018-12-31 | 2019-12-31 | 365 | 5.7749 | 5 | 0.77487
87497 | 7 | 0.8 | 2018-12-31 | 2019-12-31 | 365 | 6.4165 | 6 | 0.41652
87498 | 10.85 | 0.8 | 2018-12-31 | 2019-12-31 | 365 | 9.9456 | 9 | 0.94561
87499 | 7.2 | 0.8 | 2018-12-31 | 2019-12-31 | 365 | 6.5999 | 6 | 0.59985
87500 | 10.15 | 0.8 | 2018-12-31 | 2019-12-31 | 365 | 9.304 | 9 | 0.30396
87504 | 8.05 | 0.8 | 2018-12-31 | 2019-12-31 | 365 | 7.379 | 7 | 0.379
87506 | 11.89 | 0.8 | 2018-12-31 | 2019-12-31 | 365 | 10.8989 | 10 | 0.89893
87509 | 10.24 | 0.8 | 2018-12-31 | 2019-12-31 | 365 | 9.3865 | 9 | 0.38646
87510 | 13.3 | 0.8 | 2018-12-31 | 2019-12-31 | 365 | 12.1914 | 12 | 0.1914
87525 | 13.34 | 0.8 | 2018-12-31 | 2019-12-31 | 365 | 12.2281 | 12 | 0.22806
87527 | 8.75 | 0.8 | 2018-12-31 | 2019-12-31 | 365 | 8.0207 | 8 | 0.020656
87528 | 24.5 | 0.8 | 2018-12-31 | 2019-12-31 | 365 | 22.4578 | 22 | 0.45784
87529 | 7.35 | 0.8 | 2018-12-31 | 2019-12-31 | 365 | 6.7374 | 6 | 0.73735
87535 | 7.35 | 0.8 | 2018-12-31 | 2019-12-31 | 365 | 6.7374 | 6 | 0.73735
87537 | 6.65 | 0.8 | 2018-12-31 | 2019-12-31 | 365 | 6.0957 | 6 | 0.095699
87546 | 9.145 | 0.8 | 2018-12-31 | 2019-12-31 | 365 | 8.3827 | 8 | 0.38273
87548 | 12.685 | 0.8 | 2018-12-31 | 2019-12-31 | 365 | 11.6277 | 11 | 0.62766
87207 | 10.15 | 0.8 | 2018-12-31 | 2019-12-31 | 365 | 9.304 | 9 | 0.30396
87324 | 5.7 | 0.8 | 2018-12-31 | 2019-12-31 | 365 | 5.2249 | 5 | 0.22488
87369 | 5.04 | 0.8 | 2018-12-31 | 2019-12-31 | 365 | 4.6199 | 4 | 0.6199
87371 | 4.2 | 0.8 | 2018-12-31 | 2019-12-31 | 365 | 3.8499 | 3 | 0.84991
87380 | 10.325 | 0.8 | 2018-12-31 | 2019-12-31 | 365 | 9.4644 | 9 | 0.46437
87501 | 7.7 | 0.8 | 2018-12-31 | 2019-12-31 | 365 | 7.0582 | 7 | 0.058177
87526 | 12.95 | 0.8 | 2018-12-31 | 2019-12-31 | 365 | 11.8706 | 11 | 0.87057
87540 | 6.3 | 0.8 | 2018-12-31 | 2019-12-31 | 365 | 5.7749 | 5 | 0.77487
87543 | 13.3 | 0.8 | 2018-12-31 | 2019-12-31 | 365 | 12.1914 | 12 | 0.1914
87572 | 12.8 | 0.8 | 2018-12-31 | 2019-12-31 | 365 | 11.7331 | 11 | 0.73307
87573 | 5.4 | 0.8 | 2018-12-31 | 2019-12-31 | 365 | 4.9499 | 4 | 0.94989
87574 | 7.7 | 0.8 | 2018-12-31 | 2019-12-31 | 365 | 7.0582 | 7 | 0.058177
87575 | 8.75 | 0.8 | 2018-12-31 | 2019-12-31 | 365 | 8.0207 | 8 | 0.020656
87576 | 7.35 | 0.8 | 2018-12-31 | 2019-12-31 | 365 | 6.7374 | 6 | 0.73735
87577 | 11 | 0.8 | 2018-12-31 | 2019-12-31 | 365 | 10.0831 | 10 | 0.08311
87578 | 9.8 | 0.8 | 2018-12-31 | 2019-12-31 | 365 | 8.9831 | 8 | 0.98313
87580 | 9.44 | 0.8 | 2018-12-31 | 2019-12-31 | 365 | 8.6531 | 8 | 0.65314
87581 | 5.605 | 0.8 | 2018-12-31 | 2019-12-31 | 365 | 5.1378 | 5 | 0.1378
87582 | 6.49 | 0.8 | 2018-12-31 | 2019-12-31 | 365 | 5.949 | 5 | 0.94904
87584 | 5.76 | 0.8 | 2018-12-31 | 2019-12-31 | 365 | 5.2799 | 5 | 0.27988
87585 | 9.44 | 0.8 | 2018-12-31 | 2019-12-31 | 365 | 8.6531 | 8 | 0.65314
87586 | 5.31 | 0.8 | 2018-12-31 | 2019-12-31 | 365 | 4.8674 | 4 | 0.86739
87587 | 4.425 | 0.8 | 2018-12-31 | 2019-12-31 | 365 | 4.0562 | 4 | 0.05616
87588 | 6.49 | 0.8 | 2018-12-31 | 2019-12-31 | 365 | 5.949 | 5 | 0.94904
87632 | 24.48 | 0.8 | 2018-12-31 | 2019-12-31 | 365 | 22.4395 | 22 | 0.4395
87636 | 3.05 | 0.8 | 2018-12-31 | 2019-12-31 | 365 | 2.7958 | 2 | 0.79577
87648 | 12.6 | 0.8 | 2018-12-31 | 2019-12-31 | 365 | 11.5497 | 11 | 0.54974
87671 | 8.4 | 0.8 | 2018-12-31 | 2019-12-31 | 365 | 7.6998 | 7 | 0.69983
87672 | 10.24 | 0.8 | 2018-12-31 | 2019-12-31 | 365 | 9.3865 | 9 | 0.38646
87673 | 11.505 | 0.8 | 2018-12-31 | 2019-12-31 | 365 | 10.546 | 10 | 0.54602
87675 | 8.85 | 0.8 | 2018-12-31 | 2019-12-31 | 365 | 8.1123 | 8 | 0.11232
87676 | 8.555 | 0.8 | 2018-12-31 | 2019-12-31 | 365 | 7.8419 | 7 | 0.84191
87677 | 6.195 | 0.8 | 2018-12-31 | 2019-12-31 | 365 | 5.6786 | 5 | 0.67862
87679 | 7.965 | 0.8 | 2018-12-31 | 2019-12-31 | 365 | 7.3011 | 7 | 0.30109
87681 | 5.605 | 0.8 | 2018-12-31 | 2019-12-31 | 365 | 5.1378 | 5 | 0.1378
87682 | 6.195 | 0.8 | 2018-12-31 | 2019-12-31 | 365 | 5.6786 | 5 | 0.67862
87739 | 12.6 | 0.8 | 2018-12-31 | 2019-12-31 | 365 | 11.5497 | 11 | 0.54974
87740 | 8.4 | 0.8 | 2018-12-31 | 2019-12-31 | 365 | 7.6998 | 7 | 0.69983
87741 | 12.95 | 0.8 | 2018-12-31 | 2019-12-31 | 365 | 11.8706 | 11 | 0.87057
87742 | 5.31 | 0.8 | 2018-12-31 | 2019-12-31 | 365 | 4.8674 | 4 | 0.86739
87743 | 6.3 | 0.8 | 2018-12-31 | 2019-12-31 | 365 | 5.7749 | 5 | 0.77487
87744 | 11.9 | 0.8 | 2018-12-31 | 2019-12-31 | 365 | 10.9081 | 10 | 0.90809
87745 | 14.7 | 0.8 | 2018-12-31 | 2019-12-31 | 365 | 13.4747 | 13 | 0.4747
87747 | 15 | 0.8 | 2018-12-31 | 2019-12-31 | 365 | 13.7497 | 13 | 0.7497
87748 | 8.4 | 0.8 | 2018-12-31 | 2019-12-31 | 365 | 7.6998 | 7 | 0.69983
87749 | 8.4 | 0.8 | 2018-12-31 | 2019-12-31 | 365 | 7.6998 | 7 | 0.69983
87751 | 7.08 | 0.8 | 2018-12-31 | 2019-12-31 | 365 | 6.4899 | 6 | 0.48986
87136 | 971.52 | 0.55 | 2018-12-31 | 2019-12-31 | 365 | 612.2465 | 612 | 0.24646
87153 | 9.44 | 0.8 | 2018-12-31 | 2019-12-31 | 365 | 8.6531 | 8 | 0.65314
87296 | 8.85 | 0.8 | 2018-12-31 | 2019-12-31 | 365 | 8.1123 | 8 | 0.11232
87305 | 13.395 | 0.8 | 2018-12-31 | 2019-12-31 | 365 | 12.2785 | 12 | 0.27848
87328 | 4.8 | 0.8 | 2018-12-31 | 2019-12-31 | 365 | 4.3999 | 4 | 0.3999
87329 | 10.44 | 0.8 | 2018-12-31 | 2019-12-31 | 365 | 9.5698 | 9 | 0.56979
87337 | 13.275 | 0.8 | 2018-12-31 | 2019-12-31 | 365 | 12.1685 | 12 | 0.16848
87378 | 12.2 | 0.8 | 2018-12-31 | 2019-12-31 | 365 | 11.1831 | 11 | 0.18309
87382 | 9.315 | 0.8 | 2018-12-31 | 2019-12-31 | 365 | 8.5386 | 8 | 0.53856
87680 | 10.62 | 0.8 | 2018-12-31 | 2019-12-31 | 365 | 9.7348 | 9 | 0.73478
87752 | 13.275 | 0.8 | 2018-12-31 | 2019-12-31 | 365 | 12.1685 | 12 | 0.16848
87753 | 9.735 | 0.8 | 2018-12-31 | 2019-12-31 | 365 | 8.9236 | 8 | 0.92355
87762 | 5.7 | 0.8 | 2018-12-31 | 2019-12-31 | 365 | 5.2249 | 5 | 0.22488
87763 | 8.26 | 0.8 | 2018-12-31 | 2019-12-31 | 365 | 7.5715 | 7 | 0.5715
87764 | 14.85 | 0.8 | 2018-12-31 | 2019-12-31 | 365 | 13.6122 | 13 | 0.6122
87765 | 5.9 | 0.8 | 2018-12-31 | 2019-12-31 | 365 | 5.4082 | 5 | 0.40821
87766 | 10.15 | 0.8 | 2018-12-31 | 2019-12-31 | 365 | 9.304 | 9 | 0.30396
87767 | 7.8 | 0.8 | 2018-12-31 | 2019-12-31 | 365 | 7.1498 | 7 | 0.14984
87768 | 14.95 | 0.8 | 2018-12-31 | 2019-12-31 | 365 | 13.7039 | 13 | 0.70386
87769 | 7.56 | 0.8 | 2018-12-31 | 2019-12-31 | 365 | 6.9298 | 6 | 0.92985
87770 | 12.095 | 0.8 | 2018-12-31 | 2019-12-31 | 365 | 11.0868 | 11 | 0.086838
87771 | 9.24 | 0.8 | 2018-12-31 | 2019-12-31 | 365 | 8.4698 | 8 | 0.46981
87772 | 8.64 | 0.8 | 2018-12-31 | 2019-12-31 | 365 | 7.9198 | 7 | 0.91982
87774 | 8 | 0.8 | 2018-12-31 | 2019-12-31 | 365 | 7.3332 | 7 | 0.33317
87775 | 12.95 | 0.8 | 2018-12-31 | 2019-12-31 | 365 | 11.8706 | 11 | 0.87057
87780 | 2.95 | 0.8 | 2018-12-31 | 2019-12-31 | 365 | 2.7041 | 2 | 0.70411
87781 | 13.57 | 0.8 | 2018-12-31 | 2019-12-31 | 365 | 12.4389 | 12 | 0.43889
87782 | 138.3 | 0.55 | 2018-12-31 | 2019-12-31 | 365 | 87.1559 | 87 | 0.15589
87783 | 15.12 | 0.8 | 2018-12-31 | 2019-12-31 | 365 | 13.8597 | 13 | 0.85969
87579 | 8.12 | 0.8 | 2018-12-31 | 2019-12-31 | 365 | 7.4432 | 7 | 0.44317
87649 | 12.6 | 0.8 | 2018-12-31 | 2019-12-31 | 365 | 11.5497 | 11 | 0.54974
87683 | 24.48 | 0.8 | 2018-12-31 | 2019-12-31 | 365 | 22.4395 | 22 | 0.4395
87338 | 3.83 | 0.8 | 2018-12-31 | 2019-12-31 | 365 | 3.5108 | 3 | 0.51076
87377 | 2.85 | 0.8 | 2018-12-31 | 2019-12-31 | 365 | 2.6124 | 2 | 0.61244
87385 | 12.47 | 0.8 | 2018-12-31 | 2019-12-31 | 365 | 11.4306 | 11 | 0.43058
87758 | 5.46 | 0.8 | 2018-12-31 | 2019-12-31 | 365 | 5.0049 | 5 | 0.0048893
87755 | 9.9 | 0.8 | 2018-12-31 | 2019-12-31 | 365 | 9.0748 | 9 | 0.074799
87838 | 10.73 | 0.8 | 2018-12-31 | 2019-12-31 | 365 | 9.8356 | 9 | 0.83562
87843 | 4.745 | 0.8 | 2018-12-31 | 2019-12-31 | 365 | 4.3495 | 4 | 0.34949
87847 | 5.4 | 0.8 | 2018-12-31 | 2019-12-31 | 365 | 4.9499 | 4 | 0.94989
87849 | 5.76 | 0.8 | 2018-12-31 | 2019-12-31 | 365 | 5.2799 | 5 | 0.27988
87851 | 5.95 | 0.8 | 2018-12-31 | 2019-12-31 | 365 | 5.454 | 5 | 0.45405
87852 | 5.12 | 0.8 | 2018-12-31 | 2019-12-31 | 365 | 4.6932 | 4 | 0.69323
87856 | 4.06 | 0.8 | 2018-12-31 | 2019-12-31 | 365 | 3.7216 | 3 | 0.72158
87858 | 12.6 | 0.8 | 2018-12-31 | 2019-12-31 | 365 | 11.5497 | 11 | 0.54974
87859 | 10.71 | 0.8 | 2018-12-31 | 2019-12-31 | 365 | 9.8173 | 9 | 0.81728
87895 | 4.62 | 0.8 | 2018-12-31 | 2019-12-31 | 365 | 4.2349 | 4 | 0.23491
87383 | 5.9 | 0.8 | 2018-12-31 | 2019-12-31 | 365 | 5.4082 | 5 | 0.40821
87884 | 7.2 | 0.8 | 2018-12-31 | 2019-12-31 | 365 | 6.5999 | 6 | 0.59985
87885 | 2.655 | 0.8 | 2018-12-31 | 2019-12-31 | 365 | 2.4337 | 2 | 0.4337
87909 | 7.08 | 0.8 | 2018-12-31 | 2019-12-31 | 365 | 6.4899 | 6 | 0.48986
87889 | 9.9 | 0.8 | 2018-12-31 | 2019-12-31 | 365 | 9.0748 | 9 | 0.074799
87888 | 8.7 | 0.8 | 2018-12-31 | 2019-12-31 | 365 | 7.9748 | 7 | 0.97482
87887 | 11.2 | 0.8 | 2018-12-31 | 2019-12-31 | 365 | 10.2664 | 10 | 0.26644
87846 | 14.7 | 0.8 | 2018-12-31 | 2019-12-31 | 365 | 13.4747 | 13 | 0.4747
87860 | 13.3 | 0.8 | 2018-12-31 | 2019-12-31 | 365 | 12.1914 | 12 | 0.1914
87910 | 2.36 | 0.8 | 2018-12-31 | 2019-12-31 | 365 | 2.1633 | 2 | 0.16329
87921 | 6.49 | 0.8 | 2018-12-31 | 2019-12-31 | 365 | 5.949 | 5 | 0.94904
87919 | 9.855 | 0.8 | 2018-12-31 | 2019-12-31 | 365 | 9.0336 | 9 | 0.03355
87961 | 10.88 | 0.8 | 2018-12-31 | 2019-12-31 | 365 | 9.9731 | 9 | 0.97311
87960 | 10.08 | 0.8 | 2018-12-31 | 2019-12-31 | 365 | 9.2398 | 9 | 0.2398
87940 | 5.2 | 0.8 | 2018-12-31 | 2019-12-31 | 365 | 4.7666 | 4 | 0.76656
87938 | 7.375 | 0.8 | 2018-12-31 | 2019-12-31 | 365 | 6.7603 | 6 | 0.76027
87993 | 3.5 | 0.8 | 2018-12-31 | 2019-12-31 | 365 | 3.2083 | 3 | 0.20826
86615 | 47.52 | 0.55 | 2018-12-31 | 2019-12-31 | 365 | 29.9468 | 29 | 0.94684
87839 | 6.785 | 0.8 | 2018-12-31 | 2019-12-31 | 365 | 6.2194 | 6 | 0.21945
87840 | 8.85 | 0.8 | 2018-12-31 | 2019-12-31 | 365 | 8.1123 | 8 | 0.11232
87842 | 6.195 | 0.8 | 2018-12-31 | 2019-12-31 | 365 | 5.6786 | 5 | 0.67862
87958 | 10.62 | 0.8 | 2018-12-31 | 2019-12-31 | 365 | 9.7348 | 9 | 0.73478
87959 | 5.015 | 0.8 | 2018-12-31 | 2019-12-31 | 365 | 4.597 | 4 | 0.59698
88035 | 5.795 | 0.8 | 2018-12-31 | 2019-12-31 | 365 | 5.312 | 5 | 0.31197
88070 | 11.8 | 0.8 | 2018-12-31 | 2019-12-31 | 365 | 10.8164 | 10 | 0.81643
88077 | 7.08 | 0.8 | 2018-12-31 | 2019-12-31 | 365 | 6.4899 | 6 | 0.48986
88080 | 7.25 | 0.8 | 2018-12-31 | 2019-12-31 | 365 | 6.6457 | 6 | 0.64569
88102 | 7.2 | 0.8 | 2018-12-31 | 2019-12-31 | 365 | 6.5999 | 6 | 0.59985
88103 | 12.73 | 0.8 | 2018-12-31 | 2019-12-31 | 365 | 11.6689 | 11 | 0.66891
87886 | 4.03 | 0.8 | 2018-12-31 | 2019-12-31 | 365 | 3.6941 | 3 | 0.69408
88107 | 11.88 | 0.8 | 2018-12-31 | 2019-12-31 | 365 | 10.8898 | 10 | 0.88976
88108 | 13.6 | 0.8 | 2018-12-31 | 2019-12-31 | 365 | 12.4664 | 12 | 0.46639
88169 | 9.6 | 0.8 | 2018-12-31 | 2019-12-31 | 365 | 8.7998 | 8 | 0.79981
88170 | 8.06 | 0.8 | 2018-12-31 | 2019-12-31 | 365 | 7.3882 | 7 | 0.38817
88171 | 8.75 | 0.8 | 2018-12-31 | 2019-12-31 | 365 | 8.0207 | 8 | 0.020656
88172 | 4.72 | 0.8 | 2018-12-31 | 2019-12-31 | 365 | 4.3266 | 4 | 0.32657
87844 | 3.965 | 0.8 | 2018-12-31 | 2019-12-31 | 365 | 3.6345 | 3 | 0.6345
87939 | 8.25 | 0.8 | 2018-12-31 | 2019-12-31 | 365 | 7.5623 | 7 | 0.56233
88105 | 11.505 | 0.8 | 2018-12-31 | 2019-12-31 | 365 | 10.546 | 10 | 0.54602
88202 | 6.4 | 0.8 | 2018-12-31 | 2019-12-31 | 365 | 5.8665 | 5 | 0.86654
88203 | 12.25 | 0.8 | 2018-12-31 | 2019-12-31 | 365 | 11.2289 | 11 | 0.22892
88227 | 9.9 | 0.8 | 2018-12-31 | 2019-12-31 | 365 | 9.0748 | 9 | 0.074799
88231 | 8.75 | 0.8 | 2018-12-31 | 2019-12-31 | 365 | 8.0207 | 8 | 0.020656
88233 | 9.49 | 0.8 | 2018-12-31 | 2019-12-31 | 365 | 8.699 | 8 | 0.69897
88236 | 24.9 | 0.8 | 2018-12-31 | 2019-12-31 | 365 | 22.8245 | 22 | 0.8245
88251 | 4.72 | 0.8 | 2018-12-31 | 2019-12-31 | 365 | 4.3266 | 4 | 0.32657
88253 | 6.5 | 1 | 2018-12-31 | 2019-12-31 | 365 | 7.4478 | 7 | 0.44775
88262 | 6.785 | 0.8 | 2018-12-31 | 2019-12-31 | 365 | 6.2194 | 6 | 0.21945
88263 | 7.375 | 0.8 | 2018-12-31 | 2019-12-31 | 365 | 6.7603 | 6 | 0.76027
88264 | 16.24 | 0.8 | 2018-12-31 | 2019-12-31 | 365 | 14.8863 | 14 | 0.88634
88289 | 9.8 | 0.8 | 2018-12-31 | 2019-12-31 | 365 | 8.9831 | 8 | 0.98313
88293 | 10.85 | 0.8 | 2018-12-31 | 2019-12-31 | 365 | 9.9456 | 9 | 0.94561
88303 | 12.6 | 0.8 | 2018-12-31 | 2019-12-31 | 365 | 11.5497 | 11 | 0.54974
88304 | 9.45 | 0.8 | 2018-12-31 | 2019-12-31 | 365 | 8.6623 | 8 | 0.66231
88305 | 8.32 | 0.8 | 2018-12-31 | 2019-12-31 | 365 | 7.6265 | 7 | 0.6265
88306 | 10.5 | 0.8 | 2018-12-31 | 2019-12-31 | 365 | 9.6248 | 9 | 0.62479
88254 | 8.85 | 0.8 | 2018-12-31 | 2019-12-31 | 365 | 8.1123 | 8 | 0.11232
88371 | 4.06 | 0.8 | 2018-12-31 | 2019-12-31 | 365 | 3.7216 | 3 | 0.72158
88373 | 10.15 | 0.8 | 2018-12-31 | 2019-12-31 | 365 | 9.304 | 9 | 0.30396
88376 | 9.36 | 0.8 | 2018-12-31 | 2019-12-31 | 365 | 8.5798 | 8 | 0.57981
88378 | 12.87 | 0.8 | 2018-12-31 | 2019-12-31 | 365 | 11.7972 | 11 | 0.79724
88381 | 24.9 | 0.8 | 2018-12-31 | 2019-12-31 | 365 | 22.8245 | 22 | 0.8245
88252 | 5.28 | 0.8 | 2018-12-31 | 2019-12-31 | 365 | 4.8399 | 4 | 0.83989
88408 | 5.25 | 0.8 | 2018-12-31 | 2019-12-31 | 365 | 4.8124 | 4 | 0.81239
88409 | 11.84 | 0.8 | 2018-12-31 | 2019-12-31 | 365 | 10.8531 | 10 | 0.85309
88410 | 7.7 | 0.8 | 2018-12-31 | 2019-12-31 | 365 | 7.0582 | 7 | 0.058177
88411 | 9.76 | 0.8 | 2018-12-31 | 2019-12-31 | 365 | 8.9465 | 8 | 0.94647
88412 | 12.54 | 0.8 | 2018-12-31 | 2019-12-31 | 365 | 11.4947 | 11 | 0.49475
88413 | 9.8 | 0.8 | 2018-12-31 | 2019-12-31 | 365 | 8.9831 | 8 | 0.98313
88415 | 9.855 | 0.8 | 2018-12-31 | 2019-12-31 | 365 | 9.0336 | 9 | 0.03355
88416 | 9.735 | 0.8 | 2018-12-31 | 2019-12-31 | 365 | 8.9236 | 8 | 0.92355
88448 | 10.325 | 0.8 | 2018-12-31 | 2019-12-31 | 365 | 9.4644 | 9 | 0.46437
88464 | 4.425 | 0.8 | 2018-12-31 | 2019-12-31 | 365 | 4.0562 | 4 | 0.05616
88501 | 11.2 | 0.8 | 2018-12-31 | 2019-12-31 | 365 | 10.2664 | 10 | 0.26644
88504 | 7.36 | 0.8 | 2018-12-31 | 2019-12-31 | 365 | 6.7465 | 6 | 0.74652
88507 | 11.2 | 0.8 | 2018-12-31 | 2019-12-31 | 365 | 10.2664 | 10 | 0.26644
88508 | 11.9 | 0.8 | 2018-12-31 | 2019-12-31 | 365 | 10.9081 | 10 | 0.90809
88367 | 9.1 | 0.8 | 2018-12-31 | 2019-12-31 | 365 | 8.3415 | 8 | 0.34148
88498 | 9.1 | 0.8 | 2018-12-31 | 2019-12-31 | 365 | 8.3415 | 8 | 0.34148
88543 | 7 | 0.8 | 2018-12-31 | 2019-12-31 | 365 | 6.4165 | 6 | 0.41652
88547 | 15.04 | 0.8 | 2018-12-31 | 2019-12-31 | 365 | 13.7864 | 13 | 0.78636
88552 | 8.96 | 0.8 | 2018-12-31 | 2019-12-31 | 365 | 8.2132 | 8 | 0.21315
88555 | 4.2 | 0.8 | 2018-12-31 | 2019-12-31 | 365 | 3.8499 | 3 | 0.84991
88559 | 8.98 | 0.8 | 2018-12-31 | 2019-12-31 | 365 | 8.2315 | 8 | 0.23148
88563 | 8.96 | 0.8 | 2018-12-31 | 2019-12-31 | 365 | 8.2132 | 8 | 0.21315
88567 | 14.7 | 0.8 | 2018-12-31 | 2019-12-31 | 365 | 13.4747 | 13 | 0.4747
88570 | 4.9 | 0.8 | 2018-12-31 | 2019-12-31 | 365 | 4.4916 | 4 | 0.49157
88573 | 10.915 | 0.8 | 2018-12-31 | 2019-12-31 | 365 | 10.0052 | 10 | 0.0051955
88575 | 3.54 | 0.8 | 2018-12-31 | 2019-12-31 | 365 | 3.2449 | 3 | 0.24493
88578 | 6.3 | 0.8 | 2018-12-31 | 2019-12-31 | 365 | 5.7749 | 5 | 0.77487
88581 | 9.405 | 0.8 | 2018-12-31 | 2019-12-31 | 365 | 8.6211 | 8 | 0.62106
88618 | 9.145 | 0.8 | 2018-12-31 | 2019-12-31 | 365 | 8.3827 | 8 | 0.38273
88619 | 13.275 | 0.8 | 2018-12-31 | 2019-12-31 | 365 | 12.1685 | 12 | 0.16848
88622 | 5.015 | 0.8 | 2018-12-31 | 2019-12-31 | 365 | 4.597 | 4 | 0.59698
88623 | 9.44 | 0.8 | 2018-12-31 | 2019-12-31 | 365 | 8.6531 | 8 | 0.65314
88405 | 8.37 | 0.8 | 2018-12-31 | 2019-12-31 | 365 | 7.6723 | 7 | 0.67233
88406 | 5.68 | 0.8 | 2018-12-31 | 2019-12-31 | 365 | 5.2066 | 5 | 0.20655
88407 | 8.85 | 0.8 | 2018-12-31 | 2019-12-31 | 365 | 8.1123 | 8 | 0.11232
88577 | 10.85 | 0.8 | 2018-12-31 | 2019-12-31 | 365 | 9.9456 | 9 | 0.94561
88579 | 9.9 | 0.8 | 2018-12-31 | 2019-12-31 | 365 | 9.0748 | 9 | 0.074799
88620 | 9.44 | 0.8 | 2018-12-31 | 2019-12-31 | 365 | 8.6531 | 8 | 0.65314
88621 | 5.04 | 0.8 | 2018-12-31 | 2019-12-31 | 365 | 4.6199 | 4 | 0.6199
88634 | 7.375 | 0.8 | 2018-12-31 | 2019-12-31 | 365 | 6.7603 | 6 | 0.76027
88652 | 7.55 | 0.8 | 2018-12-31 | 2019-12-31 | 365 | 6.9207 | 6 | 0.92068
88653 | 5.8 | 0.8 | 2018-12-31 | 2019-12-31 | 365 | 5.3165 | 5 | 0.31655
88654 | 8.25 | 0.8 | 2018-12-31 | 2019-12-31 | 365 | 7.5623 | 7 | 0.56233
88686 | 125.3 | 0.55 | 2018-12-31 | 2019-12-31 | 365 | 78.9634 | 78 | 0.96336
88687 | 5.605 | 0.8 | 2018-12-31 | 2019-12-31 | 365 | 5.1378 | 5 | 0.1378
88689 | 10.325 | 0.8 | 2018-12-31 | 2019-12-31 | 365 | 9.4644 | 9 | 0.46437
88724 | 12.73 | 0.8 | 2018-12-31 | 2019-12-31 | 365 | 11.6689 | 11 | 0.66891
88725 | 7.37 | 0.8 | 2018-12-31 | 2019-12-31 | 365 | 6.7557 | 6 | 0.75568
88726 | 11.21 | 0.8 | 2018-12-31 | 2019-12-31 | 365 | 10.2756 | 10 | 0.27561
88766 | 10.62 | 0.8 | 2018-12-31 | 2019-12-31 | 365 | 9.7348 | 9 | 0.73478
88776 | 11.8 | 0.8 | 2018-12-31 | 2019-12-31 | 365 | 10.8164 | 10 | 0.81643
88779 | 10.95 | 0.8 | 2018-12-31 | 2019-12-31 | 365 | 10.0373 | 10 | 0.037278
88780 | 11.52 | 0.8 | 2018-12-31 | 2019-12-31 | 365 | 10.5598 | 10 | 0.55977
88781 | 7.68 | 0.8 | 2018-12-31 | 2019-12-31 | 365 | 7.0398 | 7 | 0.039844
88786 | 7.965 | 0.8 | 2018-12-31 | 2019-12-31 | 365 | 7.3011 | 7 | 0.30109
88787 | 12.98 | 0.8 | 2018-12-31 | 2019-12-31 | 365 | 11.8981 | 11 | 0.89807
88788 | 3.835 | 0.8 | 2018-12-31 | 2019-12-31 | 365 | 3.5153 | 3 | 0.51534
88789 | 4.72 | 0.8 | 2018-12-31 | 2019-12-31 | 365 | 4.3266 | 4 | 0.32657
88791 | 11.22 | 0.8 | 2018-12-31 | 2019-12-31 | 365 | 10.2848 | 10 | 0.28477
87822 | 271.695 | 0.6 | 2018-12-31 | 2019-12-31 | 365 | 186.7862 | 186 | 0.78618
88778 | 10.56 | 0.8 | 2018-12-31 | 2019-12-31 | 365 | 9.6798 | 9 | 0.67979
88793 | 11.16 | 0.8 | 2018-12-31 | 2019-12-31 | 365 | 10.2298 | 10 | 0.22977
88794 | 9.72 | 0.8 | 2018-12-31 | 2019-12-31 | 365 | 8.9098 | 8 | 0.9098
88804 | 3.78 | 0.8 | 2018-12-31 | 2019-12-31 | 365 | 3.4649 | 3 | 0.46492
88805 | 14.52 | 0.8 | 2018-12-31 | 2019-12-31 | 365 | 13.3097 | 13 | 0.30971
88842 | 3.48 | 1 | 2018-12-31 | 2019-12-31 | 365 | 3.9874 | 3 | 0.98741
88863 | 7.8 | 0.8 | 2018-12-31 | 2019-12-31 | 365 | 7.1498 | 7 | 0.14984
88916 | 10.85 | 0.8 | 2018-12-31 | 2019-12-31 | 365 | 9.9456 | 9 | 0.94561
88928 | 9.735 | 0.8 | 2018-12-31 | 2019-12-31 | 365 | 8.9236 | 8 | 0.92355
88929 | 9 | 0.8 | 2018-12-31 | 2019-12-31 | 365 | 8.2498 | 8 | 0.24982
88930 | 4.32 | 0.8 | 2018-12-31 | 2019-12-31 | 365 | 3.9599 | 3 | 0.95991
89025 | 11.375 | 0.8 | 2018-12-31 | 2019-12-31 | 365 | 10.4269 | 10 | 0.42685
89065 | 11.31 | 0.8 | 2018-12-31 | 2019-12-31 | 365 | 10.3673 | 10 | 0.36727
89067 | 5.31 | 0.8 | 2018-12-31 | 2019-12-31 | 365 | 4.8674 | 4 | 0.86739
89069 | 11.21 | 0.8 | 2018-12-31 | 2019-12-31 | 365 | 10.2756 | 10 | 0.27561
89071 | 5.605 | 0.8 | 2018-12-31 | 2019-12-31 | 365 | 5.1378 | 5 | 0.1378
89075 | 3.19 | 0.8 | 2018-12-31 | 2019-12-31 | 365 | 2.9241 | 2 | 0.9241
89076 | 7.35 | 0.8 | 2018-12-31 | 2019-12-31 | 365 | 6.7374 | 6 | 0.73735
89078 | 14.7 | 0.8 | 2018-12-31 | 2019-12-31 | 365 | 13.4747 | 13 | 0.4747
89083 | 7.35 | 0.8 | 2018-12-31 | 2019-12-31 | 365 | 6.7374 | 6 | 0.73735
89085 | 12.6 | 0.8 | 2018-12-31 | 2019-12-31 | 365 | 11.5497 | 11 | 0.54974
89089 | 10.88 | 0.8 | 2018-12-31 | 2019-12-31 | 365 | 9.9731 | 9 | 0.97311
89092 | 10.56 | 0.8 | 2018-12-31 | 2019-12-31 | 365 | 9.6798 | 9 | 0.67979
89095 | 12.95 | 0.8 | 2018-12-31 | 2019-12-31 | 365 | 11.8706 | 11 | 0.87057
89097 | 7.98 | 0.8 | 2018-12-31 | 2019-12-31 | 365 | 7.3148 | 7 | 0.31484
89098 | 5.015 | 0.8 | 2018-12-31 | 2019-12-31 | 365 | 4.597 | 4 | 0.59698
89099 | 8.555 | 0.8 | 2018-12-31 | 2019-12-31 | 365 | 7.8419 | 7 | 0.84191
89103 | 4.72 | 0.8 | 2018-12-31 | 2019-12-31 | 365 | 4.3266 | 4 | 0.32657
83768 | 456.28 | 0.6 | 2018-12-31 | 2019-12-31 | 365 | 313.6856 | 313 | 0.68556
89117 | 15.045 | 0.8 | 2018-12-31 | 2019-12-31 | 365 | 13.7909 | 13 | 0.79095
89119 | 3.15 | 0.8 | 2018-12-31 | 2019-12-31 | 365 | 2.8874 | 2 | 0.88744
89122 | 10.03 | 0.8 | 2018-12-31 | 2019-12-31 | 365 | 9.194 | 9 | 0.19396
89155 | 10.915 | 0.8 | 2018-12-31 | 2019-12-31 | 365 | 10.0052 | 10 | 0.0051955
89156 | 15.66 | 0.8 | 2018-12-31 | 2019-12-31 | 365 | 14.3547 | 14 | 0.35468
89214 | 10.56 | 0.8 | 2018-12-31 | 2019-12-31 | 365 | 9.6798 | 9 | 0.67979
89215 | 6.195 | 0.8 | 2018-12-31 | 2019-12-31 | 365 | 5.6786 | 5 | 0.67862
89217 | 7.375 | 0.8 | 2018-12-31 | 2019-12-31 | 365 | 6.7603 | 6 | 0.76027
89288 | 6.6 | 0.8 | 2018-12-31 | 2019-12-31 | 365 | 6.0499 | 6 | 0.049866
89292 | 4.96 | 0.8 | 2018-12-31 | 2019-12-31 | 365 | 4.5466 | 4 | 0.54657
89296 | 11.2 | 0.8 | 2018-12-31 | 2019-12-31 | 365 | 10.2664 | 10 | 0.26644
89299 | 3.84 | 0.8 | 2018-12-31 | 2019-12-31 | 365 | 3.5199 | 3 | 0.51992
89301 | 11.55 | 0.8 | 2018-12-31 | 2019-12-31 | 365 | 10.5873 | 10 | 0.58727
89302 | 10.89 | 0.8 | 2018-12-31 | 2019-12-31 | 365 | 9.9823 | 9 | 0.98228
89304 | 8.32 | 0.8 | 2018-12-31 | 2019-12-31 | 365 | 7.6265 | 7 | 0.6265
89322 | 5.51 | 0.8 | 2018-12-31 | 2019-12-31 | 365 | 5.0507 | 5 | 0.050722
89323 | 8.85 | 0.8 | 2018-12-31 | 2019-12-31 | 365 | 8.1123 | 8 | 0.11232
89325 | 7.04 | 0.8 | 2018-12-31 | 2019-12-31 | 365 | 6.4532 | 6 | 0.45319
89326 | 10.8 | 0.8 | 2018-12-31 | 2019-12-31 | 365 | 9.8998 | 9 | 0.89978
87674 | 5.6 | 0.8 | 2018-12-31 | 2019-12-31 | 365 | 5.1332 | 5 | 0.13322
89124 | 6.57 | 0.8 | 2018-12-31 | 2019-12-31 | 365 | 6.0224 | 6 | 0.022367
89324 | 2.95 | 0.8 | 2018-12-31 | 2019-12-31 | 365 | 2.7041 | 2 | 0.70411
88777 | 4.62 | 0.8 | 2018-12-31 | 2019-12-31 | 365 | 4.2349 | 4 | 0.23491
89021 | 7.035 | 0.8 | 2018-12-31 | 2019-12-31 | 365 | 6.4486 | 6 | 0.44861
80703 | 247.69 | 0.6 | 2018-12-31 | 2019-12-31 | 365 | 170.2831 | 170 | 0.28311
88688 | 9.9 | 0.8 | 2018-12-31 | 2019-12-31 | 365 | 9.0748 | 9 | 0.074799
89213 | 5.6 | 0.8 | 2018-12-31 | 2019-12-31 | 365 | 5.1332 | 5 | 0.13322
89381 | 6.49 | 0.8 | 2018-12-31 | 2019-12-31 | 365 | 5.949 | 5 | 0.94904
89382 | 6.3 | 0.8 | 2018-12-31 | 2019-12-31 | 365 | 5.7749 | 5 | 0.77487
89386 | 9.8 | 0.8 | 2018-12-31 | 2019-12-31 | 365 | 8.9831 | 8 | 0.98313
89387 | 13.12 | 0.8 | 2018-12-31 | 2019-12-31 | 365 | 12.0264 | 12 | 0.026401
89388 | 7 | 0.8 | 2018-12-31 | 2019-12-31 | 365 | 6.4165 | 6 | 0.41652
89389 | 7.7 | 0.8 | 2018-12-31 | 2019-12-31 | 365 | 7.0582 | 7 | 0.058177
89390 | 8.26 | 0.8 | 2018-12-31 | 2019-12-31 | 365 | 7.5715 | 7 | 0.5715
89391 | 12.6 | 0.8 | 2018-12-31 | 2019-12-31 | 365 | 11.5497 | 11 | 0.54974
89491 | 7.08 | 0.8 | 2018-12-31 | 2019-12-31 | 365 | 6.4899 | 6 | 0.48986
89492 | 10.325 | 0.8 | 2018-12-31 | 2019-12-31 | 365 | 9.4644 | 9 | 0.46437
89493 | 7.04 | 0.8 | 2018-12-31 | 2019-12-31 | 365 | 6.4532 | 6 | 0.45319
89494 | 11.505 | 0.8 | 2018-12-31 | 2019-12-31 | 365 | 10.546 | 10 | 0.54602
87893 | 94.4 | 0.55 | 2018-12-31 | 2019-12-31 | 365 | 59.4904 | 59 | 0.49035
89542 | 6.84 | 0.8 | 2018-12-31 | 2019-12-31 | 365 | 6.2699 | 6 | 0.26986
89545 | 8.26 | 0.8 | 2018-12-31 | 2019-12-31 | 365 | 7.5715 | 7 | 0.5715
89547 | 15.34 | 0.8 | 2018-12-31 | 2019-12-31 | 365 | 14.0614 | 14 | 0.061356
89552 | 8.26 | 0.8 | 2018-12-31 | 2019-12-31 | 365 | 7.5715 | 7 | 0.5715
89555 | 4.9 | 0.8 | 2018-12-31 | 2019-12-31 | 365 | 4.4916 | 4 | 0.49157
89558 | 12.71 | 0.8 | 2018-12-31 | 2019-12-31 | 365 | 11.6506 | 11 | 0.65058
89570 | 5.22 | 0.8 | 2018-12-31 | 2019-12-31 | 365 | 4.7849 | 4 | 0.78489
89618 | 4.02 | 0.8 | 2018-12-31 | 2019-12-31 | 365 | 3.6849 | 3 | 0.68492
89619 | 4.06 | 0.8 | 2018-12-31 | 2019-12-31 | 365 | 3.7216 | 3 | 0.72158
89620 | 4.06 | 0.8 | 2018-12-31 | 2019-12-31 | 365 | 3.7216 | 3 | 0.72158
89624 | 2.95 | 0.8 | 2018-12-31 | 2019-12-31 | 365 | 2.7041 | 2 | 0.70411
89626 | 8.12 | 0.8 | 2018-12-31 | 2019-12-31 | 365 | 7.4432 | 7 | 0.44317
89630 | 6.49 | 0.8 | 2018-12-31 | 2019-12-31 | 365 | 5.949 | 5 | 0.94904
89689 | 8.26 | 0.8 | 2018-12-31 | 2019-12-31 | 365 | 7.5715 | 7 | 0.5715
89550 | 2.655 | 0.8 | 2018-12-31 | 2019-12-31 | 365 | 2.4337 | 2 | 0.4337
88259 | 226.96 | 0.7 | 2018-12-31 | 2019-12-31 | 365 | 182.0368 | 182 | 0.036809
89561 | 5.31 | 0.8 | 2018-12-31 | 2019-12-31 | 365 | 4.8674 | 4 | 0.86739
89632 | 10.15 | 0.8 | 2018-12-31 | 2019-12-31 | 365 | 9.304 | 9 | 0.30396
89634 | 5.015 | 0.8 | 2018-12-31 | 2019-12-31 | 365 | 4.597 | 4 | 0.59698
89687 | 10.325 | 0.8 | 2018-12-31 | 2019-12-31 | 365 | 9.4644 | 9 | 0.46437
89693 | 5.31 | 0.8 | 2018-12-31 | 2019-12-31 | 365 | 4.8674 | 4 | 0.86739
89695 | 11.84 | 0.8 | 2018-12-31 | 2019-12-31 | 365 | 10.8531 | 10 | 0.85309
89696 | 9.28 | 0.8 | 2018-12-31 | 2019-12-31 | 365 | 8.5065 | 8 | 0.50648
89697 | 11.89 | 0.8 | 2018-12-31 | 2019-12-31 | 365 | 10.8989 | 10 | 0.89893
89700 | 12.95 | 0.8 | 2018-12-31 | 2019-12-31 | 365 | 11.8706 | 11 | 0.87057
89701 | 6.3 | 0.8 | 2018-12-31 | 2019-12-31 | 365 | 5.7749 | 5 | 0.77487
89702 | 14.5 | 0.8 | 2018-12-31 | 2019-12-31 | 365 | 13.2914 | 13 | 0.29137
89703 | 5.8 | 0.8 | 2018-12-31 | 2019-12-31 | 365 | 5.3165 | 5 | 0.31655
89704 | 12.8 | 0.8 | 2018-12-31 | 2019-12-31 | 365 | 11.7331 | 11 | 0.73307
89705 | 9.6 | 0.8 | 2018-12-31 | 2019-12-31 | 365 | 8.7998 | 8 | 0.79981
89706 | 7.7 | 0.8 | 2018-12-31 | 2019-12-31 | 365 | 7.0582 | 7 | 0.058177
89707 | 7.56 | 0.8 | 2018-12-31 | 2019-12-31 | 365 | 6.9298 | 6 | 0.92985
89711 | 6.27 | 0.8 | 2018-12-31 | 2019-12-31 | 365 | 5.7474 | 5 | 0.74737
89772 | 9.28 | 0.8 | 2018-12-31 | 2019-12-31 | 365 | 8.5065 | 8 | 0.50648
89791 | 5.9 | 0.8 | 2018-12-31 | 2019-12-31 | 365 | 5.4082 | 5 | 0.40821
89793 | 3.54 | 0.8 | 2018-12-31 | 2019-12-31 | 365 | 3.2449 | 3 | 0.24493
89794 | 5.605 | 0.8 | 2018-12-31 | 2019-12-31 | 365 | 5.1378 | 5 | 0.1378
89795 | 7.375 | 0.8 | 2018-12-31 | 2019-12-31 | 365 | 6.7603 | 6 | 0.76027
89796 | 4.35 | 0.8 | 2018-12-31 | 2019-12-31 | 365 | 3.9874 | 3 | 0.98741
89804 | 4.8 | 0.8 | 2018-12-31 | 2019-12-31 | 365 | 4.3999 | 4 | 0.3999
89806 | 9.36 | 0.8 | 2018-12-31 | 2019-12-31 | 365 | 8.5798 | 8 | 0.57981
89807 | 4.65 | 0.8 | 2018-12-31 | 2019-12-31 | 365 | 4.2624 | 4 | 0.26241
89825 | 6.27 | 0.8 | 2018-12-31 | 2019-12-31 | 365 | 5.7474 | 5 | 0.74737
89826 | 11.55 | 0.8 | 2018-12-31 | 2019-12-31 | 365 | 10.5873 | 10 | 0.58727
89827 | 13.05 | 0.8 | 2018-12-31 | 2019-12-31 | 365 | 11.9622 | 11 | 0.96224
89849 | 6.48 | 0.8 | 2018-12-31 | 2019-12-31 | 365 | 5.9399 | 5 | 0.93987
89925 | 5.6 | 0.8 | 2018-12-31 | 2019-12-31 | 365 | 5.1332 | 5 | 0.13322
89926 | 7.08 | 0.8 | 2018-12-31 | 2019-12-31 | 365 | 6.4899 | 6 | 0.48986
89931 | 6.84 | 0.8 | 2018-12-31 | 2019-12-31 | 365 | 6.2699 | 6 | 0.26986
86570 | 54 | 0.55 | 2018-12-31 | 2019-12-31 | 365 | 34.0305 | 34 | 0.030498
87891 | 152.96 | 0.6 | 2018-12-31 | 2019-12-31 | 365 | 105.1577 | 105 | 0.15768
89623 | 15.5 | 0.8 | 2018-12-31 | 2019-12-31 | 365 | 14.208 | 14 | 0.20802
89947 | 6.4 | 0.8 | 2018-12-31 | 2019-12-31 | 365 | 5.8665 | 5 | 0.86654
89951 | 8.26 | 0.8 | 2018-12-31 | 2019-12-31 | 365 | 7.5715 | 7 | 0.5715
89952 | 8.26 | 0.8 | 2018-12-31 | 2019-12-31 | 365 | 7.5715 | 7 | 0.5715
89954 | 7.83 | 0.8 | 2018-12-31 | 2019-12-31 | 365 | 7.1773 | 7 | 0.17734
90053 | 10.73 | 0.8 | 2018-12-31 | 2019-12-31 | 365 | 9.8356 | 9 | 0.83562
90058 | 10.03 | 0.8 | 2018-12-31 | 2019-12-31 | 365 | 9.194 | 9 | 0.19396
90059 | 10.2 | 0.8 | 2018-12-31 | 2019-12-31 | 365 | 9.3498 | 9 | 0.34979
90060 | 6 | 0.8 | 2018-12-31 | 2019-12-31 | 365 | 5.4999 | 5 | 0.49988
90062 | 11.505 | 0.8 | 2018-12-31 | 2019-12-31 | 365 | 10.546 | 10 | 0.54602
90071 | 7.3 | 0.8 | 2018-12-31 | 2019-12-31 | 365 | 6.6915 | 6 | 0.69152
90083 | 5.8 | 0.8 | 2018-12-31 | 2019-12-31 | 365 | 5.3165 | 5 | 0.31655
90084 | 24.885 | 0.8 | 2018-12-31 | 2019-12-31 | 365 | 22.8107 | 22 | 0.81075
90087 | 8.4 | 0.8 | 2018-12-31 | 2019-12-31 | 365 | 7.6998 | 7 | 0.69983
90094 | 7.41 | 0.8 | 2018-12-31 | 2019-12-31 | 365 | 6.7923 | 6 | 0.79235
90102 | 8.64 | 0.8 | 2018-12-31 | 2019-12-31 | 365 | 7.9198 | 7 | 0.91982
90103 | 8.99 | 0.8 | 2018-12-31 | 2019-12-31 | 365 | 8.2407 | 8 | 0.24065
90104 | 4.425 | 0.8 | 2018-12-31 | 2019-12-31 | 365 | 4.0562 | 4 | 0.05616
90105 | 5.12 | 0.8 | 2018-12-31 | 2019-12-31 | 365 | 4.6932 | 4 | 0.69323
89708 | 9.135 | 0.8 | 2018-12-31 | 2019-12-31 | 365 | 8.3736 | 8 | 0.37356
89808 | 10.8 | 0.8 | 2018-12-31 | 2019-12-31 | 365 | 9.8998 | 9 | 0.89978
89929 | 3.99 | 0.8 | 2018-12-31 | 2019-12-31 | 365 | 3.6574 | 3 | 0.65742
89698 | 12 | 0.8 | 2018-12-31 | 2019-12-31 | 365 | 10.9998 | 10 | 0.99976
89699 | 14.7 | 0.8 | 2018-12-31 | 2019-12-31 | 365 | 13.4747 | 13 | 0.4747
89768 | 11.315 | 0.8 | 2018-12-31 | 2019-12-31 | 365 | 10.3719 | 10 | 0.37185
89923 | 11.6 | 0.8 | 2018-12-31 | 2019-12-31 | 365 | 10.6331 | 10 | 0.6331
90188 | 9.92 | 0.8 | 2018-12-31 | 2019-12-31 | 365 | 9.0931 | 9 | 0.093132
90270 | 15.3 | 0.8 | 2018-12-31 | 2019-12-31 | 365 | 14.0247 | 14 | 0.02469
90310 | 8.28 | 0.8 | 2018-12-31 | 2019-12-31 | 365 | 7.5898 | 7 | 0.58983
90314 | 5.18 | 0.8 | 2018-12-31 | 2019-12-31 | 365 | 4.7482 | 4 | 0.74823
90371 | 11.16 | 0.8 | 2018-12-31 | 2019-12-31 | 365 | 10.2298 | 10 | 0.22977
89940 | 9.9 | 0.8 | 2018-12-31 | 2019-12-31 | 365 | 9.0748 | 9 | 0.074799
90195 | 14.16 | 0.8 | 2018-12-31 | 2019-12-31 | 365 | 12.9797 | 12 | 0.97971
90386 | 21.78 | 0.8 | 2018-12-31 | 2019-12-31 | 365 | 19.9646 | 19 | 0.96456
90391 | 3.63 | 0.8 | 2018-12-31 | 2019-12-31 | 365 | 3.3274 | 3 | 0.32743
90395 | 6.405 | 0.8 | 2018-12-31 | 2019-12-31 | 365 | 5.8711 | 5 | 0.87112
90398 | 6.08 | 0.8 | 2018-12-31 | 2019-12-31 | 365 | 5.5732 | 5 | 0.57321
90402 | 13.32 | 0.8 | 2018-12-31 | 2019-12-31 | 365 | 12.2097 | 12 | 0.20973
90418 | 8.64 | 0.8 | 2018-12-31 | 2019-12-31 | 365 | 7.9198 | 7 | 0.91982
90419 | 5.86 | 0.8 | 2018-12-31 | 2019-12-31 | 365 | 5.3715 | 5 | 0.37155
90425 | 15.33 | 0.8 | 2018-12-31 | 2019-12-31 | 365 | 14.0522 | 14 | 0.052189
90426 | 12.39 | 0.8 | 2018-12-31 | 2019-12-31 | 365 | 11.3572 | 11 | 0.35725
90427 | 3.5 | 0.8 | 2018-12-31 | 2019-12-31 | 365 | 3.2083 | 3 | 0.20826
90515 | 7 | 0.8 | 2018-12-31 | 2019-12-31 | 365 | 6.4165 | 6 | 0.41652
82493 | 78.81 | 0.6 | 2018-12-31 | 2019-12-31 | 365 | 54.1807 | 54 | 0.18068
89805 | 12.24 | 0.8 | 2018-12-31 | 2019-12-31 | 365 | 11.2198 | 11 | 0.21975
90510 | 6.785 | 0.8 | 2018-12-31 | 2019-12-31 | 365 | 6.2194 | 6 | 0.21945
90534 | 9.715 | 0.8 | 2018-12-31 | 2019-12-31 | 365 | 8.9052 | 8 | 0.90522
90536 | 9.45 | 0.8 | 2018-12-31 | 2019-12-31 | 365 | 8.6623 | 8 | 0.66231
90539 | 8.96 | 0.8 | 2018-12-31 | 2019-12-31 | 365 | 8.2132 | 8 | 0.21315
90544 | 7.7 | 0.8 | 2018-12-31 | 2019-12-31 | 365 | 7.0582 | 7 | 0.058177
90550 | 8.67 | 0.8 | 2018-12-31 | 2019-12-31 | 365 | 7.9473 | 7 | 0.94732
90555 | 7.965 | 0.8 | 2018-12-31 | 2019-12-31 | 365 | 7.3011 | 7 | 0.30109
90559 | 7.375 | 0.8 | 2018-12-31 | 2019-12-31 | 365 | 6.7603 | 6 | 0.76027
90562 | 6.09 | 0.8 | 2018-12-31 | 2019-12-31 | 365 | 5.5824 | 5 | 0.58238
90564 | 7.68 | 0.8 | 2018-12-31 | 2019-12-31 | 365 | 7.0398 | 7 | 0.039844
90577 | 8.25 | 0.8 | 2018-12-31 | 2019-12-31 | 365 | 7.5623 | 7 | 0.56233
90579 | 7.875 | 0.8 | 2018-12-31 | 2019-12-31 | 365 | 7.2186 | 7 | 0.21859
90582 | 4.725 | 0.8 | 2018-12-31 | 2019-12-31 | 365 | 4.3312 | 4 | 0.33115
90583 | 10.325 | 0.8 | 2018-12-31 | 2019-12-31 | 365 | 9.4644 | 9 | 0.46437
90592 | 9.45 | 0.8 | 2018-12-31 | 2019-12-31 | 365 | 8.6623 | 8 | 0.66231
90593 | 3.835 | 0.8 | 2018-12-31 | 2019-12-31 | 365 | 3.5153 | 3 | 0.51534
90594 | 4.72 | 0.8 | 2018-12-31 | 2019-12-31 | 365 | 4.3266 | 4 | 0.32657
90595 | 9.9 | 0.8 | 2018-12-31 | 2019-12-31 | 365 | 9.0748 | 9 | 0.074799
90596 | 7.2 | 0.8 | 2018-12-31 | 2019-12-31 | 365 | 6.5999 | 6 | 0.59985
90602 | 5.31 | 0.8 | 2018-12-31 | 2019-12-31 | 365 | 4.8674 | 4 | 0.86739
90696 | 23.76 | 0.8 | 2018-12-31 | 2019-12-31 | 365 | 21.7795 | 21 | 0.77952
90702 | 11.7 | 0.8 | 2018-12-31 | 2019-12-31 | 365 | 10.7248 | 10 | 0.72476
90769 | 5.95 | 0.8 | 2018-12-31 | 2019-12-31 | 365 | 5.454 | 5 | 0.45405
90772 | 5.605 | 0.8 | 2018-12-31 | 2019-12-31 | 365 | 5.1378 | 5 | 0.1378
90780 | 5.6 | 0.8 | 2018-12-31 | 2019-12-31 | 365 | 5.1332 | 5 | 0.13322
90385 | 6.96 | 0.8 | 2018-12-31 | 2019-12-31 | 365 | 6.3799 | 6 | 0.37986
90598 | 9.44 | 0.8 | 2018-12-31 | 2019-12-31 | 365 | 8.6531 | 8 | 0.65314
90730 | 13.275 | 0.8 | 2018-12-31 | 2019-12-31 | 365 | 12.1685 | 12 | 0.16848
90768 | 6.375 | 1 | 2018-12-31 | 2019-12-31 | 365 | 7.3045 | 7 | 0.30453
90782 | 12.685 | 0.8 | 2018-12-31 | 2019-12-31 | 365 | 11.6277 | 11 | 0.62766
90783 | 5.6 | 0.8 | 2018-12-31 | 2019-12-31 | 365 | 5.1332 | 5 | 0.13322
90787 | 7.08 | 0.8 | 2018-12-31 | 2019-12-31 | 365 | 6.4899 | 6 | 0.48986
90788 | 7.375 | 0.8 | 2018-12-31 | 2019-12-31 | 365 | 6.7603 | 6 | 0.76027
90791 | 13.02 | 0.8 | 2018-12-31 | 2019-12-31 | 365 | 11.9347 | 11 | 0.93474
90856 | 12.06 | 0.8 | 2018-12-31 | 2019-12-31 | 365 | 11.0548 | 11 | 0.054756
90857 | 5.76 | 0.8 | 2018-12-31 | 2019-12-31 | 365 | 5.2799 | 5 | 0.27988
90890 | 2.655 | 0.8 | 2018-12-31 | 2019-12-31 | 365 | 2.4337 | 2 | 0.4337
90885 | 8.26 | 0.8 | 2018-12-31 | 2019-12-31 | 365 | 7.5715 | 7 | 0.5715
90888 | 6.3 | 0.8 | 2018-12-31 | 2019-12-31 | 365 | 5.7749 | 5 | 0.77487
90891 | 10.395 | 0.8 | 2018-12-31 | 2019-12-31 | 365 | 9.5285 | 9 | 0.52854
90892 | 13.12 | 0.8 | 2018-12-31 | 2019-12-31 | 365 | 12.0264 | 12 | 0.026401
90896 | 10.325 | 0.8 | 2018-12-31 | 2019-12-31 | 365 | 9.4644 | 9 | 0.46437
90907 | 9.44 | 0.8 | 2018-12-31 | 2019-12-31 | 365 | 8.6531 | 8 | 0.65314
90908 | 9.765 | 0.8 | 2018-12-31 | 2019-12-31 | 365 | 8.9511 | 8 | 0.95105
90421 | 24.36 | 0.8 | 2018-12-31 | 2019-12-31 | 365 | 22.3295 | 22 | 0.32951
90854 | 4.41 | 0.8 | 2018-12-31 | 2019-12-31 | 365 | 4.0424 | 4 | 0.042411
90887 | 8.4 | 0.8 | 2018-12-31 | 2019-12-31 | 365 | 7.6998 | 7 | 0.69983
90927 | 10.71 | 0.8 | 2018-12-31 | 2019-12-31 | 365 | 9.8173 | 9 | 0.81728
90928 | 5.985 | 0.8 | 2018-12-31 | 2019-12-31 | 365 | 5.4861 | 5 | 0.48613
90930 | 12.685 | 0.8 | 2018-12-31 | 2019-12-31 | 365 | 11.6277 | 11 | 0.62766
90932 | 8.85 | 0.8 | 2018-12-31 | 2019-12-31 | 365 | 8.1123 | 8 | 0.11232
90996 | 34.2 | 0.55 | 2018-12-31 | 2019-12-31 | 365 | 21.5526 | 21 | 0.55265
90997 | 45.97 | 0.55 | 2018-12-31 | 2019-12-31 | 365 | 28.97 | 28 | 0.97004
91162 | 7.8 | 0.8 | 2018-12-31 | 2019-12-31 | 365 | 7.1498 | 7 | 0.14984
91173 | 11.6 | 0.8 | 2018-12-31 | 2019-12-31 | 365 | 10.6331 | 10 | 0.6331
90786 | 9.86 | 0.8 | 2018-12-31 | 2019-12-31 | 365 | 9.0381 | 9 | 0.038134
91028 | 31.35 | 0.55 | 2018-12-31 | 2019-12-31 | 365 | 19.7566 | 19 | 0.75659
91002 | 10.08 | 0.8 | 2018-12-31 | 2019-12-31 | 365 | 9.2398 | 9 | 0.2398
91003 | 5.985 | 0.8 | 2018-12-31 | 2019-12-31 | 365 | 5.4861 | 5 | 0.48613
91035 | 8.505 | 0.8 | 2018-12-31 | 2019-12-31 | 365 | 7.7961 | 7 | 0.79608
91040 | 10.325 | 0.8 | 2018-12-31 | 2019-12-31 | 365 | 9.4644 | 9 | 0.46437
90711 | 5.9 | 0.8 | 2018-12-31 | 2019-12-31 | 365 | 5.4082 | 5 | 0.40821
90548 | 10.2 | 0.8 | 2018-12-31 | 2019-12-31 | 365 | 9.3498 | 9 | 0.34979
91090 | 14.16 | 0.8 | 2018-12-31 | 2019-12-31 | 365 | 12.9797 | 12 | 0.97971
91075 | 23.65 | 0.8 | 2018-12-31 | 2019-12-31 | 365 | 21.6787 | 21 | 0.67869
91151 | 10.62 | 0.8 | 2018-12-31 | 2019-12-31 | 365 | 9.7348 | 9 | 0.73478
91161 | 10.72 | 0.8 | 2018-12-31 | 2019-12-31 | 365 | 9.8264 | 9 | 0.82645
91175 | 7.3 | 0.8 | 2018-12-31 | 2019-12-31 | 365 | 6.6915 | 6 | 0.69152
91181 | 8.32 | 0.8 | 2018-12-31 | 2019-12-31 | 365 | 7.6265 | 7 | 0.6265
91188 | 8.96 | 0.8 | 2018-12-31 | 2019-12-31 | 365 | 8.2132 | 8 | 0.21315
91190 | 7.68 | 0.8 | 2018-12-31 | 2019-12-31 | 365 | 7.0398 | 7 | 0.039844
91197 | 6.4 | 0.8 | 2018-12-31 | 2019-12-31 | 365 | 5.8665 | 5 | 0.86654
91198 | 8.54 | 0.8 | 2018-12-31 | 2019-12-31 | 365 | 7.8282 | 7 | 0.82816
91199 | 7.7 | 0.8 | 2018-12-31 | 2019-12-31 | 365 | 7.0582 | 7 | 0.058177
91201 | 9.9 | 0.8 | 2018-12-31 | 2019-12-31 | 365 | 9.0748 | 9 | 0.074799
91206 | 8.505 | 0.8 | 2018-12-31 | 2019-12-31 | 365 | 7.7961 | 7 | 0.79608
91202 | 10.95 | 0.8 | 2018-12-31 | 2019-12-31 | 365 | 10.0373 | 10 | 0.037278
91207 | 7.56 | 0.8 | 2018-12-31 | 2019-12-31 | 365 | 6.9298 | 6 | 0.92985
91209 | 7.92 | 0.8 | 2018-12-31 | 2019-12-31 | 365 | 7.2598 | 7 | 0.25984
91154 | 9.38 | 0.8 | 2018-12-31 | 2019-12-31 | 365 | 8.5981 | 8 | 0.59814
91205 | 7.92 | 0.8 | 2018-12-31 | 2019-12-31 | 365 | 7.2598 | 7 | 0.25984
91204 | 9 | 0.8 | 2018-12-31 | 2019-12-31 | 365 | 8.2498 | 8 | 0.24982
91238 | 10.8 | 0.8 | 2018-12-31 | 2019-12-31 | 365 | 9.8998 | 9 | 0.89978
91236 | 6.84 | 0.8 | 2018-12-31 | 2019-12-31 | 365 | 6.2699 | 6 | 0.26986
91096 | 4.8 | 0.8 | 2018-12-31 | 2019-12-31 | 365 | 4.3999 | 4 | 0.3999
91200 | 9.9 | 0.8 | 2018-12-31 | 2019-12-31 | 365 | 9.0748 | 9 | 0.074799
91276 | 4.578 | 0.8 | 2018-12-31 | 2019-12-31 | 365 | 4.1964 | 4 | 0.19641
91279 | 14.5 | 0.8 | 2018-12-31 | 2019-12-31 | 365 | 13.2914 | 13 | 0.29137
91277 | 8.64 | 0.8 | 2018-12-31 | 2019-12-31 | 365 | 7.9198 | 7 | 0.91982
91275 | 3.84 | 0.8 | 2018-12-31 | 2019-12-31 | 365 | 3.5199 | 3 | 0.51992
91294 | 9.3 | 0.8 | 2018-12-31 | 2019-12-31 | 365 | 8.5248 | 8 | 0.52481
91297 | 4.9 | 0.8 | 2018-12-31 | 2019-12-31 | 365 | 4.4916 | 4 | 0.49157
91296 | 7.035 | 0.8 | 2018-12-31 | 2019-12-31 | 365 | 6.4486 | 6 | 0.44861
91278 | 7.35 | 0.8 | 2018-12-31 | 2019-12-31 | 365 | 6.7374 | 6 | 0.73735
90999 | 10.44 | 0.8 | 2018-12-31 | 2019-12-31 | 365 | 9.5698 | 9 | 0.56979
91369 | 8.85 | 0.8 | 2018-12-31 | 2019-12-31 | 365 | 8.1123 | 8 | 0.11232
91370 | 7.08 | 0.8 | 2018-12-31 | 2019-12-31 | 365 | 6.4899 | 6 | 0.48986
91399 | 6.6 | 0.8 | 2018-12-31 | 2019-12-31 | 365 | 6.0499 | 6 | 0.049866
91417 | 13.505 | 0.8 | 2018-12-31 | 2019-12-31 | 365 | 12.3793 | 12 | 0.37931
91416 | 3.597 | 0.8 | 2018-12-31 | 2019-12-31 | 365 | 3.2972 | 3 | 0.29718
91415 | 14.4 | 0.8 | 2018-12-31 | 2019-12-31 | 365 | 13.1997 | 13 | 0.19971
91368 | 5.95 | 0.8 | 2018-12-31 | 2019-12-31 | 365 | 5.454 | 5 | 0.45405
91409 | 7.92 | 0.8 | 2018-12-31 | 2019-12-31 | 365 | 7.2598 | 7 | 0.25984
91410 | 8.28 | 0.8 | 2018-12-31 | 2019-12-31 | 365 | 7.5898 | 7 | 0.58983
90789 | 6.54 | 0.8 | 2018-12-31 | 2019-12-31 | 365 | 5.9949 | 5 | 0.99487
91414 | 8.555 | 0.8 | 2018-12-31 | 2019-12-31 | 365 | 7.8419 | 7 | 0.84191
91411 | 10.08 | 0.8 | 2018-12-31 | 2019-12-31 | 365 | 9.2398 | 9 | 0.2398
91412 | 10.8 | 0.8 | 2018-12-31 | 2019-12-31 | 365 | 9.8998 | 9 | 0.89978
91413 | 6.195 | 0.8 | 2018-12-31 | 2019-12-31 | 365 | 5.6786 | 5 | 0.67862
91453 | 14.76 | 0.8 | 2018-12-31 | 2019-12-31 | 365 | 13.5297 | 13 | 0.5297
91454 | 7.08 | 0.8 | 2018-12-31 | 2019-12-31 | 365 | 6.4899 | 6 | 0.48986
91398 | 21.7 | 0.8 | 2018-12-31 | 2019-12-31 | 365 | 19.8912 | 19 | 0.89123
91178 | 21 | 1 | 2018-12-31 | 2019-12-31 | 365 | 24.062 | 24 | 0.061968
91043 | 6.2 | 0.8 | 2018-12-31 | 2019-12-31 | 365 | 5.6832 | 5 | 0.68321
91460 | 6.49 | 0.8 | 2018-12-31 | 2019-12-31 | 365 | 5.949 | 5 | 0.94904
91471 | 9.735 | 0.8 | 2018-12-31 | 2019-12-31 | 365 | 8.9236 | 8 | 0.92355
91475 | 1.55 | 0.8 | 2018-12-31 | 2019-12-31 | 365 | 1.4208 | 1 | 0.4208
91474 | 13.02 | 0.8 | 2018-12-31 | 2019-12-31 | 365 | 11.9347 | 11 | 0.93474
91472 | 9.6 | 0.8 | 2018-12-31 | 2019-12-31 | 365 | 8.7998 | 8 | 0.79981
91473 | 4.96 | 0.8 | 2018-12-31 | 2019-12-31 | 365 | 4.5466 | 4 | 0.54657
89216 | 15.4 | 0.8 | 2018-12-31 | 2019-12-31 | 365 | 14.1164 | 14 | 0.11635
91490 | 9.9 | 0.8 | 2018-12-31 | 2019-12-31 | 365 | 9.0748 | 9 | 0.074799
91489 | 5.04 | 0.8 | 2018-12-31 | 2019-12-31 | 365 | 4.6199 | 4 | 0.6199
91513 | 3.96 | 0.8 | 2018-12-31 | 2019-12-31 | 365 | 3.6299 | 3 | 0.62992
91511 | 8.37 | 0.8 | 2018-12-31 | 2019-12-31 | 365 | 7.6723 | 7 | 0.67233
91510 | 7.13 | 0.8 | 2018-12-31 | 2019-12-31 | 365 | 6.5357 | 6 | 0.53569
90731 | 16.8 | 0.8 | 2018-12-31 | 2019-12-31 | 365 | 15.3997 | 15 | 0.39966
91516 | 2.95 | 0.8 | 2018-12-31 | 2019-12-31 | 365 | 2.7041 | 2 | 0.70411
91512 | 6.82 | 0.8 | 2018-12-31 | 2019-12-31 | 365 | 6.2515 | 6 | 0.25153
91476 | 4.578 | 0.8 | 2018-12-31 | 2019-12-31 | 365 | 4.1964 | 4 | 0.19641
91509 | 6.82 | 0.8 | 2018-12-31 | 2019-12-31 | 365 | 6.2515 | 6 | 0.25153
91514 | 7.13 | 0.8 | 2018-12-31 | 2019-12-31 | 365 | 6.5357 | 6 | 0.53569
91482 | 14.88 | 0.8 | 2018-12-31 | 2019-12-31 | 365 | 13.6397 | 13 | 0.6397
91504 | 11.8 | 0.8 | 2018-12-31 | 2019-12-31 | 365 | 10.8164 | 10 | 0.81643
91548 | 9.735 | 0.8 | 2018-12-31 | 2019-12-31 | 365 | 8.9236 | 8 | 0.92355
91547 | 4.13 | 0.8 | 2018-12-31 | 2019-12-31 | 365 | 3.7857 | 3 | 0.78575
91546 | 9.145 | 0.8 | 2018-12-31 | 2019-12-31 | 365 | 8.3827 | 8 | 0.38273
91545 | 17.405 | 0.8 | 2018-12-31 | 2019-12-31 | 365 | 15.9542 | 15 | 0.95423
91544 | 15.435 | 0.8 | 2018-12-31 | 2019-12-31 | 365 | 14.1484 | 14 | 0.14844
91543 | 4.06 | 0.8 | 2018-12-31 | 2019-12-31 | 365 | 3.7216 | 3 | 0.72158
91542 | 4.06 | 0.8 | 2018-12-31 | 2019-12-31 | 365 | 3.7216 | 3 | 0.72158
91541 | 3.77 | 0.8 | 2018-12-31 | 2019-12-31 | 365 | 3.4558 | 3 | 0.45576
91540 | 4.02 | 0.8 | 2018-12-31 | 2019-12-31 | 365 | 3.6849 | 3 | 0.68492
91539 | 8.41 | 0.8 | 2018-12-31 | 2019-12-31 | 365 | 7.709 | 7 | 0.709
91552 | 5.22 | 0.8 | 2018-12-31 | 2019-12-31 | 365 | 4.7849 | 4 | 0.78489
91568 | 10.8 | 0.8 | 2018-12-31 | 2019-12-31 | 365 | 9.8998 | 9 | 0.89978
91569 | 7.25 | 0.8 | 2018-12-31 | 2019-12-31 | 365 | 6.6457 | 6 | 0.64569
91583 | 10.71 | 0.8 | 2018-12-31 | 2019-12-31 | 365 | 9.8173 | 9 | 0.81728
91584 | 8.7 | 0.8 | 2018-12-31 | 2019-12-31 | 365 | 7.9748 | 7 | 0.97482
91515 | 9.61 | 0.8 | 2018-12-31 | 2019-12-31 | 365 | 8.809 | 8 | 0.80897
91593 | 6.785 | 0.8 | 2018-12-31 | 2019-12-31 | 365 | 6.2194 | 6 | 0.21945
91592 | 6.6 | 0.8 | 2018-12-31 | 2019-12-31 | 365 | 6.0499 | 6 | 0.049866
90909 | 4.725 | 0.8 | 2018-12-31 | 2019-12-31 | 365 | 4.3312 | 4 | 0.33115
91598 | 13.08 | 0.8 | 2018-12-31 | 2019-12-31 | 365 | 11.9897 | 11 | 0.98973
91599 | 7.67 | 0.8 | 2018-12-31 | 2019-12-31 | 365 | 7.0307 | 7 | 0.030678
91602 | 4.425 | 0.8 | 2018-12-31 | 2019-12-31 | 365 | 4.0562 | 4 | 0.05616
91607 | 4.72 | 0.8 | 2018-12-31 | 2019-12-31 | 365 | 4.3266 | 4 | 0.32657
91608 | 5.58 | 0.8 | 2018-12-31 | 2019-12-31 | 365 | 5.1149 | 5 | 0.11489
91609 | 11.88 | 0.8 | 2018-12-31 | 2019-12-31 | 365 | 10.8898 | 10 | 0.88976
91649 | 9.69 | 0.8 | 2018-12-31 | 2019-12-31 | 365 | 8.8823 | 8 | 0.8823
91650 | 5.94 | 0.8 | 2018-12-31 | 2019-12-31 | 365 | 5.4449 | 5 | 0.44488
91653 | 3 | 0.8 | 2018-12-31 | 2019-12-31 | 365 | 2.7499 | 2 | 0.74994
91655 | 7.04 | 0.8 | 2018-12-31 | 2019-12-31 | 365 | 6.4532 | 6 | 0.45319
91570 | 7.08 | 0.8 | 2018-12-31 | 2019-12-31 | 365 | 6.4899 | 6 | 0.48986
90995 | 7.2 | 0.8 | 2018-12-31 | 2019-12-31 | 365 | 6.5999 | 6 | 0.59985
91551 | 7.965 | 0.8 | 2018-12-31 | 2019-12-31 | 365 | 7.3011 | 7 | 0.30109
91550 | 5.4 | 0.8 | 2018-12-31 | 2019-12-31 | 365 | 4.9499 | 4 | 0.94989
91597 | 8.502 | 0.8 | 2018-12-31 | 2019-12-31 | 365 | 7.7933 | 7 | 0.79333
91549 | 10.44 | 0.8 | 2018-12-31 | 2019-12-31 | 365 | 9.5698 | 9 | 0.56979
91687 | 10.175 | 1 | 2018-12-31 | 2019-12-31 | 365 | 11.6586 | 11 | 0.6586
91689 | 8.64 | 0.8 | 2018-12-31 | 2019-12-31 | 365 | 7.9198 | 7 | 0.91982
91690 | 7 | 0.8 | 2018-12-31 | 2019-12-31 | 365 | 6.4165 | 6 | 0.41652
91691 | 4.62 | 0.8 | 2018-12-31 | 2019-12-31 | 365 | 4.2349 | 4 | 0.23491
91695 | 10.85 | 0.8 | 2018-12-31 | 2019-12-31 | 365 | 9.9456 | 9 | 0.94561
91697 | 13.3 | 0.8 | 2018-12-31 | 2019-12-31 | 365 | 12.1914 | 12 | 0.1914
91700 | 7.7 | 0.8 | 2018-12-31 | 2019-12-31 | 365 | 7.0582 | 7 | 0.058177
91703 | 7.92 | 0.8 | 2018-12-31 | 2019-12-31 | 365 | 7.2598 | 7 | 0.25984
91705 | 7.92 | 0.8 | 2018-12-31 | 2019-12-31 | 365 | 7.2598 | 7 | 0.25984
91766 | 6.49 | 0.8 | 2018-12-31 | 2019-12-31 | 365 | 5.949 | 5 | 0.94904
91767 | 8.96 | 0.8 | 2018-12-31 | 2019-12-31 | 365 | 8.2132 | 8 | 0.21315
91768 | 9.3 | 0.8 | 2018-12-31 | 2019-12-31 | 365 | 8.5248 | 8 | 0.52481
91001 | 12.71 | 0.8 | 2018-12-31 | 2019-12-31 | 365 | 11.6506 | 11 | 0.65058
91702 | 12.96 | 0.8 | 2018-12-31 | 2019-12-31 | 365 | 11.8797 | 11 | 0.87974
87892 | 95.04 | 0.55 | 2019-01-08 | 2019-12-31 | 358 | 58.745 | 58 | 0.74503
91596 | 8.06 | 0.8 | 2018-12-31 | 2019-12-31 | 365 | 7.3882 | 7 | 0.38817
91791 | 8.1 | 0.8 | 2018-12-31 | 2019-12-31 | 365 | 7.4248 | 7 | 0.42484
91788 | 3.245 | 0.8 | 2018-12-31 | 2019-12-31 | 365 | 2.9745 | 2 | 0.97452
91783 | 2.56 | 0.8 | 2018-12-31 | 2019-12-31 | 365 | 2.3466 | 2 | 0.34661
91771 | 9.92 | 0.8 | 2018-12-31 | 2019-12-31 | 365 | 9.0931 | 9 | 0.093132
91772 | 8.96 | 0.8 | 2018-12-31 | 2019-12-31 | 365 | 8.2132 | 8 | 0.21315
91778 | 5.04 | 0.8 | 2018-12-31 | 2019-12-31 | 365 | 4.6199 | 4 | 0.6199
91784 | 8.32 | 1 | 2018-12-31 | 2019-12-31 | 365 | 9.5331 | 9 | 0.53312
91799 | 5.695 | 0.8 | 2018-12-31 | 2019-12-31 | 365 | 5.2203 | 5 | 0.2203
91787 | 10.85 | 0.8 | 2018-12-31 | 2019-12-31 | 365 | 9.9456 | 9 | 0.94561
91836 | 13.34 | 0.8 | 2018-12-31 | 2019-12-31 | 365 | 12.2281 | 12 | 0.22806
91837 | 2.95 | 0.8 | 2018-12-31 | 2019-12-31 | 365 | 2.7041 | 2 | 0.70411
91838 | 2.52 | 0.8 | 2018-12-31 | 2019-12-31 | 365 | 2.3099 | 2 | 0.30995
91842 | 6.6 | 0.8 | 2018-12-31 | 2019-12-31 | 365 | 6.0499 | 6 | 0.049866
91844 | 5.04 | 0.8 | 2018-12-31 | 2019-12-31 | 365 | 4.6199 | 4 | 0.6199
91845 | 4.27 | 0.8 | 2018-12-31 | 2019-12-31 | 365 | 3.9141 | 3 | 0.91408
91770 | 8.64 | 0.8 | 2018-12-31 | 2019-12-31 | 365 | 7.9198 | 7 | 0.91982
91843 | 9.3 | 0.8 | 2018-12-31 | 2019-12-31 | 365 | 8.5248 | 8 | 0.52481
91835 | 10.137 | 0.8 | 2018-12-31 | 2019-12-31 | 365 | 9.292 | 9 | 0.29204
91869 | 8.64 | 0.8 | 2018-12-31 | 2019-12-31 | 365 | 7.9198 | 7 | 0.91982
91900 | 5.9 | 0.8 | 2018-12-31 | 2019-12-31 | 365 | 5.4082 | 5 | 0.40821
91899 | 10.44 | 0.8 | 2018-12-31 | 2019-12-31 | 365 | 9.5698 | 9 | 0.56979
91901 | 13.3 | 0.8 | 2018-12-31 | 2019-12-31 | 365 | 12.1914 | 12 | 0.1914
91904 | 11.52 | 0.8 | 2018-12-31 | 2019-12-31 | 365 | 10.5598 | 10 | 0.55977
91903 | 15.34 | 0.8 | 2018-12-31 | 2019-12-31 | 365 | 14.0614 | 14 | 0.061356
91905 | 4.72 | 0.8 | 2018-12-31 | 2019-12-31 | 365 | 4.3266 | 4 | 0.32657
91908 | 12.96 | 0.8 | 2018-12-31 | 2019-12-31 | 365 | 11.8797 | 11 | 0.87974
91848 | 5.7 | 0.8 | 2018-12-31 | 2019-12-31 | 365 | 5.2249 | 5 | 0.22488
91870 | 8.26 | 0.8 | 2018-12-31 | 2019-12-31 | 365 | 7.5715 | 7 | 0.5715
91857 | 6.93 | 0.8 | 2018-12-31 | 2019-12-31 | 365 | 6.3524 | 6 | 0.35236
91856 | 5.9 | 0.8 | 2018-12-31 | 2019-12-31 | 365 | 5.4082 | 5 | 0.40821
91854 | 5.9 | 0.8 | 2018-12-31 | 2019-12-31 | 365 | 5.4082 | 5 | 0.40821
91847 | 5.22 | 0.8 | 2018-12-31 | 2019-12-31 | 365 | 4.7849 | 4 | 0.78489
91849 | 5.9 | 0.8 | 2018-12-31 | 2019-12-31 | 365 | 5.4082 | 5 | 0.40821
91871 | 9.145 | 0.8 | 2018-12-31 | 2019-12-31 | 365 | 8.3827 | 8 | 0.38273
91902 | 6.48 | 0.8 | 2018-12-31 | 2019-12-31 | 365 | 5.9399 | 5 | 0.93987
91852 | 10.325 | 0.8 | 2018-12-31 | 2019-12-31 | 365 | 9.4644 | 9 | 0.46437
77476 | 917.15 | 0.65 | 2018-12-31 | 2019-12-31 | 365 | 683.0706 | 683 | 0.070575
92072 | 5.015 | 0.8 | 2018-12-31 | 2019-12-31 | 365 | 4.597 | 4 | 0.59698
92097 | 2.36 | 0.8 | 2018-12-31 | 2019-12-31 | 365 | 2.1633 | 2 | 0.16329
92096 | 6.03 | 0.8 | 2018-12-31 | 2019-12-31 | 365 | 5.5274 | 5 | 0.52738
92095 | 6.82 | 0.8 | 2018-12-31 | 2019-12-31 | 365 | 6.2515 | 6 | 0.25153
91792 | 4.6 | 0.8 | 2018-12-31 | 2019-12-31 | 365 | 4.2166 | 4 | 0.21657
92070 | 8.85 | 0.8 | 2018-12-31 | 2019-12-31 | 365 | 8.1123 | 8 | 0.11232
92092 | 7.965 | 0.8 | 2018-12-31 | 2019-12-31 | 365 | 7.3011 | 7 | 0.30109
92094 | 9.3 | 0.8 | 2018-12-31 | 2019-12-31 | 365 | 8.5248 | 8 | 0.52481
92105 | 6.195 | 0.8 | 2018-12-31 | 2019-12-31 | 365 | 5.6786 | 5 | 0.67862
92107 | 9.145 | 0.8 | 2018-12-31 | 2019-12-31 | 365 | 8.3827 | 8 | 0.38273
92109 | 4.35 | 0.8 | 2018-12-31 | 2019-12-31 | 365 | 3.9874 | 3 | 0.98741
91106 | 34.84 | 0.55 | 2018-12-31 | 2019-12-31 | 365 | 21.956 | 21 | 0.95597
91916 | 6.12 | 0.8 | 2018-12-31 | 2019-12-31 | 365 | 5.6099 | 5 | 0.60988
91917 | 5.25 | 0.8 | 2018-12-31 | 2019-12-31 | 365 | 4.8124 | 4 | 0.81239
91918 | 8.7 | 0.8 | 2018-12-31 | 2019-12-31 | 365 | 7.9748 | 7 | 0.97482
91919 | 9.735 | 0.8 | 2018-12-31 | 2019-12-31 | 365 | 8.9236 | 8 | 0.92355
91921 | 9.44 | 0.8 | 2018-12-31 | 2019-12-31 | 365 | 8.6531 | 8 | 0.65314
91940 | 5.015 | 0.8 | 2018-12-31 | 2019-12-31 | 365 | 4.597 | 4 | 0.59698
91944 | 10.2 | 0.8 | 2018-12-31 | 2019-12-31 | 365 | 9.3498 | 9 | 0.34979
92002 | 9.9 | 0.8 | 2018-12-31 | 2019-12-31 | 365 | 9.0748 | 9 | 0.074799
92006 | 12.6 | 0.8 | 2018-12-31 | 2019-12-31 | 365 | 11.5497 | 11 | 0.54974
91909 | 12.48 | 0.8 | 2018-12-31 | 2019-12-31 | 365 | 11.4397 | 11 | 0.43975
91832 | 7.04 | 0.8 | 2018-12-31 | 2019-12-31 | 365 | 6.4532 | 6 | 0.45319
91924 | 12.98 | 0.8 | 2018-12-31 | 2019-12-31 | 365 | 11.8981 | 11 | 0.89807
91830 | 9.36 | 0.8 | 2018-12-31 | 2019-12-31 | 365 | 8.5798 | 8 | 0.57981
92232 | 7.08 | 0.8 | 2018-12-31 | 2019-12-31 | 365 | 6.4899 | 6 | 0.48986
92234 | 5.605 | 0.8 | 2018-12-31 | 2019-12-31 | 365 | 5.1378 | 5 | 0.1378
92224 | 3.77 | 0.8 | 2018-12-31 | 2019-12-31 | 365 | 3.4558 | 3 | 0.45576
92235 | 12.6 | 0.8 | 2018-12-31 | 2019-12-31 | 365 | 11.5497 | 11 | 0.54974
92225 | 4.72 | 0.8 | 2018-12-31 | 2019-12-31 | 365 | 4.3266 | 4 | 0.32657
92230 | 3.54 | 0.8 | 2018-12-31 | 2019-12-31 | 365 | 3.2449 | 3 | 0.24493
92229 | 7.83 | 0.8 | 2018-12-31 | 2019-12-31 | 365 | 7.1773 | 7 | 0.17734
92227 | 5.9 | 0.8 | 2018-12-31 | 2019-12-31 | 365 | 5.4082 | 5 | 0.40821
92223 | 5.9 | 0.8 | 2018-12-31 | 2019-12-31 | 365 | 5.4082 | 5 | 0.40821
92226 | 15.435 | 0.8 | 2018-12-31 | 2019-12-31 | 365 | 14.1484 | 14 | 0.14844
92185 | 5.31 | 0.8 | 2018-12-31 | 2019-12-31 | 365 | 4.8674 | 4 | 0.86739
92162 | 3.835 | 0.8 | 2018-12-31 | 2019-12-31 | 365 | 3.5153 | 3 | 0.51534
92166 | 12.06 | 0.8 | 2018-12-31 | 2019-12-31 | 365 | 11.0548 | 11 | 0.054756
92161 | 3.54 | 0.8 | 2018-12-31 | 2019-12-31 | 365 | 3.2449 | 3 | 0.24493
92159 | 7.375 | 0.8 | 2018-12-31 | 2019-12-31 | 365 | 6.7603 | 6 | 0.76027
92153 | 10.62 | 0.8 | 2018-12-31 | 2019-12-31 | 365 | 9.7348 | 9 | 0.73478
34740 | 46.3 | 0.7 | 2019-01-10 | 2019-12-31 | 356 | 36.22 | 36 | 0.21996
90893 | 6.3 | 0.8 | 2018-12-31 | 2019-12-31 | 365 | 5.7749 | 5 | 0.77487
92199 | 14.82 | 1 | 2018-12-31 | 2019-12-31 | 365 | 16.9809 | 16 | 0.98087
92138 | 7.375 | 0.8 | 2018-12-31 | 2019-12-31 | 365 | 6.7603 | 6 | 0.76027
92139 | 6.615 | 0.8 | 2018-12-31 | 2019-12-31 | 365 | 6.0636 | 6 | 0.063616
92071 | 6.72 | 0.8 | 2018-12-31 | 2019-12-31 | 365 | 6.1599 | 6 | 0.15986
92005 | 9.735 | 0.8 | 2018-12-31 | 2019-12-31 | 365 | 8.9236 | 8 | 0.92355
92213 | 9.145 | 0.8 | 2018-12-31 | 2019-12-31 | 365 | 8.3827 | 8 | 0.38273
92212 | 11.4 | 0.8 | 2018-12-31 | 2019-12-31 | 365 | 10.4498 | 10 | 0.44977
92198 | 7.75 | 0.8 | 2018-12-31 | 2019-12-31 | 365 | 7.104 | 7 | 0.10401
92218 | 3.54 | 0.8 | 2018-12-31 | 2019-12-31 | 365 | 3.2449 | 3 | 0.24493
92210 | 6.195 | 0.8 | 2018-12-31 | 2019-12-31 | 365 | 5.6786 | 5 | 0.67862
92202 | 5.31 | 0.8 | 2018-12-31 | 2019-12-31 | 365 | 4.8674 | 4 | 0.86739
92203 | 4.8 | 0.8 | 2018-12-31 | 2019-12-31 | 365 | 4.3999 | 4 | 0.3999
92197 | 7.965 | 0.8 | 2018-12-31 | 2019-12-31 | 365 | 7.3011 | 7 | 0.30109
92200 | 6.555 | 0.8 | 2018-12-31 | 2019-12-31 | 365 | 6.0086 | 6 | 0.0086172
92211 | 7.5 | 0.8 | 2018-12-31 | 2019-12-31 | 365 | 6.8748 | 6 | 0.87485
92219 | 8.85 | 0.8 | 2018-12-31 | 2019-12-31 | 365 | 8.1123 | 8 | 0.11232
92201 | 16.245 | 0.8 | 2018-12-31 | 2019-12-31 | 365 | 14.8909 | 14 | 0.89092
92228 | 6.195 | 0.8 | 2018-12-31 | 2019-12-31 | 365 | 5.6786 | 5 | 0.67862
92221 | 5.04 | 0.8 | 2018-12-31 | 2019-12-31 | 365 | 4.6199 | 4 | 0.6199
92091 | 4.72 | 0.8 | 2018-12-31 | 2019-12-31 | 365 | 4.3266 | 4 | 0.32657
91999 | 14.63 | 0.8 | 2018-12-31 | 2019-12-31 | 365 | 13.4105 | 13 | 0.41054
92160 | 11.02 | 0.8 | 2018-12-31 | 2019-12-31 | 365 | 10.1014 | 10 | 0.10144
92209 | 2.331 | 1 | 2018-12-31 | 2019-12-31 | 365 | 2.6709 | 2 | 0.67088
92231 | 8.41 | 0.8 | 2018-12-31 | 2019-12-31 | 365 | 7.709 | 7 | 0.709
2385 | 12.099 | 1 | 2018-12-31 | 2019-12-31 | 365 | 13.8631 | 13 | 0.86313
56593 | 7.848 | 1 | 2018-12-31 | 2019-12-31 | 365 | 8.9923 | 8 | 0.9923
19871 | 13.8 | 1 | 2018-12-31 | 2019-12-31 | 365 | 15.8122 | 15 | 0.81215
40 | 570.35 | 0.9 | 2018-12-31 | 2019-12-31 | 365 | 588.1604 | 588 | 0.16043
2366 | 13.455 | 1 | 2018-12-31 | 2019-12-31 | 365 | 15.4168 | 15 | 0.41685
3284 | 11.055 | 1 | 2018-12-31 | 2019-12-31 | 365 | 12.6669 | 12 | 0.66691
44009 | 8.28 | 1 | 2018-12-31 | 2019-12-31 | 365 | 9.4873 | 9 | 0.48729
44017 | 7.59 | 1 | 2018-12-31 | 2019-12-31 | 365 | 8.6967 | 8 | 0.69668
27225 | 6.213 | 1 | 2018-12-31 | 2019-12-31 | 365 | 7.1189 | 7 | 0.11891
3582 | 18 | 1 | 2018-12-31 | 2019-12-31 | 365 | 20.6245 | 20 | 0.62454
6448 | 13.4 | 1 | 2018-12-31 | 2019-12-31 | 365 | 15.3538 | 15 | 0.35383
5545 | 15.696 | 1 | 2018-12-31 | 2019-12-31 | 365 | 17.9846 | 17 | 0.9846
5963 | 17.28 | 1 | 2018-12-31 | 2019-12-31 | 365 | 19.7996 | 19 | 0.79956
5544 | 54.71 | 1 | 2018-12-31 | 2019-12-31 | 365 | 62.6872 | 62 | 0.68716
8614 | 5.175 | 1 | 2018-12-31 | 2019-12-31 | 365 | 5.9296 | 5 | 0.92956
9579 | 19.62 | 1 | 2018-12-31 | 2019-12-31 | 365 | 22.4808 | 22 | 0.48075
10700 | 19.8 | 1 | 2018-12-31 | 2019-12-31 | 365 | 22.687 | 22 | 0.687
12543 | 93.522 | 0.9 | 2018-12-31 | 2019-12-31 | 365 | 96.4424 | 96 | 0.44243
7218 | 112.32 | 0.9 | 2018-12-31 | 2019-12-31 | 365 | 115.8274 | 115 | 0.82744
14246 | 724.68 | 1 | 2018-12-31 | 2019-12-31 | 365 | 830.3441 | 830 | 0.34414
13241 | 147.82 | 0.9 | 2018-12-31 | 2019-12-31 | 365 | 152.436 | 152 | 0.436
17953 | 24.75 | 1 | 2018-12-31 | 2019-12-31 | 365 | 28.3587 | 28 | 0.35875
19373 | 59.514 | 0.9 | 2018-12-31 | 2019-12-31 | 365 | 61.3725 | 61 | 0.37246
16493 | 45.9 | 0.9 | 2018-12-31 | 2019-12-31 | 365 | 47.3333 | 47 | 0.33333
16526 | 62.48 | 0.9 | 2018-12-31 | 2019-12-31 | 365 | 64.4311 | 64 | 0.43108
21347 | 97.119 | 0.9 | 2018-12-31 | 2019-12-31 | 365 | 100.1518 | 100 | 0.15175
10207 | 26 | 0.9 | 2018-12-31 | 2019-12-31 | 365 | 26.8119 | 26 | 0.81191
29105 | 8.829 | 1 | 2018-12-31 | 2019-12-31 | 365 | 10.1163 | 10 | 0.11634
29471 | 7.848 | 1 | 2018-12-31 | 2019-12-31 | 365 | 8.9923 | 8 | 0.9923
31309 | 6.21 | 1 | 2018-12-31 | 2019-12-31 | 365 | 7.1155 | 7 | 0.11547
31304 | 156.96 | 0.9 | 2018-12-31 | 2019-12-31 | 365 | 161.8614 | 161 | 0.86142
31368 | 291.4 | 1 | 2018-12-31 | 2019-12-31 | 365 | 333.8885 | 333 | 0.88845
31370 | 288.3 | 1 | 2018-12-31 | 2019-12-31 | 365 | 330.3364 | 330 | 0.33645
32976 | 9.36 | 1 | 2018-12-31 | 2019-12-31 | 365 | 10.7248 | 10 | 0.72476
31306 | 68.016 | 1 | 2018-12-31 | 2019-12-31 | 365 | 77.9333 | 77 | 0.93328
36744 | 9.81 | 1 | 2018-12-31 | 2019-12-31 | 365 | 11.2404 | 11 | 0.24038
36493 | 19.62 | 1 | 2018-12-31 | 2019-12-31 | 365 | 22.4808 | 22 | 0.48075
34125 | 417.06 | 0.9 | 2018-12-31 | 2019-12-31 | 365 | 430.0836 | 430 | 0.083616
32014 | 127.49 | 0.8 | 2018-12-31 | 2019-12-31 | 365 | 116.8632 | 116 | 0.86325
31573 | 109.14 | 0.9 | 2018-12-31 | 2019-12-31 | 365 | 112.5481 | 112 | 0.54814
45276 | 9.315 | 1 | 2018-12-31 | 2019-12-31 | 365 | 10.6732 | 10 | 0.6732
36333 | 4.578 | 1 | 2018-12-31 | 2019-12-31 | 365 | 5.2455 | 5 | 0.24551
31574 | 64.26 | 0.9 | 2018-12-31 | 2019-12-31 | 365 | 66.2667 | 66 | 0.26666
45396 | 4.41 | 1 | 2018-12-31 | 2019-12-31 | 365 | 5.053 | 5 | 0.053013
44300 | 13.734 | 1 | 2018-12-31 | 2019-12-31 | 365 | 15.7365 | 15 | 0.73653
31377 | 947.05 | 1 | 2018-12-31 | 2019-12-31 | 365 | 1085.1375 | 1085 | 0.13747
34883 | 92.3 | 0.9 | 2018-12-31 | 2019-12-31 | 365 | 95.1823 | 95 | 0.18227
44431 | 24.885 | 1 | 2018-12-31 | 2019-12-31 | 365 | 28.5134 | 28 | 0.51343
59019 | 11.118 | 1 | 2018-12-31 | 2019-12-31 | 365 | 12.7391 | 12 | 0.73909
57230 | 10.2 | 1 | 2018-12-31 | 2019-12-31 | 365 | 11.6872 | 11 | 0.68724
53146 | 31 | 0.9 | 2018-12-31 | 2019-12-31 | 365 | 31.968 | 31 | 0.96804
61007 | 13.08 | 1 | 2018-12-31 | 2019-12-31 | 365 | 14.9872 | 14 | 0.98717
54562 | 28.6 | 0.9 | 2018-12-31 | 2019-12-31 | 365 | 29.4931 | 29 | 0.4931
54565 | 28.6 | 0.9 | 2018-12-31 | 2019-12-31 | 365 | 29.4931 | 29 | 0.4931
65075 | 30.015 | 0.7 | 2018-12-31 | 2019-12-31 | 365 | 24.074 | 24 | 0.073999
64267 | 180.831 | 0.8 | 2018-12-31 | 2019-12-31 | 365 | 165.7581 | 165 | 0.75809
54494 | 673.28 | 1 | 2018-12-31 | 2019-12-31 | 365 | 771.4496 | 771 | 0.44961
54559 | 73.45 | 0.7 | 2018-12-31 | 2019-12-31 | 365 | 58.9117 | 58 | 0.91172
60933 | 737.92 | 0.8 | 2018-12-31 | 2019-12-31 | 365 | 676.4117 | 676 | 0.41171
54556 | 80.6 | 0.7 | 2018-12-31 | 2019-12-31 | 365 | 64.6465 | 64 | 0.64649
54591 | 65.975 | 0.7 | 2018-12-31 | 2019-12-31 | 365 | 52.9163 | 52 | 0.91628
72228 | 24.852 | 0.8 | 2018-12-31 | 2019-12-31 | 365 | 22.7805 | 22 | 0.7805
65077 | 67.52 | 0.7 | 2018-12-31 | 2019-12-31 | 365 | 54.1555 | 54 | 0.15547
63498 | 47.6 | 0.65 | 2018-12-31 | 2019-12-31 | 365 | 35.4513 | 35 | 0.4513
80077 | 5.886 | 0.8 | 2018-12-31 | 2019-12-31 | 365 | 5.3954 | 5 | 0.39538
81987 | 109.44 | 0.6 | 2018-12-31 | 2019-12-31 | 365 | 75.2383 | 75 | 0.23834
84528 | 4.32 | 0.8 | 2018-12-31 | 2019-12-31 | 365 | 3.9599 | 3 | 0.95991
84848 | 23.4 | 0.8 | 2018-12-31 | 2019-12-31 | 365 | 21.4495 | 21 | 0.44953
79976 | 241.9 | 0.6 | 2018-12-31 | 2019-12-31 | 365 | 166.3026 | 166 | 0.30257
86331 | 15.04 | 0.8 | 2018-12-31 | 2019-12-31 | 365 | 13.7864 | 13 | 0.78636
87050 | 4.32 | 0.8 | 2018-12-31 | 2019-12-31 | 365 | 3.9599 | 3 | 0.95991
87131 | 6.6 | 0.8 | 2018-12-31 | 2019-12-31 | 365 | 6.0499 | 6 | 0.049866
89149 | 6.03 | 0.8 | 2018-12-31 | 2019-12-31 | 365 | 5.5274 | 5 | 0.52738
5679 | 2.25 | 1 | 2018-12-31 | 2019-12-31 | 365 | 2.5781 | 2 | 0.57807
32957 | 8.97 | 1 | 2018-12-31 | 2019-12-31 | 365 | 10.2779 | 10 | 0.2779
2015 | 8.46 | 1 | 2018-12-31 | 2019-12-31 | 365 | 9.6935 | 9 | 0.69354
2007 | 8.525 | 1 | 2018-12-31 | 2019-12-31 | 365 | 9.768 | 9 | 0.76801
2008 | 8.4 | 1 | 2018-12-31 | 2019-12-31 | 365 | 9.6248 | 9 | 0.62479
2356 | 5.94 | 1 | 2018-12-31 | 2019-12-31 | 365 | 6.8061 | 6 | 0.8061
7839 | 4 | 1 | 2018-12-31 | 2019-12-31 | 365 | 4.5832 | 4 | 0.58323
2978 | 6.6 | 1 | 2018-12-31 | 2019-12-31 | 365 | 7.5623 | 7 | 0.56233
2016 | 6.48 | 1 | 2018-12-31 | 2019-12-31 | 365 | 7.4248 | 7 | 0.42484
2977 | 4.13 | 1 | 2018-12-31 | 2019-12-31 | 365 | 4.7322 | 4 | 0.73219
213 | 310 | 0.9 | 2018-12-31 | 2019-12-31 | 365 | 319.6804 | 319 | 0.68043
3295 | 14.85 | 1 | 2018-12-31 | 2019-12-31 | 365 | 17.0152 | 17 | 0.015249
3859 | 6 | 1 | 2018-12-31 | 2019-12-31 | 365 | 6.8748 | 6 | 0.87485
2997 | 4.05 | 1 | 2018-12-31 | 2019-12-31 | 365 | 4.6405 | 4 | 0.64052
3832 | 6.48 | 1 | 2018-12-31 | 2019-12-31 | 365 | 7.4248 | 7 | 0.42484
7790 | 5.5 | 1 | 2018-12-31 | 2019-12-31 | 365 | 6.3019 | 6 | 0.30194
10549 | 5 | 1 | 2018-12-31 | 2019-12-31 | 365 | 5.729 | 5 | 0.72904
21192 | 8.4 | 1 | 2018-12-31 | 2019-12-31 | 365 | 9.6248 | 9 | 0.62479
5242 | 5.88 | 1 | 2018-12-31 | 2019-12-31 | 365 | 6.7374 | 6 | 0.73735
4914 | 9.52 | 1 | 2018-12-31 | 2019-12-31 | 365 | 10.9081 | 10 | 0.90809
3108 | 5.04 | 1 | 2018-12-31 | 2019-12-31 | 365 | 5.7749 | 5 | 0.77487
29164 | 14.82 | 1 | 2018-12-31 | 2019-12-31 | 365 | 16.9809 | 16 | 0.98087
3800 | 12.65 | 1 | 2018-12-31 | 2019-12-31 | 365 | 14.4945 | 14 | 0.49447
52038 | 4.335 | 1 | 2018-12-31 | 2019-12-31 | 365 | 4.9671 | 4 | 0.96708
5726 | 6.44 | 1 | 2018-12-31 | 2019-12-31 | 365 | 7.379 | 7 | 0.379
3573 | 7.7 | 1 | 2018-12-31 | 2019-12-31 | 365 | 8.8227 | 8 | 0.82272
5408 | 5.775 | 1 | 2018-12-31 | 2019-12-31 | 365 | 6.617 | 6 | 0.61704
5243 | 11 | 1 | 2018-12-31 | 2019-12-31 | 365 | 12.6039 | 12 | 0.60389
6677 | 10.78 | 1 | 2018-12-31 | 2019-12-31 | 365 | 12.3518 | 12 | 0.35181
5720 | 3.15 | 1 | 2018-12-31 | 2019-12-31 | 365 | 3.6093 | 3 | 0.6093
4881 | 9.405 | 1 | 2018-12-31 | 2019-12-31 | 365 | 10.7763 | 10 | 0.77632
5119 | 6.875 | 1 | 2018-12-31 | 2019-12-31 | 365 | 7.8774 | 7 | 0.87743
2846 | 20.74 | 1 | 2018-12-31 | 2019-12-31 | 365 | 23.7641 | 23 | 0.76406
62809 | 8.505 | 1 | 2018-12-31 | 2019-12-31 | 365 | 9.7451 | 9 | 0.7451
17169 | 8.525 | 1 | 2018-12-31 | 2019-12-31 | 365 | 9.768 | 9 | 0.76801
18499 | 8.8 | 1 | 2018-12-31 | 2019-12-31 | 365 | 10.0831 | 10 | 0.08311
3089 | 14.8 | 1 | 2018-12-31 | 2019-12-31 | 365 | 16.958 | 16 | 0.95796
7474 | 7.5 | 1 | 2018-12-31 | 2019-12-31 | 365 | 8.5936 | 8 | 0.59356
7842 | 4.05 | 1 | 2018-12-31 | 2019-12-31 | 365 | 4.6405 | 4 | 0.64052
7471 | 3.36 | 1 | 2018-12-31 | 2019-12-31 | 365 | 3.8499 | 3 | 0.84991
16023 | 9.065 | 1 | 2018-12-31 | 2019-12-31 | 365 | 10.3867 | 10 | 0.38675
7480 | 11.115 | 1 | 2018-12-31 | 2019-12-31 | 365 | 12.7357 | 12 | 0.73566
9066 | 7.425 | 1 | 2018-12-31 | 2019-12-31 | 365 | 8.5076 | 8 | 0.50762
27232 | 6.12 | 1 | 2018-12-31 | 2019-12-31 | 365 | 7.0123 | 7 | 0.012345
19153 | 9.81 | 1 | 2018-12-31 | 2019-12-31 | 365 | 11.2404 | 11 | 0.24038
9067 | 8.12 | 1 | 2018-12-31 | 2019-12-31 | 365 | 9.304 | 9 | 0.30396
9436 | 8.25 | 1 | 2018-12-31 | 2019-12-31 | 365 | 9.4529 | 9 | 0.45292
54393 | 13.5 | 1 | 2018-12-31 | 2019-12-31 | 365 | 15.4684 | 15 | 0.46841
10744 | 3.92 | 1 | 2018-12-31 | 2019-12-31 | 365 | 4.4916 | 4 | 0.49157
16894 | 5.775 | 1 | 2018-12-31 | 2019-12-31 | 365 | 6.617 | 6 | 0.61704
11300 | 7.8 | 1 | 2018-12-31 | 2019-12-31 | 365 | 8.9373 | 8 | 0.9373
13285 | 6.72 | 1 | 2018-12-31 | 2019-12-31 | 365 | 7.6998 | 7 | 0.69983
12419 | 7.7 | 1 | 2018-12-31 | 2019-12-31 | 365 | 8.8227 | 8 | 0.82272
25524 | 10.5 | 1 | 2018-12-31 | 2019-12-31 | 365 | 12.031 | 12 | 0.030984
11697 | 6.6 | 1 | 2018-12-31 | 2019-12-31 | 365 | 7.5623 | 7 | 0.56233
27918 | 8.16 | 1 | 2018-12-31 | 2019-12-31 | 365 | 9.3498 | 9 | 0.34979
16709 | 7.84 | 1 | 2018-12-31 | 2019-12-31 | 365 | 8.9831 | 8 | 0.98313
14067 | 9 | 1 | 2018-12-31 | 2019-12-31 | 365 | 10.3123 | 10 | 0.31227
27028 | 7.8 | 1 | 2018-12-31 | 2019-12-31 | 365 | 8.9373 | 8 | 0.9373
13872 | 5 | 1 | 2018-12-31 | 2019-12-31 | 365 | 5.729 | 5 | 0.72904
23221 | 7.2 | 1 | 2018-12-31 | 2019-12-31 | 365 | 8.2498 | 8 | 0.24982
13606 | 8.67 | 1 | 2018-12-31 | 2019-12-31 | 365 | 9.9342 | 9 | 0.93416
15423 | 8.67 | 1 | 2018-12-31 | 2019-12-31 | 365 | 9.9342 | 9 | 0.93416
17665 | 5.4 | 1 | 2018-12-31 | 2019-12-31 | 365 | 6.1874 | 6 | 0.18736
15187 | 14.02 | 1 | 2018-12-31 | 2019-12-31 | 365 | 16.0642 | 16 | 0.064228
12626 | 8.8 | 1 | 2018-12-31 | 2019-12-31 | 365 | 10.0831 | 10 | 0.08311
16897 | 9.7 | 1 | 2018-12-31 | 2019-12-31 | 365 | 11.1143 | 11 | 0.11434
19426 | 10.545 | 1 | 2018-12-31 | 2019-12-31 | 365 | 12.0825 | 12 | 0.082545
19771 | 7.84 | 1 | 2018-12-31 | 2019-12-31 | 365 | 8.9831 | 8 | 0.98313
18090 | 4.75 | 1 | 2018-12-31 | 2019-12-31 | 365 | 5.4426 | 5 | 0.44259
17519 | 12.3 | 1 | 2018-12-31 | 2019-12-31 | 365 | 14.0934 | 14 | 0.093438
19521 | 6.6 | 1 | 2018-12-31 | 2019-12-31 | 365 | 7.5623 | 7 | 0.56233
18675 | 7.28 | 1 | 2018-12-31 | 2019-12-31 | 365 | 8.3415 | 8 | 0.34148
17750 | 8.12 | 1 | 2018-12-31 | 2019-12-31 | 365 | 9.304 | 9 | 0.30396
20840 | 4.5 | 1 | 2018-12-31 | 2019-12-31 | 365 | 5.1561 | 5 | 0.15614
20779 | 6.72 | 1 | 2018-12-31 | 2019-12-31 | 365 | 7.6998 | 7 | 0.69983
21074 | 8.68 | 1 | 2018-12-31 | 2019-12-31 | 365 | 9.9456 | 9 | 0.94561
20792 | 8.32 | 1 | 2018-12-31 | 2019-12-31 | 365 | 9.5331 | 9 | 0.53312
17369 | 9.24 | 1 | 2018-12-31 | 2019-12-31 | 365 | 10.5873 | 10 | 0.58727
21112 | 4.77 | 1 | 2018-12-31 | 2019-12-31 | 365 | 5.4655 | 5 | 0.4655
22612 | 4.27 | 1 | 2018-12-31 | 2019-12-31 | 365 | 4.8926 | 4 | 0.8926
21032 | 12.4 | 1 | 2018-12-31 | 2019-12-31 | 365 | 14.208 | 14 | 0.20802
23326 | 10.83 | 1 | 2018-12-31 | 2019-12-31 | 365 | 12.4091 | 12 | 0.4091
25062 | 36.68 | 0.9 | 2018-12-31 | 2019-12-31 | 365 | 37.8254 | 37 | 0.82541
25059 | 24.84 | 1 | 2018-12-31 | 2019-12-31 | 365 | 28.4619 | 28 | 0.46187
25064 | 12.69 | 1 | 2018-12-31 | 2019-12-31 | 365 | 14.5403 | 14 | 0.5403
25065 | 27 | 0.9 | 2018-12-31 | 2019-12-31 | 365 | 27.8431 | 27 | 0.84313
16598 | 8.16 | 1 | 2018-12-31 | 2019-12-31 | 365 | 9.3498 | 9 | 0.34979
21121 | 7.395 | 1 | 2018-12-31 | 2019-12-31 | 365 | 8.4733 | 8 | 0.47325
24931 | 37.8 | 0.9 | 2018-12-31 | 2019-12-31 | 365 | 38.9804 | 38 | 0.98039
24671 | 10.08 | 1 | 2018-12-31 | 2019-12-31 | 365 | 11.5497 | 11 | 0.54974
23786 | 10.5 | 1 | 2018-12-31 | 2019-12-31 | 365 | 12.031 | 12 | 0.030984
23926 | 6.44 | 1 | 2018-12-31 | 2019-12-31 | 365 | 7.379 | 7 | 0.379
25398 | 8.55 | 1 | 2018-12-31 | 2019-12-31 | 365 | 9.7967 | 9 | 0.79666
22603 | 9.52 | 1 | 2018-12-31 | 2019-12-31 | 365 | 10.9081 | 10 | 0.90809
25547 | 3.1 | 1 | 2018-12-31 | 2019-12-31 | 365 | 3.552 | 3 | 0.552
27200 | 6.4 | 1 | 2018-12-31 | 2019-12-31 | 365 | 7.3332 | 7 | 0.33317
24991 | 12 | 1 | 2018-12-31 | 2019-12-31 | 365 | 13.7497 | 13 | 0.7497
24987 | 7.6 | 1 | 2018-12-31 | 2019-12-31 | 365 | 8.7081 | 8 | 0.70814
25646 | 6.8 | 1 | 2018-12-31 | 2019-12-31 | 365 | 7.7915 | 7 | 0.79149
25714 | 7.1 | 1 | 2018-12-31 | 2019-12-31 | 365 | 8.1352 | 8 | 0.13524
26063 | 7.6 | 1 | 2018-12-31 | 2019-12-31 | 365 | 8.7081 | 8 | 0.70814
26405 | 12.8 | 1 | 2018-12-31 | 2019-12-31 | 365 | 14.6663 | 14 | 0.66634
27090 | 8.32 | 1 | 2018-12-31 | 2019-12-31 | 365 | 9.5331 | 9 | 0.53312
27510 | 5.7 | 1 | 2018-12-31 | 2019-12-31 | 365 | 6.5311 | 6 | 0.53111
26755 | 4.845 | 1 | 2018-12-31 | 2019-12-31 | 365 | 5.5514 | 5 | 0.55144
29957 | 6 | 1 | 2018-12-31 | 2019-12-31 | 365 | 6.8748 | 6 | 0.87485
28003 | 2.7 | 1 | 2018-12-31 | 2019-12-31 | 365 | 3.0937 | 3 | 0.093682
28141 | 10.12 | 1 | 2018-12-31 | 2019-12-31 | 365 | 11.5956 | 11 | 0.59558
28158 | 12.3 | 1 | 2018-12-31 | 2019-12-31 | 365 | 14.0934 | 14 | 0.093438
29006 | 6.7 | 1 | 2018-12-31 | 2019-12-31 | 365 | 7.6769 | 7 | 0.67691
29754 | 6.93 | 1 | 2018-12-31 | 2019-12-31 | 365 | 7.9404 | 7 | 0.94045
29797 | 8.8 | 1 | 2018-12-31 | 2019-12-31 | 365 | 10.0831 | 10 | 0.08311
30662 | 11.2 | 1 | 2018-12-31 | 2019-12-31 | 365 | 12.833 | 12 | 0.83305
30684 | 11.6 | 1 | 2018-12-31 | 2019-12-31 | 365 | 13.2914 | 13 | 0.29137
31205 | 9.1 | 1 | 2018-12-31 | 2019-12-31 | 365 | 10.4269 | 10 | 0.42685
31454 | 8.9 | 1 | 2018-12-31 | 2019-12-31 | 365 | 10.1977 | 10 | 0.19769
31845 | 8.96 | 1 | 2018-12-31 | 2019-12-31 | 365 | 10.2664 | 10 | 0.26644
32224 | 4.9 | 1 | 2018-12-31 | 2019-12-31 | 365 | 5.6145 | 5 | 0.61446
29460 | 7.8 | 1 | 2018-12-31 | 2019-12-31 | 365 | 8.9373 | 8 | 0.9373
30828 | 5.2 | 1 | 2018-12-31 | 2019-12-31 | 365 | 5.9582 | 5 | 0.9582
33986 | 9.1 | 1 | 2018-12-31 | 2019-12-31 | 365 | 10.4269 | 10 | 0.42685
34045 | 7.8 | 1 | 2018-12-31 | 2019-12-31 | 365 | 8.9373 | 8 | 0.9373
34900 | 9 | 1 | 2018-12-31 | 2019-12-31 | 365 | 10.3123 | 10 | 0.31227
43772 | 9.465 | 1 | 2018-12-31 | 2019-12-31 | 365 | 10.8451 | 10 | 0.84507
37526 | 5.88 | 1 | 2018-12-31 | 2019-12-31 | 365 | 6.7374 | 6 | 0.73735
37529 | 7.8 | 1 | 2018-12-31 | 2019-12-31 | 365 | 8.9373 | 8 | 0.9373
37597 | 13.68 | 1 | 2018-12-31 | 2019-12-31 | 365 | 15.6747 | 15 | 0.67465
37657 | 6.55 | 1 | 2018-12-31 | 2019-12-31 | 365 | 7.505 | 7 | 0.50504
37668 | 9.12 | 1 | 2018-12-31 | 2019-12-31 | 365 | 10.4498 | 10 | 0.44977
38159 | 10.92 | 1 | 2018-12-31 | 2019-12-31 | 365 | 12.5122 | 12 | 0.51222
39793 | 7.32 | 1 | 2018-12-31 | 2019-12-31 | 365 | 8.3873 | 8 | 0.38731
37677 | 6.9 | 1 | 2018-12-31 | 2019-12-31 | 365 | 7.9061 | 7 | 0.90608
36462 | 15.6 | 1 | 2018-12-31 | 2019-12-31 | 365 | 17.8746 | 17 | 0.8746
35063 | 54 | 0.9 | 2018-12-31 | 2019-12-31 | 365 | 55.6863 | 55 | 0.68627
30022 | 7.562 | 1 | 2018-12-31 | 2019-12-31 | 365 | 8.6646 | 8 | 0.6646
43610 | 7.8 | 1 | 2018-12-31 | 2019-12-31 | 365 | 8.9373 | 8 | 0.9373
44173 | 11.7 | 1 | 2018-12-31 | 2019-12-31 | 365 | 13.406 | 13 | 0.40595
43655 | 6.84 | 1 | 2018-12-31 | 2019-12-31 | 365 | 7.8373 | 7 | 0.83733
45424 | 10.2 | 1 | 2018-12-31 | 2019-12-31 | 365 | 11.6872 | 11 | 0.68724
37660 | 10.98 | 1 | 2018-12-31 | 2019-12-31 | 365 | 12.581 | 12 | 0.58097
43778 | 11.925 | 1 | 2018-12-31 | 2019-12-31 | 365 | 13.6638 | 13 | 0.66376
45107 | 2.86 | 1 | 2018-12-31 | 2019-12-31 | 365 | 3.277 | 3 | 0.27701
44225 | 6.1 | 1 | 2018-12-31 | 2019-12-31 | 365 | 6.9894 | 6 | 0.98943
44231 | 5.7 | 1 | 2018-12-31 | 2019-12-31 | 365 | 6.5311 | 6 | 0.53111
44243 | 4.41 | 1 | 2018-12-31 | 2019-12-31 | 365 | 5.053 | 5 | 0.053013
38290 | 5.46 | 1 | 2018-12-31 | 2019-12-31 | 365 | 6.2561 | 6 | 0.25611
47431 | 8.5 | 1 | 2018-12-31 | 2019-12-31 | 365 | 9.7394 | 9 | 0.73937
51972 | 13.545 | 1 | 2018-12-31 | 2019-12-31 | 365 | 15.52 | 15 | 0.51997
52546 | 14.1 | 1 | 2018-12-31 | 2019-12-31 | 365 | 16.1559 | 16 | 0.15589
53133 | 12.255 | 1 | 2018-12-31 | 2019-12-31 | 365 | 14.0419 | 14 | 0.041877
46629 | 9.9 | 1 | 2018-12-31 | 2019-12-31 | 365 | 11.3435 | 11 | 0.3435
52627 | 6.6 | 1 | 2018-12-31 | 2019-12-31 | 365 | 7.5623 | 7 | 0.56233
39082 | 11.025 | 1 | 2018-12-31 | 2019-12-31 | 365 | 12.6325 | 12 | 0.63253
44553 | 9.8 | 1 | 2018-12-31 | 2019-12-31 | 365 | 11.2289 | 11 | 0.22892
46740 | 7.5 | 1 | 2018-12-31 | 2019-12-31 | 365 | 8.5936 | 8 | 0.59356
50101 | 15.6 | 1 | 2018-12-31 | 2019-12-31 | 365 | 17.8746 | 17 | 0.8746
37524 | 11.275 | 1 | 2018-12-31 | 2019-12-31 | 365 | 12.919 | 12 | 0.91899
43761 | 4.56 | 1 | 2018-12-31 | 2019-12-31 | 365 | 5.2249 | 5 | 0.22488
42710 | 7.2 | 1 | 2018-12-31 | 2019-12-31 | 365 | 8.2498 | 8 | 0.24982
52752 | 5.415 | 1 | 2018-12-31 | 2019-12-31 | 365 | 6.2046 | 6 | 0.20455
37528 | 12 | 1 | 2018-12-31 | 2019-12-31 | 365 | 13.7497 | 13 | 0.7497
36494 | 13.54 | 1 | 2018-12-31 | 2019-12-31 | 365 | 15.5142 | 15 | 0.51424
51827 | 2.4 | 1 | 2018-12-31 | 2019-12-31 | 365 | 2.7499 | 2 | 0.74994
54644 | 7.56 | 1 | 2018-12-31 | 2019-12-31 | 365 | 8.6623 | 8 | 0.66231
37525 | 8.82 | 1 | 2018-12-31 | 2019-12-31 | 365 | 10.106 | 10 | 0.10603
49215 | 4.875 | 1 | 2018-12-31 | 2019-12-31 | 365 | 5.5858 | 5 | 0.58581
38260 | 13.23 | 1 | 2018-12-31 | 2019-12-31 | 365 | 15.159 | 15 | 0.15904
48895 | 5.46 | 1 | 2018-12-31 | 2019-12-31 | 365 | 6.2561 | 6 | 0.25611
55744 | 5.4 | 1 | 2018-12-31 | 2019-12-31 | 365 | 6.1874 | 6 | 0.18736
50208 | 7.14 | 1 | 2018-12-31 | 2019-12-31 | 365 | 8.1811 | 8 | 0.18107
48919 | 10.175 | 1 | 2018-12-31 | 2019-12-31 | 365 | 11.6586 | 11 | 0.6586
43623 | 6.84 | 1 | 2018-12-31 | 2019-12-31 | 365 | 7.8373 | 7 | 0.83733
54472 | 5.6 | 1 | 2018-12-31 | 2019-12-31 | 365 | 6.4165 | 6 | 0.41652
54495 | 24.5 | 1 | 2018-12-31 | 2019-12-31 | 365 | 28.0723 | 28 | 0.072296
58920 | 7.54 | 1 | 2018-12-31 | 2019-12-31 | 365 | 8.6394 | 8 | 0.63939
38282 | 5.67 | 1 | 2018-12-31 | 2019-12-31 | 365 | 6.4967 | 6 | 0.49673
46148 | 12.6 | 1 | 2018-12-31 | 2019-12-31 | 365 | 14.4372 | 14 | 0.43718
46228 | 5.7 | 1 | 2018-12-31 | 2019-12-31 | 365 | 6.5311 | 6 | 0.53111
36806 | 6 | 1 | 2018-12-31 | 2019-12-31 | 365 | 6.8748 | 6 | 0.87485
43625 | 5.13 | 1 | 2018-12-31 | 2019-12-31 | 365 | 5.878 | 5 | 0.878
55588 | 11.2 | 1 | 2018-12-31 | 2019-12-31 | 365 | 12.833 | 12 | 0.83305
41543 | 17.64 | 1 | 2018-12-31 | 2019-12-31 | 365 | 20.2121 | 20 | 0.21205
48900 | 8.25 | 1 | 2018-12-31 | 2019-12-31 | 365 | 9.4529 | 9 | 0.45292
48924 | 12.1 | 1 | 2018-12-31 | 2019-12-31 | 365 | 13.8643 | 13 | 0.86428
37527 | 11.97 | 1 | 2018-12-31 | 2019-12-31 | 365 | 13.7153 | 13 | 0.71532
58954 | 3.92 | 1 | 2018-12-31 | 2019-12-31 | 365 | 4.4916 | 4 | 0.49157
60155 | 13.23 | 1 | 2018-12-31 | 2019-12-31 | 365 | 15.159 | 15 | 0.15904
58776 | 9.69 | 1 | 2018-12-31 | 2019-12-31 | 365 | 11.1029 | 11 | 0.10288
56180 | 4.8 | 1 | 2018-12-31 | 2019-12-31 | 365 | 5.4999 | 5 | 0.49988
58615 | 6.05 | 1 | 2018-12-31 | 2019-12-31 | 365 | 6.9321 | 6 | 0.93214
42737 | 12.9 | 1 | 2018-12-31 | 2019-12-31 | 365 | 14.7809 | 14 | 0.78092
47218 | 9.765 | 1 | 2018-12-31 | 2019-12-31 | 365 | 11.1888 | 11 | 0.18882
49935 | 12 | 1 | 2018-12-31 | 2019-12-31 | 365 | 13.7497 | 13 | 0.7497
42747 | 7.245 | 1 | 2018-12-31 | 2019-12-31 | 365 | 8.3014 | 8 | 0.30138
45265 | 7.68 | 1 | 2018-12-31 | 2019-12-31 | 365 | 8.7998 | 8 | 0.79981
56124 | 6.48 | 1 | 2018-12-31 | 2019-12-31 | 365 | 7.4248 | 7 | 0.42484
43624 | 8.505 | 1 | 2018-12-31 | 2019-12-31 | 365 | 9.7451 | 9 | 0.7451
56754 | 9.9 | 1 | 2018-12-31 | 2019-12-31 | 365 | 11.3435 | 11 | 0.3435
51353 | 10.66 | 1 | 2018-12-31 | 2019-12-31 | 365 | 12.2143 | 12 | 0.21431
42723 | 7.56 | 1 | 2018-12-31 | 2019-12-31 | 365 | 8.6623 | 8 | 0.66231
58715 | 2.7 | 1 | 2018-12-31 | 2019-12-31 | 365 | 3.0937 | 3 | 0.093682
60679 | 10.395 | 1 | 2018-12-31 | 2019-12-31 | 365 | 11.9107 | 11 | 0.91067
59867 | 6 | 1 | 2018-12-31 | 2019-12-31 | 365 | 6.8748 | 6 | 0.87485
60630 | 6.3 | 1 | 2018-12-31 | 2019-12-31 | 365 | 7.2186 | 7 | 0.21859
58910 | 8.265 | 1 | 2018-12-31 | 2019-12-31 | 365 | 9.4701 | 9 | 0.4701
62510 | 7.2 | 1 | 2018-12-31 | 2019-12-31 | 365 | 8.2498 | 8 | 0.24982
61566 | 7.56 | 1 | 2018-12-31 | 2019-12-31 | 365 | 8.6623 | 8 | 0.66231
62734 | 9.28 | 1 | 2018-12-31 | 2019-12-31 | 365 | 10.6331 | 10 | 0.6331
62509 | 40.92 | 0.9 | 2018-12-31 | 2019-12-31 | 365 | 42.1978 | 42 | 0.19782
58909 | 8.48 | 1 | 2018-12-31 | 2019-12-31 | 365 | 9.7165 | 9 | 0.71645
59330 | 9.405 | 1 | 2018-12-31 | 2019-12-31 | 365 | 10.7763 | 10 | 0.77632
38246 | 9.36 | 1 | 2018-12-31 | 2019-12-31 | 365 | 10.7248 | 10 | 0.72476
61093 | 9.54 | 1 | 2018-12-31 | 2019-12-31 | 365 | 10.931 | 10 | 0.93101
62851 | 9.075 | 1 | 2018-12-31 | 2019-12-31 | 365 | 10.3982 | 10 | 0.39821
62963 | 11 | 1 | 2018-12-31 | 2019-12-31 | 365 | 12.6039 | 12 | 0.60389
62755 | 9.975 | 1 | 2018-12-31 | 2019-12-31 | 365 | 11.4294 | 11 | 0.42943
63239 | 10.08 | 1 | 2018-12-31 | 2019-12-31 | 365 | 11.5497 | 11 | 0.54974
64487 | 7.98 | 1 | 2018-12-31 | 2019-12-31 | 365 | 9.1435 | 9 | 0.14355
61667 | 10.2 | 1 | 2018-12-31 | 2019-12-31 | 365 | 11.6872 | 11 | 0.68724
63025 | 13.53 | 1 | 2018-12-31 | 2019-12-31 | 365 | 15.5028 | 15 | 0.50278
64909 | 6.84 | 1 | 2018-12-31 | 2019-12-31 | 365 | 7.8373 | 7 | 0.83733
63054 | 5.83 | 1 | 2018-12-31 | 2019-12-31 | 365 | 6.6801 | 6 | 0.68006
63303 | 18 | 1 | 2018-12-31 | 2019-12-31 | 365 | 20.6245 | 20 | 0.62454
64324 | 9.52 | 1 | 2018-12-31 | 2019-12-31 | 365 | 10.9081 | 10 | 0.90809
64326 | 7.74 | 1 | 2018-12-31 | 2019-12-31 | 365 | 8.8686 | 8 | 0.86855
66667 | 8.7 | 1 | 2018-12-31 | 2019-12-31 | 365 | 9.9685 | 9 | 0.96853
63292 | 7.95 | 1 | 2018-12-31 | 2019-12-31 | 365 | 9.1092 | 9 | 0.10917
61092 | 6.6 | 1 | 2018-12-31 | 2019-12-31 | 365 | 7.5623 | 7 | 0.56233
63128 | 10.395 | 1 | 2018-12-31 | 2019-12-31 | 365 | 11.9107 | 11 | 0.91067
64142 | 7.68 | 1 | 2018-12-31 | 2019-12-31 | 365 | 8.7998 | 8 | 0.79981
64336 | 7.2 | 1 | 2018-12-31 | 2019-12-31 | 365 | 8.2498 | 8 | 0.24982
64396 | 2.7 | 1 | 2018-12-31 | 2019-12-31 | 365 | 3.0937 | 3 | 0.093682
64430 | 12 | 1 | 2018-12-31 | 2019-12-31 | 365 | 13.7497 | 13 | 0.7497
64475 | 7.155 | 1 | 2018-12-31 | 2019-12-31 | 365 | 8.1983 | 8 | 0.19826
64476 | 9 | 1 | 2018-12-31 | 2019-12-31 | 365 | 10.3123 | 10 | 0.31227
64607 | 7.68 | 1 | 2018-12-31 | 2019-12-31 | 365 | 8.7998 | 8 | 0.79981
64474 | 11.6 | 1 | 2018-12-31 | 2019-12-31 | 365 | 13.2914 | 13 | 0.29137
64698 | 5.4 | 1 | 2018-12-31 | 2019-12-31 | 365 | 6.1874 | 6 | 0.18736
64088 | 4.725 | 1 | 2018-12-31 | 2019-12-31 | 365 | 5.4139 | 5 | 0.41394
65046 | 12.255 | 1 | 2018-12-31 | 2019-12-31 | 365 | 14.0419 | 14 | 0.041877
64778 | 9.45 | 1 | 2018-12-31 | 2019-12-31 | 365 | 10.8279 | 10 | 0.82789
64954 | 4.77 | 1 | 2018-12-31 | 2019-12-31 | 365 | 5.4655 | 5 | 0.4655
65501 | 8.32 | 1 | 2018-12-31 | 2019-12-31 | 365 | 9.5331 | 9 | 0.53312
65833 | 5.67 | 1 | 2018-12-31 | 2019-12-31 | 365 | 6.4967 | 6 | 0.49673
65347 | 7.8 | 1 | 2018-12-31 | 2019-12-31 | 365 | 8.9373 | 8 | 0.9373
64483 | 9.405 | 1 | 2018-12-31 | 2019-12-31 | 365 | 10.7763 | 10 | 0.77632
64924 | 22.2 | 1 | 2018-12-31 | 2019-12-31 | 365 | 25.4369 | 25 | 0.43694
64036 | 6.36 | 1 | 2018-12-31 | 2019-12-31 | 365 | 7.2873 | 7 | 0.28734
64564 | 5.83 | 1 | 2018-12-31 | 2019-12-31 | 365 | 6.6801 | 6 | 0.68006
63226 | 8.55 | 1 | 2018-12-31 | 2019-12-31 | 365 | 9.7967 | 9 | 0.79666
62964 | 10.83 | 1 | 2018-12-31 | 2019-12-31 | 365 | 12.4091 | 12 | 0.4091
63851 | 11.2 | 1 | 2018-12-31 | 2019-12-31 | 365 | 12.833 | 12 | 0.83305
63423 | 9.275 | 1 | 2018-12-31 | 2019-12-31 | 365 | 10.6274 | 10 | 0.62737
63301 | 5.16 | 1 | 2018-12-31 | 2019-12-31 | 365 | 5.9124 | 5 | 0.91237
65489 | 2.835 | 1 | 2018-12-31 | 2019-12-31 | 365 | 3.2484 | 3 | 0.24837
65127 | 9.69 | 1 | 2018-12-31 | 2019-12-31 | 365 | 11.1029 | 11 | 0.10288
68132 | 7.56 | 1 | 2018-12-31 | 2019-12-31 | 365 | 8.6623 | 8 | 0.66231
68267 | 9 | 1 | 2018-12-31 | 2019-12-31 | 365 | 10.3123 | 10 | 0.31227
68285 | 8.4 | 1 | 2018-12-31 | 2019-12-31 | 365 | 9.6248 | 9 | 0.62479
68435 | 16.5 | 1 | 2018-12-31 | 2019-12-31 | 365 | 18.9058 | 18 | 0.90583
68484 | 12 | 1 | 2018-12-31 | 2019-12-31 | 365 | 13.7497 | 13 | 0.7497
68379 | 9.975 | 1 | 2018-12-31 | 2019-12-31 | 365 | 11.4294 | 11 | 0.42943
68620 | 5.13 | 1 | 2018-12-31 | 2019-12-31 | 365 | 5.878 | 5 | 0.878
69059 | 18.9 | 1 | 2018-12-31 | 2019-12-31 | 365 | 21.6558 | 21 | 0.65577
68969 | 11.97 | 1 | 2018-12-31 | 2019-12-31 | 365 | 13.7153 | 13 | 0.71532
69258 | 6.36 | 1 | 2018-12-31 | 2019-12-31 | 365 | 7.2873 | 7 | 0.28734
68130 | 9.12 | 1 | 2018-12-31 | 2019-12-31 | 365 | 10.4498 | 10 | 0.44977
68295 | 10.26 | 1 | 2018-12-31 | 2019-12-31 | 365 | 11.756 | 11 | 0.75599
68624 | 7.41 | 1 | 2018-12-31 | 2019-12-31 | 365 | 8.4904 | 8 | 0.49044
68849 | 5.12 | 0.8 | 2018-12-31 | 2019-12-31 | 365 | 4.6932 | 4 | 0.69323
68965 | 7.95 | 0.8 | 2018-12-31 | 2019-12-31 | 365 | 7.2873 | 7 | 0.28734
68645 | 6.16 | 0.8 | 2018-12-31 | 2019-12-31 | 365 | 5.6465 | 5 | 0.64654
69587 | 3.9 | 1 | 2018-12-31 | 2019-12-31 | 365 | 4.4687 | 4 | 0.46865
69358 | 7.42 | 0.8 | 2018-12-31 | 2019-12-31 | 365 | 6.8015 | 6 | 0.80152
68440 | 7.77 | 0.8 | 2018-12-31 | 2019-12-31 | 365 | 7.1223 | 7 | 0.12234
69704 | 8.68 | 1 | 2018-12-31 | 2019-12-31 | 365 | 9.9456 | 9 | 0.94561
70421 | 10.5 | 0.8 | 2018-12-31 | 2019-12-31 | 365 | 9.6248 | 9 | 0.62479
69115 | 8.19 | 1 | 2018-12-31 | 2019-12-31 | 365 | 9.3842 | 9 | 0.38417
74372 | 11.1 | 0.8 | 2018-12-31 | 2019-12-31 | 365 | 10.1748 | 10 | 0.17478
269 | 6 | 1 | 2018-12-31 | 2019-12-31 | 365 | 6.8748 | 6 | 0.87485
260 | 4.75 | 1 | 2018-12-31 | 2019-12-31 | 365 | 5.4426 | 5 | 0.44259
27774 | 12.19 | 1 | 2018-12-31 | 2019-12-31 | 365 | 13.9674 | 13 | 0.9674
30145 | 6.625 | 1 | 2018-12-31 | 2019-12-31 | 365 | 7.591 | 7 | 0.59098
31296 | 8.745 | 1 | 2018-12-31 | 2019-12-31 | 365 | 10.0201 | 10 | 0.020091
33998 | 9.3 | 1 | 2018-12-31 | 2019-12-31 | 365 | 10.656 | 10 | 0.65601
32443 | 10.07 | 1 | 2018-12-31 | 2019-12-31 | 365 | 11.5383 | 11 | 0.53829
32434 | 6.6 | 1 | 2018-12-31 | 2019-12-31 | 365 | 7.5623 | 7 | 0.56233
36914 | 9.54 | 1 | 2018-12-31 | 2019-12-31 | 365 | 10.931 | 10 | 0.93101
44129 | 7.42 | 1 | 2018-12-31 | 2019-12-31 | 365 | 8.5019 | 8 | 0.5019
41294 | 7.95 | 1 | 2018-12-31 | 2019-12-31 | 365 | 9.1092 | 9 | 0.10917
41266 | 8.48 | 1 | 2018-12-31 | 2019-12-31 | 365 | 9.7165 | 9 | 0.71645
37408 | 6 | 1 | 2018-12-31 | 2019-12-31 | 365 | 6.8748 | 6 | 0.87485
45336 | 22.26 | 1 | 2018-12-31 | 2019-12-31 | 365 | 25.5057 | 25 | 0.50569
320 | 9.25 | 1 | 2018-12-31 | 2019-12-31 | 365 | 10.5987 | 10 | 0.59872
330 | 11.5 | 1 | 2018-12-31 | 2019-12-31 | 365 | 13.1768 | 13 | 0.17679
328 | 4.5 | 1 | 2018-12-31 | 2019-12-31 | 365 | 5.1561 | 5 | 0.15614
1279 | 8.5 | 1 | 2018-12-31 | 2019-12-31 | 365 | 9.7394 | 9 | 0.73937
323 | 6 | 1 | 2018-12-31 | 2019-12-31 | 365 | 6.8748 | 6 | 0.87485
1280 | 4 | 1 | 2018-12-31 | 2019-12-31 | 365 | 4.5832 | 4 | 0.58323
329 | 6.25 | 1 | 2018-12-31 | 2019-12-31 | 365 | 7.1613 | 7 | 0.1613
1281 | 12 | 1 | 2018-12-31 | 2019-12-31 | 365 | 13.7497 | 13 | 0.7497
326 | 6.75 | 1 | 2018-12-31 | 2019-12-31 | 365 | 7.7342 | 7 | 0.7342
5053 | 5 | 1 | 2018-12-31 | 2019-12-31 | 365 | 5.729 | 5 | 0.72904
1198 | 8 | 1 | 2018-12-31 | 2019-12-31 | 365 | 9.1665 | 9 | 0.16646
1273 | 5.5 | 1 | 2018-12-31 | 2019-12-31 | 365 | 6.3019 | 6 | 0.30194
325 | 6.75 | 1 | 2018-12-31 | 2019-12-31 | 365 | 7.7342 | 7 | 0.7342
1278 | 6.5 | 1 | 2018-12-31 | 2019-12-31 | 365 | 7.4478 | 7 | 0.44775
319 | 8.25 | 1 | 2018-12-31 | 2019-12-31 | 365 | 9.4529 | 9 | 0.45292
1276 | 6.25 | 1 | 2018-12-31 | 2019-12-31 | 365 | 7.1613 | 7 | 0.1613
5050 | 4 | 1 | 2018-12-31 | 2019-12-31 | 365 | 4.5832 | 4 | 0.58323
1277 | 6.75 | 1 | 2018-12-31 | 2019-12-31 | 365 | 7.7342 | 7 | 0.7342
1272 | 4.5 | 1 | 2018-12-31 | 2019-12-31 | 365 | 5.1561 | 5 | 0.15614
327 | 10.5 | 1 | 2018-12-31 | 2019-12-31 | 365 | 12.031 | 12 | 0.030984
1275 | 9 | 1 | 2018-12-31 | 2019-12-31 | 365 | 10.3123 | 10 | 0.31227
1274 | 4 | 1 | 2018-12-31 | 2019-12-31 | 365 | 4.5832 | 4 | 0.58323
317 | 6.5 | 1 | 2018-12-31 | 2019-12-31 | 365 | 7.4478 | 7 | 0.44775
1199 | 5 | 1 | 2018-12-31 | 2019-12-31 | 365 | 5.729 | 5 | 0.72904
261 | 9.75 | 1 | 2018-12-31 | 2019-12-31 | 365 | 11.1716 | 11 | 0.17163
1201 | 4.5 | 1 | 2018-12-31 | 2019-12-31 | 365 | 5.1561 | 5 | 0.15614
306 | 6.5 | 1 | 2018-12-31 | 2019-12-31 | 365 | 7.4478 | 7 | 0.44775
1284 | 6 | 1 | 2018-12-31 | 2019-12-31 | 365 | 6.8748 | 6 | 0.87485
11434 | 5.5 | 1 | 2018-12-31 | 2019-12-31 | 365 | 6.3019 | 6 | 0.30194
11436 | 7.15 | 1 | 2018-12-31 | 2019-12-31 | 365 | 8.1925 | 8 | 0.19253
5060 | 9 | 1 | 2018-12-31 | 2019-12-31 | 365 | 10.3123 | 10 | 0.31227
5062 | 10.5 | 1 | 2018-12-31 | 2019-12-31 | 365 | 12.031 | 12 | 0.030984
5063 | 3.5 | 1 | 2018-12-31 | 2019-12-31 | 365 | 4.0103 | 4 | 0.010328
5061 | 6 | 1 | 2018-12-31 | 2019-12-31 | 365 | 6.8748 | 6 | 0.87485
229 | 504.45 | 0.9 | 2018-12-31 | 2019-12-31 | 365 | 520.2026 | 520 | 0.20256
22181 | 5 | 1 | 2018-12-31 | 2019-12-31 | 365 | 5.729 | 5 | 0.72904
22082 | 6 | 1 | 2018-12-31 | 2019-12-31 | 365 | 6.8748 | 6 | 0.87485
22179 | 5 | 1 | 2018-12-31 | 2019-12-31 | 365 | 5.729 | 5 | 0.72904
22180 | 5 | 1 | 2018-12-31 | 2019-12-31 | 365 | 5.729 | 5 | 0.72904
258 | 57 | 0.9 | 2018-12-31 | 2019-12-31 | 365 | 58.78 | 58 | 0.77995
264 | 39 | 1 | 2018-12-31 | 2019-12-31 | 365 | 44.6865 | 44 | 0.68651
273 | 87.61 | 0.9 | 2018-12-31 | 2019-12-31 | 365 | 90.3458 | 90 | 0.34581
849 | 259.6 | 0.9 | 2018-12-31 | 2019-12-31 | 365 | 267.7066 | 267 | 0.70658
246 | 97.5 | 0.9 | 2018-12-31 | 2019-12-31 | 365 | 100.5447 | 100 | 0.54465
202 | 87.61 | 0.9 | 2018-12-31 | 2019-12-31 | 365 | 90.3458 | 90 | 0.34581
22184 | 7 | 1 | 2018-12-31 | 2019-12-31 | 365 | 8.0207 | 8 | 0.020656
22186 | 6 | 1 | 2018-12-31 | 2019-12-31 | 365 | 6.8748 | 6 | 0.87485
22166 | 6 | 1 | 2018-12-31 | 2019-12-31 | 365 | 6.8748 | 6 | 0.87485
22162 | 7 | 1 | 2018-12-31 | 2019-12-31 | 365 | 8.0207 | 8 | 0.020656
22183 | 7 | 1 | 2018-12-31 | 2019-12-31 | 365 | 8.0207 | 8 | 0.020656
22182 | 6 | 1 | 2018-12-31 | 2019-12-31 | 365 | 6.8748 | 6 | 0.87485
22187 | 7 | 1 | 2018-12-31 | 2019-12-31 | 365 | 8.0207 | 8 | 0.020656
1914 | 61.74 | 0.9 | 2018-12-31 | 2019-12-31 | 365 | 63.668 | 63 | 0.66797
1360 | 503.25 | 0.9 | 2018-12-31 | 2019-12-31 | 365 | 518.9651 | 518 | 0.96509
22185 | 5 | 1 | 2018-12-31 | 2019-12-31 | 365 | 5.729 | 5 | 0.72904
22127 | 5 | 1 | 2018-12-31 | 2019-12-31 | 365 | 5.729 | 5 | 0.72904
22123 | 6 | 1 | 2018-12-31 | 2019-12-31 | 365 | 6.8748 | 6 | 0.87485
2091 | 11 | 1 | 2018-12-31 | 2019-12-31 | 365 | 12.6039 | 12 | 0.60389
65217 | 4.8 | 1 | 2018-12-31 | 2019-12-31 | 365 | 5.4999 | 5 | 0.49988
4032 | 214.25 | 0.9 | 2018-12-31 | 2019-12-31 | 365 | 220.9404 | 220 | 0.94043
4329 | 18 | 1 | 2018-12-31 | 2019-12-31 | 365 | 20.6245 | 20 | 0.62454
4333 | 18 | 1 | 2018-12-31 | 2019-12-31 | 365 | 20.6245 | 20 | 0.62454
4334 | 18 | 1 | 2018-12-31 | 2019-12-31 | 365 | 20.6245 | 20 | 0.62454
4558 | 18 | 1 | 2018-12-31 | 2019-12-31 | 365 | 20.6245 | 20 | 0.62454
4562 | 18 | 1 | 2018-12-31 | 2019-12-31 | 365 | 20.6245 | 20 | 0.62454
4565 | 18 | 1 | 2018-12-31 | 2019-12-31 | 365 | 20.6245 | 20 | 0.62454
4566 | 9 | 1 | 2018-12-31 | 2019-12-31 | 365 | 10.3123 | 10 | 0.31227
3023 | 26 | 0.9 | 2018-12-31 | 2019-12-31 | 365 | 26.8119 | 26 | 0.81191
4038 | 332.475 | 0.9 | 2018-12-31 | 2019-12-31 | 365 | 342.8573 | 342 | 0.85726
4802 | 99 | 0.9 | 2018-12-31 | 2019-12-31 | 365 | 102.0915 | 102 | 0.091493
6985 | 220.66 | 0.9 | 2018-12-31 | 2019-12-31 | 365 | 227.5506 | 227 | 0.55059
6773 | 50.7 | 0.9 | 2018-12-31 | 2019-12-31 | 365 | 52.2832 | 52 | 0.28322
9431 | 127.5 | 0.9 | 2018-12-31 | 2019-12-31 | 365 | 131.4815 | 131 | 0.48147
4804 | 100.1 | 0.9 | 2018-12-31 | 2019-12-31 | 365 | 103.2258 | 103 | 0.22584
4094 | 101.4 | 0.9 | 2018-12-31 | 2019-12-31 | 365 | 104.5664 | 104 | 0.56644
3027 | 224.4 | 0.9 | 2018-12-31 | 2019-12-31 | 365 | 231.4074 | 231 | 0.40738
9943 | 82.8 | 0.9 | 2018-12-31 | 2019-12-31 | 365 | 85.3856 | 85 | 0.38561
4456 | 139.75 | 0.9 | 2018-12-31 | 2019-12-31 | 365 | 144.114 | 144 | 0.114
5122 | 99 | 0.9 | 2018-12-31 | 2019-12-31 | 365 | 102.0915 | 102 | 0.091493
6686 | 62.01 | 0.9 | 2018-12-31 | 2019-12-31 | 365 | 63.9464 | 63 | 0.9464
6767 | 135.3 | 0.9 | 2018-12-31 | 2019-12-31 | 365 | 139.525 | 139 | 0.52504
9795 | 224.4 | 0.9 | 2018-12-31 | 2019-12-31 | 365 | 231.4074 | 231 | 0.40738
5178 | 158.4 | 0.9 | 2018-12-31 | 2019-12-31 | 365 | 163.3464 | 163 | 0.34639
13354 | 27 | 0.9 | 2018-12-31 | 2019-12-31 | 365 | 27.8431 | 27 | 0.84313
22534 | 14.82 | 1 | 2018-12-31 | 2019-12-31 | 365 | 16.9809 | 16 | 0.98087
6781 | 590 | 0.9 | 2018-12-31 | 2019-12-31 | 365 | 608.424 | 608 | 0.42405
9796 | 194.7 | 0.9 | 2018-12-31 | 2019-12-31 | 365 | 200.7799 | 200 | 0.77994
12454 | 195.24 | 0.9 | 2018-12-31 | 2019-12-31 | 365 | 201.3368 | 201 | 0.3368
14993 | 267.75 | 0.9 | 2018-12-31 | 2019-12-31 | 365 | 276.1111 | 276 | 0.11108
16366 | 25.96 | 0.9 | 2018-12-31 | 2019-12-31 | 365 | 26.7707 | 26 | 0.77066
15809 | 32 | 0.9 | 2018-12-31 | 2019-12-31 | 365 | 32.9993 | 32 | 0.99927
20424 | 60.39 | 0.9 | 2018-12-31 | 2019-12-31 | 365 | 62.2758 | 62 | 0.27581
16326 | 44.72 | 0.9 | 2018-12-31 | 2019-12-31 | 365 | 46.1165 | 46 | 0.11648
12977 | 81 | 0.9 | 2018-12-31 | 2019-12-31 | 365 | 83.5294 | 83 | 0.5294
15199 | 52.62 | 0.9 | 2018-12-31 | 2019-12-31 | 365 | 54.2632 | 54 | 0.26318
12581 | 108.29 | 0.9 | 2018-12-31 | 2019-12-31 | 365 | 111.6716 | 111 | 0.67159
5132 | 151.25 | 0.9 | 2018-12-31 | 2019-12-31 | 365 | 155.9731 | 155 | 0.97311
12582 | 25.96 | 0.9 | 2018-12-31 | 2019-12-31 | 365 | 26.7707 | 26 | 0.77066
20303 | 95.7 | 0.9 | 2018-12-31 | 2019-12-31 | 365 | 98.6884 | 98 | 0.68844
19382 | 54.34 | 0.9 | 2018-12-31 | 2019-12-31 | 365 | 56.0369 | 56 | 0.036886
15817 | 139.3 | 0.9 | 2018-12-31 | 2019-12-31 | 365 | 143.6499 | 143 | 0.64995
12424 | 75.02 | 0.9 | 2018-12-31 | 2019-12-31 | 365 | 77.3627 | 77 | 0.36266
12425 | 167.4 | 0.9 | 2018-12-31 | 2019-12-31 | 365 | 172.6274 | 172 | 0.62743
16373 | 45.43 | 0.9 | 2018-12-31 | 2019-12-31 | 365 | 46.8487 | 46 | 0.84865
15810 | 44.6 | 0.9 | 2018-12-31 | 2019-12-31 | 365 | 45.9927 | 45 | 0.99273
15813 | 77.7 | 0.9 | 2018-12-31 | 2019-12-31 | 365 | 80.1264 | 80 | 0.12635
15821 | 385 | 0.9 | 2018-12-31 | 2019-12-31 | 365 | 397.0225 | 397 | 0.022472
19462 | 57.46 | 0.9 | 2018-12-31 | 2019-12-31 | 365 | 59.2543 | 59 | 0.25431
24691 | 42 | 0.9 | 2018-12-31 | 2019-12-31 | 365 | 43.3115 | 43 | 0.31154
21879 | 343.2 | 1 | 2018-12-31 | 2019-12-31 | 365 | 393.2413 | 393 | 0.24131
15823 | 258.515 | 0.9 | 2018-12-31 | 2019-12-31 | 365 | 266.5877 | 266 | 0.5877
21902 | 283.03 | 0.9 | 2018-12-31 | 2019-12-31 | 365 | 291.8682 | 291 | 0.86823
23584 | 38.4 | 0.9 | 2018-12-31 | 2019-12-31 | 365 | 39.5991 | 39 | 0.59912
24118 | 54.08 | 0.9 | 2018-12-31 | 2019-12-31 | 365 | 55.7688 | 55 | 0.76877
22537 | 390 | 0.9 | 2018-12-31 | 2019-12-31 | 365 | 402.1786 | 402 | 0.17861
15818 | 47.58 | 0.9 | 2018-12-31 | 2019-12-31 | 365 | 49.0658 | 49 | 0.06579
15816 | 145.86 | 0.9 | 2018-12-31 | 2019-12-31 | 365 | 150.4148 | 150 | 0.4148
16424 | 148.72 | 0.9 | 2018-12-31 | 2019-12-31 | 365 | 153.3641 | 153 | 0.36411
26179 | 32.5 | 0.9 | 2018-12-31 | 2019-12-31 | 365 | 33.5149 | 33 | 0.51488
27058 | 32.5 | 0.9 | 2018-12-31 | 2019-12-31 | 365 | 33.5149 | 33 | 0.51488
24012 | 374.22 | 0.9 | 2018-12-31 | 2019-12-31 | 365 | 385.9058 | 385 | 0.90584
27046 | 348.91 | 0.9 | 2018-12-31 | 2019-12-31 | 365 | 359.8055 | 359 | 0.80548
29594 | 297.36 | 0.9 | 2018-12-31 | 2019-12-31 | 365 | 306.6457 | 306 | 0.64572
29605 | 22.72 | 1 | 2018-12-31 | 2019-12-31 | 365 | 26.0328 | 26 | 0.032758
29625 | 70.72 | 0.9 | 2018-12-31 | 2019-12-31 | 365 | 72.9284 | 72 | 0.92839
29575 | 204.08 | 0.9 | 2018-12-31 | 2019-12-31 | 365 | 210.4528 | 210 | 0.45285
31880 | 57.46 | 0.9 | 2018-12-31 | 2019-12-31 | 365 | 59.2543 | 59 | 0.25431
31898 | 446.16 | 0.9 | 2018-12-31 | 2019-12-31 | 365 | 460.0923 | 460 | 0.092328
35012 | 6 | 1 | 2018-12-31 | 2019-12-31 | 365 | 6.8748 | 6 | 0.87485
34550 | 211.2 | 0.9 | 2018-12-31 | 2019-12-31 | 365 | 217.7952 | 217 | 0.79518
34546 | 72.54 | 0.9 | 2018-12-31 | 2019-12-31 | 365 | 74.8052 | 74 | 0.80522
34540 | 110.86 | 0.9 | 2018-12-31 | 2019-12-31 | 365 | 114.3218 | 114 | 0.32185
34613 | 383.24 | 0.9 | 2018-12-31 | 2019-12-31 | 365 | 395.2075 | 395 | 0.20751
34046 | 54.6 | 0.9 | 2018-12-31 | 2019-12-31 | 365 | 56.305 | 56 | 0.30501
34622 | 145.08 | 0.9 | 2018-12-31 | 2019-12-31 | 365 | 149.6104 | 149 | 0.61044
34672 | 537.4 | 0.9 | 2018-12-31 | 2019-12-31 | 365 | 554.1815 | 554 | 0.1815
34700 | 51.55 | 0.9 | 2018-12-31 | 2019-12-31 | 365 | 53.1598 | 53 | 0.15976
34708 | 46.97 | 0.9 | 2018-12-31 | 2019-12-31 | 365 | 48.4367 | 48 | 0.43674
34982 | 17.955 | 1 | 2018-12-31 | 2019-12-31 | 365 | 20.573 | 20 | 0.57298
34963 | 15.12 | 1 | 2018-12-31 | 2019-12-31 | 365 | 17.3246 | 17 | 0.32462
36276 | 250.12 | 0.9 | 2018-12-31 | 2019-12-31 | 365 | 257.9305 | 257 | 0.93055
34754 | 60.8 | 0.9 | 2018-12-31 | 2019-12-31 | 365 | 62.6986 | 62 | 0.69861
34673 | 114.4 | 0.9 | 2018-12-31 | 2019-12-31 | 365 | 117.9724 | 117 | 0.97239
34741 | 158.76 | 0.9 | 2018-12-31 | 2019-12-31 | 365 | 163.7176 | 163 | 0.71763
34751 | 113.4 | 0.9 | 2018-12-31 | 2019-12-31 | 365 | 116.9412 | 116 | 0.94116
50183 | 50.7 | 0.9 | 2018-12-31 | 2019-12-31 | 365 | 52.2832 | 52 | 0.28322
33187 | 535.7 | 0.8 | 2018-12-31 | 2019-12-31 | 365 | 491.0475 | 491 | 0.047476
34743 | 60.39 | 0.9 | 2018-12-31 | 2019-12-31 | 365 | 62.2758 | 62 | 0.27581
35659 | 213 | 0.9 | 2018-12-31 | 2019-12-31 | 365 | 219.6514 | 219 | 0.65139
34657 | 318.7 | 0.9 | 2018-12-31 | 2019-12-31 | 365 | 328.6521 | 328 | 0.65211
34742 | 74.4 | 0.9 | 2018-12-31 | 2019-12-31 | 365 | 76.7233 | 76 | 0.7233
34738 | 249.6 | 0.9 | 2018-12-31 | 2019-12-31 | 365 | 257.3943 | 257 | 0.39431
34655 | 53.68 | 0.9 | 2018-12-31 | 2019-12-31 | 365 | 55.3563 | 55 | 0.35628
34715 | 224.64 | 0.9 | 2018-12-31 | 2019-12-31 | 365 | 231.6549 | 231 | 0.65488
34773 | 175.76 | 0.9 | 2018-12-31 | 2019-12-31 | 365 | 181.2485 | 181 | 0.24849
34766 | 252.34 | 0.9 | 2018-12-31 | 2019-12-31 | 365 | 260.2199 | 260 | 0.21987
34583 | 113.84 | 0.9 | 2018-12-31 | 2019-12-31 | 365 | 117.3949 | 117 | 0.3949
34814 | 84.18 | 0.9 | 2018-12-31 | 2019-12-31 | 365 | 86.8087 | 86 | 0.80871
34726 | 340.38 | 0.9 | 2018-12-31 | 2019-12-31 | 365 | 351.0091 | 351 | 0.0091143
34761 | 170.73 | 0.9 | 2018-12-31 | 2019-12-31 | 365 | 176.0614 | 176 | 0.06142
34975 | 28.35 | 0.9 | 2018-12-31 | 2019-12-31 | 365 | 29.2353 | 29 | 0.23529
35066 | 7.6 | 1 | 2018-12-31 | 2019-12-31 | 365 | 8.7081 | 8 | 0.70814
34666 | 109.2 | 0.9 | 2018-12-31 | 2019-12-31 | 365 | 112.61 | 112 | 0.61001
34603 | 54.9 | 0.9 | 2018-12-31 | 2019-12-31 | 365 | 56.6144 | 56 | 0.61437
34755 | 124 | 0.9 | 2018-12-31 | 2019-12-31 | 365 | 127.8722 | 127 | 0.87217
34684 | 202.8 | 0.9 | 2018-12-31 | 2019-12-31 | 365 | 209.1329 | 209 | 0.13288
34562 | 209.56 | 0.9 | 2018-12-31 | 2019-12-31 | 365 | 216.104 | 216 | 0.10397
36229 | 237.05 | 0.9 | 2018-12-31 | 2019-12-31 | 365 | 244.4524 | 244 | 0.45241
34571 | 650 | 0.9 | 2018-12-31 | 2019-12-31 | 365 | 670.2977 | 670 | 0.29768
34987 | 7.8 | 1 | 2018-12-31 | 2019-12-31 | 365 | 8.9373 | 8 | 0.9373
36444 | 7.8 | 1 | 2018-12-31 | 2019-12-31 | 365 | 8.9373 | 8 | 0.9373
37704 | 24.26 | 1 | 2018-12-31 | 2019-12-31 | 365 | 27.7973 | 27 | 0.7973
34953 | 24.9 | 1 | 2018-12-31 | 2019-12-31 | 365 | 28.5306 | 28 | 0.53062
48903 | 10.4 | 1 | 2018-12-31 | 2019-12-31 | 365 | 11.9164 | 11 | 0.9164
58244 | 24.3 | 1 | 2018-12-31 | 2019-12-31 | 365 | 27.8431 | 27 | 0.84313
34806 | 145.7 | 0.9 | 2018-12-31 | 2019-12-31 | 365 | 150.2498 | 150 | 0.2498
34555 | 363.63 | 0.9 | 2018-12-31 | 2019-12-31 | 365 | 374.9851 | 374 | 0.98515
45509 | 9.8 | 1 | 2018-12-31 | 2019-12-31 | 365 | 11.2289 | 11 | 0.22892
47834 | 24.3 | 1 | 2018-12-31 | 2019-12-31 | 365 | 27.8431 | 27 | 0.84313
35141 | 24.57 | 1 | 2018-12-31 | 2019-12-31 | 365 | 28.1525 | 28 | 0.1525
45479 | 7.56 | 1 | 2018-12-31 | 2019-12-31 | 365 | 8.6623 | 8 | 0.66231
45484 | 24.255 | 1 | 2018-12-31 | 2019-12-31 | 365 | 27.7916 | 27 | 0.79157
48049 | 24.255 | 1 | 2018-12-31 | 2019-12-31 | 365 | 27.7916 | 27 | 0.79157
34642 | 91 | 0.9 | 2018-12-31 | 2019-12-31 | 365 | 93.8417 | 93 | 0.84168
47838 | 24.57 | 1 | 2018-12-31 | 2019-12-31 | 365 | 28.1525 | 28 | 0.1525
48410 | 24.255 | 1 | 2018-12-31 | 2019-12-31 | 365 | 27.7916 | 27 | 0.79157
63872 | 29.76 | 0.9 | 2018-12-31 | 2019-12-31 | 365 | 30.6893 | 30 | 0.68932
37301 | 598.5 | 0.9 | 2018-12-31 | 2019-12-31 | 365 | 617.1895 | 617 | 0.18948
34600 | 302.4 | 0.9 | 2018-12-31 | 2019-12-31 | 365 | 311.8431 | 311 | 0.84311
63892 | 200.88 | 0.9 | 2018-12-31 | 2019-12-31 | 365 | 207.1529 | 207 | 0.15292
35160 | 151.2 | 0.9 | 2018-12-31 | 2019-12-31 | 365 | 155.9216 | 155 | 0.92155
35138 | 212.04 | 0.9 | 2018-12-31 | 2019-12-31 | 365 | 218.6614 | 218 | 0.66142
63909 | 143.64 | 0.9 | 2018-12-31 | 2019-12-31 | 365 | 148.1255 | 148 | 0.12548
34799 | 128.44 | 0.9 | 2018-12-31 | 2019-12-31 | 365 | 132.4508 | 132 | 0.45082
34780 | 88.35 | 0.9 | 2018-12-31 | 2019-12-31 | 365 | 91.1089 | 91 | 0.10892
35149 | 87.36 | 0.9 | 2018-12-31 | 2019-12-31 | 365 | 90.088 | 90 | 0.088008
35250 | 85.05 | 0.9 | 2018-12-31 | 2019-12-31 | 365 | 87.7059 | 87 | 0.70587
34618 | 75.64 | 0.9 | 2018-12-31 | 2019-12-31 | 365 | 78.002 | 78 | 0.0020254
47806 | 24.96 | 1 | 2018-12-31 | 2019-12-31 | 365 | 28.5994 | 28 | 0.59937
35100 | 74.4 | 0.9 | 2018-12-31 | 2019-12-31 | 365 | 76.7233 | 76 | 0.7233
35249 | 64.79 | 0.9 | 2018-12-31 | 2019-12-31 | 365 | 66.8132 | 66 | 0.81321
63863 | 23.94 | 1 | 2018-12-31 | 2019-12-31 | 365 | 27.4306 | 27 | 0.43064
45447 | 24.255 | 1 | 2018-12-31 | 2019-12-31 | 365 | 27.7916 | 27 | 0.79157
35168 | 70.98 | 0.9 | 2018-12-31 | 2019-12-31 | 365 | 73.1965 | 73 | 0.19651
37709 | 24.885 | 1 | 2018-12-31 | 2019-12-31 | 365 | 28.5134 | 28 | 0.51343
49126 | 20.79 | 1 | 2018-12-31 | 2019-12-31 | 365 | 23.8213 | 23 | 0.82135
63856 | 6.24 | 1 | 2018-12-31 | 2019-12-31 | 365 | 7.1498 | 7 | 0.14984
63957 | 103.74 | 0.9 | 2018-12-31 | 2019-12-31 | 365 | 106.9795 | 106 | 0.97951
63968 | 29.76 | 0.9 | 2018-12-31 | 2019-12-31 | 365 | 30.6893 | 30 | 0.68932
35125 | 302.4 | 0.9 | 2018-12-31 | 2019-12-31 | 365 | 311.8431 | 311 | 0.84311
63954 | 83.7 | 0.9 | 2018-12-31 | 2019-12-31 | 365 | 86.3137 | 86 | 0.31372
63971 | 23.87 | 0.8 | 2018-12-31 | 2019-12-31 | 365 | 21.8803 | 21 | 0.88035
64327 | 4.2 | 0.8 | 2018-12-31 | 2019-12-31 | 365 | 3.8499 | 3 | 0.84991
63931 | 13.5 | 1 | 2018-12-31 | 2019-12-31 | 365 | 15.4684 | 15 | 0.46841
64619 | 93.6 | 0.9 | 2018-12-31 | 2019-12-31 | 365 | 96.5229 | 96 | 0.52287
34783 | 75.64 | 1 | 2018-12-31 | 2019-12-31 | 365 | 86.6689 | 86 | 0.66892
47877 | 48.36 | 0.9 | 2018-12-31 | 2019-12-31 | 365 | 49.8701 | 49 | 0.87015
63966 | 42.16 | 0.9 | 2018-12-31 | 2019-12-31 | 365 | 43.4765 | 43 | 0.47654
63986 | 25.11 | 0.9 | 2018-12-31 | 2019-12-31 | 365 | 25.8941 | 25 | 0.89411
45580 | 25.2 | 0.9 | 2018-12-31 | 2019-12-31 | 365 | 25.9869 | 25 | 0.98693
47891 | 37.8 | 0.9 | 2018-12-31 | 2019-12-31 | 365 | 38.9804 | 38 | 0.98039
63979 | 37.8 | 0.9 | 2018-12-31 | 2019-12-31 | 365 | 38.9804 | 38 | 0.98039
64269 | 35.34 | 0.9 | 2018-12-31 | 2019-12-31 | 365 | 36.4436 | 36 | 0.44357
64709 | 261.44 | 0.9 | 2018-12-31 | 2019-12-31 | 365 | 269.604 | 269 | 0.60404
51516 | 265.2 | 0.9 | 2018-12-31 | 2019-12-31 | 365 | 273.4815 | 273 | 0.48145
64028 | 55.8 | 0.9 | 2018-12-31 | 2019-12-31 | 365 | 57.5425 | 57 | 0.54248
64155 | 54.6 | 0.9 | 2018-12-31 | 2019-12-31 | 365 | 56.305 | 56 | 0.30501
64033 | 74.4 | 0.9 | 2018-12-31 | 2019-12-31 | 365 | 76.7233 | 76 | 0.7233
64225 | 253.44 | 0.9 | 2018-12-31 | 2019-12-31 | 365 | 261.3542 | 261 | 0.35422
34793 | 111.51 | 0.9 | 2018-12-31 | 2019-12-31 | 365 | 114.9921 | 114 | 0.99215
35243 | 159.48 | 0.9 | 2018-12-31 | 2019-12-31 | 365 | 164.4601 | 164 | 0.46011
64031 | 118.96 | 0.9 | 2018-12-31 | 2019-12-31 | 365 | 122.6748 | 122 | 0.67479
64040 | 446.16 | 0.9 | 2018-12-31 | 2019-12-31 | 365 | 460.0923 | 460 | 0.092328
64266 | 81.9 | 0.9 | 2018-12-31 | 2019-12-31 | 365 | 84.4575 | 84 | 0.45751
64032 | 156.24 | 0.9 | 2018-12-31 | 2019-12-31 | 365 | 161.1189 | 161 | 0.11894
64718 | 75.6 | 0.9 | 2018-12-31 | 2019-12-31 | 365 | 77.9608 | 77 | 0.96078
64038 | 150.255 | 0.9 | 2018-12-31 | 2019-12-31 | 365 | 154.947 | 154 | 0.94704
47859 | 76.44 | 0.9 | 2018-12-31 | 2019-12-31 | 365 | 78.827 | 78 | 0.82701
35260 | 102.69 | 0.9 | 2018-12-31 | 2019-12-31 | 365 | 105.8967 | 105 | 0.89672
64109 | 70.98 | 0.9 | 2018-12-31 | 2019-12-31 | 365 | 73.1965 | 73 | 0.19651
35098 | 201.6 | 0.9 | 2018-12-31 | 2019-12-31 | 365 | 207.8954 | 207 | 0.8954
35151 | 78.12 | 0.9 | 2018-12-31 | 2019-12-31 | 365 | 80.5595 | 80 | 0.55947
69868 | 596.31 | 0.9 | 2018-12-31 | 2019-12-31 | 365 | 614.9311 | 614 | 0.93109
64037 | 104.94 | 0.9 | 2018-12-31 | 2019-12-31 | 365 | 108.217 | 108 | 0.21698
64030 | 663.3 | 1 | 2018-12-31 | 2019-12-31 | 365 | 760.0144 | 760 | 0.014446
64095 | 211.68 | 0.9 | 2018-12-31 | 2019-12-31 | 365 | 218.2902 | 218 | 0.29017
64201 | 102.06 | 0.9 | 2018-12-31 | 2019-12-31 | 365 | 105.247 | 105 | 0.24705
34817 | 479.96 | 0.9 | 2018-12-31 | 2019-12-31 | 365 | 494.9478 | 494 | 0.94781
48891 | 51.1 | 0.7 | 2018-12-31 | 2019-12-31 | 365 | 40.9856 | 40 | 0.98555
51582 | 166.4 | 0.9 | 2018-12-31 | 2019-12-31 | 365 | 171.5962 | 171 | 0.59621
64904 | 41.44 | 0.7 | 2018-12-31 | 2019-12-31 | 365 | 33.2376 | 33 | 0.2376
64272 | 345.12 | 0.9 | 2018-12-31 | 2019-12-31 | 365 | 355.8971 | 355 | 0.89713
65017 | 52.25 | 0.7 | 2018-12-31 | 2019-12-31 | 365 | 41.9079 | 41 | 0.90793
64957 | 97.24 | 0.7 | 2018-12-31 | 2019-12-31 | 365 | 77.9929 | 77 | 0.99286
35058 | 476.28 | 0.9 | 2018-12-31 | 2019-12-31 | 365 | 491.1529 | 491 | 0.15289
64967 | 386.59 | 0.7 | 2018-12-31 | 2019-12-31 | 365 | 310.0705 | 310 | 0.07054
51515 | 338.52 | 0.9 | 2018-12-31 | 2019-12-31 | 365 | 349.091 | 349 | 0.091032
65243 | 53.6 | 0.7 | 2018-12-31 | 2019-12-31 | 365 | 42.9907 | 42 | 0.99072
35073 | 108.5 | 0.9 | 2018-12-31 | 2019-12-31 | 365 | 111.8882 | 111 | 0.88815
34834 | 1551.25 | 0.9 | 2018-12-31 | 2019-12-31 | 365 | 1599.6912 | 1599 | 0.69119
64034 | 518.32 | 0.9 | 2018-12-31 | 2019-12-31 | 365 | 534.5057 | 534 | 0.50568
34630 | 300.82 | 0.9 | 2018-12-31 | 2019-12-31 | 365 | 310.2138 | 310 | 0.21377
65231 | 50.25 | 0.7 | 2018-12-31 | 2019-12-31 | 365 | 40.3038 | 40 | 0.3038
34701 | 1400.58 | 1 | 2018-12-31 | 2019-12-31 | 365 | 1604.7958 | 1604 | 0.79577
64283 | 195.3 | 0.9 | 2018-12-31 | 2019-12-31 | 365 | 201.3987 | 201 | 0.39867
48589 | 102.06 | 0.9 | 2018-12-31 | 2019-12-31 | 365 | 105.247 | 105 | 0.24705
51583 | 156 | 0.7 | 2018-12-31 | 2019-12-31 | 365 | 125.1222 | 125 | 0.12223
63161 | 307.2 | 0.9 | 2018-12-31 | 2019-12-31 | 365 | 316.793 | 316 | 0.793
65348 | 236.25 | 0.7 | 2018-12-31 | 2019-12-31 | 365 | 189.488 | 189 | 0.488
35104 | 138.38 | 0.9 | 2018-12-31 | 2019-12-31 | 365 | 142.7012 | 142 | 0.70122
74010 | 61.38 | 0.6 | 2018-12-31 | 2019-12-31 | 365 | 42.1978 | 42 | 0.19782
64323 | 85.8 | 0.9 | 2018-12-31 | 2019-12-31 | 365 | 88.4793 | 88 | 0.47929
65242 | 20.35 | 0.8 | 2018-12-31 | 2019-12-31 | 365 | 18.6538 | 18 | 0.65375
34731 | 114.4 | 1 | 2018-12-31 | 2019-12-31 | 365 | 131.0804 | 131 | 0.080435
34831 | 319.68 | 1 | 2018-12-31 | 2019-12-31 | 365 | 366.2919 | 366 | 0.2919
34718 | 148.72 | 1 | 2018-12-31 | 2019-12-31 | 365 | 170.4046 | 170 | 0.40457
64216 | 224.44 | 0.9 | 2018-12-31 | 2019-12-31 | 365 | 231.4486 | 231 | 0.44863
75887 | 41.34 | 0.9 | 2018-12-31 | 2019-12-31 | 365 | 42.6309 | 42 | 0.63093
64951 | 81.9 | 0.7 | 2018-12-31 | 2019-12-31 | 365 | 65.6892 | 65 | 0.68917
35199 | 360 | 0.9 | 2018-12-31 | 2019-12-31 | 365 | 371.2418 | 371 | 0.24179
77389 | 4.8 | 0.8 | 2018-12-31 | 2019-12-31 | 365 | 4.3999 | 4 | 0.3999
64246 | 141.96 | 0.9 | 2018-12-31 | 2019-12-31 | 365 | 146.393 | 146 | 0.39301
64894 | 540 | 0.7 | 2018-12-31 | 2019-12-31 | 365 | 433.1154 | 433 | 0.11542
51514 | 348 | 0.7 | 2018-12-31 | 2019-12-31 | 365 | 279.1188 | 279 | 0.11883
78203 | 511.92 | 0.6 | 2018-12-31 | 2019-12-31 | 365 | 351.9372 | 351 | 0.93722
78201 | 59.8 | 0.6 | 2018-12-31 | 2019-12-31 | 365 | 41.1116 | 41 | 0.11159
79650 | 533.65 | 0.6 | 2018-12-31 | 2019-12-31 | 365 | 366.8763 | 366 | 0.87626
78202 | 278.72 | 0.6 | 2018-12-31 | 2019-12-31 | 365 | 191.6158 | 191 | 0.61576
79188 | 31.2 | 0.6 | 2018-12-31 | 2019-12-31 | 365 | 21.4495 | 21 | 0.44953
78173 | 160.8 | 0.6 | 2018-12-31 | 2019-12-31 | 365 | 110.5476 | 110 | 0.54756
81347 | 111 | 0.6 | 2018-12-31 | 2019-12-31 | 365 | 76.3108 | 76 | 0.31081
78182 | 128 | 0.6 | 2018-12-31 | 2019-12-31 | 365 | 87.9981 | 87 | 0.99805
78179 | 233.2 | 0.6 | 2018-12-31 | 2019-12-31 | 365 | 160.3215 | 160 | 0.32146
78178 | 408 | 0.6 | 2018-12-31 | 2019-12-31 | 365 | 280.4938 | 280 | 0.4938
78177 | 72 | 0.6 | 2018-12-31 | 2019-12-31 | 365 | 49.4989 | 49 | 0.49891
78175 | 44 | 0.6 | 2018-12-31 | 2019-12-31 | 365 | 30.2493 | 30 | 0.24933
78191 | 150 | 0.6 | 2018-12-31 | 2019-12-31 | 365 | 103.1227 | 103 | 0.12272
78181 | 196 | 0.6 | 2018-12-31 | 2019-12-31 | 365 | 134.747 | 134 | 0.74702
78180 | 84 | 0.6 | 2018-12-31 | 2019-12-31 | 365 | 57.7487 | 57 | 0.74872
78193 | 220 | 0.6 | 2018-12-31 | 2019-12-31 | 365 | 151.2467 | 151 | 0.24666
78197 | 261.2 | 0.6 | 2018-12-31 | 2019-12-31 | 365 | 179.571 | 179 | 0.57103
78184 | 308 | 0.6 | 2018-12-31 | 2019-12-31 | 365 | 211.7453 | 211 | 0.74532
78198 | 246 | 0.6 | 2018-12-31 | 2019-12-31 | 365 | 169.1213 | 169 | 0.12126
78183 | 62.8 | 0.6 | 2018-12-31 | 2019-12-31 | 365 | 43.174 | 43 | 0.17405
81726 | 464 | 0.6 | 2018-12-31 | 2019-12-31 | 365 | 318.9929 | 318 | 0.99295
78190 | 224.64 | 0.6 | 2018-12-31 | 2019-12-31 | 365 | 154.4366 | 154 | 0.43659
78176 | 42 | 0.6 | 2018-12-31 | 2019-12-31 | 365 | 28.8744 | 28 | 0.87436
81131 | 124.8 | 0.6 | 2018-12-31 | 2019-12-31 | 365 | 85.7981 | 85 | 0.7981
78192 | 162 | 0.6 | 2018-12-31 | 2019-12-31 | 365 | 111.3725 | 111 | 0.37254
78186 | 32.8 | 0.6 | 2018-12-31 | 2019-12-31 | 365 | 22.5495 | 22 | 0.5495
78189 | 144 | 0.6 | 2018-12-31 | 2019-12-31 | 365 | 98.9978 | 98 | 0.99781
64958 | 659.34 | 0.7 | 2018-12-31 | 2019-12-31 | 365 | 528.8339 | 528 | 0.83393
78206 | 164 | 0.6 | 2018-12-31 | 2019-12-31 | 365 | 112.7475 | 112 | 0.74751
47957 | 14.18 | 1 | 2018-12-31 | 2019-12-31 | 365 | 16.2476 | 16 | 0.24756
49927 | 42.47 | 0.9 | 2018-12-31 | 2019-12-31 | 365 | 43.7962 | 43 | 0.79622
81813 | 319.2 | 0.6 | 2018-12-31 | 2019-12-31 | 365 | 219.4451 | 219 | 0.44515
81898 | 16 | 0.8 | 2018-12-31 | 2019-12-31 | 365 | 14.6663 | 14 | 0.66634
78196 | 601.92 | 0.6 | 2018-12-31 | 2019-12-31 | 365 | 413.8109 | 413 | 0.81085
78205 | 97.2 | 0.6 | 2018-12-31 | 2019-12-31 | 365 | 66.8235 | 66 | 0.82352
34851 | 658.275 | 0.9 | 2018-12-31 | 2019-12-31 | 365 | 678.8311 | 678 | 0.83109
51607 | 62.92 | 0.7 | 2018-12-31 | 2019-12-31 | 365 | 50.466 | 50 | 0.46597
35161 | 105.4 | 0.7 | 2018-12-31 | 2019-12-31 | 365 | 84.5377 | 84 | 0.53771
78200 | 1024.8 | 0.6 | 2018-12-31 | 2019-12-31 | 365 | 704.5344 | 704 | 0.53442
78211 | 22.4 | 0.8 | 2018-12-31 | 2019-12-31 | 365 | 20.5329 | 20 | 0.53288
81810 | 52 | 0.6 | 2018-12-31 | 2019-12-31 | 365 | 35.7492 | 35 | 0.74921
81804 | 64 | 0.55 | 2018-12-31 | 2019-12-31 | 365 | 40.3324 | 40 | 0.33244
81808 | 210 | 0.6 | 2018-12-31 | 2019-12-31 | 365 | 144.3718 | 144 | 0.37181
81814 | 80 | 0.6 | 2018-12-31 | 2019-12-31 | 365 | 54.9988 | 54 | 0.99878
78221 | 76 | 0.55 | 2018-12-31 | 2019-12-31 | 365 | 47.8948 | 47 | 0.89477
78342 | 1070.925 | 0.65 | 2018-12-31 | 2019-12-31 | 365 | 797.5984 | 797 | 0.59838
78204 | 76.8 | 0.6 | 2018-12-31 | 2019-12-31 | 365 | 52.7988 | 52 | 0.79883
78217 | 36 | 0.55 | 2018-12-31 | 2019-12-31 | 365 | 22.687 | 22 | 0.687
81807 | 222 | 0.6 | 2018-12-31 | 2019-12-31 | 365 | 152.6216 | 152 | 0.62163
88018 | 372 | 0.55 | 2018-12-31 | 2019-12-31 | 365 | 234.4323 | 234 | 0.43232
52196 | 224.74 | 0.7 | 2018-12-31 | 2019-12-31 | 365 | 180.2562 | 180 | 0.25622
88028 | 24 | 0.8 | 2018-12-31 | 2019-12-31 | 365 | 21.9995 | 21 | 0.99951
78188 | 3174.75 | 0.6 | 2018-12-31 | 2019-12-31 | 365 | 2182.5924 | 2182 | 0.59237
87532 | 6 | 0.8 | 2018-12-31 | 2019-12-31 | 365 | 5.4999 | 5 | 0.49988
88030 | 47.2 | 0.55 | 2018-12-31 | 2019-12-31 | 365 | 29.7452 | 29 | 0.74518
88008 | 128 | 0.55 | 2018-12-31 | 2019-12-31 | 365 | 80.6649 | 80 | 0.66488
88029 | 108 | 0.55 | 2018-12-31 | 2019-12-31 | 365 | 68.061 | 68 | 0.060995
90965 | 92.16 | 0.55 | 2019-02-19 | 2019-12-31 | 317 | 50.441 | 50 | 0.44097
62971 | 4.64 | 1 | 2018-12-31 | 2019-12-31 | 365 | 5.3165 | 5 | 0.31655
2018 | 9.5 | 1 | 2018-12-31 | 2019-12-31 | 365 | 10.8852 | 10 | 0.88518
681 | 12.5 | 1 | 2018-12-31 | 2019-12-31 | 365 | 14.3226 | 14 | 0.3226
347 | 2.94 | 1 | 2018-12-31 | 2019-12-31 | 365 | 3.3687 | 3 | 0.36868
75 | 5.39 | 1 | 2018-12-31 | 2019-12-31 | 365 | 6.1759 | 6 | 0.17591
546 | 11.25 | 1 | 2018-12-31 | 2019-12-31 | 365 | 12.8903 | 12 | 0.89034
252 | 8.085 | 1 | 2018-12-31 | 2019-12-31 | 365 | 9.2639 | 9 | 0.26386
593 | 3.38 | 1 | 2018-12-31 | 2019-12-31 | 365 | 3.8728 | 3 | 0.87283
3224 | 3.675 | 1 | 2018-12-31 | 2019-12-31 | 365 | 4.2108 | 4 | 0.21084
2019 | 4.9 | 1 | 2018-12-31 | 2019-12-31 | 365 | 5.6145 | 5 | 0.61446
1507 | 7.5 | 1 | 2018-12-31 | 2019-12-31 | 365 | 8.5936 | 8 | 0.59356
1516 | 6 | 1 | 2018-12-31 | 2019-12-31 | 365 | 6.8748 | 6 | 0.87485
1543 | 10 | 1 | 2018-12-31 | 2019-12-31 | 365 | 11.4581 | 11 | 0.45808
3220 | 6.125 | 1 | 2018-12-31 | 2019-12-31 | 365 | 7.0181 | 7 | 0.018074
251 | 5 | 1 | 2018-12-31 | 2019-12-31 | 365 | 5.729 | 5 | 0.72904
3221 | 2.45 | 1 | 2018-12-31 | 2019-12-31 | 365 | 2.8072 | 2 | 0.80723
704 | 5.25 | 1 | 2018-12-31 | 2019-12-31 | 365 | 6.0155 | 6 | 0.015492
201 | 13.75 | 1 | 2018-12-31 | 2019-12-31 | 365 | 15.7549 | 15 | 0.75486
2346 | 5.2 | 1 | 2018-12-31 | 2019-12-31 | 365 | 5.9582 | 5 | 0.9582
349 | 5.39 | 1 | 2018-12-31 | 2019-12-31 | 365 | 6.1759 | 6 | 0.17591
3219 | 2.695 | 1 | 2018-12-31 | 2019-12-31 | 365 | 3.088 | 3 | 0.087953
3222 | 5.635 | 1 | 2018-12-31 | 2019-12-31 | 365 | 6.4566 | 6 | 0.45663
2017 | 3.57 | 1 | 2018-12-31 | 2019-12-31 | 365 | 4.0905 | 4 | 0.090535
2072 | 6.37 | 1 | 2018-12-31 | 2019-12-31 | 365 | 7.2988 | 7 | 0.2988
1473 | 10.5 | 1 | 2018-12-31 | 2019-12-31 | 365 | 12.031 | 12 | 0.030984
1933 | 3.43 | 1 | 2018-12-31 | 2019-12-31 | 365 | 3.9301 | 3 | 0.93012
1383 | 5.75 | 1 | 2018-12-31 | 2019-12-31 | 365 | 6.5884 | 6 | 0.5884
1088 | 4.25 | 1 | 2018-12-31 | 2019-12-31 | 365 | 4.8697 | 4 | 0.86968
1928 | 4.59 | 1 | 2018-12-31 | 2019-12-31 | 365 | 5.2593 | 5 | 0.25926
2159 | 4 | 1 | 2018-12-31 | 2019-12-31 | 365 | 4.5832 | 4 | 0.58323
1930 | 7.25 | 1 | 2018-12-31 | 2019-12-31 | 365 | 8.3071 | 8 | 0.30711
2075 | 4.59 | 1 | 2018-12-31 | 2019-12-31 | 365 | 5.2593 | 5 | 0.25926
352 | 10.2 | 1 | 2018-12-31 | 2019-12-31 | 365 | 11.6872 | 11 | 0.68724
350 | 4.5 | 1 | 2018-12-31 | 2019-12-31 | 365 | 5.1561 | 5 | 0.15614
1111 | 6.5 | 1 | 2018-12-31 | 2019-12-31 | 365 | 7.4478 | 7 | 0.44775
1472 | 6.75 | 1 | 2018-12-31 | 2019-12-31 | 365 | 7.7342 | 7 | 0.7342
354 | 7.14 | 1 | 2018-12-31 | 2019-12-31 | 365 | 8.1811 | 8 | 0.18107
2158 | 6.5 | 1 | 2018-12-31 | 2019-12-31 | 365 | 7.4478 | 7 | 0.44775
353 | 6.25 | 1 | 2018-12-31 | 2019-12-31 | 365 | 7.1613 | 7 | 0.1613
355 | 9.18 | 1 | 2018-12-31 | 2019-12-31 | 365 | 10.5185 | 10 | 0.51852
3223 | 4.75 | 1 | 2018-12-31 | 2019-12-31 | 365 | 5.4426 | 5 | 0.44259
2077 | 13.25 | 1 | 2018-12-31 | 2019-12-31 | 365 | 15.182 | 15 | 0.18196
1936 | 10.75 | 1 | 2018-12-31 | 2019-12-31 | 365 | 12.3174 | 12 | 0.31744
2074 | 6.25 | 1 | 2018-12-31 | 2019-12-31 | 365 | 7.1613 | 7 | 0.1613
3150 | 10 | 1 | 2018-12-31 | 2019-12-31 | 365 | 11.4581 | 11 | 0.45808
2020 | 4.5 | 1 | 2018-12-31 | 2019-12-31 | 365 | 5.1561 | 5 | 0.15614
2021 | 11.5 | 1 | 2018-12-31 | 2019-12-31 | 365 | 13.1768 | 13 | 0.17679
547 | 9.36 | 1 | 2018-12-31 | 2019-12-31 | 365 | 10.7248 | 10 | 0.72476
374 | 4.68 | 1 | 2018-12-31 | 2019-12-31 | 365 | 5.3624 | 5 | 0.36238
637 | 5 | 1 | 2018-12-31 | 2019-12-31 | 365 | 5.729 | 5 | 0.72904
829 | 7 | 1 | 2018-12-31 | 2019-12-31 | 365 | 8.0207 | 8 | 0.020656
757 | 5.75 | 1 | 2018-12-31 | 2019-12-31 | 365 | 6.5884 | 6 | 0.5884
761 | 8 | 1 | 2018-12-31 | 2019-12-31 | 365 | 9.1665 | 9 | 0.16646
862 | 4.5 | 1 | 2018-12-31 | 2019-12-31 | 365 | 5.1561 | 5 | 0.15614
863 | 3.825 | 1 | 2018-12-31 | 2019-12-31 | 365 | 4.3827 | 4 | 0.38272
870 | 7.83 | 1 | 2018-12-31 | 2019-12-31 | 365 | 8.9717 | 8 | 0.97168
871 | 5.75 | 1 | 2018-12-31 | 2019-12-31 | 365 | 6.5884 | 6 | 0.5884
830 | 4.25 | 1 | 2018-12-31 | 2019-12-31 | 365 | 4.8697 | 4 | 0.86968
1086 | 5.75 | 1 | 2018-12-31 | 2019-12-31 | 365 | 6.5884 | 6 | 0.5884
1474 | 7 | 1 | 2018-12-31 | 2019-12-31 | 365 | 8.0207 | 8 | 0.020656
1521 | 9.62 | 1 | 2018-12-31 | 2019-12-31 | 365 | 11.0227 | 11 | 0.022673
1524 | 8.75 | 1 | 2018-12-31 | 2019-12-31 | 365 | 10.0258 | 10 | 0.02582
1526 | 7 | 1 | 2018-12-31 | 2019-12-31 | 365 | 8.0207 | 8 | 0.020656
250 | 3.185 | 1 | 2018-12-31 | 2019-12-31 | 365 | 3.6494 | 3 | 0.6494
3260 | 5.355 | 1 | 2018-12-31 | 2019-12-31 | 365 | 6.1358 | 6 | 0.1358
3468 | 6.5 | 1 | 2018-12-31 | 2019-12-31 | 365 | 7.4478 | 7 | 0.44775
3478 | 7.02 | 1 | 2018-12-31 | 2019-12-31 | 365 | 8.0436 | 8 | 0.043572
3821 | 6.5 | 1 | 2018-12-31 | 2019-12-31 | 365 | 7.4478 | 7 | 0.44775
3902 | 9 | 1 | 2018-12-31 | 2019-12-31 | 365 | 10.3123 | 10 | 0.31227
4596 | 8.25 | 1 | 2018-12-31 | 2019-12-31 | 365 | 9.4529 | 9 | 0.45292
6670 | 2.5 | 1 | 2018-12-31 | 2019-12-31 | 365 | 2.8645 | 2 | 0.86452
8610 | 4.41 | 1 | 2018-12-31 | 2019-12-31 | 365 | 5.053 | 5 | 0.053013
315 | 9.5 | 1 | 2018-12-31 | 2019-12-31 | 365 | 10.8852 | 10 | 0.88518
17197 | 11.44 | 1 | 2018-12-31 | 2019-12-31 | 365 | 13.108 | 13 | 0.10804
3649 | 3.9 | 1 | 2018-12-31 | 2019-12-31 | 365 | 4.4687 | 4 | 0.46865
8776 | 8.175 | 1 | 2018-12-31 | 2019-12-31 | 365 | 9.367 | 9 | 0.36698
4042 | 4.5 | 1 | 2018-12-31 | 2019-12-31 | 365 | 5.1561 | 5 | 0.15614
491 | 4.25 | 1 | 2018-12-31 | 2019-12-31 | 365 | 4.8697 | 4 | 0.86968
88369 | 3.35 | 1 | 2018-12-31 | 2019-12-31 | 365 | 3.8385 | 3 | 0.83846
3677 | 9.156 | 1 | 2018-12-31 | 2019-12-31 | 365 | 10.491 | 10 | 0.49102
281 | 7.035 | 1 | 2018-12-31 | 2019-12-31 | 365 | 8.0608 | 8 | 0.060759
1811 | 4 | 1 | 2018-12-31 | 2019-12-31 | 365 | 4.5832 | 4 | 0.58323
2210 | 12 | 1 | 2018-12-31 | 2019-12-31 | 365 | 13.7497 | 13 | 0.7497
8710 | 9 | 1 | 2018-12-31 | 2019-12-31 | 365 | 10.3123 | 10 | 0.31227
6659 | 9.9 | 1 | 2018-12-31 | 2019-12-31 | 365 | 11.3435 | 11 | 0.3435
77956 | 2.75 | 1 | 2018-12-31 | 2019-12-31 | 365 | 3.151 | 3 | 0.15097
12280 | 14.31 | 1 | 2018-12-31 | 2019-12-31 | 365 | 16.3965 | 16 | 0.39651
2709 | 5 | 1 | 2018-12-31 | 2019-12-31 | 365 | 5.729 | 5 | 0.72904
5099 | 5.22 | 1 | 2018-12-31 | 2019-12-31 | 365 | 5.9811 | 5 | 0.98112
8556 | 6.095 | 1 | 2018-12-31 | 2019-12-31 | 365 | 6.9837 | 6 | 0.9837
2488 | 6.25 | 1 | 2018-12-31 | 2019-12-31 | 365 | 7.1613 | 7 | 0.1613
3022 | 3.12 | 1 | 2018-12-31 | 2019-12-31 | 365 | 3.5749 | 3 | 0.57492
43412 | 3.25 | 1 | 2018-12-31 | 2019-12-31 | 365 | 3.7239 | 3 | 0.72388
274 | 3.64 | 1 | 2018-12-31 | 2019-12-31 | 365 | 4.1707 | 4 | 0.17074
1397 | 5.2 | 1 | 2018-12-31 | 2019-12-31 | 365 | 5.9582 | 5 | 0.9582
53141 | 2.6 | 1 | 2018-12-31 | 2019-12-31 | 365 | 2.9791 | 2 | 0.9791
44958 | 7.5 | 1 | 2018-12-31 | 2019-12-31 | 365 | 8.5936 | 8 | 0.59356
1981 | 6.5 | 1 | 2018-12-31 | 2019-12-31 | 365 | 7.4478 | 7 | 0.44775
2003 | 4.68 | 1 | 2018-12-31 | 2019-12-31 | 365 | 5.3624 | 5 | 0.36238
1241 | 4.86 | 1 | 2018-12-31 | 2019-12-31 | 365 | 5.5686 | 5 | 0.56863
2706 | 4.16 | 1 | 2018-12-31 | 2019-12-31 | 365 | 4.7666 | 4 | 0.76656
2491 | 6.76 | 1 | 2018-12-31 | 2019-12-31 | 365 | 7.7457 | 7 | 0.74566
2006 | 8.04 | 1 | 2018-12-31 | 2019-12-31 | 365 | 9.2123 | 9 | 0.2123
2042 | 9.36 | 1 | 2018-12-31 | 2019-12-31 | 365 | 10.7248 | 10 | 0.72476
23778 | 4.5 | 1 | 2018-12-31 | 2019-12-31 | 365 | 5.1561 | 5 | 0.15614
2026 | 5.22 | 1 | 2018-12-31 | 2019-12-31 | 365 | 5.9811 | 5 | 0.98112
5179 | 6 | 1 | 2018-12-31 | 2019-12-31 | 365 | 6.8748 | 6 | 0.87485
2043 | 6.76 | 1 | 2018-12-31 | 2019-12-31 | 365 | 7.7457 | 7 | 0.74566
2863 | 5.13 | 1 | 2018-12-31 | 2019-12-31 | 365 | 5.878 | 5 | 0.878
9578 | 4.5 | 1 | 2018-12-31 | 2019-12-31 | 365 | 5.1561 | 5 | 0.15614
1346 | 8.06 | 1 | 2018-12-31 | 2019-12-31 | 365 | 9.2352 | 9 | 0.23521
3270 | 6 | 1 | 2018-12-31 | 2019-12-31 | 365 | 6.8748 | 6 | 0.87485
2778 | 3.64 | 1 | 2018-12-31 | 2019-12-31 | 365 | 4.1707 | 4 | 0.17074
2012 | 4.68 | 1 | 2018-12-31 | 2019-12-31 | 365 | 5.3624 | 5 | 0.36238
11886 | 5 | 1 | 2018-12-31 | 2019-12-31 | 365 | 5.729 | 5 | 0.72904
2705 | 12.42 | 1 | 2018-12-31 | 2019-12-31 | 365 | 14.2309 | 14 | 0.23094
5401 | 10 | 1 | 2018-12-31 | 2019-12-31 | 365 | 11.4581 | 11 | 0.45808
1942 | 10.4 | 1 | 2018-12-31 | 2019-12-31 | 365 | 11.9164 | 11 | 0.9164
1968 | 2.6 | 1 | 2018-12-31 | 2019-12-31 | 365 | 2.9791 | 2 | 0.9791
13290 | 4.86 | 1 | 2018-12-31 | 2019-12-31 | 365 | 5.5686 | 5 | 0.56863
9222 | 7.2 | 1 | 2018-12-31 | 2019-12-31 | 365 | 8.2498 | 8 | 0.24982
1334 | 4.578 | 1 | 2018-12-31 | 2019-12-31 | 365 | 5.2455 | 5 | 0.24551
4310 | 14.82 | 1 | 2018-12-31 | 2019-12-31 | 365 | 16.9809 | 16 | 0.98087
13063 | 5 | 1 | 2018-12-31 | 2019-12-31 | 365 | 5.729 | 5 | 0.72904
2652 | 4.94 | 1 | 2018-12-31 | 2019-12-31 | 365 | 5.6603 | 5 | 0.66029
67840 | 5 | 1 | 2018-12-31 | 2019-12-31 | 365 | 5.729 | 5 | 0.72904
4575 | 9.35 | 1 | 2018-12-31 | 2019-12-31 | 365 | 10.7133 | 10 | 0.7133
1401 | 5.72 | 1 | 2018-12-31 | 2019-12-31 | 365 | 6.554 | 6 | 0.55402
3271 | 9.38 | 1 | 2018-12-31 | 2019-12-31 | 365 | 10.7477 | 10 | 0.74768
3592 | 4.86 | 1 | 2018-12-31 | 2019-12-31 | 365 | 5.5686 | 5 | 0.56863
3347 | 7.8 | 1 | 2018-12-31 | 2019-12-31 | 365 | 8.9373 | 8 | 0.9373
17592 | 4.95 | 1 | 2018-12-31 | 2019-12-31 | 365 | 5.6717 | 5 | 0.67175
4071 | 4.68 | 1 | 2018-12-31 | 2019-12-31 | 365 | 5.3624 | 5 | 0.36238
2653 | 5.36 | 1 | 2018-12-31 | 2019-12-31 | 365 | 6.1415 | 6 | 0.14153
3947 | 7.02 | 1 | 2018-12-31 | 2019-12-31 | 365 | 8.0436 | 8 | 0.043572
20078 | 4.86 | 1 | 2018-12-31 | 2019-12-31 | 365 | 5.5686 | 5 | 0.56863
280 | 8.32 | 1 | 2018-12-31 | 2019-12-31 | 365 | 9.5331 | 9 | 0.53312
3498 | 7.54 | 1 | 2018-12-31 | 2019-12-31 | 365 | 8.6394 | 8 | 0.63939
52062 | 5 | 1 | 2018-12-31 | 2019-12-31 | 365 | 5.729 | 5 | 0.72904
6082 | 5.2 | 1 | 2018-12-31 | 2019-12-31 | 365 | 5.9582 | 5 | 0.9582
2839 | 7.2 | 1 | 2018-12-31 | 2019-12-31 | 365 | 8.2498 | 8 | 0.24982
2655 | 5.17 | 1 | 2018-12-31 | 2019-12-31 | 365 | 5.9238 | 5 | 0.92383
3865 | 7.28 | 1 | 2018-12-31 | 2019-12-31 | 365 | 8.3415 | 8 | 0.34148
1402 | 9.995 | 1 | 2018-12-31 | 2019-12-31 | 365 | 11.4524 | 11 | 0.45235
1403 | 7.8 | 1 | 2018-12-31 | 2019-12-31 | 365 | 8.9373 | 8 | 0.9373
277 | 22.5 | 1 | 2018-12-31 | 2019-12-31 | 365 | 25.7807 | 25 | 0.78068
4311 | 7.848 | 1 | 2018-12-31 | 2019-12-31 | 365 | 8.9923 | 8 | 0.9923
4114 | 9 | 1 | 2018-12-31 | 2019-12-31 | 365 | 10.3123 | 10 | 0.31227
4353 | 9.81 | 1 | 2018-12-31 | 2019-12-31 | 365 | 11.2404 | 11 | 0.24038
3494 | 7.02 | 1 | 2018-12-31 | 2019-12-31 | 365 | 8.0436 | 8 | 0.043572
2759 | 5.1 | 1 | 2018-12-31 | 2019-12-31 | 365 | 5.8436 | 5 | 0.84362
16429 | 9 | 1 | 2018-12-31 | 2019-12-31 | 365 | 10.3123 | 10 | 0.31227
16437 | 9 | 1 | 2018-12-31 | 2019-12-31 | 365 | 10.3123 | 10 | 0.31227
3202 | 8.64 | 1 | 2018-12-31 | 2019-12-31 | 365 | 9.8998 | 9 | 0.89978
16054 | 4.95 | 1 | 2018-12-31 | 2019-12-31 | 365 | 5.6717 | 5 | 0.67175
3943 | 6.21 | 1 | 2018-12-31 | 2019-12-31 | 365 | 7.1155 | 7 | 0.11547
3272 | 4.32 | 1 | 2018-12-31 | 2019-12-31 | 365 | 4.9499 | 4 | 0.94989
2760 | 4.32 | 1 | 2018-12-31 | 2019-12-31 | 365 | 4.9499 | 4 | 0.94989
2173 | 8.502 | 1 | 2018-12-31 | 2019-12-31 | 365 | 9.7417 | 9 | 0.74166
5657 | 5.4 | 1 | 2018-12-31 | 2019-12-31 | 365 | 6.1874 | 6 | 0.18736
6489 | 7.035 | 1 | 2018-12-31 | 2019-12-31 | 365 | 8.0608 | 8 | 0.060759
4839 | 9.18 | 1 | 2018-12-31 | 2019-12-31 | 365 | 10.5185 | 10 | 0.51852
3281 | 3.3 | 1 | 2018-12-31 | 2019-12-31 | 365 | 3.7812 | 3 | 0.78117
20352 | 7.83 | 1 | 2018-12-31 | 2019-12-31 | 365 | 8.9717 | 8 | 0.97168
3788 | 5.2 | 1 | 2018-12-31 | 2019-12-31 | 365 | 5.9582 | 5 | 0.9582
4482 | 6.75 | 1 | 2018-12-31 | 2019-12-31 | 365 | 7.7342 | 7 | 0.7342
1348 | 26 | 0.9 | 2018-12-31 | 2019-12-31 | 365 | 26.8119 | 26 | 0.81191
7166 | 4.59 | 1 | 2018-12-31 | 2019-12-31 | 365 | 5.2593 | 5 | 0.25926
4929 | 5.94 | 1 | 2018-12-31 | 2019-12-31 | 365 | 6.8061 | 6 | 0.8061
4480 | 5.7 | 1 | 2018-12-31 | 2019-12-31 | 365 | 6.5311 | 6 | 0.53111
3789 | 5.13 | 1 | 2018-12-31 | 2019-12-31 | 365 | 5.878 | 5 | 0.878
5139 | 4.86 | 1 | 2018-12-31 | 2019-12-31 | 365 | 5.5686 | 5 | 0.56863
4483 | 4.5 | 1 | 2018-12-31 | 2019-12-31 | 365 | 5.1561 | 5 | 0.15614
7131 | 7.83 | 1 | 2018-12-31 | 2019-12-31 | 365 | 8.9717 | 8 | 0.97168
11147 | 5.7 | 1 | 2018-12-31 | 2019-12-31 | 365 | 6.5311 | 6 | 0.53111
5662 | 3.3 | 1 | 2018-12-31 | 2019-12-31 | 365 | 3.7812 | 3 | 0.78117
10985 | 4.59 | 1 | 2018-12-31 | 2019-12-31 | 365 | 5.2593 | 5 | 0.25926
5659 | 4.8 | 1 | 2018-12-31 | 2019-12-31 | 365 | 5.4999 | 5 | 0.49988
5516 | 4.32 | 1 | 2018-12-31 | 2019-12-31 | 365 | 4.9499 | 4 | 0.94989
11149 | 7.83 | 1 | 2018-12-31 | 2019-12-31 | 365 | 8.9717 | 8 | 0.97168
5658 | 4.59 | 1 | 2018-12-31 | 2019-12-31 | 365 | 5.2593 | 5 | 0.25926
1405 | 6.24 | 1 | 2018-12-31 | 2019-12-31 | 365 | 7.1498 | 7 | 0.14984
1347 | 47.32 | 0.9 | 2018-12-31 | 2019-12-31 | 365 | 48.7977 | 48 | 0.79767
5356 | 6.3 | 1 | 2018-12-31 | 2019-12-31 | 365 | 7.2186 | 7 | 0.21859
13071 | 4.59 | 1 | 2018-12-31 | 2019-12-31 | 365 | 5.2593 | 5 | 0.25926
7603 | 5.4 | 1 | 2018-12-31 | 2019-12-31 | 365 | 6.1874 | 6 | 0.18736
4479 | 4.68 | 1 | 2018-12-31 | 2019-12-31 | 365 | 5.3624 | 5 | 0.36238
3944 | 4.86 | 1 | 2018-12-31 | 2019-12-31 | 365 | 5.5686 | 5 | 0.56863
9964 | 4.8 | 1 | 2018-12-31 | 2019-12-31 | 365 | 5.4999 | 5 | 0.49988
48040 | 3.3 | 1 | 2018-12-31 | 2019-12-31 | 365 | 3.7812 | 3 | 0.78117
8537 | 6.03 | 1 | 2018-12-31 | 2019-12-31 | 365 | 6.9092 | 6 | 0.90922
17680 | 9.6 | 1 | 2018-12-31 | 2019-12-31 | 365 | 10.9998 | 10 | 0.99976
14741 | 6.48 | 1 | 2018-12-31 | 2019-12-31 | 365 | 7.4248 | 7 | 0.42484
12560 | 6 | 1 | 2018-12-31 | 2019-12-31 | 365 | 6.8748 | 6 | 0.87485
33082 | 4 | 1 | 2018-12-31 | 2019-12-31 | 365 | 4.5832 | 4 | 0.58323
11148 | 4.86 | 1 | 2018-12-31 | 2019-12-31 | 365 | 5.5686 | 5 | 0.56863
2514 | 20.64 | 1 | 2018-12-31 | 2019-12-31 | 365 | 23.6495 | 23 | 0.64948
2524 | 4.16 | 1 | 2018-12-31 | 2019-12-31 | 365 | 4.7666 | 4 | 0.76656
2649 | 4.16 | 1 | 2018-12-31 | 2019-12-31 | 365 | 4.7666 | 4 | 0.76656
1248 | 34.2 | 0.9 | 2018-12-31 | 2019-12-31 | 365 | 35.268 | 35 | 0.26797
3345 | 13.5 | 1 | 2018-12-31 | 2019-12-31 | 365 | 15.4684 | 15 | 0.46841
17678 | 8.1 | 1 | 2018-12-31 | 2019-12-31 | 365 | 9.281 | 9 | 0.28104
20657 | 4.59 | 1 | 2018-12-31 | 2019-12-31 | 365 | 5.2593 | 5 | 0.25926
5820 | 2.97 | 1 | 2018-12-31 | 2019-12-31 | 365 | 3.403 | 3 | 0.40305
5274 | 9.9 | 1 | 2018-12-31 | 2019-12-31 | 365 | 11.3435 | 11 | 0.3435
18367 | 5.7 | 1 | 2018-12-31 | 2019-12-31 | 365 | 6.5311 | 6 | 0.53111
12526 | 9.18 | 1 | 2018-12-31 | 2019-12-31 | 365 | 10.5185 | 10 | 0.51852
4721 | 4.86 | 1 | 2018-12-31 | 2019-12-31 | 365 | 5.5686 | 5 | 0.56863
13274 | 6.48 | 1 | 2018-12-31 | 2019-12-31 | 365 | 7.4248 | 7 | 0.42484
22431 | 4.86 | 1 | 2018-12-31 | 2019-12-31 | 365 | 5.5686 | 5 | 0.56863
7642 | 6.21 | 1 | 2018-12-31 | 2019-12-31 | 365 | 7.1155 | 7 | 0.11547
11345 | 5.94 | 1 | 2018-12-31 | 2019-12-31 | 365 | 6.8061 | 6 | 0.8061
17969 | 7.2 | 1 | 2018-12-31 | 2019-12-31 | 365 | 8.2498 | 8 | 0.24982
25927 | 4.16 | 1 | 2018-12-31 | 2019-12-31 | 365 | 4.7666 | 4 | 0.76656
12773 | 7.83 | 1 | 2018-12-31 | 2019-12-31 | 365 | 8.9717 | 8 | 0.97168
4842 | 6.21 | 1 | 2018-12-31 | 2019-12-31 | 365 | 7.1155 | 7 | 0.11547
15117 | 10.72 | 1 | 2018-12-31 | 2019-12-31 | 365 | 12.2831 | 12 | 0.28306
12483 | 10.26 | 1 | 2018-12-31 | 2019-12-31 | 365 | 11.756 | 11 | 0.75599
22432 | 5.4 | 1 | 2018-12-31 | 2019-12-31 | 365 | 6.1874 | 6 | 0.18736
13666 | 2.43 | 1 | 2018-12-31 | 2019-12-31 | 365 | 2.7843 | 2 | 0.78431
11150 | 3.51 | 1 | 2018-12-31 | 2019-12-31 | 365 | 4.0218 | 4 | 0.021786
20577 | 6.3 | 1 | 2018-12-31 | 2019-12-31 | 365 | 7.2186 | 7 | 0.21859
20817 | 4.32 | 1 | 2018-12-31 | 2019-12-31 | 365 | 4.9499 | 4 | 0.94989
13070 | 4.86 | 1 | 2018-12-31 | 2019-12-31 | 365 | 5.5686 | 5 | 0.56863
13649 | 3.6 | 1 | 2018-12-31 | 2019-12-31 | 365 | 4.1249 | 4 | 0.12491
14746 | 9.6 | 1 | 2018-12-31 | 2019-12-31 | 365 | 10.9998 | 10 | 0.99976
39286 | 6.75 | 1 | 2018-12-31 | 2019-12-31 | 365 | 7.7342 | 7 | 0.7342
26690 | 6.21 | 1 | 2018-12-31 | 2019-12-31 | 365 | 7.1155 | 7 | 0.11547
16636 | 10.4 | 1 | 2018-12-31 | 2019-12-31 | 365 | 11.9164 | 11 | 0.9164
16630 | 4.68 | 1 | 2018-12-31 | 2019-12-31 | 365 | 5.3624 | 5 | 0.36238
19375 | 5.4 | 1 | 2018-12-31 | 2019-12-31 | 365 | 6.1874 | 6 | 0.18736
23776 | 5.67 | 1 | 2018-12-31 | 2019-12-31 | 365 | 6.4967 | 6 | 0.49673
20573 | 8.7 | 1 | 2018-12-31 | 2019-12-31 | 365 | 9.9685 | 9 | 0.96853
8162 | 4.32 | 1 | 2018-12-31 | 2019-12-31 | 365 | 4.9499 | 4 | 0.94989
5693 | 9.6 | 1 | 2018-12-31 | 2019-12-31 | 365 | 10.9998 | 10 | 0.99976
7280 | 3.3 | 1 | 2018-12-31 | 2019-12-31 | 365 | 3.7812 | 3 | 0.78117
14995 | 5.4 | 1 | 2018-12-31 | 2019-12-31 | 365 | 6.1874 | 6 | 0.18736
21601 | 3.9 | 1 | 2018-12-31 | 2019-12-31 | 365 | 4.4687 | 4 | 0.46865
22004 | 4.2 | 1 | 2018-12-31 | 2019-12-31 | 365 | 4.8124 | 4 | 0.81239
24440 | 15 | 1 | 2018-12-31 | 2019-12-31 | 365 | 17.1871 | 17 | 0.18712
18503 | 6.48 | 1 | 2018-12-31 | 2019-12-31 | 365 | 7.4248 | 7 | 0.42484
16631 | 5.67 | 1 | 2018-12-31 | 2019-12-31 | 365 | 6.4967 | 6 | 0.49673
4720 | 5.886 | 1 | 2018-12-31 | 2019-12-31 | 365 | 6.7442 | 6 | 0.74423
18365 | 7.83 | 1 | 2018-12-31 | 2019-12-31 | 365 | 8.9717 | 8 | 0.97168
18358 | 2.7 | 1 | 2018-12-31 | 2019-12-31 | 365 | 3.0937 | 3 | 0.093682
12469 | 4.59 | 1 | 2018-12-31 | 2019-12-31 | 365 | 5.2593 | 5 | 0.25926
11945 | 4.8 | 1 | 2018-12-31 | 2019-12-31 | 365 | 5.4999 | 5 | 0.49988
18361 | 8.91 | 1 | 2018-12-31 | 2019-12-31 | 365 | 10.2091 | 10 | 0.20915
7129 | 13.2 | 1 | 2018-12-31 | 2019-12-31 | 365 | 15.1247 | 15 | 0.12467
52373 | 16.2 | 1 | 2018-12-31 | 2019-12-31 | 365 | 18.5621 | 18 | 0.56209
22433 | 5.4 | 1 | 2018-12-31 | 2019-12-31 | 365 | 6.1874 | 6 | 0.18736
7128 | 8.415 | 1 | 2018-12-31 | 2019-12-31 | 365 | 9.642 | 9 | 0.64197
42084 | 8.64 | 1 | 2018-12-31 | 2019-12-31 | 365 | 9.8998 | 9 | 0.89978
7602 | 7.28 | 1 | 2018-12-31 | 2019-12-31 | 365 | 8.3415 | 8 | 0.34148
21597 | 4.59 | 1 | 2018-12-31 | 2019-12-31 | 365 | 5.2593 | 5 | 0.25926
6676 | 11 | 1 | 2018-12-31 | 2019-12-31 | 365 | 12.6039 | 12 | 0.60389
5817 | 6.9 | 1 | 2018-12-31 | 2019-12-31 | 365 | 7.9061 | 7 | 0.90608
9576 | 6.05 | 1 | 2018-12-31 | 2019-12-31 | 365 | 6.9321 | 6 | 0.93214
5637 | 8.64 | 1 | 2018-12-31 | 2019-12-31 | 365 | 9.8998 | 9 | 0.89978
32292 | 6.325 | 1 | 2018-12-31 | 2019-12-31 | 365 | 7.2472 | 7 | 0.24724
7121 | 6.48 | 1 | 2018-12-31 | 2019-12-31 | 365 | 7.4248 | 7 | 0.42484
11936 | 15 | 1 | 2018-12-31 | 2019-12-31 | 365 | 17.1871 | 17 | 0.18712
7771 | 5.865 | 1 | 2018-12-31 | 2019-12-31 | 365 | 6.7202 | 6 | 0.72016
22205 | 9.72 | 1 | 2018-12-31 | 2019-12-31 | 365 | 11.1373 | 11 | 0.13725
7122 | 7.245 | 1 | 2018-12-31 | 2019-12-31 | 365 | 8.3014 | 8 | 0.30138
10106 | 8.28 | 1 | 2018-12-31 | 2019-12-31 | 365 | 9.4873 | 9 | 0.48729
9859 | 6 | 1 | 2018-12-31 | 2019-12-31 | 365 | 6.8748 | 6 | 0.87485
7199 | 5.5 | 1 | 2018-12-31 | 2019-12-31 | 365 | 6.3019 | 6 | 0.30194
8711 | 12 | 1 | 2018-12-31 | 2019-12-31 | 365 | 13.7497 | 13 | 0.7497
12357 | 7.848 | 1 | 2018-12-31 | 2019-12-31 | 365 | 8.9923 | 8 | 0.9923
19028 | 4.48 | 1 | 2018-12-31 | 2019-12-31 | 365 | 5.1332 | 5 | 0.13322
9861 | 6.9 | 1 | 2018-12-31 | 2019-12-31 | 365 | 7.9061 | 7 | 0.90608
17843 | 6.54 | 1 | 2018-12-31 | 2019-12-31 | 365 | 7.4936 | 7 | 0.49358
15257 | 7.035 | 1 | 2018-12-31 | 2019-12-31 | 365 | 8.0608 | 8 | 0.060759
13065 | 4.48 | 1 | 2018-12-31 | 2019-12-31 | 365 | 5.1332 | 5 | 0.13322
10873 | 6 | 1 | 2018-12-31 | 2019-12-31 | 365 | 6.8748 | 6 | 0.87485
21993 | 7.848 | 1 | 2018-12-31 | 2019-12-31 | 365 | 8.9923 | 8 | 0.9923
14328 | 8.829 | 1 | 2018-12-31 | 2019-12-31 | 365 | 10.1163 | 10 | 0.11634
14496 | 9.9 | 1 | 2018-12-31 | 2019-12-31 | 365 | 11.3435 | 11 | 0.3435
16968 | 5.232 | 1 | 2018-12-31 | 2019-12-31 | 365 | 5.9949 | 5 | 0.99487
17587 | 6.72 | 1 | 2018-12-31 | 2019-12-31 | 365 | 7.6998 | 7 | 0.69983
27079 | 6.05 | 1 | 2018-12-31 | 2019-12-31 | 365 | 6.9321 | 6 | 0.93214
15260 | 2.616 | 1 | 2018-12-31 | 2019-12-31 | 365 | 2.9974 | 2 | 0.99743
19635 | 5.52 | 1 | 2018-12-31 | 2019-12-31 | 365 | 6.3249 | 6 | 0.32486
11315 | 7.848 | 1 | 2018-12-31 | 2019-12-31 | 365 | 8.9923 | 8 | 0.9923
13019 | 8.8 | 1 | 2018-12-31 | 2019-12-31 | 365 | 10.0831 | 10 | 0.08311
8782 | 7.245 | 1 | 2018-12-31 | 2019-12-31 | 365 | 8.3014 | 8 | 0.30138
17673 | 6.6 | 1 | 2018-12-31 | 2019-12-31 | 365 | 7.5623 | 7 | 0.56233
9955 | 9.9 | 1 | 2018-12-31 | 2019-12-31 | 365 | 11.3435 | 11 | 0.3435
10107 | 8.8 | 1 | 2018-12-31 | 2019-12-31 | 365 | 10.0831 | 10 | 0.08311
29742 | 4.578 | 1 | 2018-12-31 | 2019-12-31 | 365 | 5.2455 | 5 | 0.24551
12866 | 9.156 | 1 | 2018-12-31 | 2019-12-31 | 365 | 10.491 | 10 | 0.49102
53044 | 9.156 | 1 | 2018-12-31 | 2019-12-31 | 365 | 10.491 | 10 | 0.49102
13976 | 11.445 | 1 | 2018-12-31 | 2019-12-31 | 365 | 13.1138 | 13 | 0.11377
21293 | 3.6 | 1 | 2018-12-31 | 2019-12-31 | 365 | 4.1249 | 4 | 0.12491
12025 | 4.95 | 1 | 2018-12-31 | 2019-12-31 | 365 | 5.6717 | 5 | 0.67175
58465 | 4.95 | 1 | 2018-12-31 | 2019-12-31 | 365 | 5.6717 | 5 | 0.67175
23770 | 4.675 | 1 | 2018-12-31 | 2019-12-31 | 365 | 5.3567 | 5 | 0.35665
32350 | 14.85 | 1 | 2018-12-31 | 2019-12-31 | 365 | 17.0152 | 17 | 0.015249
13656 | 6.03 | 1 | 2018-12-31 | 2019-12-31 | 365 | 6.9092 | 6 | 0.90922
14818 | 8.4 | 1 | 2018-12-31 | 2019-12-31 | 365 | 9.6248 | 9 | 0.62479
9433 | 7.29 | 1 | 2018-12-31 | 2019-12-31 | 365 | 8.3529 | 8 | 0.35294
14743 | 4.8 | 1 | 2018-12-31 | 2019-12-31 | 365 | 5.4999 | 5 | 0.49988
19023 | 6.05 | 1 | 2018-12-31 | 2019-12-31 | 365 | 6.9321 | 6 | 0.93214
21987 | 6.867 | 1 | 2018-12-31 | 2019-12-31 | 365 | 7.8683 | 7 | 0.86826
10582 | 12.06 | 1 | 2018-12-31 | 2019-12-31 | 365 | 13.8184 | 13 | 0.81844
25217 | 5.232 | 1 | 2018-12-31 | 2019-12-31 | 365 | 5.9949 | 5 | 0.99487
12236 | 5.4 | 1 | 2018-12-31 | 2019-12-31 | 365 | 6.1874 | 6 | 0.18736
16633 | 9.81 | 1 | 2018-12-31 | 2019-12-31 | 365 | 11.2404 | 11 | 0.24038
16635 | 8.4 | 1 | 2018-12-31 | 2019-12-31 | 365 | 9.6248 | 9 | 0.62479
11586 | 9.3 | 1 | 2018-12-31 | 2019-12-31 | 365 | 10.656 | 10 | 0.65601
32290 | 5.175 | 1 | 2018-12-31 | 2019-12-31 | 365 | 5.9296 | 5 | 0.92956
11346 | 7.5 | 1 | 2018-12-31 | 2019-12-31 | 365 | 8.5936 | 8 | 0.59356
16055 | 3.92 | 1 | 2018-12-31 | 2019-12-31 | 365 | 4.4916 | 4 | 0.49157
13017 | 4.83 | 1 | 2018-12-31 | 2019-12-31 | 365 | 5.5343 | 5 | 0.53425
24445 | 4.4 | 1 | 2018-12-31 | 2019-12-31 | 365 | 5.0416 | 5 | 0.041555
10696 | 9.6 | 1 | 2018-12-31 | 2019-12-31 | 365 | 10.9998 | 10 | 0.99976
15691 | 5.7 | 1 | 2018-12-31 | 2019-12-31 | 365 | 6.5311 | 6 | 0.53111
17591 | 6.72 | 1 | 2018-12-31 | 2019-12-31 | 365 | 7.6998 | 7 | 0.69983
17844 | 4.8 | 1 | 2018-12-31 | 2019-12-31 | 365 | 5.4999 | 5 | 0.49988
15694 | 7.2 | 1 | 2018-12-31 | 2019-12-31 | 365 | 8.2498 | 8 | 0.24982
12775 | 5.225 | 1 | 2018-12-31 | 2019-12-31 | 365 | 5.9868 | 5 | 0.98685
17177 | 6.9 | 1 | 2018-12-31 | 2019-12-31 | 365 | 7.9061 | 7 | 0.90608
12905 | 7.2 | 1 | 2018-12-31 | 2019-12-31 | 365 | 8.2498 | 8 | 0.24982
23040 | 9.315 | 1 | 2018-12-31 | 2019-12-31 | 365 | 10.6732 | 10 | 0.6732
23035 | 3.3 | 1 | 2018-12-31 | 2019-12-31 | 365 | 3.7812 | 3 | 0.78117
12286 | 7.245 | 1 | 2018-12-31 | 2019-12-31 | 365 | 8.3014 | 8 | 0.30138
6475 | 4.05 | 1 | 2018-12-31 | 2019-12-31 | 365 | 4.6405 | 4 | 0.64052
22434 | 7.848 | 1 | 2018-12-31 | 2019-12-31 | 365 | 8.9923 | 8 | 0.9923
16890 | 6 | 1 | 2018-12-31 | 2019-12-31 | 365 | 6.8748 | 6 | 0.87485
20642 | 3.575 | 1 | 2018-12-31 | 2019-12-31 | 365 | 4.0963 | 4 | 0.096264
24181 | 7.15 | 1 | 2018-12-31 | 2019-12-31 | 365 | 8.1925 | 8 | 0.19253
14820 | 7.28 | 1 | 2018-12-31 | 2019-12-31 | 365 | 8.3415 | 8 | 0.34148
18364 | 6 | 1 | 2018-12-31 | 2019-12-31 | 365 | 6.8748 | 6 | 0.87485
29679 | 8.829 | 1 | 2018-12-31 | 2019-12-31 | 365 | 10.1163 | 10 | 0.11634
15688 | 5 | 1 | 2018-12-31 | 2019-12-31 | 365 | 5.729 | 5 | 0.72904
25940 | 6.6 | 1 | 2018-12-31 | 2019-12-31 | 365 | 7.5623 | 7 | 0.56233
16629 | 6 | 1 | 2018-12-31 | 2019-12-31 | 365 | 6.8748 | 6 | 0.87485
17675 | 3.3 | 1 | 2018-12-31 | 2019-12-31 | 365 | 3.7812 | 3 | 0.78117
1398 | 11.4 | 1 | 2018-12-31 | 2019-12-31 | 365 | 13.0622 | 13 | 0.062211
8433 | 17.331 | 1 | 2018-12-31 | 2019-12-31 | 365 | 19.858 | 19 | 0.858
21449 | 7.59 | 1 | 2018-12-31 | 2019-12-31 | 365 | 8.6967 | 8 | 0.69668
25225 | 3.924 | 1 | 2018-12-31 | 2019-12-31 | 365 | 4.4962 | 4 | 0.49615
29676 | 12.54 | 1 | 2018-12-31 | 2019-12-31 | 365 | 14.3684 | 14 | 0.36843
24800 | 8.4 | 1 | 2018-12-31 | 2019-12-31 | 365 | 9.6248 | 9 | 0.62479
31047 | 5.232 | 1 | 2018-12-31 | 2019-12-31 | 365 | 5.9949 | 5 | 0.99487
26694 | 8.25 | 1 | 2018-12-31 | 2019-12-31 | 365 | 9.4529 | 9 | 0.45292
12772 | 9.3 | 1 | 2018-12-31 | 2019-12-31 | 365 | 10.656 | 10 | 0.65601
38412 | 11 | 1 | 2018-12-31 | 2019-12-31 | 365 | 12.6039 | 12 | 0.60389
14771 | 9.72 | 1 | 2018-12-31 | 2019-12-31 | 365 | 11.1373 | 11 | 0.13725
16638 | 3 | 1 | 2018-12-31 | 2019-12-31 | 365 | 3.4374 | 3 | 0.43742
30142 | 3.924 | 1 | 2018-12-31 | 2019-12-31 | 365 | 4.4962 | 4 | 0.49615
20639 | 4.8 | 1 | 2018-12-31 | 2019-12-31 | 365 | 5.4999 | 5 | 0.49988
12586 | 4.2 | 1 | 2018-12-31 | 2019-12-31 | 365 | 4.8124 | 4 | 0.81239
14739 | 7.2 | 1 | 2018-12-31 | 2019-12-31 | 365 | 8.2498 | 8 | 0.24982
28022 | 7.2 | 1 | 2018-12-31 | 2019-12-31 | 365 | 8.2498 | 8 | 0.24982
37470 | 3.575 | 1 | 2018-12-31 | 2019-12-31 | 365 | 4.0963 | 4 | 0.096264
13069 | 5.6 | 1 | 2018-12-31 | 2019-12-31 | 365 | 6.4165 | 6 | 0.41652
5609 | 29 | 0.9 | 2018-12-31 | 2019-12-31 | 365 | 29.9056 | 29 | 0.90559
5859 | 18 | 1 | 2018-12-31 | 2019-12-31 | 365 | 20.6245 | 20 | 0.62454
6074 | 7.29 | 1 | 2018-12-31 | 2019-12-31 | 365 | 8.3529 | 8 | 0.35294
17677 | 6.867 | 1 | 2018-12-31 | 2019-12-31 | 365 | 7.8683 | 7 | 0.86826
25560 | 9.9 | 1 | 2018-12-31 | 2019-12-31 | 365 | 11.3435 | 11 | 0.3435
15824 | 4.125 | 1 | 2018-12-31 | 2019-12-31 | 365 | 4.7265 | 4 | 0.72646
23023 | 7.848 | 1 | 2018-12-31 | 2019-12-31 | 365 | 8.9923 | 8 | 0.9923
15690 | 4.2 | 1 | 2018-12-31 | 2019-12-31 | 365 | 4.8124 | 4 | 0.81239
20124 | 5.04 | 1 | 2018-12-31 | 2019-12-31 | 365 | 5.7749 | 5 | 0.77487
18368 | 7.5 | 1 | 2018-12-31 | 2019-12-31 | 365 | 8.5936 | 8 | 0.59356
14997 | 11.4 | 1 | 2018-12-31 | 2019-12-31 | 365 | 13.0622 | 13 | 0.062211
15125 | 5.04 | 1 | 2018-12-31 | 2019-12-31 | 365 | 5.7749 | 5 | 0.77487
63962 | 8.82 | 1 | 2018-12-31 | 2019-12-31 | 365 | 10.106 | 10 | 0.10603
10223 | 4.845 | 1 | 2018-12-31 | 2019-12-31 | 365 | 5.5514 | 5 | 0.55144
10854 | 6.6 | 1 | 2018-12-31 | 2019-12-31 | 365 | 7.5623 | 7 | 0.56233
12285 | 7.25 | 1 | 2018-12-31 | 2019-12-31 | 365 | 8.3071 | 8 | 0.30711
15115 | 7.25 | 1 | 2018-12-31 | 2019-12-31 | 365 | 8.3071 | 8 | 0.30711
17567 | 8.71 | 1 | 2018-12-31 | 2019-12-31 | 365 | 9.98 | 9 | 0.97999
16430 | 4.8 | 1 | 2018-12-31 | 2019-12-31 | 365 | 5.4999 | 5 | 0.49988
16432 | 2.7 | 1 | 2018-12-31 | 2019-12-31 | 365 | 3.0937 | 3 | 0.093682
16634 | 1 | 1 | 2018-12-31 | 2019-12-31 | 365 | 1.1458 | 1 | 0.14581
20901 | 7.02 | 1 | 2018-12-31 | 2019-12-31 | 365 | 8.0436 | 8 | 0.043572
25183 | 6.24 | 1 | 2018-12-31 | 2019-12-31 | 365 | 7.1498 | 7 | 0.14984
14103 | 5.355 | 1 | 2018-12-31 | 2019-12-31 | 365 | 6.1358 | 6 | 0.1358
20658 | 5.4 | 1 | 2018-12-31 | 2019-12-31 | 365 | 6.1874 | 6 | 0.18736
17105 | 6 | 1 | 2018-12-31 | 2019-12-31 | 365 | 6.8748 | 6 | 0.87485
17575 | 8.68 | 1 | 2018-12-31 | 2019-12-31 | 365 | 9.9456 | 9 | 0.94561
18362 | 10.5 | 1 | 2018-12-31 | 2019-12-31 | 365 | 12.031 | 12 | 0.030984
16964 | 4.2 | 1 | 2018-12-31 | 2019-12-31 | 365 | 4.8124 | 4 | 0.81239
17971 | 15.696 | 1 | 2018-12-31 | 2019-12-31 | 365 | 17.9846 | 17 | 0.9846
23463 | 9.45 | 1 | 2018-12-31 | 2019-12-31 | 365 | 10.8279 | 10 | 0.82789
17386 | 62.37 | 0.9 | 2018-12-31 | 2019-12-31 | 365 | 64.3176 | 64 | 0.31764
23461 | 6.6 | 1 | 2018-12-31 | 2019-12-31 | 365 | 7.5623 | 7 | 0.56233
23485 | 8.7 | 1 | 2018-12-31 | 2019-12-31 | 365 | 9.9685 | 9 | 0.96853
22439 | 6 | 1 | 2018-12-31 | 2019-12-31 | 365 | 6.8748 | 6 | 0.87485
22440 | 7.84 | 1 | 2018-12-31 | 2019-12-31 | 365 | 8.9831 | 8 | 0.98313
23986 | 6.867 | 1 | 2018-12-31 | 2019-12-31 | 365 | 7.8683 | 7 | 0.86826
24064 | 15.696 | 1 | 2018-12-31 | 2019-12-31 | 365 | 17.9846 | 17 | 0.9846
21426 | 5.28 | 1 | 2018-12-31 | 2019-12-31 | 365 | 6.0499 | 6 | 0.049866
23780 | 5.7 | 1 | 2018-12-31 | 2019-12-31 | 365 | 6.5311 | 6 | 0.53111
24265 | 8.96 | 1 | 2018-12-31 | 2019-12-31 | 365 | 10.2664 | 10 | 0.26644
23083 | 7.2 | 1 | 2018-12-31 | 2019-12-31 | 365 | 8.2498 | 8 | 0.24982
25232 | 3.924 | 1 | 2018-12-31 | 2019-12-31 | 365 | 4.4962 | 4 | 0.49615
25226 | 8.25 | 1 | 2018-12-31 | 2019-12-31 | 365 | 9.4529 | 9 | 0.45292
24337 | 10.08 | 1 | 2018-12-31 | 2019-12-31 | 365 | 11.5497 | 11 | 0.54974
21152 | 6.3 | 1 | 2018-12-31 | 2019-12-31 | 365 | 7.2186 | 7 | 0.21859
19007 | 6.6 | 1 | 2018-12-31 | 2019-12-31 | 365 | 7.5623 | 7 | 0.56233
23785 | 17.68 | 1 | 2018-12-31 | 2019-12-31 | 365 | 20.2579 | 20 | 0.25789
20477 | 7.2 | 1 | 2018-12-31 | 2019-12-31 | 365 | 8.2498 | 8 | 0.24982
23028 | 7 | 1 | 2018-12-31 | 2019-12-31 | 365 | 8.0207 | 8 | 0.020656
22329 | 5.7 | 1 | 2018-12-31 | 2019-12-31 | 365 | 6.5311 | 6 | 0.53111
23080 | 3.6 | 1 | 2018-12-31 | 2019-12-31 | 365 | 4.1249 | 4 | 0.12491
23490 | 4.8 | 1 | 2018-12-31 | 2019-12-31 | 365 | 5.4999 | 5 | 0.49988
23782 | 3.6 | 1 | 2018-12-31 | 2019-12-31 | 365 | 4.1249 | 4 | 0.12491
24271 | 8.4 | 1 | 2018-12-31 | 2019-12-31 | 365 | 9.6248 | 9 | 0.62479
24269 | 3 | 1 | 2018-12-31 | 2019-12-31 | 365 | 3.4374 | 3 | 0.43742
24260 | 6.3 | 1 | 2018-12-31 | 2019-12-31 | 365 | 7.2186 | 7 | 0.21859
24263 | 5.1 | 1 | 2018-12-31 | 2019-12-31 | 365 | 5.8436 | 5 | 0.84362
23777 | 5.04 | 1 | 2018-12-31 | 2019-12-31 | 365 | 5.7749 | 5 | 0.77487
25721 | 9 | 1 | 2018-12-31 | 2019-12-31 | 365 | 10.3123 | 10 | 0.31227
25724 | 9.99 | 1 | 2018-12-31 | 2019-12-31 | 365 | 11.4466 | 11 | 0.44662
25727 | 7.2 | 1 | 2018-12-31 | 2019-12-31 | 365 | 8.2498 | 8 | 0.24982
25729 | 9.72 | 1 | 2018-12-31 | 2019-12-31 | 365 | 11.1373 | 11 | 0.13725
25730 | 4.5 | 1 | 2018-12-31 | 2019-12-31 | 365 | 5.1561 | 5 | 0.15614
26677 | 10 | 1 | 2018-12-31 | 2019-12-31 | 365 | 11.4581 | 11 | 0.45808
26688 | 7.8 | 1 | 2018-12-31 | 2019-12-31 | 365 | 8.9373 | 8 | 0.9373
26692 | 6 | 1 | 2018-12-31 | 2019-12-31 | 365 | 6.8748 | 6 | 0.87485
26693 | 7.6 | 1 | 2018-12-31 | 2019-12-31 | 365 | 8.7081 | 8 | 0.70814
26697 | 7.2 | 1 | 2018-12-31 | 2019-12-31 | 365 | 8.2498 | 8 | 0.24982
26700 | 9.52 | 1 | 2018-12-31 | 2019-12-31 | 365 | 10.9081 | 10 | 0.90809
25200 | 6.48 | 1 | 2018-12-31 | 2019-12-31 | 365 | 7.4248 | 7 | 0.42484
26753 | 7.695 | 1 | 2018-12-31 | 2019-12-31 | 365 | 8.817 | 8 | 0.81699
25239 | 6 | 1 | 2018-12-31 | 2019-12-31 | 365 | 6.8748 | 6 | 0.87485
25240 | 9.6 | 1 | 2018-12-31 | 2019-12-31 | 365 | 10.9998 | 10 | 0.99976
25237 | 5.4 | 1 | 2018-12-31 | 2019-12-31 | 365 | 6.1874 | 6 | 0.18736
25234 | 5.5 | 1 | 2018-12-31 | 2019-12-31 | 365 | 6.3019 | 6 | 0.30194
24028 | 4.86 | 1 | 2018-12-31 | 2019-12-31 | 365 | 5.5686 | 5 | 0.56863
24033 | 2.7 | 1 | 2018-12-31 | 2019-12-31 | 365 | 3.0937 | 3 | 0.093682
28013 | 7.84 | 1 | 2018-12-31 | 2019-12-31 | 365 | 8.9831 | 8 | 0.98313
27960 | 11.7 | 1 | 2018-12-31 | 2019-12-31 | 365 | 13.406 | 13 | 0.40595
27965 | 7.84 | 1 | 2018-12-31 | 2019-12-31 | 365 | 8.9831 | 8 | 0.98313
28026 | 7.84 | 1 | 2018-12-31 | 2019-12-31 | 365 | 8.9831 | 8 | 0.98313
25241 | 7.5 | 1 | 2018-12-31 | 2019-12-31 | 365 | 8.5936 | 8 | 0.59356
25287 | 7.2 | 1 | 2018-12-31 | 2019-12-31 | 365 | 8.2498 | 8 | 0.24982
25723 | 9.405 | 1 | 2018-12-31 | 2019-12-31 | 365 | 10.7763 | 10 | 0.77632
25556 | 6 | 1 | 2018-12-31 | 2019-12-31 | 365 | 6.8748 | 6 | 0.87485
25720 | 6.09 | 1 | 2018-12-31 | 2019-12-31 | 365 | 6.978 | 6 | 0.97797
25732 | 4.5 | 1 | 2018-12-31 | 2019-12-31 | 365 | 5.1561 | 5 | 0.15614
25891 | 8.4 | 1 | 2018-12-31 | 2019-12-31 | 365 | 9.6248 | 9 | 0.62479
26034 | 6.9 | 1 | 2018-12-31 | 2019-12-31 | 365 | 7.9061 | 7 | 0.90608
25917 | 9 | 1 | 2018-12-31 | 2019-12-31 | 365 | 10.3123 | 10 | 0.31227
25921 | 2.44 | 1 | 2018-12-31 | 2019-12-31 | 365 | 2.7958 | 2 | 0.79577
25912 | 9.75 | 1 | 2018-12-31 | 2019-12-31 | 365 | 11.1716 | 11 | 0.17163
25938 | 3.24 | 1 | 2018-12-31 | 2019-12-31 | 365 | 3.7124 | 3 | 0.71242
27978 | 6.4 | 1 | 2018-12-31 | 2019-12-31 | 365 | 7.3332 | 7 | 0.33317
28011 | 12.9 | 1 | 2018-12-31 | 2019-12-31 | 365 | 14.7809 | 14 | 0.78092
27124 | 6.9 | 1 | 2018-12-31 | 2019-12-31 | 365 | 7.9061 | 7 | 0.90608
27103 | 12 | 1 | 2018-12-31 | 2019-12-31 | 365 | 13.7497 | 13 | 0.7497
28116 | 7.125 | 1 | 2018-12-31 | 2019-12-31 | 365 | 8.1639 | 8 | 0.16388
25219 | 4.95 | 1 | 2018-12-31 | 2019-12-31 | 365 | 5.6717 | 5 | 0.67175
24267 | 8.5 | 1 | 2018-12-31 | 2019-12-31 | 365 | 9.7394 | 9 | 0.73937
25227 | 9.25 | 1 | 2018-12-31 | 2019-12-31 | 365 | 10.5987 | 10 | 0.59872
25212 | 16.2 | 1 | 2018-12-31 | 2019-12-31 | 365 | 18.5621 | 18 | 0.56209
25914 | 12.6 | 1 | 2018-12-31 | 2019-12-31 | 365 | 14.4372 | 14 | 0.43718
25741 | 12.3 | 1 | 2018-12-31 | 2019-12-31 | 365 | 14.0934 | 14 | 0.093438
26675 | 9.75 | 1 | 2018-12-31 | 2019-12-31 | 365 | 11.1716 | 11 | 0.17163
30411 | 7.28 | 1 | 2018-12-31 | 2019-12-31 | 365 | 8.3415 | 8 | 0.34148
29794 | 5.886 | 1 | 2018-12-31 | 2019-12-31 | 365 | 6.7442 | 6 | 0.74423
31052 | 3.3 | 1 | 2018-12-31 | 2019-12-31 | 365 | 3.7812 | 3 | 0.78117
31070 | 5.8 | 1 | 2018-12-31 | 2019-12-31 | 365 | 6.6457 | 6 | 0.64569
31261 | 9.86 | 1 | 2018-12-31 | 2019-12-31 | 365 | 11.2977 | 11 | 0.29767
31072 | 7.848 | 1 | 2018-12-31 | 2019-12-31 | 365 | 8.9923 | 8 | 0.9923
33086 | 10.5 | 1 | 2018-12-31 | 2019-12-31 | 365 | 12.031 | 12 | 0.030984
34365 | 5.4 | 1 | 2018-12-31 | 2019-12-31 | 365 | 6.1874 | 6 | 0.18736
36887 | 7.02 | 1 | 2018-12-31 | 2019-12-31 | 365 | 8.0436 | 8 | 0.043572
37232 | 7.2 | 1 | 2018-12-31 | 2019-12-31 | 365 | 8.2498 | 8 | 0.24982
29762 | 9 | 1 | 2018-12-31 | 2019-12-31 | 365 | 10.3123 | 10 | 0.31227
29772 | 20.7 | 1 | 2018-12-31 | 2019-12-31 | 365 | 23.7182 | 23 | 0.71823
29774 | 7.2 | 1 | 2018-12-31 | 2019-12-31 | 365 | 8.2498 | 8 | 0.24982
29788 | 7.44 | 1 | 2018-12-31 | 2019-12-31 | 365 | 8.5248 | 8 | 0.52481
29789 | 25 | 1 | 2018-12-31 | 2019-12-31 | 365 | 28.6452 | 28 | 0.6452
29796 | 8.1 | 1 | 2018-12-31 | 2019-12-31 | 365 | 9.281 | 9 | 0.28104
30071 | 4.2 | 1 | 2018-12-31 | 2019-12-31 | 365 | 4.8124 | 4 | 0.81239
30146 | 10.8 | 1 | 2018-12-31 | 2019-12-31 | 365 | 12.3747 | 12 | 0.37473
30784 | 3.9 | 1 | 2018-12-31 | 2019-12-31 | 365 | 4.4687 | 4 | 0.46865
30783 | 7.5 | 1 | 2018-12-31 | 2019-12-31 | 365 | 8.5936 | 8 | 0.59356
31054 | 6.2 | 1 | 2018-12-31 | 2019-12-31 | 365 | 7.104 | 7 | 0.10401
31060 | 6.2 | 1 | 2018-12-31 | 2019-12-31 | 365 | 7.104 | 7 | 0.10401
31063 | 6.2 | 1 | 2018-12-31 | 2019-12-31 | 365 | 7.104 | 7 | 0.10401
31067 | 4.2 | 1 | 2018-12-31 | 2019-12-31 | 365 | 4.8124 | 4 | 0.81239
31074 | 9 | 1 | 2018-12-31 | 2019-12-31 | 365 | 10.3123 | 10 | 0.31227
31258 | 9 | 1 | 2018-12-31 | 2019-12-31 | 365 | 10.3123 | 10 | 0.31227
31259 | 7.5 | 1 | 2018-12-31 | 2019-12-31 | 365 | 8.5936 | 8 | 0.59356
31265 | 4.5 | 1 | 2018-12-31 | 2019-12-31 | 365 | 5.1561 | 5 | 0.15614
32296 | 7.44 | 1 | 2018-12-31 | 2019-12-31 | 365 | 8.5248 | 8 | 0.52481
32298 | 9.38 | 1 | 2018-12-31 | 2019-12-31 | 365 | 10.7477 | 10 | 0.74768
33087 | 4.8 | 1 | 2018-12-31 | 2019-12-31 | 365 | 5.4999 | 5 | 0.49988
33094 | 7.5 | 1 | 2018-12-31 | 2019-12-31 | 365 | 8.5936 | 8 | 0.59356
34380 | 6 | 1 | 2018-12-31 | 2019-12-31 | 365 | 6.8748 | 6 | 0.87485
34060 | 8.4 | 1 | 2018-12-31 | 2019-12-31 | 365 | 9.6248 | 9 | 0.62479
35039 | 5.6 | 1 | 2018-12-31 | 2019-12-31 | 365 | 6.4165 | 6 | 0.41652
35057 | 3.9 | 1 | 2018-12-31 | 2019-12-31 | 365 | 4.4687 | 4 | 0.46865
35075 | 7.5 | 1 | 2018-12-31 | 2019-12-31 | 365 | 8.5936 | 8 | 0.59356
35507 | 3 | 1 | 2018-12-31 | 2019-12-31 | 365 | 3.4374 | 3 | 0.43742
35575 | 7.13 | 1 | 2018-12-31 | 2019-12-31 | 365 | 8.1696 | 8 | 0.16961
36254 | 6.51 | 1 | 2018-12-31 | 2019-12-31 | 365 | 7.4592 | 7 | 0.45921
36814 | 9.81 | 1 | 2018-12-31 | 2019-12-31 | 365 | 11.2404 | 11 | 0.24038
37240 | 6.2 | 1 | 2018-12-31 | 2019-12-31 | 365 | 7.104 | 7 | 0.10401
36533 | 10.464 | 1 | 2018-12-31 | 2019-12-31 | 365 | 11.9897 | 11 | 0.98973
36433 | 14.49 | 1 | 2018-12-31 | 2019-12-31 | 365 | 16.6028 | 16 | 0.60276
37346 | 5.7 | 1 | 2018-12-31 | 2019-12-31 | 365 | 6.5311 | 6 | 0.53111
36955 | 8.7 | 1 | 2018-12-31 | 2019-12-31 | 365 | 9.9685 | 9 | 0.96853
37936 | 5.4 | 1 | 2018-12-31 | 2019-12-31 | 365 | 6.1874 | 6 | 0.18736
37992 | 9.156 | 1 | 2018-12-31 | 2019-12-31 | 365 | 10.491 | 10 | 0.49102
36421 | 8.16 | 1 | 2018-12-31 | 2019-12-31 | 365 | 9.3498 | 9 | 0.34979
35045 | 35 | 0.9 | 2018-12-31 | 2019-12-31 | 365 | 36.093 | 36 | 0.092952
41168 | 7.2 | 1 | 2018-12-31 | 2019-12-31 | 365 | 8.2498 | 8 | 0.24982
42845 | 7.68 | 1 | 2018-12-31 | 2019-12-31 | 365 | 8.7998 | 8 | 0.79981
45106 | 9.45 | 1 | 2018-12-31 | 2019-12-31 | 365 | 10.8279 | 10 | 0.82789
45435 | 7.44 | 1 | 2018-12-31 | 2019-12-31 | 365 | 8.5248 | 8 | 0.52481
39387 | 13.08 | 1 | 2018-12-31 | 2019-12-31 | 365 | 14.9872 | 14 | 0.98717
31057 | 8.37 | 1 | 2018-12-31 | 2019-12-31 | 365 | 9.5904 | 9 | 0.59041
35513 | 13.02 | 1 | 2018-12-31 | 2019-12-31 | 365 | 14.9184 | 14 | 0.91842
49922 | 6.84 | 1 | 2018-12-31 | 2019-12-31 | 365 | 7.8373 | 7 | 0.83733
43297 | 6 | 1 | 2018-12-31 | 2019-12-31 | 365 | 6.8748 | 6 | 0.87485
44302 | 10.14 | 1 | 2018-12-31 | 2019-12-31 | 365 | 11.6185 | 11 | 0.61849
41039 | 13.734 | 1 | 2018-12-31 | 2019-12-31 | 365 | 15.7365 | 15 | 0.73653
37207 | 3.11 | 1 | 2018-12-31 | 2019-12-31 | 365 | 3.5635 | 3 | 0.56346
37165 | 15.525 | 1 | 2018-12-31 | 2019-12-31 | 365 | 17.7887 | 17 | 0.78867
51061 | 6.6 | 1 | 2018-12-31 | 2019-12-31 | 365 | 7.5623 | 7 | 0.56233
36975 | 10.464 | 1 | 2018-12-31 | 2019-12-31 | 365 | 11.9897 | 11 | 0.98973
45444 | 13.86 | 1 | 2018-12-31 | 2019-12-31 | 365 | 15.8809 | 15 | 0.8809
47603 | 3.99 | 1 | 2018-12-31 | 2019-12-31 | 365 | 4.5718 | 4 | 0.57177
53759 | 6.615 | 1 | 2018-12-31 | 2019-12-31 | 365 | 7.5795 | 7 | 0.57952
38394 | 4.5 | 1 | 2018-12-31 | 2019-12-31 | 365 | 5.1561 | 5 | 0.15614
42537 | 10.71 | 1 | 2018-12-31 | 2019-12-31 | 365 | 12.2716 | 12 | 0.2716
41967 | 6.3 | 1 | 2018-12-31 | 2019-12-31 | 365 | 7.2186 | 7 | 0.21859
42110 | 12 | 1 | 2018-12-31 | 2019-12-31 | 365 | 13.7497 | 13 | 0.7497
41924 | 12 | 1 | 2018-12-31 | 2019-12-31 | 365 | 13.7497 | 13 | 0.7497
38375 | 9.135 | 1 | 2018-12-31 | 2019-12-31 | 365 | 10.467 | 10 | 0.46696
41195 | 8.19 | 1 | 2018-12-31 | 2019-12-31 | 365 | 9.3842 | 9 | 0.38417
38325 | 7.2 | 1 | 2018-12-31 | 2019-12-31 | 365 | 8.2498 | 8 | 0.24982
44146 | 8.82 | 1 | 2018-12-31 | 2019-12-31 | 365 | 10.106 | 10 | 0.10603
51464 | 6.24 | 1 | 2018-12-31 | 2019-12-31 | 365 | 7.1498 | 7 | 0.14984
42536 | 4.8 | 1 | 2018-12-31 | 2019-12-31 | 365 | 5.4999 | 5 | 0.49988
52931 | 10.5 | 1 | 2018-12-31 | 2019-12-31 | 365 | 12.031 | 12 | 0.030984
55801 | 6.5 | 1 | 2018-12-31 | 2019-12-31 | 365 | 7.4478 | 7 | 0.44775
44131 | 8.68 | 1 | 2018-12-31 | 2019-12-31 | 365 | 9.9456 | 9 | 0.94561
45678 | 5.5 | 1 | 2018-12-31 | 2019-12-31 | 365 | 6.3019 | 6 | 0.30194
38354 | 5.985 | 1 | 2018-12-31 | 2019-12-31 | 365 | 6.8577 | 6 | 0.85766
46029 | 7.02 | 1 | 2018-12-31 | 2019-12-31 | 365 | 8.0436 | 8 | 0.043572
41125 | 5.72 | 1 | 2018-12-31 | 2019-12-31 | 365 | 6.554 | 6 | 0.55402
37307 | 10 | 1 | 2018-12-31 | 2019-12-31 | 365 | 11.4581 | 11 | 0.45808
37273 | 4.02 | 1 | 2018-12-31 | 2019-12-31 | 365 | 4.6061 | 4 | 0.60615
41988 | 9.45 | 1 | 2018-12-31 | 2019-12-31 | 365 | 10.8279 | 10 | 0.82789
37339 | 12.753 | 1 | 2018-12-31 | 2019-12-31 | 365 | 14.6125 | 14 | 0.61249
37337 | 4.58 | 1 | 2018-12-31 | 2019-12-31 | 365 | 5.2478 | 5 | 0.2478
45350 | 6.2 | 1 | 2018-12-31 | 2019-12-31 | 365 | 7.104 | 7 | 0.10401
46274 | 8.68 | 1 | 2018-12-31 | 2019-12-31 | 365 | 9.9456 | 9 | 0.94561
38369 | 12.48 | 1 | 2018-12-31 | 2019-12-31 | 365 | 14.2997 | 14 | 0.29968
43032 | 8.19 | 1 | 2018-12-31 | 2019-12-31 | 365 | 9.3842 | 9 | 0.38417
41879 | 5.775 | 1 | 2018-12-31 | 2019-12-31 | 365 | 6.617 | 6 | 0.61704
42076 | 10 | 1 | 2018-12-31 | 2019-12-31 | 365 | 11.4581 | 11 | 0.45808
47101 | 7.87 | 1 | 2018-12-31 | 2019-12-31 | 365 | 9.0175 | 9 | 0.017509
36948 | 7.28 | 1 | 2018-12-31 | 2019-12-31 | 365 | 8.3415 | 8 | 0.34148
46285 | 8.82 | 1 | 2018-12-31 | 2019-12-31 | 365 | 10.106 | 10 | 0.10603
44964 | 6.3 | 1 | 2018-12-31 | 2019-12-31 | 365 | 7.2186 | 7 | 0.21859
49986 | 6.6 | 1 | 2018-12-31 | 2019-12-31 | 365 | 7.5623 | 7 | 0.56233
37020 | 4.5 | 1 | 2018-12-31 | 2019-12-31 | 365 | 5.1561 | 5 | 0.15614
37049 | 4.578 | 1 | 2018-12-31 | 2019-12-31 | 365 | 5.2455 | 5 | 0.24551
38318 | 3.94 | 1 | 2018-12-31 | 2019-12-31 | 365 | 4.5145 | 4 | 0.51448
42527 | 6.72 | 1 | 2018-12-31 | 2019-12-31 | 365 | 7.6998 | 7 | 0.69983
41069 | 8.829 | 1 | 2018-12-31 | 2019-12-31 | 365 | 10.1163 | 10 | 0.11634
44007 | 9.92 | 1 | 2018-12-31 | 2019-12-31 | 365 | 11.3664 | 11 | 0.36642
30781 | 10.14 | 1 | 2018-12-31 | 2019-12-31 | 365 | 11.6185 | 11 | 0.61849
47098 | 6.6 | 1 | 2018-12-31 | 2019-12-31 | 365 | 7.5623 | 7 | 0.56233
43736 | 5.4 | 1 | 2018-12-31 | 2019-12-31 | 365 | 6.1874 | 6 | 0.18736
50174 | 7.521 | 1 | 2018-12-31 | 2019-12-31 | 365 | 8.6176 | 8 | 0.61762
37288 | 4.905 | 1 | 2018-12-31 | 2019-12-31 | 365 | 5.6202 | 5 | 0.62019
41139 | 8.4 | 1 | 2018-12-31 | 2019-12-31 | 365 | 9.6248 | 9 | 0.62479
49805 | 9.92 | 1 | 2018-12-31 | 2019-12-31 | 365 | 11.3664 | 11 | 0.36642
38386 | 8.82 | 1 | 2018-12-31 | 2019-12-31 | 365 | 10.106 | 10 | 0.10603
39194 | 7.56 | 1 | 2018-12-31 | 2019-12-31 | 365 | 8.6623 | 8 | 0.66231
41048 | 10.14 | 1 | 2018-12-31 | 2019-12-31 | 365 | 11.6185 | 11 | 0.61849
43349 | 9.81 | 1 | 2018-12-31 | 2019-12-31 | 365 | 11.2404 | 11 | 0.24038
47982 | 7.6 | 1 | 2018-12-31 | 2019-12-31 | 365 | 8.7081 | 8 | 0.70814
46028 | 6.3 | 1 | 2018-12-31 | 2019-12-31 | 365 | 7.2186 | 7 | 0.21859
37320 | 9.81 | 1 | 2018-12-31 | 2019-12-31 | 365 | 11.2404 | 11 | 0.24038
38346 | 8.1 | 1 | 2018-12-31 | 2019-12-31 | 365 | 9.281 | 9 | 0.28104
38337 | 7.521 | 1 | 2018-12-31 | 2019-12-31 | 365 | 8.6176 | 8 | 0.61762
44145 | 9.135 | 1 | 2018-12-31 | 2019-12-31 | 365 | 10.467 | 10 | 0.46696
43090 | 7.194 | 1 | 2018-12-31 | 2019-12-31 | 365 | 8.2429 | 8 | 0.24294
42133 | 6.21 | 1 | 2018-12-31 | 2019-12-31 | 365 | 7.1155 | 7 | 0.11547
37334 | 6.3 | 1 | 2018-12-31 | 2019-12-31 | 365 | 7.2186 | 7 | 0.21859
45094 | 14.35 | 1 | 2018-12-31 | 2019-12-31 | 365 | 16.4423 | 16 | 0.44234
41860 | 3.924 | 1 | 2018-12-31 | 2019-12-31 | 365 | 4.4962 | 4 | 0.49615
38000 | 9.75 | 1 | 2018-12-31 | 2019-12-31 | 365 | 11.1716 | 11 | 0.17163
38992 | 6.6 | 1 | 2018-12-31 | 2019-12-31 | 365 | 7.5623 | 7 | 0.56233
37281 | 14.715 | 1 | 2018-12-31 | 2019-12-31 | 365 | 16.8606 | 16 | 0.86056
46271 | 7.44 | 1 | 2018-12-31 | 2019-12-31 | 365 | 8.5248 | 8 | 0.52481
41131 | 9.66 | 1 | 2018-12-31 | 2019-12-31 | 365 | 11.0685 | 11 | 0.068505
44977 | 7.5 | 1 | 2018-12-31 | 2019-12-31 | 365 | 8.5936 | 8 | 0.59356
45676 | 7.035 | 1 | 2018-12-31 | 2019-12-31 | 365 | 8.0608 | 8 | 0.060759
46153 | 6.2 | 1 | 2018-12-31 | 2019-12-31 | 365 | 7.104 | 7 | 0.10401
37642 | 6.3 | 1 | 2018-12-31 | 2019-12-31 | 365 | 7.2186 | 7 | 0.21859
44136 | 6.867 | 1 | 2018-12-31 | 2019-12-31 | 365 | 7.8683 | 7 | 0.86826
46278 | 8.4 | 1 | 2018-12-31 | 2019-12-31 | 365 | 9.6248 | 9 | 0.62479
46203 | 8.99 | 1 | 2018-12-31 | 2019-12-31 | 365 | 10.3008 | 10 | 0.30081
39252 | 2.25 | 1 | 2018-12-31 | 2019-12-31 | 365 | 2.5781 | 2 | 0.57807
48004 | 7.44 | 1 | 2018-12-31 | 2019-12-31 | 365 | 8.5248 | 8 | 0.52481
43285 | 5.4 | 1 | 2018-12-31 | 2019-12-31 | 365 | 6.1874 | 6 | 0.18736
30779 | 10.5 | 1 | 2018-12-31 | 2019-12-31 | 365 | 12.031 | 12 | 0.030984
46284 | 7.44 | 1 | 2018-12-31 | 2019-12-31 | 365 | 8.5248 | 8 | 0.52481
56064 | 1.5 | 1 | 2018-12-31 | 2019-12-31 | 365 | 1.7187 | 1 | 0.71871
51233 | 7.2 | 1 | 2018-12-31 | 2019-12-31 | 365 | 8.2498 | 8 | 0.24982
50084 | 7.5 | 1 | 2018-12-31 | 2019-12-31 | 365 | 8.5936 | 8 | 0.59356
46248 | 6 | 1 | 2018-12-31 | 2019-12-31 | 365 | 6.8748 | 6 | 0.87485
49250 | 7.5 | 1 | 2018-12-31 | 2019-12-31 | 365 | 8.5936 | 8 | 0.59356
48346 | 9.6 | 1 | 2018-12-31 | 2019-12-31 | 365 | 10.9998 | 10 | 0.99976
55210 | 6.867 | 1 | 2018-12-31 | 2019-12-31 | 365 | 7.8683 | 7 | 0.86826
51106 | 9.6 | 1 | 2018-12-31 | 2019-12-31 | 365 | 10.9998 | 10 | 0.99976
51240 | 4.2 | 1 | 2018-12-31 | 2019-12-31 | 365 | 4.8124 | 4 | 0.81239
50639 | 5.7 | 1 | 2018-12-31 | 2019-12-31 | 365 | 6.5311 | 6 | 0.53111
50082 | 5.4 | 1 | 2018-12-31 | 2019-12-31 | 365 | 6.1874 | 6 | 0.18736
50861 | 5.4 | 1 | 2018-12-31 | 2019-12-31 | 365 | 6.1874 | 6 | 0.18736
37968 | 6.21 | 1 | 2018-12-31 | 2019-12-31 | 365 | 7.1155 | 7 | 0.11547
47979 | 4.41 | 1 | 2018-12-31 | 2019-12-31 | 365 | 5.053 | 5 | 0.053013
50979 | 5.865 | 1 | 2018-12-31 | 2019-12-31 | 365 | 6.7202 | 6 | 0.72016
55953 | 6.3 | 1 | 2018-12-31 | 2019-12-31 | 365 | 7.2186 | 7 | 0.21859
55952 | 10.08 | 1 | 2018-12-31 | 2019-12-31 | 365 | 11.5497 | 11 | 0.54974
43045 | 9.045 | 1 | 2018-12-31 | 2019-12-31 | 365 | 10.3638 | 10 | 0.36383
49546 | 8.28 | 1 | 2018-12-31 | 2019-12-31 | 365 | 9.4873 | 9 | 0.48729
35001 | 60.495 | 0.9 | 2018-12-31 | 2019-12-31 | 365 | 62.3841 | 62 | 0.38409
57622 | 50 | 0.9 | 2018-12-31 | 2019-12-31 | 365 | 51.5614 | 51 | 0.56136
43819 | 6.867 | 1 | 2018-12-31 | 2019-12-31 | 365 | 7.8683 | 7 | 0.86826
49970 | 9.483 | 1 | 2018-12-31 | 2019-12-31 | 365 | 10.8657 | 10 | 0.8657
43015 | 12.426 | 1 | 2018-12-31 | 2019-12-31 | 365 | 14.2378 | 14 | 0.23781
55846 | 6 | 1 | 2018-12-31 | 2019-12-31 | 365 | 6.8748 | 6 | 0.87485
37326 | 4.83 | 1 | 2018-12-31 | 2019-12-31 | 365 | 5.5343 | 5 | 0.53425
45439 | 4 | 1 | 2018-12-31 | 2019-12-31 | 365 | 4.5832 | 4 | 0.58323
43779 | 5.232 | 1 | 2018-12-31 | 2019-12-31 | 365 | 5.9949 | 5 | 0.99487
43080 | 9.81 | 1 | 2018-12-31 | 2019-12-31 | 365 | 11.2404 | 11 | 0.24038
44709 | 5.25 | 1 | 2018-12-31 | 2019-12-31 | 365 | 6.0155 | 6 | 0.015492
49424 | 7.28 | 1 | 2018-12-31 | 2019-12-31 | 365 | 8.3415 | 8 | 0.34148
46025 | 9.81 | 1 | 2018-12-31 | 2019-12-31 | 365 | 11.2404 | 11 | 0.24038
49798 | 11.25 | 1 | 2018-12-31 | 2019-12-31 | 365 | 12.8903 | 12 | 0.89034
47537 | 8.502 | 1 | 2018-12-31 | 2019-12-31 | 365 | 9.7417 | 9 | 0.74166
37313 | 6.867 | 1 | 2018-12-31 | 2019-12-31 | 365 | 7.8683 | 7 | 0.86826
49246 | 8.82 | 1 | 2018-12-31 | 2019-12-31 | 365 | 10.106 | 10 | 0.10603
49423 | 6.75 | 1 | 2018-12-31 | 2019-12-31 | 365 | 7.7342 | 7 | 0.7342
49428 | 4.68 | 1 | 2018-12-31 | 2019-12-31 | 365 | 5.3624 | 5 | 0.36238
57648 | 13.64 | 1 | 2018-12-31 | 2019-12-31 | 365 | 15.6288 | 15 | 0.62882
47986 | 5.559 | 1 | 2018-12-31 | 2019-12-31 | 365 | 6.3695 | 6 | 0.36955
50061 | 4.578 | 1 | 2018-12-31 | 2019-12-31 | 365 | 5.2455 | 5 | 0.24551
42524 | 2.943 | 1 | 2018-12-31 | 2019-12-31 | 365 | 3.3721 | 3 | 0.37211
46032 | 6.867 | 1 | 2018-12-31 | 2019-12-31 | 365 | 7.8683 | 7 | 0.86826
49543 | 11.655 | 1 | 2018-12-31 | 2019-12-31 | 365 | 13.3544 | 13 | 0.35439
37308 | 5.04 | 1 | 2018-12-31 | 2019-12-31 | 365 | 5.7749 | 5 | 0.77487
59111 | 7.848 | 1 | 2018-12-31 | 2019-12-31 | 365 | 8.9923 | 8 | 0.9923
58062 | 10.695 | 1 | 2018-12-31 | 2019-12-31 | 365 | 12.2544 | 12 | 0.25442
56179 | 2.943 | 1 | 2018-12-31 | 2019-12-31 | 365 | 3.3721 | 3 | 0.37211
56445 | 5 | 1 | 2018-12-31 | 2019-12-31 | 365 | 5.729 | 5 | 0.72904
58436 | 5.415 | 1 | 2018-12-31 | 2019-12-31 | 365 | 6.2046 | 6 | 0.20455
41181 | 5.46 | 1 | 2018-12-31 | 2019-12-31 | 365 | 6.2561 | 6 | 0.25611
50063 | 5.559 | 1 | 2018-12-31 | 2019-12-31 | 365 | 6.3695 | 6 | 0.36955
37981 | 12.16 | 1 | 2018-12-31 | 2019-12-31 | 365 | 13.933 | 13 | 0.93303
49791 | 12.16 | 1 | 2018-12-31 | 2019-12-31 | 365 | 13.933 | 13 | 0.93303
47543 | 6.25 | 1 | 2018-12-31 | 2019-12-31 | 365 | 7.1613 | 7 | 0.1613
38609 | 6.4 | 1 | 2018-12-31 | 2019-12-31 | 365 | 7.3332 | 7 | 0.33317
59438 | 5.985 | 1 | 2018-12-31 | 2019-12-31 | 365 | 6.8577 | 6 | 0.85766
59433 | 6.24 | 1 | 2018-12-31 | 2019-12-31 | 365 | 7.1498 | 7 | 0.14984
59210 | 6.54 | 1 | 2018-12-31 | 2019-12-31 | 365 | 7.4936 | 7 | 0.49358
59217 | 5.232 | 1 | 2018-12-31 | 2019-12-31 | 365 | 5.9949 | 5 | 0.99487
58471 | 7.56 | 1 | 2018-12-31 | 2019-12-31 | 365 | 8.6623 | 8 | 0.66231
59142 | 4.8 | 1 | 2018-12-31 | 2019-12-31 | 365 | 5.4999 | 5 | 0.49988
58464 | 10.08 | 1 | 2018-12-31 | 2019-12-31 | 365 | 11.5497 | 11 | 0.54974
58067 | 6.615 | 1 | 2018-12-31 | 2019-12-31 | 365 | 7.5795 | 7 | 0.57952
58423 | 6.21 | 1 | 2018-12-31 | 2019-12-31 | 365 | 7.1155 | 7 | 0.11547
58441 | 6.3 | 1 | 2018-12-31 | 2019-12-31 | 365 | 7.2186 | 7 | 0.21859
58050 | 11.025 | 1 | 2018-12-31 | 2019-12-31 | 365 | 12.6325 | 12 | 0.63253
57998 | 3.6 | 1 | 2018-12-31 | 2019-12-31 | 365 | 4.1249 | 4 | 0.12491
58021 | 4.251 | 1 | 2018-12-31 | 2019-12-31 | 365 | 4.8708 | 4 | 0.87083
57742 | 10.85 | 1 | 2018-12-31 | 2019-12-31 | 365 | 12.432 | 12 | 0.43202
57981 | 4.08 | 1 | 2018-12-31 | 2019-12-31 | 365 | 4.6749 | 4 | 0.6749
57416 | 4.5 | 1 | 2018-12-31 | 2019-12-31 | 365 | 5.1561 | 5 | 0.15614
57634 | 7.4 | 1 | 2018-12-31 | 2019-12-31 | 365 | 8.479 | 8 | 0.47898
57722 | 13.02 | 1 | 2018-12-31 | 2019-12-31 | 365 | 14.9184 | 14 | 0.91842
56508 | 3.465 | 1 | 2018-12-31 | 2019-12-31 | 365 | 3.9702 | 3 | 0.97022
57341 | 3.78 | 1 | 2018-12-31 | 2019-12-31 | 365 | 4.3312 | 4 | 0.33115
56304 | 5.355 | 1 | 2018-12-31 | 2019-12-31 | 365 | 6.1358 | 6 | 0.1358
58039 | 7.56 | 1 | 2018-12-31 | 2019-12-31 | 365 | 8.6623 | 8 | 0.66231
56312 | 8.19 | 1 | 2018-12-31 | 2019-12-31 | 365 | 9.3842 | 9 | 0.38417
41059 | 9.6 | 1 | 2018-12-31 | 2019-12-31 | 365 | 10.9998 | 10 | 0.99976
59200 | 5.232 | 1 | 2018-12-31 | 2019-12-31 | 365 | 5.9949 | 5 | 0.99487
61417 | 9 | 1 | 2018-12-31 | 2019-12-31 | 365 | 10.3123 | 10 | 0.31227
61473 | 10.464 | 1 | 2018-12-31 | 2019-12-31 | 365 | 11.9897 | 11 | 0.98973
46027 | 3.924 | 1 | 2018-12-31 | 2019-12-31 | 365 | 4.4962 | 4 | 0.49615
56285 | 3.78 | 1 | 2018-12-31 | 2019-12-31 | 365 | 4.3312 | 4 | 0.33115
57302 | 5.67 | 1 | 2018-12-31 | 2019-12-31 | 365 | 6.4967 | 6 | 0.49673
59122 | 7.848 | 1 | 2018-12-31 | 2019-12-31 | 365 | 8.9923 | 8 | 0.9923
35150 | 94.224 | 0.9 | 2018-12-31 | 2019-12-31 | 365 | 97.1664 | 97 | 0.16635
50062 | 6.867 | 1 | 2018-12-31 | 2019-12-31 | 365 | 7.8683 | 7 | 0.86826
42529 | 8.829 | 1 | 2018-12-31 | 2019-12-31 | 365 | 10.1163 | 10 | 0.11634
42534 | 7.98 | 1 | 2018-12-31 | 2019-12-31 | 365 | 9.1435 | 9 | 0.14355
45315 | 8.68 | 1 | 2018-12-31 | 2019-12-31 | 365 | 9.9456 | 9 | 0.94561
45335 | 2 | 1 | 2018-12-31 | 2019-12-31 | 365 | 2.2916 | 2 | 0.29162
44310 | 10.8 | 1 | 2018-12-31 | 2019-12-31 | 365 | 12.3747 | 12 | 0.37473
42530 | 5.886 | 1 | 2018-12-31 | 2019-12-31 | 365 | 6.7442 | 6 | 0.74423
59925 | 8.505 | 1 | 2018-12-31 | 2019-12-31 | 365 | 9.7451 | 9 | 0.7451
59302 | 3.78 | 1 | 2018-12-31 | 2019-12-31 | 365 | 4.3312 | 4 | 0.33115
47533 | 12.4 | 1 | 2018-12-31 | 2019-12-31 | 365 | 14.208 | 14 | 0.20802
46223 | 7.44 | 1 | 2018-12-31 | 2019-12-31 | 365 | 8.5248 | 8 | 0.52481
59471 | 35.97 | 0.9 | 2018-12-31 | 2019-12-31 | 365 | 37.0932 | 37 | 0.093242
60090 | 7.848 | 1 | 2018-12-31 | 2019-12-31 | 365 | 8.9923 | 8 | 0.9923
60286 | 8.502 | 1 | 2018-12-31 | 2019-12-31 | 365 | 9.7417 | 9 | 0.74166
60432 | 4.14 | 1 | 2018-12-31 | 2019-12-31 | 365 | 4.7436 | 4 | 0.74365
60836 | 2.289 | 1 | 2018-12-31 | 2019-12-31 | 365 | 2.6228 | 2 | 0.62275
60865 | 7.56 | 1 | 2018-12-31 | 2019-12-31 | 365 | 8.6623 | 8 | 0.66231
60880 | 9.81 | 1 | 2018-12-31 | 2019-12-31 | 365 | 11.2404 | 11 | 0.24038
60916 | 5.559 | 1 | 2018-12-31 | 2019-12-31 | 365 | 6.3695 | 6 | 0.36955
60936 | 5.67 | 1 | 2018-12-31 | 2019-12-31 | 365 | 6.4967 | 6 | 0.49673
60941 | 10.137 | 1 | 2018-12-31 | 2019-12-31 | 365 | 11.6151 | 11 | 0.61506
61000 | 6.6 | 1 | 2018-12-31 | 2019-12-31 | 365 | 7.5623 | 7 | 0.56233
61059 | 5.67 | 1 | 2018-12-31 | 2019-12-31 | 365 | 6.4967 | 6 | 0.49673
47519 | 9.81 | 1 | 2018-12-31 | 2019-12-31 | 365 | 11.2404 | 11 | 0.24038
50635 | 5.886 | 1 | 2018-12-31 | 2019-12-31 | 365 | 6.7442 | 6 | 0.74423
61480 | 10.71 | 1 | 2018-12-31 | 2019-12-31 | 365 | 12.2716 | 12 | 0.2716
62080 | 10.137 | 1 | 2018-12-31 | 2019-12-31 | 365 | 11.6151 | 11 | 0.61506
44986 | 16.023 | 1 | 2018-12-31 | 2019-12-31 | 365 | 18.3593 | 18 | 0.35928
60961 | 11.44 | 1 | 2018-12-31 | 2019-12-31 | 365 | 13.108 | 13 | 0.10804
61181 | 9.3 | 1 | 2018-12-31 | 2019-12-31 | 365 | 10.656 | 10 | 0.65601
61274 | 10.08 | 1 | 2018-12-31 | 2019-12-31 | 365 | 11.5497 | 11 | 0.54974
61291 | 4.64 | 1 | 2018-12-31 | 2019-12-31 | 365 | 5.3165 | 5 | 0.31655
61400 | 3.924 | 1 | 2018-12-31 | 2019-12-31 | 365 | 4.4962 | 4 | 0.49615
61634 | 4.578 | 1 | 2018-12-31 | 2019-12-31 | 365 | 5.2455 | 5 | 0.24551
62093 | 13.02 | 1 | 2018-12-31 | 2019-12-31 | 365 | 14.9184 | 14 | 0.91842
62243 | 6.54 | 1 | 2018-12-31 | 2019-12-31 | 365 | 7.4936 | 7 | 0.49358
62261 | 5.67 | 1 | 2018-12-31 | 2019-12-31 | 365 | 6.4967 | 6 | 0.49673
62272 | 4.725 | 1 | 2018-12-31 | 2019-12-31 | 365 | 5.4139 | 5 | 0.41394
62274 | 11.772 | 1 | 2018-12-31 | 2019-12-31 | 365 | 13.4885 | 13 | 0.48845
49971 | 7.04 | 1 | 2018-12-31 | 2019-12-31 | 365 | 8.0665 | 8 | 0.066488
61722 | 5.76 | 1 | 2018-12-31 | 2019-12-31 | 365 | 6.5999 | 6 | 0.59985
62166 | 8.32 | 1 | 2018-12-31 | 2019-12-31 | 365 | 9.5331 | 9 | 0.53312
50985 | 4.8 | 1 | 2018-12-31 | 2019-12-31 | 365 | 5.4999 | 5 | 0.49988
60995 | 12 | 1 | 2018-12-31 | 2019-12-31 | 365 | 13.7497 | 13 | 0.7497
49224 | 7.44 | 1 | 2018-12-31 | 2019-12-31 | 365 | 8.5248 | 8 | 0.52481
59319 | 7.44 | 1 | 2018-12-31 | 2019-12-31 | 365 | 8.5248 | 8 | 0.52481
63622 | 6.9 | 1 | 2018-12-31 | 2019-12-31 | 365 | 7.9061 | 7 | 0.90608
49796 | 8.829 | 1 | 2018-12-31 | 2019-12-31 | 365 | 10.1163 | 10 | 0.11634
49228 | 11.772 | 1 | 2018-12-31 | 2019-12-31 | 365 | 13.4885 | 13 | 0.48845
49129 | 11.445 | 1 | 2018-12-31 | 2019-12-31 | 365 | 13.1138 | 13 | 0.11377
63895 | 5.886 | 1 | 2018-12-31 | 2019-12-31 | 365 | 6.7442 | 6 | 0.74423
63897 | 10.137 | 1 | 2018-12-31 | 2019-12-31 | 365 | 11.6151 | 11 | 0.61506
63903 | 6.3 | 1 | 2018-12-31 | 2019-12-31 | 365 | 7.2186 | 7 | 0.21859
63908 | 5.52 | 1 | 2018-12-31 | 2019-12-31 | 365 | 6.3249 | 6 | 0.32486
63912 | 9.57 | 1 | 2018-12-31 | 2019-12-31 | 365 | 10.9654 | 10 | 0.96538
63956 | 7.848 | 1 | 2018-12-31 | 2019-12-31 | 365 | 8.9923 | 8 | 0.9923
64075 | 11.385 | 1 | 2018-12-31 | 2019-12-31 | 365 | 13.045 | 13 | 0.045024
64094 | 9.6 | 1 | 2018-12-31 | 2019-12-31 | 365 | 10.9998 | 10 | 0.99976
64172 | 13.734 | 1 | 2018-12-31 | 2019-12-31 | 365 | 15.7365 | 15 | 0.73653
64193 | 4.905 | 1 | 2018-12-31 | 2019-12-31 | 365 | 5.6202 | 5 | 0.62019
47998 | 5.7 | 1 | 2018-12-31 | 2019-12-31 | 365 | 6.5311 | 6 | 0.53111
64211 | 6.21 | 1 | 2018-12-31 | 2019-12-31 | 365 | 7.1155 | 7 | 0.11547
64278 | 5.985 | 1 | 2018-12-31 | 2019-12-31 | 365 | 6.8577 | 6 | 0.85766
64286 | 5.886 | 1 | 2018-12-31 | 2019-12-31 | 365 | 6.7442 | 6 | 0.74423
64329 | 10.137 | 1 | 2018-12-31 | 2019-12-31 | 365 | 11.6151 | 11 | 0.61506
54319 | 4.55 | 1 | 2018-12-31 | 2019-12-31 | 365 | 5.2134 | 5 | 0.21343
50830 | 8.505 | 1 | 2018-12-31 | 2019-12-31 | 365 | 9.7451 | 9 | 0.7451
64384 | 6.9 | 1 | 2018-12-31 | 2019-12-31 | 365 | 7.9061 | 7 | 0.90608
47099 | 17.36 | 1 | 2018-12-31 | 2019-12-31 | 365 | 19.8912 | 19 | 0.89123
61053 | 6.93 | 1 | 2018-12-31 | 2019-12-31 | 365 | 7.9404 | 7 | 0.94045
50058 | 7.8 | 1 | 2018-12-31 | 2019-12-31 | 365 | 8.9373 | 8 | 0.9373
61247 | 6.2 | 1 | 2018-12-31 | 2019-12-31 | 365 | 7.104 | 7 | 0.10401
65193 | 13.64 | 1 | 2018-12-31 | 2019-12-31 | 365 | 15.6288 | 15 | 0.62882
45999 | 7.68 | 1 | 2018-12-31 | 2019-12-31 | 365 | 8.7998 | 8 | 0.79981
63569 | 6.21 | 1 | 2018-12-31 | 2019-12-31 | 365 | 7.1155 | 7 | 0.11547
64102 | 11.772 | 1 | 2018-12-31 | 2019-12-31 | 365 | 13.4885 | 13 | 0.48845
64073 | 7.125 | 1 | 2018-12-31 | 2019-12-31 | 365 | 8.1639 | 8 | 0.16388
64624 | 4.14 | 1 | 2018-12-31 | 2019-12-31 | 365 | 4.7436 | 4 | 0.74365
64631 | 9.12 | 1 | 2018-12-31 | 2019-12-31 | 365 | 10.4498 | 10 | 0.44977
64903 | 5.44 | 1 | 2018-12-31 | 2019-12-31 | 365 | 6.2332 | 6 | 0.2332
60962 | 8.82 | 1 | 2018-12-31 | 2019-12-31 | 365 | 10.106 | 10 | 0.10603
62091 | 6.875 | 1 | 2018-12-31 | 2019-12-31 | 365 | 7.8774 | 7 | 0.87743
64177 | 4.5 | 1 | 2018-12-31 | 2019-12-31 | 365 | 5.1561 | 5 | 0.15614
64205 | 8.82 | 1 | 2018-12-31 | 2019-12-31 | 365 | 10.106 | 10 | 0.10603
63801 | 9.3 | 1 | 2018-12-31 | 2019-12-31 | 365 | 10.656 | 10 | 0.65601
63756 | 6.2 | 1 | 2018-12-31 | 2019-12-31 | 365 | 7.104 | 7 | 0.10401
64182 | 12 | 1 | 2018-12-31 | 2019-12-31 | 365 | 13.7497 | 13 | 0.7497
65132 | 3.72 | 1 | 2018-12-31 | 2019-12-31 | 365 | 4.2624 | 4 | 0.26241
50907 | 7.848 | 1 | 2018-12-31 | 2019-12-31 | 365 | 8.9923 | 8 | 0.9923
61253 | 8.68 | 1 | 2018-12-31 | 2019-12-31 | 365 | 9.9456 | 9 | 0.94561
44972 | 24.852 | 1 | 2018-12-31 | 2019-12-31 | 365 | 28.4756 | 28 | 0.47562
49425 | 14.715 | 1 | 2018-12-31 | 2019-12-31 | 365 | 16.8606 | 16 | 0.86056
65681 | 7.68 | 1 | 2018-12-31 | 2019-12-31 | 365 | 8.7998 | 8 | 0.79981
65688 | 7.194 | 1 | 2018-12-31 | 2019-12-31 | 365 | 8.2429 | 8 | 0.24294
65694 | 7.245 | 1 | 2018-12-31 | 2019-12-31 | 365 | 8.3014 | 8 | 0.30138
47942 | 7.8 | 1 | 2018-12-31 | 2019-12-31 | 365 | 8.9373 | 8 | 0.9373
65200 | 8.7 | 1 | 2018-12-31 | 2019-12-31 | 365 | 9.9685 | 9 | 0.96853
66664 | 7.194 | 1 | 2018-12-31 | 2019-12-31 | 365 | 8.2429 | 8 | 0.24294
66666 | 12.4 | 1 | 2018-12-31 | 2019-12-31 | 365 | 14.208 | 14 | 0.20802
66698 | 10.35 | 1 | 2018-12-31 | 2019-12-31 | 365 | 11.8591 | 11 | 0.85911
66732 | 8.28 | 1 | 2018-12-31 | 2019-12-31 | 365 | 9.4873 | 9 | 0.48729
66736 | 2.76 | 1 | 2018-12-31 | 2019-12-31 | 365 | 3.1624 | 3 | 0.16243
64152 | 4.68 | 1 | 2018-12-31 | 2019-12-31 | 365 | 5.3624 | 5 | 0.36238
62246 | 3.15 | 1 | 2018-12-31 | 2019-12-31 | 365 | 3.6093 | 3 | 0.6093
61683 | 6.3 | 1 | 2018-12-31 | 2019-12-31 | 365 | 7.2186 | 7 | 0.21859
62235 | 12.4 | 1 | 2018-12-31 | 2019-12-31 | 365 | 14.208 | 14 | 0.20802
67313 | 7.59 | 1 | 2018-12-31 | 2019-12-31 | 365 | 8.6967 | 8 | 0.69668
67321 | 9.81 | 1 | 2018-12-31 | 2019-12-31 | 365 | 11.2404 | 11 | 0.24038
67340 | 4.83 | 1 | 2018-12-31 | 2019-12-31 | 365 | 5.5343 | 5 | 0.53425
67345 | 11.118 | 1 | 2018-12-31 | 2019-12-31 | 365 | 12.7391 | 12 | 0.73909
67442 | 9.483 | 1 | 2018-12-31 | 2019-12-31 | 365 | 10.8657 | 10 | 0.8657
46634 | 5 | 1 | 2018-12-31 | 2019-12-31 | 365 | 5.729 | 5 | 0.72904
67324 | 12.753 | 1 | 2018-12-31 | 2019-12-31 | 365 | 14.6125 | 14 | 0.61249
46626 | 5 | 1 | 2018-12-31 | 2019-12-31 | 365 | 5.729 | 5 | 0.72904
63833 | 7.5 | 1 | 2018-12-31 | 2019-12-31 | 365 | 8.5936 | 8 | 0.59356
64322 | 11.2 | 1 | 2018-12-31 | 2019-12-31 | 365 | 12.833 | 12 | 0.83305
65715 | 13.33 | 1 | 2018-12-31 | 2019-12-31 | 365 | 15.2736 | 15 | 0.27362
46267 | 7.44 | 1 | 2018-12-31 | 2019-12-31 | 365 | 8.5248 | 8 | 0.52481
50806 | 7.848 | 1 | 2018-12-31 | 2019-12-31 | 365 | 8.9923 | 8 | 0.9923
49975 | 7.848 | 1 | 2018-12-31 | 2019-12-31 | 365 | 8.9923 | 8 | 0.9923
64713 | 10.5 | 1 | 2018-12-31 | 2019-12-31 | 365 | 12.031 | 12 | 0.030984
64920 | 5.985 | 1 | 2018-12-31 | 2019-12-31 | 365 | 6.8577 | 6 | 0.85766
65081 | 7.2 | 1 | 2018-12-31 | 2019-12-31 | 365 | 8.2498 | 8 | 0.24982
65088 | 2.48 | 1 | 2018-12-31 | 2019-12-31 | 365 | 2.8416 | 2 | 0.8416
65213 | 11.2 | 1 | 2018-12-31 | 2019-12-31 | 365 | 12.833 | 12 | 0.83305
65218 | 7.28 | 1 | 2018-12-31 | 2019-12-31 | 365 | 8.3415 | 8 | 0.34148
65703 | 9 | 0.8 | 2018-12-31 | 2019-12-31 | 365 | 8.2498 | 8 | 0.24982
65743 | 5.67 | 0.8 | 2018-12-31 | 2019-12-31 | 365 | 5.1974 | 5 | 0.19739
65713 | 7.194 | 0.8 | 2018-12-31 | 2019-12-31 | 365 | 6.5944 | 6 | 0.59435
64441 | 11.445 | 1 | 2018-12-31 | 2019-12-31 | 365 | 13.1138 | 13 | 0.11377
65076 | 11.4 | 1 | 2018-12-31 | 2019-12-31 | 365 | 13.0622 | 13 | 0.062211
65029 | 68 | 0.9 | 2018-12-31 | 2019-12-31 | 365 | 70.1234 | 70 | 0.12345
65173 | 5.232 | 1 | 2018-12-31 | 2019-12-31 | 365 | 5.9949 | 5 | 0.99487
65519 | 7.44 | 1 | 2018-12-31 | 2019-12-31 | 365 | 8.5248 | 8 | 0.52481
65554 | 7.44 | 1 | 2018-12-31 | 2019-12-31 | 365 | 8.5248 | 8 | 0.52481
65686 | 10.385 | 1 | 2018-12-31 | 2019-12-31 | 365 | 11.8992 | 11 | 0.89922
65742 | 7.68 | 1 | 2018-12-31 | 2019-12-31 | 365 | 8.7998 | 8 | 0.79981
65072 | 8.64 | 1 | 2018-12-31 | 2019-12-31 | 365 | 9.8998 | 9 | 0.89978
64642 | 6.3 | 1 | 2018-12-31 | 2019-12-31 | 365 | 7.2186 | 7 | 0.21859
66034 | 8.64 | 1 | 2018-12-31 | 2019-12-31 | 365 | 9.8998 | 9 | 0.89978
46287 | 43.82 | 0.9 | 2018-12-31 | 2019-12-31 | 365 | 45.1884 | 45 | 0.18838
66647 | 7.44 | 0.8 | 2018-12-31 | 2019-12-31 | 365 | 6.8198 | 6 | 0.81985
65740 | 15.36 | 1 | 2018-12-31 | 2019-12-31 | 365 | 17.5996 | 17 | 0.59961
66832 | 6.54 | 0.8 | 2018-12-31 | 2019-12-31 | 365 | 5.9949 | 5 | 0.99487
66747 | 6.36 | 0.8 | 2018-12-31 | 2019-12-31 | 365 | 5.8299 | 5 | 0.82987
67355 | 10.92 | 0.8 | 2018-12-31 | 2019-12-31 | 365 | 10.0098 | 10 | 0.0097787
67903 | 9.12 | 0.8 | 2018-12-31 | 2019-12-31 | 365 | 8.3598 | 8 | 0.35982
46628 | 5 | 1 | 2018-12-31 | 2019-12-31 | 365 | 5.729 | 5 | 0.72904
67459 | 8.32 | 0.8 | 2018-12-31 | 2019-12-31 | 365 | 7.6265 | 7 | 0.6265
67610 | 6.54 | 1 | 2018-12-31 | 2019-12-31 | 365 | 7.4936 | 7 | 0.49358
67614 | 4.251 | 0.8 | 2018-12-31 | 2019-12-31 | 365 | 3.8967 | 3 | 0.89666
66924 | 9.61 | 0.8 | 2018-12-31 | 2019-12-31 | 365 | 8.809 | 8 | 0.80897
67713 | 6.54 | 0.8 | 2018-12-31 | 2019-12-31 | 365 | 5.9949 | 5 | 0.99487
67717 | 8.64 | 0.8 | 2018-12-31 | 2019-12-31 | 365 | 7.9198 | 7 | 0.91982
67724 | 11.2 | 0.8 | 2018-12-31 | 2019-12-31 | 365 | 10.2664 | 10 | 0.26644
67755 | 9.6 | 0.8 | 2018-12-31 | 2019-12-31 | 365 | 8.7998 | 8 | 0.79981
67760 | 6.867 | 0.8 | 2018-12-31 | 2019-12-31 | 365 | 6.2946 | 6 | 0.29461
67834 | 7.2 | 1 | 2018-12-31 | 2019-12-31 | 365 | 8.2498 | 8 | 0.24982
67872 | 12.24 | 0.8 | 2018-12-31 | 2019-12-31 | 365 | 11.2198 | 11 | 0.21975
65683 | 7.875 | 1 | 2018-12-31 | 2019-12-31 | 365 | 9.0232 | 9 | 0.023238
66722 | 7.68 | 1 | 2018-12-31 | 2019-12-31 | 365 | 8.7998 | 8 | 0.79981
66912 | 8.829 | 0.8 | 2018-12-31 | 2019-12-31 | 365 | 8.0931 | 8 | 0.093071
66929 | 7.68 | 0.8 | 2018-12-31 | 2019-12-31 | 365 | 7.0398 | 7 | 0.039844
68006 | 5.94 | 0.8 | 2018-12-31 | 2019-12-31 | 365 | 5.4449 | 5 | 0.44488
67727 | 5.36 | 1 | 2018-12-31 | 2019-12-31 | 365 | 6.1415 | 6 | 0.14153
66909 | 5.83 | 0.8 | 2018-12-31 | 2019-12-31 | 365 | 5.344 | 5 | 0.34405
64735 | 9.8 | 1 | 2018-12-31 | 2019-12-31 | 365 | 11.2289 | 11 | 0.22892
68023 | 5.5 | 1 | 2018-12-31 | 2019-12-31 | 365 | 6.3019 | 6 | 0.30194
68028 | 9.72 | 1 | 2018-12-31 | 2019-12-31 | 365 | 11.1373 | 11 | 0.13725
68073 | 8.28 | 1 | 2018-12-31 | 2019-12-31 | 365 | 9.4873 | 9 | 0.48729
68074 | 5.886 | 1 | 2018-12-31 | 2019-12-31 | 365 | 6.7442 | 6 | 0.74423
68218 | 4.251 | 0.8 | 2018-12-31 | 2019-12-31 | 365 | 3.8967 | 3 | 0.89666
68228 | 8.829 | 0.8 | 2018-12-31 | 2019-12-31 | 365 | 8.0931 | 8 | 0.093071
68244 | 6.36 | 1 | 2018-12-31 | 2019-12-31 | 365 | 7.2873 | 7 | 0.28734
68254 | 8.64 | 0.8 | 2018-12-31 | 2019-12-31 | 365 | 7.9198 | 7 | 0.91982
68269 | 5.76 | 0.8 | 2018-12-31 | 2019-12-31 | 365 | 5.2799 | 5 | 0.27988
68275 | 5.12 | 1 | 2018-12-31 | 2019-12-31 | 365 | 5.8665 | 5 | 0.86654
68279 | 8.96 | 1 | 2018-12-31 | 2019-12-31 | 365 | 10.2664 | 10 | 0.26644
68282 | 4.905 | 1 | 2018-12-31 | 2019-12-31 | 365 | 5.6202 | 5 | 0.62019
68284 | 7.848 | 1 | 2018-12-31 | 2019-12-31 | 365 | 8.9923 | 8 | 0.9923
68303 | 8.28 | 0.8 | 2018-12-31 | 2019-12-31 | 365 | 7.5898 | 7 | 0.58983
68326 | 4.68 | 1 | 2018-12-31 | 2019-12-31 | 365 | 5.3624 | 5 | 0.36238
68438 | 19.2 | 0.8 | 2018-12-31 | 2019-12-31 | 365 | 17.5996 | 17 | 0.59961
68256 | 4.8 | 0.8 | 2018-12-31 | 2019-12-31 | 365 | 4.3999 | 4 | 0.3999
68837 | 11.2 | 0.8 | 2018-12-31 | 2019-12-31 | 365 | 10.2664 | 10 | 0.26644
68846 | 10.88 | 0.8 | 2018-12-31 | 2019-12-31 | 365 | 9.9731 | 9 | 0.97311
68851 | 4.32 | 0.8 | 2018-12-31 | 2019-12-31 | 365 | 3.9599 | 3 | 0.95991
68855 | 7.56 | 0.8 | 2018-12-31 | 2019-12-31 | 365 | 6.9298 | 6 | 0.92985
68314 | 4.5 | 0.8 | 2018-12-31 | 2019-12-31 | 365 | 4.1249 | 4 | 0.12491
69001 | 9.92 | 0.8 | 2018-12-31 | 2019-12-31 | 365 | 9.0931 | 9 | 0.093132
69005 | 8.32 | 0.8 | 2018-12-31 | 2019-12-31 | 365 | 7.6265 | 7 | 0.6265
69164 | 10.88 | 0.8 | 2018-12-31 | 2019-12-31 | 365 | 9.9731 | 9 | 0.97311
69165 | 3.6 | 0.8 | 2018-12-31 | 2019-12-31 | 365 | 3.2999 | 3 | 0.29993
69170 | 6.48 | 0.8 | 2018-12-31 | 2019-12-31 | 365 | 5.9399 | 5 | 0.93987
69206 | 10.05 | 0.8 | 2018-12-31 | 2019-12-31 | 365 | 9.2123 | 9 | 0.2123
69277 | 6.72 | 0.8 | 2018-12-31 | 2019-12-31 | 365 | 6.1599 | 6 | 0.15986
69307 | 12 | 0.8 | 2018-12-31 | 2019-12-31 | 365 | 10.9998 | 10 | 0.99976
69312 | 4.16 | 0.8 | 2018-12-31 | 2019-12-31 | 365 | 3.8132 | 3 | 0.81325
69524 | 5.025 | 0.8 | 2018-12-31 | 2019-12-31 | 365 | 4.6061 | 4 | 0.60615
69526 | 4.251 | 0.8 | 2018-12-31 | 2019-12-31 | 365 | 3.8967 | 3 | 0.89666
69543 | 8.64 | 0.8 | 2018-12-31 | 2019-12-31 | 365 | 7.9198 | 7 | 0.91982
68241 | 9.315 | 1 | 2018-12-31 | 2019-12-31 | 365 | 10.6732 | 10 | 0.6732
44143 | 11.772 | 1 | 2018-12-31 | 2019-12-31 | 365 | 13.4885 | 13 | 0.48845
69705 | 4.8 | 0.8 | 2018-12-31 | 2019-12-31 | 365 | 4.3999 | 4 | 0.3999
69708 | 9.6 | 0.8 | 2018-12-31 | 2019-12-31 | 365 | 8.7998 | 8 | 0.79981
69711 | 5.4 | 0.8 | 2018-12-31 | 2019-12-31 | 365 | 4.9499 | 4 | 0.94989
69713 | 10.56 | 0.8 | 2018-12-31 | 2019-12-31 | 365 | 9.6798 | 9 | 0.67979
69715 | 16.08 | 1 | 2018-12-31 | 2019-12-31 | 365 | 18.4246 | 18 | 0.42459
69829 | 5.886 | 0.8 | 2018-12-31 | 2019-12-31 | 365 | 5.3954 | 5 | 0.39538
69831 | 3.84 | 0.8 | 2018-12-31 | 2019-12-31 | 365 | 3.5199 | 3 | 0.51992
69832 | 4.27 | 0.8 | 2018-12-31 | 2019-12-31 | 365 | 3.9141 | 3 | 0.91408
69833 | 5.44 | 0.8 | 2018-12-31 | 2019-12-31 | 365 | 4.9866 | 4 | 0.98656
64197 | 13.11 | 1 | 2018-12-31 | 2019-12-31 | 365 | 15.0215 | 15 | 0.021543
50060 | 5.232 | 0.8 | 2018-12-31 | 2019-12-31 | 365 | 4.7959 | 4 | 0.79589
70327 | 9.045 | 0.8 | 2018-12-31 | 2019-12-31 | 365 | 8.2911 | 8 | 0.29107
70328 | 5.232 | 0.8 | 2018-12-31 | 2019-12-31 | 365 | 4.7959 | 4 | 0.79589
70332 | 8.28 | 0.8 | 2018-12-31 | 2019-12-31 | 365 | 7.5898 | 7 | 0.58983
70341 | 8.64 | 0.8 | 2018-12-31 | 2019-12-31 | 365 | 7.9198 | 7 | 0.91982
70345 | 10.8 | 0.8 | 2018-12-31 | 2019-12-31 | 365 | 9.8998 | 9 | 0.89978
70347 | 8.96 | 0.8 | 2018-12-31 | 2019-12-31 | 365 | 8.2132 | 8 | 0.21315
70348 | 7.56 | 0.8 | 2018-12-31 | 2019-12-31 | 365 | 6.9298 | 6 | 0.92985
70455 | 7.36 | 0.8 | 2018-12-31 | 2019-12-31 | 365 | 6.7465 | 6 | 0.74652
70465 | 5.4 | 0.8 | 2018-12-31 | 2019-12-31 | 365 | 4.9499 | 4 | 0.94989
70637 | 9.156 | 0.8 | 2018-12-31 | 2019-12-31 | 365 | 8.3928 | 8 | 0.39281
70628 | 9.86 | 0.8 | 2018-12-31 | 2019-12-31 | 365 | 9.0381 | 9 | 0.038134
70696 | 9.6 | 0.8 | 2018-12-31 | 2019-12-31 | 365 | 8.7998 | 8 | 0.79981
70723 | 7.521 | 0.8 | 2018-12-31 | 2019-12-31 | 365 | 6.8941 | 6 | 0.8941
70724 | 12.765 | 0.8 | 2018-12-31 | 2019-12-31 | 365 | 11.701 | 11 | 0.70099
70579 | 12.06 | 0.8 | 2018-12-31 | 2019-12-31 | 365 | 11.0548 | 11 | 0.054756
70685 | 5.44 | 0.8 | 2018-12-31 | 2019-12-31 | 365 | 4.9866 | 4 | 0.98656
70686 | 7.2 | 0.8 | 2018-12-31 | 2019-12-31 | 365 | 6.5999 | 6 | 0.59985
70702 | 2.56 | 0.8 | 2018-12-31 | 2019-12-31 | 365 | 2.3466 | 2 | 0.34661
70761 | 11.52 | 0.8 | 2018-12-31 | 2019-12-31 | 365 | 10.5598 | 10 | 0.55977
70768 | 7.68 | 0.8 | 2018-12-31 | 2019-12-31 | 365 | 7.0398 | 7 | 0.039844
70783 | 9.9 | 0.8 | 2018-12-31 | 2019-12-31 | 365 | 9.0748 | 9 | 0.074799
70794 | 6.4 | 0.8 | 2018-12-31 | 2019-12-31 | 365 | 5.8665 | 5 | 0.86654
70796 | 8.7 | 0.8 | 2018-12-31 | 2019-12-31 | 365 | 7.9748 | 7 | 0.97482
70865 | 3.78 | 0.8 | 2018-12-31 | 2019-12-31 | 365 | 3.4649 | 3 | 0.46492
70881 | 6.615 | 0.8 | 2018-12-31 | 2019-12-31 | 365 | 6.0636 | 6 | 0.063616
71022 | 12.81 | 0.8 | 2018-12-31 | 2019-12-31 | 365 | 11.7422 | 11 | 0.74224
70991 | 8.502 | 0.8 | 2018-12-31 | 2019-12-31 | 365 | 7.7933 | 7 | 0.79333
71014 | 31.5 | 0.9 | 2018-12-31 | 2019-12-31 | 365 | 32.4837 | 32 | 0.48366
71074 | 6.3 | 0.8 | 2018-12-31 | 2019-12-31 | 365 | 5.7749 | 5 | 0.77487
71077 | 8.505 | 0.8 | 2018-12-31 | 2019-12-31 | 365 | 7.7961 | 7 | 0.79608
71136 | 5.886 | 0.8 | 2018-12-31 | 2019-12-31 | 365 | 5.3954 | 5 | 0.39538
71140 | 9.6 | 0.8 | 2018-12-31 | 2019-12-31 | 365 | 8.7998 | 8 | 0.79981
70848 | 16.8 | 0.8 | 2018-12-31 | 2019-12-31 | 365 | 15.3997 | 15 | 0.39966
71313 | 4.86 | 0.8 | 2018-12-31 | 2019-12-31 | 365 | 4.4549 | 4 | 0.4549
71315 | 3.2 | 0.8 | 2018-12-31 | 2019-12-31 | 365 | 2.9333 | 2 | 0.93327
71316 | 8.64 | 0.8 | 2018-12-31 | 2019-12-31 | 365 | 7.9198 | 7 | 0.91982
71336 | 5.76 | 0.8 | 2018-12-31 | 2019-12-31 | 365 | 5.2799 | 5 | 0.27988
71384 | 8.96 | 0.8 | 2018-12-31 | 2019-12-31 | 365 | 8.2132 | 8 | 0.21315
71392 | 12.2 | 0.8 | 2018-12-31 | 2019-12-31 | 365 | 11.1831 | 11 | 0.18309
71317 | 7 | 0.8 | 2018-12-31 | 2019-12-31 | 365 | 6.4165 | 6 | 0.41652
71759 | 7.56 | 1 | 2018-12-31 | 2019-12-31 | 365 | 8.6623 | 8 | 0.66231
71760 | 9.45 | 0.8 | 2018-12-31 | 2019-12-31 | 365 | 8.6623 | 8 | 0.66231
71761 | 3.24 | 0.8 | 2018-12-31 | 2019-12-31 | 365 | 2.9699 | 2 | 0.96993
71762 | 8.32 | 0.8 | 2018-12-31 | 2019-12-31 | 365 | 7.6265 | 7 | 0.6265
71771 | 8.175 | 0.8 | 2018-12-31 | 2019-12-31 | 365 | 7.4936 | 7 | 0.49358
71770 | 4.48 | 0.8 | 2018-12-31 | 2019-12-31 | 365 | 4.1066 | 4 | 0.10658
71811 | 10.24 | 0.8 | 2018-12-31 | 2019-12-31 | 365 | 9.3865 | 9 | 0.38646
71849 | 6.48 | 0.8 | 2018-12-31 | 2019-12-31 | 365 | 5.9399 | 5 | 0.93987
71961 | 6.405 | 0.8 | 2018-12-31 | 2019-12-31 | 365 | 5.8711 | 5 | 0.87112
71857 | 8.99 | 0.8 | 2018-12-31 | 2019-12-31 | 365 | 8.2407 | 8 | 0.24065
71832 | 2.943 | 0.8 | 2018-12-31 | 2019-12-31 | 365 | 2.6977 | 2 | 0.69769
72096 | 2.24 | 0.8 | 2018-12-31 | 2019-12-31 | 365 | 2.0533 | 2 | 0.053288
72097 | 9.6 | 0.8 | 2018-12-31 | 2019-12-31 | 365 | 8.7998 | 8 | 0.79981
72109 | 2.17 | 0.8 | 2018-12-31 | 2019-12-31 | 365 | 1.9891 | 1 | 0.98912
72171 | 4.16 | 0.8 | 2018-12-31 | 2019-12-31 | 365 | 3.8132 | 3 | 0.81325
72173 | 4.8 | 0.8 | 2018-12-31 | 2019-12-31 | 365 | 4.3999 | 4 | 0.3999
72133 | 6.4 | 0.8 | 2018-12-31 | 2019-12-31 | 365 | 5.8665 | 5 | 0.86654
72426 | 7.98 | 0.8 | 2018-12-31 | 2019-12-31 | 365 | 7.3148 | 7 | 0.31484
72613 | 11.2 | 0.8 | 2018-12-31 | 2019-12-31 | 365 | 10.2664 | 10 | 0.26644
72603 | 9.81 | 0.8 | 2018-12-31 | 2019-12-31 | 365 | 8.9923 | 8 | 0.9923
72611 | 4.32 | 0.8 | 2018-12-31 | 2019-12-31 | 365 | 3.9599 | 3 | 0.95991
72612 | 6.4 | 0.8 | 2018-12-31 | 2019-12-31 | 365 | 5.8665 | 5 | 0.86654
72682 | 8.28 | 0.8 | 2018-12-31 | 2019-12-31 | 365 | 7.5898 | 7 | 0.58983
72717 | 5.44 | 0.8 | 2018-12-31 | 2019-12-31 | 365 | 4.9866 | 4 | 0.98656
72839 | 6.48 | 0.8 | 2018-12-31 | 2019-12-31 | 365 | 5.9399 | 5 | 0.93987
72841 | 8.96 | 0.8 | 2018-12-31 | 2019-12-31 | 365 | 8.2132 | 8 | 0.21315
72052 | 9.6 | 0.8 | 2018-12-31 | 2019-12-31 | 365 | 8.7998 | 8 | 0.79981
73152 | 8.16 | 0.8 | 2018-12-31 | 2019-12-31 | 365 | 7.4798 | 7 | 0.47983
73281 | 5.6 | 0.8 | 2018-12-31 | 2019-12-31 | 365 | 5.1332 | 5 | 0.13322
73283 | 8.64 | 0.8 | 2018-12-31 | 2019-12-31 | 365 | 7.9198 | 7 | 0.91982
73296 | 8.64 | 0.8 | 2018-12-31 | 2019-12-31 | 365 | 7.9198 | 7 | 0.91982
73304 | 4.8 | 0.8 | 2018-12-31 | 2019-12-31 | 365 | 4.3999 | 4 | 0.3999
72873 | 7.44 | 0.8 | 2018-12-31 | 2019-12-31 | 365 | 6.8198 | 6 | 0.81985
72879 | 8.96 | 0.8 | 2018-12-31 | 2019-12-31 | 365 | 8.2132 | 8 | 0.21315
73302 | 8.54 | 0.8 | 2018-12-31 | 2019-12-31 | 365 | 7.8282 | 7 | 0.82816
72100 | 17.64 | 0.8 | 2018-12-31 | 2019-12-31 | 365 | 16.1696 | 16 | 0.16964
73287 | 8.96 | 0.8 | 2018-12-31 | 2019-12-31 | 365 | 8.2132 | 8 | 0.21315
72789 | 4.14 | 0.8 | 2018-12-31 | 2019-12-31 | 365 | 3.7949 | 3 | 0.79492
73288 | 8.96 | 0.8 | 2018-12-31 | 2019-12-31 | 365 | 8.2132 | 8 | 0.21315
73720 | 8.96 | 0.8 | 2018-12-31 | 2019-12-31 | 365 | 8.2132 | 8 | 0.21315
73727 | 12 | 0.8 | 2018-12-31 | 2019-12-31 | 365 | 10.9998 | 10 | 0.99976
73731 | 3.84 | 0.8 | 2018-12-31 | 2019-12-31 | 365 | 3.5199 | 3 | 0.51992
73733 | 8.64 | 0.8 | 2018-12-31 | 2019-12-31 | 365 | 7.9198 | 7 | 0.91982
73735 | 6.72 | 0.8 | 2018-12-31 | 2019-12-31 | 365 | 6.1599 | 6 | 0.15986
73290 | 5.76 | 0.8 | 2018-12-31 | 2019-12-31 | 365 | 5.2799 | 5 | 0.27988
73748 | 2.88 | 0.8 | 2018-12-31 | 2019-12-31 | 365 | 2.6399 | 2 | 0.63994
73752 | 10.695 | 0.8 | 2018-12-31 | 2019-12-31 | 365 | 9.8035 | 9 | 0.80353
73772 | 8.28 | 0.8 | 2018-12-31 | 2019-12-31 | 365 | 7.5898 | 7 | 0.58983
73785 | 8.96 | 0.8 | 2018-12-31 | 2019-12-31 | 365 | 8.2132 | 8 | 0.21315
73876 | 7.68 | 0.8 | 2018-12-31 | 2019-12-31 | 365 | 7.0398 | 7 | 0.039844
73879 | 7.2 | 0.8 | 2018-12-31 | 2019-12-31 | 365 | 6.5999 | 6 | 0.59985
73887 | 11.2 | 0.8 | 2018-12-31 | 2019-12-31 | 365 | 10.2664 | 10 | 0.26644
73721 | 11.2 | 0.8 | 2018-12-31 | 2019-12-31 | 365 | 10.2664 | 10 | 0.26644
73932 | 10.08 | 0.8 | 2018-12-31 | 2019-12-31 | 365 | 9.2398 | 9 | 0.2398
73730 | 10.395 | 0.8 | 2018-12-31 | 2019-12-31 | 365 | 9.5285 | 9 | 0.52854
73898 | 7.36 | 0.8 | 2018-12-31 | 2019-12-31 | 365 | 6.7465 | 6 | 0.74652
73979 | 7.2 | 0.8 | 2018-12-31 | 2019-12-31 | 365 | 6.5999 | 6 | 0.59985
73763 | 7.93 | 0.8 | 2018-12-31 | 2019-12-31 | 365 | 7.269 | 7 | 0.26901
73969 | 6 | 0.8 | 2018-12-31 | 2019-12-31 | 365 | 5.4999 | 5 | 0.49988
74457 | 11.16 | 0.8 | 2018-12-31 | 2019-12-31 | 365 | 10.2298 | 10 | 0.22977
74433 | 12.8 | 0.8 | 2018-12-31 | 2019-12-31 | 365 | 11.7331 | 11 | 0.73307
74528 | 7.705 | 0.8 | 2018-12-31 | 2019-12-31 | 365 | 7.0628 | 7 | 0.062761
74531 | 6.84 | 0.8 | 2018-12-31 | 2019-12-31 | 365 | 6.2699 | 6 | 0.26986
74534 | 5.11 | 0.8 | 2018-12-31 | 2019-12-31 | 365 | 4.6841 | 4 | 0.68406
74546 | 9.72 | 0.8 | 2018-12-31 | 2019-12-31 | 365 | 8.9098 | 8 | 0.9098
74536 | 5.76 | 0.8 | 2018-12-31 | 2019-12-31 | 365 | 5.2799 | 5 | 0.27988
74651 | 8.82 | 0.8 | 2018-12-31 | 2019-12-31 | 365 | 8.0848 | 8 | 0.084821
74539 | 8.64 | 0.8 | 2018-12-31 | 2019-12-31 | 365 | 7.9198 | 7 | 0.91982
74430 | 4.69 | 0.8 | 2018-12-31 | 2019-12-31 | 365 | 4.2991 | 4 | 0.29907
74790 | 1.92 | 0.8 | 2018-12-31 | 2019-12-31 | 365 | 1.76 | 1 | 0.75996
74827 | 9.36 | 0.8 | 2018-12-31 | 2019-12-31 | 365 | 8.5798 | 8 | 0.57981
74831 | 9.81 | 0.8 | 2018-12-31 | 2019-12-31 | 365 | 8.9923 | 8 | 0.9923
74832 | 9.76 | 0.8 | 2018-12-31 | 2019-12-31 | 365 | 8.9465 | 8 | 0.94647
74834 | 10.22 | 0.8 | 2018-12-31 | 2019-12-31 | 365 | 9.3681 | 9 | 0.36813
74836 | 6.72 | 0.8 | 2018-12-31 | 2019-12-31 | 365 | 6.1599 | 6 | 0.15986
74848 | 12.42 | 0.8 | 2018-12-31 | 2019-12-31 | 365 | 11.3847 | 11 | 0.38475
74858 | 8 | 0.8 | 2018-12-31 | 2019-12-31 | 365 | 7.3332 | 7 | 0.33317
74860 | 7.68 | 0.8 | 2018-12-31 | 2019-12-31 | 365 | 7.0398 | 7 | 0.039844
74862 | 24.92 | 0.8 | 2018-12-31 | 2019-12-31 | 365 | 22.8428 | 22 | 0.84283
74868 | 6.4 | 0.8 | 2018-12-31 | 2019-12-31 | 365 | 5.8665 | 5 | 0.86654
74871 | 8.7 | 0.8 | 2018-12-31 | 2019-12-31 | 365 | 7.9748 | 7 | 0.97482
74880 | 8.32 | 0.8 | 2018-12-31 | 2019-12-31 | 365 | 7.6265 | 7 | 0.6265
74881 | 6.48 | 0.8 | 2018-12-31 | 2019-12-31 | 365 | 5.9399 | 5 | 0.93987
74905 | 8.32 | 0.8 | 2018-12-31 | 2019-12-31 | 365 | 7.6265 | 7 | 0.6265
74824 | 3.465 | 0.8 | 2018-12-31 | 2019-12-31 | 365 | 3.1762 | 3 | 0.17618
74937 | 12.6 | 0.8 | 2018-12-31 | 2019-12-31 | 365 | 11.5497 | 11 | 0.54974
74939 | 8.32 | 0.8 | 2018-12-31 | 2019-12-31 | 365 | 7.6265 | 7 | 0.6265
74845 | 7.68 | 0.8 | 2018-12-31 | 2019-12-31 | 365 | 7.0398 | 7 | 0.039844
72620 | 10.08 | 0.8 | 2018-12-31 | 2019-12-31 | 365 | 9.2398 | 9 | 0.2398
74545 | 10 | 0.8 | 2018-12-31 | 2019-12-31 | 365 | 9.1665 | 9 | 0.16646
76069 | 24.82 | 0.8 | 2018-12-31 | 2019-12-31 | 365 | 22.7512 | 22 | 0.75116
76164 | 10.08 | 0.8 | 2018-12-31 | 2019-12-31 | 365 | 9.2398 | 9 | 0.2398
76177 | 5.76 | 0.8 | 2018-12-31 | 2019-12-31 | 365 | 5.2799 | 5 | 0.27988
76180 | 5.76 | 0.8 | 2018-12-31 | 2019-12-31 | 365 | 5.2799 | 5 | 0.27988
76189 | 3.924 | 0.8 | 2018-12-31 | 2019-12-31 | 365 | 3.5969 | 3 | 0.59692
76203 | 10.791 | 0.8 | 2018-12-31 | 2019-12-31 | 365 | 9.8915 | 9 | 0.89153
76237 | 7.2 | 0.8 | 2018-12-31 | 2019-12-31 | 365 | 6.5999 | 6 | 0.59985
76246 | 7.68 | 0.8 | 2018-12-31 | 2019-12-31 | 365 | 7.0398 | 7 | 0.039844
76255 | 7.8 | 0.8 | 2018-12-31 | 2019-12-31 | 365 | 7.1498 | 7 | 0.14984
76283 | 2.8 | 0.8 | 2018-12-31 | 2019-12-31 | 365 | 2.5666 | 2 | 0.56661
76285 | 12.2 | 0.8 | 2018-12-31 | 2019-12-31 | 365 | 11.1831 | 11 | 0.18309
76286 | 6.3 | 0.8 | 2018-12-31 | 2019-12-31 | 365 | 5.7749 | 5 | 0.77487
76330 | 9.49 | 0.8 | 2018-12-31 | 2019-12-31 | 365 | 8.699 | 8 | 0.69897
76335 | 5.175 | 0.8 | 2018-12-31 | 2019-12-31 | 365 | 4.7436 | 4 | 0.74365
76401 | 16.32 | 0.8 | 2018-12-31 | 2019-12-31 | 365 | 14.9597 | 14 | 0.95967
76171 | 3.6 | 0.8 | 2018-12-31 | 2019-12-31 | 365 | 3.2999 | 3 | 0.29993
76247 | 9.92 | 0.8 | 2018-12-31 | 2019-12-31 | 365 | 9.0931 | 9 | 0.093132
76251 | 11.52 | 0.8 | 2018-12-31 | 2019-12-31 | 365 | 10.5598 | 10 | 0.55977
76445 | 11.2 | 0.8 | 2018-12-31 | 2019-12-31 | 365 | 10.2664 | 10 | 0.26644
76820 | 4.68 | 0.8 | 2018-12-31 | 2019-12-31 | 365 | 4.2899 | 4 | 0.28991
76826 | 12.045 | 0.8 | 2018-12-31 | 2019-12-31 | 365 | 11.041 | 11 | 0.041006
76830 | 6.72 | 0.8 | 2018-12-31 | 2019-12-31 | 365 | 6.1599 | 6 | 0.15986
76802 | 4.02 | 0.8 | 2018-12-31 | 2019-12-31 | 365 | 3.6849 | 3 | 0.68492
76780 | 6.4 | 0.8 | 2018-12-31 | 2019-12-31 | 365 | 5.8665 | 5 | 0.86654
76929 | 9.49 | 0.8 | 2018-12-31 | 2019-12-31 | 365 | 8.699 | 8 | 0.69897
76930 | 4.8 | 0.8 | 2018-12-31 | 2019-12-31 | 365 | 4.3999 | 4 | 0.3999
77035 | 7.92 | 0.8 | 2018-12-31 | 2019-12-31 | 365 | 7.2598 | 7 | 0.25984
77036 | 11.97 | 0.8 | 2018-12-31 | 2019-12-31 | 365 | 10.9723 | 10 | 0.97226
76794 | 7.68 | 0.8 | 2018-12-31 | 2019-12-31 | 365 | 7.0398 | 7 | 0.039844
77272 | 4.578 | 0.8 | 2018-12-31 | 2019-12-31 | 365 | 4.1964 | 4 | 0.19641
77273 | 11.22 | 0.8 | 2018-12-31 | 2019-12-31 | 365 | 10.2848 | 10 | 0.28477
77295 | 6.615 | 0.8 | 2018-12-31 | 2019-12-31 | 365 | 6.0636 | 6 | 0.063616
77022 | 6.6 | 0.8 | 2018-12-31 | 2019-12-31 | 365 | 6.0499 | 6 | 0.049866
77300 | 8.395 | 0.8 | 2018-12-31 | 2019-12-31 | 365 | 7.6952 | 7 | 0.69525
77322 | 10.88 | 0.8 | 2018-12-31 | 2019-12-31 | 365 | 9.9731 | 9 | 0.97311
77340 | 8.04 | 0.8 | 2018-12-31 | 2019-12-31 | 365 | 7.3698 | 7 | 0.36984
77356 | 8.64 | 0.8 | 2018-12-31 | 2019-12-31 | 365 | 7.9198 | 7 | 0.91982
77274 | 5.6 | 0.8 | 2018-12-31 | 2019-12-31 | 365 | 5.1332 | 5 | 0.13322
77348 | 11.34 | 0.8 | 2018-12-31 | 2019-12-31 | 365 | 10.3948 | 10 | 0.39477
77362 | 6.72 | 0.8 | 2018-12-31 | 2019-12-31 | 365 | 6.1599 | 6 | 0.15986
77396 | 3.84 | 0.8 | 2018-12-31 | 2019-12-31 | 365 | 3.5199 | 3 | 0.51992
77400 | 5.475 | 0.8 | 2018-12-31 | 2019-12-31 | 365 | 5.0186 | 5 | 0.018639
77403 | 8.04 | 0.8 | 2018-12-31 | 2019-12-31 | 365 | 7.3698 | 7 | 0.36984
77303 | 17.92 | 0.8 | 2018-12-31 | 2019-12-31 | 365 | 16.4263 | 16 | 0.4263
77404 | 10.95 | 0.8 | 2018-12-31 | 2019-12-31 | 365 | 10.0373 | 10 | 0.037278
77411 | 9.045 | 0.8 | 2018-12-31 | 2019-12-31 | 365 | 8.2911 | 8 | 0.29107
77418 | 7.68 | 0.8 | 2018-12-31 | 2019-12-31 | 365 | 7.0398 | 7 | 0.039844
77422 | 7.92 | 0.8 | 2018-12-31 | 2019-12-31 | 365 | 7.2598 | 7 | 0.25984
77434 | 9.38 | 0.8 | 2018-12-31 | 2019-12-31 | 365 | 8.5981 | 8 | 0.59814
77352 | 6.3 | 0.8 | 2018-12-31 | 2019-12-31 | 365 | 5.7749 | 5 | 0.77487
77292 | 6.365 | 0.8 | 2018-12-31 | 2019-12-31 | 365 | 5.8345 | 5 | 0.83445
77315 | 6.4 | 0.8 | 2018-12-31 | 2019-12-31 | 365 | 5.8665 | 5 | 0.86654
77753 | 8.58 | 0.8 | 2018-12-31 | 2019-12-31 | 365 | 7.8648 | 7 | 0.86483
77754 | 5.6 | 0.8 | 2018-12-31 | 2019-12-31 | 365 | 5.1332 | 5 | 0.13322
77755 | 9.28 | 0.8 | 2018-12-31 | 2019-12-31 | 365 | 8.5065 | 8 | 0.50648
77757 | 6.93 | 0.8 | 2018-12-31 | 2019-12-31 | 365 | 6.3524 | 6 | 0.35236
77760 | 9.76 | 0.8 | 2018-12-31 | 2019-12-31 | 365 | 8.9465 | 8 | 0.94647
77764 | 6.4 | 0.8 | 2018-12-31 | 2019-12-31 | 365 | 5.8665 | 5 | 0.86654
77780 | 7.04 | 0.8 | 2018-12-31 | 2019-12-31 | 365 | 6.4532 | 6 | 0.45319
77788 | 7.41 | 0.8 | 2018-12-31 | 2019-12-31 | 365 | 6.7923 | 6 | 0.79235
77791 | 8.76 | 0.8 | 2018-12-31 | 2019-12-31 | 365 | 8.0298 | 8 | 0.029822
77792 | 5.11 | 0.8 | 2018-12-31 | 2019-12-31 | 365 | 4.6841 | 4 | 0.68406
77432 | 11.385 | 0.8 | 2018-12-31 | 2019-12-31 | 365 | 10.436 | 10 | 0.43602
77813 | 7.04 | 0.8 | 2018-12-31 | 2019-12-31 | 365 | 6.4532 | 6 | 0.45319
77435 | 5.8 | 0.8 | 2018-12-31 | 2019-12-31 | 365 | 5.3165 | 5 | 0.31655
77769 | 3.78 | 0.8 | 2018-12-31 | 2019-12-31 | 365 | 3.4649 | 3 | 0.46492
77423 | 7.59 | 0.8 | 2018-12-31 | 2019-12-31 | 365 | 6.9573 | 6 | 0.95735
77882 | 6.3 | 0.8 | 2018-12-31 | 2019-12-31 | 365 | 5.7749 | 5 | 0.77487
77884 | 7.848 | 0.8 | 2018-12-31 | 2019-12-31 | 365 | 7.1938 | 7 | 0.19384
77908 | 24.84 | 0.8 | 2018-12-31 | 2019-12-31 | 365 | 22.7695 | 22 | 0.7695
77918 | 12.6 | 0.8 | 2018-12-31 | 2019-12-31 | 365 | 11.5497 | 11 | 0.54974
77939 | 4.905 | 0.8 | 2018-12-31 | 2019-12-31 | 365 | 4.4962 | 4 | 0.49615
77941 | 8.829 | 0.8 | 2018-12-31 | 2019-12-31 | 365 | 8.0931 | 8 | 0.093071
77947 | 6.48 | 0.8 | 2018-12-31 | 2019-12-31 | 365 | 5.9399 | 5 | 0.93987
77950 | 7.848 | 0.8 | 2018-12-31 | 2019-12-31 | 365 | 7.1938 | 7 | 0.19384
77942 | 9.72 | 0.8 | 2018-12-31 | 2019-12-31 | 365 | 8.9098 | 8 | 0.9098
77940 | 8.64 | 0.8 | 2018-12-31 | 2019-12-31 | 365 | 7.9198 | 7 | 0.91982
77949 | 5.232 | 0.8 | 2018-12-31 | 2019-12-31 | 365 | 4.7959 | 4 | 0.79589
78334 | 8.96 | 0.8 | 2018-12-31 | 2019-12-31 | 365 | 8.2132 | 8 | 0.21315
78276 | 3.63 | 0.8 | 2018-12-31 | 2019-12-31 | 365 | 3.3274 | 3 | 0.32743
78301 | 8.58 | 0.8 | 2018-12-31 | 2019-12-31 | 365 | 7.8648 | 7 | 0.86483
78266 | 6.57 | 0.8 | 2018-12-31 | 2019-12-31 | 365 | 6.0224 | 6 | 0.022367
78260 | 6.205 | 0.8 | 2018-12-31 | 2019-12-31 | 365 | 5.6878 | 5 | 0.68779
78270 | 7.56 | 0.8 | 2018-12-31 | 2019-12-31 | 365 | 6.9298 | 6 | 0.92985
78272 | 7.2 | 0.8 | 2018-12-31 | 2019-12-31 | 365 | 6.5999 | 6 | 0.59985
78274 | 4.8 | 0.8 | 2018-12-31 | 2019-12-31 | 365 | 4.3999 | 4 | 0.3999
78318 | 10.71 | 0.8 | 2018-12-31 | 2019-12-31 | 365 | 9.8173 | 9 | 0.81728
78321 | 6.48 | 0.8 | 2018-12-31 | 2019-12-31 | 365 | 5.9399 | 5 | 0.93987
78336 | 9.45 | 0.8 | 2018-12-31 | 2019-12-31 | 365 | 8.6623 | 8 | 0.66231
78356 | 9.38 | 0.8 | 2018-12-31 | 2019-12-31 | 365 | 8.5981 | 8 | 0.59814
78345 | 10.56 | 0.8 | 2018-12-31 | 2019-12-31 | 365 | 9.6798 | 9 | 0.67979
78499 | 6.2 | 0.8 | 2018-12-31 | 2019-12-31 | 365 | 5.6832 | 5 | 0.68321
78646 | 12.87 | 0.8 | 2018-12-31 | 2019-12-31 | 365 | 11.7972 | 11 | 0.79724
78647 | 12.06 | 0.8 | 2018-12-31 | 2019-12-31 | 365 | 11.0548 | 11 | 0.054756
78654 | 7.04 | 0.8 | 2018-12-31 | 2019-12-31 | 365 | 6.4532 | 6 | 0.45319
78662 | 7.26 | 0.8 | 2018-12-31 | 2019-12-31 | 365 | 6.6549 | 6 | 0.65485
78669 | 6.93 | 0.8 | 2018-12-31 | 2019-12-31 | 365 | 6.3524 | 6 | 0.35236
78682 | 5.12 | 0.8 | 2018-12-31 | 2019-12-31 | 365 | 4.6932 | 4 | 0.69323
77885 | 4.56 | 1 | 2018-12-31 | 2019-12-31 | 365 | 5.2249 | 5 | 0.22488
79051 | 7.56 | 0.8 | 2018-12-31 | 2019-12-31 | 365 | 6.9298 | 6 | 0.92985
79052 | 11.39 | 0.8 | 2018-12-31 | 2019-12-31 | 365 | 10.4406 | 10 | 0.4406
78650 | 10.92 | 0.8 | 2018-12-31 | 2019-12-31 | 365 | 10.0098 | 10 | 0.0097787
78651 | 9.6 | 0.8 | 2018-12-31 | 2019-12-31 | 365 | 8.7998 | 8 | 0.79981
78680 | 8.04 | 0.8 | 2018-12-31 | 2019-12-31 | 365 | 7.3698 | 7 | 0.36984
78684 | 7.2 | 0.8 | 2018-12-31 | 2019-12-31 | 365 | 6.5999 | 6 | 0.59985
78930 | 11.2 | 0.8 | 2018-12-31 | 2019-12-31 | 365 | 10.2664 | 10 | 0.26644
79090 | 8.28 | 0.8 | 2018-12-31 | 2019-12-31 | 365 | 7.5898 | 7 | 0.58983
79109 | 6.365 | 0.8 | 2018-12-31 | 2019-12-31 | 365 | 5.8345 | 5 | 0.83445
79131 | 11.2 | 0.8 | 2018-12-31 | 2019-12-31 | 365 | 10.2664 | 10 | 0.26644
79132 | 5.76 | 0.8 | 2018-12-31 | 2019-12-31 | 365 | 5.2799 | 5 | 0.27988
79135 | 4.68 | 0.8 | 2018-12-31 | 2019-12-31 | 365 | 4.2899 | 4 | 0.28991
78645 | 8.505 | 0.8 | 2018-12-31 | 2019-12-31 | 365 | 7.7961 | 7 | 0.79608
78507 | 6.935 | 0.8 | 2018-12-31 | 2019-12-31 | 365 | 6.3569 | 6 | 0.35694
78999 | 94.12 | 0.7 | 2018-12-31 | 2019-12-31 | 365 | 75.4904 | 75 | 0.49041
79095 | 9.9 | 0.8 | 2018-12-31 | 2019-12-31 | 365 | 9.0748 | 9 | 0.074799
79245 | 7.84 | 0.8 | 2018-12-31 | 2019-12-31 | 365 | 7.1865 | 7 | 0.18651
79249 | 9.72 | 0.8 | 2018-12-31 | 2019-12-31 | 365 | 8.9098 | 8 | 0.9098
79118 | 13.734 | 0.8 | 2018-12-31 | 2019-12-31 | 365 | 12.5892 | 12 | 0.58922
79133 | 8.91 | 0.8 | 2018-12-31 | 2019-12-31 | 365 | 8.1673 | 8 | 0.16732
79606 | 9 | 0.8 | 2018-12-31 | 2019-12-31 | 365 | 8.2498 | 8 | 0.24982
79604 | 5.76 | 0.8 | 2018-12-31 | 2019-12-31 | 365 | 5.2799 | 5 | 0.27988
79603 | 8.04 | 0.8 | 2018-12-31 | 2019-12-31 | 365 | 7.3698 | 7 | 0.36984
79600 | 12.4 | 0.8 | 2018-12-31 | 2019-12-31 | 365 | 11.3664 | 11 | 0.36642
78681 | 8.04 | 0.8 | 2018-12-31 | 2019-12-31 | 365 | 7.3698 | 7 | 0.36984
79592 | 9.12 | 0.8 | 2018-12-31 | 2019-12-31 | 365 | 8.3598 | 8 | 0.35982
79587 | 4.9 | 0.8 | 2018-12-31 | 2019-12-31 | 365 | 4.4916 | 4 | 0.49157
79582 | 8.55 | 0.8 | 2018-12-31 | 2019-12-31 | 365 | 7.8373 | 7 | 0.83733
78254 | 7.54 | 0.8 | 2018-12-31 | 2019-12-31 | 365 | 6.9115 | 6 | 0.91151
79741 | 8.96 | 0.8 | 2018-12-31 | 2019-12-31 | 365 | 8.2132 | 8 | 0.21315
79743 | 4.32 | 0.8 | 2018-12-31 | 2019-12-31 | 365 | 3.9599 | 3 | 0.95991
79744 | 6 | 0.8 | 2018-12-31 | 2019-12-31 | 365 | 5.4999 | 5 | 0.49988
79602 | 9.94 | 0.8 | 2018-12-31 | 2019-12-31 | 365 | 9.1115 | 9 | 0.11147
79751 | 7.04 | 0.8 | 2018-12-31 | 2019-12-31 | 365 | 6.4532 | 6 | 0.45319
79746 | 5.04 | 0.8 | 2018-12-31 | 2019-12-31 | 365 | 4.6199 | 4 | 0.6199
79581 | 4.32 | 0.8 | 2018-12-31 | 2019-12-31 | 365 | 3.9599 | 3 | 0.95991
79749 | 6.3 | 0.8 | 2018-12-31 | 2019-12-31 | 365 | 5.7749 | 5 | 0.77487
80155 | 2.97 | 0.8 | 2018-12-31 | 2019-12-31 | 365 | 2.7224 | 2 | 0.72244
80274 | 5.12 | 0.8 | 2018-12-31 | 2019-12-31 | 365 | 4.6932 | 4 | 0.69323
80289 | 5.36 | 0.8 | 2018-12-31 | 2019-12-31 | 365 | 4.9132 | 4 | 0.91322
79235 | 10.44 | 0.8 | 2018-12-31 | 2019-12-31 | 365 | 9.5698 | 9 | 0.56979
80471 | 7.84 | 0.8 | 2018-12-31 | 2019-12-31 | 365 | 7.1865 | 7 | 0.18651
80473 | 5.025 | 0.8 | 2018-12-31 | 2019-12-31 | 365 | 4.6061 | 4 | 0.60615
80475 | 8.32 | 0.8 | 2018-12-31 | 2019-12-31 | 365 | 7.6265 | 7 | 0.6265
80506 | 6.6 | 0.8 | 2018-12-31 | 2019-12-31 | 365 | 6.0499 | 6 | 0.049866
80510 | 8.64 | 0.8 | 2018-12-31 | 2019-12-31 | 365 | 7.9198 | 7 | 0.91982
80692 | 7.56 | 0.8 | 2018-12-31 | 2019-12-31 | 365 | 6.9298 | 6 | 0.92985
80695 | 8.829 | 0.8 | 2018-12-31 | 2019-12-31 | 365 | 8.0931 | 8 | 0.093071
80502 | 10.72 | 0.8 | 2018-12-31 | 2019-12-31 | 365 | 9.8264 | 9 | 0.82645
80793 | 6.76 | 1 | 2018-12-31 | 2019-12-31 | 365 | 7.7457 | 7 | 0.74566
80696 | 9.72 | 0.8 | 2018-12-31 | 2019-12-31 | 365 | 8.9098 | 8 | 0.9098
80805 | 11.055 | 0.8 | 2018-12-31 | 2019-12-31 | 365 | 10.1335 | 10 | 0.13353
80478 | 10.56 | 0.8 | 2018-12-31 | 2019-12-31 | 365 | 9.6798 | 9 | 0.67979
80490 | 9.92 | 0.8 | 2018-12-31 | 2019-12-31 | 365 | 9.0931 | 9 | 0.093132
80997 | 3.84 | 0.8 | 2018-12-31 | 2019-12-31 | 365 | 3.5199 | 3 | 0.51992
81269 | 6.84 | 0.8 | 2018-12-31 | 2019-12-31 | 365 | 6.2699 | 6 | 0.26986
81048 | 5.12 | 0.8 | 2018-12-31 | 2019-12-31 | 365 | 4.6932 | 4 | 0.69323
81168 | 15.12 | 0.8 | 2018-12-31 | 2019-12-31 | 365 | 13.8597 | 13 | 0.85969
81146 | 9.715 | 0.8 | 2018-12-31 | 2019-12-31 | 365 | 8.9052 | 8 | 0.90522
81066 | 3.24 | 0.8 | 2018-12-31 | 2019-12-31 | 365 | 2.9699 | 2 | 0.96993
81334 | 19.08 | 0.8 | 2018-12-31 | 2019-12-31 | 365 | 17.4896 | 17 | 0.48961
81057 | 7.68 | 0.8 | 2018-12-31 | 2019-12-31 | 365 | 7.0398 | 7 | 0.039844
81351 | 4.32 | 0.8 | 2018-12-31 | 2019-12-31 | 365 | 3.9599 | 3 | 0.95991
81561 | 4.13 | 0.8 | 2018-12-31 | 2019-12-31 | 365 | 3.7857 | 3 | 0.78575
81559 | 2.97 | 0.8 | 2018-12-31 | 2019-12-31 | 365 | 2.7224 | 2 | 0.72244
81825 | 12.24 | 0.8 | 2018-12-31 | 2019-12-31 | 365 | 11.2198 | 11 | 0.21975
81779 | 7.92 | 0.8 | 2018-12-31 | 2019-12-31 | 365 | 7.2598 | 7 | 0.25984
81772 | 7.59 | 0.8 | 2018-12-31 | 2019-12-31 | 365 | 6.9573 | 6 | 0.95735
81888 | 12.24 | 0.8 | 2018-12-31 | 2019-12-31 | 365 | 11.2198 | 11 | 0.21975
81143 | 10.24 | 0.8 | 2018-12-31 | 2019-12-31 | 365 | 9.3865 | 9 | 0.38646
81623 | 2.56 | 0.8 | 2018-12-31 | 2019-12-31 | 365 | 2.3466 | 2 | 0.34661
81977 | 7.68 | 0.8 | 2018-12-31 | 2019-12-31 | 365 | 7.0398 | 7 | 0.039844
81978 | 11.2 | 0.8 | 2018-12-31 | 2019-12-31 | 365 | 10.2664 | 10 | 0.26644
81136 | 8.91 | 0.8 | 2018-12-31 | 2019-12-31 | 365 | 8.1673 | 8 | 0.16732
81716 | 8 | 0.8 | 2018-12-31 | 2019-12-31 | 365 | 7.3332 | 7 | 0.33317
81537 | 24.78 | 0.8 | 2018-12-31 | 2019-12-31 | 365 | 22.7145 | 22 | 0.7145
81591 | 6.48 | 0.8 | 2018-12-31 | 2019-12-31 | 365 | 5.9399 | 5 | 0.93987
81535 | 11.52 | 0.8 | 2018-12-31 | 2019-12-31 | 365 | 10.5598 | 10 | 0.55977
81166 | 12.88 | 0.8 | 2018-12-31 | 2019-12-31 | 365 | 11.8064 | 11 | 0.80641
80795 | 7.98 | 0.8 | 2018-12-31 | 2019-12-31 | 365 | 7.3148 | 7 | 0.31484
82186 | 7.56 | 0.8 | 2018-12-31 | 2019-12-31 | 365 | 6.9298 | 6 | 0.92985
81704 | 12.6 | 0.8 | 2018-12-31 | 2019-12-31 | 365 | 11.5497 | 11 | 0.54974
81862 | 6.03 | 0.8 | 2018-12-31 | 2019-12-31 | 365 | 5.5274 | 5 | 0.52738
82024 | 3.78 | 0.8 | 2018-12-31 | 2019-12-31 | 365 | 3.4649 | 3 | 0.46492
82025 | 12 | 0.8 | 2018-12-31 | 2019-12-31 | 365 | 10.9998 | 10 | 0.99976
82309 | 12.24 | 0.8 | 2018-12-31 | 2019-12-31 | 365 | 11.2198 | 11 | 0.21975
82377 | 7.37 | 0.8 | 2018-12-31 | 2019-12-31 | 365 | 6.7557 | 6 | 0.75568
82422 | 6.7 | 0.8 | 2018-12-31 | 2019-12-31 | 365 | 6.1415 | 6 | 0.14153
81889 | 11.8 | 0.8 | 2018-12-31 | 2019-12-31 | 365 | 10.8164 | 10 | 0.81643
82354 | 4.38 | 0.8 | 2018-12-31 | 2019-12-31 | 365 | 4.0149 | 4 | 0.014911
82636 | 6.12 | 0.8 | 2018-12-31 | 2019-12-31 | 365 | 5.6099 | 5 | 0.60988
82793 | 4.905 | 0.8 | 2018-12-31 | 2019-12-31 | 365 | 4.4962 | 4 | 0.49615
82846 | 10.08 | 0.8 | 2018-12-31 | 2019-12-31 | 365 | 9.2398 | 9 | 0.2398
82847 | 12.095 | 0.8 | 2018-12-31 | 2019-12-31 | 365 | 11.0868 | 11 | 0.086838
82851 | 13.4 | 0.8 | 2018-12-31 | 2019-12-31 | 365 | 12.2831 | 12 | 0.28306
82887 | 9.81 | 0.8 | 2018-12-31 | 2019-12-31 | 365 | 8.9923 | 8 | 0.9923
82892 | 10.8 | 0.8 | 2018-12-31 | 2019-12-31 | 365 | 9.8998 | 9 | 0.89978
82368 | 9.92 | 0.8 | 2018-12-31 | 2019-12-31 | 365 | 9.0931 | 9 | 0.093132
83080 | 6.72 | 0.8 | 2018-12-31 | 2019-12-31 | 365 | 6.1599 | 6 | 0.15986
83113 | 6.12 | 0.8 | 2018-12-31 | 2019-12-31 | 365 | 5.6099 | 5 | 0.60988
81581 | 13.23 | 0.8 | 2018-12-31 | 2019-12-31 | 365 | 12.1272 | 12 | 0.12723
83262 | 10.8 | 0.8 | 2018-12-31 | 2019-12-31 | 365 | 9.8998 | 9 | 0.89978
83328 | 24.85 | 0.8 | 2018-12-31 | 2019-12-31 | 365 | 22.7787 | 22 | 0.77866
83293 | 102 | 0.7 | 2018-12-31 | 2019-12-31 | 365 | 81.8107 | 81 | 0.81069
82980 | 11.34 | 0.8 | 2018-12-31 | 2019-12-31 | 365 | 10.3948 | 10 | 0.39477
83472 | 13.34 | 0.8 | 2018-12-31 | 2019-12-31 | 365 | 12.2281 | 12 | 0.22806
83652 | 12.96 | 0.8 | 2018-12-31 | 2019-12-31 | 365 | 11.8797 | 11 | 0.87974
83655 | 8.829 | 0.8 | 2018-12-31 | 2019-12-31 | 365 | 8.0931 | 8 | 0.093071
83543 | 6.12 | 0.8 | 2018-12-31 | 2019-12-31 | 365 | 5.6099 | 5 | 0.60988
83557 | 8.58 | 0.8 | 2018-12-31 | 2019-12-31 | 365 | 7.8648 | 7 | 0.86483
83291 | 5.04 | 0.8 | 2018-12-31 | 2019-12-31 | 365 | 4.6199 | 4 | 0.6199
83745 | 5.559 | 0.8 | 2018-12-31 | 2019-12-31 | 365 | 5.0956 | 5 | 0.095637
83829 | 10.385 | 0.8 | 2018-12-31 | 2019-12-31 | 365 | 9.5194 | 9 | 0.51937
83774 | 8.64 | 0.8 | 2018-12-31 | 2019-12-31 | 365 | 7.9198 | 7 | 0.91982
83438 | 8.64 | 0.8 | 2018-12-31 | 2019-12-31 | 365 | 7.9198 | 7 | 0.91982
82307 | 12.6 | 0.8 | 2018-12-31 | 2019-12-31 | 365 | 11.5497 | 11 | 0.54974
83282 | 6.2 | 0.8 | 2018-12-31 | 2019-12-31 | 365 | 5.6832 | 5 | 0.68321
83345 | 8.25 | 0.8 | 2018-12-31 | 2019-12-31 | 365 | 7.5623 | 7 | 0.56233
83441 | 10.23 | 0.8 | 2018-12-31 | 2019-12-31 | 365 | 9.3773 | 9 | 0.37729
83825 | 6 | 0.8 | 2018-12-31 | 2019-12-31 | 365 | 5.4999 | 5 | 0.49988
83740 | 4.14 | 0.8 | 2018-12-31 | 2019-12-31 | 365 | 3.7949 | 3 | 0.79492
83965 | 13.42 | 0.8 | 2018-12-31 | 2019-12-31 | 365 | 12.3014 | 12 | 0.30139
84009 | 12.095 | 0.8 | 2018-12-31 | 2019-12-31 | 365 | 11.0868 | 11 | 0.086838
83411 | 17.4 | 0.8 | 2018-12-31 | 2019-12-31 | 365 | 15.9496 | 15 | 0.94965
84241 | 7.7 | 0.8 | 2018-12-31 | 2019-12-31 | 365 | 7.0582 | 7 | 0.058177
84292 | 6.4 | 0.8 | 2018-12-31 | 2019-12-31 | 365 | 5.8665 | 5 | 0.86654
84283 | 6.49 | 0.8 | 2018-12-31 | 2019-12-31 | 365 | 5.949 | 5 | 0.94904
84341 | 6.84 | 0.8 | 2018-12-31 | 2019-12-31 | 365 | 6.2699 | 6 | 0.26986
84365 | 4.32 | 0.8 | 2018-12-31 | 2019-12-31 | 365 | 3.9599 | 3 | 0.95991
83199 | 8.88 | 0.8 | 2018-12-31 | 2019-12-31 | 365 | 8.1398 | 8 | 0.13982
84726 | 6.3 | 0.8 | 2018-12-31 | 2019-12-31 | 365 | 5.7749 | 5 | 0.77487
84766 | 11.9 | 0.8 | 2018-12-31 | 2019-12-31 | 365 | 10.9081 | 10 | 0.90809
84758 | 2.52 | 0.8 | 2018-12-31 | 2019-12-31 | 365 | 2.3099 | 2 | 0.30995
84751 | 9.28 | 0.8 | 2018-12-31 | 2019-12-31 | 365 | 8.5065 | 8 | 0.50648
84743 | 6.12 | 0.8 | 2018-12-31 | 2019-12-31 | 365 | 5.6099 | 5 | 0.60988
84745 | 8.04 | 0.8 | 2018-12-31 | 2019-12-31 | 365 | 7.3698 | 7 | 0.36984
84732 | 3.84 | 0.8 | 2018-12-31 | 2019-12-31 | 365 | 3.5199 | 3 | 0.51992
84730 | 13.32 | 0.8 | 2018-12-31 | 2019-12-31 | 365 | 12.2097 | 12 | 0.20973
84903 | 15.12 | 0.8 | 2018-12-31 | 2019-12-31 | 365 | 13.8597 | 13 | 0.85969
84674 | 7.4 | 0.8 | 2018-12-31 | 2019-12-31 | 365 | 6.7832 | 6 | 0.78318
80517 | 11.2 | 0.8 | 2018-12-31 | 2019-12-31 | 365 | 10.2664 | 10 | 0.26644
85120 | 4.251 | 0.8 | 2018-12-31 | 2019-12-31 | 365 | 3.8967 | 3 | 0.89666
85132 | 4.32 | 0.8 | 2018-12-31 | 2019-12-31 | 365 | 3.9599 | 3 | 0.95991
85197 | 5.76 | 0.8 | 2018-12-31 | 2019-12-31 | 365 | 5.2799 | 5 | 0.27988
85133 | 7.2 | 0.8 | 2018-12-31 | 2019-12-31 | 365 | 6.5999 | 6 | 0.59985
85052 | 13.44 | 0.8 | 2018-12-31 | 2019-12-31 | 365 | 12.3197 | 12 | 0.31973
84768 | 12.24 | 0.8 | 2018-12-31 | 2019-12-31 | 365 | 11.2198 | 11 | 0.21975
84950 | 6.825 | 0.8 | 2018-12-31 | 2019-12-31 | 365 | 6.2561 | 6 | 0.25611
84952 | 11.22 | 0.8 | 2018-12-31 | 2019-12-31 | 365 | 10.2848 | 10 | 0.28477
84955 | 7.56 | 0.8 | 2018-12-31 | 2019-12-31 | 365 | 6.9298 | 6 | 0.92985
84972 | 6.84 | 0.8 | 2018-12-31 | 2019-12-31 | 365 | 6.2699 | 6 | 0.26986
85110 | 9.38 | 0.8 | 2018-12-31 | 2019-12-31 | 365 | 8.5981 | 8 | 0.59814
85113 | 9.92 | 0.8 | 2018-12-31 | 2019-12-31 | 365 | 9.0931 | 9 | 0.093132
85115 | 2.88 | 0.8 | 2018-12-31 | 2019-12-31 | 365 | 2.6399 | 2 | 0.63994
85128 | 7.15 | 0.8 | 2018-12-31 | 2019-12-31 | 365 | 6.554 | 6 | 0.55402
85179 | 7.56 | 0.8 | 2018-12-31 | 2019-12-31 | 365 | 6.9298 | 6 | 0.92985
85178 | 10.08 | 0.8 | 2018-12-31 | 2019-12-31 | 365 | 9.2398 | 9 | 0.2398
85187 | 18.585 | 0.8 | 2018-12-31 | 2019-12-31 | 365 | 17.0359 | 17 | 0.035873
85441 | 7.67 | 0.8 | 2018-12-31 | 2019-12-31 | 365 | 7.0307 | 7 | 0.030678
85435 | 5.85 | 0.8 | 2018-12-31 | 2019-12-31 | 365 | 5.3624 | 5 | 0.36238
85499 | 9.72 | 0.8 | 2018-12-31 | 2019-12-31 | 365 | 8.9098 | 8 | 0.9098
85500 | 8.64 | 0.8 | 2018-12-31 | 2019-12-31 | 365 | 7.9198 | 7 | 0.91982
84978 | 12.06 | 0.8 | 2018-12-31 | 2019-12-31 | 365 | 11.0548 | 11 | 0.054756
84724 | 7.37 | 0.8 | 2018-12-31 | 2019-12-31 | 365 | 6.7557 | 6 | 0.75568
85502 | 9.715 | 0.8 | 2018-12-31 | 2019-12-31 | 365 | 8.9052 | 8 | 0.90522
85503 | 17.28 | 0.8 | 2018-12-31 | 2019-12-31 | 365 | 15.8396 | 15 | 0.83965
85505 | 7.67 | 0.8 | 2018-12-31 | 2019-12-31 | 365 | 7.0307 | 7 | 0.030678
82945 | 5.7 | 1 | 2018-12-31 | 2019-12-31 | 365 | 6.5311 | 6 | 0.53111
85507 | 4.32 | 0.8 | 2018-12-31 | 2019-12-31 | 365 | 3.9599 | 3 | 0.95991
85508 | 13.505 | 0.8 | 2018-12-31 | 2019-12-31 | 365 | 12.3793 | 12 | 0.37931
85131 | 5.7 | 0.8 | 2018-12-31 | 2019-12-31 | 365 | 5.2249 | 5 | 0.22488
85624 | 5.4 | 0.8 | 2018-12-31 | 2019-12-31 | 365 | 4.9499 | 4 | 0.94989
85690 | 8.64 | 0.8 | 2018-12-31 | 2019-12-31 | 365 | 7.9198 | 7 | 0.91982
85684 | 5.76 | 0.8 | 2018-12-31 | 2019-12-31 | 365 | 5.2799 | 5 | 0.27988
85697 | 4.48 | 0.8 | 2018-12-31 | 2019-12-31 | 365 | 4.1066 | 4 | 0.10658
85490 | 7.36 | 0.8 | 2018-12-31 | 2019-12-31 | 365 | 6.7465 | 6 | 0.74652
84962 | 7.04 | 0.8 | 2018-12-31 | 2019-12-31 | 365 | 6.4532 | 6 | 0.45319
85832 | 1.8 | 0.8 | 2018-12-31 | 2019-12-31 | 365 | 1.65 | 1 | 0.64996
85682 | 5.12 | 0.8 | 2018-12-31 | 2019-12-31 | 365 | 4.6932 | 4 | 0.69323
85504 | 5.76 | 0.8 | 2018-12-31 | 2019-12-31 | 365 | 5.2799 | 5 | 0.27988
85496 | 7.2 | 0.8 | 2018-12-31 | 2019-12-31 | 365 | 6.5999 | 6 | 0.59985
85686 | 2.24 | 0.8 | 2018-12-31 | 2019-12-31 | 365 | 2.0533 | 2 | 0.053288
85842 | 7.56 | 0.8 | 2018-12-31 | 2019-12-31 | 365 | 6.9298 | 6 | 0.92985
86020 | 13.65 | 0.8 | 2018-12-31 | 2019-12-31 | 365 | 12.5122 | 12 | 0.51222
86022 | 11.2 | 0.8 | 2018-12-31 | 2019-12-31 | 365 | 10.2664 | 10 | 0.26644
86024 | 4.68 | 0.8 | 2018-12-31 | 2019-12-31 | 365 | 4.2899 | 4 | 0.28991
86025 | 6.48 | 0.8 | 2018-12-31 | 2019-12-31 | 365 | 5.9399 | 5 | 0.93987
86026 | 8.64 | 0.8 | 2018-12-31 | 2019-12-31 | 365 | 7.9198 | 7 | 0.91982
86029 | 7.92 | 0.8 | 2018-12-31 | 2019-12-31 | 365 | 7.2598 | 7 | 0.25984
86043 | 5.23 | 0.8 | 2018-12-31 | 2019-12-31 | 365 | 4.7941 | 4 | 0.79406
86136 | 8.64 | 0.8 | 2018-12-31 | 2019-12-31 | 365 | 7.9198 | 7 | 0.91982
86218 | 9.72 | 0.8 | 2018-12-31 | 2019-12-31 | 365 | 8.9098 | 8 | 0.9098
86214 | 7.15 | 0.8 | 2018-12-31 | 2019-12-31 | 365 | 6.554 | 6 | 0.55402
86208 | 5.886 | 0.8 | 2018-12-31 | 2019-12-31 | 365 | 5.3954 | 5 | 0.39538
86205 | 7.56 | 0.8 | 2018-12-31 | 2019-12-31 | 365 | 6.9298 | 6 | 0.92985
85841 | 3.015 | 0.8 | 2018-12-31 | 2019-12-31 | 365 | 2.7637 | 2 | 0.76369
85992 | 6.5 | 0.8 | 2018-12-31 | 2019-12-31 | 365 | 5.9582 | 5 | 0.9582
86732 | 9.9 | 0.8 | 2018-12-31 | 2019-12-31 | 365 | 9.0748 | 9 | 0.074799
86738 | 7.848 | 0.8 | 2018-12-31 | 2019-12-31 | 365 | 7.1938 | 7 | 0.19384
86741 | 4.32 | 0.8 | 2018-12-31 | 2019-12-31 | 365 | 3.9599 | 3 | 0.95991
86746 | 5.12 | 0.8 | 2018-12-31 | 2019-12-31 | 365 | 4.6932 | 4 | 0.69323
86751 | 7.848 | 0.8 | 2018-12-31 | 2019-12-31 | 365 | 7.1938 | 7 | 0.19384
86754 | 15.12 | 0.8 | 2018-12-31 | 2019-12-31 | 365 | 13.8597 | 13 | 0.85969
86756 | 9.72 | 0.8 | 2018-12-31 | 2019-12-31 | 365 | 8.9098 | 8 | 0.9098
86776 | 6.48 | 0.8 | 2018-12-31 | 2019-12-31 | 365 | 5.9399 | 5 | 0.93987
86777 | 20.52 | 0.8 | 2018-12-31 | 2019-12-31 | 365 | 18.8096 | 18 | 0.80958
78515 | 220.5 | 0.7 | 2018-12-31 | 2019-12-31 | 365 | 176.8555 | 176 | 0.85546
86125 | 7.2 | 0.8 | 2018-12-31 | 2019-12-31 | 365 | 6.5999 | 6 | 0.59985
86247 | 11.52 | 0.8 | 2018-12-31 | 2019-12-31 | 365 | 10.5598 | 10 | 0.55977
86758 | 4.91 | 0.8 | 2018-12-31 | 2019-12-31 | 365 | 4.5007 | 4 | 0.50073
87005 | 3.597 | 0.8 | 2018-12-31 | 2019-12-31 | 365 | 3.2972 | 3 | 0.29718
78641 | 229.5 | 0.7 | 2018-12-31 | 2019-12-31 | 365 | 184.0741 | 184 | 0.074055
78642 | 171 | 0.7 | 2018-12-31 | 2019-12-31 | 365 | 137.1532 | 137 | 0.15322
86404 | 5.56 | 0.8 | 2018-12-31 | 2019-12-31 | 365 | 5.0966 | 5 | 0.096554
86726 | 4.32 | 0.8 | 2018-12-31 | 2019-12-31 | 365 | 3.9599 | 3 | 0.95991
86728 | 5.175 | 0.8 | 2018-12-31 | 2019-12-31 | 365 | 4.7436 | 4 | 0.74365
87111 | 5.58 | 0.8 | 2018-12-31 | 2019-12-31 | 365 | 5.1149 | 5 | 0.11489
85843 | 7.36 | 0.8 | 2018-12-31 | 2019-12-31 | 365 | 6.7465 | 6 | 0.74652
87666 | 5.4 | 0.8 | 2018-12-31 | 2019-12-31 | 365 | 4.9499 | 4 | 0.94989
87667 | 12.6 | 0.8 | 2018-12-31 | 2019-12-31 | 365 | 11.5497 | 11 | 0.54974
87668 | 24.96 | 0.8 | 2018-12-31 | 2019-12-31 | 365 | 22.8795 | 22 | 0.87949
87669 | 8.175 | 0.8 | 2018-12-31 | 2019-12-31 | 365 | 7.4936 | 7 | 0.49358
87670 | 9.72 | 0.8 | 2018-12-31 | 2019-12-31 | 365 | 8.9098 | 8 | 0.9098
87735 | 5.76 | 0.8 | 2018-12-31 | 2019-12-31 | 365 | 5.2799 | 5 | 0.27988
87737 | 12.96 | 0.8 | 2018-12-31 | 2019-12-31 | 365 | 11.8797 | 11 | 0.87974
87738 | 4.32 | 0.8 | 2018-12-31 | 2019-12-31 | 365 | 3.9599 | 3 | 0.95991
87736 | 6.7 | 0.8 | 2018-12-31 | 2019-12-31 | 365 | 6.1415 | 6 | 0.14153
87957 | 7.56 | 0.8 | 2018-12-31 | 2019-12-31 | 365 | 6.9298 | 6 | 0.92985
87956 | 11.52 | 0.8 | 2018-12-31 | 2019-12-31 | 365 | 10.5598 | 10 | 0.55977
87955 | 7.2 | 0.8 | 2018-12-31 | 2019-12-31 | 365 | 6.5999 | 6 | 0.59985
87954 | 9.81 | 0.8 | 2018-12-31 | 2019-12-31 | 365 | 8.9923 | 8 | 0.9923
87953 | 7.36 | 0.8 | 2018-12-31 | 2019-12-31 | 365 | 6.7465 | 6 | 0.74652
87951 | 9.156 | 0.8 | 2018-12-31 | 2019-12-31 | 365 | 8.3928 | 8 | 0.39281
88052 | 31.32 | 0.65 | 2018-12-31 | 2019-12-31 | 365 | 23.3264 | 23 | 0.32636
88066 | 31.32 | 0.65 | 2018-12-31 | 2019-12-31 | 365 | 23.3264 | 23 | 0.32636
87952 | 10.8 | 0.8 | 2018-12-31 | 2019-12-31 | 365 | 9.8998 | 9 | 0.89978
88211 | 6.84 | 0.8 | 2018-12-31 | 2019-12-31 | 365 | 6.2699 | 6 | 0.26986
88548 | 7.56 | 0.8 | 2018-12-31 | 2019-12-31 | 365 | 6.9298 | 6 | 0.92985
88565 | 9.36 | 0.8 | 2018-12-31 | 2019-12-31 | 365 | 8.5798 | 8 | 0.57981
78510 | 117 | 0.7 | 2018-12-31 | 2019-12-31 | 365 | 93.8417 | 93 | 0.84168
88419 | 6.89 | 0.8 | 2018-12-31 | 2019-12-31 | 365 | 6.3157 | 6 | 0.31569
88736 | 5.4 | 0.8 | 2018-12-31 | 2019-12-31 | 365 | 4.9499 | 4 | 0.94989
88742 | 2.88 | 0.8 | 2018-12-31 | 2019-12-31 | 365 | 2.6399 | 2 | 0.63994
88740 | 9.81 | 0.8 | 2018-12-31 | 2019-12-31 | 365 | 8.9923 | 8 | 0.9923
88799 | 9.54 | 1 | 2018-12-31 | 2019-12-31 | 365 | 10.931 | 10 | 0.93101
88868 | 10.44 | 0.8 | 2018-12-31 | 2019-12-31 | 365 | 9.5698 | 9 | 0.56979
88872 | 7.2 | 0.8 | 2018-12-31 | 2019-12-31 | 365 | 6.5999 | 6 | 0.59985
88874 | 7.92 | 0.8 | 2018-12-31 | 2019-12-31 | 365 | 7.2598 | 7 | 0.25984
88880 | 10.24 | 0.8 | 2018-12-31 | 2019-12-31 | 365 | 9.3865 | 9 | 0.38646
88881 | 14.16 | 0.8 | 2018-12-31 | 2019-12-31 | 365 | 12.9797 | 12 | 0.97971
88883 | 11.21 | 0.8 | 2018-12-31 | 2019-12-31 | 365 | 10.2756 | 10 | 0.27561
89054 | 10.137 | 0.8 | 2018-12-31 | 2019-12-31 | 365 | 9.292 | 9 | 0.29204
88741 | 5.4 | 0.8 | 2018-12-31 | 2019-12-31 | 365 | 4.9499 | 4 | 0.94989
88258 | 7.67 | 0.8 | 2018-12-31 | 2019-12-31 | 365 | 7.0307 | 7 | 0.030678
88869 | 5.76 | 0.8 | 2018-12-31 | 2019-12-31 | 365 | 5.2799 | 5 | 0.27988
89121 | 24.96 | 0.8 | 2018-12-31 | 2019-12-31 | 365 | 22.8795 | 22 | 0.87949
89133 | 6.12 | 0.8 | 2018-12-31 | 2019-12-31 | 365 | 5.6099 | 5 | 0.60988
89138 | 8.45 | 0.8 | 2018-12-31 | 2019-12-31 | 365 | 7.7457 | 7 | 0.74566
89175 | 11.725 | 0.8 | 2018-12-31 | 2019-12-31 | 365 | 10.7477 | 10 | 0.74768
89178 | 7.92 | 0.8 | 2018-12-31 | 2019-12-31 | 365 | 7.2598 | 7 | 0.25984
88737 | 8.64 | 0.8 | 2018-12-31 | 2019-12-31 | 365 | 7.9198 | 7 | 0.91982
86036 | 6.7 | 0.8 | 2018-12-31 | 2019-12-31 | 365 | 6.1415 | 6 | 0.14153
89521 | 2.88 | 0.8 | 2018-12-31 | 2019-12-31 | 365 | 2.6399 | 2 | 0.63994
89523 | 11.8 | 0.8 | 2018-12-31 | 2019-12-31 | 365 | 10.8164 | 10 | 0.81643
89526 | 7.848 | 0.8 | 2018-12-31 | 2019-12-31 | 365 | 7.1938 | 7 | 0.19384
89528 | 10.545 | 0.8 | 2018-12-31 | 2019-12-31 | 365 | 9.666 | 9 | 0.66604
89529 | 6.3 | 0.8 | 2018-12-31 | 2019-12-31 | 365 | 5.7749 | 5 | 0.77487
89530 | 9.61 | 0.8 | 2018-12-31 | 2019-12-31 | 365 | 8.809 | 8 | 0.80897
89533 | 5.9 | 0.8 | 2018-12-31 | 2019-12-31 | 365 | 5.4082 | 5 | 0.40821
89534 | 12.24 | 0.8 | 2018-12-31 | 2019-12-31 | 365 | 11.2198 | 11 | 0.21975
86765 | 8.04 | 0.8 | 2018-12-31 | 2019-12-31 | 365 | 7.3698 | 7 | 0.36984
87107 | 324 | 0.65 | 2018-12-31 | 2019-12-31 | 365 | 241.3072 | 241 | 0.30716
89130 | 7.92 | 0.8 | 2018-12-31 | 2019-12-31 | 365 | 7.2598 | 7 | 0.25984
89532 | 8.04 | 0.8 | 2018-12-31 | 2019-12-31 | 365 | 7.3698 | 7 | 0.36984
89934 | 6.57 | 0.8 | 2018-12-31 | 2019-12-31 | 365 | 6.0224 | 6 | 0.022367
82256 | 3 | 0.8 | 2018-12-31 | 2019-12-31 | 365 | 2.7499 | 2 | 0.74994
89525 | 5.232 | 0.8 | 2018-12-31 | 2019-12-31 | 365 | 4.7959 | 4 | 0.79589
89958 | 11.52 | 0.8 | 2018-12-31 | 2019-12-31 | 365 | 10.5598 | 10 | 0.55977
89963 | 9.36 | 0.8 | 2018-12-31 | 2019-12-31 | 365 | 8.5798 | 8 | 0.57981
89969 | 7.705 | 0.8 | 2018-12-31 | 2019-12-31 | 365 | 7.0628 | 7 | 0.062761
89973 | 9.045 | 0.8 | 2018-12-31 | 2019-12-31 | 365 | 8.2911 | 8 | 0.29107
89982 | 5.04 | 0.8 | 2018-12-31 | 2019-12-31 | 365 | 4.6199 | 4 | 0.6199
89984 | 7.56 | 0.8 | 2018-12-31 | 2019-12-31 | 365 | 6.9298 | 6 | 0.92985
90004 | 4.02 | 0.8 | 2018-12-31 | 2019-12-31 | 365 | 3.6849 | 3 | 0.68492
90007 | 9.36 | 0.8 | 2018-12-31 | 2019-12-31 | 365 | 8.5798 | 8 | 0.57981
90009 | 6.84 | 0.8 | 2018-12-31 | 2019-12-31 | 365 | 6.2699 | 6 | 0.26986
90089 | 13.44 | 0.8 | 2018-12-31 | 2019-12-31 | 365 | 12.3197 | 12 | 0.31973
90092 | 6.84 | 0.8 | 2018-12-31 | 2019-12-31 | 365 | 6.2699 | 6 | 0.26986
90093 | 8.64 | 0.8 | 2018-12-31 | 2019-12-31 | 365 | 7.9198 | 7 | 0.91982
90095 | 9 | 0.8 | 2018-12-31 | 2019-12-31 | 365 | 8.2498 | 8 | 0.24982
90097 | 12.24 | 0.8 | 2018-12-31 | 2019-12-31 | 365 | 11.2198 | 11 | 0.21975
90285 | 8.64 | 0.8 | 2018-12-31 | 2019-12-31 | 365 | 7.9198 | 7 | 0.91982
90290 | 6.48 | 0.8 | 2018-12-31 | 2019-12-31 | 365 | 5.9399 | 5 | 0.93987
90011 | 16.56 | 0.8 | 2018-12-31 | 2019-12-31 | 365 | 15.1797 | 15 | 0.17966
90014 | 5.76 | 0.8 | 2018-12-31 | 2019-12-31 | 365 | 5.2799 | 5 | 0.27988
90294 | 7.37 | 0.8 | 2018-12-31 | 2019-12-31 | 365 | 6.7557 | 6 | 0.75568
90599 | 6.84 | 0.8 | 2018-12-31 | 2019-12-31 | 365 | 6.2699 | 6 | 0.26986
90604 | 14.16 | 0.8 | 2018-12-31 | 2019-12-31 | 365 | 12.9797 | 12 | 0.97971
90606 | 7.67 | 0.8 | 2018-12-31 | 2019-12-31 | 365 | 7.0307 | 7 | 0.030678
90608 | 5.76 | 0.8 | 2018-12-31 | 2019-12-31 | 365 | 5.2799 | 5 | 0.27988
90610 | 11.88 | 0.8 | 2018-12-31 | 2019-12-31 | 365 | 10.8898 | 10 | 0.88976
90623 | 24.78 | 0.8 | 2018-12-31 | 2019-12-31 | 365 | 22.7145 | 22 | 0.7145
90677 | 11.8 | 0.8 | 2018-12-31 | 2019-12-31 | 365 | 10.8164 | 10 | 0.81643
90694 | 6.48 | 0.8 | 2018-12-31 | 2019-12-31 | 365 | 5.9399 | 5 | 0.93987
90293 | 12.41 | 0.8 | 2018-12-31 | 2019-12-31 | 365 | 11.3756 | 11 | 0.37558
90637 | 10.73 | 0.8 | 2018-12-31 | 2019-12-31 | 365 | 9.8356 | 9 | 0.83562
90686 | 10.8 | 0.8 | 2018-12-31 | 2019-12-31 | 365 | 9.8998 | 9 | 0.89978
90785 | 14.16 | 0.8 | 2018-12-31 | 2019-12-31 | 365 | 12.9797 | 12 | 0.97971
90819 | 15.04 | 0.8 | 2018-12-31 | 2019-12-31 | 365 | 13.7864 | 13 | 0.78636
90824 | 12.24 | 0.8 | 2018-12-31 | 2019-12-31 | 365 | 11.2198 | 11 | 0.21975
90829 | 5.886 | 0.8 | 2018-12-31 | 2019-12-31 | 365 | 5.3954 | 5 | 0.39538
90835 | 9 | 0.8 | 2018-12-31 | 2019-12-31 | 365 | 8.2498 | 8 | 0.24982
90838 | 4.425 | 0.8 | 2018-12-31 | 2019-12-31 | 365 | 4.0562 | 4 | 0.05616
90790 | 10.4 | 0.8 | 2018-12-31 | 2019-12-31 | 365 | 9.5331 | 9 | 0.53312
91295 | 5.6 | 0.8 | 2018-12-31 | 2019-12-31 | 365 | 5.1332 | 5 | 0.13322
91293 | 12.8 | 0.8 | 2018-12-31 | 2019-12-31 | 365 | 11.7331 | 11 | 0.73307
91280 | 9.72 | 0.8 | 2018-12-31 | 2019-12-31 | 365 | 8.9098 | 8 | 0.9098
91282 | 4.905 | 0.8 | 2018-12-31 | 2019-12-31 | 365 | 4.4962 | 4 | 0.49615
91283 | 12.685 | 0.8 | 2018-12-31 | 2019-12-31 | 365 | 11.6277 | 11 | 0.62766
91284 | 5.76 | 0.8 | 2018-12-31 | 2019-12-31 | 365 | 5.2799 | 5 | 0.27988
91285 | 7.2 | 0.8 | 2018-12-31 | 2019-12-31 | 365 | 6.5999 | 6 | 0.59985
91287 | 7.04 | 0.8 | 2018-12-31 | 2019-12-31 | 365 | 6.4532 | 6 | 0.45319
91292 | 7.35 | 0.8 | 2018-12-31 | 2019-12-31 | 365 | 6.7374 | 6 | 0.73735
91456 | 7.04 | 0.8 | 2018-12-31 | 2019-12-31 | 365 | 6.4532 | 6 | 0.45319
91455 | 14.4 | 0.8 | 2018-12-31 | 2019-12-31 | 365 | 13.1997 | 13 | 0.19971
91438 | 10.56 | 0.8 | 2018-12-31 | 2019-12-31 | 365 | 9.6798 | 9 | 0.67979
91433 | 7.56 | 0.8 | 2018-12-31 | 2019-12-31 | 365 | 6.9298 | 6 | 0.92985
91437 | 11.52 | 0.8 | 2018-12-31 | 2019-12-31 | 365 | 10.5598 | 10 | 0.55977
91481 | 6.4 | 0.8 | 2018-12-31 | 2019-12-31 | 365 | 5.8665 | 5 | 0.86654
91533 | 13.44 | 0.8 | 2018-12-31 | 2019-12-31 | 365 | 12.3197 | 12 | 0.31973
91505 | 3.24 | 0.8 | 2018-12-31 | 2019-12-31 | 365 | 2.9699 | 2 | 0.96993
91495 | 4.32 | 0.8 | 2018-12-31 | 2019-12-31 | 365 | 3.9599 | 3 | 0.95991
91554 | 5.925 | 0.8 | 2018-12-31 | 2019-12-31 | 365 | 5.4311 | 5 | 0.43113
91661 | 9.86 | 0.8 | 2018-12-31 | 2019-12-31 | 365 | 9.0381 | 9 | 0.038134
91480 | 5.8 | 0.8 | 2018-12-31 | 2019-12-31 | 365 | 5.3165 | 5 | 0.31655
91851 | 12.24 | 0.8 | 2018-12-31 | 2019-12-31 | 365 | 11.2198 | 11 | 0.21975
91435 | 24.84 | 0.8 | 2018-12-31 | 2019-12-31 | 365 | 22.7695 | 22 | 0.7695
91894 | 6.5 | 0.8 | 2018-12-31 | 2019-12-31 | 365 | 5.9582 | 5 | 0.9582
92192 | 8.32 | 0.8 | 2018-12-31 | 2019-12-31 | 365 | 7.6265 | 7 | 0.6265
92195 | 16.425 | 1 | 2018-12-31 | 2019-12-31 | 365 | 18.8199 | 18 | 0.8199
92189 | 10.08 | 0.8 | 2018-12-31 | 2019-12-31 | 365 | 9.2398 | 9 | 0.2398
92190 | 5.04 | 0.8 | 2018-12-31 | 2019-12-31 | 365 | 4.6199 | 4 | 0.6199
92194 | 5.67 | 0.8 | 2018-12-31 | 2019-12-31 | 365 | 5.1974 | 5 | 0.19739
92193 | 4.29 | 0.8 | 2018-12-31 | 2019-12-31 | 365 | 3.9324 | 3 | 0.93241
92196 | 13.23 | 1 | 2018-12-31 | 2019-12-31 | 365 | 15.159 | 15 | 0.15904
802 | 4.5 | 1 | 2018-12-31 | 2019-12-31 | 365 | 5.1561 | 5 | 0.15614
1089 | 3.9 | 1 | 2018-12-31 | 2019-12-31 | 365 | 4.4687 | 4 | 0.46865
2507 | 3.75 | 1 | 2018-12-31 | 2019-12-31 | 365 | 4.2968 | 4 | 0.29678
1155 | 5.25 | 1 | 2018-12-31 | 2019-12-31 | 365 | 6.0155 | 6 | 0.015492
2197 | 1.75 | 1 | 2018-12-31 | 2019-12-31 | 365 | 2.0052 | 2 | 0.005164
3212 | 5.13 | 1 | 2018-12-31 | 2019-12-31 | 365 | 5.878 | 5 | 0.878
2160 | 9.25 | 1 | 2018-12-31 | 2019-12-31 | 365 | 10.5987 | 10 | 0.59872
2028 | 5.145 | 1 | 2018-12-31 | 2019-12-31 | 365 | 5.8952 | 5 | 0.89518
3120 | 9.8 | 1 | 2018-12-31 | 2019-12-31 | 365 | 11.2289 | 11 | 0.22892
1381 | 5.2 | 1 | 2018-12-31 | 2019-12-31 | 365 | 5.9582 | 5 | 0.9582
602 | 7.75 | 1 | 2018-12-31 | 2019-12-31 | 365 | 8.88 | 8 | 0.88001
3670 | 11.25 | 1 | 2018-12-31 | 2019-12-31 | 365 | 12.8903 | 12 | 0.89034
1266 | 5 | 1 | 2018-12-31 | 2019-12-31 | 365 | 5.729 | 5 | 0.72904
371 | 6 | 1 | 2018-12-31 | 2019-12-31 | 365 | 6.8748 | 6 | 0.87485
342 | 6.5 | 1 | 2018-12-31 | 2019-12-31 | 365 | 7.4478 | 7 | 0.44775
341 | 9 | 1 | 2018-12-31 | 2019-12-31 | 365 | 10.3123 | 10 | 0.31227
1423 | 10 | 1 | 2018-12-31 | 2019-12-31 | 365 | 11.4581 | 11 | 0.45808
1542 | 6 | 1 | 2018-12-31 | 2019-12-31 | 365 | 6.8748 | 6 | 0.87485
3211 | 3.43 | 1 | 2018-12-31 | 2019-12-31 | 365 | 3.9301 | 3 | 0.93012
1415 | 2.5 | 1 | 2018-12-31 | 2019-12-31 | 365 | 2.8645 | 2 | 0.86452
3673 | 5.5 | 1 | 2018-12-31 | 2019-12-31 | 365 | 6.3019 | 6 | 0.30194
1683 | 7 | 1 | 2018-12-31 | 2019-12-31 | 365 | 8.0207 | 8 | 0.020656
1455 | 6 | 1 | 2018-12-31 | 2019-12-31 | 365 | 6.8748 | 6 | 0.87485
263 | 8.25 | 1 | 2018-12-31 | 2019-12-31 | 365 | 9.4529 | 9 | 0.45292
1456 | 3.5 | 1 | 2018-12-31 | 2019-12-31 | 365 | 4.0103 | 4 | 0.010328
1325 | 7.8 | 1 | 2018-12-31 | 2019-12-31 | 365 | 8.9373 | 8 | 0.9373
3694 | 5.39 | 1 | 2018-12-31 | 2019-12-31 | 365 | 6.1759 | 6 | 0.17591
1268 | 5 | 1 | 2018-12-31 | 2019-12-31 | 365 | 5.729 | 5 | 0.72904
2222 | 7 | 1 | 2018-12-31 | 2019-12-31 | 365 | 8.0207 | 8 | 0.020656
3214 | 6.05 | 1 | 2018-12-31 | 2019-12-31 | 365 | 6.9321 | 6 | 0.93214
2214 | 5.5 | 1 | 2018-12-31 | 2019-12-31 | 365 | 6.3019 | 6 | 0.30194
2284 | 5.5 | 1 | 2018-12-31 | 2019-12-31 | 365 | 6.3019 | 6 | 0.30194
3419 | 4.5 | 1 | 2018-12-31 | 2019-12-31 | 365 | 5.1561 | 5 | 0.15614
1540 | 3.57 | 1 | 2018-12-31 | 2019-12-31 | 365 | 4.0905 | 4 | 0.090535
4211 | 6.5 | 1 | 2018-12-31 | 2019-12-31 | 365 | 7.4478 | 7 | 0.44775
3872 | 7.75 | 1 | 2018-12-31 | 2019-12-31 | 365 | 8.88 | 8 | 0.88001
1173 | 6.75 | 1 | 2018-12-31 | 2019-12-31 | 365 | 7.7342 | 7 | 0.7342
343 | 8.25 | 1 | 2018-12-31 | 2019-12-31 | 365 | 9.4529 | 9 | 0.45292
2345 | 7.5 | 1 | 2018-12-31 | 2019-12-31 | 365 | 8.5936 | 8 | 0.59356
2516 | 9 | 1 | 2018-12-31 | 2019-12-31 | 365 | 10.3123 | 10 | 0.31227
1428 | 6 | 1 | 2018-12-31 | 2019-12-31 | 365 | 6.8748 | 6 | 0.87485
2223 | 3 | 1 | 2018-12-31 | 2019-12-31 | 365 | 3.4374 | 3 | 0.43742
4701 | 5 | 1 | 2018-12-31 | 2019-12-31 | 365 | 5.729 | 5 | 0.72904
1323 | 7 | 1 | 2018-12-31 | 2019-12-31 | 365 | 8.0207 | 8 | 0.020656
2791 | 10 | 1 | 2018-12-31 | 2019-12-31 | 365 | 11.4581 | 11 | 0.45808
2161 | 5.83 | 1 | 2018-12-31 | 2019-12-31 | 365 | 6.6801 | 6 | 0.68006
1170 | 6.5 | 1 | 2018-12-31 | 2019-12-31 | 365 | 7.4478 | 7 | 0.44775
2212 | 6 | 1 | 2018-12-31 | 2019-12-31 | 365 | 6.8748 | 6 | 0.87485
1859 | 9.8 | 1 | 2018-12-31 | 2019-12-31 | 365 | 11.2289 | 11 | 0.22892
7304 | 4.9 | 1 | 2018-12-31 | 2019-12-31 | 365 | 5.6145 | 5 | 0.61446
3787 | 3.64 | 1 | 2018-12-31 | 2019-12-31 | 365 | 4.1707 | 4 | 0.17074
2506 | 9 | 1 | 2018-12-31 | 2019-12-31 | 365 | 10.3123 | 10 | 0.31227
1262 | 5.83 | 1 | 2018-12-31 | 2019-12-31 | 365 | 6.6801 | 6 | 0.68006
2289 | 13.5 | 1 | 2018-12-31 | 2019-12-31 | 365 | 15.4684 | 15 | 0.46841
2291 | 5 | 1 | 2018-12-31 | 2019-12-31 | 365 | 5.729 | 5 | 0.72904
2521 | 12.25 | 1 | 2018-12-31 | 2019-12-31 | 365 | 14.0361 | 14 | 0.036148
1853 | 3.5 | 1 | 2018-12-31 | 2019-12-31 | 365 | 4.0103 | 4 | 0.010328
3115 | 7.5 | 1 | 2018-12-31 | 2019-12-31 | 365 | 8.5936 | 8 | 0.59356
1697 | 6.25 | 1 | 2018-12-31 | 2019-12-31 | 365 | 7.1613 | 7 | 0.1613
2030 | 3.5 | 1 | 2018-12-31 | 2019-12-31 | 365 | 4.0103 | 4 | 0.010328
3142 | 3.5 | 1 | 2018-12-31 | 2019-12-31 | 365 | 4.0103 | 4 | 0.010328
3208 | 4.75 | 1 | 2018-12-31 | 2019-12-31 | 365 | 5.4426 | 5 | 0.44259
2508 | 7 | 1 | 2018-12-31 | 2019-12-31 | 365 | 8.0207 | 8 | 0.020656
1160 | 9 | 1 | 2018-12-31 | 2019-12-31 | 365 | 10.3123 | 10 | 0.31227
1330 | 7.75 | 1 | 2018-12-31 | 2019-12-31 | 365 | 8.88 | 8 | 0.88001
3146 | 5.88 | 1 | 2018-12-31 | 2019-12-31 | 365 | 6.7374 | 6 | 0.73735
5469 | 5.25 | 1 | 2018-12-31 | 2019-12-31 | 365 | 6.0155 | 6 | 0.015492
1172 | 4.5 | 1 | 2018-12-31 | 2019-12-31 | 365 | 5.1561 | 5 | 0.15614
1156 | 8.5 | 1 | 2018-12-31 | 2019-12-31 | 365 | 9.7394 | 9 | 0.73937
9645 | 9.18 | 1 | 2018-12-31 | 2019-12-31 | 365 | 10.5185 | 10 | 0.51852
2287 | 3.12 | 1 | 2018-12-31 | 2019-12-31 | 365 | 3.5749 | 3 | 0.57492
3828 | 9 | 1 | 2018-12-31 | 2019-12-31 | 365 | 10.3123 | 10 | 0.31227
2990 | 4.75 | 1 | 2018-12-31 | 2019-12-31 | 365 | 5.4426 | 5 | 0.44259
3589 | 7.5 | 1 | 2018-12-31 | 2019-12-31 | 365 | 8.5936 | 8 | 0.59356
1270 | 2.5 | 1 | 2018-12-31 | 2019-12-31 | 365 | 2.8645 | 2 | 0.86452
1520 | 6.76 | 1 | 2018-12-31 | 2019-12-31 | 365 | 7.7457 | 7 | 0.74566
1411 | 7.5 | 1 | 2018-12-31 | 2019-12-31 | 365 | 8.5936 | 8 | 0.59356
339 | 8 | 1 | 2018-12-31 | 2019-12-31 | 365 | 9.1665 | 9 | 0.16646
3594 | 8 | 1 | 2018-12-31 | 2019-12-31 | 365 | 9.1665 | 9 | 0.16646
4076 | 4.5 | 1 | 2018-12-31 | 2019-12-31 | 365 | 5.1561 | 5 | 0.15614
2211 | 5.25 | 1 | 2018-12-31 | 2019-12-31 | 365 | 6.0155 | 6 | 0.015492
3980 | 6.5 | 1 | 2018-12-31 | 2019-12-31 | 365 | 7.4478 | 7 | 0.44775
5467 | 5.5 | 1 | 2018-12-31 | 2019-12-31 | 365 | 6.3019 | 6 | 0.30194
3206 | 7.7 | 1 | 2018-12-31 | 2019-12-31 | 365 | 8.8227 | 8 | 0.82272
3205 | 4.25 | 1 | 2018-12-31 | 2019-12-31 | 365 | 4.8697 | 4 | 0.86968
4231 | 6.25 | 1 | 2018-12-31 | 2019-12-31 | 365 | 7.1613 | 7 | 0.1613
3482 | 4.335 | 1 | 2018-12-31 | 2019-12-31 | 365 | 4.9671 | 4 | 0.96708
3213 | 8.1 | 1 | 2018-12-31 | 2019-12-31 | 365 | 9.281 | 9 | 0.28104
3505 | 4.25 | 1 | 2018-12-31 | 2019-12-31 | 365 | 4.8697 | 4 | 0.86968
2505 | 9 | 1 | 2018-12-31 | 2019-12-31 | 365 | 10.3123 | 10 | 0.31227
4884 | 11.25 | 1 | 2018-12-31 | 2019-12-31 | 365 | 12.8903 | 12 | 0.89034
1382 | 5.25 | 1 | 2018-12-31 | 2019-12-31 | 365 | 6.0155 | 6 | 0.015492
3207 | 5.88 | 1 | 2018-12-31 | 2019-12-31 | 365 | 6.7374 | 6 | 0.73735
1413 | 9 | 1 | 2018-12-31 | 2019-12-31 | 365 | 10.3123 | 10 | 0.31227
3695 | 4.75 | 1 | 2018-12-31 | 2019-12-31 | 365 | 5.4426 | 5 | 0.44259
1421 | 5 | 1 | 2018-12-31 | 2019-12-31 | 365 | 5.729 | 5 | 0.72904
3199 | 5.75 | 1 | 2018-12-31 | 2019-12-31 | 365 | 6.5884 | 6 | 0.5884
3148 | 9.75 | 1 | 2018-12-31 | 2019-12-31 | 365 | 11.1716 | 11 | 0.17163
2340 | 7.25 | 1 | 2018-12-31 | 2019-12-31 | 365 | 8.3071 | 8 | 0.30711
1345 | 8.1 | 1 | 2018-12-31 | 2019-12-31 | 365 | 9.281 | 9 | 0.28104
1387 | 4.25 | 1 | 2018-12-31 | 2019-12-31 | 365 | 4.8697 | 4 | 0.86968
1541 | 5.75 | 1 | 2018-12-31 | 2019-12-31 | 365 | 6.5884 | 6 | 0.5884
1699 | 8.5 | 1 | 2018-12-31 | 2019-12-31 | 365 | 9.7394 | 9 | 0.73937
4468 | 8.5 | 1 | 2018-12-31 | 2019-12-31 | 365 | 9.7394 | 9 | 0.73937
3209 | 5.94 | 1 | 2018-12-31 | 2019-12-31 | 365 | 6.8061 | 6 | 0.8061
1858 | 5.5 | 1 | 2018-12-31 | 2019-12-31 | 365 | 6.3019 | 6 | 0.30194
3215 | 7.29 | 1 | 2018-12-31 | 2019-12-31 | 365 | 8.3529 | 8 | 0.35294
4077 | 4.16 | 1 | 2018-12-31 | 2019-12-31 | 365 | 4.7666 | 4 | 0.76656
3198 | 4.845 | 1 | 2018-12-31 | 2019-12-31 | 365 | 5.5514 | 5 | 0.55144
1260 | 5 | 1 | 2018-12-31 | 2019-12-31 | 365 | 5.729 | 5 | 0.72904
1385 | 7.29 | 1 | 2018-12-31 | 2019-12-31 | 365 | 8.3529 | 8 | 0.35294
3691 | 6.75 | 1 | 2018-12-31 | 2019-12-31 | 365 | 7.7342 | 7 | 0.7342
340 | 4.5 | 1 | 2018-12-31 | 2019-12-31 | 365 | 5.1561 | 5 | 0.15614
2685 | 7 | 1 | 2018-12-31 | 2019-12-31 | 365 | 8.0207 | 8 | 0.020656
2523 | 8 | 1 | 2018-12-31 | 2019-12-31 | 365 | 9.1665 | 9 | 0.16646
3817 | 7 | 1 | 2018-12-31 | 2019-12-31 | 365 | 8.0207 | 8 | 0.020656
3693 | 6.9 | 1 | 2018-12-31 | 2019-12-31 | 365 | 7.9061 | 7 | 0.90608
3204 | 4.165 | 1 | 2018-12-31 | 2019-12-31 | 365 | 4.7723 | 4 | 0.77229
3233 | 11.5 | 1 | 2018-12-31 | 2019-12-31 | 365 | 13.1768 | 13 | 0.17679
3726 | 7 | 1 | 2018-12-31 | 2019-12-31 | 365 | 8.0207 | 8 | 0.020656
2344 | 5.46 | 1 | 2018-12-31 | 2019-12-31 | 365 | 6.2561 | 6 | 0.25611
2208 | 6 | 1 | 2018-12-31 | 2019-12-31 | 365 | 6.8748 | 6 | 0.87485
3780 | 2.5 | 1 | 2018-12-31 | 2019-12-31 | 365 | 2.8645 | 2 | 0.86452
1861 | 5.5 | 1 | 2018-12-31 | 2019-12-31 | 365 | 6.3019 | 6 | 0.30194
3591 | 4.25 | 1 | 2018-12-31 | 2019-12-31 | 365 | 4.8697 | 4 | 0.86968
1429 | 6.885 | 1 | 2018-12-31 | 2019-12-31 | 365 | 7.8889 | 7 | 0.88889
3599 | 5.25 | 1 | 2018-12-31 | 2019-12-31 | 365 | 6.0155 | 6 | 0.015492
1427 | 7.75 | 1 | 2018-12-31 | 2019-12-31 | 365 | 8.88 | 8 | 0.88001
1269 | 12.24 | 1 | 2018-12-31 | 2019-12-31 | 365 | 14.0247 | 14 | 0.02469
3874 | 9 | 1 | 2018-12-31 | 2019-12-31 | 365 | 10.3123 | 10 | 0.31227
8404 | 9 | 1 | 2018-12-31 | 2019-12-31 | 365 | 10.3123 | 10 | 0.31227
4041 | 7.02 | 1 | 2018-12-31 | 2019-12-31 | 365 | 8.0436 | 8 | 0.043572
1344 | 6.37 | 1 | 2018-12-31 | 2019-12-31 | 365 | 7.2988 | 7 | 0.2988
4528 | 5.5 | 1 | 2018-12-31 | 2019-12-31 | 365 | 6.3019 | 6 | 0.30194
3564 | 5 | 1 | 2018-12-31 | 2019-12-31 | 365 | 5.729 | 5 | 0.72904
3196 | 9.8 | 1 | 2018-12-31 | 2019-12-31 | 365 | 11.2289 | 11 | 0.22892
1860 | 3.5 | 1 | 2018-12-31 | 2019-12-31 | 365 | 4.0103 | 4 | 0.010328
4228 | 5.25 | 1 | 2018-12-31 | 2019-12-31 | 365 | 6.0155 | 6 | 0.015492
3672 | 7 | 1 | 2018-12-31 | 2019-12-31 | 365 | 8.0207 | 8 | 0.020656
4040 | 8 | 1 | 2018-12-31 | 2019-12-31 | 365 | 9.1665 | 9 | 0.16646
4167 | 8.5 | 1 | 2018-12-31 | 2019-12-31 | 365 | 9.7394 | 9 | 0.73937
3675 | 5.635 | 1 | 2018-12-31 | 2019-12-31 | 365 | 6.4566 | 6 | 0.45663
1384 | 6.63 | 1 | 2018-12-31 | 2019-12-31 | 365 | 7.5967 | 7 | 0.59671
3671 | 6 | 1 | 2018-12-31 | 2019-12-31 | 365 | 6.8748 | 6 | 0.87485
4069 | 3 | 1 | 2018-12-31 | 2019-12-31 | 365 | 3.4374 | 3 | 0.43742
3604 | 8.25 | 1 | 2018-12-31 | 2019-12-31 | 365 | 9.4529 | 9 | 0.45292
7782 | 7.25 | 1 | 2018-12-31 | 2019-12-31 | 365 | 8.3071 | 8 | 0.30711
5468 | 7.02 | 1 | 2018-12-31 | 2019-12-31 | 365 | 8.0436 | 8 | 0.043572
2758 | 5 | 1 | 2018-12-31 | 2019-12-31 | 365 | 5.729 | 5 | 0.72904
822 | 3.5 | 1 | 2018-12-31 | 2019-12-31 | 365 | 4.0103 | 4 | 0.010328
827 | 2.5 | 1 | 2018-12-31 | 2019-12-31 | 365 | 2.8645 | 2 | 0.86452
828 | 4.25 | 1 | 2018-12-31 | 2019-12-31 | 365 | 4.8697 | 4 | 0.86968
759 | 8 | 1 | 2018-12-31 | 2019-12-31 | 365 | 9.1665 | 9 | 0.16646
1162 | 8.25 | 1 | 2018-12-31 | 2019-12-31 | 365 | 9.4529 | 9 | 0.45292
1171 | 8.75 | 1 | 2018-12-31 | 2019-12-31 | 365 | 10.0258 | 10 | 0.02582
1263 | 5.5 | 1 | 2018-12-31 | 2019-12-31 | 365 | 6.3019 | 6 | 0.30194
1412 | 9 | 1 | 2018-12-31 | 2019-12-31 | 365 | 10.3123 | 10 | 0.31227
1673 | 5 | 1 | 2018-12-31 | 2019-12-31 | 365 | 5.729 | 5 | 0.72904
3026 | 7.8 | 1 | 2018-12-31 | 2019-12-31 | 365 | 8.9373 | 8 | 0.9373
2249 | 9.99 | 1 | 2018-12-31 | 2019-12-31 | 365 | 11.4466 | 11 | 0.44662
3603 | 4.68 | 1 | 2018-12-31 | 2019-12-31 | 365 | 5.3624 | 5 | 0.36238
4469 | 3.675 | 1 | 2018-12-31 | 2019-12-31 | 365 | 4.2108 | 4 | 0.21084
826 | 9 | 1 | 2018-12-31 | 2019-12-31 | 365 | 10.3123 | 10 | 0.31227
1684 | 8.84 | 1 | 2018-12-31 | 2019-12-31 | 365 | 10.1289 | 10 | 0.12894
1856 | 8.64 | 1 | 2018-12-31 | 2019-12-31 | 365 | 9.8998 | 9 | 0.89978
1855 | 6.375 | 1 | 2018-12-31 | 2019-12-31 | 365 | 7.3045 | 7 | 0.30453
1854 | 5.4 | 1 | 2018-12-31 | 2019-12-31 | 365 | 6.1874 | 6 | 0.18736
2050 | 4.655 | 1 | 2018-12-31 | 2019-12-31 | 365 | 5.3337 | 5 | 0.33374
2045 | 4.5 | 1 | 2018-12-31 | 2019-12-31 | 365 | 5.1561 | 5 | 0.15614
2044 | 9 | 1 | 2018-12-31 | 2019-12-31 | 365 | 10.3123 | 10 | 0.31227
2029 | 5.2 | 1 | 2018-12-31 | 2019-12-31 | 365 | 5.9582 | 5 | 0.9582
2163 | 5.25 | 1 | 2018-12-31 | 2019-12-31 | 365 | 6.0155 | 6 | 0.015492
2162 | 6.25 | 1 | 2018-12-31 | 2019-12-31 | 365 | 7.1613 | 7 | 0.1613
2681 | 7.5 | 1 | 2018-12-31 | 2019-12-31 | 365 | 8.5936 | 8 | 0.59356
2680 | 9 | 1 | 2018-12-31 | 2019-12-31 | 365 | 10.3123 | 10 | 0.31227
2674 | 9 | 1 | 2018-12-31 | 2019-12-31 | 365 | 10.3123 | 10 | 0.31227
2672 | 4.5 | 1 | 2018-12-31 | 2019-12-31 | 365 | 5.1561 | 5 | 0.15614
3269 | 17.5 | 1 | 2018-12-31 | 2019-12-31 | 365 | 20.0516 | 20 | 0.05164
3268 | 7.02 | 1 | 2018-12-31 | 2019-12-31 | 365 | 8.0436 | 8 | 0.043572
3265 | 6 | 1 | 2018-12-31 | 2019-12-31 | 365 | 6.8748 | 6 | 0.87485
3562 | 10.92 | 1 | 2018-12-31 | 2019-12-31 | 365 | 12.5122 | 12 | 0.51222
3696 | 6.75 | 1 | 2018-12-31 | 2019-12-31 | 365 | 7.7342 | 7 | 0.7342
3697 | 10.965 | 1 | 2018-12-31 | 2019-12-31 | 365 | 12.5638 | 12 | 0.56378
3698 | 5.75 | 1 | 2018-12-31 | 2019-12-31 | 365 | 6.5884 | 6 | 0.5884
3266 | 7 | 1 | 2018-12-31 | 2019-12-31 | 365 | 8.0207 | 8 | 0.020656
3779 | 3.25 | 1 | 2018-12-31 | 2019-12-31 | 365 | 3.7239 | 3 | 0.72388
3782 | 8 | 1 | 2018-12-31 | 2019-12-31 | 365 | 9.1665 | 9 | 0.16646
3783 | 6 | 1 | 2018-12-31 | 2019-12-31 | 365 | 6.8748 | 6 | 0.87485
3785 | 7.54 | 1 | 2018-12-31 | 2019-12-31 | 365 | 8.6394 | 8 | 0.63939
3818 | 10 | 1 | 2018-12-31 | 2019-12-31 | 365 | 11.4581 | 11 | 0.45808
3873 | 7 | 1 | 2018-12-31 | 2019-12-31 | 365 | 8.0207 | 8 | 0.020656
3906 | 8.5 | 1 | 2018-12-31 | 2019-12-31 | 365 | 9.7394 | 9 | 0.73937
3977 | 2.75 | 1 | 2018-12-31 | 2019-12-31 | 365 | 3.151 | 3 | 0.15097
3978 | 5.72 | 1 | 2018-12-31 | 2019-12-31 | 365 | 6.554 | 6 | 0.55402
4011 | 8.33 | 1 | 2018-12-31 | 2019-12-31 | 365 | 9.5446 | 9 | 0.54458
4057 | 5.635 | 1 | 2018-12-31 | 2019-12-31 | 365 | 6.4566 | 6 | 0.45663
4072 | 5.25 | 1 | 2018-12-31 | 2019-12-31 | 365 | 6.0155 | 6 | 0.015492
4175 | 6.25 | 1 | 2018-12-31 | 2019-12-31 | 365 | 7.1613 | 7 | 0.1613
4441 | 9 | 1 | 2018-12-31 | 2019-12-31 | 365 | 10.3123 | 10 | 0.31227
4440 | 8.25 | 1 | 2018-12-31 | 2019-12-31 | 365 | 9.4529 | 9 | 0.45292
4593 | 13.78 | 1 | 2018-12-31 | 2019-12-31 | 365 | 15.7892 | 15 | 0.78923
4686 | 2.5 | 1 | 2018-12-31 | 2019-12-31 | 365 | 2.8645 | 2 | 0.86452
4688 | 2.5 | 1 | 2018-12-31 | 2019-12-31 | 365 | 2.8645 | 2 | 0.86452
4853 | 6.25 | 1 | 2018-12-31 | 2019-12-31 | 365 | 7.1613 | 7 | 0.1613
236 | 136.29 | 0.9 | 2018-12-31 | 2019-12-31 | 365 | 140.546 | 140 | 0.54596
2450 | 150.45 | 0.9 | 2018-12-31 | 2019-12-31 | 365 | 155.1481 | 155 | 0.14813
73206 | 9.28 | 0.8 | 2018-12-31 | 2019-12-31 | 365 | 8.5065 | 8 | 0.50648
75339 | 8 | 0.8 | 2018-12-31 | 2019-12-31 | 365 | 7.3332 | 7 | 0.33317
73224 | 4.93 | 0.8 | 2018-12-31 | 2019-12-31 | 365 | 4.5191 | 4 | 0.51907
71006 | 11.89 | 0.8 | 2018-12-31 | 2019-12-31 | 365 | 10.8989 | 10 | 0.89893
79892 | 4.06 | 0.8 | 2018-12-31 | 2019-12-31 | 365 | 3.7216 | 3 | 0.72158
73223 | 10.15 | 0.8 | 2018-12-31 | 2019-12-31 | 365 | 9.304 | 9 | 0.30396
79853 | 9.44 | 0.8 | 2018-12-31 | 2019-12-31 | 365 | 8.6531 | 8 | 0.65314
79732 | 2.9 | 0.8 | 2018-12-31 | 2019-12-31 | 365 | 2.6583 | 2 | 0.65827
81379 | 7.975 | 0.8 | 2018-12-31 | 2019-12-31 | 365 | 7.3103 | 7 | 0.31026
79731 | 3.48 | 0.8 | 2018-12-31 | 2019-12-31 | 365 | 3.1899 | 3 | 0.18993
73221 | 5.94 | 0.8 | 2018-12-31 | 2019-12-31 | 365 | 5.4449 | 5 | 0.44488
79849 | 12.98 | 0.8 | 2018-12-31 | 2019-12-31 | 365 | 11.8981 | 11 | 0.89807
79851 | 4.13 | 0.8 | 2018-12-31 | 2019-12-31 | 365 | 3.7857 | 3 | 0.78575
82595 | 5.2 | 0.8 | 2018-12-31 | 2019-12-31 | 365 | 4.7666 | 4 | 0.76656
87416 | 7.8 | 0.8 | 2018-12-31 | 2019-12-31 | 365 | 7.1498 | 7 | 0.14984
79850 | 12.1 | 0.8 | 2018-12-31 | 2019-12-31 | 365 | 11.0914 | 11 | 0.091421
87413 | 8.4 | 0.8 | 2018-12-31 | 2019-12-31 | 365 | 7.6998 | 7 | 0.69983
87278 | 7.08 | 0.8 | 2018-12-31 | 2019-12-31 | 365 | 6.4899 | 6 | 0.48986
89613 | 4.06 | 0.8 | 2018-12-31 | 2019-12-31 | 365 | 3.7216 | 3 | 0.72158
89614 | 7.2 | 0.8 | 2018-12-31 | 2019-12-31 | 365 | 6.5999 | 6 | 0.59985
89615 | 3.77 | 0.8 | 2018-12-31 | 2019-12-31 | 365 | 3.4558 | 3 | 0.45576
89616 | 8.555 | 0.8 | 2018-12-31 | 2019-12-31 | 365 | 7.8419 | 7 | 0.84191
87391 | 6.195 | 0.8 | 2018-12-31 | 2019-12-31 | 365 | 5.6786 | 5 | 0.67862
87414 | 7.375 | 0.8 | 2018-12-31 | 2019-12-31 | 365 | 6.7603 | 6 | 0.76027
87418 | 6.785 | 0.8 | 2018-12-31 | 2019-12-31 | 365 | 6.2194 | 6 | 0.21945
89589 | 7.705 | 0.8 | 2018-12-31 | 2019-12-31 | 365 | 7.0628 | 7 | 0.062761
89617 | 5.31 | 0.8 | 2018-12-31 | 2019-12-31 | 365 | 4.8674 | 4 | 0.86739
89754 | 5.1 | 0.8 | 2018-12-31 | 2019-12-31 | 365 | 4.6749 | 4 | 0.6749
91107 | 6 | 0.8 | 2018-12-31 | 2019-12-31 | 365 | 5.4999 | 5 | 0.49988
90107 | 8.85 | 0.8 | 2018-12-31 | 2019-12-31 | 365 | 8.1123 | 8 | 0.11232
90108 | 6.49 | 0.8 | 2018-12-31 | 2019-12-31 | 365 | 5.949 | 5 | 0.94904
89612 | 7.5 | 0.8 | 2018-12-31 | 2019-12-31 | 365 | 6.8748 | 6 | 0.87485
356 | 11.118 | 1 | 2018-12-31 | 2019-12-31 | 365 | 12.7391 | 12 | 0.73909
312 | 6.5 | 1 | 2018-12-31 | 2019-12-31 | 365 | 7.4478 | 7 | 0.44775
457 | 9.156 | 1 | 2018-12-31 | 2019-12-31 | 365 | 10.491 | 10 | 0.49102
1720 | 10 | 1 | 2018-12-31 | 2019-12-31 | 365 | 11.4581 | 11 | 0.45808
2487 | 10 | 1 | 2018-12-31 | 2019-12-31 | 365 | 11.4581 | 11 | 0.45808
2651 | 6.75 | 1 | 2018-12-31 | 2019-12-31 | 365 | 7.7342 | 7 | 0.7342
459 | 3.685 | 1 | 2018-12-31 | 2019-12-31 | 365 | 4.2223 | 4 | 0.2223
1031 | 4.5 | 1 | 2018-12-31 | 2019-12-31 | 365 | 5.1561 | 5 | 0.15614
4335 | 4.8 | 1 | 2018-12-31 | 2019-12-31 | 365 | 5.4999 | 5 | 0.49988
2185 | 4.32 | 1 | 2018-12-31 | 2019-12-31 | 365 | 4.9499 | 4 | 0.94989
3495 | 20.16 | 1 | 2018-12-31 | 2019-12-31 | 365 | 23.0995 | 23 | 0.099489
5036 | 5.04 | 1 | 2018-12-31 | 2019-12-31 | 365 | 5.7749 | 5 | 0.77487
5035 | 6.72 | 1 | 2018-12-31 | 2019-12-31 | 365 | 7.6998 | 7 | 0.69983
5020 | 9.81 | 1 | 2018-12-31 | 2019-12-31 | 365 | 11.2404 | 11 | 0.24038
908 | 8.04 | 1 | 2018-12-31 | 2019-12-31 | 365 | 9.2123 | 9 | 0.2123
5037 | 9.98 | 1 | 2018-12-31 | 2019-12-31 | 365 | 11.4352 | 11 | 0.43516
12671 | 13.92 | 1 | 2018-12-31 | 2019-12-31 | 365 | 15.9496 | 15 | 0.94965
10993 | 8.1 | 1 | 2018-12-31 | 2019-12-31 | 365 | 9.281 | 9 | 0.28104
5034 | 10 | 1 | 2018-12-31 | 2019-12-31 | 365 | 11.4581 | 11 | 0.45808
10994 | 9.98 | 1 | 2018-12-31 | 2019-12-31 | 365 | 11.4352 | 11 | 0.43516
22316 | 10.92 | 1 | 2018-12-31 | 2019-12-31 | 365 | 12.5122 | 12 | 0.51222
16174 | 8.97 | 1 | 2018-12-31 | 2019-12-31 | 365 | 10.2779 | 10 | 0.2779
27229 | 8.415 | 1 | 2018-12-31 | 2019-12-31 | 365 | 9.642 | 9 | 0.64197
25953 | 7.2 | 1 | 2018-12-31 | 2019-12-31 | 365 | 8.2498 | 8 | 0.24982
17388 | 10 | 1 | 2018-12-31 | 2019-12-31 | 365 | 11.4581 | 11 | 0.45808
4341 | 10 | 1 | 2018-12-31 | 2019-12-31 | 365 | 11.4581 | 11 | 0.45808
27114 | 5.7 | 1 | 2018-12-31 | 2019-12-31 | 365 | 6.5311 | 6 | 0.53111
27620 | 6.54 | 1 | 2018-12-31 | 2019-12-31 | 365 | 7.4936 | 7 | 0.49358
28446 | 4.2 | 1 | 2018-12-31 | 2019-12-31 | 365 | 4.8124 | 4 | 0.81239
50181 | 7.2 | 1 | 2018-12-31 | 2019-12-31 | 365 | 8.2498 | 8 | 0.24982
53689 | 5.4 | 1 | 2018-12-31 | 2019-12-31 | 365 | 6.1874 | 6 | 0.18736
32949 | 7.2 | 1 | 2018-12-31 | 2019-12-31 | 365 | 8.2498 | 8 | 0.24982
50132 | 7.98 | 1 | 2018-12-31 | 2019-12-31 | 365 | 9.1435 | 9 | 0.14355
44675 | 152.75 | 0.9 | 2018-12-31 | 2019-12-31 | 365 | 157.52 | 157 | 0.51995
48509 | 5.67 | 1 | 2018-12-31 | 2019-12-31 | 365 | 6.4967 | 6 | 0.49673
62539 | 6 | 1 | 2018-12-31 | 2019-12-31 | 365 | 6.8748 | 6 | 0.87485
61165 | 8.1 | 1 | 2018-12-31 | 2019-12-31 | 365 | 9.281 | 9 | 0.28104
57992 | 6.48 | 1 | 2018-12-31 | 2019-12-31 | 365 | 7.4248 | 7 | 0.42484
63542 | 5.4 | 1 | 2018-12-31 | 2019-12-31 | 365 | 6.1874 | 6 | 0.18736
10986 | 2062.08 | 1 | 2018-12-31 | 2019-12-31 | 365 | 2362.7478 | 2362 | 0.74776
63138 | 6 | 1 | 2018-12-31 | 2019-12-31 | 365 | 6.8748 | 6 | 0.87485
67392 | 7.521 | 0.8 | 2018-12-31 | 2019-12-31 | 365 | 6.8941 | 6 | 0.8941
68931 | 7.155 | 0.8 | 2018-12-31 | 2019-12-31 | 365 | 6.5586 | 6 | 0.5586
72605 | 5.5 | 0.8 | 2018-12-31 | 2019-12-31 | 365 | 5.0416 | 5 | 0.041555
73346 | 7.2 | 0.8 | 2018-12-31 | 2019-12-31 | 365 | 6.5999 | 6 | 0.59985
75869 | 3.2 | 0.8 | 2018-12-31 | 2019-12-31 | 365 | 2.9333 | 2 | 0.93327
78314 | 9.9 | 0.8 | 2018-12-31 | 2019-12-31 | 365 | 9.0748 | 9 | 0.074799
78351 | 9.9 | 0.8 | 2018-12-31 | 2019-12-31 | 365 | 9.0748 | 9 | 0.074799
78045 | 8.25 | 0.8 | 2018-12-31 | 2019-12-31 | 365 | 7.5623 | 7 | 0.56233
75197 | 24.852 | 0.8 | 2018-12-31 | 2019-12-31 | 365 | 22.7805 | 22 | 0.7805
78058 | 9.92 | 0.8 | 2018-12-31 | 2019-12-31 | 365 | 9.0931 | 9 | 0.093132
79788 | 5.28 | 0.8 | 2018-12-31 | 2019-12-31 | 365 | 4.8399 | 4 | 0.83989
79800 | 7.04 | 0.8 | 2018-12-31 | 2019-12-31 | 365 | 6.4532 | 6 | 0.45319
80301 | 4.55 | 0.8 | 2018-12-31 | 2019-12-31 | 365 | 4.1707 | 4 | 0.17074
80237 | 7.68 | 0.8 | 2018-12-31 | 2019-12-31 | 365 | 7.0398 | 7 | 0.039844
80996 | 3.9 | 0.8 | 2018-12-31 | 2019-12-31 | 365 | 3.5749 | 3 | 0.57492
80792 | 6.83 | 0.8 | 2018-12-31 | 2019-12-31 | 365 | 6.2607 | 6 | 0.26069
81542 | 9.92 | 0.8 | 2018-12-31 | 2019-12-31 | 365 | 9.0931 | 9 | 0.093132
81611 | 9.72 | 0.8 | 2018-12-31 | 2019-12-31 | 365 | 8.9098 | 8 | 0.9098
81892 | 784.08 | 0.6 | 2018-12-31 | 2019-12-31 | 365 | 539.0431 | 539 | 0.043082
79863 | 9.9 | 0.8 | 2018-12-31 | 2019-12-31 | 365 | 9.0748 | 9 | 0.074799
83159 | 8.4 | 0.8 | 2018-12-31 | 2019-12-31 | 365 | 7.6998 | 7 | 0.69983
83828 | 2.88 | 0.8 | 2018-12-31 | 2019-12-31 | 365 | 2.6399 | 2 | 0.63994
83870 | 7.04 | 0.8 | 2018-12-31 | 2019-12-31 | 365 | 6.4532 | 6 | 0.45319
83954 | 9.92 | 0.8 | 2018-12-31 | 2019-12-31 | 365 | 9.0931 | 9 | 0.093132
79804 | 5.12 | 0.8 | 2018-12-31 | 2019-12-31 | 365 | 4.6932 | 4 | 0.69323
79833 | 4.96 | 0.8 | 2018-12-31 | 2019-12-31 | 365 | 4.5466 | 4 | 0.54657
81922 | 7.83 | 0.8 | 2018-12-31 | 2019-12-31 | 365 | 7.1773 | 7 | 0.17734
83107 | 11.7 | 0.8 | 2018-12-31 | 2019-12-31 | 365 | 10.7248 | 10 | 0.72476
79387 | 15.9 | 0.8 | 2018-12-31 | 2019-12-31 | 365 | 14.5747 | 14 | 0.57468
80158 | 3876.48 | 0.65 | 2018-12-31 | 2019-12-31 | 365 | 2887.1062 | 2887 | 0.10617
87398 | 9.24 | 0.8 | 2018-12-31 | 2019-12-31 | 365 | 8.4698 | 8 | 0.46981
87561 | 4.48 | 0.8 | 2018-12-31 | 2019-12-31 | 365 | 4.1066 | 4 | 0.10658
87400 | 2.64 | 0.8 | 2018-12-31 | 2019-12-31 | 365 | 2.4199 | 2 | 0.41995
88647 | 4.8 | 0.8 | 2018-12-31 | 2019-12-31 | 365 | 4.3999 | 4 | 0.3999
89101 | 6 | 0.8 | 2018-12-31 | 2019-12-31 | 365 | 5.4999 | 5 | 0.49988
90764 | 8.64 | 0.8 | 2018-12-31 | 2019-12-31 | 365 | 7.9198 | 7 | 0.91982
365 | 4.9 | 1 | 2018-12-31 | 2019-12-31 | 365 | 5.6145 | 5 | 0.61446
366 | 5.145 | 1 | 2018-12-31 | 2019-12-31 | 365 | 5.8952 | 5 | 0.89518
1752 | 3.92 | 1 | 2018-12-31 | 2019-12-31 | 365 | 4.4916 | 4 | 0.49157
2279 | 5.5 | 1 | 2018-12-31 | 2019-12-31 | 365 | 6.3019 | 6 | 0.30194
367 | 8.32 | 1 | 2018-12-31 | 2019-12-31 | 365 | 9.5331 | 9 | 0.53312
3160 | 5.25 | 1 | 2018-12-31 | 2019-12-31 | 365 | 6.0155 | 6 | 0.015492
368 | 5.76 | 1 | 2018-12-31 | 2019-12-31 | 365 | 6.5999 | 6 | 0.59985
369 | 9 | 1 | 2018-12-31 | 2019-12-31 | 365 | 10.3123 | 10 | 0.31227
370 | 4 | 1 | 2018-12-31 | 2019-12-31 | 365 | 4.5832 | 4 | 0.58323
372 | 7.105 | 1 | 2018-12-31 | 2019-12-31 | 365 | 8.141 | 8 | 0.14097
373 | 4.9 | 1 | 2018-12-31 | 2019-12-31 | 365 | 5.6145 | 5 | 0.61446
3175 | 7.84 | 1 | 2018-12-31 | 2019-12-31 | 365 | 8.9831 | 8 | 0.98313
3156 | 4.5 | 1 | 2018-12-31 | 2019-12-31 | 365 | 5.1561 | 5 | 0.15614
375 | 9.36 | 1 | 2018-12-31 | 2019-12-31 | 365 | 10.7248 | 10 | 0.72476
1759 | 8.085 | 1 | 2018-12-31 | 2019-12-31 | 365 | 9.2639 | 9 | 0.26386
1722 | 5.88 | 1 | 2018-12-31 | 2019-12-31 | 365 | 6.7374 | 6 | 0.73735
1721 | 5.75 | 1 | 2018-12-31 | 2019-12-31 | 365 | 6.5884 | 6 | 0.5884
2022 | 5.5 | 1 | 2018-12-31 | 2019-12-31 | 365 | 6.3019 | 6 | 0.30194
2254 | 4.9 | 1 | 2018-12-31 | 2019-12-31 | 365 | 5.6145 | 5 | 0.61446
2080 | 6.5 | 1 | 2018-12-31 | 2019-12-31 | 365 | 7.4478 | 7 | 0.44775
1726 | 9 | 1 | 2018-12-31 | 2019-12-31 | 365 | 10.3123 | 10 | 0.31227
3167 | 12.75 | 1 | 2018-12-31 | 2019-12-31 | 365 | 14.6091 | 14 | 0.60905
378 | 2.94 | 1 | 2018-12-31 | 2019-12-31 | 365 | 3.3687 | 3 | 0.36868
376 | 5.25 | 1 | 2018-12-31 | 2019-12-31 | 365 | 6.0155 | 6 | 0.015492
377 | 5.5 | 1 | 2018-12-31 | 2019-12-31 | 365 | 6.3019 | 6 | 0.30194
379 | 9.8 | 1 | 2018-12-31 | 2019-12-31 | 365 | 11.2289 | 11 | 0.22892
1727 | 5 | 1 | 2018-12-31 | 2019-12-31 | 365 | 5.729 | 5 | 0.72904
805 | 6.5 | 1 | 2018-12-31 | 2019-12-31 | 365 | 7.4478 | 7 | 0.44775
4832 | 4.75 | 1 | 2018-12-31 | 2019-12-31 | 365 | 5.4426 | 5 | 0.44259
811 | 3.5 | 1 | 2018-12-31 | 2019-12-31 | 365 | 4.0103 | 4 | 0.010328
807 | 7.5 | 1 | 2018-12-31 | 2019-12-31 | 365 | 8.5936 | 8 | 0.59356
1090 | 6 | 1 | 2018-12-31 | 2019-12-31 | 365 | 6.8748 | 6 | 0.87485
806 | 4 | 1 | 2018-12-31 | 2019-12-31 | 365 | 4.5832 | 4 | 0.58323
2217 | 10 | 1 | 2018-12-31 | 2019-12-31 | 365 | 11.4581 | 11 | 0.45808
2062 | 8.5 | 1 | 2018-12-31 | 2019-12-31 | 365 | 9.7394 | 9 | 0.73937
3163 | 7.5 | 1 | 2018-12-31 | 2019-12-31 | 365 | 8.5936 | 8 | 0.59356
2220 | 5.88 | 1 | 2018-12-31 | 2019-12-31 | 365 | 6.7374 | 6 | 0.73735
1716 | 6.615 | 1 | 2018-12-31 | 2019-12-31 | 365 | 7.5795 | 7 | 0.57952
2300 | 2.94 | 1 | 2018-12-31 | 2019-12-31 | 365 | 3.3687 | 3 | 0.36868
1756 | 6.37 | 1 | 2018-12-31 | 2019-12-31 | 365 | 7.2988 | 7 | 0.2988
3159 | 4.165 | 1 | 2018-12-31 | 2019-12-31 | 365 | 4.7723 | 4 | 0.77229
1717 | 8.75 | 1 | 2018-12-31 | 2019-12-31 | 365 | 10.0258 | 10 | 0.02582
3171 | 4.41 | 1 | 2018-12-31 | 2019-12-31 | 365 | 5.053 | 5 | 0.053013
808 | 9.18 | 1 | 2018-12-31 | 2019-12-31 | 365 | 10.5185 | 10 | 0.51852
1760 | 7.5 | 1 | 2018-12-31 | 2019-12-31 | 365 | 8.5936 | 8 | 0.59356
2380 | 8.16 | 1 | 2018-12-31 | 2019-12-31 | 365 | 9.3498 | 9 | 0.34979
2066 | 8.16 | 1 | 2018-12-31 | 2019-12-31 | 365 | 9.3498 | 9 | 0.34979
2023 | 5.61 | 1 | 2018-12-31 | 2019-12-31 | 365 | 6.428 | 6 | 0.42798
1123 | 8.75 | 1 | 2018-12-31 | 2019-12-31 | 365 | 10.0258 | 10 | 0.02582
1093 | 5.355 | 1 | 2018-12-31 | 2019-12-31 | 365 | 6.1358 | 6 | 0.1358
1096 | 6.25 | 1 | 2018-12-31 | 2019-12-31 | 365 | 7.1613 | 7 | 0.1613
1559 | 7.75 | 1 | 2018-12-31 | 2019-12-31 | 365 | 8.88 | 8 | 0.88001
1532 | 7.5 | 1 | 2018-12-31 | 2019-12-31 | 365 | 8.5936 | 8 | 0.59356
2065 | 9.18 | 1 | 2018-12-31 | 2019-12-31 | 365 | 10.5185 | 10 | 0.51852
1097 | 7.395 | 1 | 2018-12-31 | 2019-12-31 | 365 | 8.4733 | 8 | 0.47325
814 | 6.615 | 1 | 2018-12-31 | 2019-12-31 | 365 | 7.5795 | 7 | 0.57952
816 | 7.14 | 1 | 2018-12-31 | 2019-12-31 | 365 | 8.1811 | 8 | 0.18107
817 | 8.925 | 1 | 2018-12-31 | 2019-12-31 | 365 | 10.2263 | 10 | 0.22634
2379 | 5.355 | 1 | 2018-12-31 | 2019-12-31 | 365 | 6.1358 | 6 | 0.1358
818 | 6.375 | 1 | 2018-12-31 | 2019-12-31 | 365 | 7.3045 | 7 | 0.30453
1119 | 7.14 | 1 | 2018-12-31 | 2019-12-31 | 365 | 8.1811 | 8 | 0.18107
1534 | 5.355 | 1 | 2018-12-31 | 2019-12-31 | 365 | 6.1358 | 6 | 0.1358
1112 | 10.2 | 1 | 2018-12-31 | 2019-12-31 | 365 | 11.6872 | 11 | 0.68724
2377 | 3.43 | 1 | 2018-12-31 | 2019-12-31 | 365 | 3.9301 | 3 | 0.93012
809 | 4.845 | 1 | 2018-12-31 | 2019-12-31 | 365 | 5.5514 | 5 | 0.55144
812 | 6.37 | 1 | 2018-12-31 | 2019-12-31 | 365 | 7.2988 | 7 | 0.2988
1370 | 7.5 | 1 | 2018-12-31 | 2019-12-31 | 365 | 8.5936 | 8 | 0.59356
2063 | 3.75 | 1 | 2018-12-31 | 2019-12-31 | 365 | 4.2968 | 4 | 0.29678
3157 | 4.9 | 1 | 2018-12-31 | 2019-12-31 | 365 | 5.6145 | 5 | 0.61446
813 | 5.1 | 1 | 2018-12-31 | 2019-12-31 | 365 | 5.8436 | 5 | 0.84362
2064 | 3.5 | 1 | 2018-12-31 | 2019-12-31 | 365 | 4.0103 | 4 | 0.010328
2255 | 6.12 | 1 | 2018-12-31 | 2019-12-31 | 365 | 7.0123 | 7 | 0.012345
1648 | 6.25 | 1 | 2018-12-31 | 2019-12-31 | 365 | 7.1613 | 7 | 0.1613
1713 | 7.14 | 1 | 2018-12-31 | 2019-12-31 | 365 | 8.1811 | 8 | 0.18107
820 | 4.335 | 1 | 2018-12-31 | 2019-12-31 | 365 | 4.9671 | 4 | 0.96708
2302 | 8.085 | 1 | 2018-12-31 | 2019-12-31 | 365 | 9.2639 | 9 | 0.26386
1723 | 6.25 | 1 | 2018-12-31 | 2019-12-31 | 365 | 7.1613 | 7 | 0.1613
2221 | 3.92 | 1 | 2018-12-31 | 2019-12-31 | 365 | 4.4916 | 4 | 0.49157
1650 | 4.845 | 1 | 2018-12-31 | 2019-12-31 | 365 | 5.5514 | 5 | 0.55144
1714 | 9.75 | 1 | 2018-12-31 | 2019-12-31 | 365 | 11.1716 | 11 | 0.17163
1612 | 6.75 | 1 | 2018-12-31 | 2019-12-31 | 365 | 7.7342 | 7 | 0.7342
1538 | 5.5 | 1 | 2018-12-31 | 2019-12-31 | 365 | 6.3019 | 6 | 0.30194
1095 | 6.885 | 1 | 2018-12-31 | 2019-12-31 | 365 | 7.8889 | 7 | 0.88889
1561 | 6.25 | 1 | 2018-12-31 | 2019-12-31 | 365 | 7.1613 | 7 | 0.1613
1642 | 8.5 | 1 | 2018-12-31 | 2019-12-31 | 365 | 9.7394 | 9 | 0.73937
1644 | 6.25 | 1 | 2018-12-31 | 2019-12-31 | 365 | 7.1613 | 7 | 0.1613
1535 | 3.57 | 1 | 2018-12-31 | 2019-12-31 | 365 | 4.0905 | 4 | 0.090535
1755 | 4.08 | 1 | 2018-12-31 | 2019-12-31 | 365 | 4.6749 | 4 | 0.6749
1098 | 4.75 | 1 | 2018-12-31 | 2019-12-31 | 365 | 5.4426 | 5 | 0.44259
3152 | 4.41 | 1 | 2018-12-31 | 2019-12-31 | 365 | 5.053 | 5 | 0.053013
3158 | 8.5 | 1 | 2018-12-31 | 2019-12-31 | 365 | 9.7394 | 9 | 0.73937
1271 | 4.08 | 1 | 2018-12-31 | 2019-12-31 | 365 | 4.6749 | 4 | 0.6749
3164 | 9 | 1 | 2018-12-31 | 2019-12-31 | 365 | 10.3123 | 10 | 0.31227
1725 | 5.75 | 1 | 2018-12-31 | 2019-12-31 | 365 | 6.5884 | 6 | 0.5884
2374 | 9.5 | 1 | 2018-12-31 | 2019-12-31 | 365 | 10.8852 | 10 | 0.88518
1560 | 8.5 | 1 | 2018-12-31 | 2019-12-31 | 365 | 9.7394 | 9 | 0.73937
1531 | 8.67 | 1 | 2018-12-31 | 2019-12-31 | 365 | 9.9342 | 9 | 0.93416
1611 | 4.5 | 1 | 2018-12-31 | 2019-12-31 | 365 | 5.1561 | 5 | 0.15614
2375 | 4.845 | 1 | 2018-12-31 | 2019-12-31 | 365 | 5.5514 | 5 | 0.55144
3161 | 5.1 | 1 | 2018-12-31 | 2019-12-31 | 365 | 5.8436 | 5 | 0.84362
2218 | 9.5 | 1 | 2018-12-31 | 2019-12-31 | 365 | 10.8852 | 10 | 0.88518
1646 | 5.61 | 1 | 2018-12-31 | 2019-12-31 | 365 | 6.428 | 6 | 0.42798
2378 | 6.25 | 1 | 2018-12-31 | 2019-12-31 | 365 | 7.1613 | 7 | 0.1613
3162 | 12.5 | 1 | 2018-12-31 | 2019-12-31 | 365 | 14.3226 | 14 | 0.3226
1121 | 9 | 1 | 2018-12-31 | 2019-12-31 | 365 | 10.3123 | 10 | 0.31227
1567 | 7 | 1 | 2018-12-31 | 2019-12-31 | 365 | 8.0207 | 8 | 0.020656
1610 | 4.845 | 1 | 2018-12-31 | 2019-12-31 | 365 | 5.5514 | 5 | 0.55144
1711 | 3.57 | 1 | 2018-12-31 | 2019-12-31 | 365 | 4.0905 | 4 | 0.090535
1712 | 4.75 | 1 | 2018-12-31 | 2019-12-31 | 365 | 5.4426 | 5 | 0.44259
1757 | 5.88 | 1 | 2018-12-31 | 2019-12-31 | 365 | 6.7374 | 6 | 0.73735
5003 | 3.92 | 1 | 2018-12-31 | 2019-12-31 | 365 | 4.4916 | 4 | 0.49157
2376 | 3.75 | 1 | 2018-12-31 | 2019-12-31 | 365 | 4.2968 | 4 | 0.29678
3484 | 8.415 | 1 | 2018-12-31 | 2019-12-31 | 365 | 9.642 | 9 | 0.64197
2251 | 9.945 | 1 | 2018-12-31 | 2019-12-31 | 365 | 11.3951 | 11 | 0.39506
2278 | 9.25 | 1 | 2018-12-31 | 2019-12-31 | 365 | 10.5987 | 10 | 0.59872
3577 | 7 | 1 | 2018-12-31 | 2019-12-31 | 365 | 8.0207 | 8 | 0.020656
3682 | 7 | 1 | 2018-12-31 | 2019-12-31 | 365 | 8.0207 | 8 | 0.020656
3970 | 2.25 | 1 | 2018-12-31 | 2019-12-31 | 365 | 2.5781 | 2 | 0.57807
363 | 313.5 | 0.9 | 2018-12-31 | 2019-12-31 | 365 | 323.2897 | 323 | 0.28973
278 | 600 | 0.9 | 2018-12-31 | 2019-12-31 | 365 | 618.7363 | 618 | 0.73632
243 | 97.4 | 0.9 | 2018-12-31 | 2019-12-31 | 365 | 100.4415 | 100 | 0.44153
241 | 69.3 | 1 | 2018-12-31 | 2019-12-31 | 365 | 79.4045 | 79 | 0.40449
26053 | 1390.8 | 1 | 2018-12-31 | 2019-12-31 | 365 | 1593.5898 | 1593 | 0.58977
26057 | 1390.8 | 1 | 2018-12-31 | 2019-12-31 | 365 | 1593.5898 | 1593 | 0.58977
27284 | 21.58 | 1 | 2018-12-31 | 2019-12-31 | 365 | 24.7265 | 24 | 0.72654
25283 | 71.76 | 1 | 2018-12-31 | 2019-12-31 | 365 | 82.2232 | 82 | 0.22318
60016 | 44.16 | 1 | 2018-12-31 | 2019-12-31 | 365 | 50.5989 | 50 | 0.59888
165 | 256 | 0.9 | 2018-12-31 | 2019-12-31 | 365 | 263.9942 | 263 | 0.99416
166 | 186 | 0.9 | 2018-12-31 | 2019-12-31 | 365 | 191.8083 | 191 | 0.80826
799 | 1020.24 | 0.9 | 2018-12-31 | 2019-12-31 | 365 | 1052.0992 | 1052 | 0.099239
7456 | 15 | 1 | 2018-12-31 | 2019-12-31 | 365 | 17.1871 | 17 | 0.18712
3814 | 5 | 1 | 2018-12-31 | 2019-12-31 | 365 | 5.729 | 5 | 0.72904
2478 | 5.46 | 1 | 2018-12-31 | 2019-12-31 | 365 | 6.2561 | 6 | 0.25611
1831 | 3.975 | 1 | 2018-12-31 | 2019-12-31 | 365 | 4.5546 | 4 | 0.55459
887 | 3.924 | 1 | 2018-12-31 | 2019-12-31 | 365 | 4.4962 | 4 | 0.49615
2203 | 14.75 | 1 | 2018-12-31 | 2019-12-31 | 365 | 16.9007 | 16 | 0.90067
14046 | 7 | 1 | 2018-12-31 | 2019-12-31 | 365 | 8.0207 | 8 | 0.020656
4516 | 5 | 1 | 2018-12-31 | 2019-12-31 | 365 | 5.729 | 5 | 0.72904
2201 | 7.25 | 1 | 2018-12-31 | 2019-12-31 | 365 | 8.3071 | 8 | 0.30711
10603 | 4.5 | 1 | 2018-12-31 | 2019-12-31 | 365 | 5.1561 | 5 | 0.15614
2429 | 4.4 | 1 | 2018-12-31 | 2019-12-31 | 365 | 5.0416 | 5 | 0.041555
899 | 5.886 | 1 | 2018-12-31 | 2019-12-31 | 365 | 6.7442 | 6 | 0.74423
888 | 11.76 | 1 | 2018-12-31 | 2019-12-31 | 365 | 13.4747 | 13 | 0.4747
2336 | 6.76 | 1 | 2018-12-31 | 2019-12-31 | 365 | 7.7457 | 7 | 0.74566
1422 | 9.9 | 1 | 2018-12-31 | 2019-12-31 | 365 | 11.3435 | 11 | 0.3435
1557 | 13.734 | 1 | 2018-12-31 | 2019-12-31 | 365 | 15.7365 | 15 | 0.73653
2106 | 3 | 1 | 2018-12-31 | 2019-12-31 | 365 | 3.4374 | 3 | 0.43742
2107 | 7.425 | 1 | 2018-12-31 | 2019-12-31 | 365 | 8.5076 | 8 | 0.50762
1497 | 3.975 | 1 | 2018-12-31 | 2019-12-31 | 365 | 4.5546 | 4 | 0.55459
3948 | 9 | 1 | 2018-12-31 | 2019-12-31 | 365 | 10.3123 | 10 | 0.31227
3116 | 4.95 | 1 | 2018-12-31 | 2019-12-31 | 365 | 5.6717 | 5 | 0.67175
2198 | 8.4 | 1 | 2018-12-31 | 2019-12-31 | 365 | 9.6248 | 9 | 0.62479
886 | 7.848 | 1 | 2018-12-31 | 2019-12-31 | 365 | 8.9923 | 8 | 0.9923
5134 | 4 | 1 | 2018-12-31 | 2019-12-31 | 365 | 4.5832 | 4 | 0.58323
2110 | 4.95 | 1 | 2018-12-31 | 2019-12-31 | 365 | 5.6717 | 5 | 0.67175
2689 | 7.848 | 1 | 2018-12-31 | 2019-12-31 | 365 | 8.9923 | 8 | 0.9923
1324 | 10.35 | 1 | 2018-12-31 | 2019-12-31 | 365 | 11.8591 | 11 | 0.85911
1794 | 7.848 | 1 | 2018-12-31 | 2019-12-31 | 365 | 8.9923 | 8 | 0.9923
2428 | 5.886 | 1 | 2018-12-31 | 2019-12-31 | 365 | 6.7442 | 6 | 0.74423
2792 | 8.28 | 1 | 2018-12-31 | 2019-12-31 | 365 | 9.4873 | 9 | 0.48729
37538 | 6.75 | 1 | 2018-12-31 | 2019-12-31 | 365 | 7.7342 | 7 | 0.7342
6923 | 12 | 1 | 2018-12-31 | 2019-12-31 | 365 | 13.7497 | 13 | 0.7497
2996 | 7.7 | 1 | 2018-12-31 | 2019-12-31 | 365 | 8.8227 | 8 | 0.82272
1498 | 10.8 | 1 | 2018-12-31 | 2019-12-31 | 365 | 12.3747 | 12 | 0.37473
4486 | 9.62 | 1 | 2018-12-31 | 2019-12-31 | 365 | 11.0227 | 11 | 0.022673
4101 | 6.72 | 1 | 2018-12-31 | 2019-12-31 | 365 | 7.6998 | 7 | 0.69983
3370 | 5 | 1 | 2018-12-31 | 2019-12-31 | 365 | 5.729 | 5 | 0.72904
3679 | 8.7 | 1 | 2018-12-31 | 2019-12-31 | 365 | 9.9685 | 9 | 0.96853
3813 | 14.82 | 1 | 2018-12-31 | 2019-12-31 | 365 | 16.9809 | 16 | 0.98087
32052 | 5.04 | 1 | 2018-12-31 | 2019-12-31 | 365 | 5.7749 | 5 | 0.77487
10208 | 9.405 | 1 | 2018-12-31 | 2019-12-31 | 365 | 10.7763 | 10 | 0.77632
2793 | 6.555 | 1 | 2018-12-31 | 2019-12-31 | 365 | 7.5108 | 7 | 0.51077
5636 | 10 | 1 | 2018-12-31 | 2019-12-31 | 365 | 11.4581 | 11 | 0.45808
9466 | 4.675 | 1 | 2018-12-31 | 2019-12-31 | 365 | 5.3567 | 5 | 0.35665
16672 | 12 | 1 | 2018-12-31 | 2019-12-31 | 365 | 13.7497 | 13 | 0.7497
4850 | 8.04 | 1 | 2018-12-31 | 2019-12-31 | 365 | 9.2123 | 9 | 0.2123
29200 | 5.06 | 1 | 2018-12-31 | 2019-12-31 | 365 | 5.7978 | 5 | 0.79779
4586 | 4.95 | 1 | 2018-12-31 | 2019-12-31 | 365 | 5.6717 | 5 | 0.67175
10211 | 10.92 | 1 | 2018-12-31 | 2019-12-31 | 365 | 12.5122 | 12 | 0.51222
3369 | 7.65 | 1 | 2018-12-31 | 2019-12-31 | 365 | 8.7654 | 8 | 0.76543
4100 | 8.28 | 1 | 2018-12-31 | 2019-12-31 | 365 | 9.4873 | 9 | 0.48729
4529 | 9.045 | 1 | 2018-12-31 | 2019-12-31 | 365 | 10.3638 | 10 | 0.36383
16691 | 7.25 | 1 | 2018-12-31 | 2019-12-31 | 365 | 8.3071 | 8 | 0.30711
24145 | 7.7 | 1 | 2018-12-31 | 2019-12-31 | 365 | 8.8227 | 8 | 0.82272
19341 | 3.025 | 1 | 2018-12-31 | 2019-12-31 | 365 | 3.4661 | 3 | 0.46607
20137 | 5.25 | 1 | 2018-12-31 | 2019-12-31 | 365 | 6.0155 | 6 | 0.015492
2900 | 12.42 | 1 | 2018-12-31 | 2019-12-31 | 365 | 14.2309 | 14 | 0.23094
10766 | 3.3 | 1 | 2018-12-31 | 2019-12-31 | 365 | 3.7812 | 3 | 0.78117
37569 | 4 | 1 | 2018-12-31 | 2019-12-31 | 365 | 4.5832 | 4 | 0.58323
10125 | 7.7 | 1 | 2018-12-31 | 2019-12-31 | 365 | 8.8227 | 8 | 0.82272
5135 | 2.25 | 1 | 2018-12-31 | 2019-12-31 | 365 | 2.5781 | 2 | 0.57807
1649 | 3.3 | 1 | 2018-12-31 | 2019-12-31 | 365 | 3.7812 | 3 | 0.78117
41671 | 9 | 1 | 2018-12-31 | 2019-12-31 | 365 | 10.3123 | 10 | 0.31227
37559 | 3.575 | 1 | 2018-12-31 | 2019-12-31 | 365 | 4.0963 | 4 | 0.096264
5368 | 4.95 | 1 | 2018-12-31 | 2019-12-31 | 365 | 5.6717 | 5 | 0.67175
2642 | 3.45 | 1 | 2018-12-31 | 2019-12-31 | 365 | 3.953 | 3 | 0.95304
2267 | 33.48 | 0.9 | 2018-12-31 | 2019-12-31 | 365 | 34.5255 | 34 | 0.52549
12413 | 9 | 1 | 2018-12-31 | 2019-12-31 | 365 | 10.3123 | 10 | 0.31227
18780 | 7.7 | 1 | 2018-12-31 | 2019-12-31 | 365 | 8.8227 | 8 | 0.82272
9264 | 6.6 | 1 | 2018-12-31 | 2019-12-31 | 365 | 7.5623 | 7 | 0.56233
19780 | 6 | 1 | 2018-12-31 | 2019-12-31 | 365 | 6.8748 | 6 | 0.87485
5739 | 3.27 | 1 | 2018-12-31 | 2019-12-31 | 365 | 3.7468 | 3 | 0.74679
19043 | 6.72 | 1 | 2018-12-31 | 2019-12-31 | 365 | 7.6998 | 7 | 0.69983
11811 | 3.36 | 1 | 2018-12-31 | 2019-12-31 | 365 | 3.8499 | 3 | 0.84991
5596 | 9.5 | 1 | 2018-12-31 | 2019-12-31 | 365 | 10.8852 | 10 | 0.88518
7752 | 11.7 | 1 | 2018-12-31 | 2019-12-31 | 365 | 13.406 | 13 | 0.40595
10763 | 5.07 | 1 | 2018-12-31 | 2019-12-31 | 365 | 5.8092 | 5 | 0.80925
5673 | 4.95 | 1 | 2018-12-31 | 2019-12-31 | 365 | 5.6717 | 5 | 0.67175
6154 | 8.25 | 1 | 2018-12-31 | 2019-12-31 | 365 | 9.4529 | 9 | 0.45292
5674 | 7.2 | 1 | 2018-12-31 | 2019-12-31 | 365 | 8.2498 | 8 | 0.24982
11497 | 6.72 | 1 | 2018-12-31 | 2019-12-31 | 365 | 7.6998 | 7 | 0.69983
6930 | 8.845 | 1 | 2018-12-31 | 2019-12-31 | 365 | 10.1347 | 10 | 0.13467
11371 | 9.72 | 1 | 2018-12-31 | 2019-12-31 | 365 | 11.1373 | 11 | 0.13725
7096 | 13.11 | 1 | 2018-12-31 | 2019-12-31 | 365 | 15.0215 | 15 | 0.021543
6940 | 6.21 | 1 | 2018-12-31 | 2019-12-31 | 365 | 7.1155 | 7 | 0.11547
13282 | 14.3 | 1 | 2018-12-31 | 2019-12-31 | 365 | 16.3851 | 16 | 0.38505
12916 | 5.67 | 1 | 2018-12-31 | 2019-12-31 | 365 | 6.4967 | 6 | 0.49673
12881 | 5.5 | 1 | 2018-12-31 | 2019-12-31 | 365 | 6.3019 | 6 | 0.30194
12882 | 6.5 | 1 | 2018-12-31 | 2019-12-31 | 365 | 7.4478 | 7 | 0.44775
29973 | 9.9 | 1 | 2018-12-31 | 2019-12-31 | 365 | 11.3435 | 11 | 0.3435
13537 | 7.848 | 1 | 2018-12-31 | 2019-12-31 | 365 | 8.9923 | 8 | 0.9923
10053 | 5.175 | 1 | 2018-12-31 | 2019-12-31 | 365 | 5.9296 | 5 | 0.92956
10602 | 8.829 | 1 | 2018-12-31 | 2019-12-31 | 365 | 10.1163 | 10 | 0.11634
16680 | 6.54 | 1 | 2018-12-31 | 2019-12-31 | 365 | 7.4936 | 7 | 0.49358
11137 | 4.905 | 1 | 2018-12-31 | 2019-12-31 | 365 | 5.6202 | 5 | 0.62019
24615 | 3.27 | 1 | 2018-12-31 | 2019-12-31 | 365 | 3.7468 | 3 | 0.74679
20430 | 5.175 | 1 | 2018-12-31 | 2019-12-31 | 365 | 5.9296 | 5 | 0.92956
53936 | 5.25 | 1 | 2018-12-31 | 2019-12-31 | 365 | 6.0155 | 6 | 0.015492
18880 | 11.04 | 1 | 2018-12-31 | 2019-12-31 | 365 | 12.6497 | 12 | 0.64972
18892 | 7.59 | 1 | 2018-12-31 | 2019-12-31 | 365 | 8.6967 | 8 | 0.69668
17450 | 14.145 | 1 | 2018-12-31 | 2019-12-31 | 365 | 16.2075 | 16 | 0.20745
8822 | 4.83 | 1 | 2018-12-31 | 2019-12-31 | 365 | 5.5343 | 5 | 0.53425
8820 | 5.175 | 1 | 2018-12-31 | 2019-12-31 | 365 | 5.9296 | 5 | 0.92956
15188 | 2.75 | 1 | 2018-12-31 | 2019-12-31 | 365 | 3.151 | 3 | 0.15097
24616 | 5.232 | 1 | 2018-12-31 | 2019-12-31 | 365 | 5.9949 | 5 | 0.99487
15921 | 6.44 | 1 | 2018-12-31 | 2019-12-31 | 365 | 7.379 | 7 | 0.379
20192 | 2.616 | 1 | 2018-12-31 | 2019-12-31 | 365 | 2.9974 | 2 | 0.99743
10867 | 7.245 | 1 | 2018-12-31 | 2019-12-31 | 365 | 8.3014 | 8 | 0.30138
13950 | 3.92 | 1 | 2018-12-31 | 2019-12-31 | 365 | 4.4916 | 4 | 0.49157
17082 | 6.03 | 1 | 2018-12-31 | 2019-12-31 | 365 | 6.9092 | 6 | 0.90922
10771 | 12 | 1 | 2018-12-31 | 2019-12-31 | 365 | 13.7497 | 13 | 0.7497
10776 | 9.38 | 1 | 2018-12-31 | 2019-12-31 | 365 | 10.7477 | 10 | 0.74768
12455 | 6.54 | 1 | 2018-12-31 | 2019-12-31 | 365 | 7.4936 | 7 | 0.49358
13283 | 9.81 | 1 | 2018-12-31 | 2019-12-31 | 365 | 11.2404 | 11 | 0.24038
17433 | 4.578 | 1 | 2018-12-31 | 2019-12-31 | 365 | 5.2455 | 5 | 0.24551
19710 | 6.6 | 1 | 2018-12-31 | 2019-12-31 | 365 | 7.5623 | 7 | 0.56233
14019 | 3.924 | 1 | 2018-12-31 | 2019-12-31 | 365 | 4.4962 | 4 | 0.49615
24137 | 6.21 | 1 | 2018-12-31 | 2019-12-31 | 365 | 7.1155 | 7 | 0.11547
13774 | 5 | 1 | 2018-12-31 | 2019-12-31 | 365 | 5.729 | 5 | 0.72904
5677 | 7.194 | 1 | 2018-12-31 | 2019-12-31 | 365 | 8.2429 | 8 | 0.24294
6593 | 6.6 | 1 | 2018-12-31 | 2019-12-31 | 365 | 7.5623 | 7 | 0.56233
26630 | 8.16 | 1 | 2018-12-31 | 2019-12-31 | 365 | 9.3498 | 9 | 0.34979
15925 | 7.95 | 1 | 2018-12-31 | 2019-12-31 | 365 | 9.1092 | 9 | 0.10917
13281 | 6.05 | 1 | 2018-12-31 | 2019-12-31 | 365 | 6.9321 | 6 | 0.93214
26171 | 9.045 | 1 | 2018-12-31 | 2019-12-31 | 365 | 10.3638 | 10 | 0.36383
20761 | 9.075 | 1 | 2018-12-31 | 2019-12-31 | 365 | 10.3982 | 10 | 0.39821
17770 | 7.84 | 1 | 2018-12-31 | 2019-12-31 | 365 | 8.9831 | 8 | 0.98313
23997 | 5.9 | 1 | 2018-12-31 | 2019-12-31 | 365 | 6.7603 | 6 | 0.76027
25793 | 7.15 | 1 | 2018-12-31 | 2019-12-31 | 365 | 8.1925 | 8 | 0.19253
15918 | 5.98 | 1 | 2018-12-31 | 2019-12-31 | 365 | 6.8519 | 6 | 0.85193
36325 | 4.905 | 1 | 2018-12-31 | 2019-12-31 | 365 | 5.6202 | 5 | 0.62019
19430 | 5.175 | 1 | 2018-12-31 | 2019-12-31 | 365 | 5.9296 | 5 | 0.92956
23183 | 7.705 | 1 | 2018-12-31 | 2019-12-31 | 365 | 8.8285 | 8 | 0.82845
17165 | 11.2 | 1 | 2018-12-31 | 2019-12-31 | 365 | 12.833 | 12 | 0.83305
26176 | 10 | 1 | 2018-12-31 | 2019-12-31 | 365 | 11.4581 | 11 | 0.45808
20762 | 3.924 | 1 | 2018-12-31 | 2019-12-31 | 365 | 4.4962 | 4 | 0.49615
29970 | 11.4 | 1 | 2018-12-31 | 2019-12-31 | 365 | 13.0622 | 13 | 0.062211
37471 | 10.464 | 1 | 2018-12-31 | 2019-12-31 | 365 | 11.9897 | 11 | 0.98973
20172 | 5.6 | 1 | 2018-12-31 | 2019-12-31 | 365 | 6.4165 | 6 | 0.41652
17081 | 9.6 | 1 | 2018-12-31 | 2019-12-31 | 365 | 10.9998 | 10 | 0.99976
27167 | 6.16 | 1 | 2018-12-31 | 2019-12-31 | 365 | 7.0582 | 7 | 0.058177
20405 | 10 | 1 | 2018-12-31 | 2019-12-31 | 365 | 11.4581 | 11 | 0.45808
13957 | 9.18 | 1 | 2018-12-31 | 2019-12-31 | 365 | 10.5185 | 10 | 0.51852
19344 | 7.935 | 1 | 2018-12-31 | 2019-12-31 | 365 | 9.092 | 9 | 0.091986
28998 | 12.426 | 1 | 2018-12-31 | 2019-12-31 | 365 | 14.2378 | 14 | 0.23781
6178 | 27 | 0.9 | 2018-12-31 | 2019-12-31 | 365 | 27.8431 | 27 | 0.84313
6742 | 27 | 0.9 | 2018-12-31 | 2019-12-31 | 365 | 27.8431 | 27 | 0.84313
17437 | 4.52 | 1 | 2018-12-31 | 2019-12-31 | 365 | 5.1791 | 5 | 0.17905
16682 | 3.924 | 1 | 2018-12-31 | 2019-12-31 | 365 | 4.4962 | 4 | 0.49615
16825 | 24.6 | 1 | 2018-12-31 | 2019-12-31 | 365 | 28.1869 | 28 | 0.18688
16862 | 9.8 | 1 | 2018-12-31 | 2019-12-31 | 365 | 11.2289 | 11 | 0.22892
20209 | 19.62 | 1 | 2018-12-31 | 2019-12-31 | 365 | 22.4808 | 22 | 0.48075
18068 | 23.544 | 1 | 2018-12-31 | 2019-12-31 | 365 | 26.9769 | 26 | 0.9769
16445 | 8.175 | 1 | 2018-12-31 | 2019-12-31 | 365 | 9.367 | 9 | 0.36698
10087 | 15 | 1 | 2018-12-31 | 2019-12-31 | 365 | 17.1871 | 17 | 0.18712
19033 | 8.28 | 1 | 2018-12-31 | 2019-12-31 | 365 | 9.4873 | 9 | 0.48729
20518 | 3.135 | 1 | 2018-12-31 | 2019-12-31 | 365 | 3.5921 | 3 | 0.59211
20514 | 8.28 | 1 | 2018-12-31 | 2019-12-31 | 365 | 9.4873 | 9 | 0.48729
19703 | 5.46 | 1 | 2018-12-31 | 2019-12-31 | 365 | 6.2561 | 6 | 0.25611
20187 | 7 | 1 | 2018-12-31 | 2019-12-31 | 365 | 8.0207 | 8 | 0.020656
20522 | 7.84 | 1 | 2018-12-31 | 2019-12-31 | 365 | 8.9831 | 8 | 0.98313
18435 | 6 | 1 | 2018-12-31 | 2019-12-31 | 365 | 6.8748 | 6 | 0.87485
18782 | 19.8 | 1 | 2018-12-31 | 2019-12-31 | 365 | 22.687 | 22 | 0.687
20572 | 5.04 | 1 | 2018-12-31 | 2019-12-31 | 365 | 5.7749 | 5 | 0.77487
16867 | 8.4 | 1 | 2018-12-31 | 2019-12-31 | 365 | 9.6248 | 9 | 0.62479
21070 | 6.867 | 1 | 2018-12-31 | 2019-12-31 | 365 | 7.8683 | 7 | 0.86826
21072 | 13.23 | 1 | 2018-12-31 | 2019-12-31 | 365 | 15.159 | 15 | 0.15904
23216 | 9.483 | 1 | 2018-12-31 | 2019-12-31 | 365 | 10.8657 | 10 | 0.8657
23506 | 3.92 | 1 | 2018-12-31 | 2019-12-31 | 365 | 4.4916 | 4 | 0.49157
22559 | 10.8 | 1 | 2018-12-31 | 2019-12-31 | 365 | 12.3747 | 12 | 0.37473
23995 | 7.8 | 1 | 2018-12-31 | 2019-12-31 | 365 | 8.9373 | 8 | 0.9373
16685 | 4.2 | 1 | 2018-12-31 | 2019-12-31 | 365 | 4.8124 | 4 | 0.81239
17775 | 7.6 | 1 | 2018-12-31 | 2019-12-31 | 365 | 8.7081 | 8 | 0.70814
24673 | 9.81 | 1 | 2018-12-31 | 2019-12-31 | 365 | 11.2404 | 11 | 0.24038
25109 | 8.28 | 1 | 2018-12-31 | 2019-12-31 | 365 | 9.4873 | 9 | 0.48729
24619 | 8.12 | 1 | 2018-12-31 | 2019-12-31 | 365 | 9.304 | 9 | 0.30396
26236 | 4.6 | 1 | 2018-12-31 | 2019-12-31 | 365 | 5.2707 | 5 | 0.27072
26168 | 7.2 | 1 | 2018-12-31 | 2019-12-31 | 365 | 8.2498 | 8 | 0.24982
26174 | 9.715 | 1 | 2018-12-31 | 2019-12-31 | 365 | 11.1315 | 11 | 0.13152
24621 | 7.848 | 1 | 2018-12-31 | 2019-12-31 | 365 | 8.9923 | 8 | 0.9923
25103 | 9.315 | 1 | 2018-12-31 | 2019-12-31 | 365 | 10.6732 | 10 | 0.6732
26834 | 9.405 | 1 | 2018-12-31 | 2019-12-31 | 365 | 10.7763 | 10 | 0.77632
28014 | 6.63 | 1 | 2018-12-31 | 2019-12-31 | 365 | 7.5967 | 7 | 0.59671
27036 | 12.5 | 1 | 2018-12-31 | 2019-12-31 | 365 | 14.3226 | 14 | 0.3226
24345 | 7.05 | 1 | 2018-12-31 | 2019-12-31 | 365 | 8.0779 | 8 | 0.077946
28016 | 4.64 | 1 | 2018-12-31 | 2019-12-31 | 365 | 5.3165 | 5 | 0.31655
30554 | 5.06 | 1 | 2018-12-31 | 2019-12-31 | 365 | 5.7978 | 5 | 0.79779
30547 | 10.791 | 1 | 2018-12-31 | 2019-12-31 | 365 | 12.3644 | 12 | 0.36441
31294 | 4.95 | 1 | 2018-12-31 | 2019-12-31 | 365 | 5.6717 | 5 | 0.67175
31204 | 7.82 | 1 | 2018-12-31 | 2019-12-31 | 365 | 8.9602 | 8 | 0.96022
31508 | 2.76 | 1 | 2018-12-31 | 2019-12-31 | 365 | 3.1624 | 3 | 0.16243
33015 | 7 | 1 | 2018-12-31 | 2019-12-31 | 365 | 8.0207 | 8 | 0.020656
31658 | 9.6 | 1 | 2018-12-31 | 2019-12-31 | 365 | 10.9998 | 10 | 0.99976
30573 | 9.36 | 1 | 2018-12-31 | 2019-12-31 | 365 | 10.7248 | 10 | 0.72476
33484 | 9.9 | 1 | 2018-12-31 | 2019-12-31 | 365 | 11.3435 | 11 | 0.3435
30563 | 10.791 | 1 | 2018-12-31 | 2019-12-31 | 365 | 12.3644 | 12 | 0.36441
37195 | 13.407 | 1 | 2018-12-31 | 2019-12-31 | 365 | 15.3618 | 15 | 0.36185
37432 | 10.25 | 1 | 2018-12-31 | 2019-12-31 | 365 | 11.7445 | 11 | 0.74453
31504 | 9.81 | 1 | 2018-12-31 | 2019-12-31 | 365 | 11.2404 | 11 | 0.24038
33692 | 3.57 | 1 | 2018-12-31 | 2019-12-31 | 365 | 4.0905 | 4 | 0.090535
29975 | 9.9 | 1 | 2018-12-31 | 2019-12-31 | 365 | 11.3435 | 11 | 0.3435
29710 | 11.73 | 1 | 2018-12-31 | 2019-12-31 | 365 | 13.4403 | 13 | 0.44033
29978 | 9.35 | 1 | 2018-12-31 | 2019-12-31 | 365 | 10.7133 | 10 | 0.7133
30558 | 9.9 | 1 | 2018-12-31 | 2019-12-31 | 365 | 11.3435 | 11 | 0.3435
30550 | 9.36 | 1 | 2018-12-31 | 2019-12-31 | 365 | 10.7248 | 10 | 0.72476
31118 | 7.848 | 1 | 2018-12-31 | 2019-12-31 | 365 | 8.9923 | 8 | 0.9923
31397 | 7.125 | 1 | 2018-12-31 | 2019-12-31 | 365 | 8.1639 | 8 | 0.16388
31855 | 3.42 | 1 | 2018-12-31 | 2019-12-31 | 365 | 3.9187 | 3 | 0.91866
32253 | 10.132 | 1 | 2018-12-31 | 2019-12-31 | 365 | 11.6093 | 11 | 0.60933
33022 | 11.4 | 1 | 2018-12-31 | 2019-12-31 | 365 | 13.0622 | 13 | 0.062211
34170 | 9.9 | 1 | 2018-12-31 | 2019-12-31 | 365 | 11.3435 | 11 | 0.3435
34282 | 12.48 | 1 | 2018-12-31 | 2019-12-31 | 365 | 14.2997 | 14 | 0.29968
32266 | 27.468 | 0.9 | 2018-12-31 | 2019-12-31 | 365 | 28.3257 | 28 | 0.32575
37088 | 5.7 | 1 | 2018-12-31 | 2019-12-31 | 365 | 6.5311 | 6 | 0.53111
35710 | 6.84 | 1 | 2018-12-31 | 2019-12-31 | 365 | 7.8373 | 7 | 0.83733
36579 | 14.715 | 1 | 2018-12-31 | 2019-12-31 | 365 | 16.8606 | 16 | 0.86056
36839 | 6.4 | 1 | 2018-12-31 | 2019-12-31 | 365 | 7.3332 | 7 | 0.33317
36903 | 7.59 | 1 | 2018-12-31 | 2019-12-31 | 365 | 8.6967 | 8 | 0.69668
36359 | 13.44 | 1 | 2018-12-31 | 2019-12-31 | 365 | 15.3997 | 15 | 0.39966
36397 | 9.975 | 1 | 2018-12-31 | 2019-12-31 | 365 | 11.4294 | 11 | 0.42943
37652 | 4.905 | 1 | 2018-12-31 | 2019-12-31 | 365 | 5.6202 | 5 | 0.62019
38048 | 8.04 | 1 | 2018-12-31 | 2019-12-31 | 365 | 9.2123 | 9 | 0.2123
38600 | 12 | 1 | 2018-12-31 | 2019-12-31 | 365 | 13.7497 | 13 | 0.7497
38612 | 9.8 | 1 | 2018-12-31 | 2019-12-31 | 365 | 11.2289 | 11 | 0.22892
38624 | 7.935 | 1 | 2018-12-31 | 2019-12-31 | 365 | 9.092 | 9 | 0.091986
34043 | 37.932 | 0.9 | 2018-12-31 | 2019-12-31 | 365 | 39.1165 | 39 | 0.11651
34307 | 49.05 | 0.9 | 2018-12-31 | 2019-12-31 | 365 | 50.5817 | 50 | 0.58169
40776 | 9.9 | 1 | 2018-12-31 | 2019-12-31 | 365 | 11.3435 | 11 | 0.3435
40802 | 14.82 | 1 | 2018-12-31 | 2019-12-31 | 365 | 16.9809 | 16 | 0.98087
49200 | 10 | 1 | 2018-12-31 | 2019-12-31 | 365 | 11.4581 | 11 | 0.45808
38098 | 122.4 | 0.9 | 2018-12-31 | 2019-12-31 | 365 | 126.2222 | 126 | 0.22221
42403 | 8.5 | 1 | 2018-12-31 | 2019-12-31 | 365 | 9.7394 | 9 | 0.73937
45084 | 6.76 | 1 | 2018-12-31 | 2019-12-31 | 365 | 7.7457 | 7 | 0.74566
45405 | 2.75 | 1 | 2018-12-31 | 2019-12-31 | 365 | 3.151 | 3 | 0.15097
38097 | 88.5 | 0.9 | 2018-12-31 | 2019-12-31 | 365 | 91.2636 | 91 | 0.26361
46217 | 9.2 | 1 | 2018-12-31 | 2019-12-31 | 365 | 10.5414 | 10 | 0.54143
33024 | 9.9 | 1 | 2018-12-31 | 2019-12-31 | 365 | 11.3435 | 11 | 0.3435
46221 | 7.68 | 1 | 2018-12-31 | 2019-12-31 | 365 | 8.7998 | 8 | 0.79981
48555 | 7.6 | 1 | 2018-12-31 | 2019-12-31 | 365 | 8.7081 | 8 | 0.70814
49747 | 6.24 | 1 | 2018-12-31 | 2019-12-31 | 365 | 7.1498 | 7 | 0.14984
37431 | 9.81 | 1 | 2018-12-31 | 2019-12-31 | 365 | 11.2404 | 11 | 0.24038
37459 | 9.5 | 1 | 2018-12-31 | 2019-12-31 | 365 | 10.8852 | 10 | 0.88518
42308 | 8.829 | 1 | 2018-12-31 | 2019-12-31 | 365 | 10.1163 | 10 | 0.11634
36965 | 13.455 | 1 | 2018-12-31 | 2019-12-31 | 365 | 15.4168 | 15 | 0.41685
38259 | 22.89 | 1 | 2018-12-31 | 2019-12-31 | 365 | 26.2275 | 26 | 0.22755
37429 | 6.75 | 1 | 2018-12-31 | 2019-12-31 | 365 | 7.7342 | 7 | 0.7342
52233 | 9.95 | 1 | 2018-12-31 | 2019-12-31 | 365 | 11.4008 | 11 | 0.40079
52237 | 8.82 | 1 | 2018-12-31 | 2019-12-31 | 365 | 10.106 | 10 | 0.10603
44359 | 4.56 | 1 | 2018-12-31 | 2019-12-31 | 365 | 5.2249 | 5 | 0.22488
46197 | 11.25 | 1 | 2018-12-31 | 2019-12-31 | 365 | 12.8903 | 12 | 0.89034
47458 | 24.64 | 1 | 2018-12-31 | 2019-12-31 | 365 | 28.2327 | 28 | 0.23271
48725 | 11.6 | 1 | 2018-12-31 | 2019-12-31 | 365 | 13.2914 | 13 | 0.29137
50115 | 11.6 | 1 | 2018-12-31 | 2019-12-31 | 365 | 13.2914 | 13 | 0.29137
49772 | 11.6 | 1 | 2018-12-31 | 2019-12-31 | 365 | 13.2914 | 13 | 0.29137
37428 | 8.829 | 1 | 2018-12-31 | 2019-12-31 | 365 | 10.1163 | 10 | 0.11634
48696 | 7.98 | 1 | 2018-12-31 | 2019-12-31 | 365 | 9.1435 | 9 | 0.14355
47855 | 8.505 | 1 | 2018-12-31 | 2019-12-31 | 365 | 9.7451 | 9 | 0.7451
41850 | 6.84 | 1 | 2018-12-31 | 2019-12-31 | 365 | 7.8373 | 7 | 0.83733
56710 | 6.05 | 1 | 2018-12-31 | 2019-12-31 | 365 | 6.9321 | 6 | 0.93214
37506 | 12.753 | 1 | 2018-12-31 | 2019-12-31 | 365 | 14.6125 | 14 | 0.61249
37788 | 5.886 | 1 | 2018-12-31 | 2019-12-31 | 365 | 6.7442 | 6 | 0.74423
37147 | 9.045 | 1 | 2018-12-31 | 2019-12-31 | 365 | 10.3638 | 10 | 0.36383
50113 | 8.7 | 1 | 2018-12-31 | 2019-12-31 | 365 | 9.9685 | 9 | 0.96853
49871 | 6 | 1 | 2018-12-31 | 2019-12-31 | 365 | 6.8748 | 6 | 0.87485
40924 | 9.81 | 1 | 2018-12-31 | 2019-12-31 | 365 | 11.2404 | 11 | 0.24038
42832 | 12.426 | 1 | 2018-12-31 | 2019-12-31 | 365 | 14.2378 | 14 | 0.23781
40814 | 12.765 | 1 | 2018-12-31 | 2019-12-31 | 365 | 14.6262 | 14 | 0.62624
38102 | 6.9 | 1 | 2018-12-31 | 2019-12-31 | 365 | 7.9061 | 7 | 0.90608
37504 | 12.6 | 1 | 2018-12-31 | 2019-12-31 | 365 | 14.4372 | 14 | 0.43718
38625 | 3.924 | 1 | 2018-12-31 | 2019-12-31 | 365 | 4.4962 | 4 | 0.49615
49873 | 7.125 | 1 | 2018-12-31 | 2019-12-31 | 365 | 8.1639 | 8 | 0.16388
37469 | 7.848 | 1 | 2018-12-31 | 2019-12-31 | 365 | 8.9923 | 8 | 0.9923
41593 | 4.83 | 1 | 2018-12-31 | 2019-12-31 | 365 | 5.5343 | 5 | 0.53425
39315 | 12.753 | 1 | 2018-12-31 | 2019-12-31 | 365 | 14.6125 | 14 | 0.61249
53303 | 11.88 | 1 | 2018-12-31 | 2019-12-31 | 365 | 13.6122 | 13 | 0.6122
54283 | 25 | 1 | 2018-12-31 | 2019-12-31 | 365 | 28.6452 | 28 | 0.6452
45128 | 17.658 | 1 | 2018-12-31 | 2019-12-31 | 365 | 20.2327 | 20 | 0.23268
39734 | 9.66 | 1 | 2018-12-31 | 2019-12-31 | 365 | 11.0685 | 11 | 0.068505
49870 | 5.76 | 1 | 2018-12-31 | 2019-12-31 | 365 | 6.5999 | 6 | 0.59985
54618 | 7.56 | 1 | 2018-12-31 | 2019-12-31 | 365 | 8.6623 | 8 | 0.66231
42462 | 6.25 | 1 | 2018-12-31 | 2019-12-31 | 365 | 7.1613 | 7 | 0.1613
49767 | 24.96 | 1 | 2018-12-31 | 2019-12-31 | 365 | 28.5994 | 28 | 0.59937
49296 | 9.4 | 1 | 2018-12-31 | 2019-12-31 | 365 | 10.7706 | 10 | 0.7706
56152 | 7.8 | 1 | 2018-12-31 | 2019-12-31 | 365 | 8.9373 | 8 | 0.9373
56359 | 11.7 | 1 | 2018-12-31 | 2019-12-31 | 365 | 13.406 | 13 | 0.40595
57741 | 9.9 | 1 | 2018-12-31 | 2019-12-31 | 365 | 11.3435 | 11 | 0.3435
59473 | 14.79 | 1 | 2018-12-31 | 2019-12-31 | 365 | 16.9465 | 16 | 0.9465
38445 | 8.502 | 1 | 2018-12-31 | 2019-12-31 | 365 | 9.7417 | 9 | 0.74166
51326 | 11.97 | 1 | 2018-12-31 | 2019-12-31 | 365 | 13.7153 | 13 | 0.71532
51346 | 10.08 | 1 | 2018-12-31 | 2019-12-31 | 365 | 11.5497 | 11 | 0.54974
51347 | 11.97 | 1 | 2018-12-31 | 2019-12-31 | 365 | 13.7153 | 13 | 0.71532
51348 | 11.34 | 1 | 2018-12-31 | 2019-12-31 | 365 | 12.9935 | 12 | 0.99346
51349 | 9.45 | 1 | 2018-12-31 | 2019-12-31 | 365 | 10.8279 | 10 | 0.82789
51378 | 10.08 | 1 | 2018-12-31 | 2019-12-31 | 365 | 11.5497 | 11 | 0.54974
37465 | 5.886 | 1 | 2018-12-31 | 2019-12-31 | 365 | 6.7442 | 6 | 0.74423
37505 | 6.4 | 1 | 2018-12-31 | 2019-12-31 | 365 | 7.3332 | 7 | 0.33317
50751 | 2.616 | 1 | 2018-12-31 | 2019-12-31 | 365 | 2.9974 | 2 | 0.99743
55866 | 5.1 | 1 | 2018-12-31 | 2019-12-31 | 365 | 5.8436 | 5 | 0.84362
43058 | 8.829 | 1 | 2018-12-31 | 2019-12-31 | 365 | 10.1163 | 10 | 0.11634
56158 | 13.3 | 1 | 2018-12-31 | 2019-12-31 | 365 | 15.2392 | 15 | 0.23925
46218 | 6.72 | 1 | 2018-12-31 | 2019-12-31 | 365 | 7.6998 | 7 | 0.69983
61244 | 12 | 1 | 2018-12-31 | 2019-12-31 | 365 | 13.7497 | 13 | 0.7497
58912 | 5.886 | 1 | 2018-12-31 | 2019-12-31 | 365 | 6.7442 | 6 | 0.74423
59481 | 9.6 | 1 | 2018-12-31 | 2019-12-31 | 365 | 10.9998 | 10 | 0.99976
50111 | 9.86 | 1 | 2018-12-31 | 2019-12-31 | 365 | 11.2977 | 11 | 0.29767
60680 | 5.1 | 1 | 2018-12-31 | 2019-12-31 | 365 | 5.8436 | 5 | 0.84362
61827 | 7.935 | 1 | 2018-12-31 | 2019-12-31 | 365 | 9.092 | 9 | 0.091986
43832 | 9.6 | 1 | 2018-12-31 | 2019-12-31 | 365 | 10.9998 | 10 | 0.99976
62007 | 7.04 | 1 | 2018-12-31 | 2019-12-31 | 365 | 8.0665 | 8 | 0.066488
38626 | 6.4 | 1 | 2018-12-31 | 2019-12-31 | 365 | 7.3332 | 7 | 0.33317
40769 | 13.455 | 1 | 2018-12-31 | 2019-12-31 | 365 | 15.4168 | 15 | 0.41685
62656 | 6.54 | 1 | 2018-12-31 | 2019-12-31 | 365 | 7.4936 | 7 | 0.49358
46128 | 9.156 | 1 | 2018-12-31 | 2019-12-31 | 365 | 10.491 | 10 | 0.49102
41833 | 2.61 | 1 | 2018-12-31 | 2019-12-31 | 365 | 2.9906 | 2 | 0.99056
62819 | 12 | 1 | 2018-12-31 | 2019-12-31 | 365 | 13.7497 | 13 | 0.7497
60538 | 6.615 | 1 | 2018-12-31 | 2019-12-31 | 365 | 7.5795 | 7 | 0.57952
63111 | 8.28 | 1 | 2018-12-31 | 2019-12-31 | 365 | 9.4873 | 9 | 0.48729
63502 | 9 | 1 | 2018-12-31 | 2019-12-31 | 365 | 10.3123 | 10 | 0.31227
63621 | 12.753 | 1 | 2018-12-31 | 2019-12-31 | 365 | 14.6125 | 14 | 0.61249
65295 | 12.075 | 1 | 2018-12-31 | 2019-12-31 | 365 | 13.8356 | 13 | 0.83563
63435 | 9.6 | 1 | 2018-12-31 | 2019-12-31 | 365 | 10.9998 | 10 | 0.99976
64485 | 5.7 | 1 | 2018-12-31 | 2019-12-31 | 365 | 6.5311 | 6 | 0.53111
62636 | 4.8 | 1 | 2018-12-31 | 2019-12-31 | 365 | 5.4999 | 5 | 0.49988
62965 | 9.52 | 1 | 2018-12-31 | 2019-12-31 | 365 | 10.9081 | 10 | 0.90809
64255 | 8.4 | 1 | 2018-12-31 | 2019-12-31 | 365 | 9.6248 | 9 | 0.62479
64395 | 3.924 | 1 | 2018-12-31 | 2019-12-31 | 365 | 4.4962 | 4 | 0.49615
63225 | 8.4 | 1 | 2018-12-31 | 2019-12-31 | 365 | 9.6248 | 9 | 0.62479
63900 | 8.7 | 1 | 2018-12-31 | 2019-12-31 | 365 | 9.9685 | 9 | 0.96853
64692 | 7.2 | 1 | 2018-12-31 | 2019-12-31 | 365 | 8.2498 | 8 | 0.24982
64693 | 12 | 1 | 2018-12-31 | 2019-12-31 | 365 | 13.7497 | 13 | 0.7497
64816 | 27 | 0.9 | 2018-12-31 | 2019-12-31 | 365 | 27.8431 | 27 | 0.84313
65317 | 7.3 | 1 | 2018-12-31 | 2019-12-31 | 365 | 8.3644 | 8 | 0.3644
64029 | 10.5 | 1 | 2018-12-31 | 2019-12-31 | 365 | 12.031 | 12 | 0.030984
65313 | 13.5 | 1 | 2018-12-31 | 2019-12-31 | 365 | 15.4684 | 15 | 0.46841
66270 | 4.14 | 1 | 2018-12-31 | 2019-12-31 | 365 | 4.7436 | 4 | 0.74365
66671 | 6 | 1 | 2018-12-31 | 2019-12-31 | 365 | 6.8748 | 6 | 0.87485
66773 | 3.45 | 1 | 2018-12-31 | 2019-12-31 | 365 | 3.953 | 3 | 0.95304
66778 | 8.28 | 1 | 2018-12-31 | 2019-12-31 | 365 | 9.4873 | 9 | 0.48729
66896 | 8.829 | 1 | 2018-12-31 | 2019-12-31 | 365 | 10.1163 | 10 | 0.11634
51227 | 6.5 | 1 | 2018-12-31 | 2019-12-31 | 365 | 7.4478 | 7 | 0.44775
64027 | 6.7 | 1 | 2018-12-31 | 2019-12-31 | 365 | 7.6769 | 7 | 0.67691
67520 | 12.42 | 1 | 2018-12-31 | 2019-12-31 | 365 | 14.2309 | 14 | 0.23094
67639 | 5.175 | 1 | 2018-12-31 | 2019-12-31 | 365 | 5.9296 | 5 | 0.92956
48752 | 12.825 | 1 | 2018-12-31 | 2019-12-31 | 365 | 14.695 | 14 | 0.69499
65736 | 5.886 | 1 | 2018-12-31 | 2019-12-31 | 365 | 6.7442 | 6 | 0.74423
65876 | 12 | 1 | 2018-12-31 | 2019-12-31 | 365 | 13.7497 | 13 | 0.7497
65878 | 6.38 | 1 | 2018-12-31 | 2019-12-31 | 365 | 7.3103 | 7 | 0.31026
64484 | 4.8 | 1 | 2018-12-31 | 2019-12-31 | 365 | 5.4999 | 5 | 0.49988
64687 | 9.28 | 1 | 2018-12-31 | 2019-12-31 | 365 | 10.6331 | 10 | 0.6331
65364 | 10.791 | 1 | 2018-12-31 | 2019-12-31 | 365 | 12.3644 | 12 | 0.36441
64820 | 5.13 | 1 | 2018-12-31 | 2019-12-31 | 365 | 5.878 | 5 | 0.878
64508 | 8.625 | 1 | 2018-12-31 | 2019-12-31 | 365 | 9.8826 | 9 | 0.88259
64507 | 8.625 | 1 | 2018-12-31 | 2019-12-31 | 365 | 9.8826 | 9 | 0.88259
64253 | 5.13 | 1 | 2018-12-31 | 2019-12-31 | 365 | 5.878 | 5 | 0.878
40915 | 11.118 | 1 | 2018-12-31 | 2019-12-31 | 365 | 12.7391 | 12 | 0.73909
65680 | 9.805 | 1 | 2018-12-31 | 2019-12-31 | 365 | 11.2346 | 11 | 0.23465
66672 | 12 | 1 | 2018-12-31 | 2019-12-31 | 365 | 13.7497 | 13 | 0.7497
67306 | 27 | 0.9 | 2018-12-31 | 2019-12-31 | 365 | 27.8431 | 27 | 0.84313
67307 | 27 | 0.9 | 2018-12-31 | 2019-12-31 | 365 | 27.8431 | 27 | 0.84313
67308 | 27 | 0.9 | 2018-12-31 | 2019-12-31 | 365 | 27.8431 | 27 | 0.84313
65342 | 11.2 | 1 | 2018-12-31 | 2019-12-31 | 365 | 12.833 | 12 | 0.83305
67305 | 9.6 | 1 | 2018-12-31 | 2019-12-31 | 365 | 10.9998 | 10 | 0.99976
67431 | 9.9 | 1 | 2018-12-31 | 2019-12-31 | 365 | 11.3435 | 11 | 0.3435
67876 | 4.48 | 1 | 2018-12-31 | 2019-12-31 | 365 | 5.1332 | 5 | 0.13322
68036 | 13.08 | 1 | 2018-12-31 | 2019-12-31 | 365 | 14.9872 | 14 | 0.98717
68038 | 12.16 | 1 | 2018-12-31 | 2019-12-31 | 365 | 13.933 | 13 | 0.93303
65259 | 48 | 0.9 | 2018-12-31 | 2019-12-31 | 365 | 49.4989 | 49 | 0.49891
63422 | 144 | 0.9 | 2018-12-31 | 2019-12-31 | 365 | 148.4967 | 148 | 0.49672
68041 | 7.2 | 1 | 2018-12-31 | 2019-12-31 | 365 | 8.2498 | 8 | 0.24982
67983 | 12.8 | 1 | 2018-12-31 | 2019-12-31 | 365 | 14.6663 | 14 | 0.66634
68054 | 9.156 | 1 | 2018-12-31 | 2019-12-31 | 365 | 10.491 | 10 | 0.49102
68081 | 7.04 | 1 | 2018-12-31 | 2019-12-31 | 365 | 8.0665 | 8 | 0.066488
65344 | 58.206 | 0.9 | 2018-12-31 | 2019-12-31 | 365 | 60.0236 | 60 | 0.02361
68519 | 4.69 | 1 | 2018-12-31 | 2019-12-31 | 365 | 5.3738 | 5 | 0.37384
68629 | 12.075 | 1 | 2018-12-31 | 2019-12-31 | 365 | 13.8356 | 13 | 0.83563
68496 | 7.8 | 1 | 2018-12-31 | 2019-12-31 | 365 | 8.9373 | 8 | 0.9373
69037 | 6.48 | 1 | 2018-12-31 | 2019-12-31 | 365 | 7.4248 | 7 | 0.42484
66902 | 12.42 | 0.8 | 2018-12-31 | 2019-12-31 | 365 | 11.3847 | 11 | 0.38475
67787 | 10.08 | 0.8 | 2018-12-31 | 2019-12-31 | 365 | 9.2398 | 9 | 0.2398
67786 | 9.72 | 0.8 | 2018-12-31 | 2019-12-31 | 365 | 8.9098 | 8 | 0.9098
36939 | 628.5 | 0.8 | 2018-12-31 | 2019-12-31 | 365 | 576.1123 | 576 | 0.11226
68717 | 9.045 | 0.8 | 2018-12-31 | 2019-12-31 | 365 | 8.2911 | 8 | 0.29107
69114 | 6.48 | 0.8 | 2018-12-31 | 2019-12-31 | 365 | 5.9399 | 5 | 0.93987
69359 | 5.36 | 0.8 | 2018-12-31 | 2019-12-31 | 365 | 4.9132 | 4 | 0.91322
69090 | 6.21 | 0.8 | 2018-12-31 | 2019-12-31 | 365 | 5.6924 | 5 | 0.69237
65305 | 31.392 | 0.7 | 2018-12-31 | 2019-12-31 | 365 | 25.1784 | 25 | 0.17844
69941 | 5.76 | 0.8 | 2018-12-31 | 2019-12-31 | 365 | 5.2799 | 5 | 0.27988
69972 | 18 | 0.8 | 2018-12-31 | 2019-12-31 | 365 | 16.4996 | 16 | 0.49964
70681 | 9.69 | 1 | 2018-12-31 | 2019-12-31 | 365 | 11.1029 | 11 | 0.10288
70722 | 8.04 | 0.8 | 2018-12-31 | 2019-12-31 | 365 | 7.3698 | 7 | 0.36984
70810 | 11.16 | 0.8 | 2018-12-31 | 2019-12-31 | 365 | 10.2298 | 10 | 0.22977
70684 | 9.765 | 1 | 2018-12-31 | 2019-12-31 | 365 | 11.1888 | 11 | 0.18882
34626 | 61.6 | 0.8 | 2018-12-31 | 2019-12-31 | 365 | 56.4654 | 56 | 0.46542
42561 | 13 | 0.8 | 2018-12-31 | 2019-12-31 | 365 | 11.9164 | 11 | 0.9164
49758 | 12 | 0.8 | 2018-12-31 | 2019-12-31 | 365 | 10.9998 | 10 | 0.99976
65346 | 90.75 | 1 | 2018-12-31 | 2019-12-31 | 365 | 103.9821 | 103 | 0.98208
71501 | 9 | 0.8 | 2018-12-31 | 2019-12-31 | 365 | 8.2498 | 8 | 0.24982
71503 | 13.4 | 0.8 | 2018-12-31 | 2019-12-31 | 365 | 12.2831 | 12 | 0.28306
71504 | 10.05 | 0.8 | 2018-12-31 | 2019-12-31 | 365 | 9.2123 | 9 | 0.2123
69397 | 3.815 | 1 | 2018-12-31 | 2019-12-31 | 365 | 4.3713 | 4 | 0.37126
71505 | 4.14 | 0.8 | 2018-12-31 | 2019-12-31 | 365 | 3.7949 | 3 | 0.79492
71742 | 6.84 | 0.8 | 2018-12-31 | 2019-12-31 | 365 | 6.2699 | 6 | 0.26986
71246 | 3.3 | 0.8 | 2018-12-31 | 2019-12-31 | 365 | 3.0249 | 3 | 0.024933
71774 | 2.88 | 0.8 | 2018-12-31 | 2019-12-31 | 365 | 2.6399 | 2 | 0.63994
71796 | 8.64 | 0.8 | 2018-12-31 | 2019-12-31 | 365 | 7.9198 | 7 | 0.91982
72601 | 12.76 | 0.8 | 2018-12-31 | 2019-12-31 | 365 | 11.6964 | 11 | 0.69641
72452 | 7.2 | 0.8 | 2018-12-31 | 2019-12-31 | 365 | 6.5999 | 6 | 0.59985
72553 | 8.64 | 0.8 | 2018-12-31 | 2019-12-31 | 365 | 7.9198 | 7 | 0.91982
72597 | 6.48 | 0.8 | 2018-12-31 | 2019-12-31 | 365 | 5.9399 | 5 | 0.93987
72813 | 7.848 | 0.8 | 2018-12-31 | 2019-12-31 | 365 | 7.1938 | 7 | 0.19384
73008 | 7.848 | 0.8 | 2018-12-31 | 2019-12-31 | 365 | 7.1938 | 7 | 0.19384
65307 | 56.16 | 0.8 | 2018-12-31 | 2019-12-31 | 365 | 51.4789 | 51 | 0.47886
71101 | 2.94 | 0.8 | 2018-12-31 | 2019-12-31 | 365 | 2.6949 | 2 | 0.69494
73335 | 24 | 0.8 | 2018-12-31 | 2019-12-31 | 365 | 21.9995 | 21 | 0.99951
72677 | 9.9 | 0.8 | 2018-12-31 | 2019-12-31 | 365 | 9.0748 | 9 | 0.074799
73605 | 10.44 | 0.8 | 2018-12-31 | 2019-12-31 | 365 | 9.5698 | 9 | 0.56979
73726 | 6.615 | 0.8 | 2018-12-31 | 2019-12-31 | 365 | 6.0636 | 6 | 0.063616
73734 | 11.385 | 0.8 | 2018-12-31 | 2019-12-31 | 365 | 10.436 | 10 | 0.43602
73897 | 9.6 | 0.8 | 2018-12-31 | 2019-12-31 | 365 | 8.7998 | 8 | 0.79981
73893 | 5.28 | 0.8 | 2018-12-31 | 2019-12-31 | 365 | 4.8399 | 4 | 0.83989
73959 | 7.56 | 0.8 | 2018-12-31 | 2019-12-31 | 365 | 6.9298 | 6 | 0.92985
74166 | 8.28 | 0.8 | 2018-12-31 | 2019-12-31 | 365 | 7.5898 | 7 | 0.58983
73332 | 11.04 | 0.8 | 2018-12-31 | 2019-12-31 | 365 | 10.1198 | 10 | 0.11978
73601 | 9.86 | 0.8 | 2018-12-31 | 2019-12-31 | 365 | 9.0381 | 9 | 0.038134
74476 | 2.16 | 0.8 | 2018-12-31 | 2019-12-31 | 365 | 1.98 | 1 | 0.97996
74803 | 5.4 | 0.8 | 2018-12-31 | 2019-12-31 | 365 | 4.9499 | 4 | 0.94989
75135 | 3.96 | 0.8 | 2018-12-31 | 2019-12-31 | 365 | 3.6299 | 3 | 0.62992
75138 | 12 | 0.8 | 2018-12-31 | 2019-12-31 | 365 | 10.9998 | 10 | 0.99976
75136 | 4.86 | 0.8 | 2018-12-31 | 2019-12-31 | 365 | 4.4549 | 4 | 0.4549
75137 | 7.245 | 0.8 | 2018-12-31 | 2019-12-31 | 365 | 6.6411 | 6 | 0.6411
65262 | 25.53 | 0.7 | 2018-12-31 | 2019-12-31 | 365 | 20.4767 | 20 | 0.47673
75334 | 9.36 | 0.8 | 2018-12-31 | 2019-12-31 | 365 | 8.5798 | 8 | 0.57981
74664 | 2.64 | 0.8 | 2018-12-31 | 2019-12-31 | 365 | 2.4199 | 2 | 0.41995
75325 | 6.7 | 0.8 | 2018-12-31 | 2019-12-31 | 365 | 6.1415 | 6 | 0.14153
75617 | 8.775 | 0.8 | 2018-12-31 | 2019-12-31 | 365 | 8.0436 | 8 | 0.043572
75618 | 8.25 | 0.8 | 2018-12-31 | 2019-12-31 | 365 | 7.5623 | 7 | 0.56233
76053 | 12.6 | 0.8 | 2018-12-31 | 2019-12-31 | 365 | 11.5497 | 11 | 0.54974
76260 | 7.2 | 0.8 | 2018-12-31 | 2019-12-31 | 365 | 6.5999 | 6 | 0.59985
76262 | 9.38 | 0.8 | 2018-12-31 | 2019-12-31 | 365 | 8.5981 | 8 | 0.59814
76679 | 10.05 | 0.8 | 2018-12-31 | 2019-12-31 | 365 | 9.2123 | 9 | 0.2123
76499 | 14.49 | 0.8 | 2018-12-31 | 2019-12-31 | 365 | 13.2822 | 13 | 0.28221
74851 | 14.335 | 0.8 | 2018-12-31 | 2019-12-31 | 365 | 13.1401 | 13 | 0.14013
76419 | 10.72 | 0.8 | 2018-12-31 | 2019-12-31 | 365 | 9.8264 | 9 | 0.82645
77436 | 10.72 | 0.8 | 2018-12-31 | 2019-12-31 | 365 | 9.8264 | 9 | 0.82645
77402 | 7.84 | 0.8 | 2018-12-31 | 2019-12-31 | 365 | 7.1865 | 7 | 0.18651
77369 | 7.92 | 0.8 | 2018-12-31 | 2019-12-31 | 365 | 7.2598 | 7 | 0.25984
76261 | 12 | 0.8 | 2018-12-31 | 2019-12-31 | 365 | 10.9998 | 10 | 0.99976
77683 | 7.37 | 0.8 | 2018-12-31 | 2019-12-31 | 365 | 6.7557 | 6 | 0.75568
77285 | 6.7 | 0.8 | 2018-12-31 | 2019-12-31 | 365 | 6.1415 | 6 | 0.14153
77828 | 3.6 | 0.8 | 2018-12-31 | 2019-12-31 | 365 | 3.2999 | 3 | 0.29993
77878 | 4.32 | 0.8 | 2018-12-31 | 2019-12-31 | 365 | 3.9599 | 3 | 0.95991
77370 | 2.32 | 0.8 | 2018-12-31 | 2019-12-31 | 365 | 2.1266 | 2 | 0.12662
77897 | 12.825 | 0.8 | 2018-12-31 | 2019-12-31 | 365 | 11.756 | 11 | 0.75599
77954 | 11.39 | 0.8 | 2018-12-31 | 2019-12-31 | 365 | 10.4406 | 10 | 0.4406
77955 | 8.64 | 0.8 | 2018-12-31 | 2019-12-31 | 365 | 7.9198 | 7 | 0.91982
65679 | 12.24 | 0.8 | 2018-12-31 | 2019-12-31 | 365 | 11.2198 | 11 | 0.21975
78072 | 6.5 | 0.8 | 2018-12-31 | 2019-12-31 | 365 | 5.9582 | 5 | 0.9582
78021 | 7.56 | 0.8 | 2018-12-31 | 2019-12-31 | 365 | 6.9298 | 6 | 0.92985
78172 | 4.32 | 0.8 | 2018-12-31 | 2019-12-31 | 365 | 3.9599 | 3 | 0.95991
78326 | 5.232 | 0.8 | 2018-12-31 | 2019-12-31 | 365 | 4.7959 | 4 | 0.79589
78562 | 8.64 | 0.8 | 2018-12-31 | 2019-12-31 | 365 | 7.9198 | 7 | 0.91982
78705 | 11.4 | 0.8 | 2018-12-31 | 2019-12-31 | 365 | 10.4498 | 10 | 0.44977
78706 | 6.48 | 0.8 | 2018-12-31 | 2019-12-31 | 365 | 5.9399 | 5 | 0.93987
78944 | 9.24 | 0.8 | 2018-12-31 | 2019-12-31 | 365 | 8.4698 | 8 | 0.46981
79198 | 4.02 | 0.8 | 2018-12-31 | 2019-12-31 | 365 | 3.6849 | 3 | 0.68492
79267 | 15.745 | 0.8 | 2018-12-31 | 2019-12-31 | 365 | 14.4326 | 14 | 0.4326
79268 | 12 | 0.8 | 2018-12-31 | 2019-12-31 | 365 | 10.9998 | 10 | 0.99976
79283 | 14.4 | 0.8 | 2018-12-31 | 2019-12-31 | 365 | 13.1997 | 13 | 0.19971
79282 | 12 | 0.8 | 2018-12-31 | 2019-12-31 | 365 | 10.9998 | 10 | 0.99976
79285 | 11.7 | 0.8 | 2018-12-31 | 2019-12-31 | 365 | 10.7248 | 10 | 0.72476
79284 | 18 | 0.8 | 2018-12-31 | 2019-12-31 | 365 | 16.4996 | 16 | 0.49964
79388 | 9.1 | 0.8 | 2018-12-31 | 2019-12-31 | 365 | 8.3415 | 8 | 0.34148
79389 | 9.68 | 0.8 | 2018-12-31 | 2019-12-31 | 365 | 8.8731 | 8 | 0.87314
79390 | 8.76 | 0.8 | 2018-12-31 | 2019-12-31 | 365 | 8.0298 | 8 | 0.029822
79266 | 15.075 | 0.8 | 2018-12-31 | 2019-12-31 | 365 | 13.8184 | 13 | 0.81844
79491 | 5.6 | 0.8 | 2018-12-31 | 2019-12-31 | 365 | 5.1332 | 5 | 0.13322
79553 | 8.502 | 0.8 | 2018-12-31 | 2019-12-31 | 365 | 7.7933 | 7 | 0.79333
79649 | 7.2 | 0.8 | 2018-12-31 | 2019-12-31 | 365 | 6.5999 | 6 | 0.59985
79269 | 9.8 | 0.8 | 2018-12-31 | 2019-12-31 | 365 | 8.9831 | 8 | 0.98313
79724 | 12 | 0.8 | 2018-12-31 | 2019-12-31 | 365 | 10.9998 | 10 | 0.99976
79725 | 8.4 | 0.8 | 2018-12-31 | 2019-12-31 | 365 | 7.6998 | 7 | 0.69983
79723 | 24 | 0.8 | 2018-12-31 | 2019-12-31 | 365 | 21.9995 | 21 | 0.99951
79728 | 8.4 | 0.8 | 2018-12-31 | 2019-12-31 | 365 | 7.6998 | 7 | 0.69983
79888 | 9.81 | 0.8 | 2018-12-31 | 2019-12-31 | 365 | 8.9923 | 8 | 0.9923
79891 | 7.194 | 0.8 | 2018-12-31 | 2019-12-31 | 365 | 6.5944 | 6 | 0.59435
79966 | 7.245 | 0.8 | 2018-12-31 | 2019-12-31 | 365 | 6.6411 | 6 | 0.6411
80213 | 4.32 | 0.8 | 2018-12-31 | 2019-12-31 | 365 | 3.9599 | 3 | 0.95991
80264 | 10.08 | 0.8 | 2018-12-31 | 2019-12-31 | 365 | 9.2398 | 9 | 0.2398
80334 | 5.76 | 0.8 | 2018-12-31 | 2019-12-31 | 365 | 5.2799 | 5 | 0.27988
80123 | 3.18 | 1 | 2018-12-31 | 2019-12-31 | 365 | 3.6437 | 3 | 0.64367
80430 | 6.867 | 0.8 | 2018-12-31 | 2019-12-31 | 365 | 6.2946 | 6 | 0.29461
80488 | 6.96 | 0.8 | 2018-12-31 | 2019-12-31 | 365 | 6.3799 | 6 | 0.37986
80588 | 12.426 | 0.8 | 2018-12-31 | 2019-12-31 | 365 | 11.3902 | 11 | 0.39025
80697 | 7.2 | 0.8 | 2018-12-31 | 2019-12-31 | 365 | 6.5999 | 6 | 0.59985
80698 | 18.36 | 0.8 | 2018-12-31 | 2019-12-31 | 365 | 16.8296 | 16 | 0.82963
80699 | 2.88 | 0.8 | 2018-12-31 | 2019-12-31 | 365 | 2.6399 | 2 | 0.63994
80700 | 10.05 | 0.8 | 2018-12-31 | 2019-12-31 | 365 | 9.2123 | 9 | 0.2123
80701 | 14.82 | 0.8 | 2018-12-31 | 2019-12-31 | 365 | 13.5847 | 13 | 0.5847
80702 | 9.156 | 0.8 | 2018-12-31 | 2019-12-31 | 365 | 8.3928 | 8 | 0.39281
80757 | 5.232 | 0.8 | 2018-12-31 | 2019-12-31 | 365 | 4.7959 | 4 | 0.79589
80756 | 14.388 | 0.8 | 2018-12-31 | 2019-12-31 | 365 | 13.1887 | 13 | 0.18871
80493 | 4.8 | 0.8 | 2018-12-31 | 2019-12-31 | 365 | 4.3999 | 4 | 0.3999
80649 | 12.6 | 0.8 | 2018-12-31 | 2019-12-31 | 365 | 11.5497 | 11 | 0.54974
80894 | 14.535 | 0.8 | 2018-12-31 | 2019-12-31 | 365 | 13.3235 | 13 | 0.32346
80468 | 5.28 | 0.8 | 2018-12-31 | 2019-12-31 | 365 | 4.8399 | 4 | 0.83989
81000 | 6.4 | 0.8 | 2018-12-31 | 2019-12-31 | 365 | 5.8665 | 5 | 0.86654
80648 | 11.31 | 0.8 | 2018-12-31 | 2019-12-31 | 365 | 10.3673 | 10 | 0.36727
80721 | 70.29 | 0.6 | 2018-12-31 | 2019-12-31 | 365 | 48.3233 | 48 | 0.32331
81122 | 14.04 | 0.8 | 2018-12-31 | 2019-12-31 | 365 | 12.8697 | 12 | 0.86972
80498 | 9.38 | 0.8 | 2018-12-31 | 2019-12-31 | 365 | 8.5981 | 8 | 0.59814
81864 | 10.791 | 0.8 | 2018-12-31 | 2019-12-31 | 365 | 9.8915 | 9 | 0.89153
81661 | 172.8 | 0.6 | 2018-12-31 | 2019-12-31 | 365 | 118.7974 | 118 | 0.79737
81529 | 6.96 | 0.8 | 2018-12-31 | 2019-12-31 | 365 | 6.3799 | 6 | 0.37986
82100 | 4.905 | 0.8 | 2018-12-31 | 2019-12-31 | 365 | 4.4962 | 4 | 0.49615
82118 | 10.08 | 0.8 | 2018-12-31 | 2019-12-31 | 365 | 9.2398 | 9 | 0.2398
81796 | 9.36 | 0.8 | 2018-12-31 | 2019-12-31 | 365 | 8.5798 | 8 | 0.57981
82131 | 14.4 | 0.8 | 2018-12-31 | 2019-12-31 | 365 | 13.1997 | 13 | 0.19971
82176 | 10.05 | 0.8 | 2018-12-31 | 2019-12-31 | 365 | 9.2123 | 9 | 0.2123
82304 | 12.24 | 0.8 | 2018-12-31 | 2019-12-31 | 365 | 11.2198 | 11 | 0.21975
82526 | 12.099 | 0.8 | 2018-12-31 | 2019-12-31 | 365 | 11.0905 | 11 | 0.090505
82531 | 9.72 | 0.8 | 2018-12-31 | 2019-12-31 | 365 | 8.9098 | 8 | 0.9098
82532 | 14.4 | 0.8 | 2018-12-31 | 2019-12-31 | 365 | 13.1997 | 13 | 0.19971
82751 | 6.54 | 0.8 | 2018-12-31 | 2019-12-31 | 365 | 5.9949 | 5 | 0.99487
82775 | 12.099 | 0.8 | 2018-12-31 | 2019-12-31 | 365 | 11.0905 | 11 | 0.090505
82182 | 15.08 | 0.8 | 2018-12-31 | 2019-12-31 | 365 | 13.823 | 13 | 0.82303
82844 | 4.62 | 0.8 | 2018-12-31 | 2019-12-31 | 365 | 4.2349 | 4 | 0.23491
83327 | 5.8 | 0.8 | 2018-12-31 | 2019-12-31 | 365 | 5.3165 | 5 | 0.31655
82092 | 10.5 | 0.8 | 2018-12-31 | 2019-12-31 | 365 | 9.6248 | 9 | 0.62479
83452 | 10.464 | 0.8 | 2018-12-31 | 2019-12-31 | 365 | 9.5918 | 9 | 0.59179
83481 | 14.4 | 0.8 | 2018-12-31 | 2019-12-31 | 365 | 13.1997 | 13 | 0.19971
83539 | 8.502 | 0.8 | 2018-12-31 | 2019-12-31 | 365 | 7.7933 | 7 | 0.79333
83538 | 7.84 | 0.8 | 2018-12-31 | 2019-12-31 | 365 | 7.1865 | 7 | 0.18651
83869 | 11.118 | 0.8 | 2018-12-31 | 2019-12-31 | 365 | 10.1913 | 10 | 0.19127
83873 | 8.64 | 0.8 | 2018-12-31 | 2019-12-31 | 365 | 7.9198 | 7 | 0.91982
83848 | 5.52 | 0.8 | 2018-12-31 | 2019-12-31 | 365 | 5.0599 | 5 | 0.059888
83824 | 4.68 | 0.8 | 2018-12-31 | 2019-12-31 | 365 | 4.2899 | 4 | 0.28991
83823 | 7.56 | 0.8 | 2018-12-31 | 2019-12-31 | 365 | 6.9298 | 6 | 0.92985
83822 | 5.175 | 0.8 | 2018-12-31 | 2019-12-31 | 365 | 4.7436 | 4 | 0.74365
83821 | 12.06 | 0.8 | 2018-12-31 | 2019-12-31 | 365 | 11.0548 | 11 | 0.054756
83819 | 5.4 | 0.8 | 2018-12-31 | 2019-12-31 | 365 | 4.9499 | 4 | 0.94989
83820 | 20.928 | 0.8 | 2018-12-31 | 2019-12-31 | 365 | 19.1836 | 19 | 0.18358
83817 | 8.829 | 0.8 | 2018-12-31 | 2019-12-31 | 365 | 8.0931 | 8 | 0.093071
83818 | 5.886 | 0.8 | 2018-12-31 | 2019-12-31 | 365 | 5.3954 | 5 | 0.39538
83963 | 12.426 | 0.8 | 2018-12-31 | 2019-12-31 | 365 | 11.3902 | 11 | 0.39025
83958 | 12 | 0.8 | 2018-12-31 | 2019-12-31 | 365 | 10.9998 | 10 | 0.99976
83961 | 9.6 | 0.8 | 2018-12-31 | 2019-12-31 | 365 | 8.7998 | 8 | 0.79981
84145 | 12 | 0.8 | 2018-12-31 | 2019-12-31 | 365 | 10.9998 | 10 | 0.99976
84146 | 8.4 | 0.8 | 2018-12-31 | 2019-12-31 | 365 | 7.6998 | 7 | 0.69983
84148 | 12 | 0.8 | 2018-12-31 | 2019-12-31 | 365 | 10.9998 | 10 | 0.99976
84149 | 12 | 0.8 | 2018-12-31 | 2019-12-31 | 365 | 10.9998 | 10 | 0.99976
84147 | 9 | 0.8 | 2018-12-31 | 2019-12-31 | 365 | 8.2498 | 8 | 0.24982
84126 | 10.08 | 0.8 | 2018-12-31 | 2019-12-31 | 365 | 9.2398 | 9 | 0.2398
83537 | 5.67 | 0.8 | 2018-12-31 | 2019-12-31 | 365 | 5.1974 | 5 | 0.19739
84238 | 6.54 | 0.8 | 2018-12-31 | 2019-12-31 | 365 | 5.9949 | 5 | 0.99487
84278 | 6.6 | 0.8 | 2018-12-31 | 2019-12-31 | 365 | 6.0499 | 6 | 0.049866
84468 | 12.96 | 0.8 | 2018-12-31 | 2019-12-31 | 365 | 11.8797 | 11 | 0.87974
84529 | 7.56 | 0.8 | 2018-12-31 | 2019-12-31 | 365 | 6.9298 | 6 | 0.92985
84530 | 10.08 | 0.8 | 2018-12-31 | 2019-12-31 | 365 | 9.2398 | 9 | 0.2398
84531 | 10.8 | 0.8 | 2018-12-31 | 2019-12-31 | 365 | 9.8998 | 9 | 0.89978
84628 | 11.7 | 0.8 | 2018-12-31 | 2019-12-31 | 365 | 10.7248 | 10 | 0.72476
84543 | 6.54 | 0.8 | 2018-12-31 | 2019-12-31 | 365 | 5.9949 | 5 | 0.99487
84806 | 7.92 | 0.8 | 2018-12-31 | 2019-12-31 | 365 | 7.2598 | 7 | 0.25984
84859 | 11.88 | 0.8 | 2018-12-31 | 2019-12-31 | 365 | 10.8898 | 10 | 0.88976
84860 | 10.137 | 0.8 | 2018-12-31 | 2019-12-31 | 365 | 9.292 | 9 | 0.29204
83536 | 6.16 | 0.8 | 2018-12-31 | 2019-12-31 | 365 | 5.6465 | 5 | 0.64654
84314 | 14.388 | 0.8 | 2018-12-31 | 2019-12-31 | 365 | 13.1887 | 13 | 0.18871
84944 | 7.521 | 0.8 | 2018-12-31 | 2019-12-31 | 365 | 6.8941 | 6 | 0.8941
85086 | 10.791 | 0.8 | 2018-12-31 | 2019-12-31 | 365 | 9.8915 | 9 | 0.89153
85097 | 6.365 | 0.8 | 2018-12-31 | 2019-12-31 | 365 | 5.8345 | 5 | 0.83445
85204 | 15.075 | 0.8 | 2018-12-31 | 2019-12-31 | 365 | 13.8184 | 13 | 0.81844
85170 | 8.64 | 0.8 | 2018-12-31 | 2019-12-31 | 365 | 7.9198 | 7 | 0.91982
85260 | 14.388 | 0.8 | 2018-12-31 | 2019-12-31 | 365 | 13.1887 | 13 | 0.18871
85273 | 12.96 | 0.8 | 2018-12-31 | 2019-12-31 | 365 | 11.8797 | 11 | 0.87974
85292 | 14.4 | 0.8 | 2018-12-31 | 2019-12-31 | 365 | 13.1997 | 13 | 0.19971
85271 | 8.64 | 0.8 | 2018-12-31 | 2019-12-31 | 365 | 7.9198 | 7 | 0.91982
85360 | 5.232 | 0.8 | 2018-12-31 | 2019-12-31 | 365 | 4.7959 | 4 | 0.79589
85526 | 7.56 | 0.8 | 2018-12-31 | 2019-12-31 | 365 | 6.9298 | 6 | 0.92985
85469 | 7.848 | 0.8 | 2018-12-31 | 2019-12-31 | 365 | 7.1938 | 7 | 0.19384
85375 | 7.92 | 0.8 | 2018-12-31 | 2019-12-31 | 365 | 7.2598 | 7 | 0.25984
85371 | 4.251 | 0.8 | 2018-12-31 | 2019-12-31 | 365 | 3.8967 | 3 | 0.89666
85340 | 12.6 | 0.8 | 2018-12-31 | 2019-12-31 | 365 | 11.5497 | 11 | 0.54974
85338 | 9.8 | 0.8 | 2018-12-31 | 2019-12-31 | 365 | 8.9831 | 8 | 0.98313
85364 | 7.2 | 0.8 | 2018-12-31 | 2019-12-31 | 365 | 6.5999 | 6 | 0.59985
85348 | 5.04 | 0.8 | 2018-12-31 | 2019-12-31 | 365 | 4.6199 | 4 | 0.6199
85362 | 9 | 0.8 | 2018-12-31 | 2019-12-31 | 365 | 8.2498 | 8 | 0.24982
85537 | 13.68 | 0.8 | 2018-12-31 | 2019-12-31 | 365 | 12.5397 | 12 | 0.53972
82045 | 65.55 | 0.6 | 2018-12-31 | 2019-12-31 | 365 | 45.0646 | 45 | 0.064629
85703 | 5.76 | 0.8 | 2018-12-31 | 2019-12-31 | 365 | 5.2799 | 5 | 0.27988
85701 | 15.12 | 0.8 | 2018-12-31 | 2019-12-31 | 365 | 13.8597 | 13 | 0.85969
85855 | 8.64 | 0.8 | 2018-12-31 | 2019-12-31 | 365 | 7.9198 | 7 | 0.91982
85702 | 4.91 | 0.8 | 2018-12-31 | 2019-12-31 | 365 | 4.5007 | 4 | 0.50073
85881 | 5.4 | 0.8 | 2018-12-31 | 2019-12-31 | 365 | 4.9499 | 4 | 0.94989
85897 | 6.9 | 0.8 | 2018-12-31 | 2019-12-31 | 365 | 6.3249 | 6 | 0.32486
85326 | 14.07 | 0.8 | 2018-12-31 | 2019-12-31 | 365 | 12.8972 | 12 | 0.89721
85884 | 15.12 | 0.8 | 2018-12-31 | 2019-12-31 | 365 | 13.8597 | 13 | 0.85969
85337 | 4.16 | 0.8 | 2018-12-31 | 2019-12-31 | 365 | 3.8132 | 3 | 0.81325
86092 | 6.48 | 0.8 | 2018-12-31 | 2019-12-31 | 365 | 5.9399 | 5 | 0.93987
86088 | 3.6 | 0.8 | 2018-12-31 | 2019-12-31 | 365 | 3.2999 | 3 | 0.29993
86094 | 10.695 | 0.8 | 2018-12-31 | 2019-12-31 | 365 | 9.8035 | 9 | 0.80353
86101 | 12.24 | 0.8 | 2018-12-31 | 2019-12-31 | 365 | 11.2198 | 11 | 0.21975
86105 | 15.18 | 0.8 | 2018-12-31 | 2019-12-31 | 365 | 13.9147 | 13 | 0.91469
86156 | 8.835 | 0.8 | 2018-12-31 | 2019-12-31 | 365 | 8.0986 | 8 | 0.098571
86160 | 2.88 | 0.8 | 2018-12-31 | 2019-12-31 | 365 | 2.6399 | 2 | 0.63994
86162 | 8.502 | 0.8 | 2018-12-31 | 2019-12-31 | 365 | 7.7933 | 7 | 0.79333
86163 | 2.88 | 0.8 | 2018-12-31 | 2019-12-31 | 365 | 2.6399 | 2 | 0.63994
86238 | 11.772 | 0.8 | 2018-12-31 | 2019-12-31 | 365 | 10.7908 | 10 | 0.79076
86240 | 4.58 | 0.8 | 2018-12-31 | 2019-12-31 | 365 | 4.1982 | 4 | 0.19824
86239 | 6.54 | 0.8 | 2018-12-31 | 2019-12-31 | 365 | 5.9949 | 5 | 0.99487
86387 | 5.52 | 0.8 | 2018-12-31 | 2019-12-31 | 365 | 5.0599 | 5 | 0.059888
86474 | 9.45 | 0.8 | 2018-12-31 | 2019-12-31 | 365 | 8.6623 | 8 | 0.66231
86479 | 13.53 | 0.8 | 2018-12-31 | 2019-12-31 | 365 | 12.4022 | 12 | 0.40223
86552 | 13.68 | 0.8 | 2018-12-31 | 2019-12-31 | 365 | 12.5397 | 12 | 0.53972
79655 | 104.04 | 0.7 | 2018-12-31 | 2019-12-31 | 365 | 83.4469 | 83 | 0.44691
86480 | 8.4 | 0.8 | 2018-12-31 | 2019-12-31 | 365 | 7.6998 | 7 | 0.69983
86618 | 6.7 | 0.8 | 2018-12-31 | 2019-12-31 | 365 | 6.1415 | 6 | 0.14153
86813 | 5.76 | 0.8 | 2018-12-31 | 2019-12-31 | 365 | 5.2799 | 5 | 0.27988
86830 | 5.04 | 0.8 | 2018-12-31 | 2019-12-31 | 365 | 4.6199 | 4 | 0.6199
86838 | 9.81 | 0.8 | 2018-12-31 | 2019-12-31 | 365 | 8.9923 | 8 | 0.9923
86847 | 6.48 | 0.8 | 2018-12-31 | 2019-12-31 | 365 | 5.9399 | 5 | 0.93987
86849 | 8.83 | 0.8 | 2018-12-31 | 2019-12-31 | 365 | 8.094 | 8 | 0.093988
86851 | 21.6 | 0.8 | 2018-12-31 | 2019-12-31 | 365 | 19.7996 | 19 | 0.79956
86853 | 4.58 | 0.8 | 2018-12-31 | 2019-12-31 | 365 | 4.1982 | 4 | 0.19824
86889 | 7.2 | 0.8 | 2018-12-31 | 2019-12-31 | 365 | 6.5999 | 6 | 0.59985
86896 | 12 | 0.8 | 2018-12-31 | 2019-12-31 | 365 | 10.9998 | 10 | 0.99976
86902 | 12.6 | 0.8 | 2018-12-31 | 2019-12-31 | 365 | 11.5497 | 11 | 0.54974
86477 | 4.32 | 0.8 | 2018-12-31 | 2019-12-31 | 365 | 3.9599 | 3 | 0.95991
86475 | 5.76 | 0.8 | 2018-12-31 | 2019-12-31 | 365 | 5.2799 | 5 | 0.27988
86491 | 7.94 | 0.8 | 2018-12-31 | 2019-12-31 | 365 | 7.2782 | 7 | 0.27817
87006 | 13.68 | 0.8 | 2018-12-31 | 2019-12-31 | 365 | 12.5397 | 12 | 0.53972
87024 | 5.559 | 0.8 | 2018-12-31 | 2019-12-31 | 365 | 5.0956 | 5 | 0.095637
86845 | 11.16 | 0.8 | 2018-12-31 | 2019-12-31 | 365 | 10.2298 | 10 | 0.22977
86880 | 12.6 | 0.8 | 2018-12-31 | 2019-12-31 | 365 | 11.5497 | 11 | 0.54974
86897 | 12 | 0.8 | 2018-12-31 | 2019-12-31 | 365 | 10.9998 | 10 | 0.99976
87309 | 9.81 | 0.8 | 2018-12-31 | 2019-12-31 | 365 | 8.9923 | 8 | 0.9923
87316 | 2.88 | 0.8 | 2018-12-31 | 2019-12-31 | 365 | 2.6399 | 2 | 0.63994
87323 | 7.521 | 0.8 | 2018-12-31 | 2019-12-31 | 365 | 6.8941 | 6 | 0.8941
87326 | 6.9 | 0.8 | 2018-12-31 | 2019-12-31 | 365 | 6.3249 | 6 | 0.32486
82046 | 71.76 | 0.55 | 2018-12-31 | 2019-12-31 | 365 | 45.2228 | 45 | 0.22275
87379 | 8.28 | 0.8 | 2018-12-31 | 2019-12-31 | 365 | 7.5898 | 7 | 0.58983
87257 | 9.9 | 0.8 | 2018-12-31 | 2019-12-31 | 365 | 9.0748 | 9 | 0.074799
87514 | 5.886 | 0.8 | 2018-12-31 | 2019-12-31 | 365 | 5.3954 | 5 | 0.39538
87517 | 9.156 | 0.8 | 2018-12-31 | 2019-12-31 | 365 | 8.3928 | 8 | 0.39281
87602 | 5.76 | 0.8 | 2018-12-31 | 2019-12-31 | 365 | 5.2799 | 5 | 0.27988
87917 | 8.4 | 0.8 | 2018-12-31 | 2019-12-31 | 365 | 7.6998 | 7 | 0.69983
87916 | 6.867 | 0.8 | 2018-12-31 | 2019-12-31 | 365 | 6.2946 | 6 | 0.29461
82044 | 37.8 | 0.6 | 2018-12-31 | 2019-12-31 | 365 | 25.9869 | 25 | 0.98693
88182 | 3.96 | 0.8 | 2018-12-31 | 2019-12-31 | 365 | 3.6299 | 3 | 0.62992
88185 | 4.48 | 0.8 | 2018-12-31 | 2019-12-31 | 365 | 4.1066 | 4 | 0.10658
88184 | 12.2 | 0.8 | 2018-12-31 | 2019-12-31 | 365 | 11.1831 | 11 | 0.18309
88255 | 8.64 | 0.8 | 2018-12-31 | 2019-12-31 | 365 | 7.9198 | 7 | 0.91982
88257 | 13.4 | 0.8 | 2018-12-31 | 2019-12-31 | 365 | 12.2831 | 12 | 0.28306
88300 | 10.137 | 0.8 | 2018-12-31 | 2019-12-31 | 365 | 9.292 | 9 | 0.29204
88183 | 15.18 | 0.8 | 2018-12-31 | 2019-12-31 | 365 | 13.9147 | 13 | 0.91469
88509 | 7.92 | 0.8 | 2018-12-31 | 2019-12-31 | 365 | 7.2598 | 7 | 0.25984
88256 | 10.24 | 0.8 | 2018-12-31 | 2019-12-31 | 365 | 9.3865 | 9 | 0.38646
88510 | 12.96 | 0.8 | 2018-12-31 | 2019-12-31 | 365 | 11.8797 | 11 | 0.87974
88511 | 12.6 | 0.8 | 2018-12-31 | 2019-12-31 | 365 | 11.5497 | 11 | 0.54974
88734 | 4.905 | 0.8 | 2018-12-31 | 2019-12-31 | 365 | 4.4962 | 4 | 0.49615
88735 | 9.81 | 0.8 | 2018-12-31 | 2019-12-31 | 365 | 8.9923 | 8 | 0.9923
88877 | 9.156 | 0.8 | 2018-12-31 | 2019-12-31 | 365 | 8.3928 | 8 | 0.39281
88879 | 12.24 | 0.8 | 2018-12-31 | 2019-12-31 | 365 | 11.2198 | 11 | 0.21975
89218 | 13 | 0.8 | 2018-12-31 | 2019-12-31 | 365 | 11.9164 | 11 | 0.9164
89219 | 12 | 0.8 | 2018-12-31 | 2019-12-31 | 365 | 10.9998 | 10 | 0.99976
89220 | 12.6 | 0.8 | 2018-12-31 | 2019-12-31 | 365 | 11.5497 | 11 | 0.54974
89221 | 9 | 0.8 | 2018-12-31 | 2019-12-31 | 365 | 8.2498 | 8 | 0.24982
89225 | 12.6 | 0.8 | 2018-12-31 | 2019-12-31 | 365 | 11.5497 | 11 | 0.54974
89409 | 10.85 | 0.8 | 2018-12-31 | 2019-12-31 | 365 | 9.9456 | 9 | 0.94561
88646 | 11.55 | 0.8 | 2018-12-31 | 2019-12-31 | 365 | 10.5873 | 10 | 0.58727
89524 | 12 | 0.8 | 2018-12-31 | 2019-12-31 | 365 | 10.9998 | 10 | 0.99976
89527 | 7.245 | 0.8 | 2018-12-31 | 2019-12-31 | 365 | 6.6411 | 6 | 0.6411
89531 | 9.8 | 0.8 | 2018-12-31 | 2019-12-31 | 365 | 8.9831 | 8 | 0.98313
89536 | 12 | 0.8 | 2018-12-31 | 2019-12-31 | 365 | 10.9998 | 10 | 0.99976
88873 | 12.41 | 0.8 | 2018-12-31 | 2019-12-31 | 365 | 11.3756 | 11 | 0.37558
89822 | 8.71 | 0.8 | 2018-12-31 | 2019-12-31 | 365 | 7.984 | 7 | 0.98399
89823 | 8.4 | 0.8 | 2018-12-31 | 2019-12-31 | 365 | 7.6998 | 7 | 0.69983
89824 | 12.96 | 0.8 | 2018-12-31 | 2019-12-31 | 365 | 11.8797 | 11 | 0.87974
89537 | 13.2 | 0.8 | 2018-12-31 | 2019-12-31 | 365 | 12.0997 | 12 | 0.099732
90111 | 10.56 | 0.8 | 2018-12-31 | 2019-12-31 | 365 | 9.6798 | 9 | 0.67979
90114 | 12.075 | 0.8 | 2018-12-31 | 2019-12-31 | 365 | 11.0685 | 11 | 0.068505
90115 | 5.36 | 0.8 | 2018-12-31 | 2019-12-31 | 365 | 4.9132 | 4 | 0.91322
90113 | 5.04 | 0.8 | 2018-12-31 | 2019-12-31 | 365 | 4.6199 | 4 | 0.6199
90110 | 7.92 | 0.8 | 2018-12-31 | 2019-12-31 | 365 | 7.2598 | 7 | 0.25984
90450 | 13.3 | 0.8 | 2018-12-31 | 2019-12-31 | 365 | 12.1914 | 12 | 0.1914
90859 | 9.28 | 0.8 | 2018-12-31 | 2019-12-31 | 365 | 8.5065 | 8 | 0.50648
90860 | 15.12 | 0.8 | 2018-12-31 | 2019-12-31 | 365 | 13.8597 | 13 | 0.85969
90861 | 9.81 | 0.8 | 2018-12-31 | 2019-12-31 | 365 | 8.9923 | 8 | 0.9923
90864 | 5.28 | 0.8 | 2018-12-31 | 2019-12-31 | 365 | 4.8399 | 4 | 0.83989
91336 | 7.2 | 0.8 | 2018-12-31 | 2019-12-31 | 365 | 6.5999 | 6 | 0.59985
91337 | 9.72 | 0.8 | 2018-12-31 | 2019-12-31 | 365 | 8.9098 | 8 | 0.9098
91338 | 12.43 | 0.8 | 2018-12-31 | 2019-12-31 | 365 | 11.3939 | 11 | 0.39391
91339 | 8.64 | 0.8 | 2018-12-31 | 2019-12-31 | 365 | 7.9198 | 7 | 0.91982
91555 | 8.32 | 0.8 | 2018-12-31 | 2019-12-31 | 365 | 7.6265 | 7 | 0.6265
91571 | 10.98 | 0.8 | 2018-12-31 | 2019-12-31 | 365 | 10.0648 | 10 | 0.064777
91573 | 10.8 | 0.8 | 2018-12-31 | 2019-12-31 | 365 | 9.8998 | 9 | 0.89978
91575 | 9.81 | 0.8 | 2018-12-31 | 2019-12-31 | 365 | 8.9923 | 8 | 0.9923
91578 | 13.68 | 0.8 | 2018-12-31 | 2019-12-31 | 365 | 12.5397 | 12 | 0.53972
91576 | 9.72 | 0.8 | 2018-12-31 | 2019-12-31 | 365 | 8.9098 | 8 | 0.9098
91579 | 5.12 | 0.8 | 2018-12-31 | 2019-12-31 | 365 | 4.6932 | 4 | 0.69323
90862 | 6.3 | 0.8 | 2018-12-31 | 2019-12-31 | 365 | 5.7749 | 5 | 0.77487
91603 | 10.8 | 0.8 | 2018-12-31 | 2019-12-31 | 365 | 9.8998 | 9 | 0.89978
91648 | 4.65 | 0.8 | 2018-12-31 | 2019-12-31 | 365 | 4.2624 | 4 | 0.26241
91580 | 7.848 | 0.8 | 2018-12-31 | 2019-12-31 | 365 | 7.1938 | 7 | 0.19384
91581 | 10.08 | 0.8 | 2018-12-31 | 2019-12-31 | 365 | 9.2398 | 9 | 0.2398
91582 | 7.68 | 0.8 | 2018-12-31 | 2019-12-31 | 365 | 7.0398 | 7 | 0.039844
91679 | 13.4 | 0.8 | 2018-12-31 | 2019-12-31 | 365 | 12.2831 | 12 | 0.28306
91574 | 24 | 0.8 | 2018-12-31 | 2019-12-31 | 365 | 21.9995 | 21 | 0.99951
92134 | 7.29 | 0.8 | 2018-12-31 | 2019-12-31 | 365 | 6.6824 | 6 | 0.68235
91850 | 7.92 | 0.8 | 2018-12-31 | 2019-12-31 | 365 | 7.2598 | 7 | 0.25984
83648 | 6.867 | 0.8 | 2018-12-31 | 2019-12-31 | 365 | 6.2946 | 6 | 0.29461
3790 | 2.08 | 1 | 2018-12-31 | 2019-12-31 | 365 | 2.3833 | 2 | 0.38328
7441 | 9 | 1 | 2018-12-31 | 2019-12-31 | 365 | 10.3123 | 10 | 0.31227
2156 | 7.95 | 1 | 2018-12-31 | 2019-12-31 | 365 | 9.1092 | 9 | 0.10917
4234 | 7 | 1 | 2018-12-31 | 2019-12-31 | 365 | 8.0207 | 8 | 0.020656
1529 | 7 | 1 | 2018-12-31 | 2019-12-31 | 365 | 8.0207 | 8 | 0.020656
3868 | 3 | 1 | 2018-12-31 | 2019-12-31 | 365 | 3.4374 | 3 | 0.43742
2989 | 4.25 | 1 | 2018-12-31 | 2019-12-31 | 365 | 4.8697 | 4 | 0.86968
1339 | 7.84 | 1 | 2018-12-31 | 2019-12-31 | 365 | 8.9831 | 8 | 0.98313
1341 | 6.375 | 1 | 2018-12-31 | 2019-12-31 | 365 | 7.3045 | 7 | 0.30453
3602 | 9 | 1 | 2018-12-31 | 2019-12-31 | 365 | 10.3123 | 10 | 0.31227
1698 | 3.12 | 1 | 2018-12-31 | 2019-12-31 | 365 | 3.5749 | 3 | 0.57492
4944 | 5.5 | 1 | 2018-12-31 | 2019-12-31 | 365 | 6.3019 | 6 | 0.30194
2186 | 6.5 | 1 | 2018-12-31 | 2019-12-31 | 365 | 7.4478 | 7 | 0.44775
3601 | 8.32 | 1 | 2018-12-31 | 2019-12-31 | 365 | 9.5331 | 9 | 0.53312
4442 | 6 | 1 | 2018-12-31 | 2019-12-31 | 365 | 6.8748 | 6 | 0.87485
1342 | 7 | 1 | 2018-12-31 | 2019-12-31 | 365 | 8.0207 | 8 | 0.020656
5492 | 4.25 | 1 | 2018-12-31 | 2019-12-31 | 365 | 4.8697 | 4 | 0.86968
4933 | 9.36 | 1 | 2018-12-31 | 2019-12-31 | 365 | 10.7248 | 10 | 0.72476
3778 | 4 | 1 | 2018-12-31 | 2019-12-31 | 365 | 4.5832 | 4 | 0.58323
5172 | 3.64 | 1 | 2018-12-31 | 2019-12-31 | 365 | 4.1707 | 4 | 0.17074
2237 | 3.25 | 1 | 2018-12-31 | 2019-12-31 | 365 | 3.7239 | 3 | 0.72388
6538 | 3.185 | 1 | 2018-12-31 | 2019-12-31 | 365 | 3.6494 | 3 | 0.6494
3826 | 7.75 | 1 | 2018-12-31 | 2019-12-31 | 365 | 8.88 | 8 | 0.88001
2518 | 5 | 1 | 2018-12-31 | 2019-12-31 | 365 | 5.729 | 5 | 0.72904
9248 | 6.375 | 1 | 2018-12-31 | 2019-12-31 | 365 | 7.3045 | 7 | 0.30453
5007 | 6.375 | 1 | 2018-12-31 | 2019-12-31 | 365 | 7.3045 | 7 | 0.30453
4640 | 4.5 | 1 | 2018-12-31 | 2019-12-31 | 365 | 5.1561 | 5 | 0.15614
3963 | 8.91 | 1 | 2018-12-31 | 2019-12-31 | 365 | 10.2091 | 10 | 0.20915
5498 | 2.805 | 1 | 2018-12-31 | 2019-12-31 | 365 | 3.214 | 3 | 0.21399
7305 | 4.59 | 1 | 2018-12-31 | 2019-12-31 | 365 | 5.2593 | 5 | 0.25926
5486 | 6.63 | 1 | 2018-12-31 | 2019-12-31 | 365 | 7.5967 | 7 | 0.59671
4702 | 8.64 | 1 | 2018-12-31 | 2019-12-31 | 365 | 9.8998 | 9 | 0.89978
4526 | 9 | 1 | 2018-12-31 | 2019-12-31 | 365 | 10.3123 | 10 | 0.31227
3907 | 8.82 | 1 | 2018-12-31 | 2019-12-31 | 365 | 10.106 | 10 | 0.10603
6672 | 5.145 | 1 | 2018-12-31 | 2019-12-31 | 365 | 5.8952 | 5 | 0.89518
5005 | 5 | 1 | 2018-12-31 | 2019-12-31 | 365 | 5.729 | 5 | 0.72904
8654 | 2 | 1 | 2018-12-31 | 2019-12-31 | 365 | 2.2916 | 2 | 0.29162
5491 | 5.225 | 1 | 2018-12-31 | 2019-12-31 | 365 | 5.9868 | 5 | 0.98685
4704 | 7 | 1 | 2018-12-31 | 2019-12-31 | 365 | 8.0207 | 8 | 0.020656
3483 | 7.5 | 1 | 2018-12-31 | 2019-12-31 | 365 | 8.5936 | 8 | 0.59356
4831 | 7.595 | 1 | 2018-12-31 | 2019-12-31 | 365 | 8.7024 | 8 | 0.70241
4165 | 3.675 | 1 | 2018-12-31 | 2019-12-31 | 365 | 4.2108 | 4 | 0.21084
6003 | 8 | 1 | 2018-12-31 | 2019-12-31 | 365 | 9.1665 | 9 | 0.16646
13522 | 4.08 | 1 | 2018-12-31 | 2019-12-31 | 365 | 4.6749 | 4 | 0.6749
5978 | 5.5 | 1 | 2018-12-31 | 2019-12-31 | 365 | 6.3019 | 6 | 0.30194
5495 | 7 | 1 | 2018-12-31 | 2019-12-31 | 365 | 8.0207 | 8 | 0.020656
7081 | 11.7 | 1 | 2018-12-31 | 2019-12-31 | 365 | 13.406 | 13 | 0.40595
5225 | 9.5 | 1 | 2018-12-31 | 2019-12-31 | 365 | 10.8852 | 10 | 0.88518
4232 | 5.5 | 1 | 2018-12-31 | 2019-12-31 | 365 | 6.3019 | 6 | 0.30194
6602 | 5.98 | 1 | 2018-12-31 | 2019-12-31 | 365 | 6.8519 | 6 | 0.85193
6660 | 8.25 | 1 | 2018-12-31 | 2019-12-31 | 365 | 9.4529 | 9 | 0.45292
4443 | 6.37 | 1 | 2018-12-31 | 2019-12-31 | 365 | 7.2988 | 7 | 0.2988
3237 | 5.39 | 1 | 2018-12-31 | 2019-12-31 | 365 | 6.1759 | 6 | 0.17591
6607 | 2.45 | 1 | 2018-12-31 | 2019-12-31 | 365 | 2.8072 | 2 | 0.80723
5487 | 3.315 | 1 | 2018-12-31 | 2019-12-31 | 365 | 3.7984 | 3 | 0.79835
6947 | 6.24 | 1 | 2018-12-31 | 2019-12-31 | 365 | 7.1498 | 7 | 0.14984
5006 | 7.65 | 1 | 2018-12-31 | 2019-12-31 | 365 | 8.7654 | 8 | 0.76543
3117 | 5.1 | 1 | 2018-12-31 | 2019-12-31 | 365 | 5.8436 | 5 | 0.84362
2049 | 5.46 | 1 | 2018-12-31 | 2019-12-31 | 365 | 6.2561 | 6 | 0.25611
7927 | 6.5 | 1 | 2018-12-31 | 2019-12-31 | 365 | 7.4478 | 7 | 0.44775
4887 | 7.02 | 1 | 2018-12-31 | 2019-12-31 | 365 | 8.0436 | 8 | 0.043572
4706 | 3.75 | 1 | 2018-12-31 | 2019-12-31 | 365 | 4.2968 | 4 | 0.29678
3680 | 5.865 | 1 | 2018-12-31 | 2019-12-31 | 365 | 6.7202 | 6 | 0.72016
4830 | 8.58 | 1 | 2018-12-31 | 2019-12-31 | 365 | 9.831 | 9 | 0.83103
2683 | 2.25 | 1 | 2018-12-31 | 2019-12-31 | 365 | 2.5781 | 2 | 0.57807
3267 | 6.25 | 1 | 2018-12-31 | 2019-12-31 | 365 | 7.1613 | 7 | 0.1613
3479 | 8 | 1 | 2018-12-31 | 2019-12-31 | 365 | 9.1665 | 9 | 0.16646
5223 | 4.59 | 1 | 2018-12-31 | 2019-12-31 | 365 | 5.2593 | 5 | 0.25926
6601 | 8.82 | 1 | 2018-12-31 | 2019-12-31 | 365 | 10.106 | 10 | 0.10603
9156 | 4.655 | 1 | 2018-12-31 | 2019-12-31 | 365 | 5.3337 | 5 | 0.33374
6445 | 5.1 | 1 | 2018-12-31 | 2019-12-31 | 365 | 5.8436 | 5 | 0.84362
5485 | 6.63 | 1 | 2018-12-31 | 2019-12-31 | 365 | 7.5967 | 7 | 0.59671
6447 | 5 | 1 | 2018-12-31 | 2019-12-31 | 365 | 5.729 | 5 | 0.72904
8427 | 6.37 | 1 | 2018-12-31 | 2019-12-31 | 365 | 7.2988 | 7 | 0.2988
6646 | 8.25 | 1 | 2018-12-31 | 2019-12-31 | 365 | 9.4529 | 9 | 0.45292
10725 | 3.12 | 1 | 2018-12-31 | 2019-12-31 | 365 | 3.5749 | 3 | 0.57492
3669 | 8 | 1 | 2018-12-31 | 2019-12-31 | 365 | 9.1665 | 9 | 0.16646
3867 | 5.25 | 1 | 2018-12-31 | 2019-12-31 | 365 | 6.0155 | 6 | 0.015492
3904 | 6.37 | 1 | 2018-12-31 | 2019-12-31 | 365 | 7.2988 | 7 | 0.2988
3983 | 4.75 | 1 | 2018-12-31 | 2019-12-31 | 365 | 5.4426 | 5 | 0.44259
8434 | 5.25 | 1 | 2018-12-31 | 2019-12-31 | 365 | 6.0155 | 6 | 0.015492
5168 | 4.94 | 1 | 2018-12-31 | 2019-12-31 | 365 | 5.6603 | 5 | 0.66029
6667 | 6.76 | 1 | 2018-12-31 | 2019-12-31 | 365 | 7.7457 | 7 | 0.74566
5891 | 7.5 | 1 | 2018-12-31 | 2019-12-31 | 365 | 8.5936 | 8 | 0.59356
7435 | 3.92 | 1 | 2018-12-31 | 2019-12-31 | 365 | 4.4916 | 4 | 0.49157
6674 | 5.5 | 1 | 2018-12-31 | 2019-12-31 | 365 | 6.3019 | 6 | 0.30194
10516 | 4.42 | 1 | 2018-12-31 | 2019-12-31 | 365 | 5.0645 | 5 | 0.064471
5227 | 10.25 | 1 | 2018-12-31 | 2019-12-31 | 365 | 11.7445 | 11 | 0.74453
5962 | 5.2 | 1 | 2018-12-31 | 2019-12-31 | 365 | 5.9582 | 5 | 0.9582
6733 | 3.315 | 1 | 2018-12-31 | 2019-12-31 | 365 | 3.7984 | 3 | 0.79835
6604 | 6.25 | 1 | 2018-12-31 | 2019-12-31 | 365 | 7.1613 | 7 | 0.1613
5489 | 5.61 | 1 | 2018-12-31 | 2019-12-31 | 365 | 6.428 | 6 | 0.42798
10718 | 5.25 | 1 | 2018-12-31 | 2019-12-31 | 365 | 6.0155 | 6 | 0.015492
4236 | 8.82 | 1 | 2018-12-31 | 2019-12-31 | 365 | 10.106 | 10 | 0.10603
4525 | 5.25 | 1 | 2018-12-31 | 2019-12-31 | 365 | 6.0155 | 6 | 0.015492
4530 | 3.92 | 1 | 2018-12-31 | 2019-12-31 | 365 | 4.4916 | 4 | 0.49157
3578 | 6.5 | 1 | 2018-12-31 | 2019-12-31 | 365 | 7.4478 | 7 | 0.44775
6739 | 4.75 | 1 | 2018-12-31 | 2019-12-31 | 365 | 5.4426 | 5 | 0.44259
9343 | 6.75 | 1 | 2018-12-31 | 2019-12-31 | 365 | 7.7342 | 7 | 0.7342
3968 | 7.25 | 1 | 2018-12-31 | 2019-12-31 | 365 | 8.3071 | 8 | 0.30711
4610 | 9 | 1 | 2018-12-31 | 2019-12-31 | 365 | 10.3123 | 10 | 0.31227
4597 | 6.615 | 1 | 2018-12-31 | 2019-12-31 | 365 | 7.5795 | 7 | 0.57952
4645 | 8.085 | 1 | 2018-12-31 | 2019-12-31 | 365 | 9.2639 | 9 | 0.26386
4851 | 6.37 | 1 | 2018-12-31 | 2019-12-31 | 365 | 7.2988 | 7 | 0.2988
4854 | 8.32 | 1 | 2018-12-31 | 2019-12-31 | 365 | 9.5331 | 9 | 0.53312
4890 | 7.35 | 1 | 2018-12-31 | 2019-12-31 | 365 | 8.4217 | 8 | 0.42169
4940 | 6 | 1 | 2018-12-31 | 2019-12-31 | 365 | 6.8748 | 6 | 0.87485
4939 | 6.5 | 1 | 2018-12-31 | 2019-12-31 | 365 | 7.4478 | 7 | 0.44775
4941 | 9 | 1 | 2018-12-31 | 2019-12-31 | 365 | 10.3123 | 10 | 0.31227
5008 | 5.5 | 1 | 2018-12-31 | 2019-12-31 | 365 | 6.3019 | 6 | 0.30194
5173 | 3.92 | 1 | 2018-12-31 | 2019-12-31 | 365 | 4.4916 | 4 | 0.49157
5200 | 5.25 | 1 | 2018-12-31 | 2019-12-31 | 365 | 6.0155 | 6 | 0.015492
5206 | 3.25 | 1 | 2018-12-31 | 2019-12-31 | 365 | 3.7239 | 3 | 0.72388
6024 | 6.12 | 1 | 2018-12-31 | 2019-12-31 | 365 | 7.0123 | 7 | 0.012345
6025 | 4.08 | 1 | 2018-12-31 | 2019-12-31 | 365 | 4.6749 | 4 | 0.6749
5587 | 9 | 1 | 2018-12-31 | 2019-12-31 | 365 | 10.3123 | 10 | 0.31227
5589 | 4.95 | 1 | 2018-12-31 | 2019-12-31 | 365 | 5.6717 | 5 | 0.67175
6539 | 6.5 | 1 | 2018-12-31 | 2019-12-31 | 365 | 7.4478 | 7 | 0.44775
6068 | 6.75 | 1 | 2018-12-31 | 2019-12-31 | 365 | 7.7342 | 7 | 0.7342
6449 | 7.14 | 1 | 2018-12-31 | 2019-12-31 | 365 | 8.1811 | 8 | 0.18107
6599 | 9.88 | 1 | 2018-12-31 | 2019-12-31 | 365 | 11.3206 | 11 | 0.32058
6600 | 4.25 | 1 | 2018-12-31 | 2019-12-31 | 365 | 4.8697 | 4 | 0.86968
6669 | 5.5 | 1 | 2018-12-31 | 2019-12-31 | 365 | 6.3019 | 6 | 0.30194
7439 | 9.88 | 1 | 2018-12-31 | 2019-12-31 | 365 | 11.3206 | 11 | 0.32058
7929 | 10.535 | 1 | 2018-12-31 | 2019-12-31 | 365 | 12.0711 | 12 | 0.071087
7945 | 6.86 | 1 | 2018-12-31 | 2019-12-31 | 365 | 7.8602 | 7 | 0.86024
9205 | 8.82 | 1 | 2018-12-31 | 2019-12-31 | 365 | 10.106 | 10 | 0.10603
9212 | 6.25 | 1 | 2018-12-31 | 2019-12-31 | 365 | 7.1613 | 7 | 0.1613
7773 | 7.5 | 1 | 2018-12-31 | 2019-12-31 | 365 | 8.5936 | 8 | 0.59356
7865 | 4.5 | 1 | 2018-12-31 | 2019-12-31 | 365 | 5.1561 | 5 | 0.15614
8672 | 2.94 | 1 | 2018-12-31 | 2019-12-31 | 365 | 3.3687 | 3 | 0.36868
6734 | 7.28 | 1 | 2018-12-31 | 2019-12-31 | 365 | 8.3415 | 8 | 0.34148
12053 | 6.25 | 1 | 2018-12-31 | 2019-12-31 | 365 | 7.1613 | 7 | 0.1613
13773 | 2.5 | 1 | 2018-12-31 | 2019-12-31 | 365 | 2.8645 | 2 | 0.86452
16002 | 3.25 | 1 | 2018-12-31 | 2019-12-31 | 365 | 3.7239 | 3 | 0.72388
16006 | 6.75 | 1 | 2018-12-31 | 2019-12-31 | 365 | 7.7342 | 7 | 0.7342
16880 | 8.5 | 1 | 2018-12-31 | 2019-12-31 | 365 | 9.7394 | 9 | 0.73937
16882 | 4.05 | 1 | 2018-12-31 | 2019-12-31 | 365 | 4.6405 | 4 | 0.64052
17609 | 19 | 1 | 2018-12-31 | 2019-12-31 | 365 | 21.7704 | 21 | 0.77035
16879 | 7.905 | 1 | 2018-12-31 | 2019-12-31 | 365 | 9.0576 | 9 | 0.057612
18182 | 10.26 | 1 | 2018-12-31 | 2019-12-31 | 365 | 11.756 | 11 | 0.75599
23483 | 3.25 | 1 | 2018-12-31 | 2019-12-31 | 365 | 3.7239 | 3 | 0.72388
23486 | 4.75 | 1 | 2018-12-31 | 2019-12-31 | 365 | 5.4426 | 5 | 0.44259
23489 | 15.6 | 1 | 2018-12-31 | 2019-12-31 | 365 | 17.8746 | 17 | 0.8746
23491 | 4.25 | 1 | 2018-12-31 | 2019-12-31 | 365 | 4.8697 | 4 | 0.86968
23537 | 5 | 1 | 2018-12-31 | 2019-12-31 | 365 | 5.729 | 5 | 0.72904
23746 | 7.35 | 1 | 2018-12-31 | 2019-12-31 | 365 | 8.4217 | 8 | 0.42169
25155 | 9.62 | 1 | 2018-12-31 | 2019-12-31 | 365 | 11.0227 | 11 | 0.022673
24542 | 5.94 | 1 | 2018-12-31 | 2019-12-31 | 365 | 6.8061 | 6 | 0.8061
2538 | 4.16 | 1 | 2018-12-31 | 2019-12-31 | 365 | 4.7666 | 4 | 0.76656
19702 | 4.5 | 1 | 2018-12-31 | 2019-12-31 | 365 | 5.1561 | 5 | 0.15614
2479 | 8.64 | 1 | 2018-12-31 | 2019-12-31 | 365 | 9.8998 | 9 | 0.89978
6467 | 12.15 | 1 | 2018-12-31 | 2019-12-31 | 365 | 13.9216 | 13 | 0.92157
1251 | 8.75 | 1 | 2018-12-31 | 2019-12-31 | 365 | 10.0258 | 10 | 0.02582
1232 | 5.2 | 1 | 2018-12-31 | 2019-12-31 | 365 | 5.9582 | 5 | 0.9582
1249 | 8.58 | 1 | 2018-12-31 | 2019-12-31 | 365 | 9.831 | 9 | 0.83103
1216 | 7.25 | 1 | 2018-12-31 | 2019-12-31 | 365 | 8.3071 | 8 | 0.30711
1228 | 11.5 | 1 | 2018-12-31 | 2019-12-31 | 365 | 13.1768 | 13 | 0.17679
1257 | 5.5 | 1 | 2018-12-31 | 2019-12-31 | 365 | 6.3019 | 6 | 0.30194
3193 | 4.25 | 1 | 2018-12-31 | 2019-12-31 | 365 | 4.8697 | 4 | 0.86968
1237 | 9 | 1 | 2018-12-31 | 2019-12-31 | 365 | 10.3123 | 10 | 0.31227
1306 | 10 | 1 | 2018-12-31 | 2019-12-31 | 365 | 11.4581 | 11 | 0.45808
1196 | 7.25 | 1 | 2018-12-31 | 2019-12-31 | 365 | 8.3071 | 8 | 0.30711
1239 | 6.095 | 1 | 2018-12-31 | 2019-12-31 | 365 | 6.9837 | 6 | 0.9837
1235 | 10.5 | 1 | 2018-12-31 | 2019-12-31 | 365 | 12.031 | 12 | 0.030984
1252 | 5.98 | 1 | 2018-12-31 | 2019-12-31 | 365 | 6.8519 | 6 | 0.85193
1223 | 5.035 | 1 | 2018-12-31 | 2019-12-31 | 365 | 5.7691 | 5 | 0.76914
1247 | 7 | 1 | 2018-12-31 | 2019-12-31 | 365 | 8.0207 | 8 | 0.020656
1215 | 7.155 | 1 | 2018-12-31 | 2019-12-31 | 365 | 8.1983 | 8 | 0.19826
1184 | 8 | 1 | 2018-12-31 | 2019-12-31 | 365 | 9.1665 | 9 | 0.16646
1218 | 5.94 | 1 | 2018-12-31 | 2019-12-31 | 365 | 6.8061 | 6 | 0.8061
1169 | 6 | 1 | 2018-12-31 | 2019-12-31 | 365 | 6.8748 | 6 | 0.87485
4415 | 5.035 | 1 | 2018-12-31 | 2019-12-31 | 365 | 5.7691 | 5 | 0.76914
1240 | 4.5 | 1 | 2018-12-31 | 2019-12-31 | 365 | 5.1561 | 5 | 0.15614
3168 | 6 | 1 | 2018-12-31 | 2019-12-31 | 365 | 6.8748 | 6 | 0.87485
1302 | 5 | 1 | 2018-12-31 | 2019-12-31 | 365 | 5.729 | 5 | 0.72904
1189 | 6.48 | 1 | 2018-12-31 | 2019-12-31 | 365 | 7.4248 | 7 | 0.42484
2443 | 8.1 | 1 | 2018-12-31 | 2019-12-31 | 365 | 9.281 | 9 | 0.28104
1579 | 8 | 1 | 2018-12-31 | 2019-12-31 | 365 | 9.1665 | 9 | 0.16646
2441 | 6.48 | 1 | 2018-12-31 | 2019-12-31 | 365 | 7.4248 | 7 | 0.42484
1905 | 9.18 | 1 | 2018-12-31 | 2019-12-31 | 365 | 10.5185 | 10 | 0.51852
1948 | 5.94 | 1 | 2018-12-31 | 2019-12-31 | 365 | 6.8061 | 6 | 0.8061
1220 | 8.75 | 1 | 2018-12-31 | 2019-12-31 | 365 | 10.0258 | 10 | 0.02582
9641 | 8.91 | 1 | 2018-12-31 | 2019-12-31 | 365 | 10.2091 | 10 | 0.20915
1238 | 9.18 | 1 | 2018-12-31 | 2019-12-31 | 365 | 10.5185 | 10 | 0.51852
1224 | 5 | 1 | 2018-12-31 | 2019-12-31 | 365 | 5.729 | 5 | 0.72904
3364 | 3.75 | 1 | 2018-12-31 | 2019-12-31 | 365 | 4.2968 | 4 | 0.29678
1873 | 6.5 | 1 | 2018-12-31 | 2019-12-31 | 365 | 7.4478 | 7 | 0.44775
3195 | 11.34 | 1 | 2018-12-31 | 2019-12-31 | 365 | 12.9935 | 12 | 0.99346
1863 | 5.5 | 1 | 2018-12-31 | 2019-12-31 | 365 | 6.3019 | 6 | 0.30194
1222 | 10.07 | 1 | 2018-12-31 | 2019-12-31 | 365 | 11.5383 | 11 | 0.53829
5136 | 9.75 | 1 | 2018-12-31 | 2019-12-31 | 365 | 11.1716 | 11 | 0.17163
1868 | 5.565 | 1 | 2018-12-31 | 2019-12-31 | 365 | 6.3764 | 6 | 0.37642
1191 | 6 | 1 | 2018-12-31 | 2019-12-31 | 365 | 6.8748 | 6 | 0.87485
1214 | 7.95 | 1 | 2018-12-31 | 2019-12-31 | 365 | 9.1092 | 9 | 0.10917
3929 | 11.22 | 1 | 2018-12-31 | 2019-12-31 | 365 | 12.856 | 12 | 0.85597
3762 | 8.1 | 1 | 2018-12-31 | 2019-12-31 | 365 | 9.281 | 9 | 0.28104
1580 | 7.02 | 1 | 2018-12-31 | 2019-12-31 | 365 | 8.0436 | 8 | 0.043572
2481 | 11.75 | 1 | 2018-12-31 | 2019-12-31 | 365 | 13.4632 | 13 | 0.46324
12204 | 5.1 | 1 | 2018-12-31 | 2019-12-31 | 365 | 5.8436 | 5 | 0.84362
4659 | 6.5 | 1 | 2018-12-31 | 2019-12-31 | 365 | 7.4478 | 7 | 0.44775
1194 | 4 | 1 | 2018-12-31 | 2019-12-31 | 365 | 4.5832 | 4 | 0.58323
2537 | 6.5 | 1 | 2018-12-31 | 2019-12-31 | 365 | 7.4478 | 7 | 0.44775
1581 | 4 | 1 | 2018-12-31 | 2019-12-31 | 365 | 4.5832 | 4 | 0.58323
7530 | 3.24 | 1 | 2018-12-31 | 2019-12-31 | 365 | 3.7124 | 3 | 0.71242
3748 | 8 | 1 | 2018-12-31 | 2019-12-31 | 365 | 9.1665 | 9 | 0.16646
2501 | 6.5 | 1 | 2018-12-31 | 2019-12-31 | 365 | 7.4478 | 7 | 0.44775
5930 | 9.99 | 1 | 2018-12-31 | 2019-12-31 | 365 | 11.4466 | 11 | 0.44662
4269 | 6.48 | 1 | 2018-12-31 | 2019-12-31 | 365 | 7.4248 | 7 | 0.42484
2927 | 8 | 1 | 2018-12-31 | 2019-12-31 | 365 | 9.1665 | 9 | 0.16646
3352 | 10.5 | 1 | 2018-12-31 | 2019-12-31 | 365 | 12.031 | 12 | 0.030984
4981 | 2.7 | 1 | 2018-12-31 | 2019-12-31 | 365 | 3.0937 | 3 | 0.093682
1903 | 8.91 | 1 | 2018-12-31 | 2019-12-31 | 365 | 10.2091 | 10 | 0.20915
1183 | 12.96 | 1 | 2018-12-31 | 2019-12-31 | 365 | 14.8497 | 14 | 0.84967
9001 | 2 | 1 | 2018-12-31 | 2019-12-31 | 365 | 2.2916 | 2 | 0.29162
2517 | 6.75 | 1 | 2018-12-31 | 2019-12-31 | 365 | 7.7342 | 7 | 0.7342
1258 | 9.75 | 1 | 2018-12-31 | 2019-12-31 | 365 | 11.1716 | 11 | 0.17163
3348 | 12.5 | 1 | 2018-12-31 | 2019-12-31 | 365 | 14.3226 | 14 | 0.3226
3362 | 6.21 | 1 | 2018-12-31 | 2019-12-31 | 365 | 7.1155 | 7 | 0.11547
2438 | 5.5 | 1 | 2018-12-31 | 2019-12-31 | 365 | 6.3019 | 6 | 0.30194
1193 | 5.035 | 1 | 2018-12-31 | 2019-12-31 | 365 | 5.7691 | 5 | 0.76914
4930 | 9.72 | 1 | 2018-12-31 | 2019-12-31 | 365 | 11.1373 | 11 | 0.13725
2475 | 5.3 | 1 | 2018-12-31 | 2019-12-31 | 365 | 6.0728 | 6 | 0.072782
1192 | 3.975 | 1 | 2018-12-31 | 2019-12-31 | 365 | 4.5546 | 4 | 0.55459
2480 | 13.23 | 1 | 2018-12-31 | 2019-12-31 | 365 | 15.159 | 15 | 0.15904
3342 | 6.48 | 1 | 2018-12-31 | 2019-12-31 | 365 | 7.4248 | 7 | 0.42484
4369 | 6.21 | 1 | 2018-12-31 | 2019-12-31 | 365 | 7.1155 | 7 | 0.11547
2484 | 14.5 | 1 | 2018-12-31 | 2019-12-31 | 365 | 16.6142 | 16 | 0.61422
2474 | 5 | 1 | 2018-12-31 | 2019-12-31 | 365 | 5.729 | 5 | 0.72904
3194 | 9.72 | 1 | 2018-12-31 | 2019-12-31 | 365 | 11.1373 | 11 | 0.13725
2432 | 9.5 | 1 | 2018-12-31 | 2019-12-31 | 365 | 10.8852 | 10 | 0.88518
5561 | 4.25 | 1 | 2018-12-31 | 2019-12-31 | 365 | 4.8697 | 4 | 0.86968
2466 | 8.5 | 1 | 2018-12-31 | 2019-12-31 | 365 | 9.7394 | 9 | 0.73937
2908 | 9.5 | 1 | 2018-12-31 | 2019-12-31 | 365 | 10.8852 | 10 | 0.88518
3745 | 10.26 | 1 | 2018-12-31 | 2019-12-31 | 365 | 11.756 | 11 | 0.75599
10674 | 3.24 | 1 | 2018-12-31 | 2019-12-31 | 365 | 3.7124 | 3 | 0.71242
1245 | 7 | 1 | 2018-12-31 | 2019-12-31 | 365 | 8.0207 | 8 | 0.020656
4622 | 6.75 | 1 | 2018-12-31 | 2019-12-31 | 365 | 7.7342 | 7 | 0.7342
3752 | 6.48 | 1 | 2018-12-31 | 2019-12-31 | 365 | 7.4248 | 7 | 0.42484
3761 | 5.75 | 1 | 2018-12-31 | 2019-12-31 | 365 | 6.5884 | 6 | 0.5884
3366 | 7.25 | 1 | 2018-12-31 | 2019-12-31 | 365 | 8.3071 | 8 | 0.30711
2407 | 5.4 | 1 | 2018-12-31 | 2019-12-31 | 365 | 6.1874 | 6 | 0.18736
5608 | 12.5 | 1 | 2018-12-31 | 2019-12-31 | 365 | 14.3226 | 14 | 0.3226
1254 | 6.5 | 1 | 2018-12-31 | 2019-12-31 | 365 | 7.4478 | 7 | 0.44775
2515 | 7.5 | 1 | 2018-12-31 | 2019-12-31 | 365 | 8.5936 | 8 | 0.59356
3753 | 10.53 | 1 | 2018-12-31 | 2019-12-31 | 365 | 12.0654 | 12 | 0.065358
2430 | 11.07 | 1 | 2018-12-31 | 2019-12-31 | 365 | 12.6841 | 12 | 0.68409
2473 | 10.53 | 1 | 2018-12-31 | 2019-12-31 | 365 | 12.0654 | 12 | 0.065358
2436 | 6 | 1 | 2018-12-31 | 2019-12-31 | 365 | 6.8748 | 6 | 0.87485
4371 | 7.685 | 1 | 2018-12-31 | 2019-12-31 | 365 | 8.8055 | 8 | 0.80553
3354 | 8.37 | 1 | 2018-12-31 | 2019-12-31 | 365 | 9.5904 | 9 | 0.59041
3351 | 7.29 | 1 | 2018-12-31 | 2019-12-31 | 365 | 8.3529 | 8 | 0.35294
4576 | 3.5 | 1 | 2018-12-31 | 2019-12-31 | 365 | 4.0103 | 4 | 0.010328
4366 | 14.84 | 1 | 2018-12-31 | 2019-12-31 | 365 | 17.0038 | 17 | 0.0037907
3357 | 4.75 | 1 | 2018-12-31 | 2019-12-31 | 365 | 5.4426 | 5 | 0.44259
4248 | 4.59 | 1 | 2018-12-31 | 2019-12-31 | 365 | 5.2593 | 5 | 0.25926
1902 | 10.26 | 1 | 2018-12-31 | 2019-12-31 | 365 | 11.756 | 11 | 0.75599
4725 | 9.18 | 1 | 2018-12-31 | 2019-12-31 | 365 | 10.5185 | 10 | 0.51852
2906 | 12.96 | 1 | 2018-12-31 | 2019-12-31 | 365 | 14.8497 | 14 | 0.84967
2969 | 9.45 | 1 | 2018-12-31 | 2019-12-31 | 365 | 10.8279 | 10 | 0.82789
7476 | 10.26 | 1 | 2018-12-31 | 2019-12-31 | 365 | 11.756 | 11 | 0.75599
2520 | 6.21 | 1 | 2018-12-31 | 2019-12-31 | 365 | 7.1155 | 7 | 0.11547
15206 | 11.88 | 1 | 2018-12-31 | 2019-12-31 | 365 | 13.6122 | 13 | 0.6122
5137 | 7.56 | 1 | 2018-12-31 | 2019-12-31 | 365 | 8.6623 | 8 | 0.66231
3185 | 8.91 | 1 | 2018-12-31 | 2019-12-31 | 365 | 10.2091 | 10 | 0.20915
2905 | 5.75 | 1 | 2018-12-31 | 2019-12-31 | 365 | 6.5884 | 6 | 0.5884
2444 | 8.37 | 1 | 2018-12-31 | 2019-12-31 | 365 | 9.5904 | 9 | 0.59041
5931 | 6.21 | 1 | 2018-12-31 | 2019-12-31 | 365 | 7.1155 | 7 | 0.11547
4625 | 10.8 | 1 | 2018-12-31 | 2019-12-31 | 365 | 12.3747 | 12 | 0.37473
5413 | 13.23 | 1 | 2018-12-31 | 2019-12-31 | 365 | 15.159 | 15 | 0.15904
5146 | 9.18 | 1 | 2018-12-31 | 2019-12-31 | 365 | 10.5185 | 10 | 0.51852
5024 | 9.5 | 1 | 2018-12-31 | 2019-12-31 | 365 | 10.8852 | 10 | 0.88518
2448 | 8.37 | 1 | 2018-12-31 | 2019-12-31 | 365 | 9.5904 | 9 | 0.59041
4222 | 10 | 1 | 2018-12-31 | 2019-12-31 | 365 | 11.4581 | 11 | 0.45808
2536 | 7.56 | 1 | 2018-12-31 | 2019-12-31 | 365 | 8.6623 | 8 | 0.66231
4200 | 10.8 | 1 | 2018-12-31 | 2019-12-31 | 365 | 12.3747 | 12 | 0.37473
2476 | 8.1 | 1 | 2018-12-31 | 2019-12-31 | 365 | 9.281 | 9 | 0.28104
1298 | 25 | 1 | 2018-12-31 | 2019-12-31 | 365 | 28.6452 | 28 | 0.6452
1299 | 8.5 | 1 | 2018-12-31 | 2019-12-31 | 365 | 9.7394 | 9 | 0.73937
1300 | 6.095 | 1 | 2018-12-31 | 2019-12-31 | 365 | 6.9837 | 6 | 0.9837
1293 | 6.36 | 1 | 2018-12-31 | 2019-12-31 | 365 | 7.2873 | 7 | 0.28734
1294 | 9.18 | 1 | 2018-12-31 | 2019-12-31 | 365 | 10.5185 | 10 | 0.51852
1291 | 6.36 | 1 | 2018-12-31 | 2019-12-31 | 365 | 7.2873 | 7 | 0.28734
1292 | 5.46 | 1 | 2018-12-31 | 2019-12-31 | 365 | 6.2561 | 6 | 0.25611
1259 | 5 | 1 | 2018-12-31 | 2019-12-31 | 365 | 5.729 | 5 | 0.72904
1290 | 3 | 1 | 2018-12-31 | 2019-12-31 | 365 | 3.4374 | 3 | 0.43742
1264 | 7.95 | 1 | 2018-12-31 | 2019-12-31 | 365 | 9.1092 | 9 | 0.10917
1267 | 11.75 | 1 | 2018-12-31 | 2019-12-31 | 365 | 13.4632 | 13 | 0.46324
1337 | 5.3 | 1 | 2018-12-31 | 2019-12-31 | 365 | 6.0728 | 6 | 0.072782
1261 | 8.75 | 1 | 2018-12-31 | 2019-12-31 | 365 | 10.0258 | 10 | 0.02582
1910 | 11 | 1 | 2018-12-31 | 2019-12-31 | 365 | 12.6039 | 12 | 0.60389
5614 | 7.25 | 1 | 2018-12-31 | 2019-12-31 | 365 | 8.3071 | 8 | 0.30711
2435 | 8.25 | 1 | 2018-12-31 | 2019-12-31 | 365 | 9.4529 | 9 | 0.45292
4219 | 6.75 | 1 | 2018-12-31 | 2019-12-31 | 365 | 7.7342 | 7 | 0.7342
5138 | 3.24 | 1 | 2018-12-31 | 2019-12-31 | 365 | 3.7124 | 3 | 0.71242
11405 | 8.75 | 1 | 2018-12-31 | 2019-12-31 | 365 | 10.0258 | 10 | 0.02582
2445 | 9.72 | 1 | 2018-12-31 | 2019-12-31 | 365 | 11.1373 | 11 | 0.13725
2971 | 5.25 | 1 | 2018-12-31 | 2019-12-31 | 365 | 6.0155 | 6 | 0.015492
60364 | 7.25 | 1 | 2018-12-31 | 2019-12-31 | 365 | 8.3071 | 8 | 0.30711
4126 | 10.53 | 1 | 2018-12-31 | 2019-12-31 | 365 | 12.0654 | 12 | 0.065358
5298 | 8 | 1 | 2018-12-31 | 2019-12-31 | 365 | 9.1665 | 9 | 0.16646
4223 | 6.25 | 1 | 2018-12-31 | 2019-12-31 | 365 | 7.1613 | 7 | 0.1613
4108 | 6.25 | 1 | 2018-12-31 | 2019-12-31 | 365 | 7.1613 | 7 | 0.1613
5696 | 7.29 | 1 | 2018-12-31 | 2019-12-31 | 365 | 8.3529 | 8 | 0.35294
4431 | 6.21 | 1 | 2018-12-31 | 2019-12-31 | 365 | 7.1155 | 7 | 0.11547
3343 | 5.67 | 1 | 2018-12-31 | 2019-12-31 | 365 | 6.4967 | 6 | 0.49673
4457 | 3.78 | 1 | 2018-12-31 | 2019-12-31 | 365 | 4.3312 | 4 | 0.33115
2535 | 7.56 | 1 | 2018-12-31 | 2019-12-31 | 365 | 8.6623 | 8 | 0.66231
16657 | 5.67 | 1 | 2018-12-31 | 2019-12-31 | 365 | 6.4967 | 6 | 0.49673
10675 | 6.5 | 1 | 2018-12-31 | 2019-12-31 | 365 | 7.4478 | 7 | 0.44775
4216 | 5.4 | 1 | 2018-12-31 | 2019-12-31 | 365 | 6.1874 | 6 | 0.18736
5563 | 7.02 | 1 | 2018-12-31 | 2019-12-31 | 365 | 8.0436 | 8 | 0.043572
3760 | 8.75 | 1 | 2018-12-31 | 2019-12-31 | 365 | 10.0258 | 10 | 0.02582
4726 | 9.45 | 1 | 2018-12-31 | 2019-12-31 | 365 | 10.8279 | 10 | 0.82789
3346 | 5.5 | 1 | 2018-12-31 | 2019-12-31 | 365 | 6.3019 | 6 | 0.30194
6645 | 5.5 | 1 | 2018-12-31 | 2019-12-31 | 365 | 6.3019 | 6 | 0.30194
4249 | 7.25 | 1 | 2018-12-31 | 2019-12-31 | 365 | 8.3071 | 8 | 0.30711
4309 | 9.25 | 1 | 2018-12-31 | 2019-12-31 | 365 | 10.5987 | 10 | 0.59872
5067 | 8.91 | 1 | 2018-12-31 | 2019-12-31 | 365 | 10.2091 | 10 | 0.20915
5559 | 9 | 1 | 2018-12-31 | 2019-12-31 | 365 | 10.3123 | 10 | 0.31227
3372 | 12.5 | 1 | 2018-12-31 | 2019-12-31 | 365 | 14.3226 | 14 | 0.3226
5404 | 8.75 | 1 | 2018-12-31 | 2019-12-31 | 365 | 10.0258 | 10 | 0.02582
4109 | 5.94 | 1 | 2018-12-31 | 2019-12-31 | 365 | 6.8061 | 6 | 0.8061
4723 | 5 | 1 | 2018-12-31 | 2019-12-31 | 365 | 5.729 | 5 | 0.72904
4580 | 7.5 | 1 | 2018-12-31 | 2019-12-31 | 365 | 8.5936 | 8 | 0.59356
2519 | 5.75 | 1 | 2018-12-31 | 2019-12-31 | 365 | 6.5884 | 6 | 0.5884
5266 | 9.75 | 1 | 2018-12-31 | 2019-12-31 | 365 | 11.1716 | 11 | 0.17163
5615 | 17.01 | 1 | 2018-12-31 | 2019-12-31 | 365 | 19.4902 | 19 | 0.49019
5670 | 5.5 | 1 | 2018-12-31 | 2019-12-31 | 365 | 6.3019 | 6 | 0.30194
3192 | 5 | 1 | 2018-12-31 | 2019-12-31 | 365 | 5.729 | 5 | 0.72904
11899 | 3.78 | 1 | 2018-12-31 | 2019-12-31 | 365 | 4.3312 | 4 | 0.33115
4006 | 3.51 | 1 | 2018-12-31 | 2019-12-31 | 365 | 4.0218 | 4 | 0.021786
5352 | 6.25 | 1 | 2018-12-31 | 2019-12-31 | 365 | 7.1613 | 7 | 0.1613
4803 | 8.75 | 1 | 2018-12-31 | 2019-12-31 | 365 | 10.0258 | 10 | 0.02582
4722 | 2.5 | 1 | 2018-12-31 | 2019-12-31 | 365 | 2.8645 | 2 | 0.86452
5038 | 9.75 | 1 | 2018-12-31 | 2019-12-31 | 365 | 11.1716 | 11 | 0.17163
4964 | 10.26 | 1 | 2018-12-31 | 2019-12-31 | 365 | 11.756 | 11 | 0.75599
5432 | 11.88 | 1 | 2018-12-31 | 2019-12-31 | 365 | 13.6122 | 13 | 0.6122
5611 | 9.75 | 1 | 2018-12-31 | 2019-12-31 | 365 | 11.1716 | 11 | 0.17163
11534 | 4.05 | 1 | 2018-12-31 | 2019-12-31 | 365 | 4.6405 | 4 | 0.64052
5710 | 6.75 | 1 | 2018-12-31 | 2019-12-31 | 365 | 7.7342 | 7 | 0.7342
5803 | 5.13 | 1 | 2018-12-31 | 2019-12-31 | 365 | 5.878 | 5 | 0.878
2917 | 5.67 | 1 | 2018-12-31 | 2019-12-31 | 365 | 6.4967 | 6 | 0.49673
4432 | 12.42 | 1 | 2018-12-31 | 2019-12-31 | 365 | 14.2309 | 14 | 0.23094
3747 | 8.1 | 1 | 2018-12-31 | 2019-12-31 | 365 | 9.281 | 9 | 0.28104
3749 | 8.5 | 1 | 2018-12-31 | 2019-12-31 | 365 | 9.7394 | 9 | 0.73937
4227 | 7.75 | 1 | 2018-12-31 | 2019-12-31 | 365 | 8.88 | 8 | 0.88001
9488 | 13.23 | 1 | 2018-12-31 | 2019-12-31 | 365 | 15.159 | 15 | 0.15904
5752 | 5.94 | 1 | 2018-12-31 | 2019-12-31 | 365 | 6.8061 | 6 | 0.8061
4921 | 8 | 1 | 2018-12-31 | 2019-12-31 | 365 | 9.1665 | 9 | 0.16646
2907 | 3 | 1 | 2018-12-31 | 2019-12-31 | 365 | 3.4374 | 3 | 0.43742
4214 | 7.02 | 1 | 2018-12-31 | 2019-12-31 | 365 | 8.0436 | 8 | 0.043572
3344 | 6.25 | 1 | 2018-12-31 | 2019-12-31 | 365 | 7.1613 | 7 | 0.1613
5613 | 7.02 | 1 | 2018-12-31 | 2019-12-31 | 365 | 8.0436 | 8 | 0.043572
4579 | 6 | 1 | 2018-12-31 | 2019-12-31 | 365 | 6.8748 | 6 | 0.87485
3991 | 5.75 | 1 | 2018-12-31 | 2019-12-31 | 365 | 6.5884 | 6 | 0.5884
11795 | 7.75 | 1 | 2018-12-31 | 2019-12-31 | 365 | 8.88 | 8 | 0.88001
16362 | 12.42 | 1 | 2018-12-31 | 2019-12-31 | 365 | 14.2309 | 14 | 0.23094
4737 | 7.75 | 1 | 2018-12-31 | 2019-12-31 | 365 | 8.88 | 8 | 0.88001
4961 | 5.67 | 1 | 2018-12-31 | 2019-12-31 | 365 | 6.4967 | 6 | 0.49673
4631 | 10 | 1 | 2018-12-31 | 2019-12-31 | 365 | 11.4581 | 11 | 0.45808
3353 | 5.94 | 1 | 2018-12-31 | 2019-12-31 | 365 | 6.8061 | 6 | 0.8061
4429 | 9.25 | 1 | 2018-12-31 | 2019-12-31 | 365 | 10.5987 | 10 | 0.59872
6420 | 14.85 | 1 | 2018-12-31 | 2019-12-31 | 365 | 17.0152 | 17 | 0.015249
5612 | 8.64 | 1 | 2018-12-31 | 2019-12-31 | 365 | 9.8998 | 9 | 0.89978
4681 | 6 | 1 | 2018-12-31 | 2019-12-31 | 365 | 6.8748 | 6 | 0.87485
5312 | 5.4 | 1 | 2018-12-31 | 2019-12-31 | 365 | 6.1874 | 6 | 0.18736
12190 | 5.94 | 1 | 2018-12-31 | 2019-12-31 | 365 | 6.8061 | 6 | 0.8061
6461 | 8.64 | 1 | 2018-12-31 | 2019-12-31 | 365 | 9.8998 | 9 | 0.89978
3930 | 7.75 | 1 | 2018-12-31 | 2019-12-31 | 365 | 8.88 | 8 | 0.88001
5728 | 4.5 | 1 | 2018-12-31 | 2019-12-31 | 365 | 5.1561 | 5 | 0.15614
5115 | 7.75 | 1 | 2018-12-31 | 2019-12-31 | 365 | 8.88 | 8 | 0.88001
4552 | 7.29 | 1 | 2018-12-31 | 2019-12-31 | 365 | 8.3529 | 8 | 0.35294
4116 | 10.53 | 1 | 2018-12-31 | 2019-12-31 | 365 | 12.0654 | 12 | 0.065358
13547 | 10 | 1 | 2018-12-31 | 2019-12-31 | 365 | 11.4581 | 11 | 0.45808
2970 | 7.25 | 1 | 2018-12-31 | 2019-12-31 | 365 | 8.3071 | 8 | 0.30711
4111 | 5.4 | 1 | 2018-12-31 | 2019-12-31 | 365 | 6.1874 | 6 | 0.18736
5712 | 9.45 | 1 | 2018-12-31 | 2019-12-31 | 365 | 10.8279 | 10 | 0.82789
11492 | 5.75 | 1 | 2018-12-31 | 2019-12-31 | 365 | 6.5884 | 6 | 0.5884
5009 | 5.67 | 1 | 2018-12-31 | 2019-12-31 | 365 | 6.4967 | 6 | 0.49673
4656 | 4.05 | 1 | 2018-12-31 | 2019-12-31 | 365 | 4.6405 | 4 | 0.64052
5711 | 1.5 | 1 | 2018-12-31 | 2019-12-31 | 365 | 1.7187 | 1 | 0.71871
12210 | 7.25 | 1 | 2018-12-31 | 2019-12-31 | 365 | 8.3071 | 8 | 0.30711
3940 | 5.4 | 1 | 2018-12-31 | 2019-12-31 | 365 | 6.1874 | 6 | 0.18736
20842 | 4.16 | 1 | 2018-12-31 | 2019-12-31 | 365 | 4.7666 | 4 | 0.76656
4190 | 3.24 | 1 | 2018-12-31 | 2019-12-31 | 365 | 3.7124 | 3 | 0.71242
3371 | 6 | 1 | 2018-12-31 | 2019-12-31 | 365 | 6.8748 | 6 | 0.87485
11489 | 9.18 | 1 | 2018-12-31 | 2019-12-31 | 365 | 10.5185 | 10 | 0.51852
12804 | 4.32 | 1 | 2018-12-31 | 2019-12-31 | 365 | 4.9499 | 4 | 0.94989
5564 | 8.25 | 1 | 2018-12-31 | 2019-12-31 | 365 | 9.4529 | 9 | 0.45292
9421 | 4 | 1 | 2018-12-31 | 2019-12-31 | 365 | 4.5832 | 4 | 0.58323
52316 | 14.85 | 1 | 2018-12-31 | 2019-12-31 | 365 | 17.0152 | 17 | 0.015249
12398 | 11.34 | 1 | 2018-12-31 | 2019-12-31 | 365 | 12.9935 | 12 | 0.99346
5721 | 7.56 | 1 | 2018-12-31 | 2019-12-31 | 365 | 8.6623 | 8 | 0.66231
4585 | 4.5 | 1 | 2018-12-31 | 2019-12-31 | 365 | 5.1561 | 5 | 0.15614
4115 | 9.72 | 1 | 2018-12-31 | 2019-12-31 | 365 | 11.1373 | 11 | 0.13725
13762 | 14.58 | 1 | 2018-12-31 | 2019-12-31 | 365 | 16.7059 | 16 | 0.70588
3990 | 5.13 | 1 | 2018-12-31 | 2019-12-31 | 365 | 5.878 | 5 | 0.878
5305 | 7.5 | 1 | 2018-12-31 | 2019-12-31 | 365 | 8.5936 | 8 | 0.59356
1297 | 6 | 1 | 2018-12-31 | 2019-12-31 | 365 | 6.8748 | 6 | 0.87485
1288 | 8.48 | 1 | 2018-12-31 | 2019-12-31 | 365 | 9.7165 | 9 | 0.71645
1585 | 4.5 | 1 | 2018-12-31 | 2019-12-31 | 365 | 5.1561 | 5 | 0.15614
1584 | 8.48 | 1 | 2018-12-31 | 2019-12-31 | 365 | 9.7165 | 9 | 0.71645
1582 | 41.04 | 0.9 | 2018-12-31 | 2019-12-31 | 365 | 42.3216 | 42 | 0.32156
1908 | 5.3 | 1 | 2018-12-31 | 2019-12-31 | 365 | 6.0728 | 6 | 0.072782
1907 | 6.48 | 1 | 2018-12-31 | 2019-12-31 | 365 | 7.4248 | 7 | 0.42484
3763 | 5 | 1 | 2018-12-31 | 2019-12-31 | 365 | 5.729 | 5 | 0.72904
5065 | 8 | 1 | 2018-12-31 | 2019-12-31 | 365 | 9.1665 | 9 | 0.16646
5813 | 11 | 1 | 2018-12-31 | 2019-12-31 | 365 | 12.6039 | 12 | 0.60389
7758 | 9.18 | 1 | 2018-12-31 | 2019-12-31 | 365 | 10.5185 | 10 | 0.51852
4578 | 6.5 | 1 | 2018-12-31 | 2019-12-31 | 365 | 7.4478 | 7 | 0.44775
6425 | 5.13 | 1 | 2018-12-31 | 2019-12-31 | 365 | 5.878 | 5 | 0.878
7205 | 5.25 | 1 | 2018-12-31 | 2019-12-31 | 365 | 6.0155 | 6 | 0.015492
4550 | 6 | 1 | 2018-12-31 | 2019-12-31 | 365 | 6.8748 | 6 | 0.87485
4682 | 3.78 | 1 | 2018-12-31 | 2019-12-31 | 365 | 4.3312 | 4 | 0.33115
4572 | 7.75 | 1 | 2018-12-31 | 2019-12-31 | 365 | 8.88 | 8 | 0.88001
5522 | 6 | 1 | 2018-12-31 | 2019-12-31 | 365 | 6.8748 | 6 | 0.87485
80890 | 5.94 | 1 | 2018-12-31 | 2019-12-31 | 365 | 6.8061 | 6 | 0.8061
5705 | 8.25 | 1 | 2018-12-31 | 2019-12-31 | 365 | 9.4529 | 9 | 0.45292
5143 | 8.25 | 1 | 2018-12-31 | 2019-12-31 | 365 | 9.4529 | 9 | 0.45292
14823 | 6.75 | 1 | 2018-12-31 | 2019-12-31 | 365 | 7.7342 | 7 | 0.7342
5140 | 7.29 | 1 | 2018-12-31 | 2019-12-31 | 365 | 8.3529 | 8 | 0.35294
4253 | 10.53 | 1 | 2018-12-31 | 2019-12-31 | 365 | 12.0654 | 12 | 0.065358
3941 | 9.18 | 1 | 2018-12-31 | 2019-12-31 | 365 | 10.5185 | 10 | 0.51852
5203 | 5.94 | 1 | 2018-12-31 | 2019-12-31 | 365 | 6.8061 | 6 | 0.8061
3833 | 9.45 | 1 | 2018-12-31 | 2019-12-31 | 365 | 10.8279 | 10 | 0.82789
4417 | 5 | 1 | 2018-12-31 | 2019-12-31 | 365 | 5.729 | 5 | 0.72904
5021 | 3.75 | 1 | 2018-12-31 | 2019-12-31 | 365 | 4.2968 | 4 | 0.29678
6596 | 8.25 | 1 | 2018-12-31 | 2019-12-31 | 365 | 9.4529 | 9 | 0.45292
5355 | 3.78 | 1 | 2018-12-31 | 2019-12-31 | 365 | 4.3312 | 4 | 0.33115
11800 | 4.5 | 1 | 2018-12-31 | 2019-12-31 | 365 | 5.1561 | 5 | 0.15614
4361 | 4 | 1 | 2018-12-31 | 2019-12-31 | 365 | 4.5832 | 4 | 0.58323
11684 | 5.25 | 1 | 2018-12-31 | 2019-12-31 | 365 | 6.0155 | 6 | 0.015492
5610 | 2.04 | 1 | 2018-12-31 | 2019-12-31 | 365 | 2.3374 | 2 | 0.33745
5116 | 8 | 1 | 2018-12-31 | 2019-12-31 | 365 | 9.1665 | 9 | 0.16646
9599 | 13.25 | 1 | 2018-12-31 | 2019-12-31 | 365 | 15.182 | 15 | 0.18196
11891 | 7.56 | 1 | 2018-12-31 | 2019-12-31 | 365 | 8.6623 | 8 | 0.66231
11544 | 7.02 | 1 | 2018-12-31 | 2019-12-31 | 365 | 8.0436 | 8 | 0.043572
10757 | 7.29 | 1 | 2018-12-31 | 2019-12-31 | 365 | 8.3529 | 8 | 0.35294
14297 | 7.25 | 1 | 2018-12-31 | 2019-12-31 | 365 | 8.3071 | 8 | 0.30711
6634 | 8.25 | 1 | 2018-12-31 | 2019-12-31 | 365 | 9.4529 | 9 | 0.45292
5300 | 5 | 1 | 2018-12-31 | 2019-12-31 | 365 | 5.729 | 5 | 0.72904
5074 | 8.64 | 1 | 2018-12-31 | 2019-12-31 | 365 | 9.8998 | 9 | 0.89978
3986 | 9.45 | 1 | 2018-12-31 | 2019-12-31 | 365 | 10.8279 | 10 | 0.82789
5412 | 2.43 | 1 | 2018-12-31 | 2019-12-31 | 365 | 2.7843 | 2 | 0.78431
4312 | 4.5 | 1 | 2018-12-31 | 2019-12-31 | 365 | 5.1561 | 5 | 0.15614
6712 | 7.905 | 1 | 2018-12-31 | 2019-12-31 | 365 | 9.0576 | 9 | 0.057612
4581 | 8.37 | 1 | 2018-12-31 | 2019-12-31 | 365 | 9.5904 | 9 | 0.59041
5032 | 8.1 | 1 | 2018-12-31 | 2019-12-31 | 365 | 9.281 | 9 | 0.28104
4978 | 8.37 | 1 | 2018-12-31 | 2019-12-31 | 365 | 9.5904 | 9 | 0.59041
12841 | 7.83 | 1 | 2018-12-31 | 2019-12-31 | 365 | 8.9717 | 8 | 0.97168
4670 | 6.48 | 1 | 2018-12-31 | 2019-12-31 | 365 | 7.4248 | 7 | 0.42484
6603 | 7.56 | 1 | 2018-12-31 | 2019-12-31 | 365 | 8.6623 | 8 | 0.66231
5304 | 4.86 | 1 | 2018-12-31 | 2019-12-31 | 365 | 5.5686 | 5 | 0.56863
12851 | 5.13 | 1 | 2018-12-31 | 2019-12-31 | 365 | 5.878 | 5 | 0.878
18417 | 5.25 | 1 | 2018-12-31 | 2019-12-31 | 365 | 6.0155 | 6 | 0.015492
6595 | 7.5 | 1 | 2018-12-31 | 2019-12-31 | 365 | 8.5936 | 8 | 0.59356
13573 | 15.93 | 1 | 2018-12-31 | 2019-12-31 | 365 | 18.2527 | 18 | 0.25272
14685 | 4.5 | 1 | 2018-12-31 | 2019-12-31 | 365 | 5.1561 | 5 | 0.15614
2504 | 4.25 | 1 | 2018-12-31 | 2019-12-31 | 365 | 4.8697 | 4 | 0.86968
2502 | 6 | 1 | 2018-12-31 | 2019-12-31 | 365 | 6.8748 | 6 | 0.87485
2496 | 16.695 | 1 | 2018-12-31 | 2019-12-31 | 365 | 19.1293 | 19 | 0.12926
2495 | 8.37 | 1 | 2018-12-31 | 2019-12-31 | 365 | 9.5904 | 9 | 0.59041
2529 | 8.37 | 1 | 2018-12-31 | 2019-12-31 | 365 | 9.5904 | 9 | 0.59041
2522 | 15.66 | 1 | 2018-12-31 | 2019-12-31 | 365 | 17.9434 | 17 | 0.94335
2503 | 5.67 | 1 | 2018-12-31 | 2019-12-31 | 365 | 6.4967 | 6 | 0.49673
2975 | 3.24 | 1 | 2018-12-31 | 2019-12-31 | 365 | 3.7124 | 3 | 0.71242
2973 | 5.4 | 1 | 2018-12-31 | 2019-12-31 | 365 | 6.1874 | 6 | 0.18736
2972 | 7.83 | 1 | 2018-12-31 | 2019-12-31 | 365 | 8.9717 | 8 | 0.97168
5303 | 6.21 | 1 | 2018-12-31 | 2019-12-31 | 365 | 7.1155 | 7 | 0.11547
5241 | 6.75 | 1 | 2018-12-31 | 2019-12-31 | 365 | 7.7342 | 7 | 0.7342
5678 | 6.48 | 1 | 2018-12-31 | 2019-12-31 | 365 | 7.4248 | 7 | 0.42484
4963 | 3.78 | 1 | 2018-12-31 | 2019-12-31 | 365 | 4.3312 | 4 | 0.33115
4731 | 10.26 | 1 | 2018-12-31 | 2019-12-31 | 365 | 11.756 | 11 | 0.75599
12208 | 7 | 1 | 2018-12-31 | 2019-12-31 | 365 | 8.0207 | 8 | 0.020656
4728 | 8.91 | 1 | 2018-12-31 | 2019-12-31 | 365 | 10.2091 | 10 | 0.20915
5763 | 6.5 | 1 | 2018-12-31 | 2019-12-31 | 365 | 7.4478 | 7 | 0.44775
4729 | 12.96 | 1 | 2018-12-31 | 2019-12-31 | 365 | 14.8497 | 14 | 0.84967
3822 | 10.8 | 1 | 2018-12-31 | 2019-12-31 | 365 | 12.3747 | 12 | 0.37473
3975 | 8.37 | 1 | 2018-12-31 | 2019-12-31 | 365 | 9.5904 | 9 | 0.59041
3979 | 7.02 | 1 | 2018-12-31 | 2019-12-31 | 365 | 8.0436 | 8 | 0.043572
3984 | 10.8 | 1 | 2018-12-31 | 2019-12-31 | 365 | 12.3747 | 12 | 0.37473
3987 | 4.5 | 1 | 2018-12-31 | 2019-12-31 | 365 | 5.1561 | 5 | 0.15614
3989 | 4.5 | 1 | 2018-12-31 | 2019-12-31 | 365 | 5.1561 | 5 | 0.15614
9424 | 4.32 | 1 | 2018-12-31 | 2019-12-31 | 365 | 4.9499 | 4 | 0.94989
5733 | 7.02 | 1 | 2018-12-31 | 2019-12-31 | 365 | 8.0436 | 8 | 0.043572
54596 | 6.75 | 1 | 2018-12-31 | 2019-12-31 | 365 | 7.7342 | 7 | 0.7342
5558 | 11.34 | 1 | 2018-12-31 | 2019-12-31 | 365 | 12.9935 | 12 | 0.99346
81314 | 6 | 1 | 2018-12-31 | 2019-12-31 | 365 | 6.8748 | 6 | 0.87485
26661 | 7.5 | 1 | 2018-12-31 | 2019-12-31 | 365 | 8.5936 | 8 | 0.59356
5423 | 4.5 | 1 | 2018-12-31 | 2019-12-31 | 365 | 5.1561 | 5 | 0.15614
12379 | 5.4 | 1 | 2018-12-31 | 2019-12-31 | 365 | 6.1874 | 6 | 0.18736
5414 | 2.65 | 1 | 2018-12-31 | 2019-12-31 | 365 | 3.0364 | 3 | 0.036391
54595 | 11.07 | 1 | 2018-12-31 | 2019-12-31 | 365 | 12.6841 | 12 | 0.68409
13969 | 5.1 | 1 | 2018-12-31 | 2019-12-31 | 365 | 5.8436 | 5 | 0.84362
11472 | 10.8 | 1 | 2018-12-31 | 2019-12-31 | 365 | 12.3747 | 12 | 0.37473
6608 | 7.5 | 1 | 2018-12-31 | 2019-12-31 | 365 | 8.5936 | 8 | 0.59356
12103 | 10.26 | 1 | 2018-12-31 | 2019-12-31 | 365 | 11.756 | 11 | 0.75599
10855 | 4.59 | 1 | 2018-12-31 | 2019-12-31 | 365 | 5.2593 | 5 | 0.25926
11793 | 5.94 | 1 | 2018-12-31 | 2019-12-31 | 365 | 6.8061 | 6 | 0.8061
12953 | 13.77 | 1 | 2018-12-31 | 2019-12-31 | 365 | 15.7778 | 15 | 0.77778
12284 | 6.885 | 1 | 2018-12-31 | 2019-12-31 | 365 | 7.8889 | 7 | 0.88889
12200 | 6 | 1 | 2018-12-31 | 2019-12-31 | 365 | 6.8748 | 6 | 0.87485
11241 | 7 | 1 | 2018-12-31 | 2019-12-31 | 365 | 8.0207 | 8 | 0.020656
15429 | 8.64 | 1 | 2018-12-31 | 2019-12-31 | 365 | 9.8998 | 9 | 0.89978
11441 | 5.865 | 1 | 2018-12-31 | 2019-12-31 | 365 | 6.7202 | 6 | 0.72016
11348 | 6.63 | 1 | 2018-12-31 | 2019-12-31 | 365 | 7.5967 | 7 | 0.59671
16466 | 5.4 | 1 | 2018-12-31 | 2019-12-31 | 365 | 6.1874 | 6 | 0.18736
11852 | 5.1 | 1 | 2018-12-31 | 2019-12-31 | 365 | 5.8436 | 5 | 0.84362
12856 | 9.435 | 1 | 2018-12-31 | 2019-12-31 | 365 | 10.8107 | 10 | 0.8107
13956 | 6.375 | 1 | 2018-12-31 | 2019-12-31 | 365 | 7.3045 | 7 | 0.30453
14336 | 6.12 | 1 | 2018-12-31 | 2019-12-31 | 365 | 7.0123 | 7 | 0.012345
13768 | 9.18 | 1 | 2018-12-31 | 2019-12-31 | 365 | 10.5185 | 10 | 0.51852
12230 | 9.18 | 1 | 2018-12-31 | 2019-12-31 | 365 | 10.5185 | 10 | 0.51852
13946 | 5.355 | 1 | 2018-12-31 | 2019-12-31 | 365 | 6.1358 | 6 | 0.1358
22019 | 6.375 | 1 | 2018-12-31 | 2019-12-31 | 365 | 7.3045 | 7 | 0.30453
17485 | 5.5 | 1 | 2018-12-31 | 2019-12-31 | 365 | 6.3019 | 6 | 0.30194
21502 | 6.48 | 1 | 2018-12-31 | 2019-12-31 | 365 | 7.4248 | 7 | 0.42484
12798 | 6.12 | 1 | 2018-12-31 | 2019-12-31 | 365 | 7.0123 | 7 | 0.012345
12187 | 9.435 | 1 | 2018-12-31 | 2019-12-31 | 365 | 10.8107 | 10 | 0.8107
13863 | 7.02 | 1 | 2018-12-31 | 2019-12-31 | 365 | 8.0436 | 8 | 0.043572
12806 | 5.865 | 1 | 2018-12-31 | 2019-12-31 | 365 | 6.7202 | 6 | 0.72016
13944 | 8.75 | 1 | 2018-12-31 | 2019-12-31 | 365 | 10.0258 | 10 | 0.02582
13903 | 7.83 | 1 | 2018-12-31 | 2019-12-31 | 365 | 8.9717 | 8 | 0.97168
15192 | 3.825 | 1 | 2018-12-31 | 2019-12-31 | 365 | 4.3827 | 4 | 0.38272
15926 | 5.67 | 1 | 2018-12-31 | 2019-12-31 | 365 | 6.4967 | 6 | 0.49673
12399 | 6.12 | 1 | 2018-12-31 | 2019-12-31 | 365 | 7.0123 | 7 | 0.012345
16639 | 9.18 | 1 | 2018-12-31 | 2019-12-31 | 365 | 10.5185 | 10 | 0.51852
12393 | 11.07 | 1 | 2018-12-31 | 2019-12-31 | 365 | 12.6841 | 12 | 0.68409
56198 | 7.65 | 1 | 2018-12-31 | 2019-12-31 | 365 | 8.7654 | 8 | 0.76543
13952 | 10.455 | 1 | 2018-12-31 | 2019-12-31 | 365 | 11.9794 | 11 | 0.97942
12845 | 8.64 | 1 | 2018-12-31 | 2019-12-31 | 365 | 9.8998 | 9 | 0.89978
14287 | 6.21 | 1 | 2018-12-31 | 2019-12-31 | 365 | 7.1155 | 7 | 0.11547
12249 | 7.83 | 1 | 2018-12-31 | 2019-12-31 | 365 | 8.9717 | 8 | 0.97168
13894 | 7.02 | 1 | 2018-12-31 | 2019-12-31 | 365 | 8.0436 | 8 | 0.043572
23153 | 5.1 | 1 | 2018-12-31 | 2019-12-31 | 365 | 5.8436 | 5 | 0.84362
11443 | 11.5 | 1 | 2018-12-31 | 2019-12-31 | 365 | 13.1768 | 13 | 0.17679
12500 | 6.12 | 1 | 2018-12-31 | 2019-12-31 | 365 | 7.0123 | 7 | 0.012345
8918 | 8.25 | 1 | 2018-12-31 | 2019-12-31 | 365 | 9.4529 | 9 | 0.45292
15195 | 5.94 | 1 | 2018-12-31 | 2019-12-31 | 365 | 6.8061 | 6 | 0.8061
17903 | 6.5 | 1 | 2018-12-31 | 2019-12-31 | 365 | 7.4478 | 7 | 0.44775
12496 | 8.37 | 1 | 2018-12-31 | 2019-12-31 | 365 | 9.5904 | 9 | 0.59041
16984 | 6.12 | 1 | 2018-12-31 | 2019-12-31 | 365 | 7.0123 | 7 | 0.012345
13888 | 5.1 | 1 | 2018-12-31 | 2019-12-31 | 365 | 5.8436 | 5 | 0.84362
15574 | 5.4 | 1 | 2018-12-31 | 2019-12-31 | 365 | 6.1874 | 6 | 0.18736
12281 | 8.37 | 1 | 2018-12-31 | 2019-12-31 | 365 | 9.5904 | 9 | 0.59041
24321 | 5.4 | 1 | 2018-12-31 | 2019-12-31 | 365 | 6.1874 | 6 | 0.18736
17899 | 12.15 | 1 | 2018-12-31 | 2019-12-31 | 365 | 13.9216 | 13 | 0.92157
15942 | 7.65 | 1 | 2018-12-31 | 2019-12-31 | 365 | 8.7654 | 8 | 0.76543
17921 | 7.905 | 1 | 2018-12-31 | 2019-12-31 | 365 | 9.0576 | 9 | 0.057612
24545 | 5 | 1 | 2018-12-31 | 2019-12-31 | 365 | 5.729 | 5 | 0.72904
11558 | 6.48 | 1 | 2018-12-31 | 2019-12-31 | 365 | 7.4248 | 7 | 0.42484
11587 | 8.67 | 1 | 2018-12-31 | 2019-12-31 | 365 | 9.9342 | 9 | 0.93416
23139 | 5.1 | 1 | 2018-12-31 | 2019-12-31 | 365 | 5.8436 | 5 | 0.84362
17653 | 9.075 | 1 | 2018-12-31 | 2019-12-31 | 365 | 10.3982 | 10 | 0.39821
15058 | 3.825 | 1 | 2018-12-31 | 2019-12-31 | 365 | 4.3827 | 4 | 0.38272
3891 | 6.5 | 1 | 2018-12-31 | 2019-12-31 | 365 | 7.4478 | 7 | 0.44775
3976 | 9.72 | 1 | 2018-12-31 | 2019-12-31 | 365 | 11.1373 | 11 | 0.13725
3985 | 6.21 | 1 | 2018-12-31 | 2019-12-31 | 365 | 7.1155 | 7 | 0.11547
3988 | 4 | 1 | 2018-12-31 | 2019-12-31 | 365 | 4.5832 | 4 | 0.58323
3946 | 9.45 | 1 | 2018-12-31 | 2019-12-31 | 365 | 10.8279 | 10 | 0.82789
4308 | 5 | 1 | 2018-12-31 | 2019-12-31 | 365 | 5.729 | 5 | 0.72904
24326 | 7.14 | 1 | 2018-12-31 | 2019-12-31 | 365 | 8.1811 | 8 | 0.18107
16524 | 6.12 | 1 | 2018-12-31 | 2019-12-31 | 365 | 7.0123 | 7 | 0.012345
15002 | 2.7 | 1 | 2018-12-31 | 2019-12-31 | 365 | 3.0937 | 3 | 0.093682
10699 | 9.69 | 1 | 2018-12-31 | 2019-12-31 | 365 | 11.1029 | 11 | 0.10288
14347 | 2.7 | 1 | 2018-12-31 | 2019-12-31 | 365 | 3.0937 | 3 | 0.093682
15056 | 9.18 | 1 | 2018-12-31 | 2019-12-31 | 365 | 10.5185 | 10 | 0.51852
13653 | 7.395 | 1 | 2018-12-31 | 2019-12-31 | 365 | 8.4733 | 8 | 0.47325
15932 | 5.355 | 1 | 2018-12-31 | 2019-12-31 | 365 | 6.1358 | 6 | 0.1358
14999 | 14.31 | 1 | 2018-12-31 | 2019-12-31 | 365 | 16.3965 | 16 | 0.39651
13544 | 10.71 | 1 | 2018-12-31 | 2019-12-31 | 365 | 12.2716 | 12 | 0.2716
12290 | 8.415 | 1 | 2018-12-31 | 2019-12-31 | 365 | 9.642 | 9 | 0.64197
11797 | 5.61 | 1 | 2018-12-31 | 2019-12-31 | 365 | 6.428 | 6 | 0.42798
13541 | 5.4 | 1 | 2018-12-31 | 2019-12-31 | 365 | 6.1874 | 6 | 0.18736
14341 | 5.4 | 1 | 2018-12-31 | 2019-12-31 | 365 | 6.1874 | 6 | 0.18736
17890 | 7.83 | 1 | 2018-12-31 | 2019-12-31 | 365 | 8.9717 | 8 | 0.97168
4205 | 5.4 | 1 | 2018-12-31 | 2019-12-31 | 365 | 6.1874 | 6 | 0.18736
4322 | 7.29 | 1 | 2018-12-31 | 2019-12-31 | 365 | 8.3529 | 8 | 0.35294
4318 | 5.75 | 1 | 2018-12-31 | 2019-12-31 | 365 | 6.5884 | 6 | 0.5884
4362 | 2.25 | 1 | 2018-12-31 | 2019-12-31 | 365 | 2.5781 | 2 | 0.57807
4367 | 16.2 | 1 | 2018-12-31 | 2019-12-31 | 365 | 18.5621 | 18 | 0.56209
4418 | 8.1 | 1 | 2018-12-31 | 2019-12-31 | 365 | 9.281 | 9 | 0.28104
4365 | 2.45 | 1 | 2018-12-31 | 2019-12-31 | 365 | 2.8072 | 2 | 0.80723
4251 | 6.21 | 1 | 2018-12-31 | 2019-12-31 | 365 | 7.1155 | 7 | 0.11547
4276 | 3.78 | 1 | 2018-12-31 | 2019-12-31 | 365 | 4.3312 | 4 | 0.33115
4677 | 3.5 | 1 | 2018-12-31 | 2019-12-31 | 365 | 4.0103 | 4 | 0.010328
4279 | 3.5 | 1 | 2018-12-31 | 2019-12-31 | 365 | 4.0103 | 4 | 0.010328
4574 | 5.13 | 1 | 2018-12-31 | 2019-12-31 | 365 | 5.878 | 5 | 0.878
4634 | 8.1 | 1 | 2018-12-31 | 2019-12-31 | 365 | 9.281 | 9 | 0.28104
4654 | 2.7 | 1 | 2018-12-31 | 2019-12-31 | 365 | 3.0937 | 3 | 0.093682
4683 | 10.26 | 1 | 2018-12-31 | 2019-12-31 | 365 | 11.756 | 11 | 0.75599
4911 | 5.4 | 1 | 2018-12-31 | 2019-12-31 | 365 | 6.1874 | 6 | 0.18736
4912 | 6.5 | 1 | 2018-12-31 | 2019-12-31 | 365 | 7.4478 | 7 | 0.44775
4915 | 6.75 | 1 | 2018-12-31 | 2019-12-31 | 365 | 7.7342 | 7 | 0.7342
4924 | 8.25 | 1 | 2018-12-31 | 2019-12-31 | 365 | 9.4529 | 9 | 0.45292
4931 | 4.75 | 1 | 2018-12-31 | 2019-12-31 | 365 | 5.4426 | 5 | 0.44259
5039 | 7.56 | 1 | 2018-12-31 | 2019-12-31 | 365 | 8.6623 | 8 | 0.66231
5187 | 6.48 | 1 | 2018-12-31 | 2019-12-31 | 365 | 7.4248 | 7 | 0.42484
5365 | 9.18 | 1 | 2018-12-31 | 2019-12-31 | 365 | 10.5185 | 10 | 0.51852
5400 | 10.8 | 1 | 2018-12-31 | 2019-12-31 | 365 | 12.3747 | 12 | 0.37473
1301 | 8.215 | 1 | 2018-12-31 | 2019-12-31 | 365 | 9.4128 | 9 | 0.41281
5196 | 6.75 | 1 | 2018-12-31 | 2019-12-31 | 365 | 7.7342 | 7 | 0.7342
5299 | 9.99 | 1 | 2018-12-31 | 2019-12-31 | 365 | 11.4466 | 11 | 0.44662
5302 | 4.86 | 1 | 2018-12-31 | 2019-12-31 | 365 | 5.5686 | 5 | 0.56863
5309 | 6.25 | 1 | 2018-12-31 | 2019-12-31 | 365 | 7.1613 | 7 | 0.1613
11853 | 9.325 | 1 | 2018-12-31 | 2019-12-31 | 365 | 10.6847 | 10 | 0.68466
19272 | 10.53 | 1 | 2018-12-31 | 2019-12-31 | 365 | 12.0654 | 12 | 0.065358
13884 | 5.13 | 1 | 2018-12-31 | 2019-12-31 | 365 | 5.878 | 5 | 0.878
17469 | 6.63 | 1 | 2018-12-31 | 2019-12-31 | 365 | 7.5967 | 7 | 0.59671
12860 | 10.71 | 1 | 2018-12-31 | 2019-12-31 | 365 | 12.2716 | 12 | 0.2716
11442 | 6.375 | 1 | 2018-12-31 | 2019-12-31 | 365 | 7.3045 | 7 | 0.30453
12234 | 6.21 | 1 | 2018-12-31 | 2019-12-31 | 365 | 7.1155 | 7 | 0.11547
15000 | 2.7 | 1 | 2018-12-31 | 2019-12-31 | 365 | 3.0937 | 3 | 0.093682
15785 | 9.18 | 1 | 2018-12-31 | 2019-12-31 | 365 | 10.5185 | 10 | 0.51852
13570 | 5.1 | 1 | 2018-12-31 | 2019-12-31 | 365 | 5.8436 | 5 | 0.84362
13958 | 14.535 | 1 | 2018-12-31 | 2019-12-31 | 365 | 16.6543 | 16 | 0.65432
80891 | 10.965 | 1 | 2018-12-31 | 2019-12-31 | 365 | 12.5638 | 12 | 0.56378
14339 | 5.61 | 1 | 2018-12-31 | 2019-12-31 | 365 | 6.428 | 6 | 0.42798
11222 | 10.5 | 1 | 2018-12-31 | 2019-12-31 | 365 | 12.031 | 12 | 0.030984
11907 | 5.61 | 1 | 2018-12-31 | 2019-12-31 | 365 | 6.428 | 6 | 0.42798
12827 | 7.29 | 1 | 2018-12-31 | 2019-12-31 | 365 | 8.3529 | 8 | 0.35294
15065 | 7.02 | 1 | 2018-12-31 | 2019-12-31 | 365 | 8.0436 | 8 | 0.043572
50593 | 6.12 | 1 | 2018-12-31 | 2019-12-31 | 365 | 7.0123 | 7 | 0.012345
15198 | 9.99 | 1 | 2018-12-31 | 2019-12-31 | 365 | 11.4466 | 11 | 0.44662
5580 | 12.15 | 1 | 2018-12-31 | 2019-12-31 | 365 | 13.9216 | 13 | 0.92157
5560 | 7.42 | 1 | 2018-12-31 | 2019-12-31 | 365 | 8.5019 | 8 | 0.5019
5607 | 5.94 | 1 | 2018-12-31 | 2019-12-31 | 365 | 6.8061 | 6 | 0.8061
5616 | 20 | 1 | 2018-12-31 | 2019-12-31 | 365 | 22.9162 | 22 | 0.91616
5665 | 8.37 | 1 | 2018-12-31 | 2019-12-31 | 365 | 9.5904 | 9 | 0.59041
23230 | 6.375 | 1 | 2018-12-31 | 2019-12-31 | 365 | 7.3045 | 7 | 0.30453
25740 | 7.395 | 1 | 2018-12-31 | 2019-12-31 | 365 | 8.4733 | 8 | 0.47325
12348 | 5.13 | 1 | 2018-12-31 | 2019-12-31 | 365 | 5.878 | 5 | 0.878
15391 | 12.96 | 1 | 2018-12-31 | 2019-12-31 | 365 | 14.8497 | 14 | 0.84967
16365 | 6.63 | 1 | 2018-12-31 | 2019-12-31 | 365 | 7.5967 | 7 | 0.59671
17467 | 4.05 | 1 | 2018-12-31 | 2019-12-31 | 365 | 4.6405 | 4 | 0.64052
14310 | 5.61 | 1 | 2018-12-31 | 2019-12-31 | 365 | 6.428 | 6 | 0.42798
11837 | 9.45 | 1 | 2018-12-31 | 2019-12-31 | 365 | 10.8279 | 10 | 0.82789
16371 | 8.16 | 1 | 2018-12-31 | 2019-12-31 | 365 | 9.3498 | 9 | 0.34979
23136 | 6.875 | 1 | 2018-12-31 | 2019-12-31 | 365 | 7.8774 | 7 | 0.87743
19038 | 10.71 | 1 | 2018-12-31 | 2019-12-31 | 365 | 12.2716 | 12 | 0.2716
6784 | 7.75 | 1 | 2018-12-31 | 2019-12-31 | 365 | 8.88 | 8 | 0.88001
7543 | 4.25 | 1 | 2018-12-31 | 2019-12-31 | 365 | 4.8697 | 4 | 0.86968
11851 | 4.59 | 1 | 2018-12-31 | 2019-12-31 | 365 | 5.2593 | 5 | 0.25926
50554 | 14.28 | 1 | 2018-12-31 | 2019-12-31 | 365 | 16.3621 | 16 | 0.36214
15218 | 6.885 | 1 | 2018-12-31 | 2019-12-31 | 365 | 7.8889 | 7 | 0.88889
13664 | 7.83 | 1 | 2018-12-31 | 2019-12-31 | 365 | 8.9717 | 8 | 0.97168
50559 | 6.89 | 1 | 2018-12-31 | 2019-12-31 | 365 | 7.8946 | 7 | 0.89462
21635 | 8.925 | 1 | 2018-12-31 | 2019-12-31 | 365 | 10.2263 | 10 | 0.22634
14996 | 5.865 | 1 | 2018-12-31 | 2019-12-31 | 365 | 6.7202 | 6 | 0.72016
24394 | 7.28 | 1 | 2018-12-31 | 2019-12-31 | 365 | 8.3415 | 8 | 0.34148
17840 | 10.26 | 1 | 2018-12-31 | 2019-12-31 | 365 | 11.756 | 11 | 0.75599
16993 | 5.4 | 1 | 2018-12-31 | 2019-12-31 | 365 | 6.1874 | 6 | 0.18736
17864 | 9.69 | 1 | 2018-12-31 | 2019-12-31 | 365 | 11.1029 | 11 | 0.10288
26978 | 8.415 | 1 | 2018-12-31 | 2019-12-31 | 365 | 9.642 | 9 | 0.64197
12503 | 6.48 | 1 | 2018-12-31 | 2019-12-31 | 365 | 7.4248 | 7 | 0.42484
18923 | 5.1 | 1 | 2018-12-31 | 2019-12-31 | 365 | 5.8436 | 5 | 0.84362
15667 | 5.4 | 1 | 2018-12-31 | 2019-12-31 | 365 | 6.1874 | 6 | 0.18736
17468 | 7.14 | 1 | 2018-12-31 | 2019-12-31 | 365 | 8.1811 | 8 | 0.18107
12802 | 7.02 | 1 | 2018-12-31 | 2019-12-31 | 365 | 8.0436 | 8 | 0.043572
15543 | 6.12 | 1 | 2018-12-31 | 2019-12-31 | 365 | 7.0123 | 7 | 0.012345
18273 | 6.885 | 1 | 2018-12-31 | 2019-12-31 | 365 | 7.8889 | 7 | 0.88889
12385 | 7.56 | 1 | 2018-12-31 | 2019-12-31 | 365 | 8.6623 | 8 | 0.66231
15547 | 9.45 | 1 | 2018-12-31 | 2019-12-31 | 365 | 10.8279 | 10 | 0.82789
26086 | 5.775 | 1 | 2018-12-31 | 2019-12-31 | 365 | 6.617 | 6 | 0.61704
13849 | 10.455 | 1 | 2018-12-31 | 2019-12-31 | 365 | 11.9794 | 11 | 0.97942
17871 | 6.375 | 1 | 2018-12-31 | 2019-12-31 | 365 | 7.3045 | 7 | 0.30453
15389 | 9.99 | 1 | 2018-12-31 | 2019-12-31 | 365 | 11.4466 | 11 | 0.44662
12800 | 9.18 | 1 | 2018-12-31 | 2019-12-31 | 365 | 10.5185 | 10 | 0.51852
17474 | 7.29 | 1 | 2018-12-31 | 2019-12-31 | 365 | 8.3529 | 8 | 0.35294
4315 | 2.97 | 1 | 2018-12-31 | 2019-12-31 | 365 | 3.403 | 3 | 0.40305
5359 | 7.56 | 1 | 2018-12-31 | 2019-12-31 | 365 | 8.6623 | 8 | 0.66231
9021 | 8.64 | 1 | 2018-12-31 | 2019-12-31 | 365 | 9.8998 | 9 | 0.89978
8364 | 5.75 | 1 | 2018-12-31 | 2019-12-31 | 365 | 6.5884 | 6 | 0.5884
16950 | 9.45 | 1 | 2018-12-31 | 2019-12-31 | 365 | 10.8279 | 10 | 0.82789
13917 | 5 | 1 | 2018-12-31 | 2019-12-31 | 365 | 5.729 | 5 | 0.72904
15006 | 8.37 | 1 | 2018-12-31 | 2019-12-31 | 365 | 9.5904 | 9 | 0.59041
15323 | 9.99 | 1 | 2018-12-31 | 2019-12-31 | 365 | 11.4466 | 11 | 0.44662
16522 | 8.925 | 1 | 2018-12-31 | 2019-12-31 | 365 | 10.2263 | 10 | 0.22634
22278 | 4.08 | 1 | 2018-12-31 | 2019-12-31 | 365 | 4.6749 | 4 | 0.6749
15316 | 7.905 | 1 | 2018-12-31 | 2019-12-31 | 365 | 9.0576 | 9 | 0.057612
16502 | 3.51 | 1 | 2018-12-31 | 2019-12-31 | 365 | 4.0218 | 4 | 0.021786
15016 | 2.805 | 1 | 2018-12-31 | 2019-12-31 | 365 | 3.214 | 3 | 0.21399
15400 | 6.12 | 1 | 2018-12-31 | 2019-12-31 | 365 | 7.0123 | 7 | 0.012345
17475 | 8.91 | 1 | 2018-12-31 | 2019-12-31 | 365 | 10.2091 | 10 | 0.20915
16402 | 6.63 | 1 | 2018-12-31 | 2019-12-31 | 365 | 7.5967 | 7 | 0.59671
53953 | 7.155 | 1 | 2018-12-31 | 2019-12-31 | 365 | 8.1983 | 8 | 0.19826
23145 | 9.1 | 1 | 2018-12-31 | 2019-12-31 | 365 | 10.4269 | 10 | 0.42685
16389 | 8.67 | 1 | 2018-12-31 | 2019-12-31 | 365 | 9.9342 | 9 | 0.93416
58988 | 9.1 | 1 | 2018-12-31 | 2019-12-31 | 365 | 10.4269 | 10 | 0.42685
50564 | 12.65 | 1 | 2018-12-31 | 2019-12-31 | 365 | 14.4945 | 14 | 0.49447
6648 | 8.37 | 1 | 2018-12-31 | 2019-12-31 | 365 | 9.5904 | 9 | 0.59041
7139 | 13 | 1 | 2018-12-31 | 2019-12-31 | 365 | 14.8955 | 14 | 0.8955
7615 | 12.42 | 1 | 2018-12-31 | 2019-12-31 | 365 | 14.2309 | 14 | 0.23094
7496 | 6.75 | 1 | 2018-12-31 | 2019-12-31 | 365 | 7.7342 | 7 | 0.7342
11335 | 4.25 | 1 | 2018-12-31 | 2019-12-31 | 365 | 4.8697 | 4 | 0.86968
11342 | 5.25 | 1 | 2018-12-31 | 2019-12-31 | 365 | 6.0155 | 6 | 0.015492
10721 | 11.34 | 1 | 2018-12-31 | 2019-12-31 | 365 | 12.9935 | 12 | 0.99346
11246 | 5.4 | 1 | 2018-12-31 | 2019-12-31 | 365 | 6.1874 | 6 | 0.18736
5941 | 7.02 | 1 | 2018-12-31 | 2019-12-31 | 365 | 8.0436 | 8 | 0.043572
5952 | 8 | 1 | 2018-12-31 | 2019-12-31 | 365 | 9.1665 | 9 | 0.16646
11453 | 7.14 | 1 | 2018-12-31 | 2019-12-31 | 365 | 8.1811 | 8 | 0.18107
11500 | 8.91 | 1 | 2018-12-31 | 2019-12-31 | 365 | 10.2091 | 10 | 0.20915
11691 | 17.01 | 1 | 2018-12-31 | 2019-12-31 | 365 | 19.4902 | 19 | 0.49019
11696 | 7.29 | 1 | 2018-12-31 | 2019-12-31 | 365 | 8.3529 | 8 | 0.35294
11743 | 7.02 | 1 | 2018-12-31 | 2019-12-31 | 365 | 8.0436 | 8 | 0.043572
7992 | 5.67 | 1 | 2018-12-31 | 2019-12-31 | 365 | 6.4967 | 6 | 0.49673
12741 | 9 | 1 | 2018-12-31 | 2019-12-31 | 365 | 10.3123 | 10 | 0.31227
11438 | 7.65 | 1 | 2018-12-31 | 2019-12-31 | 365 | 8.7654 | 8 | 0.76543
11238 | 2.7 | 1 | 2018-12-31 | 2019-12-31 | 365 | 3.0937 | 3 | 0.093682
11894 | 9.435 | 1 | 2018-12-31 | 2019-12-31 | 365 | 10.8107 | 10 | 0.8107
11817 | 5.13 | 1 | 2018-12-31 | 2019-12-31 | 365 | 5.878 | 5 | 0.878
12196 | 7.5 | 1 | 2018-12-31 | 2019-12-31 | 365 | 8.5936 | 8 | 0.59356
12183 | 11.22 | 1 | 2018-12-31 | 2019-12-31 | 365 | 12.856 | 12 | 0.85597
13188 | 7.83 | 1 | 2018-12-31 | 2019-12-31 | 365 | 8.9717 | 8 | 0.97168
12111 | 8.37 | 1 | 2018-12-31 | 2019-12-31 | 365 | 9.5904 | 9 | 0.59041
11662 | 4.5 | 1 | 2018-12-31 | 2019-12-31 | 365 | 5.1561 | 5 | 0.15614
12493 | 6.185 | 1 | 2018-12-31 | 2019-12-31 | 365 | 7.0868 | 7 | 0.086822
9709 | 9.72 | 1 | 2018-12-31 | 2019-12-31 | 365 | 11.1373 | 11 | 0.13725
22243 | 7.83 | 1 | 2018-12-31 | 2019-12-31 | 365 | 8.9717 | 8 | 0.97168
18412 | 5.61 | 1 | 2018-12-31 | 2019-12-31 | 365 | 6.428 | 6 | 0.42798
11653 | 10.25 | 1 | 2018-12-31 | 2019-12-31 | 365 | 11.7445 | 11 | 0.74453
13676 | 12.24 | 1 | 2018-12-31 | 2019-12-31 | 365 | 14.0247 | 14 | 0.02469
13668 | 6.12 | 1 | 2018-12-31 | 2019-12-31 | 365 | 7.0123 | 7 | 0.012345
13661 | 6.12 | 1 | 2018-12-31 | 2019-12-31 | 365 | 7.0123 | 7 | 0.012345
13542 | 12.69 | 1 | 2018-12-31 | 2019-12-31 | 365 | 14.5403 | 14 | 0.5403
14113 | 4.05 | 1 | 2018-12-31 | 2019-12-31 | 365 | 4.6405 | 4 | 0.64052
14304 | 5.4 | 1 | 2018-12-31 | 2019-12-31 | 365 | 6.1874 | 6 | 0.18736
14563 | 9.18 | 1 | 2018-12-31 | 2019-12-31 | 365 | 10.5185 | 10 | 0.51852
15204 | 7.65 | 1 | 2018-12-31 | 2019-12-31 | 365 | 8.7654 | 8 | 0.76543
15223 | 6.885 | 1 | 2018-12-31 | 2019-12-31 | 365 | 7.8889 | 7 | 0.88889
12604 | 5.13 | 1 | 2018-12-31 | 2019-12-31 | 365 | 5.878 | 5 | 0.878
15545 | 8.67 | 1 | 2018-12-31 | 2019-12-31 | 365 | 9.9342 | 9 | 0.93416
12818 | 9.69 | 1 | 2018-12-31 | 2019-12-31 | 365 | 11.1029 | 11 | 0.10288
12834 | 4.32 | 1 | 2018-12-31 | 2019-12-31 | 365 | 4.9499 | 4 | 0.94989
14583 | 8.67 | 1 | 2018-12-31 | 2019-12-31 | 365 | 9.9342 | 9 | 0.93416
18924 | 11.22 | 1 | 2018-12-31 | 2019-12-31 | 365 | 12.856 | 12 | 0.85597
14248 | 9.45 | 1 | 2018-12-31 | 2019-12-31 | 365 | 10.8279 | 10 | 0.82789
14305 | 2.7 | 1 | 2018-12-31 | 2019-12-31 | 365 | 3.0937 | 3 | 0.093682
14307 | 2.16 | 1 | 2018-12-31 | 2019-12-31 | 365 | 2.4749 | 2 | 0.47495
14313 | 6.12 | 1 | 2018-12-31 | 2019-12-31 | 365 | 7.0123 | 7 | 0.012345
14825 | 9.69 | 1 | 2018-12-31 | 2019-12-31 | 365 | 11.1029 | 11 | 0.10288
15663 | 11.34 | 1 | 2018-12-31 | 2019-12-31 | 365 | 12.9935 | 12 | 0.99346
15664 | 8.925 | 1 | 2018-12-31 | 2019-12-31 | 365 | 10.2263 | 10 | 0.22634
15665 | 4.32 | 1 | 2018-12-31 | 2019-12-31 | 365 | 4.9499 | 4 | 0.94989
15666 | 7.29 | 1 | 2018-12-31 | 2019-12-31 | 365 | 8.3529 | 8 | 0.35294
15720 | 6.885 | 1 | 2018-12-31 | 2019-12-31 | 365 | 7.8889 | 7 | 0.88889
15860 | 9.99 | 1 | 2018-12-31 | 2019-12-31 | 365 | 11.4466 | 11 | 0.44662
15864 | 6.12 | 1 | 2018-12-31 | 2019-12-31 | 365 | 7.0123 | 7 | 0.012345
15937 | 13.26 | 1 | 2018-12-31 | 2019-12-31 | 365 | 15.1934 | 15 | 0.19341
19445 | 4.86 | 1 | 2018-12-31 | 2019-12-31 | 365 | 5.5686 | 5 | 0.56863
16372 | 9.72 | 1 | 2018-12-31 | 2019-12-31 | 365 | 11.1373 | 11 | 0.13725
16376 | 8 | 1 | 2018-12-31 | 2019-12-31 | 365 | 9.1665 | 9 | 0.16646
16404 | 8.91 | 1 | 2018-12-31 | 2019-12-31 | 365 | 10.2091 | 10 | 0.20915
16406 | 11.22 | 1 | 2018-12-31 | 2019-12-31 | 365 | 12.856 | 12 | 0.85597
16414 | 20.79 | 1 | 2018-12-31 | 2019-12-31 | 365 | 23.8213 | 23 | 0.82135
16420 | 6.75 | 1 | 2018-12-31 | 2019-12-31 | 365 | 7.7342 | 7 | 0.7342
16434 | 6.63 | 1 | 2018-12-31 | 2019-12-31 | 365 | 7.5967 | 7 | 0.59671
16422 | 4.32 | 1 | 2018-12-31 | 2019-12-31 | 365 | 4.9499 | 4 | 0.94989
16446 | 5 | 1 | 2018-12-31 | 2019-12-31 | 365 | 5.729 | 5 | 0.72904
16467 | 3.57 | 1 | 2018-12-31 | 2019-12-31 | 365 | 4.0905 | 4 | 0.090535
16470 | 6.48 | 1 | 2018-12-31 | 2019-12-31 | 365 | 7.4248 | 7 | 0.42484
16473 | 7.65 | 1 | 2018-12-31 | 2019-12-31 | 365 | 8.7654 | 8 | 0.76543
16475 | 5.865 | 1 | 2018-12-31 | 2019-12-31 | 365 | 6.7202 | 6 | 0.72016
16417 | 6.05 | 1 | 2018-12-31 | 2019-12-31 | 365 | 6.9321 | 6 | 0.93214
16520 | 7.29 | 1 | 2018-12-31 | 2019-12-31 | 365 | 8.3529 | 8 | 0.35294
16521 | 6.21 | 1 | 2018-12-31 | 2019-12-31 | 365 | 7.1155 | 7 | 0.11547
16386 | 9.18 | 1 | 2018-12-31 | 2019-12-31 | 365 | 10.5185 | 10 | 0.51852
16415 | 14.79 | 1 | 2018-12-31 | 2019-12-31 | 365 | 16.9465 | 16 | 0.9465
16416 | 6.375 | 1 | 2018-12-31 | 2019-12-31 | 365 | 7.3045 | 7 | 0.30453
16476 | 44.88 | 0.9 | 2018-12-31 | 2019-12-31 | 365 | 46.2815 | 46 | 0.28148
16650 | 9.72 | 1 | 2018-12-31 | 2019-12-31 | 365 | 11.1373 | 11 | 0.13725
16644 | 8.37 | 1 | 2018-12-31 | 2019-12-31 | 365 | 9.5904 | 9 | 0.59041
15955 | 7.83 | 1 | 2018-12-31 | 2019-12-31 | 365 | 8.9717 | 8 | 0.97168
16754 | 9.35 | 1 | 2018-12-31 | 2019-12-31 | 365 | 10.7133 | 10 | 0.7133
15012 | 9.72 | 1 | 2018-12-31 | 2019-12-31 | 365 | 11.1373 | 11 | 0.13725
15116 | 8.1 | 1 | 2018-12-31 | 2019-12-31 | 365 | 9.281 | 9 | 0.28104
15019 | 12.75 | 1 | 2018-12-31 | 2019-12-31 | 365 | 14.6091 | 14 | 0.60905
15114 | 5.1 | 1 | 2018-12-31 | 2019-12-31 | 365 | 5.8436 | 5 | 0.84362
13567 | 7.1 | 1 | 2018-12-31 | 2019-12-31 | 365 | 8.1352 | 8 | 0.13524
13540 | 7.29 | 1 | 2018-12-31 | 2019-12-31 | 365 | 8.3529 | 8 | 0.35294
15553 | 6.63 | 1 | 2018-12-31 | 2019-12-31 | 365 | 7.5967 | 7 | 0.59671
16983 | 8.8 | 1 | 2018-12-31 | 2019-12-31 | 365 | 10.0831 | 10 | 0.08311
16955 | 8.37 | 1 | 2018-12-31 | 2019-12-31 | 365 | 9.5904 | 9 | 0.59041
16967 | 7.29 | 1 | 2018-12-31 | 2019-12-31 | 365 | 8.3529 | 8 | 0.35294
16972 | 10.455 | 1 | 2018-12-31 | 2019-12-31 | 365 | 11.9794 | 11 | 0.97942
16987 | 7.29 | 1 | 2018-12-31 | 2019-12-31 | 365 | 8.3529 | 8 | 0.35294
16988 | 6.6 | 1 | 2018-12-31 | 2019-12-31 | 365 | 7.5623 | 7 | 0.56233
16994 | 10.965 | 1 | 2018-12-31 | 2019-12-31 | 365 | 12.5638 | 12 | 0.56378
16995 | 6.375 | 1 | 2018-12-31 | 2019-12-31 | 365 | 7.3045 | 7 | 0.30453
17010 | 9.9 | 1 | 2018-12-31 | 2019-12-31 | 365 | 11.3435 | 11 | 0.3435
17012 | 7.02 | 1 | 2018-12-31 | 2019-12-31 | 365 | 8.0436 | 8 | 0.043572
17017 | 9.72 | 1 | 2018-12-31 | 2019-12-31 | 365 | 11.1373 | 11 | 0.13725
17055 | 13.005 | 1 | 2018-12-31 | 2019-12-31 | 365 | 14.9012 | 14 | 0.90123
17060 | 8.25 | 1 | 2018-12-31 | 2019-12-31 | 365 | 9.4529 | 9 | 0.45292
17065 | 7.02 | 1 | 2018-12-31 | 2019-12-31 | 365 | 8.0436 | 8 | 0.043572
17399 | 4.59 | 1 | 2018-12-31 | 2019-12-31 | 365 | 5.2593 | 5 | 0.25926
17451 | 7.395 | 1 | 2018-12-31 | 2019-12-31 | 365 | 8.4733 | 8 | 0.47325
17476 | 7.905 | 1 | 2018-12-31 | 2019-12-31 | 365 | 9.0576 | 9 | 0.057612
17481 | 8.37 | 1 | 2018-12-31 | 2019-12-31 | 365 | 9.5904 | 9 | 0.59041
17634 | 11.07 | 1 | 2018-12-31 | 2019-12-31 | 365 | 12.6841 | 12 | 0.68409
18265 | 7.7 | 1 | 2018-12-31 | 2019-12-31 | 365 | 8.8227 | 8 | 0.82272
18266 | 5.5 | 1 | 2018-12-31 | 2019-12-31 | 365 | 6.3019 | 6 | 0.30194
17845 | 10.5 | 1 | 2018-12-31 | 2019-12-31 | 365 | 12.031 | 12 | 0.030984
17849 | 7.425 | 1 | 2018-12-31 | 2019-12-31 | 365 | 8.5076 | 8 | 0.50762
17851 | 7.14 | 1 | 2018-12-31 | 2019-12-31 | 365 | 8.1811 | 8 | 0.18107
17854 | 4.4 | 1 | 2018-12-31 | 2019-12-31 | 365 | 5.0416 | 5 | 0.041555
17404 | 5.67 | 1 | 2018-12-31 | 2019-12-31 | 365 | 6.4967 | 6 | 0.49673
18077 | 12.69 | 1 | 2018-12-31 | 2019-12-31 | 365 | 14.5403 | 14 | 0.5403
18099 | 7.15 | 1 | 2018-12-31 | 2019-12-31 | 365 | 8.1925 | 8 | 0.19253
18422 | 8.67 | 1 | 2018-12-31 | 2019-12-31 | 365 | 9.9342 | 9 | 0.93416
18697 | 14.04 | 1 | 2018-12-31 | 2019-12-31 | 365 | 16.0871 | 16 | 0.087144
19377 | 5.67 | 1 | 2018-12-31 | 2019-12-31 | 365 | 6.4967 | 6 | 0.49673
17058 | 9.88 | 1 | 2018-12-31 | 2019-12-31 | 365 | 11.3206 | 11 | 0.32058
17062 | 7.975 | 1 | 2018-12-31 | 2019-12-31 | 365 | 9.1378 | 9 | 0.13782
18267 | 9.69 | 1 | 2018-12-31 | 2019-12-31 | 365 | 11.1029 | 11 | 0.10288
18272 | 8.58 | 1 | 2018-12-31 | 2019-12-31 | 365 | 9.831 | 9 | 0.83103
18274 | 4.16 | 1 | 2018-12-31 | 2019-12-31 | 365 | 4.7666 | 4 | 0.76656
17859 | 6.24 | 1 | 2018-12-31 | 2019-12-31 | 365 | 7.1498 | 7 | 0.14984
18069 | 5.46 | 1 | 2018-12-31 | 2019-12-31 | 365 | 6.2561 | 6 | 0.25611
18687 | 19.38 | 1 | 2018-12-31 | 2019-12-31 | 365 | 22.2058 | 22 | 0.20576
19620 | 5.94 | 1 | 2018-12-31 | 2019-12-31 | 365 | 6.8061 | 6 | 0.8061
15662 | 8 | 1 | 2018-12-31 | 2019-12-31 | 365 | 9.1665 | 9 | 0.16646
15424 | 7.56 | 1 | 2018-12-31 | 2019-12-31 | 365 | 8.6623 | 8 | 0.66231
15425 | 8.16 | 1 | 2018-12-31 | 2019-12-31 | 365 | 9.3498 | 9 | 0.34979
15549 | 8.75 | 1 | 2018-12-31 | 2019-12-31 | 365 | 10.0258 | 10 | 0.02582
23915 | 10.455 | 1 | 2018-12-31 | 2019-12-31 | 365 | 11.9794 | 11 | 0.97942
18072 | 7.425 | 1 | 2018-12-31 | 2019-12-31 | 365 | 8.5076 | 8 | 0.50762
18268 | 6 | 1 | 2018-12-31 | 2019-12-31 | 365 | 6.8748 | 6 | 0.87485
18070 | 8.8 | 1 | 2018-12-31 | 2019-12-31 | 365 | 10.0831 | 10 | 0.08311
13874 | 16.757 | 1 | 2018-12-31 | 2019-12-31 | 365 | 19.2003 | 19 | 0.2003
13879 | 9.69 | 1 | 2018-12-31 | 2019-12-31 | 365 | 11.1029 | 11 | 0.10288
19371 | 14.535 | 1 | 2018-12-31 | 2019-12-31 | 365 | 16.6543 | 16 | 0.65432
18271 | 8.415 | 1 | 2018-12-31 | 2019-12-31 | 365 | 9.642 | 9 | 0.64197
22225 | 10.26 | 1 | 2018-12-31 | 2019-12-31 | 365 | 11.756 | 11 | 0.75599
17137 | 9.075 | 1 | 2018-12-31 | 2019-12-31 | 365 | 10.3982 | 10 | 0.39821
17173 | 5.98 | 1 | 2018-12-31 | 2019-12-31 | 365 | 6.8519 | 6 | 0.85193
17175 | 10.725 | 1 | 2018-12-31 | 2019-12-31 | 365 | 12.2888 | 12 | 0.28879
17206 | 11.985 | 1 | 2018-12-31 | 2019-12-31 | 365 | 13.7325 | 13 | 0.73251
17336 | 7.975 | 1 | 2018-12-31 | 2019-12-31 | 365 | 9.1378 | 9 | 0.13782
17442 | 4.16 | 1 | 2018-12-31 | 2019-12-31 | 365 | 4.7666 | 4 | 0.76656
17688 | 9.45 | 1 | 2018-12-31 | 2019-12-31 | 365 | 10.8279 | 10 | 0.82789
17860 | 4.59 | 1 | 2018-12-31 | 2019-12-31 | 365 | 5.2593 | 5 | 0.25926
17862 | 16.32 | 1 | 2018-12-31 | 2019-12-31 | 365 | 18.6996 | 18 | 0.69959
17868 | 16.2 | 1 | 2018-12-31 | 2019-12-31 | 365 | 18.5621 | 18 | 0.56209
17875 | 8.25 | 1 | 2018-12-31 | 2019-12-31 | 365 | 9.4529 | 9 | 0.45292
17877 | 8.32 | 1 | 2018-12-31 | 2019-12-31 | 365 | 9.5331 | 9 | 0.53312
17880 | 9.9 | 1 | 2018-12-31 | 2019-12-31 | 365 | 11.3435 | 11 | 0.3435
17883 | 7.14 | 1 | 2018-12-31 | 2019-12-31 | 365 | 8.1811 | 8 | 0.18107
17895 | 11.7 | 1 | 2018-12-31 | 2019-12-31 | 365 | 13.406 | 13 | 0.40595
17922 | 5.355 | 1 | 2018-12-31 | 2019-12-31 | 365 | 6.1358 | 6 | 0.1358
17950 | 11 | 1 | 2018-12-31 | 2019-12-31 | 365 | 12.6039 | 12 | 0.60389
18454 | 2.04 | 1 | 2018-12-31 | 2019-12-31 | 365 | 2.3374 | 2 | 0.33745
18671 | 11.07 | 1 | 2018-12-31 | 2019-12-31 | 365 | 12.6841 | 12 | 0.68409
18672 | 8.25 | 1 | 2018-12-31 | 2019-12-31 | 365 | 9.4529 | 9 | 0.45292
18692 | 7.975 | 1 | 2018-12-31 | 2019-12-31 | 365 | 9.1378 | 9 | 0.13782
19221 | 4.94 | 1 | 2018-12-31 | 2019-12-31 | 365 | 5.6603 | 5 | 0.66029
19438 | 4.94 | 1 | 2018-12-31 | 2019-12-31 | 365 | 5.6603 | 5 | 0.66029
19456 | 6.05 | 1 | 2018-12-31 | 2019-12-31 | 365 | 6.9321 | 6 | 0.93214
19480 | 8.58 | 1 | 2018-12-31 | 2019-12-31 | 365 | 9.831 | 9 | 0.83103
19463 | 12.48 | 1 | 2018-12-31 | 2019-12-31 | 365 | 14.2997 | 14 | 0.29968
19505 | 8.32 | 1 | 2018-12-31 | 2019-12-31 | 365 | 9.5331 | 9 | 0.53312
20016 | 7.02 | 1 | 2018-12-31 | 2019-12-31 | 365 | 8.0436 | 8 | 0.043572
20119 | 7.14 | 1 | 2018-12-31 | 2019-12-31 | 365 | 8.1811 | 8 | 0.18107
20132 | 6.325 | 1 | 2018-12-31 | 2019-12-31 | 365 | 7.2472 | 7 | 0.24724
20155 | 10.45 | 1 | 2018-12-31 | 2019-12-31 | 365 | 11.9737 | 11 | 0.97369
20356 | 14.025 | 1 | 2018-12-31 | 2019-12-31 | 365 | 16.07 | 16 | 0.069957
20378 | 12.1 | 1 | 2018-12-31 | 2019-12-31 | 365 | 13.8643 | 13 | 0.86428
20432 | 12.65 | 1 | 2018-12-31 | 2019-12-31 | 365 | 14.4945 | 14 | 0.49447
20433 | 5.2 | 1 | 2018-12-31 | 2019-12-31 | 365 | 5.9582 | 5 | 0.9582
20434 | 12.65 | 1 | 2018-12-31 | 2019-12-31 | 365 | 14.4945 | 14 | 0.49447
20441 | 3.12 | 1 | 2018-12-31 | 2019-12-31 | 365 | 3.5749 | 3 | 0.57492
20452 | 6.76 | 1 | 2018-12-31 | 2019-12-31 | 365 | 7.7457 | 7 | 0.74566
20459 | 3.3 | 1 | 2018-12-31 | 2019-12-31 | 365 | 3.7812 | 3 | 0.78117
20504 | 12.96 | 1 | 2018-12-31 | 2019-12-31 | 365 | 14.8497 | 14 | 0.84967
20506 | 5.2 | 1 | 2018-12-31 | 2019-12-31 | 365 | 5.9582 | 5 | 0.9582
20508 | 5.775 | 1 | 2018-12-31 | 2019-12-31 | 365 | 6.617 | 6 | 0.61704
20483 | 5.225 | 1 | 2018-12-31 | 2019-12-31 | 365 | 5.9868 | 5 | 0.98685
20545 | 4.675 | 1 | 2018-12-31 | 2019-12-31 | 365 | 5.3567 | 5 | 0.35665
20716 | 11.18 | 1 | 2018-12-31 | 2019-12-31 | 365 | 12.8101 | 12 | 0.81013
16525 | 10.2 | 1 | 2018-12-31 | 2019-12-31 | 365 | 11.6872 | 11 | 0.68724
16665 | 4.95 | 1 | 2018-12-31 | 2019-12-31 | 365 | 5.6717 | 5 | 0.67175
16700 | 9.18 | 1 | 2018-12-31 | 2019-12-31 | 365 | 10.5185 | 10 | 0.51852
16777 | 6.375 | 1 | 2018-12-31 | 2019-12-31 | 365 | 7.3045 | 7 | 0.30453
17016 | 8.06 | 1 | 2018-12-31 | 2019-12-31 | 365 | 9.2352 | 9 | 0.23521
17020 | 9.62 | 1 | 2018-12-31 | 2019-12-31 | 365 | 11.0227 | 11 | 0.022673
17027 | 16.065 | 1 | 2018-12-31 | 2019-12-31 | 365 | 18.4074 | 18 | 0.40741
17069 | 11.55 | 1 | 2018-12-31 | 2019-12-31 | 365 | 13.2341 | 13 | 0.23408
19726 | 7.8 | 1 | 2018-12-31 | 2019-12-31 | 365 | 8.9373 | 8 | 0.9373
17671 | 9.625 | 1 | 2018-12-31 | 2019-12-31 | 365 | 11.0284 | 11 | 0.028402
17023 | 8.415 | 1 | 2018-12-31 | 2019-12-31 | 365 | 9.642 | 9 | 0.64197
19629 | 7.65 | 1 | 2018-12-31 | 2019-12-31 | 365 | 8.7654 | 8 | 0.76543
20025 | 9.945 | 1 | 2018-12-31 | 2019-12-31 | 365 | 11.3951 | 11 | 0.39506
16640 | 9.18 | 1 | 2018-12-31 | 2019-12-31 | 365 | 10.5185 | 10 | 0.51852
20715 | 5.4 | 1 | 2018-12-31 | 2019-12-31 | 365 | 6.1874 | 6 | 0.18736
20491 | 3.75 | 1 | 2018-12-31 | 2019-12-31 | 365 | 4.2968 | 4 | 0.29678
20737 | 14.28 | 1 | 2018-12-31 | 2019-12-31 | 365 | 16.3621 | 16 | 0.36214
20738 | 10.45 | 1 | 2018-12-31 | 2019-12-31 | 365 | 11.9737 | 11 | 0.97369
20739 | 4.4 | 1 | 2018-12-31 | 2019-12-31 | 365 | 5.0416 | 5 | 0.041555
20759 | 7.7 | 1 | 2018-12-31 | 2019-12-31 | 365 | 8.8227 | 8 | 0.82272
20757 | 10.92 | 1 | 2018-12-31 | 2019-12-31 | 365 | 12.5122 | 12 | 0.51222
20763 | 5.46 | 1 | 2018-12-31 | 2019-12-31 | 365 | 6.2561 | 6 | 0.25611
20760 | 6.885 | 1 | 2018-12-31 | 2019-12-31 | 365 | 7.8889 | 7 | 0.88889
20764 | 8.06 | 1 | 2018-12-31 | 2019-12-31 | 365 | 9.2352 | 9 | 0.23521
20783 | 7.54 | 1 | 2018-12-31 | 2019-12-31 | 365 | 8.6394 | 8 | 0.63939
20805 | 14.58 | 1 | 2018-12-31 | 2019-12-31 | 365 | 16.7059 | 16 | 0.70588
20843 | 16.225 | 1 | 2018-12-31 | 2019-12-31 | 365 | 18.5907 | 18 | 0.59073
20822 | 7.975 | 1 | 2018-12-31 | 2019-12-31 | 365 | 9.1378 | 9 | 0.13782
20745 | 5.98 | 1 | 2018-12-31 | 2019-12-31 | 365 | 6.8519 | 6 | 0.85193
20824 | 11.44 | 1 | 2018-12-31 | 2019-12-31 | 365 | 13.108 | 13 | 0.10804
20825 | 9.9 | 1 | 2018-12-31 | 2019-12-31 | 365 | 11.3435 | 11 | 0.3435
17923 | 8.925 | 1 | 2018-12-31 | 2019-12-31 | 365 | 10.2263 | 10 | 0.22634
17447 | 8.1 | 1 | 2018-12-31 | 2019-12-31 | 365 | 9.281 | 9 | 0.28104
21209 | 5.775 | 1 | 2018-12-31 | 2019-12-31 | 365 | 6.617 | 6 | 0.61704
21221 | 7.02 | 1 | 2018-12-31 | 2019-12-31 | 365 | 8.0436 | 8 | 0.043572
21248 | 3.85 | 1 | 2018-12-31 | 2019-12-31 | 365 | 4.4114 | 4 | 0.41136
21263 | 7.8 | 1 | 2018-12-31 | 2019-12-31 | 365 | 8.9373 | 8 | 0.9373
21259 | 5.46 | 1 | 2018-12-31 | 2019-12-31 | 365 | 6.2561 | 6 | 0.25611
21274 | 3.85 | 1 | 2018-12-31 | 2019-12-31 | 365 | 4.4114 | 4 | 0.41136
21283 | 4.675 | 1 | 2018-12-31 | 2019-12-31 | 365 | 5.3567 | 5 | 0.35665
20902 | 12.375 | 1 | 2018-12-31 | 2019-12-31 | 365 | 14.1794 | 14 | 0.17937
21710 | 14.025 | 1 | 2018-12-31 | 2019-12-31 | 365 | 16.07 | 16 | 0.069957
21840 | 9.075 | 1 | 2018-12-31 | 2019-12-31 | 365 | 10.3982 | 10 | 0.39821
18680 | 8.06 | 1 | 2018-12-31 | 2019-12-31 | 365 | 9.2352 | 9 | 0.23521
17924 | 4.125 | 1 | 2018-12-31 | 2019-12-31 | 365 | 4.7265 | 4 | 0.72646
21592 | 2.75 | 1 | 2018-12-31 | 2019-12-31 | 365 | 3.151 | 3 | 0.15097
21600 | 6.05 | 1 | 2018-12-31 | 2019-12-31 | 365 | 6.9321 | 6 | 0.93214
21727 | 3.025 | 1 | 2018-12-31 | 2019-12-31 | 365 | 3.4661 | 3 | 0.46607
21516 | 5.2 | 1 | 2018-12-31 | 2019-12-31 | 365 | 5.9582 | 5 | 0.9582
22115 | 5.13 | 1 | 2018-12-31 | 2019-12-31 | 365 | 5.878 | 5 | 0.878
20574 | 4.5 | 1 | 2018-12-31 | 2019-12-31 | 365 | 5.1561 | 5 | 0.15614
22140 | 12.96 | 1 | 2018-12-31 | 2019-12-31 | 365 | 14.8497 | 14 | 0.84967
22153 | 9.36 | 1 | 2018-12-31 | 2019-12-31 | 365 | 10.7248 | 10 | 0.72476
22151 | 9.625 | 1 | 2018-12-31 | 2019-12-31 | 365 | 11.0284 | 11 | 0.028402
22158 | 10.4 | 1 | 2018-12-31 | 2019-12-31 | 365 | 11.9164 | 11 | 0.9164
22167 | 9.1 | 1 | 2018-12-31 | 2019-12-31 | 365 | 10.4269 | 10 | 0.42685
21243 | 4.4 | 1 | 2018-12-31 | 2019-12-31 | 365 | 5.0416 | 5 | 0.041555
22194 | 11.7 | 1 | 2018-12-31 | 2019-12-31 | 365 | 13.406 | 13 | 0.40595
22206 | 6.76 | 1 | 2018-12-31 | 2019-12-31 | 365 | 7.7457 | 7 | 0.74566
22213 | 12.1 | 1 | 2018-12-31 | 2019-12-31 | 365 | 13.8643 | 13 | 0.86428
22220 | 8.84 | 1 | 2018-12-31 | 2019-12-31 | 365 | 10.1289 | 10 | 0.12894
22240 | 12.1 | 1 | 2018-12-31 | 2019-12-31 | 365 | 13.8643 | 13 | 0.86428
22637 | 3.12 | 1 | 2018-12-31 | 2019-12-31 | 365 | 3.5749 | 3 | 0.57492
22911 | 6.05 | 1 | 2018-12-31 | 2019-12-31 | 365 | 6.9321 | 6 | 0.93214
22509 | 13.77 | 1 | 2018-12-31 | 2019-12-31 | 365 | 15.7778 | 15 | 0.77778
22600 | 6.05 | 1 | 2018-12-31 | 2019-12-31 | 365 | 6.9321 | 6 | 0.93214
5675 | 2.16 | 1 | 2018-12-31 | 2019-12-31 | 365 | 2.4749 | 2 | 0.47495
23484 | 7.28 | 1 | 2018-12-31 | 2019-12-31 | 365 | 8.3415 | 8 | 0.34148
23527 | 8.25 | 1 | 2018-12-31 | 2019-12-31 | 365 | 9.4529 | 9 | 0.45292
23554 | 9.9 | 1 | 2018-12-31 | 2019-12-31 | 365 | 11.3435 | 11 | 0.3435
23555 | 9.88 | 1 | 2018-12-31 | 2019-12-31 | 365 | 11.3206 | 11 | 0.32058
23557 | 7.7 | 1 | 2018-12-31 | 2019-12-31 | 365 | 8.8227 | 8 | 0.82272
23617 | 4.16 | 1 | 2018-12-31 | 2019-12-31 | 365 | 4.7666 | 4 | 0.76656
23616 | 5.5 | 1 | 2018-12-31 | 2019-12-31 | 365 | 6.3019 | 6 | 0.30194
23627 | 6.05 | 1 | 2018-12-31 | 2019-12-31 | 365 | 6.9321 | 6 | 0.93214
23703 | 11.985 | 1 | 2018-12-31 | 2019-12-31 | 365 | 13.7325 | 13 | 0.73251
23711 | 4.68 | 1 | 2018-12-31 | 2019-12-31 | 365 | 5.3624 | 5 | 0.36238
23476 | 5.61 | 1 | 2018-12-31 | 2019-12-31 | 365 | 6.428 | 6 | 0.42798
23345 | 11.475 | 1 | 2018-12-31 | 2019-12-31 | 365 | 13.1481 | 13 | 0.14815
23366 | 8.1 | 1 | 2018-12-31 | 2019-12-31 | 365 | 9.281 | 9 | 0.28104
23147 | 7.28 | 1 | 2018-12-31 | 2019-12-31 | 365 | 8.3415 | 8 | 0.34148
23148 | 8.525 | 1 | 2018-12-31 | 2019-12-31 | 365 | 9.768 | 9 | 0.76801
23149 | 5.46 | 1 | 2018-12-31 | 2019-12-31 | 365 | 6.2561 | 6 | 0.25611
23156 | 4.125 | 1 | 2018-12-31 | 2019-12-31 | 365 | 4.7265 | 4 | 0.72646
23186 | 8.58 | 1 | 2018-12-31 | 2019-12-31 | 365 | 9.831 | 9 | 0.83103
23188 | 6.05 | 1 | 2018-12-31 | 2019-12-31 | 365 | 6.9321 | 6 | 0.93214
23558 | 9.1 | 1 | 2018-12-31 | 2019-12-31 | 365 | 10.4269 | 10 | 0.42685
23295 | 6 | 1 | 2018-12-31 | 2019-12-31 | 365 | 6.8748 | 6 | 0.87485
23305 | 6.24 | 1 | 2018-12-31 | 2019-12-31 | 365 | 7.1498 | 7 | 0.14984
23316 | 5.61 | 1 | 2018-12-31 | 2019-12-31 | 365 | 6.428 | 6 | 0.42798
19554 | 78.96 | 0.9 | 2018-12-31 | 2019-12-31 | 365 | 81.4257 | 81 | 0.4257
20740 | 8.8 | 1 | 2018-12-31 | 2019-12-31 | 365 | 10.0831 | 10 | 0.08311
21652 | 7.28 | 1 | 2018-12-31 | 2019-12-31 | 365 | 8.3415 | 8 | 0.34148
23982 | 5.775 | 1 | 2018-12-31 | 2019-12-31 | 365 | 6.617 | 6 | 0.61704
23779 | 4.505 | 1 | 2018-12-31 | 2019-12-31 | 365 | 5.1619 | 5 | 0.16187
23783 | 15.95 | 1 | 2018-12-31 | 2019-12-31 | 365 | 18.2756 | 18 | 0.27564
23781 | 6.325 | 1 | 2018-12-31 | 2019-12-31 | 365 | 7.2472 | 7 | 0.24724
23862 | 4.4 | 1 | 2018-12-31 | 2019-12-31 | 365 | 5.0416 | 5 | 0.041555
20449 | 4.125 | 1 | 2018-12-31 | 2019-12-31 | 365 | 4.7265 | 4 | 0.72646
24341 | 12.75 | 1 | 2018-12-31 | 2019-12-31 | 365 | 14.6091 | 14 | 0.60905
24348 | 7.02 | 1 | 2018-12-31 | 2019-12-31 | 365 | 8.0436 | 8 | 0.043572
24365 | 14.85 | 1 | 2018-12-31 | 2019-12-31 | 365 | 17.0152 | 17 | 0.015249
21702 | 5.1 | 1 | 2018-12-31 | 2019-12-31 | 365 | 5.8436 | 5 | 0.84362
23516 | 9.075 | 1 | 2018-12-31 | 2019-12-31 | 365 | 10.3982 | 10 | 0.39821
23985 | 9.36 | 1 | 2018-12-31 | 2019-12-31 | 365 | 10.7248 | 10 | 0.72476
23788 | 9.18 | 1 | 2018-12-31 | 2019-12-31 | 365 | 10.5185 | 10 | 0.51852
24385 | 4.42 | 1 | 2018-12-31 | 2019-12-31 | 365 | 5.0645 | 5 | 0.064471
24391 | 10.14 | 1 | 2018-12-31 | 2019-12-31 | 365 | 11.6185 | 11 | 0.61849
24476 | 7.7 | 1 | 2018-12-31 | 2019-12-31 | 365 | 8.8227 | 8 | 0.82272
25483 | 7.95 | 1 | 2018-12-31 | 2019-12-31 | 365 | 9.1092 | 9 | 0.10917
25487 | 4.5 | 1 | 2018-12-31 | 2019-12-31 | 365 | 5.1561 | 5 | 0.15614
25532 | 9.9 | 1 | 2018-12-31 | 2019-12-31 | 365 | 11.3435 | 11 | 0.3435
25561 | 10.175 | 1 | 2018-12-31 | 2019-12-31 | 365 | 11.6586 | 11 | 0.6586
25701 | 7.28 | 1 | 2018-12-31 | 2019-12-31 | 365 | 8.3415 | 8 | 0.34148
26050 | 9.9 | 1 | 2018-12-31 | 2019-12-31 | 365 | 11.3435 | 11 | 0.3435
25574 | 14.3 | 1 | 2018-12-31 | 2019-12-31 | 365 | 16.3851 | 16 | 0.38505
26060 | 5.2 | 1 | 2018-12-31 | 2019-12-31 | 365 | 5.9582 | 5 | 0.9582
12973 | 5.13 | 1 | 2018-12-31 | 2019-12-31 | 365 | 5.878 | 5 | 0.878
17472 | 6.48 | 1 | 2018-12-31 | 2019-12-31 | 365 | 7.4248 | 7 | 0.42484
26760 | 0.27 | 1 | 2018-12-31 | 2019-12-31 | 365 | 0.30937 | 0 | 0.30937
15394 | 9.945 | 1 | 2018-12-31 | 2019-12-31 | 365 | 11.3951 | 11 | 0.39506
24949 | 11.34 | 1 | 2018-12-31 | 2019-12-31 | 365 | 12.9935 | 12 | 0.99346
20801 | 8.84 | 1 | 2018-12-31 | 2019-12-31 | 365 | 10.1289 | 10 | 0.12894
25568 | 6.875 | 1 | 2018-12-31 | 2019-12-31 | 365 | 7.8774 | 7 | 0.87743
13868 | 7.02 | 1 | 2018-12-31 | 2019-12-31 | 365 | 8.0436 | 8 | 0.043572
25550 | 4.4 | 1 | 2018-12-31 | 2019-12-31 | 365 | 5.0416 | 5 | 0.041555
24006 | 7.15 | 1 | 2018-12-31 | 2019-12-31 | 365 | 8.1925 | 8 | 0.19253
13948 | 9.72 | 1 | 2018-12-31 | 2019-12-31 | 365 | 11.1373 | 11 | 0.13725
12965 | 8.925 | 1 | 2018-12-31 | 2019-12-31 | 365 | 10.2263 | 10 | 0.22634
21877 | 11.44 | 1 | 2018-12-31 | 2019-12-31 | 365 | 13.108 | 13 | 0.10804
23774 | 2.475 | 1 | 2018-12-31 | 2019-12-31 | 365 | 2.8359 | 2 | 0.83587
24555 | 11.96 | 1 | 2018-12-31 | 2019-12-31 | 365 | 13.7039 | 13 | 0.70386
25009 | 9.075 | 1 | 2018-12-31 | 2019-12-31 | 365 | 10.3982 | 10 | 0.39821
25433 | 8.525 | 1 | 2018-12-31 | 2019-12-31 | 365 | 9.768 | 9 | 0.76801
26093 | 5.775 | 1 | 2018-12-31 | 2019-12-31 | 365 | 6.617 | 6 | 0.61704
26099 | 12.19 | 1 | 2018-12-31 | 2019-12-31 | 365 | 13.9674 | 13 | 0.9674
26102 | 7.54 | 1 | 2018-12-31 | 2019-12-31 | 365 | 8.6394 | 8 | 0.63939
26659 | 12 | 1 | 2018-12-31 | 2019-12-31 | 365 | 13.7497 | 13 | 0.7497
26660 | 16.64 | 1 | 2018-12-31 | 2019-12-31 | 365 | 19.0662 | 19 | 0.066245
12865 | 14.85 | 1 | 2018-12-31 | 2019-12-31 | 365 | 17.0152 | 17 | 0.015249
24617 | 6.095 | 1 | 2018-12-31 | 2019-12-31 | 365 | 6.9837 | 6 | 0.9837
26757 | 7.14 | 1 | 2018-12-31 | 2019-12-31 | 365 | 8.1811 | 8 | 0.18107
26766 | 18.36 | 1 | 2018-12-31 | 2019-12-31 | 365 | 21.037 | 21 | 0.037035
26785 | 6.05 | 1 | 2018-12-31 | 2019-12-31 | 365 | 6.9321 | 6 | 0.93214
24957 | 23.14 | 1 | 2018-12-31 | 2019-12-31 | 365 | 26.514 | 26 | 0.514
26960 | 4.24 | 1 | 2018-12-31 | 2019-12-31 | 365 | 4.8582 | 4 | 0.85823
26966 | 11.4 | 1 | 2018-12-31 | 2019-12-31 | 365 | 13.0622 | 13 | 0.062211
16527 | 5.13 | 1 | 2018-12-31 | 2019-12-31 | 365 | 5.878 | 5 | 0.878
17669 | 9.18 | 1 | 2018-12-31 | 2019-12-31 | 365 | 10.5185 | 10 | 0.51852
25756 | 6.875 | 1 | 2018-12-31 | 2019-12-31 | 365 | 7.8774 | 7 | 0.87743
27207 | 7.425 | 1 | 2018-12-31 | 2019-12-31 | 365 | 8.5076 | 8 | 0.50762
27208 | 4.4 | 1 | 2018-12-31 | 2019-12-31 | 365 | 5.0416 | 5 | 0.041555
27209 | 13.2 | 1 | 2018-12-31 | 2019-12-31 | 365 | 15.1247 | 15 | 0.12467
27228 | 7.15 | 1 | 2018-12-31 | 2019-12-31 | 365 | 8.1925 | 8 | 0.19253
27230 | 4.77 | 1 | 2018-12-31 | 2019-12-31 | 365 | 5.4655 | 5 | 0.4655
27295 | 9.01 | 1 | 2018-12-31 | 2019-12-31 | 365 | 10.3237 | 10 | 0.32373
27447 | 5.775 | 1 | 2018-12-31 | 2019-12-31 | 365 | 6.617 | 6 | 0.61704
27348 | 10.2 | 1 | 2018-12-31 | 2019-12-31 | 365 | 11.6872 | 11 | 0.68724
27448 | 11.1 | 1 | 2018-12-31 | 2019-12-31 | 365 | 12.7185 | 12 | 0.71847
27440 | 5.7 | 1 | 2018-12-31 | 2019-12-31 | 365 | 6.5311 | 6 | 0.53111
27435 | 10.4 | 1 | 2018-12-31 | 2019-12-31 | 365 | 11.9164 | 11 | 0.9164
27425 | 5.98 | 1 | 2018-12-31 | 2019-12-31 | 365 | 6.8519 | 6 | 0.85193
27762 | 9.625 | 1 | 2018-12-31 | 2019-12-31 | 365 | 11.0284 | 11 | 0.028402
25669 | 6.36 | 1 | 2018-12-31 | 2019-12-31 | 365 | 7.2873 | 7 | 0.28734
25675 | 5.775 | 1 | 2018-12-31 | 2019-12-31 | 365 | 6.617 | 6 | 0.61704
24985 | 6.05 | 1 | 2018-12-31 | 2019-12-31 | 365 | 6.9321 | 6 | 0.93214
25712 | 6.9 | 1 | 2018-12-31 | 2019-12-31 | 365 | 7.9061 | 7 | 0.90608
25746 | 10.07 | 1 | 2018-12-31 | 2019-12-31 | 365 | 11.5383 | 11 | 0.53829
25750 | 4.2 | 1 | 2018-12-31 | 2019-12-31 | 365 | 4.8124 | 4 | 0.81239
25951 | 7.8 | 1 | 2018-12-31 | 2019-12-31 | 365 | 8.9373 | 8 | 0.9373
25955 | 11 | 1 | 2018-12-31 | 2019-12-31 | 365 | 12.6039 | 12 | 0.60389
25967 | 7.425 | 1 | 2018-12-31 | 2019-12-31 | 365 | 8.5076 | 8 | 0.50762
26031 | 14.025 | 1 | 2018-12-31 | 2019-12-31 | 365 | 16.07 | 16 | 0.069957
26367 | 10.45 | 1 | 2018-12-31 | 2019-12-31 | 365 | 11.9737 | 11 | 0.97369
26368 | 4.505 | 1 | 2018-12-31 | 2019-12-31 | 365 | 5.1619 | 5 | 0.16187
26534 | 7.8 | 1 | 2018-12-31 | 2019-12-31 | 365 | 8.9373 | 8 | 0.9373
26418 | 4.59 | 1 | 2018-12-31 | 2019-12-31 | 365 | 5.2593 | 5 | 0.25926
26424 | 9.62 | 1 | 2018-12-31 | 2019-12-31 | 365 | 11.0227 | 11 | 0.022673
26796 | 6.325 | 1 | 2018-12-31 | 2019-12-31 | 365 | 7.2472 | 7 | 0.24724
26803 | 7.54 | 1 | 2018-12-31 | 2019-12-31 | 365 | 8.6394 | 8 | 0.63939
27121 | 8.25 | 1 | 2018-12-31 | 2019-12-31 | 365 | 9.4529 | 9 | 0.45292
27594 | 9.805 | 1 | 2018-12-31 | 2019-12-31 | 365 | 11.2346 | 11 | 0.23465
27601 | 7.155 | 1 | 2018-12-31 | 2019-12-31 | 365 | 8.1983 | 8 | 0.19826
27609 | 6.325 | 1 | 2018-12-31 | 2019-12-31 | 365 | 7.2472 | 7 | 0.24724
23724 | 5.225 | 1 | 2018-12-31 | 2019-12-31 | 365 | 5.9868 | 5 | 0.98685
28110 | 5.775 | 1 | 2018-12-31 | 2019-12-31 | 365 | 6.617 | 6 | 0.61704
28118 | 5.1 | 1 | 2018-12-31 | 2019-12-31 | 365 | 5.8436 | 5 | 0.84362
28105 | 8.745 | 1 | 2018-12-31 | 2019-12-31 | 365 | 10.0201 | 10 | 0.020091
28099 | 4.8 | 1 | 2018-12-31 | 2019-12-31 | 365 | 5.4999 | 5 | 0.49988
28290 | 5.83 | 1 | 2018-12-31 | 2019-12-31 | 365 | 6.6801 | 6 | 0.68006
28151 | 9 | 1 | 2018-12-31 | 2019-12-31 | 365 | 10.3123 | 10 | 0.31227
28170 | 8.925 | 1 | 2018-12-31 | 2019-12-31 | 365 | 10.2263 | 10 | 0.22634
29107 | 9.625 | 1 | 2018-12-31 | 2019-12-31 | 365 | 11.0284 | 11 | 0.028402
29016 | 6 | 1 | 2018-12-31 | 2019-12-31 | 365 | 6.8748 | 6 | 0.87485
29101 | 5.46 | 1 | 2018-12-31 | 2019-12-31 | 365 | 6.2561 | 6 | 0.25611
29102 | 10.07 | 1 | 2018-12-31 | 2019-12-31 | 365 | 11.5383 | 11 | 0.53829
24327 | 14.3 | 1 | 2018-12-31 | 2019-12-31 | 365 | 16.3851 | 16 | 0.38505
26795 | 11.44 | 1 | 2018-12-31 | 2019-12-31 | 365 | 13.108 | 13 | 0.10804
29334 | 7.425 | 1 | 2018-12-31 | 2019-12-31 | 365 | 8.5076 | 8 | 0.50762
29308 | 9.075 | 1 | 2018-12-31 | 2019-12-31 | 365 | 10.3982 | 10 | 0.39821
29309 | 7.8 | 1 | 2018-12-31 | 2019-12-31 | 365 | 8.9373 | 8 | 0.9373
29511 | 8.25 | 1 | 2018-12-31 | 2019-12-31 | 365 | 9.4529 | 9 | 0.45292
30131 | 5.72 | 1 | 2018-12-31 | 2019-12-31 | 365 | 6.554 | 6 | 0.55402
30201 | 4.95 | 1 | 2018-12-31 | 2019-12-31 | 365 | 5.6717 | 5 | 0.67175
30938 | 6.875 | 1 | 2018-12-31 | 2019-12-31 | 365 | 7.8774 | 7 | 0.87743
25679 | 5.5 | 1 | 2018-12-31 | 2019-12-31 | 365 | 6.3019 | 6 | 0.30194
30698 | 9.35 | 1 | 2018-12-31 | 2019-12-31 | 365 | 10.7133 | 10 | 0.7133
31877 | 5.7 | 1 | 2018-12-31 | 2019-12-31 | 365 | 6.5311 | 6 | 0.53111
31896 | 6 | 1 | 2018-12-31 | 2019-12-31 | 365 | 6.8748 | 6 | 0.87485
31926 | 6 | 1 | 2018-12-31 | 2019-12-31 | 365 | 6.8748 | 6 | 0.87485
31945 | 4.8 | 1 | 2018-12-31 | 2019-12-31 | 365 | 5.4999 | 5 | 0.49988
33199 | 6.095 | 1 | 2018-12-31 | 2019-12-31 | 365 | 6.9837 | 6 | 0.9837
33985 | 5.4 | 1 | 2018-12-31 | 2019-12-31 | 365 | 6.1874 | 6 | 0.18736
33994 | 10.07 | 1 | 2018-12-31 | 2019-12-31 | 365 | 11.5383 | 11 | 0.53829
34014 | 2.75 | 1 | 2018-12-31 | 2019-12-31 | 365 | 3.151 | 3 | 0.15097
33781 | 11.1 | 1 | 2018-12-31 | 2019-12-31 | 365 | 12.7185 | 12 | 0.71847
33515 | 6.5 | 1 | 2018-12-31 | 2019-12-31 | 365 | 7.4478 | 7 | 0.44775
34056 | 4.95 | 1 | 2018-12-31 | 2019-12-31 | 365 | 5.6717 | 5 | 0.67175
34061 | 7.8 | 1 | 2018-12-31 | 2019-12-31 | 365 | 8.9373 | 8 | 0.9373
25924 | 9.9 | 1 | 2018-12-31 | 2019-12-31 | 365 | 11.3435 | 11 | 0.3435
28181 | 8.06 | 1 | 2018-12-31 | 2019-12-31 | 365 | 9.2352 | 9 | 0.23521
33758 | 5.035 | 1 | 2018-12-31 | 2019-12-31 | 365 | 5.7691 | 5 | 0.76914
33935 | 5.3 | 1 | 2018-12-31 | 2019-12-31 | 365 | 6.0728 | 6 | 0.072782
33944 | 5.035 | 1 | 2018-12-31 | 2019-12-31 | 365 | 5.7691 | 5 | 0.76914
34011 | 20.625 | 1 | 2018-12-31 | 2019-12-31 | 365 | 23.6323 | 23 | 0.63229
34078 | 6 | 1 | 2018-12-31 | 2019-12-31 | 365 | 6.8748 | 6 | 0.87485
34099 | 9.6 | 1 | 2018-12-31 | 2019-12-31 | 365 | 10.9998 | 10 | 0.99976
34115 | 5.4 | 1 | 2018-12-31 | 2019-12-31 | 365 | 6.1874 | 6 | 0.18736
34174 | 6.6 | 1 | 2018-12-31 | 2019-12-31 | 365 | 7.5623 | 7 | 0.56233
34257 | 2.7 | 1 | 2018-12-31 | 2019-12-31 | 365 | 3.0937 | 3 | 0.093682
34259 | 8.745 | 1 | 2018-12-31 | 2019-12-31 | 365 | 10.0201 | 10 | 0.020091
34276 | 4.8 | 1 | 2018-12-31 | 2019-12-31 | 365 | 5.4999 | 5 | 0.49988
34176 | 8.525 | 1 | 2018-12-31 | 2019-12-31 | 365 | 9.768 | 9 | 0.76801
34145 | 7.15 | 1 | 2018-12-31 | 2019-12-31 | 365 | 8.1925 | 8 | 0.19253
34332 | 12 | 1 | 2018-12-31 | 2019-12-31 | 365 | 13.7497 | 13 | 0.7497
34340 | 9.54 | 1 | 2018-12-31 | 2019-12-31 | 365 | 10.931 | 10 | 0.93101
34280 | 6 | 1 | 2018-12-31 | 2019-12-31 | 365 | 6.8748 | 6 | 0.87485
34342 | 4.16 | 1 | 2018-12-31 | 2019-12-31 | 365 | 4.7666 | 4 | 0.76656
34281 | 3.3 | 1 | 2018-12-31 | 2019-12-31 | 365 | 3.7812 | 3 | 0.78117
34351 | 10.6 | 1 | 2018-12-31 | 2019-12-31 | 365 | 12.1456 | 12 | 0.14556
34350 | 8.25 | 1 | 2018-12-31 | 2019-12-31 | 365 | 9.4529 | 9 | 0.45292
34288 | 5.3 | 1 | 2018-12-31 | 2019-12-31 | 365 | 6.0728 | 6 | 0.072782
34386 | 9.3 | 1 | 2018-12-31 | 2019-12-31 | 365 | 10.656 | 10 | 0.65601
34129 | 6.625 | 1 | 2018-12-31 | 2019-12-31 | 365 | 7.591 | 7 | 0.59098
34341 | 7.42 | 1 | 2018-12-31 | 2019-12-31 | 365 | 8.5019 | 8 | 0.5019
34135 | 14.84 | 1 | 2018-12-31 | 2019-12-31 | 365 | 17.0038 | 17 | 0.0037907
34460 | 8.37 | 1 | 2018-12-31 | 2019-12-31 | 365 | 9.5904 | 9 | 0.59041
34559 | 15.6 | 1 | 2018-12-31 | 2019-12-31 | 365 | 17.8746 | 17 | 0.8746
34262 | 4.2 | 1 | 2018-12-31 | 2019-12-31 | 365 | 4.8124 | 4 | 0.81239
34617 | 2.7 | 1 | 2018-12-31 | 2019-12-31 | 365 | 3.0937 | 3 | 0.093682
34629 | 5.83 | 1 | 2018-12-31 | 2019-12-31 | 365 | 6.6801 | 6 | 0.68006
34610 | 3.575 | 1 | 2018-12-31 | 2019-12-31 | 365 | 4.0963 | 4 | 0.096264
34633 | 11.4 | 1 | 2018-12-31 | 2019-12-31 | 365 | 13.0622 | 13 | 0.062211
34636 | 7.54 | 1 | 2018-12-31 | 2019-12-31 | 365 | 8.6394 | 8 | 0.63939
34650 | 5.4 | 1 | 2018-12-31 | 2019-12-31 | 365 | 6.1874 | 6 | 0.18736
34658 | 7.155 | 1 | 2018-12-31 | 2019-12-31 | 365 | 8.1983 | 8 | 0.19826
33756 | 7.8 | 1 | 2018-12-31 | 2019-12-31 | 365 | 8.9373 | 8 | 0.9373
34154 | 6.3 | 1 | 2018-12-31 | 2019-12-31 | 365 | 7.2186 | 7 | 0.21859
34140 | 11.13 | 1 | 2018-12-31 | 2019-12-31 | 365 | 12.7528 | 12 | 0.75284
34108 | 7.155 | 1 | 2018-12-31 | 2019-12-31 | 365 | 8.1983 | 8 | 0.19826
34064 | 6.6 | 1 | 2018-12-31 | 2019-12-31 | 365 | 7.5623 | 7 | 0.56233
34081 | 6.9 | 1 | 2018-12-31 | 2019-12-31 | 365 | 7.9061 | 7 | 0.90608
34074 | 15.6 | 1 | 2018-12-31 | 2019-12-31 | 365 | 17.8746 | 17 | 0.8746
34071 | 5.61 | 1 | 2018-12-31 | 2019-12-31 | 365 | 6.428 | 6 | 0.42798
33938 | 5.4 | 1 | 2018-12-31 | 2019-12-31 | 365 | 6.1874 | 6 | 0.18736
33937 | 9.35 | 1 | 2018-12-31 | 2019-12-31 | 365 | 10.7133 | 10 | 0.7133
33824 | 9 | 1 | 2018-12-31 | 2019-12-31 | 365 | 10.3123 | 10 | 0.31227
33809 | 22 | 1 | 2018-12-31 | 2019-12-31 | 365 | 25.2078 | 25 | 0.20778
33818 | 5.775 | 1 | 2018-12-31 | 2019-12-31 | 365 | 6.617 | 6 | 0.61704
34898 | 6.89 | 1 | 2018-12-31 | 2019-12-31 | 365 | 7.8946 | 7 | 0.89462
33780 | 5.4 | 1 | 2018-12-31 | 2019-12-31 | 365 | 6.1874 | 6 | 0.18736
33773 | 4.95 | 1 | 2018-12-31 | 2019-12-31 | 365 | 5.6717 | 5 | 0.67175
33760 | 13 | 1 | 2018-12-31 | 2019-12-31 | 365 | 14.8955 | 14 | 0.8955
33770 | 4.8 | 1 | 2018-12-31 | 2019-12-31 | 365 | 5.4999 | 5 | 0.49988
33747 | 4.505 | 1 | 2018-12-31 | 2019-12-31 | 365 | 5.1619 | 5 | 0.16187
33751 | 8.4 | 1 | 2018-12-31 | 2019-12-31 | 365 | 9.6248 | 9 | 0.62479
34904 | 6.875 | 1 | 2018-12-31 | 2019-12-31 | 365 | 7.8774 | 7 | 0.87743
34716 | 6.36 | 1 | 2018-12-31 | 2019-12-31 | 365 | 7.2873 | 7 | 0.28734
34625 | 6.095 | 1 | 2018-12-31 | 2019-12-31 | 365 | 6.9837 | 6 | 0.9837
34941 | 4.4 | 1 | 2018-12-31 | 2019-12-31 | 365 | 5.0416 | 5 | 0.041555
33563 | 12.19 | 1 | 2018-12-31 | 2019-12-31 | 365 | 13.9674 | 13 | 0.9674
33641 | 10.92 | 1 | 2018-12-31 | 2019-12-31 | 365 | 12.5122 | 12 | 0.51222
34322 | 9.9 | 1 | 2018-12-31 | 2019-12-31 | 365 | 11.3435 | 11 | 0.3435
33631 | 8.58 | 1 | 2018-12-31 | 2019-12-31 | 365 | 9.831 | 9 | 0.83103
33646 | 6.3 | 1 | 2018-12-31 | 2019-12-31 | 365 | 7.2186 | 7 | 0.21859
33829 | 3.025 | 1 | 2018-12-31 | 2019-12-31 | 365 | 3.4661 | 3 | 0.46607
33609 | 11.13 | 1 | 2018-12-31 | 2019-12-31 | 365 | 12.7528 | 12 | 0.75284
31886 | 4.2 | 1 | 2018-12-31 | 2019-12-31 | 365 | 4.8124 | 4 | 0.81239
32970 | 7.8 | 1 | 2018-12-31 | 2019-12-31 | 365 | 8.9373 | 8 | 0.9373
33610 | 8.32 | 1 | 2018-12-31 | 2019-12-31 | 365 | 9.5331 | 9 | 0.53312
33554 | 10.07 | 1 | 2018-12-31 | 2019-12-31 | 365 | 11.5383 | 11 | 0.53829
33501 | 2.75 | 1 | 2018-12-31 | 2019-12-31 | 365 | 3.151 | 3 | 0.15097
33789 | 10.8 | 1 | 2018-12-31 | 2019-12-31 | 365 | 12.3747 | 12 | 0.37473
33822 | 8.1 | 1 | 2018-12-31 | 2019-12-31 | 365 | 9.281 | 9 | 0.28104
34936 | 9.1 | 1 | 2018-12-31 | 2019-12-31 | 365 | 10.4269 | 10 | 0.42685
34945 | 6.095 | 1 | 2018-12-31 | 2019-12-31 | 365 | 6.9837 | 6 | 0.9837
34984 | 9 | 1 | 2018-12-31 | 2019-12-31 | 365 | 10.3123 | 10 | 0.31227
34994 | 11.7 | 1 | 2018-12-31 | 2019-12-31 | 365 | 13.406 | 13 | 0.40595
34998 | 3.975 | 1 | 2018-12-31 | 2019-12-31 | 365 | 4.5546 | 4 | 0.55459
34929 | 4.8 | 1 | 2018-12-31 | 2019-12-31 | 365 | 5.4999 | 5 | 0.49988
34934 | 7.2 | 1 | 2018-12-31 | 2019-12-31 | 365 | 8.2498 | 8 | 0.24982
34958 | 4.77 | 1 | 2018-12-31 | 2019-12-31 | 365 | 5.4655 | 5 | 0.4655
35031 | 7.2 | 1 | 2018-12-31 | 2019-12-31 | 365 | 8.2498 | 8 | 0.24982
33769 | 13.515 | 1 | 2018-12-31 | 2019-12-31 | 365 | 15.4856 | 15 | 0.4856
33940 | 10.175 | 1 | 2018-12-31 | 2019-12-31 | 365 | 11.6586 | 11 | 0.6586
34995 | 4.8 | 1 | 2018-12-31 | 2019-12-31 | 365 | 5.4999 | 5 | 0.49988
33750 | 3.975 | 1 | 2018-12-31 | 2019-12-31 | 365 | 4.5546 | 4 | 0.55459
33834 | 16.64 | 1 | 2018-12-31 | 2019-12-31 | 365 | 19.0662 | 19 | 0.066245
35107 | 8.215 | 1 | 2018-12-31 | 2019-12-31 | 365 | 9.4128 | 9 | 0.41281
34166 | 16.8 | 1 | 2018-12-31 | 2019-12-31 | 365 | 19.2496 | 19 | 0.24957
34722 | 12.3 | 1 | 2018-12-31 | 2019-12-31 | 365 | 14.0934 | 14 | 0.093438
34939 | 6 | 1 | 2018-12-31 | 2019-12-31 | 365 | 6.8748 | 6 | 0.87485
34069 | 12 | 1 | 2018-12-31 | 2019-12-31 | 365 | 13.7497 | 13 | 0.7497
34275 | 3.3 | 1 | 2018-12-31 | 2019-12-31 | 365 | 3.7812 | 3 | 0.78117
35340 | 14.7 | 1 | 2018-12-31 | 2019-12-31 | 365 | 16.8434 | 16 | 0.84338
34921 | 11.1 | 1 | 2018-12-31 | 2019-12-31 | 365 | 12.7185 | 12 | 0.71847
35400 | 6.3 | 1 | 2018-12-31 | 2019-12-31 | 365 | 7.2186 | 7 | 0.21859
35448 | 10.8 | 1 | 2018-12-31 | 2019-12-31 | 365 | 12.3747 | 12 | 0.37473
36871 | 5.225 | 1 | 2018-12-31 | 2019-12-31 | 365 | 5.9868 | 5 | 0.98685
36902 | 7.2 | 1 | 2018-12-31 | 2019-12-31 | 365 | 8.2498 | 8 | 0.24982
34068 | 11.825 | 1 | 2018-12-31 | 2019-12-31 | 365 | 13.5492 | 13 | 0.54918
37032 | 4.95 | 1 | 2018-12-31 | 2019-12-31 | 365 | 5.6717 | 5 | 0.67175
36823 | 4.24 | 1 | 2018-12-31 | 2019-12-31 | 365 | 4.8582 | 4 | 0.85823
37038 | 9.1 | 1 | 2018-12-31 | 2019-12-31 | 365 | 10.4269 | 10 | 0.42685
35070 | 13.77 | 1 | 2018-12-31 | 2019-12-31 | 365 | 15.7778 | 15 | 0.77778
34066 | 6.9 | 1 | 2018-12-31 | 2019-12-31 | 365 | 7.9061 | 7 | 0.90608
37160 | 4.5 | 1 | 2018-12-31 | 2019-12-31 | 365 | 5.1561 | 5 | 0.15614
37141 | 7.02 | 1 | 2018-12-31 | 2019-12-31 | 365 | 8.0436 | 8 | 0.043572
37138 | 5.98 | 1 | 2018-12-31 | 2019-12-31 | 365 | 6.8519 | 6 | 0.85193
37179 | 4.675 | 1 | 2018-12-31 | 2019-12-31 | 365 | 5.3567 | 5 | 0.35665
37187 | 9.275 | 1 | 2018-12-31 | 2019-12-31 | 365 | 10.6274 | 10 | 0.62737
37192 | 4.95 | 1 | 2018-12-31 | 2019-12-31 | 365 | 5.6717 | 5 | 0.67175
37188 | 9.45 | 1 | 2018-12-31 | 2019-12-31 | 365 | 10.8279 | 10 | 0.82789
37208 | 7.8 | 1 | 2018-12-31 | 2019-12-31 | 365 | 8.9373 | 8 | 0.9373
37215 | 9.35 | 1 | 2018-12-31 | 2019-12-31 | 365 | 10.7133 | 10 | 0.7133
37239 | 5.1 | 1 | 2018-12-31 | 2019-12-31 | 365 | 5.8436 | 5 | 0.84362
37253 | 4.24 | 1 | 2018-12-31 | 2019-12-31 | 365 | 4.8582 | 4 | 0.85823
37269 | 10.2 | 1 | 2018-12-31 | 2019-12-31 | 365 | 11.6872 | 11 | 0.68724
37258 | 6 | 1 | 2018-12-31 | 2019-12-31 | 365 | 6.8748 | 6 | 0.87485
37302 | 8.525 | 1 | 2018-12-31 | 2019-12-31 | 365 | 9.768 | 9 | 0.76801
37332 | 9.99 | 1 | 2018-12-31 | 2019-12-31 | 365 | 11.4466 | 11 | 0.44662
37335 | 8.84 | 1 | 2018-12-31 | 2019-12-31 | 365 | 10.1289 | 10 | 0.12894
37306 | 11.18 | 1 | 2018-12-31 | 2019-12-31 | 365 | 12.8101 | 12 | 0.81013
37050 | 4.675 | 1 | 2018-12-31 | 2019-12-31 | 365 | 5.3567 | 5 | 0.35665
37424 | 8.215 | 1 | 2018-12-31 | 2019-12-31 | 365 | 9.4128 | 9 | 0.41281
37349 | 7.28 | 1 | 2018-12-31 | 2019-12-31 | 365 | 8.3415 | 8 | 0.34148
37433 | 8.4 | 1 | 2018-12-31 | 2019-12-31 | 365 | 9.6248 | 9 | 0.62479
37434 | 9.9 | 1 | 2018-12-31 | 2019-12-31 | 365 | 11.3435 | 11 | 0.3435
37439 | 9.805 | 1 | 2018-12-31 | 2019-12-31 | 365 | 11.2346 | 11 | 0.23465
36851 | 4.95 | 1 | 2018-12-31 | 2019-12-31 | 365 | 5.6717 | 5 | 0.67175
37373 | 9 | 1 | 2018-12-31 | 2019-12-31 | 365 | 10.3123 | 10 | 0.31227
36883 | 8.06 | 1 | 2018-12-31 | 2019-12-31 | 365 | 9.2352 | 9 | 0.23521
35462 | 8.48 | 1 | 2018-12-31 | 2019-12-31 | 365 | 9.7165 | 9 | 0.71645
35483 | 5.5 | 1 | 2018-12-31 | 2019-12-31 | 365 | 6.3019 | 6 | 0.30194
34292 | 8.215 | 1 | 2018-12-31 | 2019-12-31 | 365 | 9.4128 | 9 | 0.41281
35576 | 5.4 | 1 | 2018-12-31 | 2019-12-31 | 365 | 6.1874 | 6 | 0.18736
35588 | 7.155 | 1 | 2018-12-31 | 2019-12-31 | 365 | 8.1983 | 8 | 0.19826
35383 | 4.77 | 1 | 2018-12-31 | 2019-12-31 | 365 | 5.4655 | 5 | 0.4655
34393 | 6.325 | 1 | 2018-12-31 | 2019-12-31 | 365 | 7.2472 | 7 | 0.24724
35137 | 5.4 | 1 | 2018-12-31 | 2019-12-31 | 365 | 6.1874 | 6 | 0.18736
35852 | 9.6 | 1 | 2018-12-31 | 2019-12-31 | 365 | 10.9998 | 10 | 0.99976
35864 | 8.1 | 1 | 2018-12-31 | 2019-12-31 | 365 | 9.281 | 9 | 0.28104
33794 | 10.175 | 1 | 2018-12-31 | 2019-12-31 | 365 | 11.6586 | 11 | 0.6586
35905 | 9.9 | 1 | 2018-12-31 | 2019-12-31 | 365 | 11.3435 | 11 | 0.3435
35911 | 12.1 | 1 | 2018-12-31 | 2019-12-31 | 365 | 13.8643 | 13 | 0.86428
27768 | 5.565 | 1 | 2018-12-31 | 2019-12-31 | 365 | 6.3764 | 6 | 0.37642
36284 | 12 | 1 | 2018-12-31 | 2019-12-31 | 365 | 13.7497 | 13 | 0.7497
36293 | 16.65 | 1 | 2018-12-31 | 2019-12-31 | 365 | 19.0777 | 19 | 0.077703
36305 | 7.8 | 1 | 2018-12-31 | 2019-12-31 | 365 | 8.9373 | 8 | 0.9373
36580 | 12.65 | 1 | 2018-12-31 | 2019-12-31 | 365 | 14.4945 | 14 | 0.49447
36693 | 8.84 | 1 | 2018-12-31 | 2019-12-31 | 365 | 10.1289 | 10 | 0.12894
36724 | 10.175 | 1 | 2018-12-31 | 2019-12-31 | 365 | 11.6586 | 11 | 0.6586
36749 | 6.63 | 1 | 2018-12-31 | 2019-12-31 | 365 | 7.5967 | 7 | 0.59671
36875 | 7.25 | 1 | 2018-12-31 | 2019-12-31 | 365 | 8.3071 | 8 | 0.30711
36710 | 10.71 | 1 | 2018-12-31 | 2019-12-31 | 365 | 12.2716 | 12 | 0.2716
36968 | 4.95 | 1 | 2018-12-31 | 2019-12-31 | 365 | 5.6717 | 5 | 0.67175
35936 | 7.5 | 1 | 2018-12-31 | 2019-12-31 | 365 | 8.5936 | 8 | 0.59356
36345 | 11.1 | 1 | 2018-12-31 | 2019-12-31 | 365 | 12.7185 | 12 | 0.71847
36415 | 5.4 | 1 | 2018-12-31 | 2019-12-31 | 365 | 6.1874 | 6 | 0.18736
36465 | 11.825 | 1 | 2018-12-31 | 2019-12-31 | 365 | 13.5492 | 13 | 0.54918
36950 | 10.4 | 1 | 2018-12-31 | 2019-12-31 | 365 | 11.9164 | 11 | 0.9164
34652 | 4.5 | 1 | 2018-12-31 | 2019-12-31 | 365 | 5.1561 | 5 | 0.15614
34054 | 7.51 | 1 | 2018-12-31 | 2019-12-31 | 365 | 8.605 | 8 | 0.60502
17387 | 9.62 | 1 | 2018-12-31 | 2019-12-31 | 365 | 11.0227 | 11 | 0.022673
36582 | 8.8 | 1 | 2018-12-31 | 2019-12-31 | 365 | 10.0831 | 10 | 0.08311
36595 | 6 | 1 | 2018-12-31 | 2019-12-31 | 365 | 6.8748 | 6 | 0.87485
35123 | 9.62 | 1 | 2018-12-31 | 2019-12-31 | 365 | 11.0227 | 11 | 0.022673
36635 | 5.4 | 1 | 2018-12-31 | 2019-12-31 | 365 | 6.1874 | 6 | 0.18736
17495 | 6.375 | 1 | 2018-12-31 | 2019-12-31 | 365 | 7.3045 | 7 | 0.30453
34685 | 5.7 | 1 | 2018-12-31 | 2019-12-31 | 365 | 6.5311 | 6 | 0.53111
36743 | 5.4 | 1 | 2018-12-31 | 2019-12-31 | 365 | 6.1874 | 6 | 0.18736
36813 | 8.4 | 1 | 2018-12-31 | 2019-12-31 | 365 | 9.6248 | 9 | 0.62479
36614 | 2.7 | 1 | 2018-12-31 | 2019-12-31 | 365 | 3.0937 | 3 | 0.093682
36841 | 6.6 | 1 | 2018-12-31 | 2019-12-31 | 365 | 7.5623 | 7 | 0.56233
37222 | 7.02 | 1 | 2018-12-31 | 2019-12-31 | 365 | 8.0436 | 8 | 0.043572
34096 | 12 | 1 | 2018-12-31 | 2019-12-31 | 365 | 13.7497 | 13 | 0.7497
35494 | 3.64 | 1 | 2018-12-31 | 2019-12-31 | 365 | 4.1707 | 4 | 0.17074
35868 | 5.83 | 1 | 2018-12-31 | 2019-12-31 | 365 | 6.6801 | 6 | 0.68006
36838 | 4.77 | 1 | 2018-12-31 | 2019-12-31 | 365 | 5.4655 | 5 | 0.4655
37058 | 4.4 | 1 | 2018-12-31 | 2019-12-31 | 365 | 5.0416 | 5 | 0.041555
34371 | 3.9 | 1 | 2018-12-31 | 2019-12-31 | 365 | 4.4687 | 4 | 0.46865
29675 | 10.2 | 1 | 2018-12-31 | 2019-12-31 | 365 | 11.6872 | 11 | 0.68724
24624 | 11.18 | 1 | 2018-12-31 | 2019-12-31 | 365 | 12.8101 | 12 | 0.81013
25995 | 11.825 | 1 | 2018-12-31 | 2019-12-31 | 365 | 13.5492 | 13 | 0.54918
29432 | 3.575 | 1 | 2018-12-31 | 2019-12-31 | 365 | 4.0963 | 4 | 0.096264
29680 | 8.7 | 1 | 2018-12-31 | 2019-12-31 | 365 | 9.9685 | 9 | 0.96853
34358 | 11.4 | 1 | 2018-12-31 | 2019-12-31 | 365 | 13.0622 | 13 | 0.062211
34556 | 11.4 | 1 | 2018-12-31 | 2019-12-31 | 365 | 13.0622 | 13 | 0.062211
34589 | 8.525 | 1 | 2018-12-31 | 2019-12-31 | 365 | 9.768 | 9 | 0.76801
34591 | 7.155 | 1 | 2018-12-31 | 2019-12-31 | 365 | 8.1983 | 8 | 0.19826
34643 | 9 | 1 | 2018-12-31 | 2019-12-31 | 365 | 10.3123 | 10 | 0.31227
34662 | 5.83 | 1 | 2018-12-31 | 2019-12-31 | 365 | 6.6801 | 6 | 0.68006
34690 | 3.6 | 1 | 2018-12-31 | 2019-12-31 | 365 | 4.1249 | 4 | 0.12491
33983 | 6.625 | 1 | 2018-12-31 | 2019-12-31 | 365 | 7.591 | 7 | 0.59098
34922 | 12 | 1 | 2018-12-31 | 2019-12-31 | 365 | 13.7497 | 13 | 0.7497
34578 | 4.505 | 1 | 2018-12-31 | 2019-12-31 | 365 | 5.1619 | 5 | 0.16187
34705 | 11 | 1 | 2018-12-31 | 2019-12-31 | 365 | 12.6039 | 12 | 0.60389
34964 | 10.07 | 1 | 2018-12-31 | 2019-12-31 | 365 | 11.5383 | 11 | 0.53829
34974 | 5.7 | 1 | 2018-12-31 | 2019-12-31 | 365 | 6.5311 | 6 | 0.53111
34364 | 16.2 | 1 | 2018-12-31 | 2019-12-31 | 365 | 18.5621 | 18 | 0.56209
34908 | 5.7 | 1 | 2018-12-31 | 2019-12-31 | 365 | 6.5311 | 6 | 0.53111
34703 | 7.2 | 1 | 2018-12-31 | 2019-12-31 | 365 | 8.2498 | 8 | 0.24982
41192 | 8.1 | 1 | 2018-12-31 | 2019-12-31 | 365 | 9.281 | 9 | 0.28104
35118 | 4.8 | 1 | 2018-12-31 | 2019-12-31 | 365 | 5.4999 | 5 | 0.49988
19454 | 5.2 | 1 | 2018-12-31 | 2019-12-31 | 365 | 5.9582 | 5 | 0.9582
25758 | 11.18 | 1 | 2018-12-31 | 2019-12-31 | 365 | 12.8101 | 12 | 0.81013
25681 | 12.19 | 1 | 2018-12-31 | 2019-12-31 | 365 | 13.9674 | 13 | 0.9674
35411 | 6.9 | 1 | 2018-12-31 | 2019-12-31 | 365 | 7.9061 | 7 | 0.90608
35449 | 8.215 | 1 | 2018-12-31 | 2019-12-31 | 365 | 9.4128 | 9 | 0.41281
39255 | 6 | 1 | 2018-12-31 | 2019-12-31 | 365 | 6.8748 | 6 | 0.87485
35348 | 5.3 | 1 | 2018-12-31 | 2019-12-31 | 365 | 6.0728 | 6 | 0.072782
35352 | 6 | 1 | 2018-12-31 | 2019-12-31 | 365 | 6.8748 | 6 | 0.87485
35355 | 9 | 1 | 2018-12-31 | 2019-12-31 | 365 | 10.3123 | 10 | 0.31227
35474 | 7.2 | 1 | 2018-12-31 | 2019-12-31 | 365 | 8.2498 | 8 | 0.24982
35503 | 12.65 | 1 | 2018-12-31 | 2019-12-31 | 365 | 14.4945 | 14 | 0.49447
35520 | 7.2 | 1 | 2018-12-31 | 2019-12-31 | 365 | 8.2498 | 8 | 0.24982
35532 | 12 | 1 | 2018-12-31 | 2019-12-31 | 365 | 13.7497 | 13 | 0.7497
35559 | 7.155 | 1 | 2018-12-31 | 2019-12-31 | 365 | 8.1983 | 8 | 0.19826
35571 | 7.5 | 1 | 2018-12-31 | 2019-12-31 | 365 | 8.5936 | 8 | 0.59356
34653 | 6 | 1 | 2018-12-31 | 2019-12-31 | 365 | 6.8748 | 6 | 0.87485
35881 | 5.1 | 1 | 2018-12-31 | 2019-12-31 | 365 | 5.8436 | 5 | 0.84362
35908 | 11.4 | 1 | 2018-12-31 | 2019-12-31 | 365 | 13.0622 | 13 | 0.062211
35914 | 4.24 | 1 | 2018-12-31 | 2019-12-31 | 365 | 4.8582 | 4 | 0.85823
35927 | 5.4 | 1 | 2018-12-31 | 2019-12-31 | 365 | 6.1874 | 6 | 0.18736
35539 | 9.54 | 1 | 2018-12-31 | 2019-12-31 | 365 | 10.931 | 10 | 0.93101
36314 | 6.9 | 1 | 2018-12-31 | 2019-12-31 | 365 | 7.9061 | 7 | 0.90608
36919 | 6.3 | 1 | 2018-12-31 | 2019-12-31 | 365 | 7.2186 | 7 | 0.21859
36928 | 8.4 | 1 | 2018-12-31 | 2019-12-31 | 365 | 9.6248 | 9 | 0.62479
36932 | 6.9 | 1 | 2018-12-31 | 2019-12-31 | 365 | 7.9061 | 7 | 0.90608
36940 | 11.7 | 1 | 2018-12-31 | 2019-12-31 | 365 | 13.406 | 13 | 0.40595
36918 | 5.5 | 1 | 2018-12-31 | 2019-12-31 | 365 | 6.3019 | 6 | 0.30194
36831 | 2.915 | 1 | 2018-12-31 | 2019-12-31 | 365 | 3.34 | 3 | 0.34003
36727 | 8.84 | 1 | 2018-12-31 | 2019-12-31 | 365 | 10.1289 | 10 | 0.12894
37068 | 6.3 | 1 | 2018-12-31 | 2019-12-31 | 365 | 7.2186 | 7 | 0.21859
36620 | 11.61 | 1 | 2018-12-31 | 2019-12-31 | 365 | 13.3028 | 13 | 0.30283
36651 | 6.48 | 1 | 2018-12-31 | 2019-12-31 | 365 | 7.4248 | 7 | 0.42484
36680 | 9.36 | 1 | 2018-12-31 | 2019-12-31 | 365 | 10.7248 | 10 | 0.72476
36696 | 4.5 | 1 | 2018-12-31 | 2019-12-31 | 365 | 5.1561 | 5 | 0.15614
36701 | 5.7 | 1 | 2018-12-31 | 2019-12-31 | 365 | 6.5311 | 6 | 0.53111
36708 | 4.77 | 1 | 2018-12-31 | 2019-12-31 | 365 | 5.4655 | 5 | 0.4655
36709 | 8.745 | 1 | 2018-12-31 | 2019-12-31 | 365 | 10.0201 | 10 | 0.020091
36820 | 6.05 | 1 | 2018-12-31 | 2019-12-31 | 365 | 6.9321 | 6 | 0.93214
36850 | 7.95 | 1 | 2018-12-31 | 2019-12-31 | 365 | 9.1092 | 9 | 0.10917
37167 | 4.2 | 1 | 2018-12-31 | 2019-12-31 | 365 | 4.8124 | 4 | 0.81239
37180 | 12 | 1 | 2018-12-31 | 2019-12-31 | 365 | 13.7497 | 13 | 0.7497
37204 | 6.6 | 1 | 2018-12-31 | 2019-12-31 | 365 | 7.5623 | 7 | 0.56233
37212 | 8.4 | 1 | 2018-12-31 | 2019-12-31 | 365 | 9.6248 | 9 | 0.62479
36908 | 6.3 | 1 | 2018-12-31 | 2019-12-31 | 365 | 7.2186 | 7 | 0.21859
37233 | 11.34 | 1 | 2018-12-31 | 2019-12-31 | 365 | 12.9935 | 12 | 0.99346
37244 | 7.95 | 1 | 2018-12-31 | 2019-12-31 | 365 | 9.1092 | 9 | 0.10917
37303 | 9.3 | 1 | 2018-12-31 | 2019-12-31 | 365 | 10.656 | 10 | 0.65601
36581 | 6.6 | 1 | 2018-12-31 | 2019-12-31 | 365 | 7.5623 | 7 | 0.56233
36588 | 8.84 | 1 | 2018-12-31 | 2019-12-31 | 365 | 10.1289 | 10 | 0.12894
36586 | 4.05 | 1 | 2018-12-31 | 2019-12-31 | 365 | 4.6405 | 4 | 0.64052
37543 | 11.925 | 1 | 2018-12-31 | 2019-12-31 | 365 | 13.6638 | 13 | 0.66376
37565 | 9.805 | 1 | 2018-12-31 | 2019-12-31 | 365 | 11.2346 | 11 | 0.23465
37650 | 11.1 | 1 | 2018-12-31 | 2019-12-31 | 365 | 12.7185 | 12 | 0.71847
37743 | 11.4 | 1 | 2018-12-31 | 2019-12-31 | 365 | 13.0622 | 13 | 0.062211
38081 | 12 | 1 | 2018-12-31 | 2019-12-31 | 365 | 13.7497 | 13 | 0.7497
38085 | 9.3 | 1 | 2018-12-31 | 2019-12-31 | 365 | 10.656 | 10 | 0.65601
37554 | 5.4 | 1 | 2018-12-31 | 2019-12-31 | 365 | 6.1874 | 6 | 0.18736
37570 | 7.95 | 1 | 2018-12-31 | 2019-12-31 | 365 | 9.1092 | 9 | 0.10917
38090 | 9 | 1 | 2018-12-31 | 2019-12-31 | 365 | 10.3123 | 10 | 0.31227
37530 | 8.1 | 1 | 2018-12-31 | 2019-12-31 | 365 | 9.281 | 9 | 0.28104
37686 | 4.5 | 1 | 2018-12-31 | 2019-12-31 | 365 | 5.1561 | 5 | 0.15614
37531 | 5.1 | 1 | 2018-12-31 | 2019-12-31 | 365 | 5.8436 | 5 | 0.84362
38088 | 4.77 | 1 | 2018-12-31 | 2019-12-31 | 365 | 5.4655 | 5 | 0.4655
38342 | 15 | 1 | 2018-12-31 | 2019-12-31 | 365 | 17.1871 | 17 | 0.18712
37693 | 8.4 | 1 | 2018-12-31 | 2019-12-31 | 365 | 9.6248 | 9 | 0.62479
39771 | 6.89 | 1 | 2018-12-31 | 2019-12-31 | 365 | 7.8946 | 7 | 0.89462
40030 | 4.8 | 1 | 2018-12-31 | 2019-12-31 | 365 | 5.4999 | 5 | 0.49988
35036 | 4.5 | 1 | 2018-12-31 | 2019-12-31 | 365 | 5.1561 | 5 | 0.15614
37683 | 5.83 | 1 | 2018-12-31 | 2019-12-31 | 365 | 6.6801 | 6 | 0.68006
38104 | 9.805 | 1 | 2018-12-31 | 2019-12-31 | 365 | 11.2346 | 11 | 0.23465
34965 | 26.125 | 0.9 | 2018-12-31 | 2019-12-31 | 365 | 26.9408 | 26 | 0.94081
41078 | 16.165 | 1 | 2018-12-31 | 2019-12-31 | 365 | 18.522 | 18 | 0.52199
37197 | 4.8 | 1 | 2018-12-31 | 2019-12-31 | 365 | 5.4999 | 5 | 0.49988
41284 | 7.7 | 1 | 2018-12-31 | 2019-12-31 | 365 | 8.8227 | 8 | 0.82272
41605 | 9.075 | 1 | 2018-12-31 | 2019-12-31 | 365 | 10.3982 | 10 | 0.39821
42533 | 7.8 | 1 | 2018-12-31 | 2019-12-31 | 365 | 8.9373 | 8 | 0.9373
41430 | 7.15 | 1 | 2018-12-31 | 2019-12-31 | 365 | 8.1925 | 8 | 0.19253
41597 | 6.48 | 1 | 2018-12-31 | 2019-12-31 | 365 | 7.4248 | 7 | 0.42484
41901 | 3.975 | 1 | 2018-12-31 | 2019-12-31 | 365 | 4.5546 | 4 | 0.55459
41930 | 12 | 1 | 2018-12-31 | 2019-12-31 | 365 | 13.7497 | 13 | 0.7497
42045 | 8.64 | 1 | 2018-12-31 | 2019-12-31 | 365 | 9.8998 | 9 | 0.89978
42481 | 6.36 | 1 | 2018-12-31 | 2019-12-31 | 365 | 7.2873 | 7 | 0.28734
41629 | 5.2 | 1 | 2018-12-31 | 2019-12-31 | 365 | 5.9582 | 5 | 0.9582
42115 | 10.5 | 1 | 2018-12-31 | 2019-12-31 | 365 | 12.031 | 12 | 0.030984
42151 | 11 | 1 | 2018-12-31 | 2019-12-31 | 365 | 12.6039 | 12 | 0.60389
43428 | 12.72 | 1 | 2018-12-31 | 2019-12-31 | 365 | 14.5747 | 14 | 0.57468
43478 | 6.6 | 1 | 2018-12-31 | 2019-12-31 | 365 | 7.5623 | 7 | 0.56233
41819 | 7.56 | 1 | 2018-12-31 | 2019-12-31 | 365 | 8.6623 | 8 | 0.66231
43659 | 10.8 | 1 | 2018-12-31 | 2019-12-31 | 365 | 12.3747 | 12 | 0.37473
43662 | 8.7 | 1 | 2018-12-31 | 2019-12-31 | 365 | 9.9685 | 9 | 0.96853
44317 | 5.5 | 1 | 2018-12-31 | 2019-12-31 | 365 | 6.3019 | 6 | 0.30194
43749 | 8.1 | 1 | 2018-12-31 | 2019-12-31 | 365 | 9.281 | 9 | 0.28104
45533 | 6.885 | 1 | 2018-12-31 | 2019-12-31 | 365 | 7.8889 | 7 | 0.88889
45278 | 8.06 | 1 | 2018-12-31 | 2019-12-31 | 365 | 9.2352 | 9 | 0.23521
45344 | 8.7 | 1 | 2018-12-31 | 2019-12-31 | 365 | 9.9685 | 9 | 0.96853
45349 | 9.3 | 1 | 2018-12-31 | 2019-12-31 | 365 | 10.656 | 10 | 0.65601
45353 | 5.3 | 1 | 2018-12-31 | 2019-12-31 | 365 | 6.0728 | 6 | 0.072782
46393 | 12.19 | 1 | 2018-12-31 | 2019-12-31 | 365 | 13.9674 | 13 | 0.9674
36734 | 7.28 | 1 | 2018-12-31 | 2019-12-31 | 365 | 8.3415 | 8 | 0.34148
37655 | 4.8 | 1 | 2018-12-31 | 2019-12-31 | 365 | 5.4999 | 5 | 0.49988
43859 | 7.2 | 1 | 2018-12-31 | 2019-12-31 | 365 | 8.2498 | 8 | 0.24982
47748 | 9.18 | 1 | 2018-12-31 | 2019-12-31 | 365 | 10.5185 | 10 | 0.51852
41099 | 9.62 | 1 | 2018-12-31 | 2019-12-31 | 365 | 11.0227 | 11 | 0.022673
43791 | 5.1 | 1 | 2018-12-31 | 2019-12-31 | 365 | 5.8436 | 5 | 0.84362
42316 | 9 | 1 | 2018-12-31 | 2019-12-31 | 365 | 10.3123 | 10 | 0.31227
40649 | 9.6 | 1 | 2018-12-31 | 2019-12-31 | 365 | 10.9998 | 10 | 0.99976
43056 | 8.4 | 1 | 2018-12-31 | 2019-12-31 | 365 | 9.6248 | 9 | 0.62479
38407 | 7.425 | 1 | 2018-12-31 | 2019-12-31 | 365 | 8.5076 | 8 | 0.50762
38682 | 10.4 | 1 | 2018-12-31 | 2019-12-31 | 365 | 11.9164 | 11 | 0.9164
41206 | 6 | 1 | 2018-12-31 | 2019-12-31 | 365 | 6.8748 | 6 | 0.87485
41984 | 7.685 | 1 | 2018-12-31 | 2019-12-31 | 365 | 8.8055 | 8 | 0.80553
43328 | 6.6 | 1 | 2018-12-31 | 2019-12-31 | 365 | 7.5623 | 7 | 0.56233
41175 | 3.9 | 1 | 2018-12-31 | 2019-12-31 | 365 | 4.4687 | 4 | 0.46865
40384 | 10.2 | 1 | 2018-12-31 | 2019-12-31 | 365 | 11.6872 | 11 | 0.68724
47729 | 9.35 | 1 | 2018-12-31 | 2019-12-31 | 365 | 10.7133 | 10 | 0.7133
42410 | 5.1 | 1 | 2018-12-31 | 2019-12-31 | 365 | 5.8436 | 5 | 0.84362
41251 | 6.3 | 1 | 2018-12-31 | 2019-12-31 | 365 | 7.2186 | 7 | 0.21859
39068 | 9.01 | 1 | 2018-12-31 | 2019-12-31 | 365 | 10.3237 | 10 | 0.32373
41119 | 19.8 | 1 | 2018-12-31 | 2019-12-31 | 365 | 22.687 | 22 | 0.687
40041 | 9.075 | 1 | 2018-12-31 | 2019-12-31 | 365 | 10.3982 | 10 | 0.39821
40306 | 12 | 1 | 2018-12-31 | 2019-12-31 | 365 | 13.7497 | 13 | 0.7497
41317 | 18.55 | 1 | 2018-12-31 | 2019-12-31 | 365 | 21.2547 | 21 | 0.25474
40996 | 23.7 | 1 | 2018-12-31 | 2019-12-31 | 365 | 27.1556 | 27 | 0.15565
40003 | 7.8 | 1 | 2018-12-31 | 2019-12-31 | 365 | 8.9373 | 8 | 0.9373
40259 | 7.8 | 1 | 2018-12-31 | 2019-12-31 | 365 | 8.9373 | 8 | 0.9373
39962 | 6.36 | 1 | 2018-12-31 | 2019-12-31 | 365 | 7.2873 | 7 | 0.28734
45273 | 8.1 | 1 | 2018-12-31 | 2019-12-31 | 365 | 9.281 | 9 | 0.28104
43763 | 5.4 | 1 | 2018-12-31 | 2019-12-31 | 365 | 6.1874 | 6 | 0.18736
42320 | 11.66 | 1 | 2018-12-31 | 2019-12-31 | 365 | 13.3601 | 13 | 0.36012
42606 | 9.6 | 1 | 2018-12-31 | 2019-12-31 | 365 | 10.9998 | 10 | 0.99976
42749 | 10.8 | 1 | 2018-12-31 | 2019-12-31 | 365 | 12.3747 | 12 | 0.37473
43024 | 6.625 | 1 | 2018-12-31 | 2019-12-31 | 365 | 7.591 | 7 | 0.59098
38702 | 6.9 | 1 | 2018-12-31 | 2019-12-31 | 365 | 7.9061 | 7 | 0.90608
42431 | 8.48 | 1 | 2018-12-31 | 2019-12-31 | 365 | 9.7165 | 9 | 0.71645
39220 | 4.24 | 1 | 2018-12-31 | 2019-12-31 | 365 | 4.8582 | 4 | 0.85823
43403 | 5.4 | 1 | 2018-12-31 | 2019-12-31 | 365 | 6.1874 | 6 | 0.18736
43268 | 6.6 | 1 | 2018-12-31 | 2019-12-31 | 365 | 7.5623 | 7 | 0.56233
40367 | 7.685 | 1 | 2018-12-31 | 2019-12-31 | 365 | 8.8055 | 8 | 0.80553
42058 | 5.565 | 1 | 2018-12-31 | 2019-12-31 | 365 | 6.3764 | 6 | 0.37642
40347 | 9.6 | 1 | 2018-12-31 | 2019-12-31 | 365 | 10.9998 | 10 | 0.99976
43388 | 6 | 1 | 2018-12-31 | 2019-12-31 | 365 | 6.8748 | 6 | 0.87485
45515 | 5.1 | 1 | 2018-12-31 | 2019-12-31 | 365 | 5.8436 | 5 | 0.84362
42038 | 9.3 | 1 | 2018-12-31 | 2019-12-31 | 365 | 10.656 | 10 | 0.65601
44203 | 3.3 | 1 | 2018-12-31 | 2019-12-31 | 365 | 3.7812 | 3 | 0.78117
43670 | 9.99 | 1 | 2018-12-31 | 2019-12-31 | 365 | 11.4466 | 11 | 0.44662
38850 | 2.65 | 1 | 2018-12-31 | 2019-12-31 | 365 | 3.0364 | 3 | 0.036391
43613 | 4.2 | 1 | 2018-12-31 | 2019-12-31 | 365 | 4.8124 | 4 | 0.81239
40949 | 6.89 | 1 | 2018-12-31 | 2019-12-31 | 365 | 7.8946 | 7 | 0.89462
38928 | 7.95 | 1 | 2018-12-31 | 2019-12-31 | 365 | 9.1092 | 9 | 0.10917
39153 | 11.395 | 1 | 2018-12-31 | 2019-12-31 | 365 | 13.0565 | 13 | 0.056482
42382 | 6.6 | 1 | 2018-12-31 | 2019-12-31 | 365 | 7.5623 | 7 | 0.56233
41683 | 7.5 | 1 | 2018-12-31 | 2019-12-31 | 365 | 8.5936 | 8 | 0.59356
43086 | 6.9 | 1 | 2018-12-31 | 2019-12-31 | 365 | 7.9061 | 7 | 0.90608
41708 | 9.9 | 1 | 2018-12-31 | 2019-12-31 | 365 | 11.3435 | 11 | 0.3435
42050 | 7.02 | 1 | 2018-12-31 | 2019-12-31 | 365 | 8.0436 | 8 | 0.043572
40731 | 4.77 | 1 | 2018-12-31 | 2019-12-31 | 365 | 5.4655 | 5 | 0.4655
43702 | 9.9 | 1 | 2018-12-31 | 2019-12-31 | 365 | 11.3435 | 11 | 0.3435
38556 | 8.1 | 1 | 2018-12-31 | 2019-12-31 | 365 | 9.281 | 9 | 0.28104
41085 | 6 | 1 | 2018-12-31 | 2019-12-31 | 365 | 6.8748 | 6 | 0.87485
41191 | 20.4 | 1 | 2018-12-31 | 2019-12-31 | 365 | 23.3745 | 23 | 0.37448
39026 | 8.48 | 1 | 2018-12-31 | 2019-12-31 | 365 | 9.7165 | 9 | 0.71645
43664 | 18.6 | 1 | 2018-12-31 | 2019-12-31 | 365 | 21.312 | 21 | 0.31203
41241 | 7.42 | 1 | 2018-12-31 | 2019-12-31 | 365 | 8.5019 | 8 | 0.5019
42317 | 12.3 | 1 | 2018-12-31 | 2019-12-31 | 365 | 14.0934 | 14 | 0.093438
42074 | 7.685 | 1 | 2018-12-31 | 2019-12-31 | 365 | 8.8055 | 8 | 0.80553
41774 | 7.5 | 1 | 2018-12-31 | 2019-12-31 | 365 | 8.5936 | 8 | 0.59356
35486 | 12.19 | 1 | 2018-12-31 | 2019-12-31 | 365 | 13.9674 | 13 | 0.9674
35363 | 9 | 1 | 2018-12-31 | 2019-12-31 | 365 | 10.3123 | 10 | 0.31227
35918 | 8.4 | 1 | 2018-12-31 | 2019-12-31 | 365 | 9.6248 | 9 | 0.62479
36853 | 8.745 | 1 | 2018-12-31 | 2019-12-31 | 365 | 10.0201 | 10 | 0.020091
37289 | 9.3 | 1 | 2018-12-31 | 2019-12-31 | 365 | 10.656 | 10 | 0.65601
37294 | 4.505 | 1 | 2018-12-31 | 2019-12-31 | 365 | 5.1619 | 5 | 0.16187
38366 | 8.1 | 1 | 2018-12-31 | 2019-12-31 | 365 | 9.281 | 9 | 0.28104
43817 | 7.56 | 1 | 2018-12-31 | 2019-12-31 | 365 | 8.6623 | 8 | 0.66231
40214 | 10.5 | 1 | 2018-12-31 | 2019-12-31 | 365 | 12.031 | 12 | 0.030984
44708 | 12 | 1 | 2018-12-31 | 2019-12-31 | 365 | 13.7497 | 13 | 0.7497
44352 | 7.8 | 1 | 2018-12-31 | 2019-12-31 | 365 | 8.9373 | 8 | 0.9373
43391 | 5.035 | 1 | 2018-12-31 | 2019-12-31 | 365 | 5.7691 | 5 | 0.76914
41897 | 8.7 | 1 | 2018-12-31 | 2019-12-31 | 365 | 9.9685 | 9 | 0.96853
43719 | 5.1 | 1 | 2018-12-31 | 2019-12-31 | 365 | 5.8436 | 5 | 0.84362
43671 | 11.4 | 1 | 2018-12-31 | 2019-12-31 | 365 | 13.0622 | 13 | 0.062211
43714 | 5.1 | 1 | 2018-12-31 | 2019-12-31 | 365 | 5.8436 | 5 | 0.84362
41871 | 3.6 | 1 | 2018-12-31 | 2019-12-31 | 365 | 4.1249 | 4 | 0.12491
45470 | 12.69 | 1 | 2018-12-31 | 2019-12-31 | 365 | 14.5403 | 14 | 0.5403
43822 | 6.6 | 1 | 2018-12-31 | 2019-12-31 | 365 | 7.5623 | 7 | 0.56233
43758 | 8.7 | 1 | 2018-12-31 | 2019-12-31 | 365 | 9.9685 | 9 | 0.96853
39946 | 6.6 | 1 | 2018-12-31 | 2019-12-31 | 365 | 7.5623 | 7 | 0.56233
44095 | 4.05 | 1 | 2018-12-31 | 2019-12-31 | 365 | 4.6405 | 4 | 0.64052
35923 | 64.005 | 0.9 | 2018-12-31 | 2019-12-31 | 365 | 66.0037 | 66 | 0.0036969
44196 | 6.3 | 1 | 2018-12-31 | 2019-12-31 | 365 | 7.2186 | 7 | 0.21859
41973 | 7.28 | 1 | 2018-12-31 | 2019-12-31 | 365 | 8.3415 | 8 | 0.34148
47775 | 10.865 | 1 | 2018-12-31 | 2019-12-31 | 365 | 12.4492 | 12 | 0.4492
52043 | 9.01 | 1 | 2018-12-31 | 2019-12-31 | 365 | 10.3237 | 10 | 0.32373
38892 | 7.5 | 1 | 2018-12-31 | 2019-12-31 | 365 | 8.5936 | 8 | 0.59356
46587 | 4.2 | 1 | 2018-12-31 | 2019-12-31 | 365 | 4.8124 | 4 | 0.81239
48627 | 9.6 | 1 | 2018-12-31 | 2019-12-31 | 365 | 10.9998 | 10 | 0.99976
47111 | 6 | 1 | 2018-12-31 | 2019-12-31 | 365 | 6.8748 | 6 | 0.87485
49953 | 5.4 | 1 | 2018-12-31 | 2019-12-31 | 365 | 6.1874 | 6 | 0.18736
47467 | 10.8 | 1 | 2018-12-31 | 2019-12-31 | 365 | 12.3747 | 12 | 0.37473
49613 | 8.4 | 1 | 2018-12-31 | 2019-12-31 | 365 | 9.6248 | 9 | 0.62479
46528 | 5.7 | 1 | 2018-12-31 | 2019-12-31 | 365 | 6.5311 | 6 | 0.53111
46137 | 7.8 | 1 | 2018-12-31 | 2019-12-31 | 365 | 8.9373 | 8 | 0.9373
18133 | 10.4 | 1 | 2018-12-31 | 2019-12-31 | 365 | 11.9164 | 11 | 0.9164
40955 | 5.7 | 1 | 2018-12-31 | 2019-12-31 | 365 | 6.5311 | 6 | 0.53111
42003 | 6.9 | 1 | 2018-12-31 | 2019-12-31 | 365 | 7.9061 | 7 | 0.90608
53162 | 5.3 | 1 | 2018-12-31 | 2019-12-31 | 365 | 6.0728 | 6 | 0.072782
53167 | 9.01 | 1 | 2018-12-31 | 2019-12-31 | 365 | 10.3237 | 10 | 0.32373
47828 | 9 | 1 | 2018-12-31 | 2019-12-31 | 365 | 10.3123 | 10 | 0.31227
53163 | 6.3 | 1 | 2018-12-31 | 2019-12-31 | 365 | 7.2186 | 7 | 0.21859
50118 | 4.5 | 1 | 2018-12-31 | 2019-12-31 | 365 | 5.1561 | 5 | 0.15614
44809 | 7.2 | 1 | 2018-12-31 | 2019-12-31 | 365 | 8.2498 | 8 | 0.24982
41994 | 3.975 | 1 | 2018-12-31 | 2019-12-31 | 365 | 4.5546 | 4 | 0.55459
42651 | 6.9 | 1 | 2018-12-31 | 2019-12-31 | 365 | 7.9061 | 7 | 0.90608
43802 | 5.83 | 1 | 2018-12-31 | 2019-12-31 | 365 | 6.6801 | 6 | 0.68006
47712 | 5.4 | 1 | 2018-12-31 | 2019-12-31 | 365 | 6.1874 | 6 | 0.18736
46636 | 3.71 | 1 | 2018-12-31 | 2019-12-31 | 365 | 4.2509 | 4 | 0.25095
47721 | 5.7 | 1 | 2018-12-31 | 2019-12-31 | 365 | 6.5311 | 6 | 0.53111
43673 | 15.93 | 1 | 2018-12-31 | 2019-12-31 | 365 | 18.2527 | 18 | 0.25272
45316 | 6.6 | 1 | 2018-12-31 | 2019-12-31 | 365 | 7.5623 | 7 | 0.56233
43406 | 8.64 | 1 | 2018-12-31 | 2019-12-31 | 365 | 9.8998 | 9 | 0.89978
40440 | 4.5 | 1 | 2018-12-31 | 2019-12-31 | 365 | 5.1561 | 5 | 0.15614
53304 | 6 | 1 | 2018-12-31 | 2019-12-31 | 365 | 6.8748 | 6 | 0.87485
53524 | 9 | 1 | 2018-12-31 | 2019-12-31 | 365 | 10.3123 | 10 | 0.31227
39894 | 5.4 | 1 | 2018-12-31 | 2019-12-31 | 365 | 6.1874 | 6 | 0.18736
29437 | 10.71 | 1 | 2018-12-31 | 2019-12-31 | 365 | 12.2716 | 12 | 0.2716
39119 | 6.095 | 1 | 2018-12-31 | 2019-12-31 | 365 | 6.9837 | 6 | 0.9837
54001 | 4.8 | 1 | 2018-12-31 | 2019-12-31 | 365 | 5.4999 | 5 | 0.49988
48940 | 5.4 | 1 | 2018-12-31 | 2019-12-31 | 365 | 6.1874 | 6 | 0.18736
46018 | 8.4 | 1 | 2018-12-31 | 2019-12-31 | 365 | 9.6248 | 9 | 0.62479
41954 | 9.6 | 1 | 2018-12-31 | 2019-12-31 | 365 | 10.9998 | 10 | 0.99976
44546 | 14.7 | 1 | 2018-12-31 | 2019-12-31 | 365 | 16.8434 | 16 | 0.84338
43777 | 7.42 | 1 | 2018-12-31 | 2019-12-31 | 365 | 8.5019 | 8 | 0.5019
43744 | 9.9 | 1 | 2018-12-31 | 2019-12-31 | 365 | 11.3435 | 11 | 0.3435
55607 | 250 | 0.9 | 2018-12-31 | 2019-12-31 | 365 | 257.8068 | 257 | 0.8068
55524 | 26.4 | 0.9 | 2018-12-31 | 2019-12-31 | 365 | 27.2244 | 27 | 0.2244
49491 | 6.36 | 1 | 2018-12-31 | 2019-12-31 | 365 | 7.2873 | 7 | 0.28734
48333 | 5.565 | 1 | 2018-12-31 | 2019-12-31 | 365 | 6.3764 | 6 | 0.37642
48950 | 9.54 | 1 | 2018-12-31 | 2019-12-31 | 365 | 10.931 | 10 | 0.93101
50905 | 5.7 | 1 | 2018-12-31 | 2019-12-31 | 365 | 6.5311 | 6 | 0.53111
41209 | 12 | 1 | 2018-12-31 | 2019-12-31 | 365 | 13.7497 | 13 | 0.7497
40404 | 11.7 | 1 | 2018-12-31 | 2019-12-31 | 365 | 13.406 | 13 | 0.40595
46715 | 5.565 | 1 | 2018-12-31 | 2019-12-31 | 365 | 6.3764 | 6 | 0.37642
50909 | 6.21 | 1 | 2018-12-31 | 2019-12-31 | 365 | 7.1155 | 7 | 0.11547
48378 | 3.71 | 1 | 2018-12-31 | 2019-12-31 | 365 | 4.2509 | 4 | 0.25095
39378 | 4.77 | 1 | 2018-12-31 | 2019-12-31 | 365 | 5.4655 | 5 | 0.4655
43999 | 4.505 | 1 | 2018-12-31 | 2019-12-31 | 365 | 5.1619 | 5 | 0.16187
48593 | 7.5 | 1 | 2018-12-31 | 2019-12-31 | 365 | 8.5936 | 8 | 0.59356
50106 | 3.9 | 1 | 2018-12-31 | 2019-12-31 | 365 | 4.4687 | 4 | 0.46865
50801 | 1.855 | 1 | 2018-12-31 | 2019-12-31 | 365 | 2.1255 | 2 | 0.12547
44013 | 16.43 | 1 | 2018-12-31 | 2019-12-31 | 365 | 18.8256 | 18 | 0.82563
42473 | 6.6 | 1 | 2018-12-31 | 2019-12-31 | 365 | 7.5623 | 7 | 0.56233
45338 | 9 | 1 | 2018-12-31 | 2019-12-31 | 365 | 10.3123 | 10 | 0.31227
40969 | 9.6 | 1 | 2018-12-31 | 2019-12-31 | 365 | 10.9998 | 10 | 0.99976
48624 | 7.29 | 1 | 2018-12-31 | 2019-12-31 | 365 | 8.3529 | 8 | 0.35294
49978 | 9.99 | 1 | 2018-12-31 | 2019-12-31 | 365 | 11.4466 | 11 | 0.44662
49090 | 8.1 | 1 | 2018-12-31 | 2019-12-31 | 365 | 9.281 | 9 | 0.28104
48955 | 6 | 1 | 2018-12-31 | 2019-12-31 | 365 | 6.8748 | 6 | 0.87485
51435 | 7.2 | 1 | 2018-12-31 | 2019-12-31 | 365 | 8.2498 | 8 | 0.24982
49100 | 5.1 | 1 | 2018-12-31 | 2019-12-31 | 365 | 5.8436 | 5 | 0.84362
47234 | 9.275 | 1 | 2018-12-31 | 2019-12-31 | 365 | 10.6274 | 10 | 0.62737
50977 | 4.16 | 1 | 2018-12-31 | 2019-12-31 | 365 | 4.7666 | 4 | 0.76656
45674 | 5.7 | 1 | 2018-12-31 | 2019-12-31 | 365 | 6.5311 | 6 | 0.53111
48578 | 7.5 | 1 | 2018-12-31 | 2019-12-31 | 365 | 8.5936 | 8 | 0.59356
51428 | 6.6 | 1 | 2018-12-31 | 2019-12-31 | 365 | 7.5623 | 7 | 0.56233
43729 | 4.5 | 1 | 2018-12-31 | 2019-12-31 | 365 | 5.1561 | 5 | 0.15614
51328 | 6.625 | 1 | 2018-12-31 | 2019-12-31 | 365 | 7.591 | 7 | 0.59098
49983 | 5.7 | 1 | 2018-12-31 | 2019-12-31 | 365 | 6.5311 | 6 | 0.53111
43390 | 4.5 | 1 | 2018-12-31 | 2019-12-31 | 365 | 5.1561 | 5 | 0.15614
45384 | 3.6 | 1 | 2018-12-31 | 2019-12-31 | 365 | 4.1249 | 4 | 0.12491
49120 | 4.5 | 1 | 2018-12-31 | 2019-12-31 | 365 | 5.1561 | 5 | 0.15614
48570 | 4.5 | 1 | 2018-12-31 | 2019-12-31 | 365 | 5.1561 | 5 | 0.15614
49761 | 6.3 | 1 | 2018-12-31 | 2019-12-31 | 365 | 7.2186 | 7 | 0.21859
45267 | 4.77 | 1 | 2018-12-31 | 2019-12-31 | 365 | 5.4655 | 5 | 0.4655
51436 | 5.7 | 1 | 2018-12-31 | 2019-12-31 | 365 | 6.5311 | 6 | 0.53111
47411 | 9.18 | 1 | 2018-12-31 | 2019-12-31 | 365 | 10.5185 | 10 | 0.51852
51398 | 4.5 | 1 | 2018-12-31 | 2019-12-31 | 365 | 5.1561 | 5 | 0.15614
47478 | 8.7 | 1 | 2018-12-31 | 2019-12-31 | 365 | 9.9685 | 9 | 0.96853
49639 | 16.5 | 1 | 2018-12-31 | 2019-12-31 | 365 | 18.9058 | 18 | 0.90583
46633 | 4.505 | 1 | 2018-12-31 | 2019-12-31 | 365 | 5.1619 | 5 | 0.16187
47085 | 7.95 | 1 | 2018-12-31 | 2019-12-31 | 365 | 9.1092 | 9 | 0.10917
43409 | 3.18 | 1 | 2018-12-31 | 2019-12-31 | 365 | 3.6437 | 3 | 0.64367
46551 | 5.1 | 1 | 2018-12-31 | 2019-12-31 | 365 | 5.8436 | 5 | 0.84362
43372 | 10.07 | 1 | 2018-12-31 | 2019-12-31 | 365 | 11.5383 | 11 | 0.53829
42018 | 12.19 | 1 | 2018-12-31 | 2019-12-31 | 365 | 13.9674 | 13 | 0.9674
49552 | 13.515 | 1 | 2018-12-31 | 2019-12-31 | 365 | 15.4856 | 15 | 0.4856
43376 | 8.1 | 1 | 2018-12-31 | 2019-12-31 | 365 | 9.281 | 9 | 0.28104
41780 | 14.4 | 1 | 2018-12-31 | 2019-12-31 | 365 | 16.4996 | 16 | 0.49964
46987 | 5.4 | 1 | 2018-12-31 | 2019-12-31 | 365 | 6.1874 | 6 | 0.18736
49115 | 4.5 | 1 | 2018-12-31 | 2019-12-31 | 365 | 5.1561 | 5 | 0.15614
43385 | 9.6 | 1 | 2018-12-31 | 2019-12-31 | 365 | 10.9998 | 10 | 0.99976
45866 | 9.9 | 1 | 2018-12-31 | 2019-12-31 | 365 | 11.3435 | 11 | 0.3435
54156 | 3 | 1 | 2018-12-31 | 2019-12-31 | 365 | 3.4374 | 3 | 0.43742
43776 | 9 | 1 | 2018-12-31 | 2019-12-31 | 365 | 10.3123 | 10 | 0.31227
46627 | 4.2 | 1 | 2018-12-31 | 2019-12-31 | 365 | 4.8124 | 4 | 0.81239
30691 | 16.575 | 1 | 2018-12-31 | 2019-12-31 | 365 | 18.9918 | 18 | 0.99177
48583 | 10.07 | 1 | 2018-12-31 | 2019-12-31 | 365 | 11.5383 | 11 | 0.53829
45847 | 12.9 | 1 | 2018-12-31 | 2019-12-31 | 365 | 14.7809 | 14 | 0.78092
50052 | 3 | 1 | 2018-12-31 | 2019-12-31 | 365 | 3.4374 | 3 | 0.43742
44005 | 7.95 | 1 | 2018-12-31 | 2019-12-31 | 365 | 9.1092 | 9 | 0.10917
42842 | 4.5 | 1 | 2018-12-31 | 2019-12-31 | 365 | 5.1561 | 5 | 0.15614
47943 | 7.5 | 1 | 2018-12-31 | 2019-12-31 | 365 | 8.5936 | 8 | 0.59356
43849 | 5.1 | 1 | 2018-12-31 | 2019-12-31 | 365 | 5.8436 | 5 | 0.84362
45721 | 15.6 | 1 | 2018-12-31 | 2019-12-31 | 365 | 17.8746 | 17 | 0.8746
53996 | 12 | 1 | 2018-12-31 | 2019-12-31 | 365 | 13.7497 | 13 | 0.7497
54002 | 10.8 | 1 | 2018-12-31 | 2019-12-31 | 365 | 12.3747 | 12 | 0.37473
48547 | 6.12 | 1 | 2018-12-31 | 2019-12-31 | 365 | 7.0123 | 7 | 0.012345
41865 | 5.7 | 1 | 2018-12-31 | 2019-12-31 | 365 | 6.5311 | 6 | 0.53111
51369 | 6.6 | 1 | 2018-12-31 | 2019-12-31 | 365 | 7.5623 | 7 | 0.56233
49566 | 13.5 | 1 | 2018-12-31 | 2019-12-31 | 365 | 15.4684 | 15 | 0.46841
51214 | 9.18 | 1 | 2018-12-31 | 2019-12-31 | 365 | 10.5185 | 10 | 0.51852
47394 | 6.6 | 1 | 2018-12-31 | 2019-12-31 | 365 | 7.5623 | 7 | 0.56233
51438 | 3.6 | 1 | 2018-12-31 | 2019-12-31 | 365 | 4.1249 | 4 | 0.12491
44386 | 4.77 | 1 | 2018-12-31 | 2019-12-31 | 365 | 5.4655 | 5 | 0.4655
42425 | 9.6 | 1 | 2018-12-31 | 2019-12-31 | 365 | 10.9998 | 10 | 0.99976
50044 | 10.07 | 1 | 2018-12-31 | 2019-12-31 | 365 | 11.5383 | 11 | 0.53829
40467 | 13.23 | 1 | 2018-12-31 | 2019-12-31 | 365 | 15.159 | 15 | 0.15904
49844 | 6.6 | 1 | 2018-12-31 | 2019-12-31 | 365 | 7.5623 | 7 | 0.56233
45352 | 6 | 1 | 2018-12-31 | 2019-12-31 | 365 | 6.8748 | 6 | 0.87485
50053 | 6.36 | 1 | 2018-12-31 | 2019-12-31 | 365 | 7.2873 | 7 | 0.28734
43322 | 4.2 | 1 | 2018-12-31 | 2019-12-31 | 365 | 4.8124 | 4 | 0.81239
38425 | 11.66 | 1 | 2018-12-31 | 2019-12-31 | 365 | 13.3601 | 13 | 0.36012
45355 | 3.18 | 1 | 2018-12-31 | 2019-12-31 | 365 | 3.6437 | 3 | 0.64367
55460 | 6 | 1 | 2018-12-31 | 2019-12-31 | 365 | 6.8748 | 6 | 0.87485
55464 | 12 | 1 | 2018-12-31 | 2019-12-31 | 365 | 13.7497 | 13 | 0.7497
55440 | 10.865 | 1 | 2018-12-31 | 2019-12-31 | 365 | 12.4492 | 12 | 0.4492
51403 | 9 | 1 | 2018-12-31 | 2019-12-31 | 365 | 10.3123 | 10 | 0.31227
51202 | 12 | 1 | 2018-12-31 | 2019-12-31 | 365 | 13.7497 | 13 | 0.7497
40316 | 7.5 | 1 | 2018-12-31 | 2019-12-31 | 365 | 8.5936 | 8 | 0.59356
43105 | 12 | 1 | 2018-12-31 | 2019-12-31 | 365 | 13.7497 | 13 | 0.7497
54425 | 10.8 | 1 | 2018-12-31 | 2019-12-31 | 365 | 12.3747 | 12 | 0.37473
46550 | 3 | 1 | 2018-12-31 | 2019-12-31 | 365 | 3.4374 | 3 | 0.43742
44422 | 5.1 | 1 | 2018-12-31 | 2019-12-31 | 365 | 5.8436 | 5 | 0.84362
54603 | 11.4 | 1 | 2018-12-31 | 2019-12-31 | 365 | 13.0622 | 13 | 0.062211
51537 | 5.4 | 1 | 2018-12-31 | 2019-12-31 | 365 | 6.1874 | 6 | 0.18736
55539 | 5.83 | 1 | 2018-12-31 | 2019-12-31 | 365 | 6.6801 | 6 | 0.68006
55401 | 10.8 | 1 | 2018-12-31 | 2019-12-31 | 365 | 12.3747 | 12 | 0.37473
50049 | 9 | 1 | 2018-12-31 | 2019-12-31 | 365 | 10.3123 | 10 | 0.31227
44960 | 8.48 | 1 | 2018-12-31 | 2019-12-31 | 365 | 9.7165 | 9 | 0.71645
51060 | 4.24 | 1 | 2018-12-31 | 2019-12-31 | 365 | 4.8582 | 4 | 0.85823
49520 | 10.8 | 1 | 2018-12-31 | 2019-12-31 | 365 | 12.3747 | 12 | 0.37473
34948 | 5.4 | 1 | 2018-12-31 | 2019-12-31 | 365 | 6.1874 | 6 | 0.18736
56756 | 9.01 | 1 | 2018-12-31 | 2019-12-31 | 365 | 10.3237 | 10 | 0.32373
56769 | 6.89 | 1 | 2018-12-31 | 2019-12-31 | 365 | 7.8946 | 7 | 0.89462
38451 | 35.62 | 0.9 | 2018-12-31 | 2019-12-31 | 365 | 36.7323 | 36 | 0.73231
43393 | 10.5 | 1 | 2018-12-31 | 2019-12-31 | 365 | 12.031 | 12 | 0.030984
48527 | 4.5 | 1 | 2018-12-31 | 2019-12-31 | 365 | 5.1561 | 5 | 0.15614
55918 | 5.3 | 1 | 2018-12-31 | 2019-12-31 | 365 | 6.0728 | 6 | 0.072782
43310 | 3 | 1 | 2018-12-31 | 2019-12-31 | 365 | 3.4374 | 3 | 0.43742
56879 | 5.83 | 1 | 2018-12-31 | 2019-12-31 | 365 | 6.6801 | 6 | 0.68006
47074 | 4.8 | 1 | 2018-12-31 | 2019-12-31 | 365 | 5.4999 | 5 | 0.49988
41417 | 8.1 | 1 | 2018-12-31 | 2019-12-31 | 365 | 9.281 | 9 | 0.28104
47718 | 6 | 1 | 2018-12-31 | 2019-12-31 | 365 | 6.8748 | 6 | 0.87485
51540 | 4.8 | 1 | 2018-12-31 | 2019-12-31 | 365 | 5.4999 | 5 | 0.49988
45347 | 7.975 | 1 | 2018-12-31 | 2019-12-31 | 365 | 9.1378 | 9 | 0.13782
41922 | 6.76 | 1 | 2018-12-31 | 2019-12-31 | 365 | 7.7457 | 7 | 0.74566
56066 | 9.805 | 1 | 2018-12-31 | 2019-12-31 | 365 | 11.2346 | 11 | 0.23465
55715 | 5.3 | 1 | 2018-12-31 | 2019-12-31 | 365 | 6.0728 | 6 | 0.072782
55796 | 3.18 | 1 | 2018-12-31 | 2019-12-31 | 365 | 3.6437 | 3 | 0.64367
56008 | 2.25 | 1 | 2018-12-31 | 2019-12-31 | 365 | 2.5781 | 2 | 0.57807
56001 | 9.805 | 1 | 2018-12-31 | 2019-12-31 | 365 | 11.2346 | 11 | 0.23465
56000 | 10.8 | 1 | 2018-12-31 | 2019-12-31 | 365 | 12.3747 | 12 | 0.37473
55920 | 6.625 | 1 | 2018-12-31 | 2019-12-31 | 365 | 7.591 | 7 | 0.59098
55913 | 6 | 1 | 2018-12-31 | 2019-12-31 | 365 | 6.8748 | 6 | 0.87485
55840 | 8.1 | 1 | 2018-12-31 | 2019-12-31 | 365 | 9.281 | 9 | 0.28104
55850 | 3.6 | 1 | 2018-12-31 | 2019-12-31 | 365 | 4.1249 | 4 | 0.12491
55822 | 6.3 | 1 | 2018-12-31 | 2019-12-31 | 365 | 7.2186 | 7 | 0.21859
55825 | 5.4 | 1 | 2018-12-31 | 2019-12-31 | 365 | 6.1874 | 6 | 0.18736
55915 | 6.9 | 1 | 2018-12-31 | 2019-12-31 | 365 | 7.9061 | 7 | 0.90608
55814 | 5.4 | 1 | 2018-12-31 | 2019-12-31 | 365 | 6.1874 | 6 | 0.18736
55819 | 13.8 | 1 | 2018-12-31 | 2019-12-31 | 365 | 15.8122 | 15 | 0.81215
55652 | 8.1 | 1 | 2018-12-31 | 2019-12-31 | 365 | 9.281 | 9 | 0.28104
55632 | 4.8 | 1 | 2018-12-31 | 2019-12-31 | 365 | 5.4999 | 5 | 0.49988
55532 | 11.395 | 1 | 2018-12-31 | 2019-12-31 | 365 | 13.0565 | 13 | 0.056482
55766 | 10.2 | 1 | 2018-12-31 | 2019-12-31 | 365 | 11.6872 | 11 | 0.68724
55530 | 5.7 | 1 | 2018-12-31 | 2019-12-31 | 365 | 6.5311 | 6 | 0.53111
55513 | 10.5 | 1 | 2018-12-31 | 2019-12-31 | 365 | 12.031 | 12 | 0.030984
55504 | 4.2 | 1 | 2018-12-31 | 2019-12-31 | 365 | 4.8124 | 4 | 0.81239
55336 | 7.5 | 1 | 2018-12-31 | 2019-12-31 | 365 | 8.5936 | 8 | 0.59356
55809 | 4.05 | 1 | 2018-12-31 | 2019-12-31 | 365 | 4.6405 | 4 | 0.64052
43995 | 12.69 | 1 | 2018-12-31 | 2019-12-31 | 365 | 14.5403 | 14 | 0.5403
44193 | 7.8 | 1 | 2018-12-31 | 2019-12-31 | 365 | 8.9373 | 8 | 0.9373
45653 | 6.095 | 1 | 2018-12-31 | 2019-12-31 | 365 | 6.9837 | 6 | 0.9837
48963 | 15 | 1 | 2018-12-31 | 2019-12-31 | 365 | 17.1871 | 17 | 0.18712
50207 | 5.4 | 1 | 2018-12-31 | 2019-12-31 | 365 | 6.1874 | 6 | 0.18736
38377 | 4.59 | 1 | 2018-12-31 | 2019-12-31 | 365 | 5.2593 | 5 | 0.25926
47012 | 7.5 | 1 | 2018-12-31 | 2019-12-31 | 365 | 8.5936 | 8 | 0.59356
48894 | 8.4 | 1 | 2018-12-31 | 2019-12-31 | 365 | 9.6248 | 9 | 0.62479
44047 | 5.4 | 1 | 2018-12-31 | 2019-12-31 | 365 | 6.1874 | 6 | 0.18736
43366 | 6.9 | 1 | 2018-12-31 | 2019-12-31 | 365 | 7.9061 | 7 | 0.90608
39201 | 4.8 | 1 | 2018-12-31 | 2019-12-31 | 365 | 5.4999 | 5 | 0.49988
40985 | 3.3 | 1 | 2018-12-31 | 2019-12-31 | 365 | 3.7812 | 3 | 0.78117
38623 | 18.9 | 1 | 2018-12-31 | 2019-12-31 | 365 | 21.6558 | 21 | 0.65577
43296 | 3.6 | 1 | 2018-12-31 | 2019-12-31 | 365 | 4.1249 | 4 | 0.12491
55528 | 5.035 | 1 | 2018-12-31 | 2019-12-31 | 365 | 5.7691 | 5 | 0.76914
45263 | 7.2 | 1 | 2018-12-31 | 2019-12-31 | 365 | 8.2498 | 8 | 0.24982
44194 | 8.1 | 1 | 2018-12-31 | 2019-12-31 | 365 | 9.281 | 9 | 0.28104
54411 | 6 | 1 | 2018-12-31 | 2019-12-31 | 365 | 6.8748 | 6 | 0.87485
42049 | 6.36 | 1 | 2018-12-31 | 2019-12-31 | 365 | 7.2873 | 7 | 0.28734
45486 | 6.095 | 1 | 2018-12-31 | 2019-12-31 | 365 | 6.9837 | 6 | 0.9837
54791 | 8.4 | 1 | 2018-12-31 | 2019-12-31 | 365 | 9.6248 | 9 | 0.62479
55925 | 5.035 | 1 | 2018-12-31 | 2019-12-31 | 365 | 5.7691 | 5 | 0.76914
55772 | 8.7 | 1 | 2018-12-31 | 2019-12-31 | 365 | 9.9685 | 9 | 0.96853
54924 | 3.18 | 1 | 2018-12-31 | 2019-12-31 | 365 | 3.6437 | 3 | 0.64367
55805 | 6.6 | 1 | 2018-12-31 | 2019-12-31 | 365 | 7.5623 | 7 | 0.56233
50129 | 4.32 | 1 | 2018-12-31 | 2019-12-31 | 365 | 4.9499 | 4 | 0.94989
52930 | 9 | 1 | 2018-12-31 | 2019-12-31 | 365 | 10.3123 | 10 | 0.31227
49555 | 6.89 | 1 | 2018-12-31 | 2019-12-31 | 365 | 7.8946 | 7 | 0.89462
55324 | 3.71 | 1 | 2018-12-31 | 2019-12-31 | 365 | 4.2509 | 4 | 0.25095
37274 | 43.74 | 0.9 | 2018-12-31 | 2019-12-31 | 365 | 45.1059 | 45 | 0.10588
51532 | 7.2 | 1 | 2018-12-31 | 2019-12-31 | 365 | 8.2498 | 8 | 0.24982
57135 | 10.8 | 1 | 2018-12-31 | 2019-12-31 | 365 | 12.3747 | 12 | 0.37473
59065 | 11.4 | 1 | 2018-12-31 | 2019-12-31 | 365 | 13.0622 | 13 | 0.062211
58015 | 13.2 | 1 | 2018-12-31 | 2019-12-31 | 365 | 15.1247 | 15 | 0.12467
58573 | 5.3 | 1 | 2018-12-31 | 2019-12-31 | 365 | 6.0728 | 6 | 0.072782
57802 | 6 | 1 | 2018-12-31 | 2019-12-31 | 365 | 6.8748 | 6 | 0.87485
38732 | 5.3 | 1 | 2018-12-31 | 2019-12-31 | 365 | 6.0728 | 6 | 0.072782
41609 | 3.975 | 1 | 2018-12-31 | 2019-12-31 | 365 | 4.5546 | 4 | 0.55459
43398 | 8.4 | 1 | 2018-12-31 | 2019-12-31 | 365 | 9.6248 | 9 | 0.62479
58882 | 14.575 | 1 | 2018-12-31 | 2019-12-31 | 365 | 16.7002 | 16 | 0.70015
59281 | 8.1 | 1 | 2018-12-31 | 2019-12-31 | 365 | 9.281 | 9 | 0.28104
52667 | 5.565 | 1 | 2018-12-31 | 2019-12-31 | 365 | 6.3764 | 6 | 0.37642
50124 | 4.5 | 1 | 2018-12-31 | 2019-12-31 | 365 | 5.1561 | 5 | 0.15614
55172 | 3.3 | 1 | 2018-12-31 | 2019-12-31 | 365 | 3.7812 | 3 | 0.78117
56544 | 17.1 | 1 | 2018-12-31 | 2019-12-31 | 365 | 19.5933 | 19 | 0.59332
57148 | 5.035 | 1 | 2018-12-31 | 2019-12-31 | 365 | 5.7691 | 5 | 0.76914
57649 | 7.8 | 1 | 2018-12-31 | 2019-12-31 | 365 | 8.9373 | 8 | 0.9373
59095 | 4.77 | 1 | 2018-12-31 | 2019-12-31 | 365 | 5.4655 | 5 | 0.4655
55332 | 11.4 | 1 | 2018-12-31 | 2019-12-31 | 365 | 13.0622 | 13 | 0.062211
55919 | 8.1 | 1 | 2018-12-31 | 2019-12-31 | 365 | 9.281 | 9 | 0.28104
56526 | 14.1 | 1 | 2018-12-31 | 2019-12-31 | 365 | 16.1559 | 16 | 0.15589
56530 | 8.48 | 1 | 2018-12-31 | 2019-12-31 | 365 | 9.7165 | 9 | 0.71645
56536 | 9.3 | 1 | 2018-12-31 | 2019-12-31 | 365 | 10.656 | 10 | 0.65601
56559 | 3 | 1 | 2018-12-31 | 2019-12-31 | 365 | 3.4374 | 3 | 0.43742
57026 | 3.3 | 1 | 2018-12-31 | 2019-12-31 | 365 | 3.7812 | 3 | 0.78117
57052 | 4.77 | 1 | 2018-12-31 | 2019-12-31 | 365 | 5.4655 | 5 | 0.4655
57093 | 7.8 | 1 | 2018-12-31 | 2019-12-31 | 365 | 8.9373 | 8 | 0.9373
57162 | 5.4 | 1 | 2018-12-31 | 2019-12-31 | 365 | 6.1874 | 6 | 0.18736
57083 | 15.37 | 1 | 2018-12-31 | 2019-12-31 | 365 | 17.6111 | 17 | 0.61107
57160 | 8.1 | 1 | 2018-12-31 | 2019-12-31 | 365 | 9.281 | 9 | 0.28104
57129 | 3.3 | 1 | 2018-12-31 | 2019-12-31 | 365 | 3.7812 | 3 | 0.78117
58024 | 6 | 1 | 2018-12-31 | 2019-12-31 | 365 | 6.8748 | 6 | 0.87485
58261 | 12.455 | 1 | 2018-12-31 | 2019-12-31 | 365 | 14.271 | 14 | 0.27104
58443 | 12 | 1 | 2018-12-31 | 2019-12-31 | 365 | 13.7497 | 13 | 0.7497
58449 | 9.01 | 1 | 2018-12-31 | 2019-12-31 | 365 | 10.3237 | 10 | 0.32373
58458 | 6.9 | 1 | 2018-12-31 | 2019-12-31 | 365 | 7.9061 | 7 | 0.90608
58466 | 3.9 | 1 | 2018-12-31 | 2019-12-31 | 365 | 4.4687 | 4 | 0.46865
58467 | 3.18 | 1 | 2018-12-31 | 2019-12-31 | 365 | 3.6437 | 3 | 0.64367
58469 | 2.7 | 1 | 2018-12-31 | 2019-12-31 | 365 | 3.0937 | 3 | 0.093682
58503 | 3 | 1 | 2018-12-31 | 2019-12-31 | 365 | 3.4374 | 3 | 0.43742
58510 | 6.3 | 1 | 2018-12-31 | 2019-12-31 | 365 | 7.2186 | 7 | 0.21859
58554 | 4.5 | 1 | 2018-12-31 | 2019-12-31 | 365 | 5.1561 | 5 | 0.15614
58576 | 3 | 1 | 2018-12-31 | 2019-12-31 | 365 | 3.4374 | 3 | 0.43742
58580 | 4.5 | 1 | 2018-12-31 | 2019-12-31 | 365 | 5.1561 | 5 | 0.15614
58583 | 3 | 1 | 2018-12-31 | 2019-12-31 | 365 | 3.4374 | 3 | 0.43742
58637 | 3.9 | 1 | 2018-12-31 | 2019-12-31 | 365 | 4.4687 | 4 | 0.46865
58638 | 3.9 | 1 | 2018-12-31 | 2019-12-31 | 365 | 4.4687 | 4 | 0.46865
58640 | 6.3 | 1 | 2018-12-31 | 2019-12-31 | 365 | 7.2186 | 7 | 0.21859
58733 | 8.4 | 1 | 2018-12-31 | 2019-12-31 | 365 | 9.6248 | 9 | 0.62479
58736 | 9.805 | 1 | 2018-12-31 | 2019-12-31 | 365 | 11.2346 | 11 | 0.23465
58739 | 6.6 | 1 | 2018-12-31 | 2019-12-31 | 365 | 7.5623 | 7 | 0.56233
58742 | 7.42 | 1 | 2018-12-31 | 2019-12-31 | 365 | 8.5019 | 8 | 0.5019
58747 | 5.7 | 1 | 2018-12-31 | 2019-12-31 | 365 | 6.5311 | 6 | 0.53111
58748 | 3 | 1 | 2018-12-31 | 2019-12-31 | 365 | 3.4374 | 3 | 0.43742
58751 | 7.5 | 1 | 2018-12-31 | 2019-12-31 | 365 | 8.5936 | 8 | 0.59356
58759 | 8.215 | 1 | 2018-12-31 | 2019-12-31 | 365 | 9.4128 | 9 | 0.41281
58760 | 5.4 | 1 | 2018-12-31 | 2019-12-31 | 365 | 6.1874 | 6 | 0.18736
58883 | 8.745 | 1 | 2018-12-31 | 2019-12-31 | 365 | 10.0201 | 10 | 0.020091
58555 | 3.18 | 1 | 2018-12-31 | 2019-12-31 | 365 | 3.6437 | 3 | 0.64367
58894 | 5.83 | 1 | 2018-12-31 | 2019-12-31 | 365 | 6.6801 | 6 | 0.68006
59058 | 6 | 1 | 2018-12-31 | 2019-12-31 | 365 | 6.8748 | 6 | 0.87485
59100 | 3.9 | 1 | 2018-12-31 | 2019-12-31 | 365 | 4.4687 | 4 | 0.46865
59236 | 12 | 1 | 2018-12-31 | 2019-12-31 | 365 | 13.7497 | 13 | 0.7497
59239 | 14.1 | 1 | 2018-12-31 | 2019-12-31 | 365 | 16.1559 | 16 | 0.15589
59238 | 5.355 | 1 | 2018-12-31 | 2019-12-31 | 365 | 6.1358 | 6 | 0.1358
57644 | 6 | 1 | 2018-12-31 | 2019-12-31 | 365 | 6.8748 | 6 | 0.87485
57646 | 3.3 | 1 | 2018-12-31 | 2019-12-31 | 365 | 3.7812 | 3 | 0.78117
57650 | 7.155 | 1 | 2018-12-31 | 2019-12-31 | 365 | 8.1983 | 8 | 0.19826
57652 | 3.71 | 1 | 2018-12-31 | 2019-12-31 | 365 | 4.2509 | 4 | 0.25095
57659 | 6.095 | 1 | 2018-12-31 | 2019-12-31 | 365 | 6.9837 | 6 | 0.9837
57777 | 7.42 | 1 | 2018-12-31 | 2019-12-31 | 365 | 8.5019 | 8 | 0.5019
57780 | 8.4 | 1 | 2018-12-31 | 2019-12-31 | 365 | 9.6248 | 9 | 0.62479
57790 | 4.5 | 1 | 2018-12-31 | 2019-12-31 | 365 | 5.1561 | 5 | 0.15614
57804 | 3 | 1 | 2018-12-31 | 2019-12-31 | 365 | 3.4374 | 3 | 0.43742
57984 | 9.3 | 1 | 2018-12-31 | 2019-12-31 | 365 | 10.656 | 10 | 0.65601
59335 | 19.5 | 1 | 2018-12-31 | 2019-12-31 | 365 | 22.3433 | 22 | 0.34326
59336 | 5.1 | 1 | 2018-12-31 | 2019-12-31 | 365 | 5.8436 | 5 | 0.84362
59350 | 6.625 | 1 | 2018-12-31 | 2019-12-31 | 365 | 7.591 | 7 | 0.59098
59349 | 3 | 1 | 2018-12-31 | 2019-12-31 | 365 | 3.4374 | 3 | 0.43742
59367 | 4.5 | 1 | 2018-12-31 | 2019-12-31 | 365 | 5.1561 | 5 | 0.15614
59366 | 5.4 | 1 | 2018-12-31 | 2019-12-31 | 365 | 6.1874 | 6 | 0.18736
59369 | 9.275 | 1 | 2018-12-31 | 2019-12-31 | 365 | 10.6274 | 10 | 0.62737
54077 | 5.3 | 1 | 2018-12-31 | 2019-12-31 | 365 | 6.0728 | 6 | 0.072782
47708 | 7.95 | 1 | 2018-12-31 | 2019-12-31 | 365 | 9.1092 | 9 | 0.10917
44336 | 9 | 1 | 2018-12-31 | 2019-12-31 | 365 | 10.3123 | 10 | 0.31227
50714 | 5.565 | 1 | 2018-12-31 | 2019-12-31 | 365 | 6.3764 | 6 | 0.37642
51057 | 6.36 | 1 | 2018-12-31 | 2019-12-31 | 365 | 7.2873 | 7 | 0.28734
44540 | 8.745 | 1 | 2018-12-31 | 2019-12-31 | 365 | 10.0201 | 10 | 0.020091
43814 | 8.4 | 1 | 2018-12-31 | 2019-12-31 | 365 | 9.6248 | 9 | 0.62479
44206 | 8.4 | 1 | 2018-12-31 | 2019-12-31 | 365 | 9.6248 | 9 | 0.62479
44191 | 4.5 | 1 | 2018-12-31 | 2019-12-31 | 365 | 5.1561 | 5 | 0.15614
50045 | 6.6 | 1 | 2018-12-31 | 2019-12-31 | 365 | 7.5623 | 7 | 0.56233
43797 | 8.7 | 1 | 2018-12-31 | 2019-12-31 | 365 | 9.9685 | 9 | 0.96853
50908 | 7.42 | 1 | 2018-12-31 | 2019-12-31 | 365 | 8.5019 | 8 | 0.5019
49106 | 13.8 | 1 | 2018-12-31 | 2019-12-31 | 365 | 15.8122 | 15 | 0.81215
47719 | 7.83 | 1 | 2018-12-31 | 2019-12-31 | 365 | 8.9717 | 8 | 0.97168
43844 | 9 | 1 | 2018-12-31 | 2019-12-31 | 365 | 10.3123 | 10 | 0.31227
48411 | 5.3 | 1 | 2018-12-31 | 2019-12-31 | 365 | 6.0728 | 6 | 0.072782
55323 | 4.2 | 1 | 2018-12-31 | 2019-12-31 | 365 | 4.8124 | 4 | 0.81239
49122 | 12.3 | 1 | 2018-12-31 | 2019-12-31 | 365 | 14.0934 | 14 | 0.093438
46139 | 12.19 | 1 | 2018-12-31 | 2019-12-31 | 365 | 13.9674 | 13 | 0.9674
45285 | 6.9 | 1 | 2018-12-31 | 2019-12-31 | 365 | 7.9061 | 7 | 0.90608
43340 | 5.83 | 1 | 2018-12-31 | 2019-12-31 | 365 | 6.6801 | 6 | 0.68006
43753 | 9.9 | 1 | 2018-12-31 | 2019-12-31 | 365 | 11.3435 | 11 | 0.3435
50986 | 7.5 | 1 | 2018-12-31 | 2019-12-31 | 365 | 8.5936 | 8 | 0.59356
50969 | 9.805 | 1 | 2018-12-31 | 2019-12-31 | 365 | 11.2346 | 11 | 0.23465
50156 | 9.01 | 1 | 2018-12-31 | 2019-12-31 | 365 | 10.3237 | 10 | 0.32373
51104 | 4.505 | 1 | 2018-12-31 | 2019-12-31 | 365 | 5.1619 | 5 | 0.16187
57778 | 9.54 | 1 | 2018-12-31 | 2019-12-31 | 365 | 10.931 | 10 | 0.93101
57469 | 10.07 | 1 | 2018-12-31 | 2019-12-31 | 365 | 11.5383 | 11 | 0.53829
57786 | 7.42 | 1 | 2018-12-31 | 2019-12-31 | 365 | 8.5019 | 8 | 0.5019
57801 | 4.5 | 1 | 2018-12-31 | 2019-12-31 | 365 | 5.1561 | 5 | 0.15614
57890 | 10.8 | 1 | 2018-12-31 | 2019-12-31 | 365 | 12.3747 | 12 | 0.37473
57969 | 9.9 | 1 | 2018-12-31 | 2019-12-31 | 365 | 11.3435 | 11 | 0.3435
58006 | 13.5 | 1 | 2018-12-31 | 2019-12-31 | 365 | 15.4684 | 15 | 0.46841
57792 | 3 | 1 | 2018-12-31 | 2019-12-31 | 365 | 3.4374 | 3 | 0.43742
43434 | 5.1 | 1 | 2018-12-31 | 2019-12-31 | 365 | 5.8436 | 5 | 0.84362
41280 | 3.18 | 1 | 2018-12-31 | 2019-12-31 | 365 | 3.6437 | 3 | 0.64367
46252 | 6 | 1 | 2018-12-31 | 2019-12-31 | 365 | 6.8748 | 6 | 0.87485
50910 | 6 | 1 | 2018-12-31 | 2019-12-31 | 365 | 6.8748 | 6 | 0.87485
50614 | 5.4 | 1 | 2018-12-31 | 2019-12-31 | 365 | 6.1874 | 6 | 0.18736
57024 | 7.8 | 1 | 2018-12-31 | 2019-12-31 | 365 | 8.9373 | 8 | 0.9373
57025 | 3.3 | 1 | 2018-12-31 | 2019-12-31 | 365 | 3.7812 | 3 | 0.78117
57653 | 3 | 1 | 2018-12-31 | 2019-12-31 | 365 | 3.4374 | 3 | 0.43742
57668 | 10.8 | 1 | 2018-12-31 | 2019-12-31 | 365 | 12.3747 | 12 | 0.37473
55517 | 2.915 | 1 | 2018-12-31 | 2019-12-31 | 365 | 3.34 | 3 | 0.34003
57718 | 5.1 | 1 | 2018-12-31 | 2019-12-31 | 365 | 5.8436 | 5 | 0.84362
57028 | 5.1 | 1 | 2018-12-31 | 2019-12-31 | 365 | 5.8436 | 5 | 0.84362
59628 | 6.625 | 1 | 2018-12-31 | 2019-12-31 | 365 | 7.591 | 7 | 0.59098
59637 | 3.825 | 1 | 2018-12-31 | 2019-12-31 | 365 | 4.3827 | 4 | 0.38272
59661 | 12 | 1 | 2018-12-31 | 2019-12-31 | 365 | 13.7497 | 13 | 0.7497
59663 | 12.19 | 1 | 2018-12-31 | 2019-12-31 | 365 | 13.9674 | 13 | 0.9674
59660 | 8.1 | 1 | 2018-12-31 | 2019-12-31 | 365 | 9.281 | 9 | 0.28104
59666 | 8.745 | 1 | 2018-12-31 | 2019-12-31 | 365 | 10.0201 | 10 | 0.020091
59665 | 5.7 | 1 | 2018-12-31 | 2019-12-31 | 365 | 6.5311 | 6 | 0.53111
59668 | 5.4 | 1 | 2018-12-31 | 2019-12-31 | 365 | 6.1874 | 6 | 0.18736
59692 | 6.095 | 1 | 2018-12-31 | 2019-12-31 | 365 | 6.9837 | 6 | 0.9837
59859 | 6.6 | 1 | 2018-12-31 | 2019-12-31 | 365 | 7.5623 | 7 | 0.56233
60025 | 2.1 | 1 | 2018-12-31 | 2019-12-31 | 365 | 2.4062 | 2 | 0.4062
60174 | 12.19 | 1 | 2018-12-31 | 2019-12-31 | 365 | 13.9674 | 13 | 0.9674
60179 | 4.8 | 1 | 2018-12-31 | 2019-12-31 | 365 | 5.4999 | 5 | 0.49988
60900 | 9.01 | 1 | 2018-12-31 | 2019-12-31 | 365 | 10.3237 | 10 | 0.32373
59244 | 3 | 1 | 2018-12-31 | 2019-12-31 | 365 | 3.4374 | 3 | 0.43742
61128 | 3.3 | 1 | 2018-12-31 | 2019-12-31 | 365 | 3.7812 | 3 | 0.78117
49838 | 16.2 | 1 | 2018-12-31 | 2019-12-31 | 365 | 18.5621 | 18 | 0.56209
59353 | 7.2 | 1 | 2018-12-31 | 2019-12-31 | 365 | 8.2498 | 8 | 0.24982
58753 | 9 | 1 | 2018-12-31 | 2019-12-31 | 365 | 10.3123 | 10 | 0.31227
58885 | 21.6 | 1 | 2018-12-31 | 2019-12-31 | 365 | 24.7495 | 24 | 0.74945
48019 | 2.915 | 1 | 2018-12-31 | 2019-12-31 | 365 | 3.34 | 3 | 0.34003
56307 | 3.18 | 1 | 2018-12-31 | 2019-12-31 | 365 | 3.6437 | 3 | 0.64367
58518 | 3.6 | 1 | 2018-12-31 | 2019-12-31 | 365 | 4.1249 | 4 | 0.12491
43834 | 2.7 | 1 | 2018-12-31 | 2019-12-31 | 365 | 3.0937 | 3 | 0.093682
58732 | 7.5 | 1 | 2018-12-31 | 2019-12-31 | 365 | 8.5936 | 8 | 0.59356
60890 | 3 | 1 | 2018-12-31 | 2019-12-31 | 365 | 3.4374 | 3 | 0.43742
60554 | 8.4 | 1 | 2018-12-31 | 2019-12-31 | 365 | 9.6248 | 9 | 0.62479
55335 | 6.89 | 1 | 2018-12-31 | 2019-12-31 | 365 | 7.8946 | 7 | 0.89462
41983 | 10.2 | 1 | 2018-12-31 | 2019-12-31 | 365 | 11.6872 | 11 | 0.68724
60994 | 18.9 | 1 | 2018-12-31 | 2019-12-31 | 365 | 21.6558 | 21 | 0.65577
60992 | 9.6 | 1 | 2018-12-31 | 2019-12-31 | 365 | 10.9998 | 10 | 0.99976
60989 | 5.3 | 1 | 2018-12-31 | 2019-12-31 | 365 | 6.0728 | 6 | 0.072782
60914 | 12.19 | 1 | 2018-12-31 | 2019-12-31 | 365 | 13.9674 | 13 | 0.9674
59616 | 5.3 | 1 | 2018-12-31 | 2019-12-31 | 365 | 6.0728 | 6 | 0.072782
60022 | 6.3 | 1 | 2018-12-31 | 2019-12-31 | 365 | 7.2186 | 7 | 0.21859
58442 | 8.4 | 1 | 2018-12-31 | 2019-12-31 | 365 | 9.6248 | 9 | 0.62479
59662 | 8.4 | 1 | 2018-12-31 | 2019-12-31 | 365 | 9.6248 | 9 | 0.62479
43362 | 5.4 | 1 | 2018-12-31 | 2019-12-31 | 365 | 6.1874 | 6 | 0.18736
61362 | 7.8 | 1 | 2018-12-31 | 2019-12-31 | 365 | 8.9373 | 8 | 0.9373
60012 | 21.9 | 1 | 2018-12-31 | 2019-12-31 | 365 | 25.0932 | 25 | 0.093195
47250 | 12 | 1 | 2018-12-31 | 2019-12-31 | 365 | 13.7497 | 13 | 0.7497
59110 | 5.035 | 1 | 2018-12-31 | 2019-12-31 | 365 | 5.7691 | 5 | 0.76914
59055 | 7.5 | 1 | 2018-12-31 | 2019-12-31 | 365 | 8.5936 | 8 | 0.59356
59357 | 3.445 | 1 | 2018-12-31 | 2019-12-31 | 365 | 3.9473 | 3 | 0.94731
43665 | 4.2 | 1 | 2018-12-31 | 2019-12-31 | 365 | 4.8124 | 4 | 0.81239
59381 | 4.24 | 1 | 2018-12-31 | 2019-12-31 | 365 | 4.8582 | 4 | 0.85823
58884 | 6.6 | 1 | 2018-12-31 | 2019-12-31 | 365 | 7.5623 | 7 | 0.56233
47716 | 6.6 | 1 | 2018-12-31 | 2019-12-31 | 365 | 7.5623 | 7 | 0.56233
57030 | 5.83 | 1 | 2018-12-31 | 2019-12-31 | 365 | 6.6801 | 6 | 0.68006
55166 | 11.925 | 1 | 2018-12-31 | 2019-12-31 | 365 | 13.6638 | 13 | 0.66376
47409 | 9.01 | 1 | 2018-12-31 | 2019-12-31 | 365 | 10.3237 | 10 | 0.32373
51095 | 6.36 | 1 | 2018-12-31 | 2019-12-31 | 365 | 7.2873 | 7 | 0.28734
49356 | 3 | 1 | 2018-12-31 | 2019-12-31 | 365 | 3.4374 | 3 | 0.43742
58497 | 4.5 | 1 | 2018-12-31 | 2019-12-31 | 365 | 5.1561 | 5 | 0.15614
42370 | 5.1 | 1 | 2018-12-31 | 2019-12-31 | 365 | 5.8436 | 5 | 0.84362
56555 | 6.3 | 1 | 2018-12-31 | 2019-12-31 | 365 | 7.2186 | 7 | 0.21859
61998 | 10.8 | 1 | 2018-12-31 | 2019-12-31 | 365 | 12.3747 | 12 | 0.37473
59297 | 3.3 | 1 | 2018-12-31 | 2019-12-31 | 365 | 3.7812 | 3 | 0.78117
59307 | 4.8 | 1 | 2018-12-31 | 2019-12-31 | 365 | 5.4999 | 5 | 0.49988
59344 | 6 | 1 | 2018-12-31 | 2019-12-31 | 365 | 6.8748 | 6 | 0.87485
60037 | 4.2 | 1 | 2018-12-31 | 2019-12-31 | 365 | 4.8124 | 4 | 0.81239
59993 | 10.8 | 1 | 2018-12-31 | 2019-12-31 | 365 | 12.3747 | 12 | 0.37473
59989 | 8.745 | 1 | 2018-12-31 | 2019-12-31 | 365 | 10.0201 | 10 | 0.020091
56855 | 8.4 | 1 | 2018-12-31 | 2019-12-31 | 365 | 9.6248 | 9 | 0.62479
61169 | 7.95 | 1 | 2018-12-31 | 2019-12-31 | 365 | 9.1092 | 9 | 0.10917
59279 | 3 | 1 | 2018-12-31 | 2019-12-31 | 365 | 3.4374 | 3 | 0.43742
59282 | 4.24 | 1 | 2018-12-31 | 2019-12-31 | 365 | 4.8582 | 4 | 0.85823
59866 | 3.6 | 1 | 2018-12-31 | 2019-12-31 | 365 | 4.1249 | 4 | 0.12491
60014 | 11.4 | 1 | 2018-12-31 | 2019-12-31 | 365 | 13.0622 | 13 | 0.062211
60008 | 5.4 | 1 | 2018-12-31 | 2019-12-31 | 365 | 6.1874 | 6 | 0.18736
60211 | 5.7 | 1 | 2018-12-31 | 2019-12-31 | 365 | 6.5311 | 6 | 0.53111
60513 | 6.6 | 1 | 2018-12-31 | 2019-12-31 | 365 | 7.5623 | 7 | 0.56233
60541 | 6 | 1 | 2018-12-31 | 2019-12-31 | 365 | 6.8748 | 6 | 0.87485
60565 | 6 | 1 | 2018-12-31 | 2019-12-31 | 365 | 6.8748 | 6 | 0.87485
60839 | 3.3 | 1 | 2018-12-31 | 2019-12-31 | 365 | 3.7812 | 3 | 0.78117
60855 | 8.4 | 1 | 2018-12-31 | 2019-12-31 | 365 | 9.6248 | 9 | 0.62479
60884 | 12.72 | 1 | 2018-12-31 | 2019-12-31 | 365 | 14.5747 | 14 | 0.57468
61002 | 4.8 | 1 | 2018-12-31 | 2019-12-31 | 365 | 5.4999 | 5 | 0.49988
60226 | 7.5 | 1 | 2018-12-31 | 2019-12-31 | 365 | 8.5936 | 8 | 0.59356
61625 | 11.4 | 1 | 2018-12-31 | 2019-12-31 | 365 | 13.0622 | 13 | 0.062211
43384 | 8.25 | 1 | 2018-12-31 | 2019-12-31 | 365 | 9.4529 | 9 | 0.45292
60862 | 9 | 1 | 2018-12-31 | 2019-12-31 | 365 | 10.3123 | 10 | 0.31227
60549 | 7.8 | 1 | 2018-12-31 | 2019-12-31 | 365 | 8.9373 | 8 | 0.9373
60471 | 8.91 | 1 | 2018-12-31 | 2019-12-31 | 365 | 10.2091 | 10 | 0.20915
38957 | 5.4 | 1 | 2018-12-31 | 2019-12-31 | 365 | 6.1874 | 6 | 0.18736
61385 | 10.2 | 1 | 2018-12-31 | 2019-12-31 | 365 | 11.6872 | 11 | 0.68724
61412 | 16.8 | 1 | 2018-12-31 | 2019-12-31 | 365 | 19.2496 | 19 | 0.24957
61499 | 4.5 | 1 | 2018-12-31 | 2019-12-31 | 365 | 5.1561 | 5 | 0.15614
61503 | 8.4 | 1 | 2018-12-31 | 2019-12-31 | 365 | 9.6248 | 9 | 0.62479
61542 | 8.1 | 1 | 2018-12-31 | 2019-12-31 | 365 | 9.281 | 9 | 0.28104
61546 | 9 | 1 | 2018-12-31 | 2019-12-31 | 365 | 10.3123 | 10 | 0.31227
61710 | 4.5 | 1 | 2018-12-31 | 2019-12-31 | 365 | 5.1561 | 5 | 0.15614
62203 | 5.035 | 1 | 2018-12-31 | 2019-12-31 | 365 | 5.7691 | 5 | 0.76914
62210 | 5.1 | 1 | 2018-12-31 | 2019-12-31 | 365 | 5.8436 | 5 | 0.84362
62215 | 11.7 | 1 | 2018-12-31 | 2019-12-31 | 365 | 13.406 | 13 | 0.40595
62216 | 8.745 | 1 | 2018-12-31 | 2019-12-31 | 365 | 10.0201 | 10 | 0.020091
62221 | 6.9 | 1 | 2018-12-31 | 2019-12-31 | 365 | 7.9061 | 7 | 0.90608
62241 | 4.2 | 1 | 2018-12-31 | 2019-12-31 | 365 | 4.8124 | 4 | 0.81239
38896 | 11.55 | 1 | 2018-12-31 | 2019-12-31 | 365 | 13.2341 | 13 | 0.23408
44698 | 4.8 | 1 | 2018-12-31 | 2019-12-31 | 365 | 5.4999 | 5 | 0.49988
62689 | 6.9 | 1 | 2018-12-31 | 2019-12-31 | 365 | 7.9061 | 7 | 0.90608
62699 | 11.4 | 1 | 2018-12-31 | 2019-12-31 | 365 | 13.0622 | 13 | 0.062211
60193 | 12 | 1 | 2018-12-31 | 2019-12-31 | 365 | 13.7497 | 13 | 0.7497
60497 | 3.6 | 1 | 2018-12-31 | 2019-12-31 | 365 | 4.1249 | 4 | 0.12491
48402 | 13.2 | 1 | 2018-12-31 | 2019-12-31 | 365 | 15.1247 | 15 | 0.12467
61544 | 5.3 | 1 | 2018-12-31 | 2019-12-31 | 365 | 6.0728 | 6 | 0.072782
61027 | 9 | 1 | 2018-12-31 | 2019-12-31 | 365 | 10.3123 | 10 | 0.31227
61632 | 11.1 | 1 | 2018-12-31 | 2019-12-31 | 365 | 12.7185 | 12 | 0.71847
59621 | 3 | 1 | 2018-12-31 | 2019-12-31 | 365 | 3.4374 | 3 | 0.43742
63199 | 6.9 | 1 | 2018-12-31 | 2019-12-31 | 365 | 7.9061 | 7 | 0.90608
63211 | 6.6 | 1 | 2018-12-31 | 2019-12-31 | 365 | 7.5623 | 7 | 0.56233
63402 | 7.5 | 1 | 2018-12-31 | 2019-12-31 | 365 | 8.5936 | 8 | 0.59356
63407 | 6.9 | 1 | 2018-12-31 | 2019-12-31 | 365 | 7.9061 | 7 | 0.90608
63408 | 3.71 | 1 | 2018-12-31 | 2019-12-31 | 365 | 4.2509 | 4 | 0.25095
63205 | 12 | 1 | 2018-12-31 | 2019-12-31 | 365 | 13.7497 | 13 | 0.7497
39934 | 7.8 | 1 | 2018-12-31 | 2019-12-31 | 365 | 8.9373 | 8 | 0.9373
63674 | 3.71 | 1 | 2018-12-31 | 2019-12-31 | 365 | 4.2509 | 4 | 0.25095
63771 | 7.95 | 1 | 2018-12-31 | 2019-12-31 | 365 | 9.1092 | 9 | 0.10917
39968 | 6.325 | 1 | 2018-12-31 | 2019-12-31 | 365 | 7.2472 | 7 | 0.24724
63816 | 6.6 | 1 | 2018-12-31 | 2019-12-31 | 365 | 7.5623 | 7 | 0.56233
63843 | 12 | 1 | 2018-12-31 | 2019-12-31 | 365 | 13.7497 | 13 | 0.7497
62715 | 5.4 | 1 | 2018-12-31 | 2019-12-31 | 365 | 6.1874 | 6 | 0.18736
64220 | 5.1 | 1 | 2018-12-31 | 2019-12-31 | 365 | 5.8436 | 5 | 0.84362
61237 | 9.72 | 1 | 2018-12-31 | 2019-12-31 | 365 | 11.1373 | 11 | 0.13725
64292 | 5.7 | 1 | 2018-12-31 | 2019-12-31 | 365 | 6.5311 | 6 | 0.53111
64468 | 5.565 | 1 | 2018-12-31 | 2019-12-31 | 365 | 6.3764 | 6 | 0.37642
64478 | 9.54 | 1 | 2018-12-31 | 2019-12-31 | 365 | 10.931 | 10 | 0.93101
64416 | 3.71 | 1 | 2018-12-31 | 2019-12-31 | 365 | 4.2509 | 4 | 0.25095
64279 | 5.035 | 1 | 2018-12-31 | 2019-12-31 | 365 | 5.7691 | 5 | 0.76914
48617 | 4.2 | 1 | 2018-12-31 | 2019-12-31 | 365 | 4.8124 | 4 | 0.81239
64080 | 8.7 | 1 | 2018-12-31 | 2019-12-31 | 365 | 9.9685 | 9 | 0.96853
64581 | 6.3 | 1 | 2018-12-31 | 2019-12-31 | 365 | 7.2186 | 7 | 0.21859
64594 | 6.9 | 1 | 2018-12-31 | 2019-12-31 | 365 | 7.9061 | 7 | 0.90608
64597 | 8.1 | 1 | 2018-12-31 | 2019-12-31 | 365 | 9.281 | 9 | 0.28104
64613 | 4.5 | 1 | 2018-12-31 | 2019-12-31 | 365 | 5.1561 | 5 | 0.15614
64432 | 15.3 | 1 | 2018-12-31 | 2019-12-31 | 365 | 17.5309 | 17 | 0.53086
64717 | 4.8 | 1 | 2018-12-31 | 2019-12-31 | 365 | 5.4999 | 5 | 0.49988
64779 | 5.4 | 1 | 2018-12-31 | 2019-12-31 | 365 | 6.1874 | 6 | 0.18736
64855 | 12 | 1 | 2018-12-31 | 2019-12-31 | 365 | 13.7497 | 13 | 0.7497
47990 | 15.105 | 1 | 2018-12-31 | 2019-12-31 | 365 | 17.3074 | 17 | 0.30743
64907 | 5.035 | 1 | 2018-12-31 | 2019-12-31 | 365 | 5.7691 | 5 | 0.76914
63793 | 8.4 | 1 | 2018-12-31 | 2019-12-31 | 365 | 9.6248 | 9 | 0.62479
45440 | 6.36 | 1 | 2018-12-31 | 2019-12-31 | 365 | 7.2873 | 7 | 0.28734
63822 | 5.035 | 1 | 2018-12-31 | 2019-12-31 | 365 | 5.7691 | 5 | 0.76914
63767 | 4.5 | 1 | 2018-12-31 | 2019-12-31 | 365 | 5.1561 | 5 | 0.15614
63403 | 12.9 | 1 | 2018-12-31 | 2019-12-31 | 365 | 14.7809 | 14 | 0.78092
63583 | 4.2 | 1 | 2018-12-31 | 2019-12-31 | 365 | 4.8124 | 4 | 0.81239
64113 | 5.3 | 1 | 2018-12-31 | 2019-12-31 | 365 | 6.0728 | 6 | 0.072782
65473 | 6.3 | 1 | 2018-12-31 | 2019-12-31 | 365 | 7.2186 | 7 | 0.21859
65530 | 6.3 | 1 | 2018-12-31 | 2019-12-31 | 365 | 7.2186 | 7 | 0.21859
65580 | 4.5 | 1 | 2018-12-31 | 2019-12-31 | 365 | 5.1561 | 5 | 0.15614
65623 | 7.42 | 1 | 2018-12-31 | 2019-12-31 | 365 | 8.5019 | 8 | 0.5019
65643 | 11.4 | 1 | 2018-12-31 | 2019-12-31 | 365 | 13.0622 | 13 | 0.062211
65687 | 12.9 | 1 | 2018-12-31 | 2019-12-31 | 365 | 14.7809 | 14 | 0.78092
65690 | 18.285 | 1 | 2018-12-31 | 2019-12-31 | 365 | 20.9511 | 20 | 0.9511
65700 | 6.89 | 1 | 2018-12-31 | 2019-12-31 | 365 | 7.8946 | 7 | 0.89462
65707 | 7.2 | 1 | 2018-12-31 | 2019-12-31 | 365 | 8.2498 | 8 | 0.24982
63208 | 3.6 | 1 | 2018-12-31 | 2019-12-31 | 365 | 4.1249 | 4 | 0.12491
63799 | 4.8 | 1 | 2018-12-31 | 2019-12-31 | 365 | 5.4999 | 5 | 0.49988
50068 | 3.6 | 1 | 2018-12-31 | 2019-12-31 | 365 | 4.1249 | 4 | 0.12491
64299 | 6 | 1 | 2018-12-31 | 2019-12-31 | 365 | 6.8748 | 6 | 0.87485
64477 | 8.4 | 1 | 2018-12-31 | 2019-12-31 | 365 | 9.6248 | 9 | 0.62479
64482 | 5.1 | 1 | 2018-12-31 | 2019-12-31 | 365 | 5.8436 | 5 | 0.84362
64041 | 8.48 | 1 | 2018-12-31 | 2019-12-31 | 365 | 9.7165 | 9 | 0.71645
60516 | 11.1 | 1 | 2018-12-31 | 2019-12-31 | 365 | 12.7185 | 12 | 0.71847
65853 | 9 | 1 | 2018-12-31 | 2019-12-31 | 365 | 10.3123 | 10 | 0.31227
65856 | 5.83 | 1 | 2018-12-31 | 2019-12-31 | 365 | 6.6801 | 6 | 0.68006
65859 | 7.8 | 1 | 2018-12-31 | 2019-12-31 | 365 | 8.9373 | 8 | 0.9373
65866 | 3.6 | 1 | 2018-12-31 | 2019-12-31 | 365 | 4.1249 | 4 | 0.12491
65892 | 9 | 1 | 2018-12-31 | 2019-12-31 | 365 | 10.3123 | 10 | 0.31227
66120 | 18.9 | 1 | 2018-12-31 | 2019-12-31 | 365 | 21.6558 | 21 | 0.65577
66232 | 4.8 | 1 | 2018-12-31 | 2019-12-31 | 365 | 5.4999 | 5 | 0.49988
66233 | 9 | 1 | 2018-12-31 | 2019-12-31 | 365 | 10.3123 | 10 | 0.31227
66235 | 5.4 | 1 | 2018-12-31 | 2019-12-31 | 365 | 6.1874 | 6 | 0.18736
66237 | 9.6 | 1 | 2018-12-31 | 2019-12-31 | 365 | 10.9998 | 10 | 0.99976
66240 | 4.2 | 1 | 2018-12-31 | 2019-12-31 | 365 | 4.8124 | 4 | 0.81239
66254 | 3.6 | 1 | 2018-12-31 | 2019-12-31 | 365 | 4.1249 | 4 | 0.12491
66259 | 5.4 | 1 | 2018-12-31 | 2019-12-31 | 365 | 6.1874 | 6 | 0.18736
66262 | 8.4 | 1 | 2018-12-31 | 2019-12-31 | 365 | 9.6248 | 9 | 0.62479
66265 | 7.5 | 1 | 2018-12-31 | 2019-12-31 | 365 | 8.5936 | 8 | 0.59356
66396 | 8.4 | 1 | 2018-12-31 | 2019-12-31 | 365 | 9.6248 | 9 | 0.62479
66411 | 17.1 | 1 | 2018-12-31 | 2019-12-31 | 365 | 19.5933 | 19 | 0.59332
66535 | 4.5 | 1 | 2018-12-31 | 2019-12-31 | 365 | 5.1561 | 5 | 0.15614
66539 | 6.3 | 1 | 2018-12-31 | 2019-12-31 | 365 | 7.2186 | 7 | 0.21859
48395 | 3.6 | 1 | 2018-12-31 | 2019-12-31 | 365 | 4.1249 | 4 | 0.12491
66636 | 7.8 | 1 | 2018-12-31 | 2019-12-31 | 365 | 8.9373 | 8 | 0.9373
43856 | 8.4 | 1 | 2018-12-31 | 2019-12-31 | 365 | 9.6248 | 9 | 0.62479
61543 | 4.5 | 1 | 2018-12-31 | 2019-12-31 | 365 | 5.1561 | 5 | 0.15614
59608 | 24.91 | 1 | 2018-12-31 | 2019-12-31 | 365 | 28.5421 | 28 | 0.54208
61549 | 20.4 | 1 | 2018-12-31 | 2019-12-31 | 365 | 23.3745 | 23 | 0.37448
65898 | 7.155 | 1 | 2018-12-31 | 2019-12-31 | 365 | 8.1983 | 8 | 0.19826
66751 | 6.095 | 1 | 2018-12-31 | 2019-12-31 | 365 | 6.9837 | 6 | 0.9837
59974 | 6.625 | 1 | 2018-12-31 | 2019-12-31 | 365 | 7.591 | 7 | 0.59098
67230 | 4.8 | 1 | 2018-12-31 | 2019-12-31 | 365 | 5.4999 | 5 | 0.49988
65894 | 9.35 | 1 | 2018-12-31 | 2019-12-31 | 365 | 10.7133 | 10 | 0.7133
65904 | 7.685 | 1 | 2018-12-31 | 2019-12-31 | 365 | 8.8055 | 8 | 0.80553
66267 | 12 | 1 | 2018-12-31 | 2019-12-31 | 365 | 13.7497 | 13 | 0.7497
67056 | 7.95 | 1 | 2018-12-31 | 2019-12-31 | 365 | 9.1092 | 9 | 0.10917
67216 | 3.6 | 1 | 2018-12-31 | 2019-12-31 | 365 | 4.1249 | 4 | 0.12491
66375 | 11.395 | 1 | 2018-12-31 | 2019-12-31 | 365 | 13.0565 | 13 | 0.056482
66524 | 12.19 | 1 | 2018-12-31 | 2019-12-31 | 365 | 13.9674 | 13 | 0.9674
66948 | 9 | 1 | 2018-12-31 | 2019-12-31 | 365 | 10.3123 | 10 | 0.31227
67203 | 10.865 | 1 | 2018-12-31 | 2019-12-31 | 365 | 12.4492 | 12 | 0.4492
59116 | 5.4 | 1 | 2018-12-31 | 2019-12-31 | 365 | 6.1874 | 6 | 0.18736
66243 | 10.8 | 1 | 2018-12-31 | 2019-12-31 | 365 | 12.3747 | 12 | 0.37473
61697 | 6.6 | 1 | 2018-12-31 | 2019-12-31 | 365 | 7.5623 | 7 | 0.56233
61700 | 8.1 | 1 | 2018-12-31 | 2019-12-31 | 365 | 9.281 | 9 | 0.28104
66238 | 4.24 | 1 | 2018-12-31 | 2019-12-31 | 365 | 4.8582 | 4 | 0.85823
64863 | 4.24 | 1 | 2018-12-31 | 2019-12-31 | 365 | 4.8582 | 4 | 0.85823
63841 | 4.8 | 1 | 2018-12-31 | 2019-12-31 | 365 | 5.4999 | 5 | 0.49988
65639 | 5.7 | 1 | 2018-12-31 | 2019-12-31 | 365 | 6.5311 | 6 | 0.53111
67410 | 5.1 | 1 | 2018-12-31 | 2019-12-31 | 365 | 5.8436 | 5 | 0.84362
67411 | 8.48 | 1 | 2018-12-31 | 2019-12-31 | 365 | 9.7165 | 9 | 0.71645
67457 | 5.565 | 1 | 2018-12-31 | 2019-12-31 | 365 | 6.3764 | 6 | 0.37642
67548 | 8.1 | 1 | 2018-12-31 | 2019-12-31 | 365 | 9.281 | 9 | 0.28104
67550 | 3.3 | 0.8 | 2018-12-31 | 2019-12-31 | 365 | 3.0249 | 3 | 0.024933
67603 | 5.4 | 1 | 2018-12-31 | 2019-12-31 | 365 | 6.1874 | 6 | 0.18736
67196 | 10.865 | 1 | 2018-12-31 | 2019-12-31 | 365 | 12.4492 | 12 | 0.4492
67788 | 9.275 | 1 | 2018-12-31 | 2019-12-31 | 365 | 10.6274 | 10 | 0.62737
67873 | 16.2 | 0.8 | 2018-12-31 | 2019-12-31 | 365 | 14.8497 | 14 | 0.84967
67896 | 7.8 | 0.8 | 2018-12-31 | 2019-12-31 | 365 | 7.1498 | 7 | 0.14984
67908 | 7.15 | 0.8 | 2018-12-31 | 2019-12-31 | 365 | 6.554 | 6 | 0.55402
67409 | 5.1 | 1 | 2018-12-31 | 2019-12-31 | 365 | 5.8436 | 5 | 0.84362
67952 | 12.6 | 0.8 | 2018-12-31 | 2019-12-31 | 365 | 11.5497 | 11 | 0.54974
67959 | 8.215 | 0.8 | 2018-12-31 | 2019-12-31 | 365 | 7.5303 | 7 | 0.53025
68021 | 12 | 0.8 | 2018-12-31 | 2019-12-31 | 365 | 10.9998 | 10 | 0.99976
68024 | 5.3 | 0.8 | 2018-12-31 | 2019-12-31 | 365 | 4.8582 | 4 | 0.85823
67963 | 18.285 | 0.8 | 2018-12-31 | 2019-12-31 | 365 | 16.7609 | 16 | 0.76088
65208 | 7.42 | 1 | 2018-12-31 | 2019-12-31 | 365 | 8.5019 | 8 | 0.5019
67400 | 10.8 | 1 | 2018-12-31 | 2019-12-31 | 365 | 12.3747 | 12 | 0.37473
68152 | 6.6 | 0.8 | 2018-12-31 | 2019-12-31 | 365 | 6.0499 | 6 | 0.049866
68372 | 6.05 | 1 | 2018-12-31 | 2019-12-31 | 365 | 6.9321 | 6 | 0.93214
68382 | 8.7 | 0.8 | 2018-12-31 | 2019-12-31 | 365 | 7.9748 | 7 | 0.97482
68385 | 2.12 | 0.8 | 2018-12-31 | 2019-12-31 | 365 | 1.9433 | 1 | 0.94329
68389 | 5.7 | 0.8 | 2018-12-31 | 2019-12-31 | 365 | 5.2249 | 5 | 0.22488
68431 | 9 | 1 | 2018-12-31 | 2019-12-31 | 365 | 10.3123 | 10 | 0.31227
68434 | 7.2 | 0.8 | 2018-12-31 | 2019-12-31 | 365 | 6.5999 | 6 | 0.59985
68437 | 11.1 | 0.8 | 2018-12-31 | 2019-12-31 | 365 | 10.1748 | 10 | 0.17478
68441 | 5.4 | 0.8 | 2018-12-31 | 2019-12-31 | 365 | 4.9499 | 4 | 0.94989
68682 | 5.1 | 0.8 | 2018-12-31 | 2019-12-31 | 365 | 4.6749 | 4 | 0.6749
68167 | 5.4 | 0.8 | 2018-12-31 | 2019-12-31 | 365 | 4.9499 | 4 | 0.94989
68429 | 21.06 | 0.8 | 2018-12-31 | 2019-12-31 | 365 | 19.3046 | 19 | 0.30457
68675 | 14.84 | 0.8 | 2018-12-31 | 2019-12-31 | 365 | 13.603 | 13 | 0.60303
67799 | 11.7 | 1 | 2018-12-31 | 2019-12-31 | 365 | 13.406 | 13 | 0.40595
68425 | 9.6 | 0.8 | 2018-12-31 | 2019-12-31 | 365 | 8.7998 | 8 | 0.79981
62225 | 56.1 | 0.9 | 2018-12-31 | 2019-12-31 | 365 | 57.8518 | 57 | 0.85185
53158 | 44.28 | 0.8 | 2018-12-31 | 2019-12-31 | 365 | 40.5891 | 40 | 0.5891
64042 | 108 | 0.7 | 2018-12-31 | 2019-12-31 | 365 | 86.6231 | 86 | 0.62308
68933 | 8.215 | 0.8 | 2018-12-31 | 2019-12-31 | 365 | 7.5303 | 7 | 0.53025
68479 | 11 | 0.8 | 2018-12-31 | 2019-12-31 | 365 | 10.0831 | 10 | 0.08311
68450 | 12.925 | 0.8 | 2018-12-31 | 2019-12-31 | 365 | 11.8477 | 11 | 0.84765
69134 | 7.2 | 0.8 | 2018-12-31 | 2019-12-31 | 365 | 6.5999 | 6 | 0.59985
69135 | 7.685 | 0.8 | 2018-12-31 | 2019-12-31 | 365 | 7.0444 | 7 | 0.044428
69326 | 7.95 | 0.8 | 2018-12-31 | 2019-12-31 | 365 | 7.2873 | 7 | 0.28734
70046 | 7.5 | 0.8 | 2018-12-31 | 2019-12-31 | 365 | 6.8748 | 6 | 0.87485
70083 | 5.225 | 0.8 | 2018-12-31 | 2019-12-31 | 365 | 4.7895 | 4 | 0.78948
66590 | 3.3 | 1 | 2018-12-31 | 2019-12-31 | 365 | 3.7812 | 3 | 0.78117
70043 | 8.7 | 1 | 2018-12-31 | 2019-12-31 | 365 | 9.9685 | 9 | 0.96853
70368 | 2.4 | 0.8 | 2018-12-31 | 2019-12-31 | 365 | 2.2 | 2 | 0.19995
70390 | 9.275 | 0.8 | 2018-12-31 | 2019-12-31 | 365 | 8.5019 | 8 | 0.5019
70401 | 5.565 | 0.8 | 2018-12-31 | 2019-12-31 | 365 | 5.1011 | 5 | 0.10114
70438 | 8.4 | 0.8 | 2018-12-31 | 2019-12-31 | 365 | 7.6998 | 7 | 0.69983
70439 | 7.2 | 0.8 | 2018-12-31 | 2019-12-31 | 365 | 6.5999 | 6 | 0.59985
70488 | 7.2 | 0.8 | 2018-12-31 | 2019-12-31 | 365 | 6.5999 | 6 | 0.59985
70436 | 6.3 | 0.8 | 2018-12-31 | 2019-12-31 | 365 | 5.7749 | 5 | 0.77487
70430 | 12 | 0.8 | 2018-12-31 | 2019-12-31 | 365 | 10.9998 | 10 | 0.99976
70047 | 4.2 | 0.8 | 2018-12-31 | 2019-12-31 | 365 | 3.8499 | 3 | 0.84991
70440 | 5.3 | 0.8 | 2018-12-31 | 2019-12-31 | 365 | 4.8582 | 4 | 0.85823
64417 | 22 | 0.8 | 2018-12-31 | 2019-12-31 | 365 | 20.1662 | 20 | 0.16622
70431 | 7.425 | 0.8 | 2018-12-31 | 2019-12-31 | 365 | 6.8061 | 6 | 0.8061
70472 | 9.01 | 0.8 | 2018-12-31 | 2019-12-31 | 365 | 8.259 | 8 | 0.25898
59640 | 5.3 | 1 | 2018-12-31 | 2019-12-31 | 365 | 6.0728 | 6 | 0.072782
71365 | 9.3 | 1 | 2018-12-31 | 2019-12-31 | 365 | 10.656 | 10 | 0.65601
71473 | 10.07 | 0.8 | 2018-12-31 | 2019-12-31 | 365 | 9.2306 | 9 | 0.23063
72433 | 12 | 0.8 | 2018-12-31 | 2019-12-31 | 365 | 10.9998 | 10 | 0.99976
73119 | 7.15 | 0.8 | 2018-12-31 | 2019-12-31 | 365 | 6.554 | 6 | 0.55402
73120 | 4.8 | 0.8 | 2018-12-31 | 2019-12-31 | 365 | 4.3999 | 4 | 0.3999
73096 | 8.8 | 0.8 | 2018-12-31 | 2019-12-31 | 365 | 8.0665 | 8 | 0.066488
73159 | 10.2 | 0.8 | 2018-12-31 | 2019-12-31 | 365 | 9.3498 | 9 | 0.34979
73162 | 5.83 | 0.8 | 2018-12-31 | 2019-12-31 | 365 | 5.344 | 5 | 0.34405
73172 | 3.3 | 0.8 | 2018-12-31 | 2019-12-31 | 365 | 3.0249 | 3 | 0.024933
73209 | 6.6 | 0.8 | 2018-12-31 | 2019-12-31 | 365 | 6.0499 | 6 | 0.049866
73187 | 8.7 | 0.8 | 2018-12-31 | 2019-12-31 | 365 | 7.9748 | 7 | 0.97482
73348 | 5.4 | 0.8 | 2018-12-31 | 2019-12-31 | 365 | 4.9499 | 4 | 0.94989
73349 | 9.9 | 0.8 | 2018-12-31 | 2019-12-31 | 365 | 9.0748 | 9 | 0.074799
73358 | 7.5 | 0.8 | 2018-12-31 | 2019-12-31 | 365 | 6.8748 | 6 | 0.87485
73359 | 6.875 | 0.8 | 2018-12-31 | 2019-12-31 | 365 | 6.3019 | 6 | 0.30194
73362 | 3 | 0.8 | 2018-12-31 | 2019-12-31 | 365 | 2.7499 | 2 | 0.74994
73364 | 11.4 | 0.8 | 2018-12-31 | 2019-12-31 | 365 | 10.4498 | 10 | 0.44977
73366 | 6.9 | 0.8 | 2018-12-31 | 2019-12-31 | 365 | 6.3249 | 6 | 0.32486
73367 | 10.2 | 0.8 | 2018-12-31 | 2019-12-31 | 365 | 9.3498 | 9 | 0.34979
73368 | 5.225 | 0.8 | 2018-12-31 | 2019-12-31 | 365 | 4.7895 | 4 | 0.78948
73369 | 12 | 0.8 | 2018-12-31 | 2019-12-31 | 365 | 10.9998 | 10 | 0.99976
73370 | 4.5 | 0.8 | 2018-12-31 | 2019-12-31 | 365 | 4.1249 | 4 | 0.12491
73371 | 3.025 | 0.8 | 2018-12-31 | 2019-12-31 | 365 | 2.7729 | 2 | 0.77286
73396 | 9.6 | 0.8 | 2018-12-31 | 2019-12-31 | 365 | 8.7998 | 8 | 0.79981
73397 | 2.7 | 0.8 | 2018-12-31 | 2019-12-31 | 365 | 2.4749 | 2 | 0.47495
73406 | 7.2 | 0.8 | 2018-12-31 | 2019-12-31 | 365 | 6.5999 | 6 | 0.59985
73414 | 3 | 0.8 | 2018-12-31 | 2019-12-31 | 365 | 2.7499 | 2 | 0.74994
73439 | 6 | 0.8 | 2018-12-31 | 2019-12-31 | 365 | 5.4999 | 5 | 0.49988
73440 | 8.48 | 0.8 | 2018-12-31 | 2019-12-31 | 365 | 7.7732 | 7 | 0.77316
73441 | 7.425 | 0.8 | 2018-12-31 | 2019-12-31 | 365 | 6.8061 | 6 | 0.8061
73035 | 3.85 | 0.8 | 2018-12-31 | 2019-12-31 | 365 | 3.5291 | 3 | 0.52909
73487 | 8.525 | 0.8 | 2018-12-31 | 2019-12-31 | 365 | 7.8144 | 7 | 0.81441
62901 | 100.8 | 0.7 | 2018-12-31 | 2019-12-31 | 365 | 80.8482 | 80 | 0.84821
73363 | 7.65 | 0.8 | 2018-12-31 | 2019-12-31 | 365 | 7.0123 | 7 | 0.012345
73410 | 12 | 0.8 | 2018-12-31 | 2019-12-31 | 365 | 10.9998 | 10 | 0.99976
73524 | 5.795 | 0.8 | 2018-12-31 | 2019-12-31 | 365 | 5.312 | 5 | 0.31197
73541 | 7.32 | 0.8 | 2018-12-31 | 2019-12-31 | 365 | 6.7099 | 6 | 0.70985
73549 | 3.85 | 0.8 | 2018-12-31 | 2019-12-31 | 365 | 3.5291 | 3 | 0.52909
73552 | 8.1 | 0.8 | 2018-12-31 | 2019-12-31 | 365 | 7.4248 | 7 | 0.42484
73557 | 6.1 | 0.8 | 2018-12-31 | 2019-12-31 | 365 | 5.5915 | 5 | 0.59154
73568 | 9.9 | 0.8 | 2018-12-31 | 2019-12-31 | 365 | 9.0748 | 9 | 0.074799
73573 | 5.5 | 0.8 | 2018-12-31 | 2019-12-31 | 365 | 5.0416 | 5 | 0.041555
73576 | 8.7 | 0.8 | 2018-12-31 | 2019-12-31 | 365 | 7.9748 | 7 | 0.97482
73631 | 6.6 | 0.8 | 2018-12-31 | 2019-12-31 | 365 | 6.0499 | 6 | 0.049866
73632 | 8.4 | 0.8 | 2018-12-31 | 2019-12-31 | 365 | 7.6998 | 7 | 0.69983
73633 | 4.27 | 0.8 | 2018-12-31 | 2019-12-31 | 365 | 3.9141 | 3 | 0.91408
73635 | 3.9 | 0.8 | 2018-12-31 | 2019-12-31 | 365 | 3.5749 | 3 | 0.57492
73527 | 7.2 | 0.8 | 2018-12-31 | 2019-12-31 | 365 | 6.5999 | 6 | 0.59985
73688 | 10.2 | 0.8 | 2018-12-31 | 2019-12-31 | 365 | 9.3498 | 9 | 0.34979
74088 | 6.6 | 1 | 2018-12-31 | 2019-12-31 | 365 | 7.5623 | 7 | 0.56233
74376 | 5.04 | 0.8 | 2018-12-31 | 2019-12-31 | 365 | 4.6199 | 4 | 0.6199
74386 | 12.3 | 0.8 | 2018-12-31 | 2019-12-31 | 365 | 11.2748 | 11 | 0.27475
74391 | 9.3 | 0.8 | 2018-12-31 | 2019-12-31 | 365 | 8.5248 | 8 | 0.52481
74394 | 11.73 | 0.8 | 2018-12-31 | 2019-12-31 | 365 | 10.7523 | 10 | 0.75226
74447 | 11 | 0.8 | 2018-12-31 | 2019-12-31 | 365 | 10.0831 | 10 | 0.08311
74468 | 7.2 | 1 | 2018-12-31 | 2019-12-31 | 365 | 8.2498 | 8 | 0.24982
74448 | 9.01 | 0.8 | 2018-12-31 | 2019-12-31 | 365 | 8.259 | 8 | 0.25898
74508 | 4.41 | 0.8 | 2018-12-31 | 2019-12-31 | 365 | 4.0424 | 4 | 0.042411
74375 | 11.55 | 0.8 | 2018-12-31 | 2019-12-31 | 365 | 10.5873 | 10 | 0.58727
74373 | 14.03 | 0.8 | 2018-12-31 | 2019-12-31 | 365 | 12.8605 | 12 | 0.86055
74529 | 10.395 | 0.8 | 2018-12-31 | 2019-12-31 | 365 | 9.5285 | 9 | 0.52854
74533 | 7.245 | 0.8 | 2018-12-31 | 2019-12-31 | 365 | 6.6411 | 6 | 0.6411
74610 | 82.5 | 0.6 | 2018-12-31 | 2019-12-31 | 365 | 56.7175 | 56 | 0.7175
74665 | 5.1 | 0.8 | 2018-12-31 | 2019-12-31 | 365 | 4.6749 | 4 | 0.6749
73100 | 6.36 | 0.8 | 2018-12-31 | 2019-12-31 | 365 | 5.8299 | 5 | 0.82987
73036 | 11.73 | 0.8 | 2018-12-31 | 2019-12-31 | 365 | 10.7523 | 10 | 0.75226
73400 | 4.59 | 0.8 | 2018-12-31 | 2019-12-31 | 365 | 4.2074 | 4 | 0.20741
73505 | 12.375 | 0.8 | 2018-12-31 | 2019-12-31 | 365 | 11.3435 | 11 | 0.3435
73562 | 10.8 | 0.8 | 2018-12-31 | 2019-12-31 | 365 | 9.8998 | 9 | 0.89978
73365 | 21.3 | 0.8 | 2018-12-31 | 2019-12-31 | 365 | 19.5246 | 19 | 0.52457
73360 | 12.375 | 0.8 | 2018-12-31 | 2019-12-31 | 365 | 11.3435 | 11 | 0.3435
74532 | 6.27 | 0.8 | 2018-12-31 | 2019-12-31 | 365 | 5.7474 | 5 | 0.74737
74710 | 5.5 | 0.8 | 2018-12-31 | 2019-12-31 | 365 | 5.0416 | 5 | 0.041555
74708 | 7.26 | 0.8 | 2018-12-31 | 2019-12-31 | 365 | 6.6549 | 6 | 0.65485
74821 | 7.7 | 0.8 | 2018-12-31 | 2019-12-31 | 365 | 7.0582 | 7 | 0.058177
74719 | 4.675 | 0.8 | 2018-12-31 | 2019-12-31 | 365 | 4.2853 | 4 | 0.28532
74736 | 9.6 | 0.8 | 2018-12-31 | 2019-12-31 | 365 | 8.7998 | 8 | 0.79981
74732 | 8.19 | 0.8 | 2018-12-31 | 2019-12-31 | 365 | 7.5073 | 7 | 0.50733
74952 | 9.35 | 0.8 | 2018-12-31 | 2019-12-31 | 365 | 8.5706 | 8 | 0.57064
75448 | 24.085 | 0.8 | 2018-12-31 | 2019-12-31 | 365 | 22.0774 | 22 | 0.077429
75381 | 8.925 | 0.8 | 2018-12-31 | 2019-12-31 | 365 | 8.1811 | 8 | 0.18107
76117 | 15.435 | 0.8 | 2018-12-31 | 2019-12-31 | 365 | 14.1484 | 14 | 0.14844
76363 | 7.7 | 0.8 | 2018-12-31 | 2019-12-31 | 365 | 7.0582 | 7 | 0.058177
61528 | 326.72 | 0.9 | 2018-12-31 | 2019-12-31 | 365 | 336.9226 | 336 | 0.92255
78230 | 8.48 | 0.8 | 2018-12-31 | 2019-12-31 | 365 | 7.7732 | 7 | 0.77316
78423 | 3 | 1 | 2018-12-31 | 2019-12-31 | 365 | 3.4374 | 3 | 0.43742
70051 | 24.6 | 0.8 | 2018-12-31 | 2019-12-31 | 365 | 22.5495 | 22 | 0.5495
79320 | 14.31 | 0.8 | 2018-12-31 | 2019-12-31 | 365 | 13.1172 | 13 | 0.11721
82935 | 9 | 0.8 | 2018-12-31 | 2019-12-31 | 365 | 8.2498 | 8 | 0.24982
61614 | 7.2 | 1 | 2018-12-31 | 2019-12-31 | 365 | 8.2498 | 8 | 0.24982
86263 | 18.02 | 1 | 2018-12-31 | 2019-12-31 | 365 | 20.6475 | 20 | 0.64746
86567 | 8.25 | 0.8 | 2018-12-31 | 2019-12-31 | 365 | 7.5623 | 7 | 0.56233
1638 | 5.75 | 1 | 2018-12-31 | 2019-12-31 | 365 | 6.5884 | 6 | 0.5884
5632 | 7 | 1 | 2018-12-31 | 2019-12-31 | 365 | 8.0207 | 8 | 0.020656
1335 | 7 | 1 | 2018-12-31 | 2019-12-31 | 365 | 8.0207 | 8 | 0.020656
1911 | 8.745 | 1 | 2018-12-31 | 2019-12-31 | 365 | 10.0201 | 10 | 0.020091
1614 | 8 | 1 | 2018-12-31 | 2019-12-31 | 365 | 9.1665 | 9 | 0.16646
1916 | 5.72 | 1 | 2018-12-31 | 2019-12-31 | 365 | 6.554 | 6 | 0.55402
5095 | 7.425 | 1 | 2018-12-31 | 2019-12-31 | 365 | 8.5076 | 8 | 0.50762
4591 | 8 | 1 | 2018-12-31 | 2019-12-31 | 365 | 9.1665 | 9 | 0.16646
5133 | 5.72 | 1 | 2018-12-31 | 2019-12-31 | 365 | 6.554 | 6 | 0.55402
4736 | 7.8 | 1 | 2018-12-31 | 2019-12-31 | 365 | 8.9373 | 8 | 0.9373
6518 | 6.76 | 1 | 2018-12-31 | 2019-12-31 | 365 | 7.7457 | 7 | 0.74566
9442 | 5.98 | 1 | 2018-12-31 | 2019-12-31 | 365 | 6.8519 | 6 | 0.85193
9441 | 9.9 | 1 | 2018-12-31 | 2019-12-31 | 365 | 11.3435 | 11 | 0.3435
9434 | 5.4 | 1 | 2018-12-31 | 2019-12-31 | 365 | 6.1874 | 6 | 0.18736
9439 | 6.195 | 1 | 2018-12-31 | 2019-12-31 | 365 | 7.0983 | 7 | 0.098281
9437 | 9.995 | 1 | 2018-12-31 | 2019-12-31 | 365 | 11.4524 | 11 | 0.45235
23576 | 4.59 | 1 | 2018-12-31 | 2019-12-31 | 365 | 5.2593 | 5 | 0.25926
5351 | 8 | 1 | 2018-12-31 | 2019-12-31 | 365 | 9.1665 | 9 | 0.16646
5690 | 4.68 | 1 | 2018-12-31 | 2019-12-31 | 365 | 5.3624 | 5 | 0.36238
7933 | 5.2 | 1 | 2018-12-31 | 2019-12-31 | 365 | 5.9582 | 5 | 0.9582
9443 | 5.46 | 1 | 2018-12-31 | 2019-12-31 | 365 | 6.2561 | 6 | 0.25611
11562 | 18.2 | 1 | 2018-12-31 | 2019-12-31 | 365 | 20.8537 | 20 | 0.85371
11650 | 9.98 | 1 | 2018-12-31 | 2019-12-31 | 365 | 11.4352 | 11 | 0.43516
18676 | 9.44 | 1 | 2018-12-31 | 2019-12-31 | 365 | 10.8164 | 10 | 0.81643
12405 | 6.72 | 1 | 2018-12-31 | 2019-12-31 | 365 | 7.6998 | 7 | 0.69983
16655 | 7.375 | 1 | 2018-12-31 | 2019-12-31 | 365 | 8.4503 | 8 | 0.45033
18466 | 10 | 1 | 2018-12-31 | 2019-12-31 | 365 | 11.4581 | 11 | 0.45808
18460 | 10 | 1 | 2018-12-31 | 2019-12-31 | 365 | 11.4581 | 11 | 0.45808
21575 | 9.3 | 1 | 2018-12-31 | 2019-12-31 | 365 | 10.656 | 10 | 0.65601
23501 | 9.92 | 1 | 2018-12-31 | 2019-12-31 | 365 | 11.3664 | 11 | 0.36642
27378 | 12.6 | 1 | 2018-12-31 | 2019-12-31 | 365 | 14.4372 | 14 | 0.43718
34694 | 9.45 | 1 | 2018-12-31 | 2019-12-31 | 365 | 10.8279 | 10 | 0.82789
32365 | 9.92 | 1 | 2018-12-31 | 2019-12-31 | 365 | 11.3664 | 11 | 0.36642
36679 | 9.92 | 1 | 2018-12-31 | 2019-12-31 | 365 | 11.3664 | 11 | 0.36642
32317 | 9.92 | 1 | 2018-12-31 | 2019-12-31 | 365 | 11.3664 | 11 | 0.36642
33046 | 9.92 | 1 | 2018-12-31 | 2019-12-31 | 365 | 11.3664 | 11 | 0.36642
49769 | 9.6 | 1 | 2018-12-31 | 2019-12-31 | 365 | 10.9998 | 10 | 0.99976
53147 | 5.2 | 1 | 2018-12-31 | 2019-12-31 | 365 | 5.9582 | 5 | 0.9582
49933 | 8.64 | 1 | 2018-12-31 | 2019-12-31 | 365 | 9.8998 | 9 | 0.89978
51109 | 3.8 | 1 | 2018-12-31 | 2019-12-31 | 365 | 4.3541 | 4 | 0.35407
54759 | 8.32 | 1 | 2018-12-31 | 2019-12-31 | 365 | 9.5331 | 9 | 0.53312
49764 | 10.24 | 1 | 2018-12-31 | 2019-12-31 | 365 | 11.7331 | 11 | 0.73307
57113 | 7.54 | 1 | 2018-12-31 | 2019-12-31 | 365 | 8.6394 | 8 | 0.63939
57506 | 8.71 | 1 | 2018-12-31 | 2019-12-31 | 365 | 9.98 | 9 | 0.97999
56410 | 12.18 | 1 | 2018-12-31 | 2019-12-31 | 365 | 13.9559 | 13 | 0.95594
57211 | 10.85 | 1 | 2018-12-31 | 2019-12-31 | 365 | 12.432 | 12 | 0.43202
57501 | 7.04 | 1 | 2018-12-31 | 2019-12-31 | 365 | 8.0665 | 8 | 0.066488
55923 | 10.24 | 1 | 2018-12-31 | 2019-12-31 | 365 | 11.7331 | 11 | 0.73307
59216 | 10.995 | 1 | 2018-12-31 | 2019-12-31 | 365 | 12.5982 | 12 | 0.59816
57107 | 8.96 | 1 | 2018-12-31 | 2019-12-31 | 365 | 10.2664 | 10 | 0.26644
65065 | 16.96 | 1 | 2018-12-31 | 2019-12-31 | 365 | 19.4329 | 19 | 0.4329
61500 | 6.03 | 1 | 2018-12-31 | 2019-12-31 | 365 | 6.9092 | 6 | 0.90922
60837 | 10.24 | 1 | 2018-12-31 | 2019-12-31 | 365 | 11.7331 | 11 | 0.73307
65543 | 8.7 | 1 | 2018-12-31 | 2019-12-31 | 365 | 9.9685 | 9 | 0.96853
65545 | 11.14 | 1 | 2018-12-31 | 2019-12-31 | 365 | 12.7643 | 12 | 0.7643
65547 | 11.16 | 1 | 2018-12-31 | 2019-12-31 | 365 | 12.7872 | 12 | 0.78722
65559 | 10.35 | 1 | 2018-12-31 | 2019-12-31 | 365 | 11.8591 | 11 | 0.85911
62314 | 11.52 | 1 | 2018-12-31 | 2019-12-31 | 365 | 13.1997 | 13 | 0.19971
63645 | 14.76 | 1 | 2018-12-31 | 2019-12-31 | 365 | 16.9121 | 16 | 0.91213
66246 | 7.56 | 1 | 2018-12-31 | 2019-12-31 | 365 | 8.6623 | 8 | 0.66231
66249 | 8.16 | 0.8 | 2018-12-31 | 2019-12-31 | 365 | 7.4798 | 7 | 0.47983
66278 | 11.52 | 1 | 2018-12-31 | 2019-12-31 | 365 | 13.1997 | 13 | 0.19971
66370 | 10.5 | 0.8 | 2018-12-31 | 2019-12-31 | 365 | 9.6248 | 9 | 0.62479
67879 | 7.82 | 0.8 | 2018-12-31 | 2019-12-31 | 365 | 7.1682 | 7 | 0.16817
66280 | 9.425 | 1 | 2018-12-31 | 2019-12-31 | 365 | 10.7992 | 10 | 0.79924
66363 | 7.68 | 1 | 2018-12-31 | 2019-12-31 | 365 | 8.7998 | 8 | 0.79981
66285 | 5.52 | 1 | 2018-12-31 | 2019-12-31 | 365 | 6.3249 | 6 | 0.32486
66358 | 7.92 | 1 | 2018-12-31 | 2019-12-31 | 365 | 9.0748 | 9 | 0.074799
66377 | 9.92 | 0.8 | 2018-12-31 | 2019-12-31 | 365 | 9.0931 | 9 | 0.093132
66283 | 4.485 | 1 | 2018-12-31 | 2019-12-31 | 365 | 5.1389 | 5 | 0.13895
66398 | 7.8 | 0.8 | 2018-12-31 | 2019-12-31 | 365 | 7.1498 | 7 | 0.14984
70374 | 10.56 | 0.8 | 2018-12-31 | 2019-12-31 | 365 | 9.6798 | 9 | 0.67979
66282 | 10.8 | 1 | 2018-12-31 | 2019-12-31 | 365 | 12.3747 | 12 | 0.37473
73641 | 11.56 | 0.8 | 2018-12-31 | 2019-12-31 | 365 | 10.5964 | 10 | 0.59643
73645 | 9.66 | 0.8 | 2018-12-31 | 2019-12-31 | 365 | 8.8548 | 8 | 0.8548
73880 | 7.82 | 0.8 | 2018-12-31 | 2019-12-31 | 365 | 7.1682 | 7 | 0.16817
74459 | 5.44 | 0.8 | 2018-12-31 | 2019-12-31 | 365 | 4.9866 | 4 | 0.98656
76274 | 10.92 | 0.8 | 2018-12-31 | 2019-12-31 | 365 | 10.0098 | 10 | 0.0097787
76278 | 9.9 | 0.8 | 2018-12-31 | 2019-12-31 | 365 | 9.0748 | 9 | 0.074799
76484 | 10.88 | 0.8 | 2018-12-31 | 2019-12-31 | 365 | 9.9731 | 9 | 0.97311
79628 | 8.1 | 0.8 | 2018-12-31 | 2019-12-31 | 365 | 7.4248 | 7 | 0.42484
80429 | 4.96 | 0.8 | 2018-12-31 | 2019-12-31 | 365 | 4.5466 | 4 | 0.54657
80447 | 7.5 | 0.8 | 2018-12-31 | 2019-12-31 | 365 | 6.8748 | 6 | 0.87485
80451 | 12 | 0.8 | 2018-12-31 | 2019-12-31 | 365 | 10.9998 | 10 | 0.99976
80229 | 11.9 | 0.8 | 2018-12-31 | 2019-12-31 | 365 | 10.9081 | 10 | 0.90809
80241 | 3.795 | 0.8 | 2018-12-31 | 2019-12-31 | 365 | 3.4787 | 3 | 0.47867
80926 | 9.99 | 0.8 | 2018-12-31 | 2019-12-31 | 365 | 9.1573 | 9 | 0.1573
80933 | 9.1 | 0.8 | 2018-12-31 | 2019-12-31 | 365 | 8.3415 | 8 | 0.34148
80939 | 6.9 | 0.8 | 2018-12-31 | 2019-12-31 | 365 | 6.3249 | 6 | 0.32486
80944 | 10.36 | 0.8 | 2018-12-31 | 2019-12-31 | 365 | 9.4965 | 9 | 0.49646
81856 | 7 | 0.8 | 2018-12-31 | 2019-12-31 | 365 | 6.4165 | 6 | 0.41652
81915 | 8.37 | 0.8 | 2018-12-31 | 2019-12-31 | 365 | 7.6723 | 7 | 0.67233
83494 | 11.84 | 0.8 | 2018-12-31 | 2019-12-31 | 365 | 10.8531 | 10 | 0.85309
83760 | 13.33 | 0.8 | 2018-12-31 | 2019-12-31 | 365 | 12.2189 | 12 | 0.2189
84060 | 26.6 | 0.6 | 2018-12-31 | 2019-12-31 | 365 | 18.2871 | 18 | 0.2871
84346 | 8.4 | 0.8 | 2018-12-31 | 2019-12-31 | 365 | 7.6998 | 7 | 0.69983
82689 | 19.365 | 0.8 | 2018-12-31 | 2019-12-31 | 365 | 17.7509 | 17 | 0.75086
87533 | 10.8 | 0.8 | 2018-12-31 | 2019-12-31 | 365 | 9.8998 | 9 | 0.89978
89106 | 7.75 | 0.8 | 2018-12-31 | 2019-12-31 | 365 | 7.104 | 7 | 0.10401
91397 | 11.47 | 0.8 | 2018-12-31 | 2019-12-31 | 365 | 10.5139 | 10 | 0.51393
92215 | 10.8 | 1 | 2018-12-31 | 2019-12-31 | 365 | 12.3747 | 12 | 0.37473
877 | 9.156 | 1 | 2018-12-31 | 2019-12-31 | 365 | 10.491 | 10 | 0.49102
3474 | 2.943 | 1 | 2018-12-31 | 2019-12-31 | 365 | 3.3721 | 3 | 0.37211
3477 | 7.194 | 1 | 2018-12-31 | 2019-12-31 | 365 | 8.2429 | 8 | 0.24294
878 | 10.464 | 1 | 2018-12-31 | 2019-12-31 | 365 | 11.9897 | 11 | 0.98973
879 | 11.772 | 1 | 2018-12-31 | 2019-12-31 | 365 | 13.4885 | 13 | 0.48845
880 | 10.725 | 1 | 2018-12-31 | 2019-12-31 | 365 | 12.2888 | 12 | 0.28879
672 | 14.715 | 1 | 2018-12-31 | 2019-12-31 | 365 | 16.8606 | 16 | 0.86056
4065 | 9.075 | 1 | 2018-12-31 | 2019-12-31 | 365 | 10.3982 | 10 | 0.39821
883 | 11.04 | 1 | 2018-12-31 | 2019-12-31 | 365 | 12.6497 | 12 | 0.64972
884 | 5.886 | 1 | 2018-12-31 | 2019-12-31 | 365 | 6.7442 | 6 | 0.74423
882 | 12.099 | 1 | 2018-12-31 | 2019-12-31 | 365 | 13.8631 | 13 | 0.86313
881 | 6.54 | 1 | 2018-12-31 | 2019-12-31 | 365 | 7.4936 | 7 | 0.49358
3471 | 10.791 | 1 | 2018-12-31 | 2019-12-31 | 365 | 12.3644 | 12 | 0.36441
3472 | 4.251 | 1 | 2018-12-31 | 2019-12-31 | 365 | 4.8708 | 4 | 0.87083
1667 | 5.886 | 1 | 2018-12-31 | 2019-12-31 | 365 | 6.7442 | 6 | 0.74423
1674 | 4.75 | 1 | 2018-12-31 | 2019-12-31 | 365 | 5.4426 | 5 | 0.44259
3467 | 9.483 | 1 | 2018-12-31 | 2019-12-31 | 365 | 10.8657 | 10 | 0.8657
16661 | 3.25 | 1 | 2018-12-31 | 2019-12-31 | 365 | 3.7239 | 3 | 0.72388
3473 | 7.848 | 1 | 2018-12-31 | 2019-12-31 | 365 | 8.9923 | 8 | 0.9923
3476 | 5.639 | 1 | 2018-12-31 | 2019-12-31 | 365 | 6.4612 | 6 | 0.46121
3475 | 6.54 | 1 | 2018-12-31 | 2019-12-31 | 365 | 7.4936 | 7 | 0.49358
4938 | 11.772 | 1 | 2018-12-31 | 2019-12-31 | 365 | 13.4885 | 13 | 0.48845
6639 | 12.099 | 1 | 2018-12-31 | 2019-12-31 | 365 | 13.8631 | 13 | 0.86313
6640 | 10.464 | 1 | 2018-12-31 | 2019-12-31 | 365 | 11.9897 | 11 | 0.98973
6636 | 14.061 | 1 | 2018-12-31 | 2019-12-31 | 365 | 16.1112 | 16 | 0.11121
6635 | 12.6 | 1 | 2018-12-31 | 2019-12-31 | 365 | 14.4372 | 14 | 0.43718
6642 | 6.54 | 1 | 2018-12-31 | 2019-12-31 | 365 | 7.4936 | 7 | 0.49358
6637 | 8.502 | 1 | 2018-12-31 | 2019-12-31 | 365 | 9.7417 | 9 | 0.74166
6643 | 13.08 | 1 | 2018-12-31 | 2019-12-31 | 365 | 14.9872 | 14 | 0.98717
6638 | 11.772 | 1 | 2018-12-31 | 2019-12-31 | 365 | 13.4885 | 13 | 0.48845
6641 | 6.54 | 1 | 2018-12-31 | 2019-12-31 | 365 | 7.4936 | 7 | 0.49358
9831 | 3.57 | 1 | 2018-12-31 | 2019-12-31 | 365 | 4.0905 | 4 | 0.090535
11483 | 13.44 | 1 | 2018-12-31 | 2019-12-31 | 365 | 15.3997 | 15 | 0.39966
11485 | 8.829 | 1 | 2018-12-31 | 2019-12-31 | 365 | 10.1163 | 10 | 0.11634
12404 | 5.886 | 1 | 2018-12-31 | 2019-12-31 | 365 | 6.7442 | 6 | 0.74423
11484 | 9.156 | 1 | 2018-12-31 | 2019-12-31 | 365 | 10.491 | 10 | 0.49102
11488 | 6.7 | 1 | 2018-12-31 | 2019-12-31 | 365 | 7.6769 | 7 | 0.67691
11487 | 12.395 | 1 | 2018-12-31 | 2019-12-31 | 365 | 14.2023 | 14 | 0.20229
11486 | 12.753 | 1 | 2018-12-31 | 2019-12-31 | 365 | 14.6125 | 14 | 0.61249
12403 | 12.099 | 1 | 2018-12-31 | 2019-12-31 | 365 | 13.8631 | 13 | 0.86313
12402 | 9.156 | 1 | 2018-12-31 | 2019-12-31 | 365 | 10.491 | 10 | 0.49102
12406 | 9.315 | 1 | 2018-12-31 | 2019-12-31 | 365 | 10.6732 | 10 | 0.6732
12401 | 7.521 | 1 | 2018-12-31 | 2019-12-31 | 365 | 8.6176 | 8 | 0.61762
4846 | 73.255 | 0.9 | 2018-12-31 | 2019-12-31 | 365 | 75.5425 | 75 | 0.54255
15354 | 11.118 | 1 | 2018-12-31 | 2019-12-31 | 365 | 12.7391 | 12 | 0.73909
15353 | 8.829 | 1 | 2018-12-31 | 2019-12-31 | 365 | 10.1163 | 10 | 0.11634
6644 | 20.601 | 1 | 2018-12-31 | 2019-12-31 | 365 | 23.6048 | 23 | 0.60479
11540 | 3 | 1 | 2018-12-31 | 2019-12-31 | 365 | 3.4374 | 3 | 0.43742
11496 | 9.81 | 1 | 2018-12-31 | 2019-12-31 | 365 | 11.2404 | 11 | 0.24038
12390 | 16.677 | 1 | 2018-12-31 | 2019-12-31 | 365 | 19.1086 | 19 | 0.10864
15357 | 12.42 | 1 | 2018-12-31 | 2019-12-31 | 365 | 14.2309 | 14 | 0.23094
12408 | 6.867 | 1 | 2018-12-31 | 2019-12-31 | 365 | 7.8683 | 7 | 0.86826
15356 | 18.639 | 1 | 2018-12-31 | 2019-12-31 | 365 | 21.3567 | 21 | 0.35672
19932 | 5.886 | 1 | 2018-12-31 | 2019-12-31 | 365 | 6.7442 | 6 | 0.74423
19926 | 5.886 | 1 | 2018-12-31 | 2019-12-31 | 365 | 6.7442 | 6 | 0.74423
19899 | 16.75 | 1 | 2018-12-31 | 2019-12-31 | 365 | 19.1923 | 19 | 0.19228
21099 | 6.9 | 1 | 2018-12-31 | 2019-12-31 | 365 | 7.9061 | 7 | 0.90608
23902 | 3.38 | 1 | 2018-12-31 | 2019-12-31 | 365 | 3.8728 | 3 | 0.87283
21922 | 10 | 1 | 2018-12-31 | 2019-12-31 | 365 | 11.4581 | 11 | 0.45808
21091 | 11 | 1 | 2018-12-31 | 2019-12-31 | 365 | 12.6039 | 12 | 0.60389
23533 | 5.5 | 1 | 2018-12-31 | 2019-12-31 | 365 | 6.3019 | 6 | 0.30194
23888 | 9 | 1 | 2018-12-31 | 2019-12-31 | 365 | 10.3123 | 10 | 0.31227
23891 | 9 | 1 | 2018-12-31 | 2019-12-31 | 365 | 10.3123 | 10 | 0.31227
23423 | 6.5 | 1 | 2018-12-31 | 2019-12-31 | 365 | 7.4478 | 7 | 0.44775
24450 | 9 | 1 | 2018-12-31 | 2019-12-31 | 365 | 10.3123 | 10 | 0.31227
26516 | 9 | 1 | 2018-12-31 | 2019-12-31 | 365 | 10.3123 | 10 | 0.31227
26459 | 14.835 | 1 | 2018-12-31 | 2019-12-31 | 365 | 16.9981 | 16 | 0.99806
26498 | 10.5 | 1 | 2018-12-31 | 2019-12-31 | 365 | 12.031 | 12 | 0.030984
26526 | 7 | 1 | 2018-12-31 | 2019-12-31 | 365 | 8.0207 | 8 | 0.020656
21104 | 10 | 1 | 2018-12-31 | 2019-12-31 | 365 | 11.4581 | 11 | 0.45808
26485 | 9.75 | 1 | 2018-12-31 | 2019-12-31 | 365 | 11.1716 | 11 | 0.17163
27001 | 7 | 1 | 2018-12-31 | 2019-12-31 | 365 | 8.0207 | 8 | 0.020656
35748 | 14.388 | 1 | 2018-12-31 | 2019-12-31 | 365 | 16.4859 | 16 | 0.48589
35742 | 5.25 | 1 | 2018-12-31 | 2019-12-31 | 365 | 6.0155 | 6 | 0.015492
35752 | 9.75 | 1 | 2018-12-31 | 2019-12-31 | 365 | 11.1716 | 11 | 0.17163
35773 | 5 | 1 | 2018-12-31 | 2019-12-31 | 365 | 5.729 | 5 | 0.72904
35781 | 15.95 | 1 | 2018-12-31 | 2019-12-31 | 365 | 18.2756 | 18 | 0.27564
35762 | 15 | 1 | 2018-12-31 | 2019-12-31 | 365 | 17.1871 | 17 | 0.18712
35784 | 15.95 | 1 | 2018-12-31 | 2019-12-31 | 365 | 18.2756 | 18 | 0.27564
35743 | 5.75 | 1 | 2018-12-31 | 2019-12-31 | 365 | 6.5884 | 6 | 0.5884
35750 | 22 | 1 | 2018-12-31 | 2019-12-31 | 365 | 25.2078 | 25 | 0.20778
35747 | 9 | 1 | 2018-12-31 | 2019-12-31 | 365 | 10.3123 | 10 | 0.31227
35739 | 22 | 1 | 2018-12-31 | 2019-12-31 | 365 | 25.2078 | 25 | 0.20778
35735 | 18.425 | 1 | 2018-12-31 | 2019-12-31 | 365 | 21.1115 | 21 | 0.11151
35741 | 12 | 1 | 2018-12-31 | 2019-12-31 | 365 | 13.7497 | 13 | 0.7497
27254 | 24.77 | 1 | 2018-12-31 | 2019-12-31 | 365 | 28.3817 | 28 | 0.38166
36923 | 7.54 | 1 | 2018-12-31 | 2019-12-31 | 365 | 8.6394 | 8 | 0.63939
52814 | 32.25 | 0.9 | 2018-12-31 | 2019-12-31 | 365 | 33.2571 | 33 | 0.25708
35758 | 9.25 | 1 | 2018-12-31 | 2019-12-31 | 365 | 10.5987 | 10 | 0.59872
35761 | 10 | 1 | 2018-12-31 | 2019-12-31 | 365 | 11.4581 | 11 | 0.45808
35765 | 10.14 | 1 | 2018-12-31 | 2019-12-31 | 365 | 11.6185 | 11 | 0.61849
35757 | 14.271 | 1 | 2018-12-31 | 2019-12-31 | 365 | 16.3518 | 16 | 0.35183
35756 | 14 | 1 | 2018-12-31 | 2019-12-31 | 365 | 16.0413 | 16 | 0.041312
35753 | 11 | 1 | 2018-12-31 | 2019-12-31 | 365 | 12.6039 | 12 | 0.60389
35838 | 8.829 | 1 | 2018-12-31 | 2019-12-31 | 365 | 10.1163 | 10 | 0.11634
35760 | 9.156 | 1 | 2018-12-31 | 2019-12-31 | 365 | 10.491 | 10 | 0.49102
35771 | 8.25 | 1 | 2018-12-31 | 2019-12-31 | 365 | 9.4529 | 9 | 0.45292
35737 | 7.5 | 1 | 2018-12-31 | 2019-12-31 | 365 | 8.5936 | 8 | 0.59356
41596 | 15.696 | 1 | 2018-12-31 | 2019-12-31 | 365 | 17.9846 | 17 | 0.9846
44549 | 9.25 | 1 | 2018-12-31 | 2019-12-31 | 365 | 10.5987 | 10 | 0.59872
35775 | 6 | 1 | 2018-12-31 | 2019-12-31 | 365 | 6.8748 | 6 | 0.87485
35774 | 9.25 | 1 | 2018-12-31 | 2019-12-31 | 365 | 10.5987 | 10 | 0.59872
35842 | 10.137 | 1 | 2018-12-31 | 2019-12-31 | 365 | 11.6151 | 11 | 0.61506
37291 | 25 | 1 | 2018-12-31 | 2019-12-31 | 365 | 28.6452 | 28 | 0.6452
51974 | 7 | 1 | 2018-12-31 | 2019-12-31 | 365 | 8.0207 | 8 | 0.020656
47272 | 9.75 | 1 | 2018-12-31 | 2019-12-31 | 365 | 11.1716 | 11 | 0.17163
35839 | 10.75 | 1 | 2018-12-31 | 2019-12-31 | 365 | 12.3174 | 12 | 0.31744
42413 | 9.41 | 1 | 2018-12-31 | 2019-12-31 | 365 | 10.7821 | 10 | 0.78205
48966 | 10.5 | 1 | 2018-12-31 | 2019-12-31 | 365 | 12.031 | 12 | 0.030984
35768 | 18.966 | 1 | 2018-12-31 | 2019-12-31 | 365 | 21.7314 | 21 | 0.73139
47574 | 5.25 | 1 | 2018-12-31 | 2019-12-31 | 365 | 6.0155 | 6 | 0.015492
45245 | 6 | 1 | 2018-12-31 | 2019-12-31 | 365 | 6.8748 | 6 | 0.87485
47793 | 8.75 | 1 | 2018-12-31 | 2019-12-31 | 365 | 10.0258 | 10 | 0.02582
35848 | 14.07 | 1 | 2018-12-31 | 2019-12-31 | 365 | 16.1215 | 16 | 0.12152
37270 | 14.388 | 1 | 2018-12-31 | 2019-12-31 | 365 | 16.4859 | 16 | 0.48589
48045 | 5 | 1 | 2018-12-31 | 2019-12-31 | 365 | 5.729 | 5 | 0.72904
50177 | 6.9 | 1 | 2018-12-31 | 2019-12-31 | 365 | 7.9061 | 7 | 0.90608
48026 | 6 | 1 | 2018-12-31 | 2019-12-31 | 365 | 6.8748 | 6 | 0.87485
53263 | 10.464 | 1 | 2018-12-31 | 2019-12-31 | 365 | 11.9897 | 11 | 0.98973
58833 | 9.6 | 1 | 2018-12-31 | 2019-12-31 | 365 | 10.9998 | 10 | 0.99976
47731 | 5 | 1 | 2018-12-31 | 2019-12-31 | 365 | 5.729 | 5 | 0.72904
47582 | 10.137 | 1 | 2018-12-31 | 2019-12-31 | 365 | 11.6151 | 11 | 0.61506
48976 | 13.08 | 1 | 2018-12-31 | 2019-12-31 | 365 | 14.9872 | 14 | 0.98717
54144 | 13.08 | 1 | 2018-12-31 | 2019-12-31 | 365 | 14.9872 | 14 | 0.98717
58622 | 12.753 | 1 | 2018-12-31 | 2019-12-31 | 365 | 14.6125 | 14 | 0.61249
58620 | 11.04 | 1 | 2018-12-31 | 2019-12-31 | 365 | 12.6497 | 12 | 0.64972
52902 | 6.9 | 1 | 2018-12-31 | 2019-12-31 | 365 | 7.9061 | 7 | 0.90608
54514 | 182.865 | 0.9 | 2018-12-31 | 2019-12-31 | 365 | 188.5754 | 188 | 0.57536
54512 | 234.58 | 0.9 | 2018-12-31 | 2019-12-31 | 365 | 241.9053 | 241 | 0.90528
62072 | 6.625 | 1 | 2018-12-31 | 2019-12-31 | 365 | 7.591 | 7 | 0.59098
42344 | 9 | 1 | 2018-12-31 | 2019-12-31 | 365 | 10.3123 | 10 | 0.31227
45068 | 9 | 1 | 2018-12-31 | 2019-12-31 | 365 | 10.3123 | 10 | 0.31227
35801 | 30.45 | 0.9 | 2018-12-31 | 2019-12-31 | 365 | 31.4009 | 31 | 0.40087
43249 | 384.8 | 0.9 | 2018-12-31 | 2019-12-31 | 365 | 396.8162 | 396 | 0.81623
65154 | 13.08 | 1 | 2018-12-31 | 2019-12-31 | 365 | 14.9872 | 14 | 0.98717
58635 | 9.315 | 1 | 2018-12-31 | 2019-12-31 | 365 | 10.6732 | 10 | 0.6732
53954 | 64.89 | 0.9 | 2018-12-31 | 2019-12-31 | 365 | 66.9163 | 66 | 0.91633
62154 | 14.061 | 1 | 2018-12-31 | 2019-12-31 | 365 | 16.1112 | 16 | 0.11121
45091 | 34.8 | 0.9 | 2018-12-31 | 2019-12-31 | 365 | 35.8867 | 35 | 0.88671
66586 | 11.772 | 0.8 | 2018-12-31 | 2019-12-31 | 365 | 10.7908 | 10 | 0.79076
68856 | 9.81 | 0.8 | 2018-12-31 | 2019-12-31 | 365 | 8.9923 | 8 | 0.9923
68871 | 8.12 | 0.8 | 2018-12-31 | 2019-12-31 | 365 | 7.4432 | 7 | 0.44317
73136 | 6.08 | 0.8 | 2018-12-31 | 2019-12-31 | 365 | 5.5732 | 5 | 0.57321
68862 | 10.08 | 0.8 | 2018-12-31 | 2019-12-31 | 365 | 9.2398 | 9 | 0.2398
68869 | 9.9 | 0.8 | 2018-12-31 | 2019-12-31 | 365 | 9.0748 | 9 | 0.074799
73145 | 2.75 | 0.8 | 2018-12-31 | 2019-12-31 | 365 | 2.5208 | 2 | 0.52078
66585 | 25 | 0.8 | 2018-12-31 | 2019-12-31 | 365 | 22.9162 | 22 | 0.91616
58636 | 10.35 | 0.8 | 2018-12-31 | 2019-12-31 | 365 | 9.4873 | 9 | 0.48729
59880 | 6.54 | 0.8 | 2018-12-31 | 2019-12-31 | 365 | 5.9949 | 5 | 0.99487
76731 | 8.1 | 0.8 | 2018-12-31 | 2019-12-31 | 365 | 7.4248 | 7 | 0.42484
76732 | 9.715 | 0.8 | 2018-12-31 | 2019-12-31 | 365 | 8.9052 | 8 | 0.90522
76751 | 16.35 | 0.8 | 2018-12-31 | 2019-12-31 | 365 | 14.9872 | 14 | 0.98717
76754 | 9.81 | 0.8 | 2018-12-31 | 2019-12-31 | 365 | 8.9923 | 8 | 0.9923
76756 | 10.137 | 0.8 | 2018-12-31 | 2019-12-31 | 365 | 9.292 | 9 | 0.29204
76757 | 13.455 | 0.8 | 2018-12-31 | 2019-12-31 | 365 | 12.3335 | 12 | 0.33348
76755 | 16.023 | 0.8 | 2018-12-31 | 2019-12-31 | 365 | 14.6874 | 14 | 0.68743
76758 | 8.71 | 0.8 | 2018-12-31 | 2019-12-31 | 365 | 7.984 | 7 | 0.98399
76761 | 7.2 | 0.8 | 2018-12-31 | 2019-12-31 | 365 | 6.5999 | 6 | 0.59985
76752 | 5.232 | 0.8 | 2018-12-31 | 2019-12-31 | 365 | 4.7959 | 4 | 0.79589
76759 | 14.388 | 0.8 | 2018-12-31 | 2019-12-31 | 365 | 13.1887 | 13 | 0.18871
76768 | 7.848 | 0.8 | 2018-12-31 | 2019-12-31 | 365 | 7.1938 | 7 | 0.19384
76771 | 9.715 | 0.8 | 2018-12-31 | 2019-12-31 | 365 | 8.9052 | 8 | 0.90522
80056 | 7.521 | 0.8 | 2018-12-31 | 2019-12-31 | 365 | 6.8941 | 6 | 0.8941
80058 | 13.08 | 0.8 | 2018-12-31 | 2019-12-31 | 365 | 11.9897 | 11 | 0.98973
80060 | 10.464 | 0.8 | 2018-12-31 | 2019-12-31 | 365 | 9.5918 | 9 | 0.59179
80061 | 7.194 | 0.8 | 2018-12-31 | 2019-12-31 | 365 | 6.5944 | 6 | 0.59435
80065 | 5.76 | 0.8 | 2018-12-31 | 2019-12-31 | 365 | 5.2799 | 5 | 0.27988
80066 | 5.232 | 0.8 | 2018-12-31 | 2019-12-31 | 365 | 4.7959 | 4 | 0.79589
80062 | 7.194 | 0.8 | 2018-12-31 | 2019-12-31 | 365 | 6.5944 | 6 | 0.59435
76769 | 10.464 | 0.8 | 2018-12-31 | 2019-12-31 | 365 | 9.5918 | 9 | 0.59179
76765 | 8.829 | 0.8 | 2018-12-31 | 2019-12-31 | 365 | 8.0931 | 8 | 0.093071
76766 | 9.156 | 0.8 | 2018-12-31 | 2019-12-31 | 365 | 8.3928 | 8 | 0.39281
76763 | 7.92 | 0.8 | 2018-12-31 | 2019-12-31 | 365 | 7.2598 | 7 | 0.25984
80064 | 10.137 | 0.8 | 2018-12-31 | 2019-12-31 | 365 | 9.292 | 9 | 0.29204
76764 | 5.886 | 0.8 | 2018-12-31 | 2019-12-31 | 365 | 5.3954 | 5 | 0.39538
80121 | 11.52 | 0.8 | 2018-12-31 | 2019-12-31 | 365 | 10.5598 | 10 | 0.55977
76762 | 20.88 | 0.8 | 2018-12-31 | 2019-12-31 | 365 | 19.1396 | 19 | 0.13958
80067 | 6.12 | 0.8 | 2018-12-31 | 2019-12-31 | 365 | 5.6099 | 5 | 0.60988
80059 | 14.061 | 0.8 | 2018-12-31 | 2019-12-31 | 365 | 12.889 | 12 | 0.88897
80057 | 13.08 | 0.8 | 2018-12-31 | 2019-12-31 | 365 | 11.9897 | 11 | 0.98973
80514 | 7.8 | 0.8 | 2018-12-31 | 2019-12-31 | 365 | 7.1498 | 7 | 0.14984
49776 | 13.08 | 0.8 | 2018-12-31 | 2019-12-31 | 365 | 11.9897 | 11 | 0.98973
82930 | 13.407 | 0.8 | 2018-12-31 | 2019-12-31 | 365 | 12.2895 | 12 | 0.28948
82934 | 9.81 | 0.8 | 2018-12-31 | 2019-12-31 | 365 | 8.9923 | 8 | 0.9923
82940 | 10.791 | 0.8 | 2018-12-31 | 2019-12-31 | 365 | 9.8915 | 9 | 0.89153
82968 | 8.175 | 0.8 | 2018-12-31 | 2019-12-31 | 365 | 7.4936 | 7 | 0.49358
82969 | 8.04 | 0.8 | 2018-12-31 | 2019-12-31 | 365 | 7.3698 | 7 | 0.36984
82970 | 7.194 | 0.8 | 2018-12-31 | 2019-12-31 | 365 | 6.5944 | 6 | 0.59435
82971 | 12.6 | 0.8 | 2018-12-31 | 2019-12-31 | 365 | 11.5497 | 11 | 0.54974
82972 | 7.194 | 0.8 | 2018-12-31 | 2019-12-31 | 365 | 6.5944 | 6 | 0.59435
82973 | 7.56 | 0.8 | 2018-12-31 | 2019-12-31 | 365 | 6.9298 | 6 | 0.92985
82974 | 10.05 | 0.8 | 2018-12-31 | 2019-12-31 | 365 | 9.2123 | 9 | 0.2123
82975 | 8.502 | 0.8 | 2018-12-31 | 2019-12-31 | 365 | 7.7933 | 7 | 0.79333
82976 | 10.137 | 0.8 | 2018-12-31 | 2019-12-31 | 365 | 9.292 | 9 | 0.29204
82979 | 11.445 | 0.8 | 2018-12-31 | 2019-12-31 | 365 | 10.491 | 10 | 0.49102
82997 | 9.81 | 0.8 | 2018-12-31 | 2019-12-31 | 365 | 8.9923 | 8 | 0.9923
83007 | 10.08 | 0.8 | 2018-12-31 | 2019-12-31 | 365 | 9.2398 | 9 | 0.2398
83010 | 8.502 | 0.8 | 2018-12-31 | 2019-12-31 | 365 | 7.7933 | 7 | 0.79333
83038 | 3.924 | 0.8 | 2018-12-31 | 2019-12-31 | 365 | 3.5969 | 3 | 0.59692
83039 | 11.16 | 0.8 | 2018-12-31 | 2019-12-31 | 365 | 10.2298 | 10 | 0.22977
82977 | 6.867 | 0.8 | 2018-12-31 | 2019-12-31 | 365 | 6.2946 | 6 | 0.29461
80529 | 24.6 | 0.8 | 2018-12-31 | 2019-12-31 | 365 | 22.5495 | 22 | 0.5495
82948 | 10.385 | 0.8 | 2018-12-31 | 2019-12-31 | 365 | 9.5194 | 9 | 0.51937
83766 | 13.734 | 0.8 | 2018-12-31 | 2019-12-31 | 365 | 12.5892 | 12 | 0.58922
82952 | 12.96 | 0.8 | 2018-12-31 | 2019-12-31 | 365 | 11.8797 | 11 | 0.87974
83770 | 15.37 | 0.8 | 2018-12-31 | 2019-12-31 | 365 | 14.0889 | 14 | 0.088855
84008 | 14.715 | 0.8 | 2018-12-31 | 2019-12-31 | 365 | 13.4885 | 13 | 0.48845
84497 | 6.867 | 0.8 | 2018-12-31 | 2019-12-31 | 365 | 6.2946 | 6 | 0.29461
84494 | 10.137 | 0.8 | 2018-12-31 | 2019-12-31 | 365 | 9.292 | 9 | 0.29204
84503 | 6.54 | 0.8 | 2018-12-31 | 2019-12-31 | 365 | 5.9949 | 5 | 0.99487
84500 | 6.48 | 0.8 | 2018-12-31 | 2019-12-31 | 365 | 5.9399 | 5 | 0.93987
84518 | 9.81 | 0.8 | 2018-12-31 | 2019-12-31 | 365 | 8.9923 | 8 | 0.9923
84495 | 9.156 | 0.8 | 2018-12-31 | 2019-12-31 | 365 | 8.3928 | 8 | 0.39281
84504 | 10.137 | 0.8 | 2018-12-31 | 2019-12-31 | 365 | 9.292 | 9 | 0.29204
84490 | 8.502 | 0.8 | 2018-12-31 | 2019-12-31 | 365 | 7.7933 | 7 | 0.79333
84498 | 10.137 | 0.8 | 2018-12-31 | 2019-12-31 | 365 | 9.292 | 9 | 0.29204
84519 | 11.254 | 0.8 | 2018-12-31 | 2019-12-31 | 365 | 10.3159 | 10 | 0.31594
84520 | 5.886 | 0.8 | 2018-12-31 | 2019-12-31 | 365 | 5.3954 | 5 | 0.39538
84521 | 24.2 | 0.8 | 2018-12-31 | 2019-12-31 | 365 | 22.1828 | 22 | 0.18284
84501 | 13.734 | 0.8 | 2018-12-31 | 2019-12-31 | 365 | 12.5892 | 12 | 0.58922
84516 | 8.75 | 0.8 | 2018-12-31 | 2019-12-31 | 365 | 8.0207 | 8 | 0.020656
84522 | 6.7 | 0.8 | 2018-12-31 | 2019-12-31 | 365 | 6.1415 | 6 | 0.14153
84526 | 9.81 | 0.8 | 2018-12-31 | 2019-12-31 | 365 | 8.9923 | 8 | 0.9923
84517 | 10.5 | 0.8 | 2018-12-31 | 2019-12-31 | 365 | 9.6248 | 9 | 0.62479
85580 | 10.137 | 0.8 | 2018-12-31 | 2019-12-31 | 365 | 9.292 | 9 | 0.29204
85578 | 9.986 | 0.8 | 2018-12-31 | 2019-12-31 | 365 | 9.1536 | 9 | 0.15363
85574 | 11.8 | 0.8 | 2018-12-31 | 2019-12-31 | 365 | 10.8164 | 10 | 0.81643
85571 | 7 | 0.8 | 2018-12-31 | 2019-12-31 | 365 | 6.4165 | 6 | 0.41652
85561 | 12.395 | 0.8 | 2018-12-31 | 2019-12-31 | 365 | 11.3618 | 11 | 0.36183
85559 | 8.175 | 0.8 | 2018-12-31 | 2019-12-31 | 365 | 7.4936 | 7 | 0.49358
85575 | 9.81 | 0.8 | 2018-12-31 | 2019-12-31 | 365 | 8.9923 | 8 | 0.9923
86246 | 10.137 | 0.8 | 2018-12-31 | 2019-12-31 | 365 | 9.292 | 9 | 0.29204
85560 | 7.194 | 0.8 | 2018-12-31 | 2019-12-31 | 365 | 6.5944 | 6 | 0.59435
86366 | 11.772 | 0.8 | 2018-12-31 | 2019-12-31 | 365 | 10.7908 | 10 | 0.79076
85558 | 9.483 | 0.8 | 2018-12-31 | 2019-12-31 | 365 | 8.6926 | 8 | 0.69256
85564 | 10.05 | 0.8 | 2018-12-31 | 2019-12-31 | 365 | 9.2123 | 9 | 0.2123
86413 | 10.137 | 0.8 | 2018-12-31 | 2019-12-31 | 365 | 9.292 | 9 | 0.29204
86904 | 10.137 | 0.8 | 2018-12-31 | 2019-12-31 | 365 | 9.292 | 9 | 0.29204
86960 | 5.886 | 0.8 | 2018-12-31 | 2019-12-31 | 365 | 5.3954 | 5 | 0.39538
86999 | 9.156 | 0.8 | 2018-12-31 | 2019-12-31 | 365 | 8.3928 | 8 | 0.39281
86907 | 6.213 | 0.8 | 2018-12-31 | 2019-12-31 | 365 | 5.6951 | 5 | 0.69512
85563 | 7.194 | 0.8 | 2018-12-31 | 2019-12-31 | 365 | 6.5944 | 6 | 0.59435
87133 | 10.15 | 0.8 | 2018-12-31 | 2019-12-31 | 365 | 9.304 | 9 | 0.30396
87134 | 11.445 | 0.8 | 2018-12-31 | 2019-12-31 | 365 | 10.491 | 10 | 0.49102
88116 | 8.64 | 0.8 | 2018-12-31 | 2019-12-31 | 365 | 7.9198 | 7 | 0.91982
86151 | 9.81 | 0.8 | 2018-12-31 | 2019-12-31 | 365 | 8.9923 | 8 | 0.9923
87004 | 8.58 | 0.8 | 2018-12-31 | 2019-12-31 | 365 | 7.8648 | 7 | 0.86483
88031 | 10.137 | 0.8 | 2018-12-31 | 2019-12-31 | 365 | 9.292 | 9 | 0.29204
87135 | 13.734 | 0.8 | 2018-12-31 | 2019-12-31 | 365 | 12.5892 | 12 | 0.58922
88100 | 6.54 | 0.8 | 2018-12-31 | 2019-12-31 | 365 | 5.9949 | 5 | 0.99487
88106 | 12.48 | 0.8 | 2018-12-31 | 2019-12-31 | 365 | 11.4397 | 11 | 0.43975
88114 | 6.54 | 0.8 | 2018-12-31 | 2019-12-31 | 365 | 5.9949 | 5 | 0.99487
88209 | 3.924 | 0.8 | 2018-12-31 | 2019-12-31 | 365 | 3.5969 | 3 | 0.59692
88104 | 12.16 | 0.8 | 2018-12-31 | 2019-12-31 | 365 | 11.1464 | 11 | 0.14642
88109 | 9.81 | 0.8 | 2018-12-31 | 2019-12-31 | 365 | 8.9923 | 8 | 0.9923
88121 | 10.137 | 0.8 | 2018-12-31 | 2019-12-31 | 365 | 9.292 | 9 | 0.29204
88125 | 7.194 | 0.8 | 2018-12-31 | 2019-12-31 | 365 | 6.5944 | 6 | 0.59435
88126 | 6.54 | 0.8 | 2018-12-31 | 2019-12-31 | 365 | 5.9949 | 5 | 0.99487
88034 | 12.426 | 0.8 | 2018-12-31 | 2019-12-31 | 365 | 11.3902 | 11 | 0.39025
88101 | 5.886 | 0.8 | 2018-12-31 | 2019-12-31 | 365 | 5.3954 | 5 | 0.39538
88032 | 17.985 | 0.8 | 2018-12-31 | 2019-12-31 | 365 | 16.4859 | 16 | 0.48589
89694 | 9.81 | 0.8 | 2018-12-31 | 2019-12-31 | 365 | 8.9923 | 8 | 0.9923
90076 | 4.578 | 0.8 | 2018-12-31 | 2019-12-31 | 365 | 4.1964 | 4 | 0.19641
90088 | 14.061 | 0.8 | 2018-12-31 | 2019-12-31 | 365 | 12.889 | 12 | 0.88897
90082 | 10.85 | 0.8 | 2018-12-31 | 2019-12-31 | 365 | 9.9456 | 9 | 0.94561
90077 | 9.156 | 0.8 | 2018-12-31 | 2019-12-31 | 365 | 8.3928 | 8 | 0.39281
89975 | 6.867 | 0.8 | 2018-12-31 | 2019-12-31 | 365 | 6.2946 | 6 | 0.29461
90075 | 4.578 | 0.8 | 2018-12-31 | 2019-12-31 | 365 | 4.1964 | 4 | 0.19641
88033 | 8.04 | 0.8 | 2018-12-31 | 2019-12-31 | 365 | 7.3698 | 7 | 0.36984
90079 | 10.137 | 0.8 | 2018-12-31 | 2019-12-31 | 365 | 9.292 | 9 | 0.29204
90080 | 8.58 | 0.8 | 2018-12-31 | 2019-12-31 | 365 | 7.8648 | 7 | 0.86483
90271 | 3.575 | 0.8 | 2018-12-31 | 2019-12-31 | 365 | 3.277 | 3 | 0.27701
88111 | 12.426 | 0.8 | 2018-12-31 | 2019-12-31 | 365 | 11.3902 | 11 | 0.39025
1019 | 17.08 | 1 | 2018-12-31 | 2019-12-31 | 365 | 19.5704 | 19 | 0.5704
1517 | 253.76 | 0.9 | 2018-12-31 | 2019-12-31 | 365 | 261.6842 | 261 | 0.68421
8709 | 3.99 | 1 | 2018-12-31 | 2019-12-31 | 365 | 4.5718 | 4 | 0.57177
1020 | 4.8 | 1 | 2018-12-31 | 2019-12-31 | 365 | 5.4999 | 5 | 0.49988
76872 | 7.68 | 1 | 2018-12-31 | 2019-12-31 | 365 | 8.7998 | 8 | 0.79981
5360 | 4.86 | 1 | 2018-12-31 | 2019-12-31 | 365 | 5.5686 | 5 | 0.56863
10360 | 8.91 | 1 | 2018-12-31 | 2019-12-31 | 365 | 10.2091 | 10 | 0.20915
4195 | 9.9 | 1 | 2018-12-31 | 2019-12-31 | 365 | 11.3435 | 11 | 0.3435
14095 | 15 | 1 | 2018-12-31 | 2019-12-31 | 365 | 17.1871 | 17 | 0.18712
52673 | 6.67 | 1 | 2018-12-31 | 2019-12-31 | 365 | 7.6425 | 7 | 0.64254
1022 | 6.12 | 1 | 2018-12-31 | 2019-12-31 | 365 | 7.0123 | 7 | 0.012345
52664 | 8.28 | 1 | 2018-12-31 | 2019-12-31 | 365 | 9.4873 | 9 | 0.48729
52672 | 11.5 | 1 | 2018-12-31 | 2019-12-31 | 365 | 13.1768 | 13 | 0.17679
52668 | 8.28 | 1 | 2018-12-31 | 2019-12-31 | 365 | 9.4873 | 9 | 0.48729
4151 | 8.84 | 1 | 2018-12-31 | 2019-12-31 | 365 | 10.1289 | 10 | 0.12894
52670 | 5.79 | 1 | 2018-12-31 | 2019-12-31 | 365 | 6.6342 | 6 | 0.63423
4204 | 4.505 | 1 | 2018-12-31 | 2019-12-31 | 365 | 5.1619 | 5 | 0.16187
3954 | 5.225 | 1 | 2018-12-31 | 2019-12-31 | 365 | 5.9868 | 5 | 0.98685
3952 | 8.25 | 1 | 2018-12-31 | 2019-12-31 | 365 | 9.4529 | 9 | 0.45292
4208 | 6.6 | 1 | 2018-12-31 | 2019-12-31 | 365 | 7.5623 | 7 | 0.56233
2308 | 6.6 | 1 | 2018-12-31 | 2019-12-31 | 365 | 7.5623 | 7 | 0.56233
4207 | 5.3 | 1 | 2018-12-31 | 2019-12-31 | 365 | 6.0728 | 6 | 0.072782
1819 | 14.85 | 1 | 2018-12-31 | 2019-12-31 | 365 | 17.0152 | 17 | 0.015249
4149 | 3.6 | 1 | 2018-12-31 | 2019-12-31 | 365 | 4.1249 | 4 | 0.12491
52674 | 7.26 | 1 | 2018-12-31 | 2019-12-31 | 365 | 8.3186 | 8 | 0.31857
7661 | 11.66 | 1 | 2018-12-31 | 2019-12-31 | 365 | 13.3601 | 13 | 0.36012
3958 | 8.68 | 1 | 2018-12-31 | 2019-12-31 | 365 | 9.9456 | 9 | 0.94561
52671 | 6.44 | 1 | 2018-12-31 | 2019-12-31 | 365 | 7.379 | 7 | 0.379
3949 | 13.52 | 1 | 2018-12-31 | 2019-12-31 | 365 | 15.4913 | 15 | 0.49132
3956 | 4.5 | 1 | 2018-12-31 | 2019-12-31 | 365 | 5.1561 | 5 | 0.15614
9128 | 11.6 | 1 | 2018-12-31 | 2019-12-31 | 365 | 13.2914 | 13 | 0.29137
2307 | 9.54 | 1 | 2018-12-31 | 2019-12-31 | 365 | 10.931 | 10 | 0.93101
4197 | 5.4 | 1 | 2018-12-31 | 2019-12-31 | 365 | 6.1874 | 6 | 0.18736
4420 | 6.24 | 1 | 2018-12-31 | 2019-12-31 | 365 | 7.1498 | 7 | 0.14984
52675 | 6.28 | 1 | 2018-12-31 | 2019-12-31 | 365 | 7.1957 | 7 | 0.19567
5361 | 7.15 | 1 | 2018-12-31 | 2019-12-31 | 365 | 8.1925 | 8 | 0.19253
3951 | 8.1 | 1 | 2018-12-31 | 2019-12-31 | 365 | 9.281 | 9 | 0.28104
4202 | 9.54 | 1 | 2018-12-31 | 2019-12-31 | 365 | 10.931 | 10 | 0.93101
7426 | 3.575 | 1 | 2018-12-31 | 2019-12-31 | 365 | 4.0963 | 4 | 0.096264
4212 | 9.36 | 1 | 2018-12-31 | 2019-12-31 | 365 | 10.7248 | 10 | 0.72476
1029 | 5 | 1 | 2018-12-31 | 2019-12-31 | 365 | 5.729 | 5 | 0.72904
1028 | 18.72 | 1 | 2018-12-31 | 2019-12-31 | 365 | 21.4495 | 21 | 0.44953
52660 | 7.965 | 1 | 2018-12-31 | 2019-12-31 | 365 | 9.1264 | 9 | 0.12636
9120 | 11.56 | 1 | 2018-12-31 | 2019-12-31 | 365 | 13.2455 | 13 | 0.24554
4210 | 5.3 | 1 | 2018-12-31 | 2019-12-31 | 365 | 6.0728 | 6 | 0.072782
81461 | 6.72 | 1 | 2018-12-31 | 2019-12-31 | 365 | 7.6998 | 7 | 0.69983
3863 | 5.94 | 1 | 2018-12-31 | 2019-12-31 | 365 | 6.8061 | 6 | 0.8061
10295 | 6.8 | 1 | 2018-12-31 | 2019-12-31 | 365 | 7.7915 | 7 | 0.79149
19713 | 5.32 | 1 | 2018-12-31 | 2019-12-31 | 365 | 6.0957 | 6 | 0.095699
5435 | 5.04 | 1 | 2018-12-31 | 2019-12-31 | 365 | 5.7749 | 5 | 0.77487
52665 | 4.37 | 1 | 2018-12-31 | 2019-12-31 | 365 | 5.0072 | 5 | 0.007181
4206 | 12.96 | 1 | 2018-12-31 | 2019-12-31 | 365 | 14.8497 | 14 | 0.84967
52663 | 7.26 | 1 | 2018-12-31 | 2019-12-31 | 365 | 8.3186 | 8 | 0.31857
14254 | 5.94 | 1 | 2018-12-31 | 2019-12-31 | 365 | 6.8061 | 6 | 0.8061
4196 | 4.59 | 1 | 2018-12-31 | 2019-12-31 | 365 | 5.2593 | 5 | 0.25926
4220 | 11.18 | 1 | 2018-12-31 | 2019-12-31 | 365 | 12.8101 | 12 | 0.81013
19483 | 11.825 | 1 | 2018-12-31 | 2019-12-31 | 365 | 13.5492 | 13 | 0.54918
52659 | 3.68 | 1 | 2018-12-31 | 2019-12-31 | 365 | 4.2166 | 4 | 0.21657
4209 | 4.5 | 1 | 2018-12-31 | 2019-12-31 | 365 | 5.1561 | 5 | 0.15614
10363 | 6 | 1 | 2018-12-31 | 2019-12-31 | 365 | 6.8748 | 6 | 0.87485
18527 | 7.8 | 1 | 2018-12-31 | 2019-12-31 | 365 | 8.9373 | 8 | 0.9373
48822 | 10.8 | 1 | 2018-12-31 | 2019-12-31 | 365 | 12.3747 | 12 | 0.37473
14057 | 10.4 | 1 | 2018-12-31 | 2019-12-31 | 365 | 11.9164 | 11 | 0.9164
14108 | 5.1 | 1 | 2018-12-31 | 2019-12-31 | 365 | 5.8436 | 5 | 0.84362
43397 | 9 | 1 | 2018-12-31 | 2019-12-31 | 365 | 10.3123 | 10 | 0.31227
14205 | 4.655 | 1 | 2018-12-31 | 2019-12-31 | 365 | 5.3337 | 5 | 0.33374
7653 | 9.01 | 1 | 2018-12-31 | 2019-12-31 | 365 | 10.3237 | 10 | 0.32373
2312 | 2.58 | 1 | 2018-12-31 | 2019-12-31 | 365 | 2.9562 | 2 | 0.95618
1940 | 4.77 | 1 | 2018-12-31 | 2019-12-31 | 365 | 5.4655 | 5 | 0.4655
1801 | 206.64 | 0.8 | 2018-12-31 | 2019-12-31 | 365 | 189.4158 | 189 | 0.41581
26012 | 15 | 1 | 2018-12-31 | 2019-12-31 | 365 | 17.1871 | 17 | 0.18712
5379 | 6.05 | 1 | 2018-12-31 | 2019-12-31 | 365 | 6.9321 | 6 | 0.93214
52658 | 8.97 | 1 | 2018-12-31 | 2019-12-31 | 365 | 10.2779 | 10 | 0.2779
5382 | 12.19 | 1 | 2018-12-31 | 2019-12-31 | 365 | 13.9674 | 13 | 0.9674
7648 | 6.89 | 1 | 2018-12-31 | 2019-12-31 | 365 | 7.8946 | 7 | 0.89462
12237 | 7.425 | 1 | 2018-12-31 | 2019-12-31 | 365 | 8.5076 | 8 | 0.50762
7660 | 9.72 | 1 | 2018-12-31 | 2019-12-31 | 365 | 11.1373 | 11 | 0.13725
9131 | 5 | 1 | 2018-12-31 | 2019-12-31 | 365 | 5.729 | 5 | 0.72904
12736 | 6 | 1 | 2018-12-31 | 2019-12-31 | 365 | 6.8748 | 6 | 0.87485
10356 | 8.4 | 1 | 2018-12-31 | 2019-12-31 | 365 | 9.6248 | 9 | 0.62479
10681 | 9.72 | 1 | 2018-12-31 | 2019-12-31 | 365 | 11.1373 | 11 | 0.13725
19708 | 7 | 1 | 2018-12-31 | 2019-12-31 | 365 | 8.0207 | 8 | 0.020656
5434 | 5.83 | 1 | 2018-12-31 | 2019-12-31 | 365 | 6.6801 | 6 | 0.68006
7655 | 10.08 | 1 | 2018-12-31 | 2019-12-31 | 365 | 11.5497 | 11 | 0.54974
5391 | 7.83 | 1 | 2018-12-31 | 2019-12-31 | 365 | 8.9717 | 8 | 0.97168
12731 | 5.4 | 1 | 2018-12-31 | 2019-12-31 | 365 | 6.1874 | 6 | 0.18736
7675 | 7.15 | 1 | 2018-12-31 | 2019-12-31 | 365 | 8.1925 | 8 | 0.19253
10355 | 7.425 | 1 | 2018-12-31 | 2019-12-31 | 365 | 8.5076 | 8 | 0.50762
7669 | 10.6 | 1 | 2018-12-31 | 2019-12-31 | 365 | 12.1456 | 12 | 0.14556
14131 | 5 | 1 | 2018-12-31 | 2019-12-31 | 365 | 5.729 | 5 | 0.72904
5436 | 3.64 | 1 | 2018-12-31 | 2019-12-31 | 365 | 4.1707 | 4 | 0.17074
7657 | 9.075 | 1 | 2018-12-31 | 2019-12-31 | 365 | 10.3982 | 10 | 0.39821
14128 | 2.97 | 1 | 2018-12-31 | 2019-12-31 | 365 | 3.403 | 3 | 0.40305
10852 | 5.4 | 1 | 2018-12-31 | 2019-12-31 | 365 | 6.1874 | 6 | 0.18736
10361 | 12.42 | 1 | 2018-12-31 | 2019-12-31 | 365 | 14.2309 | 14 | 0.23094
14105 | 11.275 | 1 | 2018-12-31 | 2019-12-31 | 365 | 12.919 | 12 | 0.91899
7672 | 8.91 | 1 | 2018-12-31 | 2019-12-31 | 365 | 10.2091 | 10 | 0.20915
12288 | 9.9 | 1 | 2018-12-31 | 2019-12-31 | 365 | 11.3435 | 11 | 0.3435
7666 | 6.89 | 1 | 2018-12-31 | 2019-12-31 | 365 | 7.8946 | 7 | 0.89462
4213 | 6.75 | 1 | 2018-12-31 | 2019-12-31 | 365 | 7.7342 | 7 | 0.7342
4215 | 2.145 | 1 | 2018-12-31 | 2019-12-31 | 365 | 2.4578 | 2 | 0.45776
4218 | 8.1 | 1 | 2018-12-31 | 2019-12-31 | 365 | 9.281 | 9 | 0.28104
4254 | 19.2 | 1 | 2018-12-31 | 2019-12-31 | 365 | 21.9995 | 21 | 0.99951
4256 | 19.2 | 1 | 2018-12-31 | 2019-12-31 | 365 | 21.9995 | 21 | 0.99951
4257 | 19.2 | 1 | 2018-12-31 | 2019-12-31 | 365 | 21.9995 | 21 | 0.99951
4224 | 11.18 | 1 | 2018-12-31 | 2019-12-31 | 365 | 12.8101 | 12 | 0.81013
14098 | 8.8 | 1 | 2018-12-31 | 2019-12-31 | 365 | 10.0831 | 10 | 0.08311
12732 | 4.05 | 1 | 2018-12-31 | 2019-12-31 | 365 | 4.6405 | 4 | 0.64052
12718 | 5.4 | 1 | 2018-12-31 | 2019-12-31 | 365 | 6.1874 | 6 | 0.18736
7432 | 10.4 | 1 | 2018-12-31 | 2019-12-31 | 365 | 11.9164 | 11 | 0.9164
7670 | 6.875 | 1 | 2018-12-31 | 2019-12-31 | 365 | 7.8774 | 7 | 0.87743
42852 | 9.6 | 1 | 2018-12-31 | 2019-12-31 | 365 | 10.9998 | 10 | 0.99976
7677 | 8.64 | 1 | 2018-12-31 | 2019-12-31 | 365 | 9.8998 | 9 | 0.89978
18530 | 9.35 | 1 | 2018-12-31 | 2019-12-31 | 365 | 10.7133 | 10 | 0.7133
36780 | 6.36 | 1 | 2018-12-31 | 2019-12-31 | 365 | 7.2873 | 7 | 0.28734
10298 | 7.56 | 1 | 2018-12-31 | 2019-12-31 | 365 | 8.6623 | 8 | 0.66231
7680 | 6.72 | 1 | 2018-12-31 | 2019-12-31 | 365 | 7.6998 | 7 | 0.69983
9108 | 6.36 | 1 | 2018-12-31 | 2019-12-31 | 365 | 7.2873 | 7 | 0.28734
7652 | 14.945 | 1 | 2018-12-31 | 2019-12-31 | 365 | 17.1241 | 17 | 0.1241
9102 | 5.67 | 1 | 2018-12-31 | 2019-12-31 | 365 | 6.4967 | 6 | 0.49673
19711 | 14.84 | 1 | 2018-12-31 | 2019-12-31 | 365 | 17.0038 | 17 | 0.0037907
17313 | 4.32 | 1 | 2018-12-31 | 2019-12-31 | 365 | 4.9499 | 4 | 0.94989
12289 | 10.8 | 1 | 2018-12-31 | 2019-12-31 | 365 | 12.3747 | 12 | 0.37473
17298 | 7.56 | 1 | 2018-12-31 | 2019-12-31 | 365 | 8.6623 | 8 | 0.66231
12287 | 8.91 | 1 | 2018-12-31 | 2019-12-31 | 365 | 10.2091 | 10 | 0.20915
36782 | 6.21 | 1 | 2018-12-31 | 2019-12-31 | 365 | 7.1155 | 7 | 0.11547
10880 | 8.1 | 1 | 2018-12-31 | 2019-12-31 | 365 | 9.281 | 9 | 0.28104
12728 | 6.6 | 1 | 2018-12-31 | 2019-12-31 | 365 | 7.5623 | 7 | 0.56233
12292 | 10.8 | 1 | 2018-12-31 | 2019-12-31 | 365 | 12.3747 | 12 | 0.37473
22058 | 9.72 | 1 | 2018-12-31 | 2019-12-31 | 365 | 11.1373 | 11 | 0.13725
2904 | 14.56 | 1 | 2018-12-31 | 2019-12-31 | 365 | 16.683 | 16 | 0.68296
14250 | 4.25 | 1 | 2018-12-31 | 2019-12-31 | 365 | 4.8697 | 4 | 0.86968
9098 | 6.48 | 1 | 2018-12-31 | 2019-12-31 | 365 | 7.4248 | 7 | 0.42484
52035 | 7.75 | 1 | 2018-12-31 | 2019-12-31 | 365 | 8.88 | 8 | 0.88001
42159 | 4.86 | 1 | 2018-12-31 | 2019-12-31 | 365 | 5.5686 | 5 | 0.56863
12720 | 5.775 | 1 | 2018-12-31 | 2019-12-31 | 365 | 6.617 | 6 | 0.61704
12727 | 13.25 | 1 | 2018-12-31 | 2019-12-31 | 365 | 15.182 | 15 | 0.18196
12734 | 7.02 | 1 | 2018-12-31 | 2019-12-31 | 365 | 8.0436 | 8 | 0.043572
16477 | 5.5 | 1 | 2018-12-31 | 2019-12-31 | 365 | 6.3019 | 6 | 0.30194
16441 | 7.75 | 1 | 2018-12-31 | 2019-12-31 | 365 | 8.88 | 8 | 0.88001
17315 | 5.25 | 1 | 2018-12-31 | 2019-12-31 | 365 | 6.0155 | 6 | 0.015492
14132 | 4.42 | 1 | 2018-12-31 | 2019-12-31 | 365 | 5.0645 | 5 | 0.064471
22520 | 8.1 | 1 | 2018-12-31 | 2019-12-31 | 365 | 9.281 | 9 | 0.28104
16352 | 7.155 | 1 | 2018-12-31 | 2019-12-31 | 365 | 8.1983 | 8 | 0.19826
17302 | 7.75 | 1 | 2018-12-31 | 2019-12-31 | 365 | 8.88 | 8 | 0.88001
26385 | 4.125 | 1 | 2018-12-31 | 2019-12-31 | 365 | 4.7265 | 4 | 0.72646
12721 | 5.5 | 1 | 2018-12-31 | 2019-12-31 | 365 | 6.3019 | 6 | 0.30194
18526 | 8.4 | 1 | 2018-12-31 | 2019-12-31 | 365 | 9.6248 | 9 | 0.62479
14100 | 6.89 | 1 | 2018-12-31 | 2019-12-31 | 365 | 7.8946 | 7 | 0.89462
42570 | 12.96 | 1 | 2018-12-31 | 2019-12-31 | 365 | 14.8497 | 14 | 0.84967
16588 | 8.37 | 1 | 2018-12-31 | 2019-12-31 | 365 | 9.5904 | 9 | 0.59041
16481 | 3.5 | 1 | 2018-12-31 | 2019-12-31 | 365 | 4.0103 | 4 | 0.010328
16356 | 11.88 | 1 | 2018-12-31 | 2019-12-31 | 365 | 13.6122 | 13 | 0.6122
19707 | 6.05 | 1 | 2018-12-31 | 2019-12-31 | 365 | 6.9321 | 6 | 0.93214
4217 | 4.24 | 1 | 2018-12-31 | 2019-12-31 | 365 | 4.8582 | 4 | 0.85823
4464 | 3 | 1 | 2018-12-31 | 2019-12-31 | 365 | 3.4374 | 3 | 0.43742
4465 | 5.565 | 1 | 2018-12-31 | 2019-12-31 | 365 | 6.3764 | 6 | 0.37642
5437 | 12.48 | 1 | 2018-12-31 | 2019-12-31 | 365 | 14.2997 | 14 | 0.29968
50550 | 7.56 | 1 | 2018-12-31 | 2019-12-31 | 365 | 8.6623 | 8 | 0.66231
25056 | 6 | 1 | 2018-12-31 | 2019-12-31 | 365 | 6.8748 | 6 | 0.87485
20880 | 6.89 | 1 | 2018-12-31 | 2019-12-31 | 365 | 7.8946 | 7 | 0.89462
16364 | 12.42 | 1 | 2018-12-31 | 2019-12-31 | 365 | 14.2309 | 14 | 0.23094
25075 | 8.12 | 1 | 2018-12-31 | 2019-12-31 | 365 | 9.304 | 9 | 0.30396
32854 | 11.88 | 1 | 2018-12-31 | 2019-12-31 | 365 | 13.6122 | 13 | 0.6122
18514 | 4.24 | 1 | 2018-12-31 | 2019-12-31 | 365 | 4.8582 | 4 | 0.85823
16586 | 11.925 | 1 | 2018-12-31 | 2019-12-31 | 365 | 13.6638 | 13 | 0.66376
48818 | 4.86 | 1 | 2018-12-31 | 2019-12-31 | 365 | 5.5686 | 5 | 0.56863
12239 | 7 | 1 | 2018-12-31 | 2019-12-31 | 365 | 8.0207 | 8 | 0.020656
14125 | 5.3 | 1 | 2018-12-31 | 2019-12-31 | 365 | 6.0728 | 6 | 0.072782
20195 | 5.04 | 1 | 2018-12-31 | 2019-12-31 | 365 | 5.7749 | 5 | 0.77487
25047 | 10.64 | 1 | 2018-12-31 | 2019-12-31 | 365 | 12.1914 | 12 | 0.1914
22553 | 5.04 | 1 | 2018-12-31 | 2019-12-31 | 365 | 5.7749 | 5 | 0.77487
16353 | 5.3 | 1 | 2018-12-31 | 2019-12-31 | 365 | 6.0728 | 6 | 0.072782
17317 | 8.84 | 1 | 2018-12-31 | 2019-12-31 | 365 | 10.1289 | 10 | 0.12894
16581 | 6.48 | 1 | 2018-12-31 | 2019-12-31 | 365 | 7.4248 | 7 | 0.42484
42578 | 7.42 | 1 | 2018-12-31 | 2019-12-31 | 365 | 8.5019 | 8 | 0.5019
16361 | 5.6 | 1 | 2018-12-31 | 2019-12-31 | 365 | 6.4165 | 6 | 0.41652
17305 | 6.48 | 1 | 2018-12-31 | 2019-12-31 | 365 | 7.4248 | 7 | 0.42484
19439 | 7.848 | 1 | 2018-12-31 | 2019-12-31 | 365 | 8.9923 | 8 | 0.9923
17314 | 4.95 | 1 | 2018-12-31 | 2019-12-31 | 365 | 5.6717 | 5 | 0.67175
32858 | 4.77 | 1 | 2018-12-31 | 2019-12-31 | 365 | 5.4655 | 5 | 0.4655
7686 | 1.75 | 1 | 2018-12-31 | 2019-12-31 | 365 | 2.0052 | 2 | 0.005164
17311 | 9 | 1 | 2018-12-31 | 2019-12-31 | 365 | 10.3123 | 10 | 0.31227
26378 | 2.6 | 1 | 2018-12-31 | 2019-12-31 | 365 | 2.9791 | 2 | 0.9791
48824 | 4.9 | 1 | 2018-12-31 | 2019-12-31 | 365 | 5.6145 | 5 | 0.61446
18850 | 14.84 | 1 | 2018-12-31 | 2019-12-31 | 365 | 17.0038 | 17 | 0.0037907
17318 | 4 | 1 | 2018-12-31 | 2019-12-31 | 365 | 4.5832 | 4 | 0.58323
52034 | 13.2 | 1 | 2018-12-31 | 2019-12-31 | 365 | 15.1247 | 15 | 0.12467
22116 | 6.36 | 1 | 2018-12-31 | 2019-12-31 | 365 | 7.2873 | 7 | 0.28734
45229 | 7.98 | 1 | 2018-12-31 | 2019-12-31 | 365 | 9.1435 | 9 | 0.14355
66682 | 9.12 | 1 | 2018-12-31 | 2019-12-31 | 365 | 10.4498 | 10 | 0.44977
4252 | 31.2 | 1 | 2018-12-31 | 2019-12-31 | 365 | 35.7492 | 35 | 0.74921
7688 | 9.36 | 1 | 2018-12-31 | 2019-12-31 | 365 | 10.7248 | 10 | 0.72476
48820 | 10.335 | 1 | 2018-12-31 | 2019-12-31 | 365 | 11.8419 | 11 | 0.84193
91148 | 6.75 | 1 | 2018-12-31 | 2019-12-31 | 365 | 7.7342 | 7 | 0.7342
17306 | 10.64 | 1 | 2018-12-31 | 2019-12-31 | 365 | 12.1914 | 12 | 0.1914
22028 | 9.54 | 1 | 2018-12-31 | 2019-12-31 | 365 | 10.931 | 10 | 0.93101
18515 | 9.01 | 1 | 2018-12-31 | 2019-12-31 | 365 | 10.3237 | 10 | 0.32373
32864 | 7.2 | 1 | 2018-12-31 | 2019-12-31 | 365 | 8.2498 | 8 | 0.24982
20032 | 3.85 | 1 | 2018-12-31 | 2019-12-31 | 365 | 4.4114 | 4 | 0.41136
57512 | 6.25 | 1 | 2018-12-31 | 2019-12-31 | 365 | 7.1613 | 7 | 0.1613
10199 | 50 | 0.9 | 2018-12-31 | 2019-12-31 | 365 | 51.5614 | 51 | 0.56136
12684 | 8.75 | 1 | 2018-12-31 | 2019-12-31 | 365 | 10.0258 | 10 | 0.02582
14159 | 4.5 | 1 | 2018-12-31 | 2019-12-31 | 365 | 5.1561 | 5 | 0.15614
12294 | 6.16 | 1 | 2018-12-31 | 2019-12-31 | 365 | 7.0582 | 7 | 0.058177
10683 | 12.753 | 1 | 2018-12-31 | 2019-12-31 | 365 | 14.6125 | 14 | 0.61249
14153 | 13.44 | 1 | 2018-12-31 | 2019-12-31 | 365 | 15.3997 | 15 | 0.39966
12696 | 4.94 | 1 | 2018-12-31 | 2019-12-31 | 365 | 5.6603 | 5 | 0.66029
12678 | 6.89 | 1 | 2018-12-31 | 2019-12-31 | 365 | 7.8946 | 7 | 0.89462
12673 | 66 | 0.9 | 2018-12-31 | 2019-12-31 | 365 | 68.061 | 68 | 0.060995
14199 | 4.25 | 1 | 2018-12-31 | 2019-12-31 | 365 | 4.8697 | 4 | 0.86968
14189 | 8.4 | 1 | 2018-12-31 | 2019-12-31 | 365 | 9.6248 | 9 | 0.62479
14164 | 9 | 1 | 2018-12-31 | 2019-12-31 | 365 | 10.3123 | 10 | 0.31227
16302 | 8 | 1 | 2018-12-31 | 2019-12-31 | 365 | 9.1665 | 9 | 0.16646
16311 | 5.2 | 1 | 2018-12-31 | 2019-12-31 | 365 | 5.9582 | 5 | 0.9582
16557 | 3 | 1 | 2018-12-31 | 2019-12-31 | 365 | 3.4374 | 3 | 0.43742
16556 | 9.18 | 1 | 2018-12-31 | 2019-12-31 | 365 | 10.5185 | 10 | 0.51852
16893 | 4.41 | 1 | 2018-12-31 | 2019-12-31 | 365 | 5.053 | 5 | 0.053013
16889 | 11.75 | 1 | 2018-12-31 | 2019-12-31 | 365 | 13.4632 | 13 | 0.46324
16896 | 4 | 1 | 2018-12-31 | 2019-12-31 | 365 | 4.5832 | 4 | 0.58323
16898 | 3.5 | 1 | 2018-12-31 | 2019-12-31 | 365 | 4.0103 | 4 | 0.010328
16899 | 5.5 | 1 | 2018-12-31 | 2019-12-31 | 365 | 6.3019 | 6 | 0.30194
16901 | 7 | 1 | 2018-12-31 | 2019-12-31 | 365 | 8.0207 | 8 | 0.020656
17319 | 4.25 | 1 | 2018-12-31 | 2019-12-31 | 365 | 4.8697 | 4 | 0.86968
17323 | 13 | 1 | 2018-12-31 | 2019-12-31 | 365 | 14.8955 | 14 | 0.8955
17325 | 8.75 | 1 | 2018-12-31 | 2019-12-31 | 365 | 10.0258 | 10 | 0.02582
17328 | 8.75 | 1 | 2018-12-31 | 2019-12-31 | 365 | 10.0258 | 10 | 0.02582
17330 | 5.25 | 1 | 2018-12-31 | 2019-12-31 | 365 | 6.0155 | 6 | 0.015492
17333 | 6.5 | 1 | 2018-12-31 | 2019-12-31 | 365 | 7.4478 | 7 | 0.44775
17353 | 6 | 1 | 2018-12-31 | 2019-12-31 | 365 | 6.8748 | 6 | 0.87485
17357 | 10.26 | 1 | 2018-12-31 | 2019-12-31 | 365 | 11.756 | 11 | 0.75599
17359 | 4.5 | 1 | 2018-12-31 | 2019-12-31 | 365 | 5.1561 | 5 | 0.15614
18543 | 11.115 | 1 | 2018-12-31 | 2019-12-31 | 365 | 12.7357 | 12 | 0.73566
18546 | 9 | 1 | 2018-12-31 | 2019-12-31 | 365 | 10.3123 | 10 | 0.31227
18798 | 5.04 | 1 | 2018-12-31 | 2019-12-31 | 365 | 5.7749 | 5 | 0.77487
18800 | 7.56 | 1 | 2018-12-31 | 2019-12-31 | 365 | 8.6623 | 8 | 0.66231
18802 | 5.6 | 1 | 2018-12-31 | 2019-12-31 | 365 | 6.4165 | 6 | 0.41652
18847 | 7.28 | 1 | 2018-12-31 | 2019-12-31 | 365 | 8.3415 | 8 | 0.34148
20052 | 10 | 1 | 2018-12-31 | 2019-12-31 | 365 | 11.4581 | 11 | 0.45808
20056 | 5.4 | 1 | 2018-12-31 | 2019-12-31 | 365 | 6.1874 | 6 | 0.18736
17347 | 9 | 1 | 2018-12-31 | 2019-12-31 | 365 | 10.3123 | 10 | 0.31227
18537 | 7.02 | 1 | 2018-12-31 | 2019-12-31 | 365 | 8.0436 | 8 | 0.043572
14185 | 6.89 | 1 | 2018-12-31 | 2019-12-31 | 365 | 7.8946 | 7 | 0.89462
12675 | 5.3 | 1 | 2018-12-31 | 2019-12-31 | 365 | 6.0728 | 6 | 0.072782
18539 | 4.48 | 1 | 2018-12-31 | 2019-12-31 | 365 | 5.1332 | 5 | 0.13322
17361 | 4.25 | 1 | 2018-12-31 | 2019-12-31 | 365 | 4.8697 | 4 | 0.86968
19735 | 11.2 | 1 | 2018-12-31 | 2019-12-31 | 365 | 12.833 | 12 | 0.83305
17335 | 4.76 | 1 | 2018-12-31 | 2019-12-31 | 365 | 5.454 | 5 | 0.45405
22560 | 9.8 | 1 | 2018-12-31 | 2019-12-31 | 365 | 11.2289 | 11 | 0.22892
12689 | 9.45 | 1 | 2018-12-31 | 2019-12-31 | 365 | 10.8279 | 10 | 0.82789
14194 | 6.75 | 1 | 2018-12-31 | 2019-12-31 | 365 | 7.7342 | 7 | 0.7342
17321 | 6.825 | 1 | 2018-12-31 | 2019-12-31 | 365 | 7.8201 | 7 | 0.82014
7682 | 206.64 | 1 | 2018-12-31 | 2019-12-31 | 365 | 236.7698 | 236 | 0.76977
16884 | 8.58 | 1 | 2018-12-31 | 2019-12-31 | 365 | 9.831 | 9 | 0.83103
14190 | 10.92 | 1 | 2018-12-31 | 2019-12-31 | 365 | 12.5122 | 12 | 0.51222
16513 | 9.435 | 1 | 2018-12-31 | 2019-12-31 | 365 | 10.8107 | 10 | 0.8107
12743 | 30.78 | 0.9 | 2018-12-31 | 2019-12-31 | 365 | 31.7412 | 31 | 0.74117
12739 | 30.78 | 0.9 | 2018-12-31 | 2019-12-31 | 365 | 31.7412 | 31 | 0.74117
16885 | 7.95 | 1 | 2018-12-31 | 2019-12-31 | 365 | 9.1092 | 9 | 0.10917
16886 | 8.37 | 1 | 2018-12-31 | 2019-12-31 | 365 | 9.5904 | 9 | 0.59041
18785 | 11.5 | 1 | 2018-12-31 | 2019-12-31 | 365 | 13.1768 | 13 | 0.17679
18632 | 6.75 | 1 | 2018-12-31 | 2019-12-31 | 365 | 7.7342 | 7 | 0.7342
18834 | 5.6 | 1 | 2018-12-31 | 2019-12-31 | 365 | 6.4165 | 6 | 0.41652
18531 | 24.08 | 1 | 2018-12-31 | 2019-12-31 | 365 | 27.5911 | 27 | 0.59106
18541 | 11.76 | 1 | 2018-12-31 | 2019-12-31 | 365 | 13.4747 | 13 | 0.4747
18547 | 7.35 | 1 | 2018-12-31 | 2019-12-31 | 365 | 8.4217 | 8 | 0.42169
18544 | 11.115 | 1 | 2018-12-31 | 2019-12-31 | 365 | 12.7357 | 12 | 0.73566
18821 | 6.21 | 1 | 2018-12-31 | 2019-12-31 | 365 | 7.1155 | 7 | 0.11547
18828 | 7.56 | 1 | 2018-12-31 | 2019-12-31 | 365 | 8.6623 | 8 | 0.66231
18816 | 9.99 | 1 | 2018-12-31 | 2019-12-31 | 365 | 11.4466 | 11 | 0.44662
20050 | 10.26 | 1 | 2018-12-31 | 2019-12-31 | 365 | 11.756 | 11 | 0.75599
16900 | 6.25 | 1 | 2018-12-31 | 2019-12-31 | 365 | 7.1613 | 7 | 0.1613
20188 | 5.04 | 1 | 2018-12-31 | 2019-12-31 | 365 | 5.7749 | 5 | 0.77487
20059 | 3.5 | 1 | 2018-12-31 | 2019-12-31 | 365 | 4.0103 | 4 | 0.010328
20058 | 8.5 | 1 | 2018-12-31 | 2019-12-31 | 365 | 9.7394 | 9 | 0.73937
20054 | 4.25 | 1 | 2018-12-31 | 2019-12-31 | 365 | 4.8697 | 4 | 0.86968
19730 | 8.1 | 1 | 2018-12-31 | 2019-12-31 | 365 | 9.281 | 9 | 0.28104
19714 | 4.4 | 1 | 2018-12-31 | 2019-12-31 | 365 | 5.0416 | 5 | 0.041555
18824 | 7.28 | 1 | 2018-12-31 | 2019-12-31 | 365 | 8.3415 | 8 | 0.34148
20191 | 7.56 | 1 | 2018-12-31 | 2019-12-31 | 365 | 8.6623 | 8 | 0.66231
20055 | 9 | 1 | 2018-12-31 | 2019-12-31 | 365 | 10.3123 | 10 | 0.31227
18818 | 11.25 | 1 | 2018-12-31 | 2019-12-31 | 365 | 12.8903 | 12 | 0.89034
20193 | 10 | 1 | 2018-12-31 | 2019-12-31 | 365 | 11.4581 | 11 | 0.45808
20185 | 12.32 | 1 | 2018-12-31 | 2019-12-31 | 365 | 14.1164 | 14 | 0.11635
20057 | 7.56 | 1 | 2018-12-31 | 2019-12-31 | 365 | 8.6623 | 8 | 0.66231
20053 | 15 | 1 | 2018-12-31 | 2019-12-31 | 365 | 17.1871 | 17 | 0.18712
22125 | 7.28 | 1 | 2018-12-31 | 2019-12-31 | 365 | 8.3415 | 8 | 0.34148
22134 | 7.56 | 1 | 2018-12-31 | 2019-12-31 | 365 | 8.6623 | 8 | 0.66231
22647 | 11.2 | 1 | 2018-12-31 | 2019-12-31 | 365 | 12.833 | 12 | 0.83305
22043 | 10.8 | 1 | 2018-12-31 | 2019-12-31 | 365 | 12.3747 | 12 | 0.37473
22514 | 8.845 | 1 | 2018-12-31 | 2019-12-31 | 365 | 10.1347 | 10 | 0.13467
22543 | 4.2 | 1 | 2018-12-31 | 2019-12-31 | 365 | 4.8124 | 4 | 0.81239
22545 | 8.68 | 1 | 2018-12-31 | 2019-12-31 | 365 | 9.9456 | 9 | 0.94561
22550 | 7.56 | 1 | 2018-12-31 | 2019-12-31 | 365 | 8.6623 | 8 | 0.66231
22018 | 12.42 | 1 | 2018-12-31 | 2019-12-31 | 365 | 14.2309 | 14 | 0.23094
24191 | 15.5 | 1 | 2018-12-31 | 2019-12-31 | 365 | 17.76 | 17 | 0.76002
20049 | 7.56 | 1 | 2018-12-31 | 2019-12-31 | 365 | 8.6623 | 8 | 0.66231
23769 | 9.99 | 1 | 2018-12-31 | 2019-12-31 | 365 | 11.4466 | 11 | 0.44662
22121 | 5.04 | 1 | 2018-12-31 | 2019-12-31 | 365 | 5.7749 | 5 | 0.77487
22041 | 5.94 | 1 | 2018-12-31 | 2019-12-31 | 365 | 6.8061 | 6 | 0.8061
22522 | 7.56 | 1 | 2018-12-31 | 2019-12-31 | 365 | 8.6623 | 8 | 0.66231
22540 | 6.48 | 1 | 2018-12-31 | 2019-12-31 | 365 | 7.4248 | 7 | 0.42484
22111 | 19.98 | 1 | 2018-12-31 | 2019-12-31 | 365 | 22.8932 | 22 | 0.89324
25945 | 7.28 | 1 | 2018-12-31 | 2019-12-31 | 365 | 8.3415 | 8 | 0.34148
25797 | 4 | 1 | 2018-12-31 | 2019-12-31 | 365 | 4.5832 | 4 | 0.58323
25689 | 5.865 | 1 | 2018-12-31 | 2019-12-31 | 365 | 6.7202 | 6 | 0.72016
25799 | 6 | 1 | 2018-12-31 | 2019-12-31 | 365 | 6.8748 | 6 | 0.87485
26059 | 10 | 1 | 2018-12-31 | 2019-12-31 | 365 | 11.4581 | 11 | 0.45808
26129 | 10.8 | 1 | 2018-12-31 | 2019-12-31 | 365 | 12.3747 | 12 | 0.37473
26131 | 4.32 | 1 | 2018-12-31 | 2019-12-31 | 365 | 4.9499 | 4 | 0.94989
26135 | 7.28 | 1 | 2018-12-31 | 2019-12-31 | 365 | 8.3415 | 8 | 0.34148
25073 | 4.24 | 1 | 2018-12-31 | 2019-12-31 | 365 | 4.8582 | 4 | 0.85823
22155 | 4.59 | 1 | 2018-12-31 | 2019-12-31 | 365 | 5.2593 | 5 | 0.25926
25080 | 10.335 | 1 | 2018-12-31 | 2019-12-31 | 365 | 11.8419 | 11 | 0.84193
25668 | 8 | 1 | 2018-12-31 | 2019-12-31 | 365 | 9.1665 | 9 | 0.16646
25671 | 8.91 | 1 | 2018-12-31 | 2019-12-31 | 365 | 10.2091 | 10 | 0.20915
25673 | 8.5 | 1 | 2018-12-31 | 2019-12-31 | 365 | 9.7394 | 9 | 0.73937
25677 | 9.45 | 1 | 2018-12-31 | 2019-12-31 | 365 | 10.8279 | 10 | 0.82789
25680 | 5.4 | 1 | 2018-12-31 | 2019-12-31 | 365 | 6.1874 | 6 | 0.18736
25783 | 6.75 | 1 | 2018-12-31 | 2019-12-31 | 365 | 7.7342 | 7 | 0.7342
25688 | 10.8 | 1 | 2018-12-31 | 2019-12-31 | 365 | 12.3747 | 12 | 0.37473
25687 | 9.69 | 1 | 2018-12-31 | 2019-12-31 | 365 | 11.1029 | 11 | 0.10288
25685 | 5.4 | 1 | 2018-12-31 | 2019-12-31 | 365 | 6.1874 | 6 | 0.18736
25684 | 9.72 | 1 | 2018-12-31 | 2019-12-31 | 365 | 11.1373 | 11 | 0.13725
26354 | 8.5 | 1 | 2018-12-31 | 2019-12-31 | 365 | 9.7394 | 9 | 0.73937
26062 | 8.5 | 1 | 2018-12-31 | 2019-12-31 | 365 | 9.7394 | 9 | 0.73937
18797 | 8.75 | 1 | 2018-12-31 | 2019-12-31 | 365 | 10.0258 | 10 | 0.02582
25595 | 5.75 | 1 | 2018-12-31 | 2019-12-31 | 365 | 6.5884 | 6 | 0.5884
25600 | 4.25 | 1 | 2018-12-31 | 2019-12-31 | 365 | 4.8697 | 4 | 0.86968
25607 | 9 | 1 | 2018-12-31 | 2019-12-31 | 365 | 10.3123 | 10 | 0.31227
25639 | 9.72 | 1 | 2018-12-31 | 2019-12-31 | 365 | 11.1373 | 11 | 0.13725
25640 | 13.23 | 1 | 2018-12-31 | 2019-12-31 | 365 | 15.159 | 15 | 0.15904
26284 | 5.04 | 1 | 2018-12-31 | 2019-12-31 | 365 | 5.7749 | 5 | 0.77487
26274 | 7.02 | 1 | 2018-12-31 | 2019-12-31 | 365 | 8.0436 | 8 | 0.043572
26375 | 4.32 | 1 | 2018-12-31 | 2019-12-31 | 365 | 4.9499 | 4 | 0.94989
26381 | 7.8 | 1 | 2018-12-31 | 2019-12-31 | 365 | 8.9373 | 8 | 0.9373
26383 | 9.8 | 1 | 2018-12-31 | 2019-12-31 | 365 | 11.2289 | 11 | 0.22892
25611 | 12.96 | 1 | 2018-12-31 | 2019-12-31 | 365 | 14.8497 | 14 | 0.84967
25128 | 7.02 | 1 | 2018-12-31 | 2019-12-31 | 365 | 8.0436 | 8 | 0.043572
22119 | 8.37 | 1 | 2018-12-31 | 2019-12-31 | 365 | 9.5904 | 9 | 0.59041
25624 | 10.8 | 1 | 2018-12-31 | 2019-12-31 | 365 | 12.3747 | 12 | 0.37473
25616 | 8.91 | 1 | 2018-12-31 | 2019-12-31 | 365 | 10.2091 | 10 | 0.20915
25618 | 8.91 | 1 | 2018-12-31 | 2019-12-31 | 365 | 10.2091 | 10 | 0.20915
26394 | 2 | 1 | 2018-12-31 | 2019-12-31 | 365 | 2.2916 | 2 | 0.29162
26251 | 5.13 | 1 | 2018-12-31 | 2019-12-31 | 365 | 5.878 | 5 | 0.878
26352 | 3 | 1 | 2018-12-31 | 2019-12-31 | 365 | 3.4374 | 3 | 0.43742
26369 | 11.5 | 1 | 2018-12-31 | 2019-12-31 | 365 | 13.1768 | 13 | 0.17679
26372 | 8.75 | 1 | 2018-12-31 | 2019-12-31 | 365 | 10.0258 | 10 | 0.02582
26382 | 5.04 | 1 | 2018-12-31 | 2019-12-31 | 365 | 5.7749 | 5 | 0.77487
26389 | 3.8 | 1 | 2018-12-31 | 2019-12-31 | 365 | 4.3541 | 4 | 0.35407
26271 | 9.99 | 1 | 2018-12-31 | 2019-12-31 | 365 | 11.4466 | 11 | 0.44662
26015 | 4.32 | 1 | 2018-12-31 | 2019-12-31 | 365 | 4.9499 | 4 | 0.94989
25686 | 12.6 | 1 | 2018-12-31 | 2019-12-31 | 365 | 14.4372 | 14 | 0.43718
26672 | 11.5 | 1 | 2018-12-31 | 2019-12-31 | 365 | 13.1768 | 13 | 0.17679
26390 | 5 | 1 | 2018-12-31 | 2019-12-31 | 365 | 5.729 | 5 | 0.72904
25140 | 9.8 | 1 | 2018-12-31 | 2019-12-31 | 365 | 11.2289 | 11 | 0.22892
25759 | 9.45 | 1 | 2018-12-31 | 2019-12-31 | 365 | 10.8279 | 10 | 0.82789
25796 | 10.75 | 1 | 2018-12-31 | 2019-12-31 | 365 | 12.3174 | 12 | 0.31744
26071 | 7.25 | 1 | 2018-12-31 | 2019-12-31 | 365 | 8.3071 | 8 | 0.30711
26124 | 11.5 | 1 | 2018-12-31 | 2019-12-31 | 365 | 13.1768 | 13 | 0.17679
26141 | 11 | 1 | 2018-12-31 | 2019-12-31 | 365 | 12.6039 | 12 | 0.60389
26010 | 8.25 | 1 | 2018-12-31 | 2019-12-31 | 365 | 9.4529 | 9 | 0.45292
26238 | 9 | 1 | 2018-12-31 | 2019-12-31 | 365 | 10.3123 | 10 | 0.31227
26241 | 7.75 | 1 | 2018-12-31 | 2019-12-31 | 365 | 8.88 | 8 | 0.88001
26674 | 7.84 | 1 | 2018-12-31 | 2019-12-31 | 365 | 8.9831 | 8 | 0.98313
26245 | 8.4 | 1 | 2018-12-31 | 2019-12-31 | 365 | 9.6248 | 9 | 0.62479
25766 | 8.1 | 1 | 2018-12-31 | 2019-12-31 | 365 | 9.281 | 9 | 0.28104
25761 | 4.86 | 1 | 2018-12-31 | 2019-12-31 | 365 | 5.5686 | 5 | 0.56863
25764 | 10.8 | 1 | 2018-12-31 | 2019-12-31 | 365 | 12.3747 | 12 | 0.37473
25787 | 9.75 | 1 | 2018-12-31 | 2019-12-31 | 365 | 11.1716 | 11 | 0.17163
25972 | 15 | 1 | 2018-12-31 | 2019-12-31 | 365 | 17.1871 | 17 | 0.18712
26008 | 11.34 | 1 | 2018-12-31 | 2019-12-31 | 365 | 12.9935 | 12 | 0.99346
26066 | 11.5 | 1 | 2018-12-31 | 2019-12-31 | 365 | 13.1768 | 13 | 0.17679
26069 | 11.5 | 1 | 2018-12-31 | 2019-12-31 | 365 | 13.1768 | 13 | 0.17679
26288 | 3.92 | 1 | 2018-12-31 | 2019-12-31 | 365 | 4.4916 | 4 | 0.49157
26294 | 6.16 | 1 | 2018-12-31 | 2019-12-31 | 365 | 7.0582 | 7 | 0.058177
26297 | 4.8 | 1 | 2018-12-31 | 2019-12-31 | 365 | 5.4999 | 5 | 0.49988
26300 | 9.3 | 1 | 2018-12-31 | 2019-12-31 | 365 | 10.656 | 10 | 0.65601
26305 | 7.2 | 1 | 2018-12-31 | 2019-12-31 | 365 | 8.2498 | 8 | 0.24982
26339 | 8.25 | 1 | 2018-12-31 | 2019-12-31 | 365 | 9.4529 | 9 | 0.45292
26341 | 7.75 | 1 | 2018-12-31 | 2019-12-31 | 365 | 8.88 | 8 | 0.88001
26355 | 6.25 | 1 | 2018-12-31 | 2019-12-31 | 365 | 7.1613 | 7 | 0.1613
26373 | 9.72 | 1 | 2018-12-31 | 2019-12-31 | 365 | 11.1373 | 11 | 0.13725
26377 | 7 | 1 | 2018-12-31 | 2019-12-31 | 365 | 8.0207 | 8 | 0.020656
26387 | 6.72 | 1 | 2018-12-31 | 2019-12-31 | 365 | 7.6998 | 7 | 0.69983
25976 | 9 | 1 | 2018-12-31 | 2019-12-31 | 365 | 10.3123 | 10 | 0.31227
31450 | 10.4 | 1 | 2018-12-31 | 2019-12-31 | 365 | 11.9164 | 11 | 0.9164
31456 | 7.02 | 1 | 2018-12-31 | 2019-12-31 | 365 | 8.0436 | 8 | 0.043572
31462 | 10.8 | 1 | 2018-12-31 | 2019-12-31 | 365 | 12.3747 | 12 | 0.37473
31468 | 10.8 | 1 | 2018-12-31 | 2019-12-31 | 365 | 12.3747 | 12 | 0.37473
31418 | 9.75 | 1 | 2018-12-31 | 2019-12-31 | 365 | 11.1716 | 11 | 0.17163
31893 | 5.67 | 1 | 2018-12-31 | 2019-12-31 | 365 | 6.4967 | 6 | 0.49673
31897 | 7.98 | 1 | 2018-12-31 | 2019-12-31 | 365 | 9.1435 | 9 | 0.14355
31973 | 10.26 | 1 | 2018-12-31 | 2019-12-31 | 365 | 11.756 | 11 | 0.75599
32685 | 5.32 | 1 | 2018-12-31 | 2019-12-31 | 365 | 6.0957 | 6 | 0.095699
32688 | 6.21 | 1 | 2018-12-31 | 2019-12-31 | 365 | 7.1155 | 7 | 0.11547
32757 | 13.23 | 1 | 2018-12-31 | 2019-12-31 | 365 | 15.159 | 15 | 0.15904
32848 | 5.76 | 1 | 2018-12-31 | 2019-12-31 | 365 | 6.5999 | 6 | 0.59985
32932 | 7.56 | 1 | 2018-12-31 | 2019-12-31 | 365 | 8.6623 | 8 | 0.66231
32552 | 14.04 | 1 | 2018-12-31 | 2019-12-31 | 365 | 16.0871 | 16 | 0.087144
32554 | 12.9 | 1 | 2018-12-31 | 2019-12-31 | 365 | 14.7809 | 14 | 0.78092
32558 | 6 | 1 | 2018-12-31 | 2019-12-31 | 365 | 6.8748 | 6 | 0.87485
32563 | 4.59 | 1 | 2018-12-31 | 2019-12-31 | 365 | 5.2593 | 5 | 0.25926
32667 | 7.8 | 1 | 2018-12-31 | 2019-12-31 | 365 | 8.9373 | 8 | 0.9373
32671 | 10.8 | 1 | 2018-12-31 | 2019-12-31 | 365 | 12.3747 | 12 | 0.37473
32677 | 9.18 | 1 | 2018-12-31 | 2019-12-31 | 365 | 10.5185 | 10 | 0.51852
32683 | 6.5 | 1 | 2018-12-31 | 2019-12-31 | 365 | 7.4478 | 7 | 0.44775
33905 | 5.5 | 1 | 2018-12-31 | 2019-12-31 | 365 | 6.3019 | 6 | 0.30194
33910 | 4 | 1 | 2018-12-31 | 2019-12-31 | 365 | 4.5832 | 4 | 0.58323
33977 | 6.3 | 1 | 2018-12-31 | 2019-12-31 | 365 | 7.2186 | 7 | 0.21859
33979 | 5.04 | 1 | 2018-12-31 | 2019-12-31 | 365 | 5.7749 | 5 | 0.77487
33980 | 4.8 | 1 | 2018-12-31 | 2019-12-31 | 365 | 5.4999 | 5 | 0.49988
33981 | 6 | 1 | 2018-12-31 | 2019-12-31 | 365 | 6.8748 | 6 | 0.87485
33301 | 10 | 1 | 2018-12-31 | 2019-12-31 | 365 | 11.4581 | 11 | 0.45808
33360 | 6 | 1 | 2018-12-31 | 2019-12-31 | 365 | 6.8748 | 6 | 0.87485
33361 | 3.75 | 1 | 2018-12-31 | 2019-12-31 | 365 | 4.2968 | 4 | 0.29678
33369 | 4.25 | 1 | 2018-12-31 | 2019-12-31 | 365 | 4.8697 | 4 | 0.86968
31445 | 3.8 | 1 | 2018-12-31 | 2019-12-31 | 365 | 4.3541 | 4 | 0.35407
30264 | 87.75 | 0.9 | 2018-12-31 | 2019-12-31 | 365 | 90.4902 | 90 | 0.49019
33373 | 4.08 | 1 | 2018-12-31 | 2019-12-31 | 365 | 4.6749 | 4 | 0.6749
33395 | 4.845 | 1 | 2018-12-31 | 2019-12-31 | 365 | 5.5514 | 5 | 0.55144
33398 | 6.75 | 1 | 2018-12-31 | 2019-12-31 | 365 | 7.7342 | 7 | 0.7342
33403 | 7.905 | 1 | 2018-12-31 | 2019-12-31 | 365 | 9.0576 | 9 | 0.057612
33418 | 9.18 | 1 | 2018-12-31 | 2019-12-31 | 365 | 10.5185 | 10 | 0.51852
33425 | 3.3 | 1 | 2018-12-31 | 2019-12-31 | 365 | 3.7812 | 3 | 0.78117
33430 | 3.5 | 1 | 2018-12-31 | 2019-12-31 | 365 | 4.0103 | 4 | 0.010328
33438 | 7.75 | 1 | 2018-12-31 | 2019-12-31 | 365 | 8.88 | 8 | 0.88001
33442 | 7.56 | 1 | 2018-12-31 | 2019-12-31 | 365 | 8.6623 | 8 | 0.66231
33444 | 5.67 | 1 | 2018-12-31 | 2019-12-31 | 365 | 6.4967 | 6 | 0.49673
33449 | 11 | 1 | 2018-12-31 | 2019-12-31 | 365 | 12.6039 | 12 | 0.60389
31978 | 5.94 | 1 | 2018-12-31 | 2019-12-31 | 365 | 6.8061 | 6 | 0.8061
33671 | 8.925 | 1 | 2018-12-31 | 2019-12-31 | 365 | 10.2263 | 10 | 0.22634
33675 | 6.25 | 1 | 2018-12-31 | 2019-12-31 | 365 | 7.1613 | 7 | 0.1613
33681 | 8.5 | 1 | 2018-12-31 | 2019-12-31 | 365 | 9.7394 | 9 | 0.73937
33720 | 10.07 | 1 | 2018-12-31 | 2019-12-31 | 365 | 11.5383 | 11 | 0.53829
33729 | 10.64 | 1 | 2018-12-31 | 2019-12-31 | 365 | 12.1914 | 12 | 0.1914
33801 | 12 | 1 | 2018-12-31 | 2019-12-31 | 365 | 13.7497 | 13 | 0.7497
33805 | 12.42 | 1 | 2018-12-31 | 2019-12-31 | 365 | 14.2309 | 14 | 0.23094
33896 | 10.26 | 1 | 2018-12-31 | 2019-12-31 | 365 | 11.756 | 11 | 0.75599
35077 | 6.6 | 1 | 2018-12-31 | 2019-12-31 | 365 | 7.5623 | 7 | 0.56233
35103 | 8.91 | 1 | 2018-12-31 | 2019-12-31 | 365 | 10.2091 | 10 | 0.20915
33836 | 6.3 | 1 | 2018-12-31 | 2019-12-31 | 365 | 7.2186 | 7 | 0.21859
33830 | 5.04 | 1 | 2018-12-31 | 2019-12-31 | 365 | 5.7749 | 5 | 0.77487
33840 | 4.48 | 1 | 2018-12-31 | 2019-12-31 | 365 | 5.1332 | 5 | 0.13322
35183 | 11.5 | 1 | 2018-12-31 | 2019-12-31 | 365 | 13.1768 | 13 | 0.17679
35224 | 9.45 | 1 | 2018-12-31 | 2019-12-31 | 365 | 10.8279 | 10 | 0.82789
35256 | 9.5 | 1 | 2018-12-31 | 2019-12-31 | 365 | 10.8852 | 10 | 0.88518
36900 | 11 | 1 | 2018-12-31 | 2019-12-31 | 365 | 12.6039 | 12 | 0.60389
36915 | 5.4 | 1 | 2018-12-31 | 2019-12-31 | 365 | 6.1874 | 6 | 0.18736
36964 | 6 | 1 | 2018-12-31 | 2019-12-31 | 365 | 6.8748 | 6 | 0.87485
36980 | 6.48 | 1 | 2018-12-31 | 2019-12-31 | 365 | 7.4248 | 7 | 0.42484
36988 | 6.63 | 1 | 2018-12-31 | 2019-12-31 | 365 | 7.5967 | 7 | 0.59671
37002 | 7.56 | 1 | 2018-12-31 | 2019-12-31 | 365 | 8.6623 | 8 | 0.66231
37110 | 3.92 | 1 | 2018-12-31 | 2019-12-31 | 365 | 4.4916 | 4 | 0.49157
37119 | 6.9 | 1 | 2018-12-31 | 2019-12-31 | 365 | 7.9061 | 7 | 0.90608
37124 | 6.44 | 1 | 2018-12-31 | 2019-12-31 | 365 | 7.379 | 7 | 0.379
36563 | 9.6 | 1 | 2018-12-31 | 2019-12-31 | 365 | 10.9998 | 10 | 0.99976
36564 | 4.2 | 1 | 2018-12-31 | 2019-12-31 | 365 | 4.8124 | 4 | 0.81239
37127 | 6.6 | 1 | 2018-12-31 | 2019-12-31 | 365 | 7.5623 | 7 | 0.56233
37338 | 4.425 | 1 | 2018-12-31 | 2019-12-31 | 365 | 5.0702 | 5 | 0.0702
37342 | 2.45 | 1 | 2018-12-31 | 2019-12-31 | 365 | 2.8072 | 2 | 0.80723
37353 | 8.91 | 1 | 2018-12-31 | 2019-12-31 | 365 | 10.2091 | 10 | 0.20915
37360 | 6.24 | 1 | 2018-12-31 | 2019-12-31 | 365 | 7.1498 | 7 | 0.14984
37420 | 9.72 | 1 | 2018-12-31 | 2019-12-31 | 365 | 11.1373 | 11 | 0.13725
37350 | 10 | 1 | 2018-12-31 | 2019-12-31 | 365 | 11.4581 | 11 | 0.45808
37423 | 7.14 | 1 | 2018-12-31 | 2019-12-31 | 365 | 8.1811 | 8 | 0.18107
33391 | 8.75 | 1 | 2018-12-31 | 2019-12-31 | 365 | 10.0258 | 10 | 0.02582
35634 | 7.8 | 1 | 2018-12-31 | 2019-12-31 | 365 | 8.9373 | 8 | 0.9373
35620 | 3.5 | 1 | 2018-12-31 | 2019-12-31 | 365 | 4.0103 | 4 | 0.010328
36068 | 8.1 | 1 | 2018-12-31 | 2019-12-31 | 365 | 9.281 | 9 | 0.28104
36556 | 10.92 | 1 | 2018-12-31 | 2019-12-31 | 365 | 12.5122 | 12 | 0.51222
36566 | 11.2 | 1 | 2018-12-31 | 2019-12-31 | 365 | 12.833 | 12 | 0.83305
36895 | 5 | 1 | 2018-12-31 | 2019-12-31 | 365 | 5.729 | 5 | 0.72904
37013 | 9.9 | 1 | 2018-12-31 | 2019-12-31 | 365 | 11.3435 | 11 | 0.3435
37329 | 3.25 | 1 | 2018-12-31 | 2019-12-31 | 365 | 3.7239 | 3 | 0.72388
37369 | 7.625 | 1 | 2018-12-31 | 2019-12-31 | 365 | 8.7368 | 8 | 0.73679
37419 | 10.25 | 1 | 2018-12-31 | 2019-12-31 | 365 | 11.7445 | 11 | 0.74453
36535 | 7.2 | 1 | 2018-12-31 | 2019-12-31 | 365 | 8.2498 | 8 | 0.24982
36544 | 5.1 | 1 | 2018-12-31 | 2019-12-31 | 365 | 5.8436 | 5 | 0.84362
36548 | 12 | 1 | 2018-12-31 | 2019-12-31 | 365 | 13.7497 | 13 | 0.7497
36550 | 6.9 | 1 | 2018-12-31 | 2019-12-31 | 365 | 7.9061 | 7 | 0.90608
37096 | 6.5 | 1 | 2018-12-31 | 2019-12-31 | 365 | 7.4478 | 7 | 0.44775
33882 | 5.4 | 1 | 2018-12-31 | 2019-12-31 | 365 | 6.1874 | 6 | 0.18736
36791 | 8.75 | 1 | 2018-12-31 | 2019-12-31 | 365 | 10.0258 | 10 | 0.02582
36970 | 5.75 | 1 | 2018-12-31 | 2019-12-31 | 365 | 6.5884 | 6 | 0.5884
33890 | 10.5 | 1 | 2018-12-31 | 2019-12-31 | 365 | 12.031 | 12 | 0.030984
36910 | 3.5 | 1 | 2018-12-31 | 2019-12-31 | 365 | 4.0103 | 4 | 0.010328
37101 | 15 | 1 | 2018-12-31 | 2019-12-31 | 365 | 17.1871 | 17 | 0.18712
37103 | 12 | 1 | 2018-12-31 | 2019-12-31 | 365 | 13.7497 | 13 | 0.7497
31865 | 3.99 | 1 | 2018-12-31 | 2019-12-31 | 365 | 4.5718 | 4 | 0.57177
32680 | 10.4 | 1 | 2018-12-31 | 2019-12-31 | 365 | 11.9164 | 11 | 0.9164
32681 | 9.36 | 1 | 2018-12-31 | 2019-12-31 | 365 | 10.7248 | 10 | 0.72476
33688 | 8.91 | 1 | 2018-12-31 | 2019-12-31 | 365 | 10.2091 | 10 | 0.20915
35195 | 8.1 | 1 | 2018-12-31 | 2019-12-31 | 365 | 9.281 | 9 | 0.28104
35234 | 5.13 | 1 | 2018-12-31 | 2019-12-31 | 365 | 5.878 | 5 | 0.878
35242 | 7.5 | 1 | 2018-12-31 | 2019-12-31 | 365 | 8.5936 | 8 | 0.59356
35248 | 2.6 | 1 | 2018-12-31 | 2019-12-31 | 365 | 2.9791 | 2 | 0.9791
35264 | 2.43 | 1 | 2018-12-31 | 2019-12-31 | 365 | 2.7843 | 2 | 0.78431
35469 | 8.7 | 1 | 2018-12-31 | 2019-12-31 | 365 | 9.9685 | 9 | 0.96853
35606 | 10.5 | 1 | 2018-12-31 | 2019-12-31 | 365 | 12.031 | 12 | 0.030984
35616 | 7.75 | 1 | 2018-12-31 | 2019-12-31 | 365 | 8.88 | 8 | 0.88001
35623 | 8.75 | 1 | 2018-12-31 | 2019-12-31 | 365 | 10.0258 | 10 | 0.02582
35627 | 9.25 | 1 | 2018-12-31 | 2019-12-31 | 365 | 10.5987 | 10 | 0.59872
35640 | 9.72 | 1 | 2018-12-31 | 2019-12-31 | 365 | 11.1373 | 11 | 0.13725
35720 | 7.54 | 1 | 2018-12-31 | 2019-12-31 | 365 | 8.6394 | 8 | 0.63939
36056 | 6 | 1 | 2018-12-31 | 2019-12-31 | 365 | 6.8748 | 6 | 0.87485
37122 | 7.8 | 1 | 2018-12-31 | 2019-12-31 | 365 | 8.9373 | 8 | 0.9373
37133 | 10.2 | 1 | 2018-12-31 | 2019-12-31 | 365 | 11.6872 | 11 | 0.68724
37136 | 12 | 1 | 2018-12-31 | 2019-12-31 | 365 | 13.7497 | 13 | 0.7497
37137 | 3.6 | 1 | 2018-12-31 | 2019-12-31 | 365 | 4.1249 | 4 | 0.12491
37139 | 9.6 | 1 | 2018-12-31 | 2019-12-31 | 365 | 10.9998 | 10 | 0.99976
37142 | 7.2 | 1 | 2018-12-31 | 2019-12-31 | 365 | 8.2498 | 8 | 0.24982
36565 | 9 | 1 | 2018-12-31 | 2019-12-31 | 365 | 10.3123 | 10 | 0.31227
37380 | 15 | 1 | 2018-12-31 | 2019-12-31 | 365 | 17.1871 | 17 | 0.18712
37417 | 6.615 | 1 | 2018-12-31 | 2019-12-31 | 365 | 7.5795 | 7 | 0.57952
37415 | 6.63 | 1 | 2018-12-31 | 2019-12-31 | 365 | 7.5967 | 7 | 0.59671
42837 | 7.28 | 1 | 2018-12-31 | 2019-12-31 | 365 | 8.3415 | 8 | 0.34148
43092 | 3 | 1 | 2018-12-31 | 2019-12-31 | 365 | 3.4374 | 3 | 0.43742
43111 | 3.825 | 1 | 2018-12-31 | 2019-12-31 | 365 | 4.3827 | 4 | 0.38272
43125 | 5.1 | 1 | 2018-12-31 | 2019-12-31 | 365 | 5.8436 | 5 | 0.84362
43164 | 6 | 1 | 2018-12-31 | 2019-12-31 | 365 | 6.8748 | 6 | 0.87485
43173 | 9.18 | 1 | 2018-12-31 | 2019-12-31 | 365 | 10.5185 | 10 | 0.51852
43359 | 3.6 | 1 | 2018-12-31 | 2019-12-31 | 365 | 4.1249 | 4 | 0.12491
43367 | 9.36 | 1 | 2018-12-31 | 2019-12-31 | 365 | 10.7248 | 10 | 0.72476
43377 | 5.4 | 1 | 2018-12-31 | 2019-12-31 | 365 | 6.1874 | 6 | 0.18736
43383 | 8.4 | 1 | 2018-12-31 | 2019-12-31 | 365 | 9.6248 | 9 | 0.62479
43387 | 8.7 | 1 | 2018-12-31 | 2019-12-31 | 365 | 9.9685 | 9 | 0.96853
43404 | 3.3 | 1 | 2018-12-31 | 2019-12-31 | 365 | 3.7812 | 3 | 0.78117
43415 | 5.4 | 1 | 2018-12-31 | 2019-12-31 | 365 | 6.1874 | 6 | 0.18736
44401 | 5.94 | 1 | 2018-12-31 | 2019-12-31 | 365 | 6.8061 | 6 | 0.8061
44423 | 7.65 | 1 | 2018-12-31 | 2019-12-31 | 365 | 8.7654 | 8 | 0.76543
45187 | 7.25 | 1 | 2018-12-31 | 2019-12-31 | 365 | 8.3071 | 8 | 0.30711
45198 | 5.61 | 1 | 2018-12-31 | 2019-12-31 | 365 | 6.428 | 6 | 0.42798
45209 | 11 | 1 | 2018-12-31 | 2019-12-31 | 365 | 12.6039 | 12 | 0.60389
45226 | 11.44 | 1 | 2018-12-31 | 2019-12-31 | 365 | 13.108 | 13 | 0.10804
45418 | 9.72 | 1 | 2018-12-31 | 2019-12-31 | 365 | 11.1373 | 11 | 0.13725
45421 | 6.6 | 1 | 2018-12-31 | 2019-12-31 | 365 | 7.5623 | 7 | 0.56233
45422 | 10.08 | 1 | 2018-12-31 | 2019-12-31 | 365 | 11.5497 | 11 | 0.54974
44024 | 12.825 | 1 | 2018-12-31 | 2019-12-31 | 365 | 14.695 | 14 | 0.69499
44034 | 9 | 1 | 2018-12-31 | 2019-12-31 | 365 | 10.3123 | 10 | 0.31227
44114 | 4.8 | 1 | 2018-12-31 | 2019-12-31 | 365 | 5.4999 | 5 | 0.49988
44116 | 5.04 | 1 | 2018-12-31 | 2019-12-31 | 365 | 5.7749 | 5 | 0.77487
44097 | 22.68 | 1 | 2018-12-31 | 2019-12-31 | 365 | 25.9869 | 25 | 0.98693
45794 | 9.72 | 1 | 2018-12-31 | 2019-12-31 | 365 | 11.1373 | 11 | 0.13725
45798 | 10.455 | 1 | 2018-12-31 | 2019-12-31 | 365 | 11.9794 | 11 | 0.97942
45802 | 7.75 | 1 | 2018-12-31 | 2019-12-31 | 365 | 8.88 | 8 | 0.88001
44156 | 6 | 1 | 2018-12-31 | 2019-12-31 | 365 | 6.8748 | 6 | 0.87485
42848 | 6.063 | 1 | 2018-12-31 | 2019-12-31 | 365 | 6.947 | 6 | 0.94703
44049 | 9.9 | 1 | 2018-12-31 | 2019-12-31 | 365 | 11.3435 | 11 | 0.3435
44107 | 11 | 1 | 2018-12-31 | 2019-12-31 | 365 | 12.6039 | 12 | 0.60389
35024 | 337.18 | 0.9 | 2018-12-31 | 2019-12-31 | 365 | 347.7092 | 347 | 0.70919
47182 | 4.48 | 1 | 2018-12-31 | 2019-12-31 | 365 | 5.1332 | 5 | 0.13322
37293 | 6.405 | 1 | 2018-12-31 | 2019-12-31 | 365 | 7.3389 | 7 | 0.3389
41811 | 5.25 | 1 | 2018-12-31 | 2019-12-31 | 365 | 6.0155 | 6 | 0.015492
43353 | 9.8 | 1 | 2018-12-31 | 2019-12-31 | 365 | 11.2289 | 11 | 0.22892
43370 | 3.6 | 1 | 2018-12-31 | 2019-12-31 | 365 | 4.1249 | 4 | 0.12491
44839 | 2.188 | 1 | 2018-12-31 | 2019-12-31 | 365 | 2.507 | 2 | 0.50703
45795 | 14.7 | 1 | 2018-12-31 | 2019-12-31 | 365 | 16.8434 | 16 | 0.84338
33731 | 9.9 | 1 | 2018-12-31 | 2019-12-31 | 365 | 11.3435 | 11 | 0.3435
37115 | 12.6 | 1 | 2018-12-31 | 2019-12-31 | 365 | 14.4372 | 14 | 0.43718
43299 | 10.78 | 1 | 2018-12-31 | 2019-12-31 | 365 | 12.3518 | 12 | 0.35181
36639 | 24.9 | 1 | 2018-12-31 | 2019-12-31 | 365 | 28.5306 | 28 | 0.53062
47451 | 7 | 1 | 2018-12-31 | 2019-12-31 | 365 | 8.0207 | 8 | 0.020656
51338 | 4.8 | 1 | 2018-12-31 | 2019-12-31 | 365 | 5.4999 | 5 | 0.49988
52599 | 7.82 | 1 | 2018-12-31 | 2019-12-31 | 365 | 8.9602 | 8 | 0.96022
49133 | 7.84 | 1 | 2018-12-31 | 2019-12-31 | 365 | 8.9831 | 8 | 0.98313
48161 | 4.48 | 1 | 2018-12-31 | 2019-12-31 | 365 | 5.1332 | 5 | 0.13322
47092 | 6.9 | 1 | 2018-12-31 | 2019-12-31 | 365 | 7.9061 | 7 | 0.90608
47589 | 5.5 | 1 | 2018-12-31 | 2019-12-31 | 365 | 6.3019 | 6 | 0.30194
52542 | 5.79 | 1 | 2018-12-31 | 2019-12-31 | 365 | 6.6342 | 6 | 0.63423
52545 | 6.28 | 1 | 2018-12-31 | 2019-12-31 | 365 | 7.1957 | 7 | 0.19567
47487 | 21.655 | 1 | 2018-12-31 | 2019-12-31 | 365 | 24.8125 | 24 | 0.81247
52747 | 5.67 | 1 | 2018-12-31 | 2019-12-31 | 365 | 6.4967 | 6 | 0.49673
52548 | 11.4 | 1 | 2018-12-31 | 2019-12-31 | 365 | 13.0622 | 13 | 0.062211
51422 | 12 | 1 | 2018-12-31 | 2019-12-31 | 365 | 13.7497 | 13 | 0.7497
51419 | 10.75 | 1 | 2018-12-31 | 2019-12-31 | 365 | 12.3174 | 12 | 0.31744
51337 | 5.5 | 1 | 2018-12-31 | 2019-12-31 | 365 | 6.3019 | 6 | 0.30194
47353 | 6 | 1 | 2018-12-31 | 2019-12-31 | 365 | 6.8748 | 6 | 0.87485
51335 | 3.66 | 1 | 2018-12-31 | 2019-12-31 | 365 | 4.1937 | 4 | 0.19366
51138 | 4.08 | 1 | 2018-12-31 | 2019-12-31 | 365 | 4.6749 | 4 | 0.6749
47495 | 5.185 | 1 | 2018-12-31 | 2019-12-31 | 365 | 5.941 | 5 | 0.94101
48181 | 5.985 | 1 | 2018-12-31 | 2019-12-31 | 365 | 6.8577 | 6 | 0.85766
48193 | 6.48 | 1 | 2018-12-31 | 2019-12-31 | 365 | 7.4248 | 7 | 0.42484
49578 | 3.51 | 1 | 2018-12-31 | 2019-12-31 | 365 | 4.0218 | 4 | 0.021786
49861 | 5.67 | 1 | 2018-12-31 | 2019-12-31 | 365 | 6.4967 | 6 | 0.49673
50016 | 4.5 | 1 | 2018-12-31 | 2019-12-31 | 365 | 5.1561 | 5 | 0.15614
50201 | 3.5 | 1 | 2018-12-31 | 2019-12-31 | 365 | 4.0103 | 4 | 0.010328
50202 | 6.75 | 1 | 2018-12-31 | 2019-12-31 | 365 | 7.7342 | 7 | 0.7342
51336 | 11.5 | 1 | 2018-12-31 | 2019-12-31 | 365 | 13.1768 | 13 | 0.17679
47370 | 5.7 | 1 | 2018-12-31 | 2019-12-31 | 365 | 6.5311 | 6 | 0.53111
43136 | 9.9 | 1 | 2018-12-31 | 2019-12-31 | 365 | 11.3435 | 11 | 0.3435
46282 | 8.1 | 1 | 2018-12-31 | 2019-12-31 | 365 | 9.281 | 9 | 0.28104
44149 | 5.04 | 1 | 2018-12-31 | 2019-12-31 | 365 | 5.7749 | 5 | 0.77487
44157 | 5.4 | 1 | 2018-12-31 | 2019-12-31 | 365 | 6.1874 | 6 | 0.18736
44134 | 10.8 | 1 | 2018-12-31 | 2019-12-31 | 365 | 12.3747 | 12 | 0.37473
52601 | 11.1 | 1 | 2018-12-31 | 2019-12-31 | 365 | 12.7185 | 12 | 0.71847
44155 | 10.26 | 1 | 2018-12-31 | 2019-12-31 | 365 | 11.756 | 11 | 0.75599
47457 | 2.35 | 1 | 2018-12-31 | 2019-12-31 | 365 | 2.6926 | 2 | 0.69265
50203 | 10.8 | 1 | 2018-12-31 | 2019-12-31 | 365 | 12.3747 | 12 | 0.37473
47087 | 6.3 | 1 | 2018-12-31 | 2019-12-31 | 365 | 7.2186 | 7 | 0.21859
51417 | 3.65 | 1 | 2018-12-31 | 2019-12-31 | 365 | 4.1822 | 4 | 0.1822
32567 | 12.6 | 1 | 2018-12-31 | 2019-12-31 | 365 | 14.4372 | 14 | 0.43718
52600 | 6 | 1 | 2018-12-31 | 2019-12-31 | 365 | 6.8748 | 6 | 0.87485
50737 | 2.75 | 1 | 2018-12-31 | 2019-12-31 | 365 | 3.151 | 3 | 0.15097
50746 | 6 | 1 | 2018-12-31 | 2019-12-31 | 365 | 6.8748 | 6 | 0.87485
50873 | 4.335 | 1 | 2018-12-31 | 2019-12-31 | 365 | 4.9671 | 4 | 0.96708
52604 | 5.1 | 1 | 2018-12-31 | 2019-12-31 | 365 | 5.8436 | 5 | 0.84362
52624 | 11.985 | 1 | 2018-12-31 | 2019-12-31 | 365 | 13.7325 | 13 | 0.73251
52745 | 8.4 | 1 | 2018-12-31 | 2019-12-31 | 365 | 9.6248 | 9 | 0.62479
47177 | 6.25 | 1 | 2018-12-31 | 2019-12-31 | 365 | 7.1613 | 7 | 0.1613
52748 | 9.45 | 1 | 2018-12-31 | 2019-12-31 | 365 | 10.8279 | 10 | 0.82789
52746 | 8.67 | 1 | 2018-12-31 | 2019-12-31 | 365 | 9.9342 | 9 | 0.93416
47358 | 6.3 | 1 | 2018-12-31 | 2019-12-31 | 365 | 7.2186 | 7 | 0.21859
47103 | 5.1 | 1 | 2018-12-31 | 2019-12-31 | 365 | 5.8436 | 5 | 0.84362
47096 | 7.2 | 1 | 2018-12-31 | 2019-12-31 | 365 | 8.2498 | 8 | 0.24982
46290 | 7.8 | 1 | 2018-12-31 | 2019-12-31 | 365 | 8.9373 | 8 | 0.9373
47116 | 9.6 | 1 | 2018-12-31 | 2019-12-31 | 365 | 10.9998 | 10 | 0.99976
43463 | 12.285 | 1 | 2018-12-31 | 2019-12-31 | 365 | 14.0763 | 14 | 0.076251
44152 | 5.7 | 1 | 2018-12-31 | 2019-12-31 | 365 | 6.5311 | 6 | 0.53111
44144 | 8.505 | 1 | 2018-12-31 | 2019-12-31 | 365 | 9.7451 | 9 | 0.7451
44153 | 6 | 1 | 2018-12-31 | 2019-12-31 | 365 | 6.8748 | 6 | 0.87485
50845 | 5.7 | 1 | 2018-12-31 | 2019-12-31 | 365 | 6.5311 | 6 | 0.53111
44135 | 12 | 1 | 2018-12-31 | 2019-12-31 | 365 | 13.7497 | 13 | 0.7497
44138 | 9.3 | 1 | 2018-12-31 | 2019-12-31 | 365 | 10.656 | 10 | 0.65601
44162 | 6.75 | 1 | 2018-12-31 | 2019-12-31 | 365 | 7.7342 | 7 | 0.7342
44192 | 3.9 | 1 | 2018-12-31 | 2019-12-31 | 365 | 4.4687 | 4 | 0.46865
44682 | 4.5 | 1 | 2018-12-31 | 2019-12-31 | 365 | 5.1561 | 5 | 0.15614
47013 | 10.08 | 1 | 2018-12-31 | 2019-12-31 | 365 | 11.5497 | 11 | 0.54974
42360 | 6.48 | 1 | 2018-12-31 | 2019-12-31 | 365 | 7.4248 | 7 | 0.42484
47363 | 3.9 | 1 | 2018-12-31 | 2019-12-31 | 365 | 4.4687 | 4 | 0.46865
43909 | 13.52 | 1 | 2018-12-31 | 2019-12-31 | 365 | 15.4913 | 15 | 0.49132
37422 | 8.413 | 1 | 2018-12-31 | 2019-12-31 | 365 | 9.6397 | 9 | 0.63968
49855 | 5.7 | 1 | 2018-12-31 | 2019-12-31 | 365 | 6.5311 | 6 | 0.53111
46268 | 13 | 1 | 2018-12-31 | 2019-12-31 | 365 | 14.8955 | 14 | 0.8955
44147 | 11.025 | 1 | 2018-12-31 | 2019-12-31 | 365 | 12.6325 | 12 | 0.63253
44713 | 12 | 1 | 2018-12-31 | 2019-12-31 | 365 | 13.7497 | 13 | 0.7497
51470 | 7.2 | 1 | 2018-12-31 | 2019-12-31 | 365 | 8.2498 | 8 | 0.24982
51469 | 8.4 | 1 | 2018-12-31 | 2019-12-31 | 365 | 9.6248 | 9 | 0.62479
47043 | 11.025 | 1 | 2018-12-31 | 2019-12-31 | 365 | 12.6325 | 12 | 0.63253
47109 | 7.8 | 1 | 2018-12-31 | 2019-12-31 | 365 | 8.9373 | 8 | 0.9373
47426 | 12.6 | 1 | 2018-12-31 | 2019-12-31 | 365 | 14.4372 | 14 | 0.43718
50544 | 6 | 1 | 2018-12-31 | 2019-12-31 | 365 | 6.8748 | 6 | 0.87485
44101 | 14.4 | 1 | 2018-12-31 | 2019-12-31 | 365 | 16.4996 | 16 | 0.49964
49143 | 6.25 | 1 | 2018-12-31 | 2019-12-31 | 365 | 7.1613 | 7 | 0.1613
49509 | 10.5 | 1 | 2018-12-31 | 2019-12-31 | 365 | 12.031 | 12 | 0.030984
49389 | 6.6 | 1 | 2018-12-31 | 2019-12-31 | 365 | 7.5623 | 7 | 0.56233
49136 | 8.1 | 1 | 2018-12-31 | 2019-12-31 | 365 | 9.281 | 9 | 0.28104
48201 | 4.2 | 1 | 2018-12-31 | 2019-12-31 | 365 | 4.8124 | 4 | 0.81239
51136 | 6.615 | 1 | 2018-12-31 | 2019-12-31 | 365 | 7.5795 | 7 | 0.57952
50200 | 11.4 | 1 | 2018-12-31 | 2019-12-31 | 365 | 13.0622 | 13 | 0.062211
45277 | 6.36 | 1 | 2018-12-31 | 2019-12-31 | 365 | 7.2873 | 7 | 0.28734
50850 | 7.98 | 1 | 2018-12-31 | 2019-12-31 | 365 | 9.1435 | 9 | 0.14355
47026 | 5.04 | 1 | 2018-12-31 | 2019-12-31 | 365 | 5.7749 | 5 | 0.77487
47020 | 10.4 | 1 | 2018-12-31 | 2019-12-31 | 365 | 11.9164 | 11 | 0.9164
45792 | 4.41 | 1 | 2018-12-31 | 2019-12-31 | 365 | 5.053 | 5 | 0.053013
50866 | 4.845 | 1 | 2018-12-31 | 2019-12-31 | 365 | 5.5514 | 5 | 0.55144
43470 | 17.1 | 1 | 2018-12-31 | 2019-12-31 | 365 | 19.5933 | 19 | 0.59332
50753 | 16.38 | 1 | 2018-12-31 | 2019-12-31 | 365 | 18.7683 | 18 | 0.76834
44845 | 11.88 | 1 | 2018-12-31 | 2019-12-31 | 365 | 13.6122 | 13 | 0.6122
44105 | 5.94 | 1 | 2018-12-31 | 2019-12-31 | 365 | 6.8061 | 6 | 0.8061
47556 | 12.6 | 1 | 2018-12-31 | 2019-12-31 | 365 | 14.4372 | 14 | 0.43718
51467 | 13.42 | 1 | 2018-12-31 | 2019-12-31 | 365 | 15.3767 | 15 | 0.37674
56434 | 6.63 | 1 | 2018-12-31 | 2019-12-31 | 365 | 7.5967 | 7 | 0.59671
56432 | 3.3 | 1 | 2018-12-31 | 2019-12-31 | 365 | 3.7812 | 3 | 0.78117
56155 | 4.08 | 1 | 2018-12-31 | 2019-12-31 | 365 | 4.6749 | 4 | 0.6749
55320 | 9.6 | 1 | 2018-12-31 | 2019-12-31 | 365 | 10.9998 | 10 | 0.99976
55274 | 9.9 | 1 | 2018-12-31 | 2019-12-31 | 365 | 11.3435 | 11 | 0.3435
55262 | 5.4 | 1 | 2018-12-31 | 2019-12-31 | 365 | 6.1874 | 6 | 0.18736
55258 | 7.8 | 1 | 2018-12-31 | 2019-12-31 | 365 | 8.9373 | 8 | 0.9373
55255 | 6 | 1 | 2018-12-31 | 2019-12-31 | 365 | 6.8748 | 6 | 0.87485
55248 | 8.25 | 1 | 2018-12-31 | 2019-12-31 | 365 | 9.4529 | 9 | 0.45292
55239 | 4.75 | 1 | 2018-12-31 | 2019-12-31 | 365 | 5.4426 | 5 | 0.44259
54958 | 3.9 | 1 | 2018-12-31 | 2019-12-31 | 365 | 4.4687 | 4 | 0.46865
55001 | 6 | 1 | 2018-12-31 | 2019-12-31 | 365 | 6.8748 | 6 | 0.87485
55017 | 6.6 | 1 | 2018-12-31 | 2019-12-31 | 365 | 7.5623 | 7 | 0.56233
55025 | 5.25 | 1 | 2018-12-31 | 2019-12-31 | 365 | 6.0155 | 6 | 0.015492
56709 | 5.6 | 1 | 2018-12-31 | 2019-12-31 | 365 | 6.4165 | 6 | 0.41652
55013 | 8 | 1 | 2018-12-31 | 2019-12-31 | 365 | 9.1665 | 9 | 0.16646
54993 | 7.56 | 1 | 2018-12-31 | 2019-12-31 | 365 | 8.6623 | 8 | 0.66231
56438 | 7.25 | 1 | 2018-12-31 | 2019-12-31 | 365 | 8.3071 | 8 | 0.30711
55242 | 5.865 | 1 | 2018-12-31 | 2019-12-31 | 365 | 6.7202 | 6 | 0.72016
55251 | 8.25 | 1 | 2018-12-31 | 2019-12-31 | 365 | 9.4529 | 9 | 0.45292
55253 | 3 | 1 | 2018-12-31 | 2019-12-31 | 365 | 3.4374 | 3 | 0.43742
55276 | 6 | 1 | 2018-12-31 | 2019-12-31 | 365 | 6.8748 | 6 | 0.87485
56748 | 17.5 | 1 | 2018-12-31 | 2019-12-31 | 365 | 20.0516 | 20 | 0.05164
55245 | 6.75 | 1 | 2018-12-31 | 2019-12-31 | 365 | 7.7342 | 7 | 0.7342
47441 | 9.3 | 1 | 2018-12-31 | 2019-12-31 | 365 | 10.656 | 10 | 0.65601
56159 | 6.63 | 1 | 2018-12-31 | 2019-12-31 | 365 | 7.5967 | 7 | 0.59671
46141 | 9.81 | 1 | 2018-12-31 | 2019-12-31 | 365 | 11.2404 | 11 | 0.24038
55003 | 10.5 | 1 | 2018-12-31 | 2019-12-31 | 365 | 12.031 | 12 | 0.030984
55244 | 11.5 | 1 | 2018-12-31 | 2019-12-31 | 365 | 13.1768 | 13 | 0.17679
49850 | 5.7 | 1 | 2018-12-31 | 2019-12-31 | 365 | 6.5311 | 6 | 0.53111
48770 | 10.53 | 1 | 2018-12-31 | 2019-12-31 | 365 | 12.0654 | 12 | 0.065358
54536 | 14.025 | 1 | 2018-12-31 | 2019-12-31 | 365 | 16.07 | 16 | 0.069957
35593 | 120 | 0.9 | 2018-12-31 | 2019-12-31 | 365 | 123.7473 | 123 | 0.74726
54532 | 7.65 | 1 | 2018-12-31 | 2019-12-31 | 365 | 8.7654 | 8 | 0.76543
44142 | 8.32 | 1 | 2018-12-31 | 2019-12-31 | 365 | 9.5331 | 9 | 0.53312
47375 | 13.005 | 1 | 2018-12-31 | 2019-12-31 | 365 | 14.9012 | 14 | 0.90123
55854 | 6.24 | 1 | 2018-12-31 | 2019-12-31 | 365 | 7.1498 | 7 | 0.14984
56160 | 12.5 | 1 | 2018-12-31 | 2019-12-31 | 365 | 14.3226 | 14 | 0.3226
49845 | 7.8 | 1 | 2018-12-31 | 2019-12-31 | 365 | 8.9373 | 8 | 0.9373
45780 | 7.28 | 1 | 2018-12-31 | 2019-12-31 | 365 | 8.3415 | 8 | 0.34148
55322 | 3.9 | 1 | 2018-12-31 | 2019-12-31 | 365 | 4.4687 | 4 | 0.46865
55321 | 6.4 | 1 | 2018-12-31 | 2019-12-31 | 365 | 7.3332 | 7 | 0.33317
50860 | 12.54 | 1 | 2018-12-31 | 2019-12-31 | 365 | 14.3684 | 14 | 0.36843
47561 | 9.12 | 1 | 2018-12-31 | 2019-12-31 | 365 | 10.4498 | 10 | 0.44977
56154 | 3.188 | 1 | 2018-12-31 | 2019-12-31 | 365 | 3.6528 | 3 | 0.65284
54957 | 3.975 | 1 | 2018-12-31 | 2019-12-31 | 365 | 4.5546 | 4 | 0.55459
54956 | 3.013 | 1 | 2018-12-31 | 2019-12-31 | 365 | 3.4523 | 3 | 0.45232
36645 | 73.2 | 1 | 2018-12-31 | 2019-12-31 | 365 | 83.8731 | 83 | 0.87315
50833 | 13.86 | 1 | 2018-12-31 | 2019-12-31 | 365 | 15.8809 | 15 | 0.8809
47403 | 15.12 | 1 | 2018-12-31 | 2019-12-31 | 365 | 17.3246 | 17 | 0.32462
51020 | 7.5 | 1 | 2018-12-31 | 2019-12-31 | 365 | 8.5936 | 8 | 0.59356
49496 | 12 | 1 | 2018-12-31 | 2019-12-31 | 365 | 13.7497 | 13 | 0.7497
50548 | 7.28 | 1 | 2018-12-31 | 2019-12-31 | 365 | 8.3415 | 8 | 0.34148
50545 | 13.2 | 1 | 2018-12-31 | 2019-12-31 | 365 | 15.1247 | 15 | 0.12467
50933 | 4.725 | 1 | 2018-12-31 | 2019-12-31 | 365 | 5.4139 | 5 | 0.41394
45807 | 7.56 | 1 | 2018-12-31 | 2019-12-31 | 365 | 8.6623 | 8 | 0.66231
49141 | 8.5 | 1 | 2018-12-31 | 2019-12-31 | 365 | 9.7394 | 9 | 0.73937
49112 | 12.285 | 1 | 2018-12-31 | 2019-12-31 | 365 | 14.0763 | 14 | 0.076251
58859 | 8.67 | 1 | 2018-12-31 | 2019-12-31 | 365 | 9.9342 | 9 | 0.93416
58633 | 8.19 | 1 | 2018-12-31 | 2019-12-31 | 365 | 9.3842 | 9 | 0.38417
58590 | 5.7 | 1 | 2018-12-31 | 2019-12-31 | 365 | 6.5311 | 6 | 0.53111
58584 | 4.08 | 1 | 2018-12-31 | 2019-12-31 | 365 | 4.6749 | 4 | 0.6749
58585 | 8.16 | 1 | 2018-12-31 | 2019-12-31 | 365 | 9.3498 | 9 | 0.34979
57576 | 9.69 | 1 | 2018-12-31 | 2019-12-31 | 365 | 11.1029 | 11 | 0.10288
57573 | 10.8 | 1 | 2018-12-31 | 2019-12-31 | 365 | 12.3747 | 12 | 0.37473
57510 | 5.4 | 1 | 2018-12-31 | 2019-12-31 | 365 | 6.1874 | 6 | 0.18736
57511 | 7.2 | 1 | 2018-12-31 | 2019-12-31 | 365 | 8.2498 | 8 | 0.24982
56442 | 8.4 | 1 | 2018-12-31 | 2019-12-31 | 365 | 9.6248 | 9 | 0.62479
56758 | 5.4 | 1 | 2018-12-31 | 2019-12-31 | 365 | 6.1874 | 6 | 0.18736
56436 | 4.75 | 1 | 2018-12-31 | 2019-12-31 | 365 | 5.4426 | 5 | 0.44259
56433 | 6.63 | 1 | 2018-12-31 | 2019-12-31 | 365 | 7.5967 | 7 | 0.59671
56435 | 12 | 1 | 2018-12-31 | 2019-12-31 | 365 | 13.7497 | 13 | 0.7497
56165 | 4.2 | 1 | 2018-12-31 | 2019-12-31 | 365 | 4.8124 | 4 | 0.81239
60127 | 6.25 | 1 | 2018-12-31 | 2019-12-31 | 365 | 7.1613 | 7 | 0.1613
60125 | 6.6 | 1 | 2018-12-31 | 2019-12-31 | 365 | 7.5623 | 7 | 0.56233
59600 | 8.415 | 1 | 2018-12-31 | 2019-12-31 | 365 | 9.642 | 9 | 0.64197
60048 | 5.67 | 1 | 2018-12-31 | 2019-12-31 | 365 | 6.4967 | 6 | 0.49673
60010 | 8.5 | 1 | 2018-12-31 | 2019-12-31 | 365 | 9.7394 | 9 | 0.73937
59646 | 4.08 | 1 | 2018-12-31 | 2019-12-31 | 365 | 4.6749 | 4 | 0.6749
59658 | 6 | 1 | 2018-12-31 | 2019-12-31 | 365 | 6.8748 | 6 | 0.87485
59656 | 5.4 | 1 | 2018-12-31 | 2019-12-31 | 365 | 6.1874 | 6 | 0.18736
59657 | 4.2 | 1 | 2018-12-31 | 2019-12-31 | 365 | 4.8124 | 4 | 0.81239
58860 | 5.4 | 1 | 2018-12-31 | 2019-12-31 | 365 | 6.1874 | 6 | 0.18736
45816 | 11.025 | 1 | 2018-12-31 | 2019-12-31 | 365 | 12.6325 | 12 | 0.63253
51239 | 11.34 | 1 | 2018-12-31 | 2019-12-31 | 365 | 12.9935 | 12 | 0.99346
58856 | 10.08 | 1 | 2018-12-31 | 2019-12-31 | 365 | 11.5497 | 11 | 0.54974
60006 | 7.56 | 1 | 2018-12-31 | 2019-12-31 | 365 | 8.6623 | 8 | 0.66231
60009 | 10.2 | 1 | 2018-12-31 | 2019-12-31 | 365 | 11.6872 | 11 | 0.68724
59602 | 13.86 | 1 | 2018-12-31 | 2019-12-31 | 365 | 15.8809 | 15 | 0.8809
59652 | 6.5 | 1 | 2018-12-31 | 2019-12-31 | 365 | 7.4478 | 7 | 0.44775
58858 | 3.99 | 1 | 2018-12-31 | 2019-12-31 | 365 | 4.5718 | 4 | 0.57177
58634 | 7.8 | 1 | 2018-12-31 | 2019-12-31 | 365 | 8.9373 | 8 | 0.9373
58653 | 13.5 | 1 | 2018-12-31 | 2019-12-31 | 365 | 15.4684 | 15 | 0.46841
56783 | 5.1 | 1 | 2018-12-31 | 2019-12-31 | 365 | 5.8436 | 5 | 0.84362
56441 | 6.3 | 1 | 2018-12-31 | 2019-12-31 | 365 | 7.2186 | 7 | 0.21859
56430 | 3.6 | 1 | 2018-12-31 | 2019-12-31 | 365 | 4.1249 | 4 | 0.12491
44169 | 9.99 | 1 | 2018-12-31 | 2019-12-31 | 365 | 11.4466 | 11 | 0.44662
46231 | 10.8 | 1 | 2018-12-31 | 2019-12-31 | 365 | 12.3747 | 12 | 0.37473
58632 | 4.75 | 1 | 2018-12-31 | 2019-12-31 | 365 | 5.4426 | 5 | 0.44259
56439 | 5.355 | 1 | 2018-12-31 | 2019-12-31 | 365 | 6.1358 | 6 | 0.1358
45796 | 13 | 1 | 2018-12-31 | 2019-12-31 | 365 | 14.8955 | 14 | 0.8955
57885 | 25 | 1 | 2018-12-31 | 2019-12-31 | 365 | 28.6452 | 28 | 0.6452
60580 | 12 | 1 | 2018-12-31 | 2019-12-31 | 365 | 13.7497 | 13 | 0.7497
60585 | 10.2 | 1 | 2018-12-31 | 2019-12-31 | 365 | 11.6872 | 11 | 0.68724
57883 | 2.7 | 1 | 2018-12-31 | 2019-12-31 | 365 | 3.0937 | 3 | 0.093682
57884 | 7.2 | 1 | 2018-12-31 | 2019-12-31 | 365 | 8.2498 | 8 | 0.24982
59604 | 7.65 | 1 | 2018-12-31 | 2019-12-31 | 365 | 8.7654 | 8 | 0.76543
58588 | 6.6 | 1 | 2018-12-31 | 2019-12-31 | 365 | 7.5623 | 7 | 0.56233
56431 | 11.5 | 1 | 2018-12-31 | 2019-12-31 | 365 | 13.1768 | 13 | 0.17679
56864 | 7.95 | 1 | 2018-12-31 | 2019-12-31 | 365 | 9.1092 | 9 | 0.10917
60593 | 11 | 1 | 2018-12-31 | 2019-12-31 | 365 | 12.6039 | 12 | 0.60389
60598 | 6.12 | 1 | 2018-12-31 | 2019-12-31 | 365 | 7.0123 | 7 | 0.012345
60641 | 9.6 | 1 | 2018-12-31 | 2019-12-31 | 365 | 10.9998 | 10 | 0.99976
60582 | 6.6 | 1 | 2018-12-31 | 2019-12-31 | 365 | 7.5623 | 7 | 0.56233
60581 | 8.415 | 1 | 2018-12-31 | 2019-12-31 | 365 | 9.642 | 9 | 0.64197
60583 | 3.6 | 1 | 2018-12-31 | 2019-12-31 | 365 | 4.1249 | 4 | 0.12491
60586 | 9.3 | 1 | 2018-12-31 | 2019-12-31 | 365 | 10.656 | 10 | 0.65601
47354 | 7.2 | 1 | 2018-12-31 | 2019-12-31 | 365 | 8.2498 | 8 | 0.24982
57887 | 11.025 | 1 | 2018-12-31 | 2019-12-31 | 365 | 12.6325 | 12 | 0.63253
57886 | 8.625 | 1 | 2018-12-31 | 2019-12-31 | 365 | 9.8826 | 9 | 0.88259
57882 | 4.8 | 1 | 2018-12-31 | 2019-12-31 | 365 | 5.4999 | 5 | 0.49988
59647 | 7.685 | 1 | 2018-12-31 | 2019-12-31 | 365 | 8.8055 | 8 | 0.80553
55318 | 7.8 | 1 | 2018-12-31 | 2019-12-31 | 365 | 8.9373 | 8 | 0.9373
62021 | 6.6 | 1 | 2018-12-31 | 2019-12-31 | 365 | 7.5623 | 7 | 0.56233
62112 | 3.25 | 1 | 2018-12-31 | 2019-12-31 | 365 | 3.7239 | 3 | 0.72388
61705 | 4.59 | 1 | 2018-12-31 | 2019-12-31 | 365 | 5.2593 | 5 | 0.25926
61696 | 3.57 | 1 | 2018-12-31 | 2019-12-31 | 365 | 4.0905 | 4 | 0.090535
61816 | 8.16 | 1 | 2018-12-31 | 2019-12-31 | 365 | 9.3498 | 9 | 0.34979
61810 | 8.91 | 1 | 2018-12-31 | 2019-12-31 | 365 | 10.2091 | 10 | 0.20915
61809 | 6.48 | 1 | 2018-12-31 | 2019-12-31 | 365 | 7.4248 | 7 | 0.42484
62020 | 3.15 | 1 | 2018-12-31 | 2019-12-31 | 365 | 3.6093 | 3 | 0.6093
59650 | 7.848 | 1 | 2018-12-31 | 2019-12-31 | 365 | 8.9923 | 8 | 0.9923
60124 | 3.848 | 1 | 2018-12-31 | 2019-12-31 | 365 | 4.4091 | 4 | 0.40907
56167 | 10.8 | 1 | 2018-12-31 | 2019-12-31 | 365 | 12.3747 | 12 | 0.37473
60642 | 4.144 | 1 | 2018-12-31 | 2019-12-31 | 365 | 4.7482 | 4 | 0.74823
47568 | 12.6 | 1 | 2018-12-31 | 2019-12-31 | 365 | 14.4372 | 14 | 0.43718
61682 | 3.563 | 1 | 2018-12-31 | 2019-12-31 | 365 | 4.0825 | 4 | 0.082514
62022 | 2.665 | 1 | 2018-12-31 | 2019-12-31 | 365 | 3.0536 | 3 | 0.053578
60123 | 24.84 | 1 | 2018-12-31 | 2019-12-31 | 365 | 28.4619 | 28 | 0.46187
60011 | 11.025 | 1 | 2018-12-31 | 2019-12-31 | 365 | 12.6325 | 12 | 0.63253
62123 | 8.5 | 1 | 2018-12-31 | 2019-12-31 | 365 | 9.7394 | 9 | 0.73937
62121 | 7.5 | 1 | 2018-12-31 | 2019-12-31 | 365 | 8.5936 | 8 | 0.59356
62122 | 13.25 | 1 | 2018-12-31 | 2019-12-31 | 365 | 15.182 | 15 | 0.18196
62120 | 3.75 | 1 | 2018-12-31 | 2019-12-31 | 365 | 4.2968 | 4 | 0.29678
62119 | 10.137 | 1 | 2018-12-31 | 2019-12-31 | 365 | 11.6151 | 11 | 0.61506
62109 | 5.75 | 1 | 2018-12-31 | 2019-12-31 | 365 | 6.5884 | 6 | 0.5884
62102 | 10.5 | 1 | 2018-12-31 | 2019-12-31 | 365 | 12.031 | 12 | 0.030984
61690 | 4.8 | 1 | 2018-12-31 | 2019-12-31 | 365 | 5.4999 | 5 | 0.49988
63198 | 6.93 | 1 | 2018-12-31 | 2019-12-31 | 365 | 7.9404 | 7 | 0.94045
60600 | 10.75 | 1 | 2018-12-31 | 2019-12-31 | 365 | 12.3174 | 12 | 0.31744
60601 | 11.22 | 1 | 2018-12-31 | 2019-12-31 | 365 | 12.856 | 12 | 0.85597
60893 | 4.2 | 1 | 2018-12-31 | 2019-12-31 | 365 | 4.8124 | 4 | 0.81239
60895 | 7.8 | 1 | 2018-12-31 | 2019-12-31 | 365 | 8.9373 | 8 | 0.9373
60896 | 5.13 | 1 | 2018-12-31 | 2019-12-31 | 365 | 5.878 | 5 | 0.878
51465 | 7.56 | 1 | 2018-12-31 | 2019-12-31 | 365 | 8.6623 | 8 | 0.66231
47036 | 12.285 | 1 | 2018-12-31 | 2019-12-31 | 365 | 14.0763 | 14 | 0.076251
49107 | 12 | 1 | 2018-12-31 | 2019-12-31 | 365 | 13.7497 | 13 | 0.7497
61078 | 6.3 | 1 | 2018-12-31 | 2019-12-31 | 365 | 7.2186 | 7 | 0.21859
60644 | 6.93 | 1 | 2018-12-31 | 2019-12-31 | 365 | 7.9404 | 7 | 0.94045
60645 | 5.67 | 1 | 2018-12-31 | 2019-12-31 | 365 | 6.4967 | 6 | 0.49673
60646 | 9 | 1 | 2018-12-31 | 2019-12-31 | 365 | 10.3123 | 10 | 0.31227
60647 | 10.395 | 1 | 2018-12-31 | 2019-12-31 | 365 | 11.9107 | 11 | 0.91067
61695 | 6.93 | 1 | 2018-12-31 | 2019-12-31 | 365 | 7.9404 | 7 | 0.94045
61701 | 7.905 | 1 | 2018-12-31 | 2019-12-31 | 365 | 9.0576 | 9 | 0.057612
61704 | 6.12 | 1 | 2018-12-31 | 2019-12-31 | 365 | 7.0123 | 7 | 0.012345
61708 | 3.9 | 1 | 2018-12-31 | 2019-12-31 | 365 | 4.4687 | 4 | 0.46865
61709 | 6.93 | 1 | 2018-12-31 | 2019-12-31 | 365 | 7.9404 | 7 | 0.94045
61814 | 8.55 | 1 | 2018-12-31 | 2019-12-31 | 365 | 9.7967 | 9 | 0.79666
61817 | 10.8 | 1 | 2018-12-31 | 2019-12-31 | 365 | 12.3747 | 12 | 0.37473
62023 | 4.59 | 1 | 2018-12-31 | 2019-12-31 | 365 | 5.2593 | 5 | 0.25926
62024 | 8.16 | 1 | 2018-12-31 | 2019-12-31 | 365 | 9.3498 | 9 | 0.34979
62025 | 3.6 | 1 | 2018-12-31 | 2019-12-31 | 365 | 4.1249 | 4 | 0.12491
62026 | 3.06 | 1 | 2018-12-31 | 2019-12-31 | 365 | 3.5062 | 3 | 0.50617
62028 | 5.61 | 1 | 2018-12-31 | 2019-12-31 | 365 | 6.428 | 6 | 0.42798
62029 | 6.3 | 1 | 2018-12-31 | 2019-12-31 | 365 | 7.2186 | 7 | 0.21859
62030 | 4.08 | 1 | 2018-12-31 | 2019-12-31 | 365 | 4.6749 | 4 | 0.6749
62107 | 6 | 1 | 2018-12-31 | 2019-12-31 | 365 | 6.8748 | 6 | 0.87485
63193 | 11.34 | 1 | 2018-12-31 | 2019-12-31 | 365 | 12.9935 | 12 | 0.99346
63265 | 13.5 | 1 | 2018-12-31 | 2019-12-31 | 365 | 15.4684 | 15 | 0.46841
62027 | 3.57 | 1 | 2018-12-31 | 2019-12-31 | 365 | 4.0905 | 4 | 0.090535
63587 | 7.5 | 1 | 2018-12-31 | 2019-12-31 | 365 | 8.5936 | 8 | 0.59356
63721 | 4.08 | 1 | 2018-12-31 | 2019-12-31 | 365 | 4.6749 | 4 | 0.6749
63723 | 7.65 | 1 | 2018-12-31 | 2019-12-31 | 365 | 8.7654 | 8 | 0.76543
63727 | 7.395 | 1 | 2018-12-31 | 2019-12-31 | 365 | 8.4733 | 8 | 0.47325
61076 | 3.922 | 1 | 2018-12-31 | 2019-12-31 | 365 | 4.4939 | 4 | 0.49386
62019 | 8.1 | 1 | 2018-12-31 | 2019-12-31 | 365 | 9.281 | 9 | 0.28104
58652 | 4.44 | 1 | 2018-12-31 | 2019-12-31 | 365 | 5.0874 | 5 | 0.087388
64986 | 9.6 | 1 | 2018-12-31 | 2019-12-31 | 365 | 10.9998 | 10 | 0.99976
64995 | 5.25 | 1 | 2018-12-31 | 2019-12-31 | 365 | 6.0155 | 6 | 0.015492
64997 | 6.12 | 1 | 2018-12-31 | 2019-12-31 | 365 | 7.0123 | 7 | 0.012345
50924 | 6.3 | 1 | 2018-12-31 | 2019-12-31 | 365 | 7.2186 | 7 | 0.21859
50994 | 3.78 | 1 | 2018-12-31 | 2019-12-31 | 365 | 4.3312 | 4 | 0.33115
62103 | 7.56 | 1 | 2018-12-31 | 2019-12-31 | 365 | 8.6623 | 8 | 0.66231
63780 | 9.6 | 1 | 2018-12-31 | 2019-12-31 | 365 | 10.9998 | 10 | 0.99976
63725 | 12.5 | 1 | 2018-12-31 | 2019-12-31 | 365 | 14.3226 | 14 | 0.3226
64999 | 5.1 | 1 | 2018-12-31 | 2019-12-31 | 365 | 5.8436 | 5 | 0.84362
65001 | 6.3 | 1 | 2018-12-31 | 2019-12-31 | 365 | 7.2186 | 7 | 0.21859
65004 | 7.2 | 1 | 2018-12-31 | 2019-12-31 | 365 | 8.2498 | 8 | 0.24982
65009 | 4.5 | 1 | 2018-12-31 | 2019-12-31 | 365 | 5.1561 | 5 | 0.15614
65215 | 13.5 | 1 | 2018-12-31 | 2019-12-31 | 365 | 15.4684 | 15 | 0.46841
65221 | 3.9 | 1 | 2018-12-31 | 2019-12-31 | 365 | 4.4687 | 4 | 0.46865
65369 | 6.63 | 1 | 2018-12-31 | 2019-12-31 | 365 | 7.5967 | 7 | 0.59671
65374 | 5.4 | 1 | 2018-12-31 | 2019-12-31 | 365 | 6.1874 | 6 | 0.18736
65385 | 9.135 | 1 | 2018-12-31 | 2019-12-31 | 365 | 10.467 | 10 | 0.46696
65388 | 6.3 | 1 | 2018-12-31 | 2019-12-31 | 365 | 7.2186 | 7 | 0.21859
63284 | 4.8 | 1 | 2018-12-31 | 2019-12-31 | 365 | 5.4999 | 5 | 0.49988
62031 | 10.2 | 1 | 2018-12-31 | 2019-12-31 | 365 | 11.6872 | 11 | 0.68724
63581 | 11.34 | 1 | 2018-12-31 | 2019-12-31 | 365 | 12.9935 | 12 | 0.99346
63584 | 12.6 | 1 | 2018-12-31 | 2019-12-31 | 365 | 14.4372 | 14 | 0.43718
63585 | 15 | 1 | 2018-12-31 | 2019-12-31 | 365 | 17.1871 | 17 | 0.18712
63586 | 7.8 | 1 | 2018-12-31 | 2019-12-31 | 365 | 8.9373 | 8 | 0.9373
63589 | 7.5 | 1 | 2018-12-31 | 2019-12-31 | 365 | 8.5936 | 8 | 0.59356
63591 | 11.025 | 1 | 2018-12-31 | 2019-12-31 | 365 | 12.6325 | 12 | 0.63253
63592 | 9.6 | 1 | 2018-12-31 | 2019-12-31 | 365 | 10.9998 | 10 | 0.99976
63593 | 14.1 | 1 | 2018-12-31 | 2019-12-31 | 365 | 16.1559 | 16 | 0.15589
63594 | 14.1 | 1 | 2018-12-31 | 2019-12-31 | 365 | 16.1559 | 16 | 0.15589
63595 | 8.82 | 1 | 2018-12-31 | 2019-12-31 | 365 | 10.106 | 10 | 0.10603
63596 | 3.3 | 1 | 2018-12-31 | 2019-12-31 | 365 | 3.7812 | 3 | 0.78117
63715 | 6.6 | 1 | 2018-12-31 | 2019-12-31 | 365 | 7.5623 | 7 | 0.56233
63728 | 9.3 | 1 | 2018-12-31 | 2019-12-31 | 365 | 10.656 | 10 | 0.65601
63772 | 4.8 | 1 | 2018-12-31 | 2019-12-31 | 365 | 5.4999 | 5 | 0.49988
63776 | 14.49 | 1 | 2018-12-31 | 2019-12-31 | 365 | 16.6028 | 16 | 0.60276
47275 | 10.8 | 1 | 2018-12-31 | 2019-12-31 | 365 | 12.3747 | 12 | 0.37473
63590 | 11.025 | 1 | 2018-12-31 | 2019-12-31 | 365 | 12.6325 | 12 | 0.63253
63706 | 15.18 | 1 | 2018-12-31 | 2019-12-31 | 365 | 17.3934 | 17 | 0.39337
63783 | 11.34 | 1 | 2018-12-31 | 2019-12-31 | 365 | 12.9935 | 12 | 0.99346
63283 | 9 | 1 | 2018-12-31 | 2019-12-31 | 365 | 10.3123 | 10 | 0.31227
42343 | 42 | 0.9 | 2018-12-31 | 2019-12-31 | 365 | 43.3115 | 43 | 0.31154
42142 | 4.688 | 1 | 2018-12-31 | 2019-12-31 | 365 | 5.3715 | 5 | 0.37155
63200 | 5.355 | 1 | 2018-12-31 | 2019-12-31 | 365 | 6.1358 | 6 | 0.1358
58587 | 2 | 1 | 2018-12-31 | 2019-12-31 | 365 | 2.2916 | 2 | 0.29162
63285 | 6.375 | 1 | 2018-12-31 | 2019-12-31 | 365 | 7.3045 | 7 | 0.30453
63287 | 5.1 | 1 | 2018-12-31 | 2019-12-31 | 365 | 5.8436 | 5 | 0.84362
63588 | 7.5 | 1 | 2018-12-31 | 2019-12-31 | 365 | 8.5936 | 8 | 0.59356
63717 | 11.22 | 1 | 2018-12-31 | 2019-12-31 | 365 | 12.856 | 12 | 0.85597
63718 | 6 | 1 | 2018-12-31 | 2019-12-31 | 365 | 6.8748 | 6 | 0.87485
64978 | 8.7 | 1 | 2018-12-31 | 2019-12-31 | 365 | 9.9685 | 9 | 0.96853
65582 | 5.355 | 1 | 2018-12-31 | 2019-12-31 | 365 | 6.1358 | 6 | 0.1358
65584 | 6.885 | 1 | 2018-12-31 | 2019-12-31 | 365 | 7.8889 | 7 | 0.88889
65802 | 6 | 1 | 2018-12-31 | 2019-12-31 | 365 | 6.8748 | 6 | 0.87485
65804 | 8.4 | 1 | 2018-12-31 | 2019-12-31 | 365 | 9.6248 | 9 | 0.62479
65809 | 6.9 | 1 | 2018-12-31 | 2019-12-31 | 365 | 7.9061 | 7 | 0.90608
65977 | 8.1 | 1 | 2018-12-31 | 2019-12-31 | 365 | 9.281 | 9 | 0.28104
65980 | 10.8 | 1 | 2018-12-31 | 2019-12-31 | 365 | 12.3747 | 12 | 0.37473
65981 | 7.65 | 1 | 2018-12-31 | 2019-12-31 | 365 | 8.7654 | 8 | 0.76543
66258 | 7.8 | 1 | 2018-12-31 | 2019-12-31 | 365 | 8.9373 | 8 | 0.9373
66260 | 10.965 | 1 | 2018-12-31 | 2019-12-31 | 365 | 12.5638 | 12 | 0.56378
66261 | 6.6 | 1 | 2018-12-31 | 2019-12-31 | 365 | 7.5623 | 7 | 0.56233
66263 | 7.5 | 1 | 2018-12-31 | 2019-12-31 | 365 | 8.5936 | 8 | 0.59356
66284 | 8.4 | 1 | 2018-12-31 | 2019-12-31 | 365 | 9.6248 | 9 | 0.62479
66293 | 6.76 | 1 | 2018-12-31 | 2019-12-31 | 365 | 7.7457 | 7 | 0.74566
66437 | 7.625 | 1 | 2018-12-31 | 2019-12-31 | 365 | 8.7368 | 8 | 0.73679
66442 | 11.895 | 1 | 2018-12-31 | 2019-12-31 | 365 | 13.6294 | 13 | 0.62939
66530 | 10.4 | 1 | 2018-12-31 | 2019-12-31 | 365 | 11.9164 | 11 | 0.9164
66532 | 12.6 | 1 | 2018-12-31 | 2019-12-31 | 365 | 14.4372 | 14 | 0.43718
66534 | 7.245 | 1 | 2018-12-31 | 2019-12-31 | 365 | 8.3014 | 8 | 0.30138
66543 | 5.1 | 1 | 2018-12-31 | 2019-12-31 | 365 | 5.8436 | 5 | 0.84362
66547 | 2.4 | 1 | 2018-12-31 | 2019-12-31 | 365 | 2.7499 | 2 | 0.74994
66558 | 13.5 | 1 | 2018-12-31 | 2019-12-31 | 365 | 15.4684 | 15 | 0.46841
65380 | 5.4 | 1 | 2018-12-31 | 2019-12-31 | 365 | 6.1874 | 6 | 0.18736
65393 | 7.5 | 1 | 2018-12-31 | 2019-12-31 | 365 | 8.5936 | 8 | 0.59356
65397 | 6.615 | 1 | 2018-12-31 | 2019-12-31 | 365 | 7.5795 | 7 | 0.57952
65403 | 16.32 | 1 | 2018-12-31 | 2019-12-31 | 365 | 18.6996 | 18 | 0.69959
65431 | 3.42 | 1 | 2018-12-31 | 2019-12-31 | 365 | 3.9187 | 3 | 0.91866
65454 | 9.6 | 1 | 2018-12-31 | 2019-12-31 | 365 | 10.9998 | 10 | 0.99976
65459 | 22.8 | 1 | 2018-12-31 | 2019-12-31 | 365 | 26.1244 | 26 | 0.12442
65461 | 5.7 | 1 | 2018-12-31 | 2019-12-31 | 365 | 6.5311 | 6 | 0.53111
65506 | 10.2 | 1 | 2018-12-31 | 2019-12-31 | 365 | 11.6872 | 11 | 0.68724
65513 | 6.5 | 1 | 2018-12-31 | 2019-12-31 | 365 | 7.4478 | 7 | 0.44775
65522 | 7.2 | 1 | 2018-12-31 | 2019-12-31 | 365 | 8.2498 | 8 | 0.24982
66257 | 7.2 | 1 | 2018-12-31 | 2019-12-31 | 365 | 8.2498 | 8 | 0.24982
66446 | 12 | 1 | 2018-12-31 | 2019-12-31 | 365 | 13.7497 | 13 | 0.7497
66745 | 5.72 | 1 | 2018-12-31 | 2019-12-31 | 365 | 6.554 | 6 | 0.55402
66748 | 5.1 | 1 | 2018-12-31 | 2019-12-31 | 365 | 5.8436 | 5 | 0.84362
66639 | 8.1 | 1 | 2018-12-31 | 2019-12-31 | 365 | 9.281 | 9 | 0.28104
66031 | 7.68 | 1 | 2018-12-31 | 2019-12-31 | 365 | 8.7998 | 8 | 0.79981
65800 | 3.51 | 1 | 2018-12-31 | 2019-12-31 | 365 | 4.0218 | 4 | 0.021786
67432 | 6.3 | 1 | 2018-12-31 | 2019-12-31 | 365 | 7.2186 | 7 | 0.21859
67435 | 7.685 | 1 | 2018-12-31 | 2019-12-31 | 365 | 8.8055 | 8 | 0.80553
67622 | 10.5 | 1 | 2018-12-31 | 2019-12-31 | 365 | 12.031 | 12 | 0.030984
67624 | 11.475 | 1 | 2018-12-31 | 2019-12-31 | 365 | 13.1481 | 13 | 0.14815
67626 | 2.75 | 1 | 2018-12-31 | 2019-12-31 | 365 | 3.151 | 3 | 0.15097
67629 | 6.12 | 1 | 2018-12-31 | 2019-12-31 | 365 | 7.0123 | 7 | 0.012345
67631 | 4.335 | 1 | 2018-12-31 | 2019-12-31 | 365 | 4.9671 | 4 | 0.96708
67636 | 4.59 | 1 | 2018-12-31 | 2019-12-31 | 365 | 5.2593 | 5 | 0.25926
67641 | 5.1 | 1 | 2018-12-31 | 2019-12-31 | 365 | 5.8436 | 5 | 0.84362
50703 | 7.98 | 1 | 2018-12-31 | 2019-12-31 | 365 | 9.1435 | 9 | 0.14355
61693 | 15.075 | 1 | 2018-12-31 | 2019-12-31 | 365 | 17.2731 | 17 | 0.27306
66540 | 5.72 | 1 | 2018-12-31 | 2019-12-31 | 365 | 6.554 | 6 | 0.55402
66945 | 7.395 | 1 | 2018-12-31 | 2019-12-31 | 365 | 8.4733 | 8 | 0.47325
66979 | 7.56 | 1 | 2018-12-31 | 2019-12-31 | 365 | 8.6623 | 8 | 0.66231
66983 | 10.2 | 1 | 2018-12-31 | 2019-12-31 | 365 | 11.6872 | 11 | 0.68724
67264 | 8.12 | 1 | 2018-12-31 | 2019-12-31 | 365 | 9.304 | 9 | 0.30396
65226 | 89.32 | 0.9 | 2018-12-31 | 2019-12-31 | 365 | 92.1092 | 92 | 0.10921
66737 | 9.18 | 1 | 2018-12-31 | 2019-12-31 | 365 | 10.5185 | 10 | 0.51852
66775 | 11.118 | 1 | 2018-12-31 | 2019-12-31 | 365 | 12.7391 | 12 | 0.73909
66883 | 9 | 1 | 2018-12-31 | 2019-12-31 | 365 | 10.3123 | 10 | 0.31227
66905 | 10.137 | 1 | 2018-12-31 | 2019-12-31 | 365 | 11.6151 | 11 | 0.61506
66904 | 15.87 | 1 | 2018-12-31 | 2019-12-31 | 365 | 18.184 | 18 | 0.18397
66903 | 6.867 | 1 | 2018-12-31 | 2019-12-31 | 365 | 7.8683 | 7 | 0.86826
66772 | 5.559 | 1 | 2018-12-31 | 2019-12-31 | 365 | 6.3695 | 6 | 0.36955
66865 | 8.502 | 1 | 2018-12-31 | 2019-12-31 | 365 | 9.7417 | 9 | 0.74166
66868 | 8.829 | 1 | 2018-12-31 | 2019-12-31 | 365 | 10.1163 | 10 | 0.11634
66869 | 7.848 | 1 | 2018-12-31 | 2019-12-31 | 365 | 8.9923 | 8 | 0.9923
66885 | 10.385 | 1 | 2018-12-31 | 2019-12-31 | 365 | 11.8992 | 11 | 0.89922
66705 | 4.64 | 1 | 2018-12-31 | 2019-12-31 | 365 | 5.3165 | 5 | 0.31655
66549 | 5.865 | 1 | 2018-12-31 | 2019-12-31 | 365 | 6.7202 | 6 | 0.72016
65456 | 12.6 | 1 | 2018-12-31 | 2019-12-31 | 365 | 14.4372 | 14 | 0.43718
66884 | 5.36 | 1 | 2018-12-31 | 2019-12-31 | 365 | 6.1415 | 6 | 0.14153
46266 | 8.505 | 1 | 2018-12-31 | 2019-12-31 | 365 | 9.7451 | 9 | 0.7451
49597 | 5.04 | 1 | 2018-12-31 | 2019-12-31 | 365 | 5.7749 | 5 | 0.77487
23634 | 748.775 | 0.9 | 2018-12-31 | 2019-12-31 | 365 | 772.1571 | 772 | 0.15715
65682 | 7.98 | 1 | 2018-12-31 | 2019-12-31 | 365 | 9.1435 | 9 | 0.14355
34055 | 861 | 1 | 2018-12-31 | 2019-12-31 | 365 | 986.5407 | 986 | 0.54069
66781 | 9.81 | 1 | 2018-12-31 | 2019-12-31 | 365 | 11.2404 | 11 | 0.24038
66777 | 6.54 | 1 | 2018-12-31 | 2019-12-31 | 365 | 7.4936 | 7 | 0.49358
65235 | 123.82 | 0.9 | 2018-12-31 | 2019-12-31 | 365 | 127.6866 | 127 | 0.68655
66641 | 18.24 | 1 | 2018-12-31 | 2019-12-31 | 365 | 20.8995 | 20 | 0.89954
66642 | 8.4 | 1 | 2018-12-31 | 2019-12-31 | 365 | 9.6248 | 9 | 0.62479
66677 | 6.6 | 1 | 2018-12-31 | 2019-12-31 | 365 | 7.5623 | 7 | 0.56233
66678 | 8.4 | 1 | 2018-12-31 | 2019-12-31 | 365 | 9.6248 | 9 | 0.62479
66704 | 6.27 | 1 | 2018-12-31 | 2019-12-31 | 365 | 7.1842 | 7 | 0.18422
66870 | 8.19 | 0.8 | 2018-12-31 | 2019-12-31 | 365 | 7.5073 | 7 | 0.50733
66743 | 5.1 | 1 | 2018-12-31 | 2019-12-31 | 365 | 5.8436 | 5 | 0.84362
66738 | 6.6 | 1 | 2018-12-31 | 2019-12-31 | 365 | 7.5623 | 7 | 0.56233
66680 | 11.34 | 1 | 2018-12-31 | 2019-12-31 | 365 | 12.9935 | 12 | 0.99346
66679 | 11.34 | 1 | 2018-12-31 | 2019-12-31 | 365 | 12.9935 | 12 | 0.99346
66643 | 6.63 | 1 | 2018-12-31 | 2019-12-31 | 365 | 7.5967 | 7 | 0.59671
67433 | 6.6 | 1 | 2018-12-31 | 2019-12-31 | 365 | 7.5623 | 7 | 0.56233
67434 | 14.49 | 1 | 2018-12-31 | 2019-12-31 | 365 | 16.6028 | 16 | 0.60276
66977 | 11.34 | 1 | 2018-12-31 | 2019-12-31 | 365 | 12.9935 | 12 | 0.99346
66947 | 6.76 | 1 | 2018-12-31 | 2019-12-31 | 365 | 7.7457 | 7 | 0.74566
66460 | 5.1 | 1 | 2018-12-31 | 2019-12-31 | 365 | 5.8436 | 5 | 0.84362
63707 | 49.5 | 0.9 | 2018-12-31 | 2019-12-31 | 365 | 51.0457 | 51 | 0.045746
66949 | 5.7 | 1 | 2018-12-31 | 2019-12-31 | 365 | 6.5311 | 6 | 0.53111
66740 | 13.5 | 1 | 2018-12-31 | 2019-12-31 | 365 | 15.4684 | 15 | 0.46841
66681 | 15.39 | 1 | 2018-12-31 | 2019-12-31 | 365 | 17.634 | 17 | 0.63399
66867 | 18.312 | 1 | 2018-12-31 | 2019-12-31 | 365 | 20.982 | 20 | 0.98204
66750 | 11.34 | 1 | 2018-12-31 | 2019-12-31 | 365 | 12.9935 | 12 | 0.99346
66479 | 10.4 | 0.8 | 2018-12-31 | 2019-12-31 | 365 | 9.5331 | 9 | 0.53312
55315 | 342.68 | 0.9 | 2018-12-31 | 2019-12-31 | 365 | 353.3809 | 353 | 0.38094
68332 | 9.15 | 0.8 | 2018-12-31 | 2019-12-31 | 365 | 8.3873 | 8 | 0.38731
68334 | 12.6 | 0.8 | 2018-12-31 | 2019-12-31 | 365 | 11.5497 | 11 | 0.54974
68341 | 5.7 | 0.8 | 2018-12-31 | 2019-12-31 | 365 | 5.2249 | 5 | 0.22488
68344 | 13.115 | 0.8 | 2018-12-31 | 2019-12-31 | 365 | 12.0218 | 12 | 0.021818
68375 | 24.885 | 1 | 2018-12-31 | 2019-12-31 | 365 | 28.5134 | 28 | 0.51343
68232 | 19.8 | 1 | 2018-12-31 | 2019-12-31 | 365 | 22.687 | 22 | 0.687
68190 | 11.52 | 1 | 2018-12-31 | 2019-12-31 | 365 | 13.1997 | 13 | 0.19971
68191 | 4.27 | 1 | 2018-12-31 | 2019-12-31 | 365 | 4.8926 | 4 | 0.8926
68193 | 11.025 | 1 | 2018-12-31 | 2019-12-31 | 365 | 12.6325 | 12 | 0.63253
68194 | 8.4 | 1 | 2018-12-31 | 2019-12-31 | 365 | 9.6248 | 9 | 0.62479
68210 | 10.5 | 1 | 2018-12-31 | 2019-12-31 | 365 | 12.031 | 12 | 0.030984
68199 | 5.7 | 1 | 2018-12-31 | 2019-12-31 | 365 | 6.5311 | 6 | 0.53111
68213 | 8.4 | 1 | 2018-12-31 | 2019-12-31 | 365 | 9.6248 | 9 | 0.62479
68200 | 8.505 | 1 | 2018-12-31 | 2019-12-31 | 365 | 9.7451 | 9 | 0.7451
68215 | 7.75 | 1 | 2018-12-31 | 2019-12-31 | 365 | 8.88 | 8 | 0.88001
68220 | 9.6 | 1 | 2018-12-31 | 2019-12-31 | 365 | 10.9998 | 10 | 0.99976
68221 | 7.04 | 1 | 2018-12-31 | 2019-12-31 | 365 | 8.0665 | 8 | 0.066488
68233 | 4.725 | 1 | 2018-12-31 | 2019-12-31 | 365 | 5.4139 | 5 | 0.41394
68240 | 11.025 | 0.8 | 2018-12-31 | 2019-12-31 | 365 | 10.106 | 10 | 0.10603
68243 | 3.05 | 0.8 | 2018-12-31 | 2019-12-31 | 365 | 2.7958 | 2 | 0.79577
68339 | 13.68 | 0.8 | 2018-12-31 | 2019-12-31 | 365 | 12.5397 | 12 | 0.53972
68642 | 8.19 | 0.8 | 2018-12-31 | 2019-12-31 | 365 | 7.5073 | 7 | 0.50733
68198 | 6.405 | 1 | 2018-12-31 | 2019-12-31 | 365 | 7.3389 | 7 | 0.3389
68192 | 6.3 | 1 | 2018-12-31 | 2019-12-31 | 365 | 7.2186 | 7 | 0.21859
68745 | 7.43 | 1 | 2018-12-31 | 2019-12-31 | 365 | 8.5134 | 8 | 0.51335
68234 | 6.3 | 1 | 2018-12-31 | 2019-12-31 | 365 | 7.2186 | 7 | 0.21859
68242 | 12.2 | 0.8 | 2018-12-31 | 2019-12-31 | 365 | 11.1831 | 11 | 0.18309
68345 | 8.82 | 0.8 | 2018-12-31 | 2019-12-31 | 365 | 8.0848 | 8 | 0.084821
68230 | 11.34 | 1 | 2018-12-31 | 2019-12-31 | 365 | 12.9935 | 12 | 0.99346
68235 | 10.675 | 0.8 | 2018-12-31 | 2019-12-31 | 365 | 9.7852 | 9 | 0.7852
69093 | 5.3 | 1 | 2018-12-31 | 2019-12-31 | 365 | 6.0728 | 6 | 0.072782
69096 | 4.2 | 1 | 2018-12-31 | 2019-12-31 | 365 | 4.8124 | 4 | 0.81239
69098 | 8.1 | 1 | 2018-12-31 | 2019-12-31 | 365 | 9.281 | 9 | 0.28104
69105 | 7.245 | 0.8 | 2018-12-31 | 2019-12-31 | 365 | 6.6411 | 6 | 0.6411
69106 | 11.025 | 0.8 | 2018-12-31 | 2019-12-31 | 365 | 10.106 | 10 | 0.10603
69107 | 3.42 | 0.8 | 2018-12-31 | 2019-12-31 | 365 | 3.1349 | 3 | 0.13493
64990 | 182.24 | 0.9 | 2018-12-31 | 2019-12-31 | 365 | 187.9308 | 187 | 0.93084
69306 | 11.655 | 0.8 | 2018-12-31 | 2019-12-31 | 365 | 10.6835 | 10 | 0.68351
69276 | 8.4 | 1 | 2018-12-31 | 2019-12-31 | 365 | 9.6248 | 9 | 0.62479
68089 | 8.502 | 1 | 2018-12-31 | 2019-12-31 | 365 | 9.7417 | 9 | 0.74166
69094 | 8.925 | 1 | 2018-12-31 | 2019-12-31 | 365 | 10.2263 | 10 | 0.22634
69548 | 8.4 | 1 | 2018-12-31 | 2019-12-31 | 365 | 9.6248 | 9 | 0.62479
69549 | 4.8 | 1 | 2018-12-31 | 2019-12-31 | 365 | 5.4999 | 5 | 0.49988
69550 | 6.3 | 1 | 2018-12-31 | 2019-12-31 | 365 | 7.2186 | 7 | 0.21859
69551 | 4.8 | 1 | 2018-12-31 | 2019-12-31 | 365 | 5.4999 | 5 | 0.49988
69552 | 22.68 | 0.8 | 2018-12-31 | 2019-12-31 | 365 | 20.7895 | 20 | 0.78954
69553 | 5.61 | 0.8 | 2018-12-31 | 2019-12-31 | 365 | 5.1424 | 5 | 0.14239
69554 | 4.5 | 0.8 | 2018-12-31 | 2019-12-31 | 365 | 4.1249 | 4 | 0.12491
69592 | 6.9 | 0.8 | 2018-12-31 | 2019-12-31 | 365 | 6.3249 | 6 | 0.32486
69593 | 8.32 | 0.8 | 2018-12-31 | 2019-12-31 | 365 | 7.6265 | 7 | 0.6265
69594 | 8.67 | 0.8 | 2018-12-31 | 2019-12-31 | 365 | 7.9473 | 7 | 0.94732
69595 | 4.845 | 0.8 | 2018-12-31 | 2019-12-31 | 365 | 4.4412 | 4 | 0.44115
69596 | 6.6 | 0.8 | 2018-12-31 | 2019-12-31 | 365 | 6.0499 | 6 | 0.049866
69611 | 11.025 | 0.8 | 2018-12-31 | 2019-12-31 | 365 | 10.106 | 10 | 0.10603
69612 | 8.58 | 0.8 | 2018-12-31 | 2019-12-31 | 365 | 7.8648 | 7 | 0.86483
68219 | 10.8 | 1 | 2018-12-31 | 2019-12-31 | 365 | 12.3747 | 12 | 0.37473
68346 | 10.71 | 0.8 | 2018-12-31 | 2019-12-31 | 365 | 9.8173 | 9 | 0.81728
69097 | 6.6 | 1 | 2018-12-31 | 2019-12-31 | 365 | 7.5623 | 7 | 0.56233
69557 | 4.59 | 0.8 | 2018-12-31 | 2019-12-31 | 365 | 4.2074 | 4 | 0.20741
69614 | 5.7 | 0.8 | 2018-12-31 | 2019-12-31 | 365 | 5.2249 | 5 | 0.22488
69615 | 2.835 | 0.8 | 2018-12-31 | 2019-12-31 | 365 | 2.5987 | 2 | 0.59869
69618 | 9.735 | 0.8 | 2018-12-31 | 2019-12-31 | 365 | 8.9236 | 8 | 0.92355
69620 | 5.67 | 0.8 | 2018-12-31 | 2019-12-31 | 365 | 5.1974 | 5 | 0.19739
69623 | 4.56 | 0.8 | 2018-12-31 | 2019-12-31 | 365 | 4.1799 | 4 | 0.17991
69625 | 5.985 | 0.8 | 2018-12-31 | 2019-12-31 | 365 | 5.4861 | 5 | 0.48613
69646 | 7.08 | 0.8 | 2018-12-31 | 2019-12-31 | 365 | 6.4899 | 6 | 0.48986
69647 | 9.15 | 0.8 | 2018-12-31 | 2019-12-31 | 365 | 8.3873 | 8 | 0.38731
69648 | 5.7 | 0.8 | 2018-12-31 | 2019-12-31 | 365 | 5.2249 | 5 | 0.22488
69649 | 8.82 | 0.8 | 2018-12-31 | 2019-12-31 | 365 | 8.0848 | 8 | 0.084821
68417 | 52.49 | 0.9 | 2018-12-31 | 2019-12-31 | 365 | 54.1291 | 54 | 0.12912
63955 | 40.25 | 0.7 | 2018-12-31 | 2019-12-31 | 365 | 32.2831 | 32 | 0.28314
70016 | 5.98 | 1 | 2018-12-31 | 2019-12-31 | 365 | 6.8519 | 6 | 0.85193
70017 | 11.4 | 1 | 2018-12-31 | 2019-12-31 | 365 | 13.0622 | 13 | 0.062211
70018 | 10.395 | 1 | 2018-12-31 | 2019-12-31 | 365 | 11.9107 | 11 | 0.91067
70019 | 7.2 | 0.8 | 2018-12-31 | 2019-12-31 | 365 | 6.5999 | 6 | 0.59985
70020 | 6.9 | 0.8 | 2018-12-31 | 2019-12-31 | 365 | 6.3249 | 6 | 0.32486
70021 | 7.2 | 0.8 | 2018-12-31 | 2019-12-31 | 365 | 6.5999 | 6 | 0.59985
70042 | 4.27 | 0.8 | 2018-12-31 | 2019-12-31 | 365 | 3.9141 | 3 | 0.91408
70326 | 5.985 | 0.8 | 2018-12-31 | 2019-12-31 | 365 | 5.4861 | 5 | 0.48613
70459 | 9.81 | 1 | 2018-12-31 | 2019-12-31 | 365 | 11.2404 | 11 | 0.24038
70460 | 4.32 | 0.8 | 2018-12-31 | 2019-12-31 | 365 | 3.9599 | 3 | 0.95991
70462 | 9.156 | 0.8 | 2018-12-31 | 2019-12-31 | 365 | 8.3928 | 8 | 0.39281
70464 | 11.16 | 0.8 | 2018-12-31 | 2019-12-31 | 365 | 10.2298 | 10 | 0.22977
70466 | 10.695 | 0.8 | 2018-12-31 | 2019-12-31 | 365 | 9.8035 | 9 | 0.80353
70468 | 11.16 | 0.8 | 2018-12-31 | 2019-12-31 | 365 | 10.2298 | 10 | 0.22977
70470 | 11.16 | 0.8 | 2018-12-31 | 2019-12-31 | 365 | 10.2298 | 10 | 0.22977
70473 | 10.464 | 0.8 | 2018-12-31 | 2019-12-31 | 365 | 9.5918 | 9 | 0.59179
70478 | 11.16 | 0.8 | 2018-12-31 | 2019-12-31 | 365 | 10.2298 | 10 | 0.22977
70479 | 7.848 | 0.8 | 2018-12-31 | 2019-12-31 | 365 | 7.1938 | 7 | 0.19384
70480 | 16.75 | 0.8 | 2018-12-31 | 2019-12-31 | 365 | 15.3538 | 15 | 0.35383
70482 | 11.16 | 0.8 | 2018-12-31 | 2019-12-31 | 365 | 10.2298 | 10 | 0.22977
70491 | 5.46 | 0.8 | 2018-12-31 | 2019-12-31 | 365 | 5.0049 | 5 | 0.0048893
70492 | 2.34 | 0.8 | 2018-12-31 | 2019-12-31 | 365 | 2.145 | 2 | 0.14495
70493 | 10.545 | 0.8 | 2018-12-31 | 2019-12-31 | 365 | 9.666 | 9 | 0.66604
70499 | 9.483 | 0.8 | 2018-12-31 | 2019-12-31 | 365 | 8.6926 | 8 | 0.69256
70507 | 10.8 | 0.8 | 2018-12-31 | 2019-12-31 | 365 | 9.8998 | 9 | 0.89978
70510 | 9.975 | 1 | 2018-12-31 | 2019-12-31 | 365 | 11.4294 | 11 | 0.42943
70505 | 9.38 | 0.8 | 2018-12-31 | 2019-12-31 | 365 | 8.5981 | 8 | 0.59814
69621 | 7.68 | 0.8 | 2018-12-31 | 2019-12-31 | 365 | 7.0398 | 7 | 0.039844
70012 | 10.965 | 1 | 2018-12-31 | 2019-12-31 | 365 | 12.5638 | 12 | 0.56378
70713 | 3.64 | 0.8 | 2018-12-31 | 2019-12-31 | 365 | 3.3366 | 3 | 0.33659
70714 | 21.045 | 1 | 2018-12-31 | 2019-12-31 | 365 | 24.1135 | 24 | 0.11353
70715 | 5.72 | 0.8 | 2018-12-31 | 2019-12-31 | 365 | 5.2432 | 5 | 0.24322
70513 | 4.575 | 1 | 2018-12-31 | 2019-12-31 | 365 | 5.2421 | 5 | 0.24207
70457 | 9.9 | 1 | 2018-12-31 | 2019-12-31 | 365 | 11.3435 | 11 | 0.3435
70023 | 7.02 | 0.8 | 2018-12-31 | 2019-12-31 | 365 | 6.4349 | 6 | 0.43486
70011 | 15.68 | 1 | 2018-12-31 | 2019-12-31 | 365 | 17.9663 | 17 | 0.96627
70481 | 6.867 | 0.8 | 2018-12-31 | 2019-12-31 | 365 | 6.2946 | 6 | 0.29461
70483 | 7.035 | 0.8 | 2018-12-31 | 2019-12-31 | 365 | 6.4486 | 6 | 0.44861
70489 | 6.7 | 0.8 | 2018-12-31 | 2019-12-31 | 365 | 6.1415 | 6 | 0.14153
70494 | 8.505 | 0.8 | 2018-12-31 | 2019-12-31 | 365 | 7.7961 | 7 | 0.79608
66553 | 13.545 | 1 | 2018-12-31 | 2019-12-31 | 365 | 15.52 | 15 | 0.51997
69095 | 4.335 | 1 | 2018-12-31 | 2019-12-31 | 365 | 4.9671 | 4 | 0.96708
71566 | 9.72 | 0.8 | 2018-12-31 | 2019-12-31 | 365 | 8.9098 | 8 | 0.9098
71712 | 5.72 | 0.8 | 2018-12-31 | 2019-12-31 | 365 | 5.2432 | 5 | 0.24322
71714 | 5.3 | 0.8 | 2018-12-31 | 2019-12-31 | 365 | 4.8582 | 4 | 0.85823
71717 | 4.8 | 0.8 | 2018-12-31 | 2019-12-31 | 365 | 4.3999 | 4 | 0.3999
71720 | 4.88 | 0.8 | 2018-12-31 | 2019-12-31 | 365 | 4.4732 | 4 | 0.47323
71722 | 5.8 | 0.8 | 2018-12-31 | 2019-12-31 | 365 | 5.3165 | 5 | 0.31655
71725 | 4.88 | 0.8 | 2018-12-31 | 2019-12-31 | 365 | 4.4732 | 4 | 0.47323
71729 | 6.09 | 0.8 | 2018-12-31 | 2019-12-31 | 365 | 5.5824 | 5 | 0.58238
71734 | 9.45 | 0.8 | 2018-12-31 | 2019-12-31 | 365 | 8.6623 | 8 | 0.66231
71735 | 3.05 | 0.8 | 2018-12-31 | 2019-12-31 | 365 | 2.7958 | 2 | 0.79577
71737 | 10.98 | 0.8 | 2018-12-31 | 2019-12-31 | 365 | 10.0648 | 10 | 0.064777
71708 | 7.905 | 1 | 2018-12-31 | 2019-12-31 | 365 | 9.0576 | 9 | 0.057612
71858 | 6.09 | 0.8 | 2018-12-31 | 2019-12-31 | 365 | 5.5824 | 5 | 0.58238
71876 | 4.845 | 1 | 2018-12-31 | 2019-12-31 | 365 | 5.5514 | 5 | 0.55144
71929 | 4.27 | 0.8 | 2018-12-31 | 2019-12-31 | 365 | 3.9141 | 3 | 0.91408
71931 | 4.88 | 0.8 | 2018-12-31 | 2019-12-31 | 365 | 4.4732 | 4 | 0.47323
71934 | 7.93 | 0.8 | 2018-12-31 | 2019-12-31 | 365 | 7.269 | 7 | 0.26901
71938 | 4.575 | 0.8 | 2018-12-31 | 2019-12-31 | 365 | 4.1937 | 4 | 0.19366
71952 | 9.145 | 0.8 | 2018-12-31 | 2019-12-31 | 365 | 8.3827 | 8 | 0.38273
71958 | 3.6 | 0.8 | 2018-12-31 | 2019-12-31 | 365 | 3.2999 | 3 | 0.29993
71960 | 9.15 | 0.8 | 2018-12-31 | 2019-12-31 | 365 | 8.3873 | 8 | 0.38731
71973 | 6 | 0.8 | 2018-12-31 | 2019-12-31 | 365 | 5.4999 | 5 | 0.49988
71889 | 4.2 | 0.8 | 2018-12-31 | 2019-12-31 | 365 | 3.8499 | 3 | 0.84991
71705 | 11.05 | 0.8 | 2018-12-31 | 2019-12-31 | 365 | 10.1289 | 10 | 0.12894
71941 | 6.67 | 0.8 | 2018-12-31 | 2019-12-31 | 365 | 6.114 | 6 | 0.11403
71948 | 10.675 | 0.8 | 2018-12-31 | 2019-12-31 | 365 | 9.7852 | 9 | 0.7852
71964 | 6.1 | 0.8 | 2018-12-31 | 2019-12-31 | 365 | 5.5915 | 5 | 0.59154
71967 | 9.735 | 0.8 | 2018-12-31 | 2019-12-31 | 365 | 8.9236 | 8 | 0.92355
71969 | 4.575 | 0.8 | 2018-12-31 | 2019-12-31 | 365 | 4.1937 | 4 | 0.19366
70490 | 5.52 | 0.8 | 2018-12-31 | 2019-12-31 | 365 | 5.0599 | 5 | 0.059888
71731 | 12.2 | 0.8 | 2018-12-31 | 2019-12-31 | 365 | 11.1831 | 11 | 0.18309
71971 | 9.765 | 0.8 | 2018-12-31 | 2019-12-31 | 365 | 8.9511 | 8 | 0.95105
71730 | 4.88 | 0.8 | 2018-12-31 | 2019-12-31 | 365 | 4.4732 | 4 | 0.47323
71939 | 11.7 | 0.8 | 2018-12-31 | 2019-12-31 | 365 | 10.7248 | 10 | 0.72476
71912 | 10.08 | 0.8 | 2018-12-31 | 2019-12-31 | 365 | 9.2398 | 9 | 0.2398
72745 | 10.675 | 0.8 | 2018-12-31 | 2019-12-31 | 365 | 9.7852 | 9 | 0.7852
72746 | 6.75 | 1 | 2018-12-31 | 2019-12-31 | 365 | 7.7342 | 7 | 0.7342
72747 | 6.885 | 1 | 2018-12-31 | 2019-12-31 | 365 | 7.8889 | 7 | 0.88889
72748 | 6.375 | 1 | 2018-12-31 | 2019-12-31 | 365 | 7.3045 | 7 | 0.30453
72749 | 6.44 | 0.8 | 2018-12-31 | 2019-12-31 | 365 | 5.9032 | 5 | 0.9032
72751 | 11.18 | 0.8 | 2018-12-31 | 2019-12-31 | 365 | 10.2481 | 10 | 0.24811
72755 | 4.575 | 0.8 | 2018-12-31 | 2019-12-31 | 365 | 4.1937 | 4 | 0.19366
72758 | 8.505 | 0.8 | 2018-12-31 | 2019-12-31 | 365 | 7.7961 | 7 | 0.79608
72783 | 6.4 | 0.8 | 2018-12-31 | 2019-12-31 | 365 | 5.8665 | 5 | 0.86654
72786 | 11.285 | 0.8 | 2018-12-31 | 2019-12-31 | 365 | 10.3444 | 10 | 0.34435
72795 | 5.795 | 0.8 | 2018-12-31 | 2019-12-31 | 365 | 5.312 | 5 | 0.31197
72796 | 9.6 | 0.8 | 2018-12-31 | 2019-12-31 | 365 | 8.7998 | 8 | 0.79981
72797 | 10.05 | 0.8 | 2018-12-31 | 2019-12-31 | 365 | 9.2123 | 9 | 0.2123
72799 | 5.8 | 0.8 | 2018-12-31 | 2019-12-31 | 365 | 5.3165 | 5 | 0.31655
72862 | 5.886 | 0.8 | 2018-12-31 | 2019-12-31 | 365 | 5.3954 | 5 | 0.39538
72866 | 7.848 | 0.8 | 2018-12-31 | 2019-12-31 | 365 | 7.1938 | 7 | 0.19384
72867 | 11.52 | 0.8 | 2018-12-31 | 2019-12-31 | 365 | 10.5598 | 10 | 0.55977
72872 | 5.886 | 0.8 | 2018-12-31 | 2019-12-31 | 365 | 5.3954 | 5 | 0.39538
73211 | 13.5 | 1 | 2018-12-31 | 2019-12-31 | 365 | 15.4684 | 15 | 0.46841
73212 | 8.45 | 0.8 | 2018-12-31 | 2019-12-31 | 365 | 7.7457 | 7 | 0.74566
73213 | 5.4 | 0.8 | 2018-12-31 | 2019-12-31 | 365 | 4.9499 | 4 | 0.94989
73214 | 11.02 | 0.8 | 2018-12-31 | 2019-12-31 | 365 | 10.1014 | 10 | 0.10144
73215 | 6.71 | 0.8 | 2018-12-31 | 2019-12-31 | 365 | 6.1507 | 6 | 0.1507
73216 | 6.12 | 0.8 | 2018-12-31 | 2019-12-31 | 365 | 5.6099 | 5 | 0.60988
73305 | 11.2 | 0.8 | 2018-12-31 | 2019-12-31 | 365 | 10.2664 | 10 | 0.26644
73306 | 10.8 | 0.8 | 2018-12-31 | 2019-12-31 | 365 | 9.8998 | 9 | 0.89978
73309 | 8.235 | 0.8 | 2018-12-31 | 2019-12-31 | 365 | 7.5486 | 7 | 0.54858
73310 | 16.2 | 0.8 | 2018-12-31 | 2019-12-31 | 365 | 14.8497 | 14 | 0.84967
73318 | 6.67 | 0.8 | 2018-12-31 | 2019-12-31 | 365 | 6.114 | 6 | 0.11403
73327 | 9.3 | 0.8 | 2018-12-31 | 2019-12-31 | 365 | 8.5248 | 8 | 0.52481
73328 | 9.15 | 0.8 | 2018-12-31 | 2019-12-31 | 365 | 8.3873 | 8 | 0.38731
72865 | 5.232 | 0.8 | 2018-12-31 | 2019-12-31 | 365 | 4.7959 | 4 | 0.79589
72868 | 8.375 | 0.8 | 2018-12-31 | 2019-12-31 | 365 | 7.6769 | 7 | 0.67691
72871 | 11.16 | 0.8 | 2018-12-31 | 2019-12-31 | 365 | 10.2298 | 10 | 0.22977
73308 | 12.47 | 0.8 | 2018-12-31 | 2019-12-31 | 365 | 11.4306 | 11 | 0.43058
66640 | 11.18 | 1 | 2018-12-31 | 2019-12-31 | 365 | 12.8101 | 12 | 0.81013
73701 | 10.56 | 0.8 | 2018-12-31 | 2019-12-31 | 365 | 9.6798 | 9 | 0.67979
73710 | 7.8 | 0.8 | 2018-12-31 | 2019-12-31 | 365 | 7.1498 | 7 | 0.14984
73712 | 8.505 | 0.8 | 2018-12-31 | 2019-12-31 | 365 | 7.7961 | 7 | 0.79608
73714 | 10.8 | 0.8 | 2018-12-31 | 2019-12-31 | 365 | 9.8998 | 9 | 0.89978
73757 | 4.59 | 1 | 2018-12-31 | 2019-12-31 | 365 | 5.2593 | 5 | 0.25926
73761 | 11.73 | 0.8 | 2018-12-31 | 2019-12-31 | 365 | 10.7523 | 10 | 0.75226
73771 | 6.7 | 0.8 | 2018-12-31 | 2019-12-31 | 365 | 6.1415 | 6 | 0.14153
73780 | 9.81 | 0.8 | 2018-12-31 | 2019-12-31 | 365 | 8.9923 | 8 | 0.9923
73783 | 10.08 | 0.8 | 2018-12-31 | 2019-12-31 | 365 | 9.2398 | 9 | 0.2398
73794 | 9.315 | 0.8 | 2018-12-31 | 2019-12-31 | 365 | 8.5386 | 8 | 0.53856
73767 | 6.54 | 0.8 | 2018-12-31 | 2019-12-31 | 365 | 5.9949 | 5 | 0.99487
73796 | 9.156 | 0.8 | 2018-12-31 | 2019-12-31 | 365 | 8.3928 | 8 | 0.39281
73769 | 5.886 | 0.8 | 2018-12-31 | 2019-12-31 | 365 | 5.3954 | 5 | 0.39538
73799 | 4.251 | 0.8 | 2018-12-31 | 2019-12-31 | 365 | 3.8967 | 3 | 0.89666
73800 | 4.485 | 0.8 | 2018-12-31 | 2019-12-31 | 365 | 4.1112 | 4 | 0.11116
73802 | 7.935 | 0.8 | 2018-12-31 | 2019-12-31 | 365 | 7.2736 | 7 | 0.27359
73803 | 4.578 | 0.8 | 2018-12-31 | 2019-12-31 | 365 | 4.1964 | 4 | 0.19641
73805 | 9.72 | 0.8 | 2018-12-31 | 2019-12-31 | 365 | 8.9098 | 8 | 0.9098
73807 | 8.97 | 0.8 | 2018-12-31 | 2019-12-31 | 365 | 8.2223 | 8 | 0.22232
73808 | 10.385 | 0.8 | 2018-12-31 | 2019-12-31 | 365 | 9.5194 | 9 | 0.51937
73810 | 10.695 | 0.8 | 2018-12-31 | 2019-12-31 | 365 | 9.8035 | 9 | 0.80353
73811 | 7.521 | 0.8 | 2018-12-31 | 2019-12-31 | 365 | 6.8941 | 6 | 0.8941
73813 | 4.83 | 0.8 | 2018-12-31 | 2019-12-31 | 365 | 4.4274 | 4 | 0.4274
73821 | 11.16 | 0.8 | 2018-12-31 | 2019-12-31 | 365 | 10.2298 | 10 | 0.22977
73822 | 9.72 | 0.8 | 2018-12-31 | 2019-12-31 | 365 | 8.9098 | 8 | 0.9098
73825 | 8.829 | 0.8 | 2018-12-31 | 2019-12-31 | 365 | 8.0931 | 8 | 0.093071
73827 | 9.156 | 0.8 | 2018-12-31 | 2019-12-31 | 365 | 8.3928 | 8 | 0.39281
71926 | 10.62 | 0.8 | 2018-12-31 | 2019-12-31 | 365 | 9.7348 | 9 | 0.73478
71944 | 11.59 | 0.8 | 2018-12-31 | 2019-12-31 | 365 | 10.6239 | 10 | 0.62393
71909 | 25.83 | 0.6 | 2018-12-31 | 2019-12-31 | 365 | 17.7577 | 17 | 0.75773
72784 | 6.54 | 1 | 2018-12-31 | 2019-12-31 | 365 | 7.4936 | 7 | 0.49358
72798 | 9.92 | 0.8 | 2018-12-31 | 2019-12-31 | 365 | 9.0931 | 9 | 0.093132
72750 | 10.2 | 0.8 | 2018-12-31 | 2019-12-31 | 365 | 9.3498 | 9 | 0.34979
72787 | 13.23 | 0.8 | 2018-12-31 | 2019-12-31 | 365 | 12.1272 | 12 | 0.12723
73913 | 8.97 | 0.8 | 2018-12-31 | 2019-12-31 | 365 | 8.2223 | 8 | 0.22232
73912 | 5.232 | 0.8 | 2018-12-31 | 2019-12-31 | 365 | 4.7959 | 4 | 0.79589
73758 | 10.695 | 0.8 | 2018-12-31 | 2019-12-31 | 365 | 9.8035 | 9 | 0.80353
73824 | 7.59 | 0.8 | 2018-12-31 | 2019-12-31 | 365 | 6.9573 | 6 | 0.95735
73829 | 5.61 | 1 | 2018-12-31 | 2019-12-31 | 365 | 6.428 | 6 | 0.42798
73702 | 3.05 | 0.8 | 2018-12-31 | 2019-12-31 | 365 | 2.7958 | 2 | 0.79577
73698 | 7.65 | 1 | 2018-12-31 | 2019-12-31 | 365 | 8.7654 | 8 | 0.76543
73970 | 9.88 | 0.8 | 2018-12-31 | 2019-12-31 | 365 | 9.0565 | 9 | 0.056466
73974 | 9.405 | 0.8 | 2018-12-31 | 2019-12-31 | 365 | 8.6211 | 8 | 0.62106
73985 | 9.18 | 0.8 | 2018-12-31 | 2019-12-31 | 365 | 8.4148 | 8 | 0.41481
73986 | 6.6 | 0.8 | 2018-12-31 | 2019-12-31 | 365 | 6.0499 | 6 | 0.049866
73988 | 9.15 | 0.8 | 2018-12-31 | 2019-12-31 | 365 | 8.3873 | 8 | 0.38731
73989 | 7.56 | 0.8 | 2018-12-31 | 2019-12-31 | 365 | 6.9298 | 6 | 0.92985
73910 | 10.385 | 0.8 | 2018-12-31 | 2019-12-31 | 365 | 9.5194 | 9 | 0.51937
74818 | 5.98 | 0.8 | 2018-12-31 | 2019-12-31 | 365 | 5.4815 | 5 | 0.48155
74815 | 7.98 | 0.8 | 2018-12-31 | 2019-12-31 | 365 | 7.3148 | 7 | 0.31484
74817 | 4.8 | 0.8 | 2018-12-31 | 2019-12-31 | 365 | 4.3999 | 4 | 0.3999
74819 | 8.37 | 0.8 | 2018-12-31 | 2019-12-31 | 365 | 7.6723 | 7 | 0.67233
74901 | 2.7 | 0.8 | 2018-12-31 | 2019-12-31 | 365 | 2.4749 | 2 | 0.47495
74931 | 8.54 | 0.8 | 2018-12-31 | 2019-12-31 | 365 | 7.8282 | 7 | 0.82816
74936 | 8.4 | 0.8 | 2018-12-31 | 2019-12-31 | 365 | 7.6998 | 7 | 0.69983
74942 | 7.84 | 0.8 | 2018-12-31 | 2019-12-31 | 365 | 7.1865 | 7 | 0.18651
74943 | 5.49 | 0.8 | 2018-12-31 | 2019-12-31 | 365 | 5.0324 | 5 | 0.032389
74944 | 11.025 | 0.8 | 2018-12-31 | 2019-12-31 | 365 | 10.106 | 10 | 0.10603
74953 | 10.98 | 0.8 | 2018-12-31 | 2019-12-31 | 365 | 10.0648 | 10 | 0.064777
74959 | 14.7 | 0.8 | 2018-12-31 | 2019-12-31 | 365 | 13.4747 | 13 | 0.4747
74962 | 10.2 | 0.8 | 2018-12-31 | 2019-12-31 | 365 | 9.3498 | 9 | 0.34979
74963 | 6.72 | 0.8 | 2018-12-31 | 2019-12-31 | 365 | 6.1599 | 6 | 0.15986
74966 | 9.36 | 0.8 | 2018-12-31 | 2019-12-31 | 365 | 8.5798 | 8 | 0.57981
74968 | 8.4 | 0.8 | 2018-12-31 | 2019-12-31 | 365 | 7.6998 | 7 | 0.69983
74970 | 10.8 | 0.8 | 2018-12-31 | 2019-12-31 | 365 | 9.8998 | 9 | 0.89978
74982 | 19.8 | 0.8 | 2018-12-31 | 2019-12-31 | 365 | 18.1496 | 18 | 0.1496
74993 | 9.625 | 0.8 | 2018-12-31 | 2019-12-31 | 365 | 8.8227 | 8 | 0.82272
74997 | 6.5 | 0.8 | 2018-12-31 | 2019-12-31 | 365 | 5.9582 | 5 | 0.9582
75000 | 3.52 | 0.8 | 2018-12-31 | 2019-12-31 | 365 | 3.2266 | 3 | 0.2266
75002 | 10.175 | 0.8 | 2018-12-31 | 2019-12-31 | 365 | 9.3269 | 9 | 0.32688
75004 | 4.725 | 0.8 | 2018-12-31 | 2019-12-31 | 365 | 4.3312 | 4 | 0.33115
75005 | 4.48 | 0.8 | 2018-12-31 | 2019-12-31 | 365 | 4.1066 | 4 | 0.10658
75006 | 4.725 | 0.8 | 2018-12-31 | 2019-12-31 | 365 | 4.3312 | 4 | 0.33115
75007 | 7.54 | 0.8 | 2018-12-31 | 2019-12-31 | 365 | 6.9115 | 6 | 0.91151
75009 | 5.225 | 0.8 | 2018-12-31 | 2019-12-31 | 365 | 4.7895 | 4 | 0.78948
75010 | 11.025 | 0.8 | 2018-12-31 | 2019-12-31 | 365 | 10.106 | 10 | 0.10603
75013 | 6.4 | 0.8 | 2018-12-31 | 2019-12-31 | 365 | 5.8665 | 5 | 0.86654
74989 | 7.15 | 0.8 | 2018-12-31 | 2019-12-31 | 365 | 6.554 | 6 | 0.55402
74995 | 10.8 | 0.8 | 2018-12-31 | 2019-12-31 | 365 | 9.8998 | 9 | 0.89978
74965 | 12.42 | 0.8 | 2018-12-31 | 2019-12-31 | 365 | 11.3847 | 11 | 0.38475
75003 | 11.1 | 0.8 | 2018-12-31 | 2019-12-31 | 365 | 10.1748 | 10 | 0.17478
75011 | 8.28 | 0.8 | 2018-12-31 | 2019-12-31 | 365 | 7.5898 | 7 | 0.58983
74981 | 5.1 | 1 | 2018-12-31 | 2019-12-31 | 365 | 5.8436 | 5 | 0.84362
44535 | 388.74 | 0.65 | 2018-12-31 | 2019-12-31 | 365 | 289.5239 | 289 | 0.52391
75345 | 7.7 | 0.8 | 2018-12-31 | 2019-12-31 | 365 | 7.0582 | 7 | 0.058177
73990 | 5.225 | 0.8 | 2018-12-31 | 2019-12-31 | 365 | 4.7895 | 4 | 0.78948
75008 | 20.1 | 0.8 | 2018-12-31 | 2019-12-31 | 365 | 18.4246 | 18 | 0.42459
75012 | 6.825 | 0.8 | 2018-12-31 | 2019-12-31 | 365 | 6.2561 | 6 | 0.25611
73699 | 7.32 | 1 | 2018-12-31 | 2019-12-31 | 365 | 8.3873 | 8 | 0.38731
73765 | 10.137 | 0.8 | 2018-12-31 | 2019-12-31 | 365 | 9.292 | 9 | 0.29204
76030 | 6.25 | 1 | 2018-12-31 | 2019-12-31 | 365 | 7.1613 | 7 | 0.1613
76033 | 5.7 | 0.8 | 2018-12-31 | 2019-12-31 | 365 | 5.2249 | 5 | 0.22488
76059 | 10.325 | 0.8 | 2018-12-31 | 2019-12-31 | 365 | 9.4644 | 9 | 0.46437
76060 | 5.6 | 0.8 | 2018-12-31 | 2019-12-31 | 365 | 5.1332 | 5 | 0.13322
76062 | 6.4 | 0.8 | 2018-12-31 | 2019-12-31 | 365 | 5.8665 | 5 | 0.86654
76063 | 6 | 0.8 | 2018-12-31 | 2019-12-31 | 365 | 5.4999 | 5 | 0.49988
76065 | 10.56 | 0.8 | 2018-12-31 | 2019-12-31 | 365 | 9.6798 | 9 | 0.67979
76068 | 5.76 | 0.8 | 2018-12-31 | 2019-12-31 | 365 | 5.2799 | 5 | 0.27988
76071 | 10.8 | 0.8 | 2018-12-31 | 2019-12-31 | 365 | 9.8998 | 9 | 0.89978
76073 | 5.135 | 0.8 | 2018-12-31 | 2019-12-31 | 365 | 4.707 | 4 | 0.70698
76075 | 6.4 | 0.8 | 2018-12-31 | 2019-12-31 | 365 | 5.8665 | 5 | 0.86654
76078 | 9.76 | 0.8 | 2018-12-31 | 2019-12-31 | 365 | 8.9465 | 8 | 0.94647
76082 | 4.69 | 0.8 | 2018-12-31 | 2019-12-31 | 365 | 4.2991 | 4 | 0.29907
76084 | 4.16 | 0.8 | 2018-12-31 | 2019-12-31 | 365 | 3.8132 | 3 | 0.81325
76087 | 7.67 | 0.8 | 2018-12-31 | 2019-12-31 | 365 | 7.0307 | 7 | 0.030678
76089 | 2.12 | 0.8 | 2018-12-31 | 2019-12-31 | 365 | 1.9433 | 1 | 0.94329
76090 | 11.655 | 0.8 | 2018-12-31 | 2019-12-31 | 365 | 10.6835 | 10 | 0.68351
74820 | 13.725 | 0.8 | 2018-12-31 | 2019-12-31 | 365 | 12.581 | 12 | 0.58097
76066 | 8.68 | 0.8 | 2018-12-31 | 2019-12-31 | 365 | 7.9565 | 7 | 0.95649
76081 | 9.24 | 0.8 | 2018-12-31 | 2019-12-31 | 365 | 8.4698 | 8 | 0.46981
76894 | 8.7 | 1 | 2018-12-31 | 2019-12-31 | 365 | 9.9685 | 9 | 0.96853
76895 | 6.12 | 0.8 | 2018-12-31 | 2019-12-31 | 365 | 5.6099 | 5 | 0.60988
76897 | 11.4 | 0.8 | 2018-12-31 | 2019-12-31 | 365 | 10.4498 | 10 | 0.44977
76899 | 5.985 | 0.8 | 2018-12-31 | 2019-12-31 | 365 | 5.4861 | 5 | 0.48613
76902 | 9.075 | 0.8 | 2018-12-31 | 2019-12-31 | 365 | 8.3186 | 8 | 0.31857
76904 | 7.04 | 0.8 | 2018-12-31 | 2019-12-31 | 365 | 6.4532 | 6 | 0.45319
76906 | 10.2 | 0.8 | 2018-12-31 | 2019-12-31 | 365 | 9.3498 | 9 | 0.34979
76907 | 7.14 | 0.8 | 2018-12-31 | 2019-12-31 | 365 | 6.5449 | 6 | 0.54486
76908 | 2.28 | 0.8 | 2018-12-31 | 2019-12-31 | 365 | 2.09 | 2 | 0.089954
76910 | 11.31 | 0.8 | 2018-12-31 | 2019-12-31 | 365 | 10.3673 | 10 | 0.36727
76911 | 10.56 | 0.8 | 2018-12-31 | 2019-12-31 | 365 | 9.6798 | 9 | 0.67979
76079 | 13.12 | 0.8 | 2018-12-31 | 2019-12-31 | 365 | 12.0264 | 12 | 0.026401
73984 | 4.16 | 0.8 | 2018-12-31 | 2019-12-31 | 365 | 3.8132 | 3 | 0.81325
74816 | 9.28 | 0.8 | 2018-12-31 | 2019-12-31 | 365 | 8.5065 | 8 | 0.50648
77123 | 24.96 | 1 | 2018-12-31 | 2019-12-31 | 365 | 28.5994 | 28 | 0.59937
77126 | 6.27 | 0.8 | 2018-12-31 | 2019-12-31 | 365 | 5.7474 | 5 | 0.74737
77127 | 3.3 | 0.8 | 2018-12-31 | 2019-12-31 | 365 | 3.0249 | 3 | 0.024933
77129 | 24.85 | 0.8 | 2018-12-31 | 2019-12-31 | 365 | 22.7787 | 22 | 0.77866
77130 | 6.75 | 0.8 | 2018-12-31 | 2019-12-31 | 365 | 6.1874 | 6 | 0.18736
77131 | 5.1 | 0.8 | 2018-12-31 | 2019-12-31 | 365 | 4.6749 | 4 | 0.6749
77132 | 8.25 | 0.8 | 2018-12-31 | 2019-12-31 | 365 | 7.5623 | 7 | 0.56233
77133 | 10.5 | 0.8 | 2018-12-31 | 2019-12-31 | 365 | 9.6248 | 9 | 0.62479
77135 | 8.91 | 0.8 | 2018-12-31 | 2019-12-31 | 365 | 8.1673 | 8 | 0.16732
74988 | 11.48 | 0.8 | 2018-12-31 | 2019-12-31 | 365 | 10.5231 | 10 | 0.5231
76909 | 6.8 | 0.8 | 2018-12-31 | 2019-12-31 | 365 | 6.2332 | 6 | 0.2332
77128 | 3.575 | 0.8 | 2018-12-31 | 2019-12-31 | 365 | 3.277 | 3 | 0.27701
77350 | 108.205 | 0.6 | 2018-12-31 | 2019-12-31 | 365 | 74.3893 | 74 | 0.38929
77371 | 12.9 | 0.8 | 2018-12-31 | 2019-12-31 | 365 | 11.8247 | 11 | 0.82474
63734 | 348.48 | 0.7 | 2018-12-31 | 2019-12-31 | 365 | 279.5038 | 279 | 0.50382
79055 | 11.84 | 0.8 | 2018-12-31 | 2019-12-31 | 365 | 10.8531 | 10 | 0.85309
79056 | 3.24 | 0.8 | 2018-12-31 | 2019-12-31 | 365 | 2.9699 | 2 | 0.96993
79058 | 7.68 | 0.8 | 2018-12-31 | 2019-12-31 | 365 | 7.0398 | 7 | 0.039844
79060 | 8.235 | 0.8 | 2018-12-31 | 2019-12-31 | 365 | 7.5486 | 7 | 0.54858
79061 | 9.48 | 0.8 | 2018-12-31 | 2019-12-31 | 365 | 8.6898 | 8 | 0.68981
79068 | 4.16 | 0.8 | 2018-12-31 | 2019-12-31 | 365 | 3.8132 | 3 | 0.81325
79072 | 7.36 | 0.8 | 2018-12-31 | 2019-12-31 | 365 | 6.7465 | 6 | 0.74652
79073 | 7.3 | 0.8 | 2018-12-31 | 2019-12-31 | 365 | 6.6915 | 6 | 0.69152
79057 | 11.2 | 0.8 | 2018-12-31 | 2019-12-31 | 365 | 10.2664 | 10 | 0.26644
79053 | 6.05 | 0.8 | 2018-12-31 | 2019-12-31 | 365 | 5.5457 | 5 | 0.54571
79256 | 12.39 | 0.8 | 2018-12-31 | 2019-12-31 | 365 | 11.3572 | 11 | 0.35725
79257 | 8.69 | 0.8 | 2018-12-31 | 2019-12-31 | 365 | 7.9657 | 7 | 0.96566
79258 | 9.24 | 0.8 | 2018-12-31 | 2019-12-31 | 365 | 8.4698 | 8 | 0.46981
79259 | 5.475 | 0.8 | 2018-12-31 | 2019-12-31 | 365 | 5.0186 | 5 | 0.018639
79260 | 4.93 | 0.8 | 2018-12-31 | 2019-12-31 | 365 | 4.5191 | 4 | 0.51907
79263 | 13.2 | 0.8 | 2018-12-31 | 2019-12-31 | 365 | 12.0997 | 12 | 0.099732
79065 | 7.59 | 0.8 | 2018-12-31 | 2019-12-31 | 365 | 6.9573 | 6 | 0.95735
79261 | 7.68 | 0.8 | 2018-12-31 | 2019-12-31 | 365 | 7.0398 | 7 | 0.039844
79624 | 8.64 | 0.8 | 2018-12-31 | 2019-12-31 | 365 | 7.9198 | 7 | 0.91982
79629 | 4.08 | 0.8 | 2018-12-31 | 2019-12-31 | 365 | 3.7399 | 3 | 0.73992
79712 | 7.155 | 0.8 | 2018-12-31 | 2019-12-31 | 365 | 6.5586 | 6 | 0.5586
79713 | 5.9 | 0.8 | 2018-12-31 | 2019-12-31 | 365 | 5.4082 | 5 | 0.40821
79714 | 11.21 | 0.8 | 2018-12-31 | 2019-12-31 | 365 | 10.2756 | 10 | 0.27561
79715 | 7.26 | 0.8 | 2018-12-31 | 2019-12-31 | 365 | 6.6549 | 6 | 0.65485
79716 | 6.6 | 0.8 | 2018-12-31 | 2019-12-31 | 365 | 6.0499 | 6 | 0.049866
79717 | 3.84 | 0.8 | 2018-12-31 | 2019-12-31 | 365 | 3.5199 | 3 | 0.51992
79720 | 7.08 | 0.8 | 2018-12-31 | 2019-12-31 | 365 | 6.4899 | 6 | 0.48986
79054 | 9.6 | 0.8 | 2018-12-31 | 2019-12-31 | 365 | 8.7998 | 8 | 0.79981
79626 | 14.19 | 0.8 | 2018-12-31 | 2019-12-31 | 365 | 13.0072 | 13 | 0.0072124
79262 | 15.12 | 0.8 | 2018-12-31 | 2019-12-31 | 365 | 13.8597 | 13 | 0.85969
79711 | 10.395 | 0.8 | 2018-12-31 | 2019-12-31 | 365 | 9.5285 | 9 | 0.52854
79905 | 8.7 | 0.8 | 2018-12-31 | 2019-12-31 | 365 | 7.9748 | 7 | 0.97482
79906 | 14.52 | 0.8 | 2018-12-31 | 2019-12-31 | 365 | 13.3097 | 13 | 0.30971
79909 | 4.06 | 0.8 | 2018-12-31 | 2019-12-31 | 365 | 3.7216 | 3 | 0.72158
79910 | 10.24 | 0.8 | 2018-12-31 | 2019-12-31 | 365 | 9.3865 | 9 | 0.38646
79631 | 6 | 1 | 2018-12-31 | 2019-12-31 | 365 | 6.8748 | 6 | 0.87485
79926 | 8.375 | 0.8 | 2018-12-31 | 2019-12-31 | 365 | 7.6769 | 7 | 0.67691
79928 | 9.92 | 0.8 | 2018-12-31 | 2019-12-31 | 365 | 9.0931 | 9 | 0.093132
79942 | 14.52 | 0.8 | 2018-12-31 | 2019-12-31 | 365 | 13.3097 | 13 | 0.30971
79946 | 7.04 | 0.8 | 2018-12-31 | 2019-12-31 | 365 | 6.4532 | 6 | 0.45319
79948 | 14.08 | 0.8 | 2018-12-31 | 2019-12-31 | 365 | 12.9064 | 12 | 0.90638
79979 | 5.8 | 0.8 | 2018-12-31 | 2019-12-31 | 365 | 5.3165 | 5 | 0.31655
79985 | 6.4 | 0.8 | 2018-12-31 | 2019-12-31 | 365 | 5.8665 | 5 | 0.86654
79987 | 4.48 | 0.8 | 2018-12-31 | 2019-12-31 | 365 | 4.1066 | 4 | 0.10658
80004 | 13.2 | 0.8 | 2018-12-31 | 2019-12-31 | 365 | 12.0997 | 12 | 0.099732
79988 | 5.44 | 0.8 | 2018-12-31 | 2019-12-31 | 365 | 4.9866 | 4 | 0.98656
79989 | 7.37 | 0.8 | 2018-12-31 | 2019-12-31 | 365 | 6.7557 | 6 | 0.75568
79992 | 5.985 | 0.8 | 2018-12-31 | 2019-12-31 | 365 | 5.4861 | 5 | 0.48613
79994 | 6.4 | 0.8 | 2018-12-31 | 2019-12-31 | 365 | 5.8665 | 5 | 0.86654
80000 | 7.665 | 0.8 | 2018-12-31 | 2019-12-31 | 365 | 7.0261 | 7 | 0.026095
80005 | 7.92 | 0.8 | 2018-12-31 | 2019-12-31 | 365 | 7.2598 | 7 | 0.25984
79984 | 3.924 | 0.8 | 2018-12-31 | 2019-12-31 | 365 | 3.5969 | 3 | 0.59692
80003 | 7.2 | 1 | 2018-12-31 | 2019-12-31 | 365 | 8.2498 | 8 | 0.24982
80028 | 6.75 | 0.8 | 2018-12-31 | 2019-12-31 | 365 | 6.1874 | 6 | 0.18736
79922 | 11.315 | 0.8 | 2018-12-31 | 2019-12-31 | 365 | 10.3719 | 10 | 0.37185
79623 | 10.05 | 0.8 | 2018-12-31 | 2019-12-31 | 365 | 9.2123 | 9 | 0.2123
80170 | 4.86 | 0.8 | 2018-12-31 | 2019-12-31 | 365 | 4.4549 | 4 | 0.4549
80173 | 9.045 | 0.8 | 2018-12-31 | 2019-12-31 | 365 | 8.2911 | 8 | 0.29107
80185 | 11.39 | 0.8 | 2018-12-31 | 2019-12-31 | 365 | 10.4406 | 10 | 0.4406
80189 | 9.24 | 0.8 | 2018-12-31 | 2019-12-31 | 365 | 8.4698 | 8 | 0.46981
80190 | 5.44 | 0.8 | 2018-12-31 | 2019-12-31 | 365 | 4.9866 | 4 | 0.98656
80208 | 5.4 | 0.8 | 2018-12-31 | 2019-12-31 | 365 | 4.9499 | 4 | 0.94989
80209 | 7.68 | 0.8 | 2018-12-31 | 2019-12-31 | 365 | 7.0398 | 7 | 0.039844
80238 | 7.08 | 0.8 | 2018-12-31 | 2019-12-31 | 365 | 6.4899 | 6 | 0.48986
80240 | 7.68 | 0.8 | 2018-12-31 | 2019-12-31 | 365 | 7.0398 | 7 | 0.039844
80243 | 4.62 | 0.8 | 2018-12-31 | 2019-12-31 | 365 | 4.2349 | 4 | 0.23491
80245 | 3.6 | 0.8 | 2018-12-31 | 2019-12-31 | 365 | 3.2999 | 3 | 0.29993
80246 | 10.2 | 0.8 | 2018-12-31 | 2019-12-31 | 365 | 9.3498 | 9 | 0.34979
80247 | 12.925 | 0.8 | 2018-12-31 | 2019-12-31 | 365 | 11.8477 | 11 | 0.84765
80249 | 10.2 | 0.8 | 2018-12-31 | 2019-12-31 | 365 | 9.3498 | 9 | 0.34979
80250 | 9.855 | 0.8 | 2018-12-31 | 2019-12-31 | 365 | 9.0336 | 9 | 0.03355
80251 | 7.14 | 0.8 | 2018-12-31 | 2019-12-31 | 365 | 6.5449 | 6 | 0.54486
80252 | 7.95 | 0.8 | 2018-12-31 | 2019-12-31 | 365 | 7.2873 | 7 | 0.28734
80256 | 7.83 | 0.8 | 2018-12-31 | 2019-12-31 | 365 | 7.1773 | 7 | 0.17734
80257 | 12.32 | 0.8 | 2018-12-31 | 2019-12-31 | 365 | 11.2931 | 11 | 0.29308
79907 | 37.92 | 0.6 | 2018-12-31 | 2019-12-31 | 365 | 26.0694 | 26 | 0.069424
79918 | 5.605 | 0.8 | 2018-12-31 | 2019-12-31 | 365 | 5.1378 | 5 | 0.1378
79932 | 6.08 | 0.8 | 2018-12-31 | 2019-12-31 | 365 | 5.5732 | 5 | 0.57321
80239 | 4.02 | 0.8 | 2018-12-31 | 2019-12-31 | 365 | 3.6849 | 3 | 0.68492
79719 | 5.6 | 0.8 | 2018-12-31 | 2019-12-31 | 365 | 5.1332 | 5 | 0.13322
80253 | 7.68 | 0.8 | 2018-12-31 | 2019-12-31 | 365 | 7.0398 | 7 | 0.039844
80179 | 12.3 | 0.8 | 2018-12-31 | 2019-12-31 | 365 | 11.2748 | 11 | 0.27475
80024 | 14.52 | 0.8 | 2018-12-31 | 2019-12-31 | 365 | 13.3097 | 13 | 0.30971
80176 | 5.94 | 0.8 | 2018-12-31 | 2019-12-31 | 365 | 5.4449 | 5 | 0.44488
80248 | 7.7 | 0.8 | 2018-12-31 | 2019-12-31 | 365 | 7.0582 | 7 | 0.058177
79908 | 14.08 | 0.8 | 2018-12-31 | 2019-12-31 | 365 | 12.9064 | 12 | 0.90638
79943 | 4.48 | 0.8 | 2018-12-31 | 2019-12-31 | 365 | 4.1066 | 4 | 0.10658
80593 | 7.8 | 0.8 | 2018-12-31 | 2019-12-31 | 365 | 7.1498 | 7 | 0.14984
80594 | 9.625 | 0.8 | 2018-12-31 | 2019-12-31 | 365 | 8.8227 | 8 | 0.82272
80487 | 5.775 | 0.8 | 2018-12-31 | 2019-12-31 | 365 | 5.2936 | 5 | 0.29363
80491 | 13.2 | 0.8 | 2018-12-31 | 2019-12-31 | 365 | 12.0997 | 12 | 0.099732
80495 | 11.825 | 0.8 | 2018-12-31 | 2019-12-31 | 365 | 10.8393 | 10 | 0.83934
80503 | 8.502 | 0.8 | 2018-12-31 | 2019-12-31 | 365 | 7.7933 | 7 | 0.79333
80590 | 11.6 | 0.8 | 2018-12-31 | 2019-12-31 | 365 | 10.6331 | 10 | 0.6331
80026 | 18 | 0.8 | 2018-12-31 | 2019-12-31 | 365 | 16.4996 | 16 | 0.49964
80595 | 4.51 | 0.8 | 2018-12-31 | 2019-12-31 | 365 | 4.1341 | 4 | 0.13408
80171 | 10.665 | 0.8 | 2018-12-31 | 2019-12-31 | 365 | 9.776 | 9 | 0.77603
80025 | 10.8 | 0.8 | 2018-12-31 | 2019-12-31 | 365 | 9.8998 | 9 | 0.89978
80660 | 13.5 | 0.8 | 2018-12-31 | 2019-12-31 | 365 | 12.3747 | 12 | 0.37473
80651 | 12.16 | 0.8 | 2018-12-31 | 2019-12-31 | 365 | 11.1464 | 11 | 0.14642
78060 | 51.15 | 0.6 | 2018-12-31 | 2019-12-31 | 365 | 35.1648 | 35 | 0.16485
80029 | 7.28 | 0.8 | 2018-12-31 | 2019-12-31 | 365 | 6.6732 | 6 | 0.67319
80242 | 6.4 | 1 | 2018-12-31 | 2019-12-31 | 365 | 7.3332 | 7 | 0.33317
80653 | 8.525 | 0.8 | 2018-12-31 | 2019-12-31 | 365 | 7.8144 | 7 | 0.81441
80210 | 7.04 | 0.8 | 2018-12-31 | 2019-12-31 | 365 | 6.4532 | 6 | 0.45319
80654 | 13.475 | 0.8 | 2018-12-31 | 2019-12-31 | 365 | 12.3518 | 12 | 0.35181
80650 | 7.98 | 0.8 | 2018-12-31 | 2019-12-31 | 365 | 7.3148 | 7 | 0.31484
80027 | 3.96 | 0.8 | 2018-12-31 | 2019-12-31 | 365 | 3.6299 | 3 | 0.62992
82457 | 9.9 | 0.8 | 2018-12-31 | 2019-12-31 | 365 | 9.0748 | 9 | 0.074799
82460 | 7.83 | 0.8 | 2018-12-31 | 2019-12-31 | 365 | 7.1773 | 7 | 0.17734
82461 | 3.84 | 0.8 | 2018-12-31 | 2019-12-31 | 365 | 3.5199 | 3 | 0.51992
82462 | 7.7 | 0.8 | 2018-12-31 | 2019-12-31 | 365 | 7.0582 | 7 | 0.058177
82463 | 11.285 | 0.8 | 2018-12-31 | 2019-12-31 | 365 | 10.3444 | 10 | 0.34435
82478 | 3.015 | 0.8 | 2018-12-31 | 2019-12-31 | 365 | 2.7637 | 2 | 0.76369
82480 | 6.7 | 0.8 | 2018-12-31 | 2019-12-31 | 365 | 6.1415 | 6 | 0.14153
82484 | 5.2 | 0.8 | 2018-12-31 | 2019-12-31 | 365 | 4.7666 | 4 | 0.76656
82486 | 9.455 | 0.8 | 2018-12-31 | 2019-12-31 | 365 | 8.6669 | 8 | 0.66689
82487 | 7.425 | 0.8 | 2018-12-31 | 2019-12-31 | 365 | 6.8061 | 6 | 0.8061
82489 | 11.825 | 0.8 | 2018-12-31 | 2019-12-31 | 365 | 10.8393 | 10 | 0.83934
82492 | 8.58 | 0.8 | 2018-12-31 | 2019-12-31 | 365 | 7.8648 | 7 | 0.86483
82495 | 10.88 | 0.8 | 2018-12-31 | 2019-12-31 | 365 | 9.9731 | 9 | 0.97311
82497 | 6.21 | 0.8 | 2018-12-31 | 2019-12-31 | 365 | 5.6924 | 5 | 0.69237
82499 | 11.52 | 0.8 | 2018-12-31 | 2019-12-31 | 365 | 10.5598 | 10 | 0.55977
82518 | 9.28 | 0.8 | 2018-12-31 | 2019-12-31 | 365 | 8.5065 | 8 | 0.50648
82522 | 8.32 | 0.8 | 2018-12-31 | 2019-12-31 | 365 | 7.6265 | 7 | 0.6265
82523 | 12.8 | 0.8 | 2018-12-31 | 2019-12-31 | 365 | 11.7331 | 11 | 0.73307
82524 | 10.665 | 0.8 | 2018-12-31 | 2019-12-31 | 365 | 9.776 | 9 | 0.77603
82520 | 9.72 | 0.8 | 2018-12-31 | 2019-12-31 | 365 | 8.9098 | 8 | 0.9098
82488 | 13.72 | 0.8 | 2018-12-31 | 2019-12-31 | 365 | 12.5764 | 12 | 0.57639
82490 | 6.72 | 0.8 | 2018-12-31 | 2019-12-31 | 365 | 6.1599 | 6 | 0.15986
82481 | 3.285 | 0.8 | 2018-12-31 | 2019-12-31 | 365 | 3.0112 | 3 | 0.011183
82455 | 9.45 | 0.8 | 2018-12-31 | 2019-12-31 | 365 | 8.6623 | 8 | 0.66231
82459 | 9.6 | 0.8 | 2018-12-31 | 2019-12-31 | 365 | 8.7998 | 8 | 0.79981
82476 | 6.67 | 0.8 | 2018-12-31 | 2019-12-31 | 365 | 6.114 | 6 | 0.11403
82597 | 3.965 | 0.8 | 2018-12-31 | 2019-12-31 | 365 | 3.6345 | 3 | 0.6345
82599 | 5.1 | 0.8 | 2018-12-31 | 2019-12-31 | 365 | 4.6749 | 4 | 0.6749
82600 | 11.39 | 0.8 | 2018-12-31 | 2019-12-31 | 365 | 10.4406 | 10 | 0.4406
82602 | 7.68 | 0.8 | 2018-12-31 | 2019-12-31 | 365 | 7.0398 | 7 | 0.039844
82604 | 8.04 | 0.8 | 2018-12-31 | 2019-12-31 | 365 | 7.3698 | 7 | 0.36984
82605 | 12 | 0.8 | 2018-12-31 | 2019-12-31 | 365 | 10.9998 | 10 | 0.99976
82607 | 13.6 | 0.8 | 2018-12-31 | 2019-12-31 | 365 | 12.4664 | 12 | 0.46639
82616 | 5.76 | 0.8 | 2018-12-31 | 2019-12-31 | 365 | 5.2799 | 5 | 0.27988
82620 | 4.48 | 0.8 | 2018-12-31 | 2019-12-31 | 365 | 4.1066 | 4 | 0.10658
82622 | 10.08 | 0.8 | 2018-12-31 | 2019-12-31 | 365 | 9.2398 | 9 | 0.2398
82519 | 7.36 | 0.8 | 2018-12-31 | 2019-12-31 | 365 | 6.7465 | 6 | 0.74652
82623 | 13.2 | 0.8 | 2018-12-31 | 2019-12-31 | 365 | 12.0997 | 12 | 0.099732
82625 | 3.2 | 0.8 | 2018-12-31 | 2019-12-31 | 365 | 2.9333 | 2 | 0.93327
82626 | 3.3 | 0.8 | 2018-12-31 | 2019-12-31 | 365 | 3.0249 | 3 | 0.024933
82627 | 6.7 | 0.8 | 2018-12-31 | 2019-12-31 | 365 | 6.1415 | 6 | 0.14153
82630 | 3.48 | 0.8 | 2018-12-31 | 2019-12-31 | 365 | 3.1899 | 3 | 0.18993
82650 | 10.44 | 0.8 | 2018-12-31 | 2019-12-31 | 365 | 9.5698 | 9 | 0.56979
82651 | 12.54 | 0.8 | 2018-12-31 | 2019-12-31 | 365 | 11.4947 | 11 | 0.49475
82653 | 9.48 | 0.8 | 2018-12-31 | 2019-12-31 | 365 | 8.6898 | 8 | 0.68981
82654 | 6.72 | 0.8 | 2018-12-31 | 2019-12-31 | 365 | 6.1599 | 6 | 0.15986
82699 | 8.64 | 0.8 | 2018-12-31 | 2019-12-31 | 365 | 7.9198 | 7 | 0.91982
82628 | 7.975 | 0.8 | 2018-12-31 | 2019-12-31 | 365 | 7.3103 | 7 | 0.31026
82771 | 7.965 | 0.8 | 2018-12-31 | 2019-12-31 | 365 | 7.3011 | 7 | 0.30109
82783 | 10.56 | 0.8 | 2018-12-31 | 2019-12-31 | 365 | 9.6798 | 9 | 0.67979
82784 | 11.88 | 0.8 | 2018-12-31 | 2019-12-31 | 365 | 10.8898 | 10 | 0.88976
82785 | 12.8 | 0.8 | 2018-12-31 | 2019-12-31 | 365 | 11.7331 | 11 | 0.73307
82786 | 10.98 | 0.8 | 2018-12-31 | 2019-12-31 | 365 | 10.0648 | 10 | 0.064777
82787 | 11 | 0.8 | 2018-12-31 | 2019-12-31 | 365 | 10.0831 | 10 | 0.08311
82788 | 11.68 | 0.8 | 2018-12-31 | 2019-12-31 | 365 | 10.7064 | 10 | 0.70643
82789 | 8.555 | 0.8 | 2018-12-31 | 2019-12-31 | 365 | 7.8419 | 7 | 0.84191
82790 | 8.32 | 0.8 | 2018-12-31 | 2019-12-31 | 365 | 7.6265 | 7 | 0.6265
82799 | 9.15 | 0.8 | 2018-12-31 | 2019-12-31 | 365 | 8.3873 | 8 | 0.38731
82618 | 12.73 | 0.8 | 2018-12-31 | 2019-12-31 | 365 | 11.6689 | 11 | 0.66891
82521 | 10.385 | 0.8 | 2018-12-31 | 2019-12-31 | 365 | 9.5194 | 9 | 0.51937
82954 | 9.38 | 0.8 | 2018-12-31 | 2019-12-31 | 365 | 8.5981 | 8 | 0.59814
82955 | 9.125 | 0.8 | 2018-12-31 | 2019-12-31 | 365 | 8.3644 | 8 | 0.3644
82956 | 9.8 | 0.8 | 2018-12-31 | 2019-12-31 | 365 | 8.9831 | 8 | 0.98313
82959 | 6.03 | 0.8 | 2018-12-31 | 2019-12-31 | 365 | 5.5274 | 5 | 0.52738
82960 | 6.6 | 0.8 | 2018-12-31 | 2019-12-31 | 365 | 6.0499 | 6 | 0.049866
82961 | 6.08 | 0.8 | 2018-12-31 | 2019-12-31 | 365 | 5.5732 | 5 | 0.57321
82703 | 9.92 | 0.8 | 2018-12-31 | 2019-12-31 | 365 | 9.0931 | 9 | 0.093132
82706 | 12.375 | 0.8 | 2018-12-31 | 2019-12-31 | 365 | 11.3435 | 11 | 0.3435
82608 | 8.8 | 0.8 | 2018-12-31 | 2019-12-31 | 365 | 8.0665 | 8 | 0.066488
83249 | 3.835 | 0.8 | 2018-12-31 | 2019-12-31 | 365 | 3.5153 | 3 | 0.51534
83257 | 12.8 | 0.8 | 2018-12-31 | 2019-12-31 | 365 | 11.7331 | 11 | 0.73307
83263 | 14.6 | 0.8 | 2018-12-31 | 2019-12-31 | 365 | 13.383 | 13 | 0.38304
83264 | 12.24 | 0.8 | 2018-12-31 | 2019-12-31 | 365 | 11.2198 | 11 | 0.21975
83266 | 6.4 | 0.8 | 2018-12-31 | 2019-12-31 | 365 | 5.8665 | 5 | 0.86654
83267 | 17.08 | 0.8 | 2018-12-31 | 2019-12-31 | 365 | 15.6563 | 15 | 0.65632
83269 | 10.24 | 0.8 | 2018-12-31 | 2019-12-31 | 365 | 9.3865 | 9 | 0.38646
82772 | 9.15 | 0.8 | 2018-12-31 | 2019-12-31 | 365 | 8.3873 | 8 | 0.38731
82606 | 3.3 | 0.8 | 2018-12-31 | 2019-12-31 | 365 | 3.0249 | 3 | 0.024933
83251 | 13.95 | 0.8 | 2018-12-31 | 2019-12-31 | 365 | 12.7872 | 12 | 0.78722
83253 | 8.45 | 0.8 | 2018-12-31 | 2019-12-31 | 365 | 7.7457 | 7 | 0.74566
83265 | 10.2 | 0.8 | 2018-12-31 | 2019-12-31 | 365 | 9.3498 | 9 | 0.34979
83259 | 8.32 | 0.8 | 2018-12-31 | 2019-12-31 | 365 | 7.6265 | 7 | 0.6265
82458 | 10.791 | 0.8 | 2018-12-31 | 2019-12-31 | 365 | 9.8915 | 9 | 0.89153
83427 | 9.01 | 0.8 | 2018-12-31 | 2019-12-31 | 365 | 8.259 | 8 | 0.25898
83428 | 12.47 | 0.8 | 2018-12-31 | 2019-12-31 | 365 | 11.4306 | 11 | 0.43058
83429 | 12.455 | 0.8 | 2018-12-31 | 2019-12-31 | 365 | 11.4168 | 11 | 0.41683
83430 | 10.92 | 0.8 | 2018-12-31 | 2019-12-31 | 365 | 10.0098 | 10 | 0.0097787
83431 | 23.16 | 0.8 | 2018-12-31 | 2019-12-31 | 365 | 21.2295 | 21 | 0.22953
83571 | 14.4 | 0.8 | 2018-12-31 | 2019-12-31 | 365 | 13.1997 | 13 | 0.19971
83594 | 8.12 | 0.8 | 2018-12-31 | 2019-12-31 | 365 | 7.4432 | 7 | 0.44317
83596 | 9.24 | 0.8 | 2018-12-31 | 2019-12-31 | 365 | 8.4698 | 8 | 0.46981
83591 | 8.71 | 0.8 | 2018-12-31 | 2019-12-31 | 365 | 7.984 | 7 | 0.98399
83570 | 5.775 | 0.8 | 2018-12-31 | 2019-12-31 | 365 | 5.2936 | 5 | 0.29363
82958 | 5.76 | 0.8 | 2018-12-31 | 2019-12-31 | 365 | 5.2799 | 5 | 0.27988
83793 | 12.87 | 0.8 | 2018-12-31 | 2019-12-31 | 365 | 11.7972 | 11 | 0.79724
83569 | 6 | 1 | 2018-12-31 | 2019-12-31 | 365 | 6.8748 | 6 | 0.87485
82957 | 29.7 | 0.6 | 2018-12-31 | 2019-12-31 | 365 | 20.4183 | 20 | 0.4183
83255 | 33 | 0.6 | 2018-12-31 | 2019-12-31 | 365 | 22.687 | 22 | 0.687
84425 | 4.59 | 0.8 | 2018-12-31 | 2019-12-31 | 365 | 4.2074 | 4 | 0.20741
84428 | 4.08 | 0.8 | 2018-12-31 | 2019-12-31 | 365 | 3.7399 | 3 | 0.73992
84431 | 6.49 | 0.8 | 2018-12-31 | 2019-12-31 | 365 | 5.949 | 5 | 0.94904
84433 | 5.925 | 0.8 | 2018-12-31 | 2019-12-31 | 365 | 5.4311 | 5 | 0.43113
84759 | 8.76 | 0.8 | 2018-12-31 | 2019-12-31 | 365 | 8.0298 | 8 | 0.029822
84761 | 3.96 | 0.8 | 2018-12-31 | 2019-12-31 | 365 | 3.6299 | 3 | 0.62992
84763 | 12.87 | 0.8 | 2018-12-31 | 2019-12-31 | 365 | 11.7972 | 11 | 0.79724
84764 | 9.9 | 0.8 | 2018-12-31 | 2019-12-31 | 365 | 9.0748 | 9 | 0.074799
84760 | 8.375 | 0.8 | 2018-12-31 | 2019-12-31 | 365 | 7.6769 | 7 | 0.67691
84762 | 9.125 | 0.8 | 2018-12-31 | 2019-12-31 | 365 | 8.3644 | 8 | 0.3644
85445 | 14.965 | 0.8 | 2018-12-31 | 2019-12-31 | 365 | 13.7176 | 13 | 0.71761
85447 | 6.49 | 0.8 | 2018-12-31 | 2019-12-31 | 365 | 5.949 | 5 | 0.94904
85448 | 14.57 | 0.8 | 2018-12-31 | 2019-12-31 | 365 | 13.3555 | 13 | 0.35554
85446 | 6.4 | 0.8 | 2018-12-31 | 2019-12-31 | 365 | 5.8665 | 5 | 0.86654
85458 | 8.12 | 0.8 | 2018-12-31 | 2019-12-31 | 365 | 7.4432 | 7 | 0.44317
85459 | 9.765 | 0.8 | 2018-12-31 | 2019-12-31 | 365 | 8.9511 | 8 | 0.95105
85461 | 16.47 | 0.8 | 2018-12-31 | 2019-12-31 | 365 | 15.0972 | 15 | 0.097166
85462 | 7.44 | 0.8 | 2018-12-31 | 2019-12-31 | 365 | 6.8198 | 6 | 0.81985
85463 | 8.64 | 0.8 | 2018-12-31 | 2019-12-31 | 365 | 7.9198 | 7 | 0.91982
85464 | 8.4 | 0.8 | 2018-12-31 | 2019-12-31 | 365 | 7.6998 | 7 | 0.69983
85562 | 13.02 | 0.8 | 2018-12-31 | 2019-12-31 | 365 | 11.9347 | 11 | 0.93474
85567 | 9.28 | 0.8 | 2018-12-31 | 2019-12-31 | 365 | 8.5065 | 8 | 0.50648
85569 | 3.84 | 0.8 | 2018-12-31 | 2019-12-31 | 365 | 3.5199 | 3 | 0.51992
85570 | 10.23 | 0.8 | 2018-12-31 | 2019-12-31 | 365 | 9.3773 | 9 | 0.37729
85576 | 4.96 | 0.8 | 2018-12-31 | 2019-12-31 | 365 | 4.5466 | 4 | 0.54657
85579 | 8.96 | 0.8 | 2018-12-31 | 2019-12-31 | 365 | 8.2132 | 8 | 0.21315
85581 | 12.775 | 0.8 | 2018-12-31 | 2019-12-31 | 365 | 11.7102 | 11 | 0.71016
85583 | 8.32 | 0.8 | 2018-12-31 | 2019-12-31 | 365 | 7.6265 | 7 | 0.6265
85584 | 8.37 | 0.8 | 2018-12-31 | 2019-12-31 | 365 | 7.6723 | 7 | 0.67233
85585 | 2.88 | 0.8 | 2018-12-31 | 2019-12-31 | 365 | 2.6399 | 2 | 0.63994
85587 | 14.85 | 0.8 | 2018-12-31 | 2019-12-31 | 365 | 13.6122 | 13 | 0.6122
85572 | 8.58 | 0.8 | 2018-12-31 | 2019-12-31 | 365 | 7.8648 | 7 | 0.86483
85449 | 12.045 | 0.8 | 2018-12-31 | 2019-12-31 | 365 | 11.041 | 11 | 0.041006
85457 | 11.6 | 0.8 | 2018-12-31 | 2019-12-31 | 365 | 10.6331 | 10 | 0.6331
85582 | 14.52 | 0.8 | 2018-12-31 | 2019-12-31 | 365 | 13.3097 | 13 | 0.30971
86697 | 3.85 | 0.8 | 2018-12-31 | 2019-12-31 | 365 | 3.5291 | 3 | 0.52909
86698 | 9.92 | 0.8 | 2018-12-31 | 2019-12-31 | 365 | 9.0931 | 9 | 0.093132
86699 | 11.05 | 0.8 | 2018-12-31 | 2019-12-31 | 365 | 10.1289 | 10 | 0.12894
86721 | 5.605 | 0.8 | 2018-12-31 | 2019-12-31 | 365 | 5.1378 | 5 | 0.1378
86723 | 15.36 | 0.8 | 2018-12-31 | 2019-12-31 | 365 | 14.0797 | 14 | 0.079689
86733 | 12.25 | 0.8 | 2018-12-31 | 2019-12-31 | 365 | 11.2289 | 11 | 0.22892
86734 | 3.84 | 0.8 | 2018-12-31 | 2019-12-31 | 365 | 3.5199 | 3 | 0.51992
86735 | 11.21 | 0.8 | 2018-12-31 | 2019-12-31 | 365 | 10.2756 | 10 | 0.27561
86736 | 5.36 | 0.8 | 2018-12-31 | 2019-12-31 | 365 | 4.9132 | 4 | 0.91322
86737 | 9.61 | 0.8 | 2018-12-31 | 2019-12-31 | 365 | 8.809 | 8 | 0.80897
86739 | 11.2 | 0.8 | 2018-12-31 | 2019-12-31 | 365 | 10.2664 | 10 | 0.26644
86740 | 14.72 | 0.8 | 2018-12-31 | 2019-12-31 | 365 | 13.493 | 13 | 0.49304
86743 | 3.78 | 0.8 | 2018-12-31 | 2019-12-31 | 365 | 3.4649 | 3 | 0.46492
86747 | 7.68 | 0.8 | 2018-12-31 | 2019-12-31 | 365 | 7.0398 | 7 | 0.039844
86750 | 10.56 | 0.8 | 2018-12-31 | 2019-12-31 | 365 | 9.6798 | 9 | 0.67979
86791 | 8.12 | 0.8 | 2018-12-31 | 2019-12-31 | 365 | 7.4432 | 7 | 0.44317
86793 | 6.49 | 0.8 | 2018-12-31 | 2019-12-31 | 365 | 5.949 | 5 | 0.94904
86794 | 5.6 | 0.8 | 2018-12-31 | 2019-12-31 | 365 | 5.1332 | 5 | 0.13322
86796 | 16.8 | 0.8 | 2018-12-31 | 2019-12-31 | 365 | 15.3997 | 15 | 0.39966
86821 | 9.28 | 0.8 | 2018-12-31 | 2019-12-31 | 365 | 8.5065 | 8 | 0.50648
86822 | 12.8 | 0.8 | 2018-12-31 | 2019-12-31 | 365 | 11.7331 | 11 | 0.73307
86824 | 3.355 | 0.8 | 2018-12-31 | 2019-12-31 | 365 | 3.0753 | 3 | 0.075349
86826 | 10.56 | 0.8 | 2018-12-31 | 2019-12-31 | 365 | 9.6798 | 9 | 0.67979
86832 | 6.49 | 0.8 | 2018-12-31 | 2019-12-31 | 365 | 5.949 | 5 | 0.94904
86833 | 13.735 | 0.8 | 2018-12-31 | 2019-12-31 | 365 | 12.5901 | 12 | 0.59014
86835 | 12.95 | 0.8 | 2018-12-31 | 2019-12-31 | 365 | 11.8706 | 11 | 0.87057
86836 | 10.585 | 0.8 | 2018-12-31 | 2019-12-31 | 365 | 9.7027 | 9 | 0.7027
86840 | 7.68 | 0.8 | 2018-12-31 | 2019-12-31 | 365 | 7.0398 | 7 | 0.039844
86842 | 5.12 | 0.8 | 2018-12-31 | 2019-12-31 | 365 | 4.6932 | 4 | 0.69323
86843 | 14.85 | 0.8 | 2018-12-31 | 2019-12-31 | 365 | 13.6122 | 13 | 0.6122
86792 | 7.44 | 0.8 | 2018-12-31 | 2019-12-31 | 365 | 6.8198 | 6 | 0.81985
86727 | 4.74 | 0.8 | 2018-12-31 | 2019-12-31 | 365 | 4.3449 | 4 | 0.3449
86729 | 12.24 | 0.8 | 2018-12-31 | 2019-12-31 | 365 | 11.2198 | 11 | 0.21975
86730 | 10.72 | 0.8 | 2018-12-31 | 2019-12-31 | 365 | 9.8264 | 9 | 0.82645
86731 | 8.96 | 0.8 | 2018-12-31 | 2019-12-31 | 365 | 8.2132 | 8 | 0.21315
86742 | 6.4 | 0.8 | 2018-12-31 | 2019-12-31 | 365 | 5.8665 | 5 | 0.86654
86749 | 7.92 | 0.8 | 2018-12-31 | 2019-12-31 | 365 | 7.2598 | 7 | 0.25984
86795 | 11.8 | 0.8 | 2018-12-31 | 2019-12-31 | 365 | 10.8164 | 10 | 0.81643
86797 | 12.95 | 0.8 | 2018-12-31 | 2019-12-31 | 365 | 11.8706 | 11 | 0.87057
86820 | 11.5 | 0.8 | 2018-12-31 | 2019-12-31 | 365 | 10.5414 | 10 | 0.54143
87297 | 9.425 | 0.8 | 2018-12-31 | 2019-12-31 | 365 | 8.6394 | 8 | 0.63939
87298 | 4.03 | 0.8 | 2018-12-31 | 2019-12-31 | 365 | 3.6941 | 3 | 0.69408
87302 | 6.51 | 0.8 | 2018-12-31 | 2019-12-31 | 365 | 5.9674 | 5 | 0.96737
87311 | 8.68 | 0.8 | 2018-12-31 | 2019-12-31 | 365 | 7.9565 | 7 | 0.95649
87313 | 5.58 | 0.8 | 2018-12-31 | 2019-12-31 | 365 | 5.1149 | 5 | 0.11489
87315 | 5.58 | 0.8 | 2018-12-31 | 2019-12-31 | 365 | 5.1149 | 5 | 0.11489
87318 | 11.59 | 0.8 | 2018-12-31 | 2019-12-31 | 365 | 10.6239 | 10 | 0.62393
87319 | 3.05 | 0.8 | 2018-12-31 | 2019-12-31 | 365 | 2.7958 | 2 | 0.79577
87322 | 3.84 | 0.8 | 2018-12-31 | 2019-12-31 | 365 | 3.5199 | 3 | 0.51992
87300 | 11.655 | 0.8 | 2018-12-31 | 2019-12-31 | 365 | 10.6835 | 10 | 0.68351
87301 | 8.505 | 0.8 | 2018-12-31 | 2019-12-31 | 365 | 7.7961 | 7 | 0.79608
87330 | 10.22 | 0.8 | 2018-12-31 | 2019-12-31 | 365 | 9.3681 | 9 | 0.36813
87331 | 3.24 | 0.8 | 2018-12-31 | 2019-12-31 | 365 | 2.9699 | 2 | 0.96993
87332 | 6.93 | 0.8 | 2018-12-31 | 2019-12-31 | 365 | 6.3524 | 6 | 0.35236
87333 | 12.395 | 0.8 | 2018-12-31 | 2019-12-31 | 365 | 11.3618 | 11 | 0.36183
87334 | 8.64 | 0.8 | 2018-12-31 | 2019-12-31 | 365 | 7.9198 | 7 | 0.91982
87335 | 6.48 | 0.8 | 2018-12-31 | 2019-12-31 | 365 | 5.9399 | 5 | 0.93987
87363 | 5.76 | 0.8 | 2018-12-31 | 2019-12-31 | 365 | 5.2799 | 5 | 0.27988
86790 | 4.06 | 0.8 | 2018-12-31 | 2019-12-31 | 365 | 3.7216 | 3 | 0.72158
86745 | 9.92 | 0.8 | 2018-12-31 | 2019-12-31 | 365 | 9.0931 | 9 | 0.093132
88435 | 3.18 | 0.8 | 2018-12-31 | 2019-12-31 | 365 | 2.9149 | 2 | 0.91494
88436 | 6.03 | 0.8 | 2018-12-31 | 2019-12-31 | 365 | 5.5274 | 5 | 0.52738
88437 | 3.9 | 0.8 | 2018-12-31 | 2019-12-31 | 365 | 3.5749 | 3 | 0.57492
88438 | 24.7 | 0.8 | 2018-12-31 | 2019-12-31 | 365 | 22.6412 | 22 | 0.64117
88441 | 11.025 | 0.8 | 2018-12-31 | 2019-12-31 | 365 | 10.106 | 10 | 0.10603
88442 | 10.56 | 0.8 | 2018-12-31 | 2019-12-31 | 365 | 9.6798 | 9 | 0.67979
88467 | 19.71 | 0.8 | 2018-12-31 | 2019-12-31 | 365 | 18.0671 | 18 | 0.067101
88468 | 8.4 | 0.8 | 2018-12-31 | 2019-12-31 | 365 | 7.6998 | 7 | 0.69983
88473 | 2.56 | 0.8 | 2018-12-31 | 2019-12-31 | 365 | 2.3466 | 2 | 0.34661
88474 | 9.38 | 0.8 | 2018-12-31 | 2019-12-31 | 365 | 8.5981 | 8 | 0.59814
88477 | 12.54 | 0.8 | 2018-12-31 | 2019-12-31 | 365 | 11.4947 | 11 | 0.49475
88481 | 6.4 | 0.8 | 2018-12-31 | 2019-12-31 | 365 | 5.8665 | 5 | 0.86654
88483 | 4.32 | 0.8 | 2018-12-31 | 2019-12-31 | 365 | 3.9599 | 3 | 0.95991
88484 | 8.26 | 0.8 | 2018-12-31 | 2019-12-31 | 365 | 7.5715 | 7 | 0.5715
88475 | 3 | 0.8 | 2018-12-31 | 2019-12-31 | 365 | 2.7499 | 2 | 0.74994
88465 | 5.12 | 0.8 | 2018-12-31 | 2019-12-31 | 365 | 4.6932 | 4 | 0.69323
88476 | 11.16 | 0.8 | 2018-12-31 | 2019-12-31 | 365 | 10.2298 | 10 | 0.22977
88445 | 7.92 | 0.8 | 2018-12-31 | 2019-12-31 | 365 | 7.2598 | 7 | 0.25984
88479 | 9.15 | 0.8 | 2018-12-31 | 2019-12-31 | 365 | 8.3873 | 8 | 0.38731
88446 | 8.85 | 0.8 | 2018-12-31 | 2019-12-31 | 365 | 8.1123 | 8 | 0.11232
89362 | 8.16 | 1 | 2018-12-31 | 2019-12-31 | 365 | 9.3498 | 9 | 0.34979
89363 | 8.7 | 0.8 | 2018-12-31 | 2019-12-31 | 365 | 7.9748 | 7 | 0.97482
89364 | 11.275 | 0.8 | 2018-12-31 | 2019-12-31 | 365 | 10.3352 | 10 | 0.33519
89365 | 9.92 | 0.8 | 2018-12-31 | 2019-12-31 | 365 | 9.0931 | 9 | 0.093132
89366 | 13.42 | 0.8 | 2018-12-31 | 2019-12-31 | 365 | 12.3014 | 12 | 0.30139
89113 | 6.8 | 0.8 | 2018-12-31 | 2019-12-31 | 365 | 6.2332 | 6 | 0.2332
89495 | 9.76 | 0.8 | 2018-12-31 | 2019-12-31 | 365 | 8.9465 | 8 | 0.94647
89498 | 9.36 | 0.8 | 2018-12-31 | 2019-12-31 | 365 | 8.5798 | 8 | 0.57981
89499 | 9.6 | 0.8 | 2018-12-31 | 2019-12-31 | 365 | 8.7998 | 8 | 0.79981
89506 | 9.92 | 0.8 | 2018-12-31 | 2019-12-31 | 365 | 9.0931 | 9 | 0.093132
89507 | 7.56 | 0.8 | 2018-12-31 | 2019-12-31 | 365 | 6.9298 | 6 | 0.92985
89508 | 4.8 | 0.8 | 2018-12-31 | 2019-12-31 | 365 | 4.3999 | 4 | 0.3999
89509 | 11.16 | 0.8 | 2018-12-31 | 2019-12-31 | 365 | 10.2298 | 10 | 0.22977
89510 | 2.56 | 0.8 | 2018-12-31 | 2019-12-31 | 365 | 2.3466 | 2 | 0.34661
89511 | 8.58 | 0.8 | 2018-12-31 | 2019-12-31 | 365 | 7.8648 | 7 | 0.86483
89512 | 6.4 | 0.8 | 2018-12-31 | 2019-12-31 | 365 | 5.8665 | 5 | 0.86654
89513 | 3.48 | 0.8 | 2018-12-31 | 2019-12-31 | 365 | 3.1899 | 3 | 0.18993
89514 | 5.44 | 0.8 | 2018-12-31 | 2019-12-31 | 365 | 4.9866 | 4 | 0.98656
89515 | 14.235 | 0.8 | 2018-12-31 | 2019-12-31 | 365 | 13.0485 | 13 | 0.048462
89496 | 13.4 | 0.8 | 2018-12-31 | 2019-12-31 | 365 | 12.2831 | 12 | 0.28306
89497 | 8.28 | 0.8 | 2018-12-31 | 2019-12-31 | 365 | 7.5898 | 7 | 0.58983
90337 | 12.09 | 0.8 | 2018-12-31 | 2019-12-31 | 365 | 11.0823 | 11 | 0.082255
90350 | 8.85 | 0.8 | 2018-12-31 | 2019-12-31 | 365 | 8.1123 | 8 | 0.11232
90353 | 8.96 | 0.8 | 2018-12-31 | 2019-12-31 | 365 | 8.2132 | 8 | 0.21315
90359 | 7.375 | 0.8 | 2018-12-31 | 2019-12-31 | 365 | 6.7603 | 6 | 0.76027
90364 | 9.38 | 0.8 | 2018-12-31 | 2019-12-31 | 365 | 8.5981 | 8 | 0.59814
90366 | 7.92 | 0.8 | 2018-12-31 | 2019-12-31 | 365 | 7.2598 | 7 | 0.25984
90340 | 13 | 0.8 | 2018-12-31 | 2019-12-31 | 365 | 11.9164 | 11 | 0.9164
90351 | 9.44 | 0.8 | 2018-12-31 | 2019-12-31 | 365 | 8.6531 | 8 | 0.65314
90365 | 4.65 | 0.8 | 2018-12-31 | 2019-12-31 | 365 | 4.2624 | 4 | 0.26241
90355 | 20.145 | 0.8 | 2018-12-31 | 2019-12-31 | 365 | 18.4658 | 18 | 0.46584
90361 | 6.7 | 0.8 | 2018-12-31 | 2019-12-31 | 365 | 6.1415 | 6 | 0.14153
90390 | 12.06 | 0.8 | 2018-12-31 | 2019-12-31 | 365 | 11.0548 | 11 | 0.054756
90399 | 7.68 | 0.8 | 2018-12-31 | 2019-12-31 | 365 | 7.0398 | 7 | 0.039844
90400 | 6.27 | 0.8 | 2018-12-31 | 2019-12-31 | 365 | 5.7474 | 5 | 0.74737
90401 | 12.24 | 0.8 | 2018-12-31 | 2019-12-31 | 365 | 11.2198 | 11 | 0.21975
90403 | 6.4 | 0.8 | 2018-12-31 | 2019-12-31 | 365 | 5.8665 | 5 | 0.86654
90472 | 9.6 | 0.8 | 2018-12-31 | 2019-12-31 | 365 | 8.7998 | 8 | 0.79981
90475 | 8.54 | 0.8 | 2018-12-31 | 2019-12-31 | 365 | 7.8282 | 7 | 0.82816
90478 | 8.4 | 0.8 | 2018-12-31 | 2019-12-31 | 365 | 7.6998 | 7 | 0.69983
82700 | 13.475 | 0.8 | 2018-12-31 | 2019-12-31 | 365 | 12.3518 | 12 | 0.35181
90339 | 6.7 | 0.8 | 2018-12-31 | 2019-12-31 | 365 | 6.1415 | 6 | 0.14153
90357 | 12.21 | 0.8 | 2018-12-31 | 2019-12-31 | 365 | 11.1923 | 11 | 0.19225
90483 | 9.76 | 0.8 | 2018-12-31 | 2019-12-31 | 365 | 8.9465 | 8 | 0.94647
90484 | 6.4 | 0.8 | 2018-12-31 | 2019-12-31 | 365 | 5.8665 | 5 | 0.86654
90532 | 5.025 | 0.8 | 2018-12-31 | 2019-12-31 | 365 | 4.6061 | 4 | 0.60615
90533 | 5.44 | 0.8 | 2018-12-31 | 2019-12-31 | 365 | 4.9866 | 4 | 0.98656
90535 | 8.68 | 0.8 | 2018-12-31 | 2019-12-31 | 365 | 7.9565 | 7 | 0.95649
90537 | 5.84 | 0.8 | 2018-12-31 | 2019-12-31 | 365 | 5.3532 | 5 | 0.35321
90538 | 9.44 | 0.8 | 2018-12-31 | 2019-12-31 | 365 | 8.6531 | 8 | 0.65314
90543 | 6.2 | 0.8 | 2018-12-31 | 2019-12-31 | 365 | 5.6832 | 5 | 0.68321
90545 | 12.21 | 0.8 | 2018-12-31 | 2019-12-31 | 365 | 11.1923 | 11 | 0.19225
90551 | 12.06 | 0.8 | 2018-12-31 | 2019-12-31 | 365 | 11.0548 | 11 | 0.054756
90553 | 5.31 | 0.8 | 2018-12-31 | 2019-12-31 | 365 | 4.8674 | 4 | 0.86739
90701 | 5.95 | 0.8 | 2018-12-31 | 2019-12-31 | 365 | 5.454 | 5 | 0.45405
90705 | 7.25 | 0.8 | 2018-12-31 | 2019-12-31 | 365 | 6.6457 | 6 | 0.64569
90477 | 12.35 | 0.8 | 2018-12-31 | 2019-12-31 | 365 | 11.3206 | 11 | 0.32058
90231 | 10.03 | 0.8 | 2018-12-31 | 2019-12-31 | 365 | 9.194 | 9 | 0.19396
90481 | 1.98 | 0.8 | 2018-12-31 | 2019-12-31 | 365 | 1.815 | 1 | 0.81496
90778 | 7.32 | 0.8 | 2018-12-31 | 2019-12-31 | 365 | 6.7099 | 6 | 0.70985
91621 | 8.04 | 0.8 | 2018-12-31 | 2019-12-31 | 365 | 7.3698 | 7 | 0.36984
91624 | 13.33 | 0.8 | 2018-12-31 | 2019-12-31 | 365 | 12.2189 | 12 | 0.2189
91625 | 12.95 | 0.8 | 2018-12-31 | 2019-12-31 | 365 | 11.8706 | 11 | 0.87057
91623 | 5.1 | 0.8 | 2018-12-31 | 2019-12-31 | 365 | 4.6749 | 4 | 0.6749
91626 | 5.78 | 0.8 | 2018-12-31 | 2019-12-31 | 365 | 5.2982 | 5 | 0.29822
91627 | 6.3 | 0.8 | 2018-12-31 | 2019-12-31 | 365 | 5.7749 | 5 | 0.77487
91629 | 9.57 | 0.8 | 2018-12-31 | 2019-12-31 | 365 | 8.7723 | 8 | 0.77231
91620 | 12.41 | 0.8 | 2018-12-31 | 2019-12-31 | 365 | 11.3756 | 11 | 0.37558
91628 | 7.35 | 0.8 | 2018-12-31 | 2019-12-31 | 365 | 6.7374 | 6 | 0.73735
91619 | 12.76 | 0.8 | 2018-12-31 | 2019-12-31 | 365 | 11.6964 | 11 | 0.69641
91813 | 7.48 | 0.8 | 2018-12-31 | 2019-12-31 | 365 | 6.8565 | 6 | 0.85652
91810 | 7.8 | 0.8 | 2018-12-31 | 2019-12-31 | 365 | 7.1498 | 7 | 0.14984
91817 | 6.44 | 0.8 | 2018-12-31 | 2019-12-31 | 365 | 5.9032 | 5 | 0.9032
91818 | 15.3 | 0.8 | 2018-12-31 | 2019-12-31 | 365 | 14.0247 | 14 | 0.02469
91809 | 11.78 | 0.8 | 2018-12-31 | 2019-12-31 | 365 | 10.7981 | 10 | 0.79809
91814 | 18.29 | 0.8 | 2018-12-31 | 2019-12-31 | 365 | 16.7655 | 16 | 0.76546
91815 | 9 | 0.8 | 2018-12-31 | 2019-12-31 | 365 | 8.2498 | 8 | 0.24982
91816 | 5.89 | 0.8 | 2018-12-31 | 2019-12-31 | 365 | 5.399 | 5 | 0.39905
91819 | 3.96 | 0.8 | 2018-12-31 | 2019-12-31 | 365 | 3.6299 | 3 | 0.62992
91820 | 10.5 | 0.8 | 2018-12-31 | 2019-12-31 | 365 | 9.6248 | 9 | 0.62479
91821 | 6.365 | 0.8 | 2018-12-31 | 2019-12-31 | 365 | 5.8345 | 5 | 0.83445
91826 | 5.36 | 0.8 | 2018-12-31 | 2019-12-31 | 365 | 4.9132 | 4 | 0.91322
91825 | 6.03 | 0.8 | 2018-12-31 | 2019-12-31 | 365 | 5.5274 | 5 | 0.52738
91824 | 6.7 | 0.8 | 2018-12-31 | 2019-12-31 | 365 | 6.1415 | 6 | 0.14153
91822 | 5.76 | 0.8 | 2018-12-31 | 2019-12-31 | 365 | 5.2799 | 5 | 0.27988
91823 | 10.24 | 0.8 | 2018-12-31 | 2019-12-31 | 365 | 9.3865 | 9 | 0.38646
91811 | 7.965 | 0.8 | 2018-12-31 | 2019-12-31 | 365 | 7.3011 | 7 | 0.30109
91827 | 2.97 | 0.8 | 2018-12-31 | 2019-12-31 | 365 | 2.7224 | 2 | 0.72244
90388 | 12.21 | 0.8 | 2018-12-31 | 2019-12-31 | 365 | 11.1923 | 11 | 0.19225
91968 | 1.375 | 0.8 | 2018-12-31 | 2019-12-31 | 365 | 1.2604 | 1 | 0.26039
91955 | 5.25 | 0.8 | 2018-12-31 | 2019-12-31 | 365 | 4.8124 | 4 | 0.81239
91958 | 12.71 | 0.8 | 2018-12-31 | 2019-12-31 | 365 | 11.6506 | 11 | 0.65058
91952 | 10.325 | 0.8 | 2018-12-31 | 2019-12-31 | 365 | 9.4644 | 9 | 0.46437
91959 | 8.76 | 0.8 | 2018-12-31 | 2019-12-31 | 365 | 8.0298 | 8 | 0.029822
91960 | 9.9 | 0.8 | 2018-12-31 | 2019-12-31 | 365 | 9.0748 | 9 | 0.074799
91961 | 9.75 | 0.8 | 2018-12-31 | 2019-12-31 | 365 | 8.9373 | 8 | 0.9373
91962 | 12.24 | 0.8 | 2018-12-31 | 2019-12-31 | 365 | 11.2198 | 11 | 0.21975
91925 | 9.455 | 0.8 | 2018-12-31 | 2019-12-31 | 365 | 8.6669 | 8 | 0.66689
91963 | 10.8 | 0.8 | 2018-12-31 | 2019-12-31 | 365 | 9.8998 | 9 | 0.89978
91965 | 10.8 | 0.8 | 2018-12-31 | 2019-12-31 | 365 | 9.8998 | 9 | 0.89978
91964 | 15.41 | 0.8 | 2018-12-31 | 2019-12-31 | 365 | 14.1255 | 14 | 0.12552
91966 | 8.64 | 0.8 | 2018-12-31 | 2019-12-31 | 365 | 7.9198 | 7 | 0.91982
91967 | 10.03 | 0.8 | 2018-12-31 | 2019-12-31 | 365 | 9.194 | 9 | 0.19396
91808 | 4.03 | 0.8 | 2018-12-31 | 2019-12-31 | 365 | 3.6941 | 3 | 0.69408
91971 | 11.52 | 0.8 | 2018-12-31 | 2019-12-31 | 365 | 10.5598 | 10 | 0.55977
92067 | 7.7 | 0.8 | 2018-12-31 | 2019-12-31 | 365 | 7.0582 | 7 | 0.058177
92069 | 4.48 | 0.8 | 2018-12-31 | 2019-12-31 | 365 | 4.1066 | 4 | 0.10658
91969 | 15.12 | 0.8 | 2018-12-31 | 2019-12-31 | 365 | 13.8597 | 13 | 0.85969
92068 | 2.56 | 0.8 | 2018-12-31 | 2019-12-31 | 365 | 2.3466 | 2 | 0.34661
92147 | 6.12 | 0.8 | 2018-12-31 | 2019-12-31 | 365 | 5.6099 | 5 | 0.60988
92148 | 6.84 | 0.8 | 2018-12-31 | 2019-12-31 | 365 | 6.2699 | 6 | 0.26986
92149 | 4.42 | 0.8 | 2018-12-31 | 2019-12-31 | 365 | 4.0516 | 4 | 0.051577
92151 | 13.065 | 0.8 | 2018-12-31 | 2019-12-31 | 365 | 11.976 | 11 | 0.97599
92156 | 9.15 | 0.8 | 2018-12-31 | 2019-12-31 | 365 | 8.3873 | 8 | 0.38731
92154 | 7.93 | 0.8 | 2018-12-31 | 2019-12-31 | 365 | 7.269 | 7 | 0.26901
92155 | 10.03 | 0.8 | 2018-12-31 | 2019-12-31 | 365 | 9.194 | 9 | 0.19396
92180 | 10.065 | 0.8 | 2018-12-31 | 2019-12-31 | 365 | 9.226 | 9 | 0.22605
92165 | 9.38 | 0.8 | 2018-12-31 | 2019-12-31 | 365 | 8.5981 | 8 | 0.59814
90558 | 15.48 | 0.8 | 2018-12-31 | 2019-12-31 | 365 | 14.1897 | 14 | 0.18969
92173 | 8.555 | 0.8 | 2018-12-31 | 2019-12-31 | 365 | 7.8419 | 7 | 0.84191
92167 | 10.05 | 0.8 | 2018-12-31 | 2019-12-31 | 365 | 9.2123 | 9 | 0.2123
92179 | 8.76 | 0.8 | 2018-12-31 | 2019-12-31 | 365 | 8.0298 | 8 | 0.029822
92168 | 6.7 | 0.8 | 2018-12-31 | 2019-12-31 | 365 | 6.1415 | 6 | 0.14153
92169 | 10.05 | 0.8 | 2018-12-31 | 2019-12-31 | 365 | 9.2123 | 9 | 0.2123
92178 | 4.88 | 0.8 | 2018-12-31 | 2019-12-31 | 365 | 4.4732 | 4 | 0.47323
92171 | 3.685 | 0.8 | 2018-12-31 | 2019-12-31 | 365 | 3.3778 | 3 | 0.37784
92182 | 12.095 | 0.8 | 2018-12-31 | 2019-12-31 | 365 | 11.0868 | 11 | 0.086838
92172 | 12.395 | 0.8 | 2018-12-31 | 2019-12-31 | 365 | 11.3618 | 11 | 0.36183
92183 | 10.05 | 0.8 | 2018-12-31 | 2019-12-31 | 365 | 9.2123 | 9 | 0.2123
92175 | 10.24 | 0.8 | 2018-12-31 | 2019-12-31 | 365 | 9.3865 | 9 | 0.38646
92176 | 11.84 | 0.8 | 2018-12-31 | 2019-12-31 | 365 | 10.8531 | 10 | 0.85309
92177 | 12.24 | 0.8 | 2018-12-31 | 2019-12-31 | 365 | 11.2198 | 11 | 0.21975
92150 | 5.49 | 0.8 | 2018-12-31 | 2019-12-31 | 365 | 5.0324 | 5 | 0.032389
92237 | 13.065 | 0.8 | 2018-12-31 | 2019-12-31 | 365 | 11.976 | 11 | 0.97599
92181 | 7.32 | 0.8 | 2018-12-31 | 2019-12-31 | 365 | 6.7099 | 6 | 0.70985
667 | 2745.6 | 0.9 | 2018-12-31 | 2019-12-31 | 365 | 2831.3374 | 2831 | 0.3374
1830 | 24.84 | 1 | 2018-12-31 | 2019-12-31 | 365 | 28.4619 | 28 | 0.46187
1689 | 4.165 | 1 | 2018-12-31 | 2019-12-31 | 365 | 4.7723 | 4 | 0.77229
1625 | 6.96 | 1 | 2018-12-31 | 2019-12-31 | 365 | 7.9748 | 7 | 0.97482
1675 | 4.9 | 1 | 2018-12-31 | 2019-12-31 | 365 | 5.6145 | 5 | 0.61446
1676 | 4.59 | 1 | 2018-12-31 | 2019-12-31 | 365 | 5.2593 | 5 | 0.25926
1682 | 4.165 | 1 | 2018-12-31 | 2019-12-31 | 365 | 4.7723 | 4 | 0.77229
1694 | 2.75 | 1 | 2018-12-31 | 2019-12-31 | 365 | 3.151 | 3 | 0.15097
1695 | 4 | 1 | 2018-12-31 | 2019-12-31 | 365 | 4.5832 | 4 | 0.58323
1654 | 2.55 | 1 | 2018-12-31 | 2019-12-31 | 365 | 2.9218 | 2 | 0.92181
1657 | 4.9 | 1 | 2018-12-31 | 2019-12-31 | 365 | 5.6145 | 5 | 0.61446
1658 | 4.845 | 1 | 2018-12-31 | 2019-12-31 | 365 | 5.5514 | 5 | 0.55144
1659 | 2.55 | 1 | 2018-12-31 | 2019-12-31 | 365 | 2.9218 | 2 | 0.92181
1669 | 5 | 1 | 2018-12-31 | 2019-12-31 | 365 | 5.729 | 5 | 0.72904
1661 | 5 | 1 | 2018-12-31 | 2019-12-31 | 365 | 5.729 | 5 | 0.72904
1665 | 5 | 1 | 2018-12-31 | 2019-12-31 | 365 | 5.729 | 5 | 0.72904
1670 | 2.5 | 1 | 2018-12-31 | 2019-12-31 | 365 | 2.8645 | 2 | 0.86452
1641 | 3.92 | 1 | 2018-12-31 | 2019-12-31 | 365 | 4.4916 | 4 | 0.49157
1643 | 4.75 | 1 | 2018-12-31 | 2019-12-31 | 365 | 5.4426 | 5 | 0.44259
1645 | 3.315 | 1 | 2018-12-31 | 2019-12-31 | 365 | 3.7984 | 3 | 0.79835
1660 | 5.5 | 1 | 2018-12-31 | 2019-12-31 | 365 | 6.3019 | 6 | 0.30194
1622 | 3 | 1 | 2018-12-31 | 2019-12-31 | 365 | 3.4374 | 3 | 0.43742
1624 | 9.065 | 1 | 2018-12-31 | 2019-12-31 | 365 | 10.3867 | 10 | 0.38675
1626 | 1.785 | 1 | 2018-12-31 | 2019-12-31 | 365 | 2.0453 | 2 | 0.045267
1620 | 11.73 | 1 | 2018-12-31 | 2019-12-31 | 365 | 13.4403 | 13 | 0.44033
1627 | 3.57 | 1 | 2018-12-31 | 2019-12-31 | 365 | 4.0905 | 4 | 0.090535
1628 | 3.315 | 1 | 2018-12-31 | 2019-12-31 | 365 | 3.7984 | 3 | 0.79835
1629 | 6.12 | 1 | 2018-12-31 | 2019-12-31 | 365 | 7.0123 | 7 | 0.012345
1647 | 4 | 1 | 2018-12-31 | 2019-12-31 | 365 | 4.5832 | 4 | 0.58323
1630 | 4.9 | 1 | 2018-12-31 | 2019-12-31 | 365 | 5.6145 | 5 | 0.61446
1631 | 5.145 | 1 | 2018-12-31 | 2019-12-31 | 365 | 5.8952 | 5 | 0.89518
1635 | 1.715 | 1 | 2018-12-31 | 2019-12-31 | 365 | 1.9651 | 1 | 0.96506
1707 | 4.655 | 1 | 2018-12-31 | 2019-12-31 | 365 | 5.3337 | 5 | 0.33374
1708 | 4.08 | 1 | 2018-12-31 | 2019-12-31 | 365 | 4.6749 | 4 | 0.6749
1709 | 8.925 | 1 | 2018-12-31 | 2019-12-31 | 365 | 10.2263 | 10 | 0.22634
1705 | 5.145 | 1 | 2018-12-31 | 2019-12-31 | 365 | 5.8952 | 5 | 0.89518
1703 | 8.67 | 1 | 2018-12-31 | 2019-12-31 | 365 | 9.9342 | 9 | 0.93416
1256 | 6.75 | 1 | 2018-12-31 | 2019-12-31 | 365 | 7.7342 | 7 | 0.7342
1692 | 8 | 1 | 2018-12-31 | 2019-12-31 | 365 | 9.1665 | 9 | 0.16646
1623 | 3.75 | 1 | 2018-12-31 | 2019-12-31 | 365 | 4.2968 | 4 | 0.29678
1706 | 6.25 | 1 | 2018-12-31 | 2019-12-31 | 365 | 7.1613 | 7 | 0.1613
1640 | 6.375 | 1 | 2018-12-31 | 2019-12-31 | 365 | 7.3045 | 7 | 0.30453
1691 | 4.41 | 1 | 2018-12-31 | 2019-12-31 | 365 | 5.053 | 5 | 0.053013
1693 | 3.5 | 1 | 2018-12-31 | 2019-12-31 | 365 | 4.0103 | 4 | 0.010328
1672 | 4.165 | 1 | 2018-12-31 | 2019-12-31 | 365 | 4.7723 | 4 | 0.77229
1634 | 1.715 | 1 | 2018-12-31 | 2019-12-31 | 365 | 1.9651 | 1 | 0.96506
1696 | 3.5 | 1 | 2018-12-31 | 2019-12-31 | 365 | 4.0103 | 4 | 0.010328
20497 | 6.12 | 1 | 2018-12-31 | 2019-12-31 | 365 | 7.0123 | 7 | 0.012345
12565 | 5.1 | 1 | 2018-12-31 | 2019-12-31 | 365 | 5.8436 | 5 | 0.84362
7354 | 4.845 | 1 | 2018-12-31 | 2019-12-31 | 365 | 5.5514 | 5 | 0.55144
17757 | 8.16 | 1 | 2018-12-31 | 2019-12-31 | 365 | 9.3498 | 9 | 0.34979
7352 | 3.825 | 1 | 2018-12-31 | 2019-12-31 | 365 | 4.3827 | 4 | 0.38272
11947 | 4.335 | 1 | 2018-12-31 | 2019-12-31 | 365 | 4.9671 | 4 | 0.96708
46184 | 6.375 | 1 | 2018-12-31 | 2019-12-31 | 365 | 7.3045 | 7 | 0.30453
6869 | 8.16 | 1 | 2018-12-31 | 2019-12-31 | 365 | 9.3498 | 9 | 0.34979
11938 | 4.845 | 1 | 2018-12-31 | 2019-12-31 | 365 | 5.5514 | 5 | 0.55144
6834 | 8.67 | 1 | 2018-12-31 | 2019-12-31 | 365 | 9.9342 | 9 | 0.93416
16840 | 6.63 | 1 | 2018-12-31 | 2019-12-31 | 365 | 7.5967 | 7 | 0.59671
12554 | 6.12 | 1 | 2018-12-31 | 2019-12-31 | 365 | 7.0123 | 7 | 0.012345
11928 | 8.16 | 1 | 2018-12-31 | 2019-12-31 | 365 | 9.3498 | 9 | 0.34979
7275 | 4.845 | 1 | 2018-12-31 | 2019-12-31 | 365 | 5.5514 | 5 | 0.55144
9807 | 3.57 | 1 | 2018-12-31 | 2019-12-31 | 365 | 4.0905 | 4 | 0.090535
18507 | 13.77 | 1 | 2018-12-31 | 2019-12-31 | 365 | 15.7778 | 15 | 0.77778
14573 | 10.455 | 1 | 2018-12-31 | 2019-12-31 | 365 | 11.9794 | 11 | 0.97942
9824 | 9.69 | 1 | 2018-12-31 | 2019-12-31 | 365 | 11.1029 | 11 | 0.10288
20509 | 8.415 | 1 | 2018-12-31 | 2019-12-31 | 365 | 9.642 | 9 | 0.64197
47239 | 2.55 | 1 | 2018-12-31 | 2019-12-31 | 365 | 2.9218 | 2 | 0.92181
13650 | 7.395 | 1 | 2018-12-31 | 2019-12-31 | 365 | 8.4733 | 8 | 0.47325
9496 | 7.905 | 1 | 2018-12-31 | 2019-12-31 | 365 | 9.0576 | 9 | 0.057612
9956 | 7.905 | 1 | 2018-12-31 | 2019-12-31 | 365 | 9.0576 | 9 | 0.057612
7260 | 7.905 | 1 | 2018-12-31 | 2019-12-31 | 365 | 9.0576 | 9 | 0.057612
10687 | 5.61 | 1 | 2018-12-31 | 2019-12-31 | 365 | 6.428 | 6 | 0.42798
6785 | 7.905 | 1 | 2018-12-31 | 2019-12-31 | 365 | 9.0576 | 9 | 0.057612
12381 | 6.885 | 1 | 2018-12-31 | 2019-12-31 | 365 | 7.8889 | 7 | 0.88889
16838 | 12.24 | 1 | 2018-12-31 | 2019-12-31 | 365 | 14.0247 | 14 | 0.02469
13674 | 6.12 | 1 | 2018-12-31 | 2019-12-31 | 365 | 7.0123 | 7 | 0.012345
20500 | 6.885 | 1 | 2018-12-31 | 2019-12-31 | 365 | 7.8889 | 7 | 0.88889
6954 | 5.1 | 1 | 2018-12-31 | 2019-12-31 | 365 | 5.8436 | 5 | 0.84362
7266 | 8.67 | 1 | 2018-12-31 | 2019-12-31 | 365 | 9.9342 | 9 | 0.93416
16438 | 10.965 | 1 | 2018-12-31 | 2019-12-31 | 365 | 12.5638 | 12 | 0.56378
23529 | 5.355 | 1 | 2018-12-31 | 2019-12-31 | 365 | 6.1358 | 6 | 0.1358
13645 | 2.805 | 1 | 2018-12-31 | 2019-12-31 | 365 | 3.214 | 3 | 0.21399
11935 | 9.69 | 1 | 2018-12-31 | 2019-12-31 | 365 | 11.1029 | 11 | 0.10288
12373 | 6.885 | 1 | 2018-12-31 | 2019-12-31 | 365 | 7.8889 | 7 | 0.88889
6903 | 5.865 | 1 | 2018-12-31 | 2019-12-31 | 365 | 6.7202 | 6 | 0.72016
7065 | 3.315 | 1 | 2018-12-31 | 2019-12-31 | 365 | 3.7984 | 3 | 0.79835
16854 | 7.905 | 1 | 2018-12-31 | 2019-12-31 | 365 | 9.0576 | 9 | 0.057612
16820 | 8.925 | 1 | 2018-12-31 | 2019-12-31 | 365 | 10.2263 | 10 | 0.22634
14060 | 6.375 | 1 | 2018-12-31 | 2019-12-31 | 365 | 7.3045 | 7 | 0.30453
7062 | 6.885 | 1 | 2018-12-31 | 2019-12-31 | 365 | 7.8889 | 7 | 0.88889
9937 | 4.335 | 1 | 2018-12-31 | 2019-12-31 | 365 | 4.9671 | 4 | 0.96708
7056 | 5.865 | 1 | 2018-12-31 | 2019-12-31 | 365 | 6.7202 | 6 | 0.72016
14058 | 6.885 | 1 | 2018-12-31 | 2019-12-31 | 365 | 7.8889 | 7 | 0.88889
7040 | 10.2 | 1 | 2018-12-31 | 2019-12-31 | 365 | 11.6872 | 11 | 0.68724
14638 | 7.14 | 1 | 2018-12-31 | 2019-12-31 | 365 | 8.1811 | 8 | 0.18107
15905 | 4.845 | 1 | 2018-12-31 | 2019-12-31 | 365 | 5.5514 | 5 | 0.55144
9811 | 5.355 | 1 | 2018-12-31 | 2019-12-31 | 365 | 6.1358 | 6 | 0.1358
12355 | 7.14 | 1 | 2018-12-31 | 2019-12-31 | 365 | 8.1811 | 8 | 0.18107
17754 | 3.57 | 1 | 2018-12-31 | 2019-12-31 | 365 | 4.0905 | 4 | 0.090535
12369 | 6.63 | 1 | 2018-12-31 | 2019-12-31 | 365 | 7.5967 | 7 | 0.59671
20450 | 3.57 | 1 | 2018-12-31 | 2019-12-31 | 365 | 4.0905 | 4 | 0.090535
6851 | 5.1 | 1 | 2018-12-31 | 2019-12-31 | 365 | 5.8436 | 5 | 0.84362
12748 | 5.355 | 1 | 2018-12-31 | 2019-12-31 | 365 | 6.1358 | 6 | 0.1358
15883 | 7.65 | 1 | 2018-12-31 | 2019-12-31 | 365 | 8.7654 | 8 | 0.76543
9890 | 5.1 | 1 | 2018-12-31 | 2019-12-31 | 365 | 5.8436 | 5 | 0.84362
6821 | 3.315 | 1 | 2018-12-31 | 2019-12-31 | 365 | 3.7984 | 3 | 0.79835
7269 | 8.415 | 1 | 2018-12-31 | 2019-12-31 | 365 | 9.642 | 9 | 0.64197
6895 | 8.67 | 1 | 2018-12-31 | 2019-12-31 | 365 | 9.9342 | 9 | 0.93416
10060 | 7.65 | 1 | 2018-12-31 | 2019-12-31 | 365 | 8.7654 | 8 | 0.76543
16821 | 3.825 | 1 | 2018-12-31 | 2019-12-31 | 365 | 4.3827 | 4 | 0.38272
13741 | 3.315 | 1 | 2018-12-31 | 2019-12-31 | 365 | 3.7984 | 3 | 0.79835
18500 | 10.455 | 1 | 2018-12-31 | 2019-12-31 | 365 | 11.9794 | 11 | 0.97942
8381 | 8.16 | 1 | 2018-12-31 | 2019-12-31 | 365 | 9.3498 | 9 | 0.34979
12625 | 6.375 | 1 | 2018-12-31 | 2019-12-31 | 365 | 7.3045 | 7 | 0.30453
7068 | 3.825 | 1 | 2018-12-31 | 2019-12-31 | 365 | 4.3827 | 4 | 0.38272
9916 | 9.69 | 1 | 2018-12-31 | 2019-12-31 | 365 | 11.1029 | 11 | 0.10288
10688 | 8.415 | 1 | 2018-12-31 | 2019-12-31 | 365 | 9.642 | 9 | 0.64197
9896 | 8.925 | 1 | 2018-12-31 | 2019-12-31 | 365 | 10.2263 | 10 | 0.22634
12567 | 5.61 | 1 | 2018-12-31 | 2019-12-31 | 365 | 6.428 | 6 | 0.42798
12624 | 9.18 | 1 | 2018-12-31 | 2019-12-31 | 365 | 10.5185 | 10 | 0.51852
7202 | 7.905 | 1 | 2018-12-31 | 2019-12-31 | 365 | 9.0576 | 9 | 0.057612
9958 | 11.22 | 1 | 2018-12-31 | 2019-12-31 | 365 | 12.856 | 12 | 0.85597
9707 | 5.865 | 1 | 2018-12-31 | 2019-12-31 | 365 | 6.7202 | 6 | 0.72016
15907 | 8.16 | 1 | 2018-12-31 | 2019-12-31 | 365 | 9.3498 | 9 | 0.34979
10151 | 6.12 | 1 | 2018-12-31 | 2019-12-31 | 365 | 7.0123 | 7 | 0.012345
15911 | 6.885 | 1 | 2018-12-31 | 2019-12-31 | 365 | 7.8889 | 7 | 0.88889
9872 | 6.12 | 1 | 2018-12-31 | 2019-12-31 | 365 | 7.0123 | 7 | 0.012345
23560 | 6.63 | 1 | 2018-12-31 | 2019-12-31 | 365 | 7.5967 | 7 | 0.59671
9462 | 7.905 | 1 | 2018-12-31 | 2019-12-31 | 365 | 9.0576 | 9 | 0.057612
9464 | 2.805 | 1 | 2018-12-31 | 2019-12-31 | 365 | 3.214 | 3 | 0.21399
20466 | 3.825 | 1 | 2018-12-31 | 2019-12-31 | 365 | 4.3827 | 4 | 0.38272
9468 | 7.395 | 1 | 2018-12-31 | 2019-12-31 | 365 | 8.4733 | 8 | 0.47325
9905 | 5.1 | 1 | 2018-12-31 | 2019-12-31 | 365 | 5.8436 | 5 | 0.84362
23523 | 3.315 | 1 | 2018-12-31 | 2019-12-31 | 365 | 3.7984 | 3 | 0.79835
10773 | 10.965 | 1 | 2018-12-31 | 2019-12-31 | 365 | 12.5638 | 12 | 0.56378
9491 | 10.2 | 1 | 2018-12-31 | 2019-12-31 | 365 | 11.6872 | 11 | 0.68724
9718 | 7.65 | 1 | 2018-12-31 | 2019-12-31 | 365 | 8.7654 | 8 | 0.76543
9953 | 2.805 | 1 | 2018-12-31 | 2019-12-31 | 365 | 3.214 | 3 | 0.21399
9487 | 6.63 | 1 | 2018-12-31 | 2019-12-31 | 365 | 7.5967 | 7 | 0.59671
9884 | 7.65 | 1 | 2018-12-31 | 2019-12-31 | 365 | 8.7654 | 8 | 0.76543
9493 | 3.825 | 1 | 2018-12-31 | 2019-12-31 | 365 | 4.3827 | 4 | 0.38272
9829 | 4.845 | 1 | 2018-12-31 | 2019-12-31 | 365 | 5.5514 | 5 | 0.55144
10690 | 11.22 | 1 | 2018-12-31 | 2019-12-31 | 365 | 12.856 | 12 | 0.85597
14257 | 6.885 | 1 | 2018-12-31 | 2019-12-31 | 365 | 7.8889 | 7 | 0.88889
9458 | 2.295 | 1 | 2018-12-31 | 2019-12-31 | 365 | 2.6296 | 2 | 0.62963
11005 | 8.415 | 1 | 2018-12-31 | 2019-12-31 | 365 | 9.642 | 9 | 0.64197
15902 | 7.65 | 1 | 2018-12-31 | 2019-12-31 | 365 | 8.7654 | 8 | 0.76543
10680 | 3.825 | 1 | 2018-12-31 | 2019-12-31 | 365 | 4.3827 | 4 | 0.38272
10147 | 6.63 | 1 | 2018-12-31 | 2019-12-31 | 365 | 7.5967 | 7 | 0.59671
15027 | 4.59 | 1 | 2018-12-31 | 2019-12-31 | 365 | 5.2593 | 5 | 0.25926
16857 | 7.14 | 1 | 2018-12-31 | 2019-12-31 | 365 | 8.1811 | 8 | 0.18107
9454 | 6.12 | 1 | 2018-12-31 | 2019-12-31 | 365 | 7.0123 | 7 | 0.012345
14578 | 9.69 | 1 | 2018-12-31 | 2019-12-31 | 365 | 11.1029 | 11 | 0.10288
12229 | 8.16 | 1 | 2018-12-31 | 2019-12-31 | 365 | 9.3498 | 9 | 0.34979
9944 | 7.905 | 1 | 2018-12-31 | 2019-12-31 | 365 | 9.0576 | 9 | 0.057612
15947 | 6.375 | 1 | 2018-12-31 | 2019-12-31 | 365 | 7.3045 | 7 | 0.30453
12569 | 4.335 | 1 | 2018-12-31 | 2019-12-31 | 365 | 4.9671 | 4 | 0.96708
52194 | 6.12 | 1 | 2018-12-31 | 2019-12-31 | 365 | 7.0123 | 7 | 0.012345
13640 | 4.845 | 1 | 2018-12-31 | 2019-12-31 | 365 | 5.5514 | 5 | 0.55144
9498 | 9.945 | 1 | 2018-12-31 | 2019-12-31 | 365 | 11.3951 | 11 | 0.39506
12568 | 8.415 | 1 | 2018-12-31 | 2019-12-31 | 365 | 9.642 | 9 | 0.64197
16835 | 3.57 | 1 | 2018-12-31 | 2019-12-31 | 365 | 4.0905 | 4 | 0.090535
12391 | 6.375 | 1 | 2018-12-31 | 2019-12-31 | 365 | 7.3045 | 7 | 0.30453
9470 | 11.985 | 1 | 2018-12-31 | 2019-12-31 | 365 | 13.7325 | 13 | 0.73251
12559 | 3.06 | 1 | 2018-12-31 | 2019-12-31 | 365 | 3.5062 | 3 | 0.50617
11955 | 7.65 | 1 | 2018-12-31 | 2019-12-31 | 365 | 8.7654 | 8 | 0.76543
14281 | 4.335 | 1 | 2018-12-31 | 2019-12-31 | 365 | 4.9671 | 4 | 0.96708
9900 | 5.61 | 1 | 2018-12-31 | 2019-12-31 | 365 | 6.428 | 6 | 0.42798
10772 | 3.315 | 1 | 2018-12-31 | 2019-12-31 | 365 | 3.7984 | 3 | 0.79835
11007 | 4.845 | 1 | 2018-12-31 | 2019-12-31 | 365 | 5.5514 | 5 | 0.55144
9490 | 6.12 | 1 | 2018-12-31 | 2019-12-31 | 365 | 7.0123 | 7 | 0.012345
9919 | 9.435 | 1 | 2018-12-31 | 2019-12-31 | 365 | 10.8107 | 10 | 0.8107
9501 | 6.12 | 1 | 2018-12-31 | 2019-12-31 | 365 | 7.0123 | 7 | 0.012345
9776 | 8.415 | 1 | 2018-12-31 | 2019-12-31 | 365 | 9.642 | 9 | 0.64197
9509 | 5.1 | 1 | 2018-12-31 | 2019-12-31 | 365 | 5.8436 | 5 | 0.84362
12571 | 6.63 | 1 | 2018-12-31 | 2019-12-31 | 365 | 7.5967 | 7 | 0.59671
14054 | 9.435 | 1 | 2018-12-31 | 2019-12-31 | 365 | 10.8107 | 10 | 0.8107
12378 | 8.67 | 1 | 2018-12-31 | 2019-12-31 | 365 | 9.9342 | 9 | 0.93416
12366 | 4.845 | 1 | 2018-12-31 | 2019-12-31 | 365 | 5.5514 | 5 | 0.55144
14582 | 5.61 | 1 | 2018-12-31 | 2019-12-31 | 365 | 6.428 | 6 | 0.42798
12563 | 7.14 | 1 | 2018-12-31 | 2019-12-31 | 365 | 8.1811 | 8 | 0.18107
15897 | 4.335 | 1 | 2018-12-31 | 2019-12-31 | 365 | 4.9671 | 4 | 0.96708
46647 | 5.61 | 1 | 2018-12-31 | 2019-12-31 | 365 | 6.428 | 6 | 0.42798
16819 | 9.18 | 1 | 2018-12-31 | 2019-12-31 | 365 | 10.5185 | 10 | 0.51852
47242 | 7.395 | 1 | 2018-12-31 | 2019-12-31 | 365 | 8.4733 | 8 | 0.47325
9506 | 4.59 | 1 | 2018-12-31 | 2019-12-31 | 365 | 5.2593 | 5 | 0.25926
15900 | 5.1 | 1 | 2018-12-31 | 2019-12-31 | 365 | 5.8436 | 5 | 0.84362
14568 | 9.435 | 1 | 2018-12-31 | 2019-12-31 | 365 | 10.8107 | 10 | 0.8107
16843 | 6.375 | 1 | 2018-12-31 | 2019-12-31 | 365 | 7.3045 | 7 | 0.30453
14062 | 7.65 | 1 | 2018-12-31 | 2019-12-31 | 365 | 8.7654 | 8 | 0.76543
77850 | 7.14 | 1 | 2018-12-31 | 2019-12-31 | 365 | 8.1811 | 8 | 0.18107
14279 | 14.535 | 1 | 2018-12-31 | 2019-12-31 | 365 | 16.6543 | 16 | 0.65432
9888 | 5.1 | 1 | 2018-12-31 | 2019-12-31 | 365 | 5.8436 | 5 | 0.84362
9913 | 5.1 | 1 | 2018-12-31 | 2019-12-31 | 365 | 5.8436 | 5 | 0.84362
20728 | 13.77 | 1 | 2018-12-31 | 2019-12-31 | 365 | 15.7778 | 15 | 0.77778
16479 | 12.75 | 1 | 2018-12-31 | 2019-12-31 | 365 | 14.6091 | 14 | 0.60905
11962 | 9.435 | 1 | 2018-12-31 | 2019-12-31 | 365 | 10.8107 | 10 | 0.8107
11379 | 3.06 | 1 | 2018-12-31 | 2019-12-31 | 365 | 3.5062 | 3 | 0.50617
10137 | 5.61 | 1 | 2018-12-31 | 2019-12-31 | 365 | 6.428 | 6 | 0.42798
14055 | 6.12 | 1 | 2018-12-31 | 2019-12-31 | 365 | 7.0123 | 7 | 0.012345
77790 | 3.315 | 1 | 2018-12-31 | 2019-12-31 | 365 | 3.7984 | 3 | 0.79835
9821 | 10.965 | 1 | 2018-12-31 | 2019-12-31 | 365 | 12.5638 | 12 | 0.56378
18510 | 11.985 | 1 | 2018-12-31 | 2019-12-31 | 365 | 13.7325 | 13 | 0.73251
14061 | 5.1 | 1 | 2018-12-31 | 2019-12-31 | 365 | 5.8436 | 5 | 0.84362
9867 | 3.315 | 1 | 2018-12-31 | 2019-12-31 | 365 | 3.7984 | 3 | 0.79835
20444 | 5.865 | 1 | 2018-12-31 | 2019-12-31 | 365 | 6.7202 | 6 | 0.72016
14059 | 7.395 | 1 | 2018-12-31 | 2019-12-31 | 365 | 8.4733 | 8 | 0.47325
14053 | 4.59 | 1 | 2018-12-31 | 2019-12-31 | 365 | 5.2593 | 5 | 0.25926
12361 | 7.14 | 1 | 2018-12-31 | 2019-12-31 | 365 | 8.1811 | 8 | 0.18107
10141 | 6.63 | 1 | 2018-12-31 | 2019-12-31 | 365 | 7.5967 | 7 | 0.59671
51837 | 10.2 | 1 | 2018-12-31 | 2019-12-31 | 365 | 11.6872 | 11 | 0.68724
11008 | 5.355 | 1 | 2018-12-31 | 2019-12-31 | 365 | 6.1358 | 6 | 0.1358
10134 | 12.75 | 1 | 2018-12-31 | 2019-12-31 | 365 | 14.6091 | 14 | 0.60905
23525 | 8.925 | 1 | 2018-12-31 | 2019-12-31 | 365 | 10.2263 | 10 | 0.22634
9816 | 9.435 | 1 | 2018-12-31 | 2019-12-31 | 365 | 10.8107 | 10 | 0.8107
10122 | 7.905 | 1 | 2018-12-31 | 2019-12-31 | 365 | 9.0576 | 9 | 0.057612
44934 | 10.71 | 1 | 2018-12-31 | 2019-12-31 | 365 | 12.2716 | 12 | 0.2716
10124 | 6.63 | 1 | 2018-12-31 | 2019-12-31 | 365 | 7.5967 | 7 | 0.59671
14063 | 3.825 | 1 | 2018-12-31 | 2019-12-31 | 365 | 4.3827 | 4 | 0.38272
10774 | 4.335 | 1 | 2018-12-31 | 2019-12-31 | 365 | 4.9671 | 4 | 0.96708
15904 | 4.335 | 1 | 2018-12-31 | 2019-12-31 | 365 | 4.9671 | 4 | 0.96708
12749 | 8.415 | 1 | 2018-12-31 | 2019-12-31 | 365 | 9.642 | 9 | 0.64197
9909 | 8.415 | 1 | 2018-12-31 | 2019-12-31 | 365 | 9.642 | 9 | 0.64197
13790 | 7.14 | 1 | 2018-12-31 | 2019-12-31 | 365 | 8.1811 | 8 | 0.18107
9654 | 10.965 | 1 | 2018-12-31 | 2019-12-31 | 365 | 12.5638 | 12 | 0.56378
9779 | 5.1 | 1 | 2018-12-31 | 2019-12-31 | 365 | 5.8436 | 5 | 0.84362
13607 | 4.335 | 1 | 2018-12-31 | 2019-12-31 | 365 | 4.9671 | 4 | 0.96708
12573 | 4.845 | 1 | 2018-12-31 | 2019-12-31 | 365 | 5.5514 | 5 | 0.55144
16833 | 4.845 | 1 | 2018-12-31 | 2019-12-31 | 365 | 5.5514 | 5 | 0.55144
9847 | 2.04 | 1 | 2018-12-31 | 2019-12-31 | 365 | 2.3374 | 2 | 0.33745
13608 | 4.59 | 1 | 2018-12-31 | 2019-12-31 | 365 | 5.2593 | 5 | 0.25926
9803 | 4.59 | 1 | 2018-12-31 | 2019-12-31 | 365 | 5.2593 | 5 | 0.25926
14758 | 6.885 | 1 | 2018-12-31 | 2019-12-31 | 365 | 7.8889 | 7 | 0.88889
17760 | 5.61 | 1 | 2018-12-31 | 2019-12-31 | 365 | 6.428 | 6 | 0.42798
11385 | 3.57 | 1 | 2018-12-31 | 2019-12-31 | 365 | 4.0905 | 4 | 0.090535
9646 | 3.825 | 1 | 2018-12-31 | 2019-12-31 | 365 | 4.3827 | 4 | 0.38272
15914 | 4.335 | 1 | 2018-12-31 | 2019-12-31 | 365 | 4.9671 | 4 | 0.96708
9513 | 5.1 | 1 | 2018-12-31 | 2019-12-31 | 365 | 5.8436 | 5 | 0.84362
11964 | 11.475 | 1 | 2018-12-31 | 2019-12-31 | 365 | 13.1481 | 13 | 0.14815
10677 | 6.885 | 1 | 2018-12-31 | 2019-12-31 | 365 | 7.8889 | 7 | 0.88889
10775 | 5.355 | 1 | 2018-12-31 | 2019-12-31 | 365 | 6.1358 | 6 | 0.1358
17798 | 5.61 | 1 | 2018-12-31 | 2019-12-31 | 365 | 6.428 | 6 | 0.42798
10682 | 11.22 | 1 | 2018-12-31 | 2019-12-31 | 365 | 12.856 | 12 | 0.85597
13643 | 11.475 | 1 | 2018-12-31 | 2019-12-31 | 365 | 13.1481 | 13 | 0.14815
10679 | 3.57 | 1 | 2018-12-31 | 2019-12-31 | 365 | 4.0905 | 4 | 0.090535
10685 | 9.435 | 1 | 2018-12-31 | 2019-12-31 | 365 | 10.8107 | 10 | 0.8107
13611 | 7.905 | 1 | 2018-12-31 | 2019-12-31 | 365 | 9.0576 | 9 | 0.057612
16826 | 4.845 | 1 | 2018-12-31 | 2019-12-31 | 365 | 5.5514 | 5 | 0.55144
46705 | 4.335 | 1 | 2018-12-31 | 2019-12-31 | 365 | 4.9671 | 4 | 0.96708
6243 | 5.76 | 1 | 2018-12-31 | 2019-12-31 | 365 | 6.5999 | 6 | 0.59985
6761 | 6.12 | 1 | 2018-12-31 | 2019-12-31 | 365 | 7.0123 | 7 | 0.012345
6789 | 5.61 | 1 | 2018-12-31 | 2019-12-31 | 365 | 6.428 | 6 | 0.42798
6823 | 5.25 | 1 | 2018-12-31 | 2019-12-31 | 365 | 6.0155 | 6 | 0.015492
6815 | 3.185 | 1 | 2018-12-31 | 2019-12-31 | 365 | 3.6494 | 3 | 0.6494
6820 | 3.5 | 1 | 2018-12-31 | 2019-12-31 | 365 | 4.0103 | 4 | 0.010328
6832 | 8.5 | 1 | 2018-12-31 | 2019-12-31 | 365 | 9.7394 | 9 | 0.73937
6953 | 7.14 | 1 | 2018-12-31 | 2019-12-31 | 365 | 8.1811 | 8 | 0.18107
6908 | 3 | 1 | 2018-12-31 | 2019-12-31 | 365 | 3.4374 | 3 | 0.43742
6882 | 5.635 | 1 | 2018-12-31 | 2019-12-31 | 365 | 6.4566 | 6 | 0.45663
6889 | 3.75 | 1 | 2018-12-31 | 2019-12-31 | 365 | 4.2968 | 4 | 0.29678
6888 | 3.75 | 1 | 2018-12-31 | 2019-12-31 | 365 | 4.2968 | 4 | 0.29678
6844 | 5.1 | 1 | 2018-12-31 | 2019-12-31 | 365 | 5.8436 | 5 | 0.84362
7114 | 5 | 1 | 2018-12-31 | 2019-12-31 | 365 | 5.729 | 5 | 0.72904
6881 | 5.61 | 1 | 2018-12-31 | 2019-12-31 | 365 | 6.428 | 6 | 0.42798
6880 | 4.335 | 1 | 2018-12-31 | 2019-12-31 | 365 | 4.9671 | 4 | 0.96708
6892 | 4.08 | 1 | 2018-12-31 | 2019-12-31 | 365 | 4.6749 | 4 | 0.6749
6833 | 7.395 | 1 | 2018-12-31 | 2019-12-31 | 365 | 8.4733 | 8 | 0.47325
6934 | 2.5 | 1 | 2018-12-31 | 2019-12-31 | 365 | 2.8645 | 2 | 0.86452
6871 | 4.5 | 1 | 2018-12-31 | 2019-12-31 | 365 | 5.1561 | 5 | 0.15614
6896 | 6.5 | 1 | 2018-12-31 | 2019-12-31 | 365 | 7.4478 | 7 | 0.44775
6826 | 7.65 | 1 | 2018-12-31 | 2019-12-31 | 365 | 8.7654 | 8 | 0.76543
6829 | 1.25 | 1 | 2018-12-31 | 2019-12-31 | 365 | 1.4323 | 1 | 0.43226
6864 | 2.94 | 1 | 2018-12-31 | 2019-12-31 | 365 | 3.3687 | 3 | 0.36868
6876 | 1.96 | 1 | 2018-12-31 | 2019-12-31 | 365 | 2.2458 | 2 | 0.24578
6898 | 6.12 | 1 | 2018-12-31 | 2019-12-31 | 365 | 7.0123 | 7 | 0.012345
6885 | 6 | 1 | 2018-12-31 | 2019-12-31 | 365 | 6.8748 | 6 | 0.87485
6912 | 4.845 | 1 | 2018-12-31 | 2019-12-31 | 365 | 5.5514 | 5 | 0.55144
7113 | 8.16 | 1 | 2018-12-31 | 2019-12-31 | 365 | 9.3498 | 9 | 0.34979
7158 | 6.12 | 1 | 2018-12-31 | 2019-12-31 | 365 | 7.0123 | 7 | 0.012345
6983 | 4.08 | 1 | 2018-12-31 | 2019-12-31 | 365 | 4.6749 | 4 | 0.6749
6849 | 2 | 1 | 2018-12-31 | 2019-12-31 | 365 | 2.2916 | 2 | 0.29162
6902 | 7.905 | 1 | 2018-12-31 | 2019-12-31 | 365 | 9.0576 | 9 | 0.057612
7118 | 9 | 1 | 2018-12-31 | 2019-12-31 | 365 | 10.3123 | 10 | 0.31227
6906 | 5.865 | 1 | 2018-12-31 | 2019-12-31 | 365 | 6.7202 | 6 | 0.72016
7066 | 7.65 | 1 | 2018-12-31 | 2019-12-31 | 365 | 8.7654 | 8 | 0.76543
6890 | 6 | 1 | 2018-12-31 | 2019-12-31 | 365 | 6.8748 | 6 | 0.87485
7053 | 5.865 | 1 | 2018-12-31 | 2019-12-31 | 365 | 6.7202 | 6 | 0.72016
7044 | 4.75 | 1 | 2018-12-31 | 2019-12-31 | 365 | 5.4426 | 5 | 0.44259
7031 | 9.435 | 1 | 2018-12-31 | 2019-12-31 | 365 | 10.8107 | 10 | 0.8107
6928 | 6.25 | 1 | 2018-12-31 | 2019-12-31 | 365 | 7.1613 | 7 | 0.1613
7042 | 5.1 | 1 | 2018-12-31 | 2019-12-31 | 365 | 5.8436 | 5 | 0.84362
7154 | 5.61 | 1 | 2018-12-31 | 2019-12-31 | 365 | 6.428 | 6 | 0.42798
7093 | 4.5 | 1 | 2018-12-31 | 2019-12-31 | 365 | 5.1561 | 5 | 0.15614
7060 | 3.06 | 1 | 2018-12-31 | 2019-12-31 | 365 | 3.5062 | 3 | 0.50617
7076 | 4.08 | 1 | 2018-12-31 | 2019-12-31 | 365 | 4.6749 | 4 | 0.6749
7087 | 4.5 | 1 | 2018-12-31 | 2019-12-31 | 365 | 5.1561 | 5 | 0.15614
7073 | 8.415 | 1 | 2018-12-31 | 2019-12-31 | 365 | 9.642 | 9 | 0.64197
7064 | 7.14 | 1 | 2018-12-31 | 2019-12-31 | 365 | 8.1811 | 8 | 0.18107
7143 | 5.1 | 1 | 2018-12-31 | 2019-12-31 | 365 | 5.8436 | 5 | 0.84362
7106 | 5.5 | 1 | 2018-12-31 | 2019-12-31 | 365 | 6.3019 | 6 | 0.30194
6846 | 2.75 | 1 | 2018-12-31 | 2019-12-31 | 365 | 3.151 | 3 | 0.15097
7127 | 5.865 | 1 | 2018-12-31 | 2019-12-31 | 365 | 6.7202 | 6 | 0.72016
6835 | 7.84 | 1 | 2018-12-31 | 2019-12-31 | 365 | 8.9831 | 8 | 0.98313
6828 | 3.185 | 1 | 2018-12-31 | 2019-12-31 | 365 | 3.6494 | 3 | 0.6494
6872 | 3.5 | 1 | 2018-12-31 | 2019-12-31 | 365 | 4.0103 | 4 | 0.010328
6867 | 8.25 | 1 | 2018-12-31 | 2019-12-31 | 365 | 9.4529 | 9 | 0.45292
7115 | 8.67 | 1 | 2018-12-31 | 2019-12-31 | 365 | 9.9342 | 9 | 0.93416
6884 | 4.75 | 1 | 2018-12-31 | 2019-12-31 | 365 | 5.4426 | 5 | 0.44259
6822 | 6 | 1 | 2018-12-31 | 2019-12-31 | 365 | 6.8748 | 6 | 0.87485
7391 | 9.18 | 1 | 2018-12-31 | 2019-12-31 | 365 | 10.5185 | 10 | 0.51852
7399 | 4 | 1 | 2018-12-31 | 2019-12-31 | 365 | 4.5832 | 4 | 0.58323
6858 | 3.185 | 1 | 2018-12-31 | 2019-12-31 | 365 | 3.6494 | 3 | 0.6494
7050 | 6.63 | 1 | 2018-12-31 | 2019-12-31 | 365 | 7.5967 | 7 | 0.59671
6847 | 5.355 | 1 | 2018-12-31 | 2019-12-31 | 365 | 6.1358 | 6 | 0.1358
6868 | 5.355 | 1 | 2018-12-31 | 2019-12-31 | 365 | 6.1358 | 6 | 0.1358
7370 | 3.675 | 1 | 2018-12-31 | 2019-12-31 | 365 | 4.2108 | 4 | 0.21084
6845 | 6.63 | 1 | 2018-12-31 | 2019-12-31 | 365 | 7.5967 | 7 | 0.59671
7404 | 3.825 | 1 | 2018-12-31 | 2019-12-31 | 365 | 4.3827 | 4 | 0.38272
6878 | 9.69 | 1 | 2018-12-31 | 2019-12-31 | 365 | 11.1029 | 11 | 0.10288
6874 | 1.53 | 1 | 2018-12-31 | 2019-12-31 | 365 | 1.7531 | 1 | 0.75309
7396 | 8.67 | 1 | 2018-12-31 | 2019-12-31 | 365 | 9.9342 | 9 | 0.93416
7398 | 5.25 | 1 | 2018-12-31 | 2019-12-31 | 365 | 6.0155 | 6 | 0.015492
7444 | 5 | 1 | 2018-12-31 | 2019-12-31 | 365 | 5.729 | 5 | 0.72904
7369 | 5 | 1 | 2018-12-31 | 2019-12-31 | 365 | 5.729 | 5 | 0.72904
7372 | 5.75 | 1 | 2018-12-31 | 2019-12-31 | 365 | 6.5884 | 6 | 0.5884
7378 | 4.75 | 1 | 2018-12-31 | 2019-12-31 | 365 | 5.4426 | 5 | 0.44259
7077 | 5.865 | 1 | 2018-12-31 | 2019-12-31 | 365 | 6.7202 | 6 | 0.72016
7045 | 5.1 | 1 | 2018-12-31 | 2019-12-31 | 365 | 5.8436 | 5 | 0.84362
7133 | 5.5 | 1 | 2018-12-31 | 2019-12-31 | 365 | 6.3019 | 6 | 0.30194
6935 | 5 | 1 | 2018-12-31 | 2019-12-31 | 365 | 5.729 | 5 | 0.72904
6909 | 4.59 | 1 | 2018-12-31 | 2019-12-31 | 365 | 5.2593 | 5 | 0.25926
7055 | 6.63 | 1 | 2018-12-31 | 2019-12-31 | 365 | 7.5967 | 7 | 0.59671
7070 | 2 | 1 | 2018-12-31 | 2019-12-31 | 365 | 2.2916 | 2 | 0.29162
7882 | 6.63 | 1 | 2018-12-31 | 2019-12-31 | 365 | 7.5967 | 7 | 0.59671
7397 | 7.14 | 1 | 2018-12-31 | 2019-12-31 | 365 | 8.1811 | 8 | 0.18107
7883 | 8.415 | 1 | 2018-12-31 | 2019-12-31 | 365 | 9.642 | 9 | 0.64197
7885 | 6.63 | 1 | 2018-12-31 | 2019-12-31 | 365 | 7.5967 | 7 | 0.59671
7022 | 6.63 | 1 | 2018-12-31 | 2019-12-31 | 365 | 7.5967 | 7 | 0.59671
7887 | 3.315 | 1 | 2018-12-31 | 2019-12-31 | 365 | 3.7984 | 3 | 0.79835
7392 | 2.25 | 1 | 2018-12-31 | 2019-12-31 | 365 | 2.5781 | 2 | 0.57807
7390 | 3.75 | 1 | 2018-12-31 | 2019-12-31 | 365 | 4.2968 | 4 | 0.29678
7849 | 4.59 | 1 | 2018-12-31 | 2019-12-31 | 365 | 5.2593 | 5 | 0.25926
7032 | 8.16 | 1 | 2018-12-31 | 2019-12-31 | 365 | 9.3498 | 9 | 0.34979
7851 | 4.59 | 1 | 2018-12-31 | 2019-12-31 | 365 | 5.2593 | 5 | 0.25926
7039 | 8.67 | 1 | 2018-12-31 | 2019-12-31 | 365 | 9.9342 | 9 | 0.93416
6919 | 9.18 | 1 | 2018-12-31 | 2019-12-31 | 365 | 10.5185 | 10 | 0.51852
7021 | 4.08 | 1 | 2018-12-31 | 2019-12-31 | 365 | 4.6749 | 4 | 0.6749
7148 | 7.905 | 1 | 2018-12-31 | 2019-12-31 | 365 | 9.0576 | 9 | 0.057612
7150 | 7.65 | 1 | 2018-12-31 | 2019-12-31 | 365 | 8.7654 | 8 | 0.76543
7038 | 3.825 | 1 | 2018-12-31 | 2019-12-31 | 365 | 4.3827 | 4 | 0.38272
7162 | 9 | 1 | 2018-12-31 | 2019-12-31 | 365 | 10.3123 | 10 | 0.31227
7012 | 4.59 | 1 | 2018-12-31 | 2019-12-31 | 365 | 5.2593 | 5 | 0.25926
7169 | 5.865 | 1 | 2018-12-31 | 2019-12-31 | 365 | 6.7202 | 6 | 0.72016
7857 | 7.14 | 1 | 2018-12-31 | 2019-12-31 | 365 | 8.1811 | 8 | 0.18107
7187 | 4 | 1 | 2018-12-31 | 2019-12-31 | 365 | 4.5832 | 4 | 0.58323
7163 | 8.415 | 1 | 2018-12-31 | 2019-12-31 | 365 | 9.642 | 9 | 0.64197
7182 | 4.08 | 1 | 2018-12-31 | 2019-12-31 | 365 | 4.6749 | 4 | 0.6749
6984 | 6.63 | 1 | 2018-12-31 | 2019-12-31 | 365 | 7.5967 | 7 | 0.59671
7107 | 5.1 | 1 | 2018-12-31 | 2019-12-31 | 365 | 5.8436 | 5 | 0.84362
6926 | 7 | 1 | 2018-12-31 | 2019-12-31 | 365 | 8.0207 | 8 | 0.020656
7905 | 4.5 | 1 | 2018-12-31 | 2019-12-31 | 365 | 5.1561 | 5 | 0.15614
7891 | 5.355 | 1 | 2018-12-31 | 2019-12-31 | 365 | 6.1358 | 6 | 0.1358
7896 | 8.25 | 1 | 2018-12-31 | 2019-12-31 | 365 | 9.4529 | 9 | 0.45292
7172 | 3.57 | 1 | 2018-12-31 | 2019-12-31 | 365 | 4.0905 | 4 | 0.090535
7898 | 6.375 | 1 | 2018-12-31 | 2019-12-31 | 365 | 7.3045 | 7 | 0.30453
7902 | 2.94 | 1 | 2018-12-31 | 2019-12-31 | 365 | 3.3687 | 3 | 0.36868
7142 | 9.435 | 1 | 2018-12-31 | 2019-12-31 | 365 | 10.8107 | 10 | 0.8107
7079 | 3.06 | 1 | 2018-12-31 | 2019-12-31 | 365 | 3.5062 | 3 | 0.50617
6914 | 7 | 1 | 2018-12-31 | 2019-12-31 | 365 | 8.0207 | 8 | 0.020656
7043 | 8.085 | 1 | 2018-12-31 | 2019-12-31 | 365 | 9.2639 | 9 | 0.26386
6894 | 2.94 | 1 | 2018-12-31 | 2019-12-31 | 365 | 3.3687 | 3 | 0.36868
7029 | 7.75 | 1 | 2018-12-31 | 2019-12-31 | 365 | 8.88 | 8 | 0.88001
6922 | 3.06 | 1 | 2018-12-31 | 2019-12-31 | 365 | 3.5062 | 3 | 0.50617
7183 | 4.59 | 1 | 2018-12-31 | 2019-12-31 | 365 | 5.2593 | 5 | 0.25926
7019 | 4.335 | 1 | 2018-12-31 | 2019-12-31 | 365 | 4.9671 | 4 | 0.96708
6960 | 5.1 | 1 | 2018-12-31 | 2019-12-31 | 365 | 5.8436 | 5 | 0.84362
6839 | 1.785 | 1 | 2018-12-31 | 2019-12-31 | 365 | 2.0453 | 2 | 0.045267
6968 | 7.5 | 1 | 2018-12-31 | 2019-12-31 | 365 | 8.5936 | 8 | 0.59356
6855 | 4.335 | 1 | 2018-12-31 | 2019-12-31 | 365 | 4.9671 | 4 | 0.96708
7078 | 6.12 | 1 | 2018-12-31 | 2019-12-31 | 365 | 7.0123 | 7 | 0.012345
7141 | 5.865 | 1 | 2018-12-31 | 2019-12-31 | 365 | 6.7202 | 6 | 0.72016
7151 | 5.1 | 1 | 2018-12-31 | 2019-12-31 | 365 | 5.8436 | 5 | 0.84362
6904 | 5.865 | 1 | 2018-12-31 | 2019-12-31 | 365 | 6.7202 | 6 | 0.72016
7105 | 8.925 | 1 | 2018-12-31 | 2019-12-31 | 365 | 10.2263 | 10 | 0.22634
6899 | 4.845 | 1 | 2018-12-31 | 2019-12-31 | 365 | 5.5514 | 5 | 0.55144
7033 | 9.18 | 1 | 2018-12-31 | 2019-12-31 | 365 | 10.5185 | 10 | 0.51852
6981 | 6 | 1 | 2018-12-31 | 2019-12-31 | 365 | 6.8748 | 6 | 0.87485
7123 | 5.1 | 1 | 2018-12-31 | 2019-12-31 | 365 | 5.8436 | 5 | 0.84362
6963 | 7.5 | 1 | 2018-12-31 | 2019-12-31 | 365 | 8.5936 | 8 | 0.59356
7160 | 5.355 | 1 | 2018-12-31 | 2019-12-31 | 365 | 6.1358 | 6 | 0.1358
7155 | 6.885 | 1 | 2018-12-31 | 2019-12-31 | 365 | 7.8889 | 7 | 0.88889
7010 | 8.415 | 1 | 2018-12-31 | 2019-12-31 | 365 | 9.642 | 9 | 0.64197
6870 | 4.59 | 1 | 2018-12-31 | 2019-12-31 | 365 | 5.2593 | 5 | 0.25926
6824 | 7.25 | 1 | 2018-12-31 | 2019-12-31 | 365 | 8.3071 | 8 | 0.30711
7086 | 5.61 | 1 | 2018-12-31 | 2019-12-31 | 365 | 6.428 | 6 | 0.42798
6993 | 3.825 | 1 | 2018-12-31 | 2019-12-31 | 365 | 4.3827 | 4 | 0.38272
7090 | 3.315 | 1 | 2018-12-31 | 2019-12-31 | 365 | 3.7984 | 3 | 0.79835
7119 | 2.55 | 1 | 2018-12-31 | 2019-12-31 | 365 | 2.9218 | 2 | 0.92181
7110 | 4.5 | 1 | 2018-12-31 | 2019-12-31 | 365 | 5.1561 | 5 | 0.15614
6988 | 2.75 | 1 | 2018-12-31 | 2019-12-31 | 365 | 3.151 | 3 | 0.15097
7000 | 3.315 | 1 | 2018-12-31 | 2019-12-31 | 365 | 3.7984 | 3 | 0.79835
6944 | 6.63 | 1 | 2018-12-31 | 2019-12-31 | 365 | 7.5967 | 7 | 0.59671
6861 | 3.675 | 1 | 2018-12-31 | 2019-12-31 | 365 | 4.2108 | 4 | 0.21084
6976 | 5.61 | 1 | 2018-12-31 | 2019-12-31 | 365 | 6.428 | 6 | 0.42798
7181 | 6.63 | 1 | 2018-12-31 | 2019-12-31 | 365 | 7.5967 | 7 | 0.59671
6955 | 3.06 | 1 | 2018-12-31 | 2019-12-31 | 365 | 3.5062 | 3 | 0.50617
6958 | 4.08 | 1 | 2018-12-31 | 2019-12-31 | 365 | 4.6749 | 4 | 0.6749
6877 | 4.5 | 1 | 2018-12-31 | 2019-12-31 | 365 | 5.1561 | 5 | 0.15614
6972 | 2.55 | 1 | 2018-12-31 | 2019-12-31 | 365 | 2.9218 | 2 | 0.92181
6995 | 7.395 | 1 | 2018-12-31 | 2019-12-31 | 365 | 8.4733 | 8 | 0.47325
6974 | 7.14 | 1 | 2018-12-31 | 2019-12-31 | 365 | 8.1811 | 8 | 0.18107
6859 | 6.5 | 1 | 2018-12-31 | 2019-12-31 | 365 | 7.4478 | 7 | 0.44775
6850 | 9.69 | 1 | 2018-12-31 | 2019-12-31 | 365 | 11.1029 | 11 | 0.10288
7120 | 5.1 | 1 | 2018-12-31 | 2019-12-31 | 365 | 5.8436 | 5 | 0.84362
7506 | 4.59 | 1 | 2018-12-31 | 2019-12-31 | 365 | 5.2593 | 5 | 0.25926
6830 | 4.08 | 1 | 2018-12-31 | 2019-12-31 | 365 | 4.6749 | 4 | 0.6749
7211 | 5.865 | 1 | 2018-12-31 | 2019-12-31 | 365 | 6.7202 | 6 | 0.72016
7365 | 6.885 | 1 | 2018-12-31 | 2019-12-31 | 365 | 7.8889 | 7 | 0.88889
7501 | 7.35 | 1 | 2018-12-31 | 2019-12-31 | 365 | 8.4217 | 8 | 0.42169
6913 | 5.1 | 1 | 2018-12-31 | 2019-12-31 | 365 | 5.8436 | 5 | 0.84362
6907 | 4.335 | 1 | 2018-12-31 | 2019-12-31 | 365 | 4.9671 | 4 | 0.96708
6886 | 4.335 | 1 | 2018-12-31 | 2019-12-31 | 365 | 4.9671 | 4 | 0.96708
7379 | 5.5 | 1 | 2018-12-31 | 2019-12-31 | 365 | 6.3019 | 6 | 0.30194
7382 | 6.12 | 1 | 2018-12-31 | 2019-12-31 | 365 | 7.0123 | 7 | 0.012345
6959 | 8 | 1 | 2018-12-31 | 2019-12-31 | 365 | 9.1665 | 9 | 0.16646
6854 | 8.75 | 1 | 2018-12-31 | 2019-12-31 | 365 | 10.0258 | 10 | 0.02582
7083 | 5.5 | 1 | 2018-12-31 | 2019-12-31 | 365 | 6.3019 | 6 | 0.30194
7074 | 9.18 | 1 | 2018-12-31 | 2019-12-31 | 365 | 10.5185 | 10 | 0.51852
7069 | 7.5 | 1 | 2018-12-31 | 2019-12-31 | 365 | 8.5936 | 8 | 0.59356
7117 | 2.55 | 1 | 2018-12-31 | 2019-12-31 | 365 | 2.9218 | 2 | 0.92181
7061 | 6.63 | 1 | 2018-12-31 | 2019-12-31 | 365 | 7.5967 | 7 | 0.59671
7059 | 7.65 | 1 | 2018-12-31 | 2019-12-31 | 365 | 8.7654 | 8 | 0.76543
7116 | 4.75 | 1 | 2018-12-31 | 2019-12-31 | 365 | 5.4426 | 5 | 0.44259
7112 | 5.355 | 1 | 2018-12-31 | 2019-12-31 | 365 | 6.1358 | 6 | 0.1358
7052 | 5.75 | 1 | 2018-12-31 | 2019-12-31 | 365 | 6.5884 | 6 | 0.5884
7109 | 4.335 | 1 | 2018-12-31 | 2019-12-31 | 365 | 4.9671 | 4 | 0.96708
7101 | 3.57 | 1 | 2018-12-31 | 2019-12-31 | 365 | 4.0905 | 4 | 0.090535
7513 | 2.45 | 1 | 2018-12-31 | 2019-12-31 | 365 | 2.8072 | 2 | 0.80723
7690 | 7.5 | 1 | 2018-12-31 | 2019-12-31 | 365 | 8.5936 | 8 | 0.59356
7047 | 4.335 | 1 | 2018-12-31 | 2019-12-31 | 365 | 4.9671 | 4 | 0.96708
7102 | 7.14 | 1 | 2018-12-31 | 2019-12-31 | 365 | 8.1811 | 8 | 0.18107
7041 | 3.825 | 1 | 2018-12-31 | 2019-12-31 | 365 | 4.3827 | 4 | 0.38272
7085 | 7.75 | 1 | 2018-12-31 | 2019-12-31 | 365 | 8.88 | 8 | 0.88001
7082 | 5.865 | 1 | 2018-12-31 | 2019-12-31 | 365 | 6.7202 | 6 | 0.72016
7067 | 8.925 | 1 | 2018-12-31 | 2019-12-31 | 365 | 10.2263 | 10 | 0.22634
7552 | 6.63 | 1 | 2018-12-31 | 2019-12-31 | 365 | 7.5967 | 7 | 0.59671
7168 | 3.315 | 1 | 2018-12-31 | 2019-12-31 | 365 | 3.7984 | 3 | 0.79835
7174 | 3.825 | 1 | 2018-12-31 | 2019-12-31 | 365 | 4.3827 | 4 | 0.38272
6964 | 5.61 | 1 | 2018-12-31 | 2019-12-31 | 365 | 6.428 | 6 | 0.42798
7157 | 4.845 | 1 | 2018-12-31 | 2019-12-31 | 365 | 5.5514 | 5 | 0.55144
7153 | 9.945 | 1 | 2018-12-31 | 2019-12-31 | 365 | 11.3951 | 11 | 0.39506
7004 | 4.59 | 1 | 2018-12-31 | 2019-12-31 | 365 | 5.2593 | 5 | 0.25926
7137 | 2.805 | 1 | 2018-12-31 | 2019-12-31 | 365 | 3.214 | 3 | 0.21399
7383 | 1.5 | 1 | 2018-12-31 | 2019-12-31 | 365 | 1.7187 | 1 | 0.71871
6970 | 5.355 | 1 | 2018-12-31 | 2019-12-31 | 365 | 6.1358 | 6 | 0.1358
7380 | 8.16 | 1 | 2018-12-31 | 2019-12-31 | 365 | 9.3498 | 9 | 0.34979
7745 | 2.5 | 1 | 2018-12-31 | 2019-12-31 | 365 | 2.8645 | 2 | 0.86452
7737 | 2.04 | 1 | 2018-12-31 | 2019-12-31 | 365 | 2.3374 | 2 | 0.33745
7678 | 6.75 | 1 | 2018-12-31 | 2019-12-31 | 365 | 7.7342 | 7 | 0.7342
7683 | 4.845 | 1 | 2018-12-31 | 2019-12-31 | 365 | 5.5514 | 5 | 0.55144
7684 | 5.355 | 1 | 2018-12-31 | 2019-12-31 | 365 | 6.1358 | 6 | 0.1358
7376 | 6.86 | 1 | 2018-12-31 | 2019-12-31 | 365 | 7.8602 | 7 | 0.86024
7692 | 6.375 | 1 | 2018-12-31 | 2019-12-31 | 365 | 7.3045 | 7 | 0.30453
7694 | 6.63 | 1 | 2018-12-31 | 2019-12-31 | 365 | 7.5967 | 7 | 0.59671
7046 | 6.63 | 1 | 2018-12-31 | 2019-12-31 | 365 | 7.5967 | 7 | 0.59671
7037 | 9.69 | 1 | 2018-12-31 | 2019-12-31 | 365 | 11.1029 | 11 | 0.10288
7785 | 7.14 | 1 | 2018-12-31 | 2019-12-31 | 365 | 8.1811 | 8 | 0.18107
7697 | 4.845 | 1 | 2018-12-31 | 2019-12-31 | 365 | 5.5514 | 5 | 0.55144
6956 | 3.675 | 1 | 2018-12-31 | 2019-12-31 | 365 | 4.2108 | 4 | 0.21084
7049 | 8.67 | 1 | 2018-12-31 | 2019-12-31 | 365 | 9.9342 | 9 | 0.93416
7698 | 4.59 | 1 | 2018-12-31 | 2019-12-31 | 365 | 5.2593 | 5 | 0.25926
7034 | 3.06 | 1 | 2018-12-31 | 2019-12-31 | 365 | 3.5062 | 3 | 0.50617
7700 | 5.865 | 1 | 2018-12-31 | 2019-12-31 | 365 | 6.7202 | 6 | 0.72016
7025 | 3 | 1 | 2018-12-31 | 2019-12-31 | 365 | 3.4374 | 3 | 0.43742
7781 | 9.69 | 1 | 2018-12-31 | 2019-12-31 | 365 | 11.1029 | 11 | 0.10288
7787 | 7.14 | 1 | 2018-12-31 | 2019-12-31 | 365 | 8.1811 | 8 | 0.18107
7702 | 3.825 | 1 | 2018-12-31 | 2019-12-31 | 365 | 4.3827 | 4 | 0.38272
7016 | 6.63 | 1 | 2018-12-31 | 2019-12-31 | 365 | 7.5967 | 7 | 0.59671
7791 | 7.14 | 1 | 2018-12-31 | 2019-12-31 | 365 | 8.1811 | 8 | 0.18107
7007 | 8.16 | 1 | 2018-12-31 | 2019-12-31 | 365 | 9.3498 | 9 | 0.34979
7705 | 5.355 | 1 | 2018-12-31 | 2019-12-31 | 365 | 6.1358 | 6 | 0.1358
7730 | 9.18 | 1 | 2018-12-31 | 2019-12-31 | 365 | 10.5185 | 10 | 0.51852
7020 | 7.395 | 1 | 2018-12-31 | 2019-12-31 | 365 | 8.4733 | 8 | 0.47325
7385 | 8.67 | 1 | 2018-12-31 | 2019-12-31 | 365 | 9.9342 | 9 | 0.93416
7014 | 9.435 | 1 | 2018-12-31 | 2019-12-31 | 365 | 10.8107 | 10 | 0.8107
7733 | 3.825 | 1 | 2018-12-31 | 2019-12-31 | 365 | 4.3827 | 4 | 0.38272
7389 | 6.5 | 1 | 2018-12-31 | 2019-12-31 | 365 | 7.4478 | 7 | 0.44775
7011 | 2.295 | 1 | 2018-12-31 | 2019-12-31 | 365 | 2.6296 | 2 | 0.62963
7005 | 5.1 | 1 | 2018-12-31 | 2019-12-31 | 365 | 5.8436 | 5 | 0.84362
7051 | 3.315 | 1 | 2018-12-31 | 2019-12-31 | 365 | 3.7984 | 3 | 0.79835
7714 | 6.885 | 1 | 2018-12-31 | 2019-12-31 | 365 | 7.8889 | 7 | 0.88889
7717 | 10 | 1 | 2018-12-31 | 2019-12-31 | 365 | 11.4581 | 11 | 0.45808
7405 | 5.1 | 1 | 2018-12-31 | 2019-12-31 | 365 | 5.8436 | 5 | 0.84362
7900 | 7.14 | 1 | 2018-12-31 | 2019-12-31 | 365 | 8.1811 | 8 | 0.18107
7455 | 4.845 | 1 | 2018-12-31 | 2019-12-31 | 365 | 5.5514 | 5 | 0.55144
7403 | 3.06 | 1 | 2018-12-31 | 2019-12-31 | 365 | 3.5062 | 3 | 0.50617
7889 | 6.375 | 1 | 2018-12-31 | 2019-12-31 | 365 | 7.3045 | 7 | 0.30453
7400 | 5.865 | 1 | 2018-12-31 | 2019-12-31 | 365 | 6.7202 | 6 | 0.72016
7897 | 4.335 | 1 | 2018-12-31 | 2019-12-31 | 365 | 4.9671 | 4 | 0.96708
7276 | 5.1 | 1 | 2018-12-31 | 2019-12-31 | 365 | 5.8436 | 5 | 0.84362
7707 | 9 | 1 | 2018-12-31 | 2019-12-31 | 365 | 10.3123 | 10 | 0.31227
7184 | 4.845 | 1 | 2018-12-31 | 2019-12-31 | 365 | 5.5514 | 5 | 0.55144
7271 | 3.57 | 1 | 2018-12-31 | 2019-12-31 | 365 | 4.0905 | 4 | 0.090535
7713 | 3.06 | 1 | 2018-12-31 | 2019-12-31 | 365 | 3.5062 | 3 | 0.50617
7952 | 6 | 1 | 2018-12-31 | 2019-12-31 | 365 | 6.8748 | 6 | 0.87485
7943 | 5.355 | 1 | 2018-12-31 | 2019-12-31 | 365 | 6.1358 | 6 | 0.1358
7375 | 6.885 | 1 | 2018-12-31 | 2019-12-31 | 365 | 7.8889 | 7 | 0.88889
7937 | 3.75 | 1 | 2018-12-31 | 2019-12-31 | 365 | 4.2968 | 4 | 0.29678
7956 | 4.59 | 1 | 2018-12-31 | 2019-12-31 | 365 | 5.2593 | 5 | 0.25926
7252 | 5.865 | 1 | 2018-12-31 | 2019-12-31 | 365 | 6.7202 | 6 | 0.72016
7213 | 3.06 | 1 | 2018-12-31 | 2019-12-31 | 365 | 3.5062 | 3 | 0.50617
7936 | 4.75 | 1 | 2018-12-31 | 2019-12-31 | 365 | 5.4426 | 5 | 0.44259
7207 | 4.845 | 1 | 2018-12-31 | 2019-12-31 | 365 | 5.5514 | 5 | 0.55144
7923 | 7.14 | 1 | 2018-12-31 | 2019-12-31 | 365 | 8.1811 | 8 | 0.18107
7192 | 6.5 | 1 | 2018-12-31 | 2019-12-31 | 365 | 7.4478 | 7 | 0.44775
7953 | 6.885 | 1 | 2018-12-31 | 2019-12-31 | 365 | 7.8889 | 7 | 0.88889
7214 | 7.5 | 1 | 2018-12-31 | 2019-12-31 | 365 | 8.5936 | 8 | 0.59356
7206 | 4.08 | 1 | 2018-12-31 | 2019-12-31 | 365 | 4.6749 | 4 | 0.6749
7212 | 2.25 | 1 | 2018-12-31 | 2019-12-31 | 365 | 2.5781 | 2 | 0.57807
7203 | 9.18 | 1 | 2018-12-31 | 2019-12-31 | 365 | 10.5185 | 10 | 0.51852
7208 | 7.395 | 1 | 2018-12-31 | 2019-12-31 | 365 | 8.4733 | 8 | 0.47325
7250 | 9.065 | 1 | 2018-12-31 | 2019-12-31 | 365 | 10.3867 | 10 | 0.38675
7246 | 5.5 | 1 | 2018-12-31 | 2019-12-31 | 365 | 6.3019 | 6 | 0.30194
7198 | 6.375 | 1 | 2018-12-31 | 2019-12-31 | 365 | 7.3045 | 7 | 0.30453
7209 | 7.25 | 1 | 2018-12-31 | 2019-12-31 | 365 | 8.3071 | 8 | 0.30711
7241 | 5.355 | 1 | 2018-12-31 | 2019-12-31 | 365 | 6.1358 | 6 | 0.1358
7505 | 4.59 | 1 | 2018-12-31 | 2019-12-31 | 365 | 5.2593 | 5 | 0.25926
6900 | 5.5 | 1 | 2018-12-31 | 2019-12-31 | 365 | 6.3019 | 6 | 0.30194
7237 | 5.75 | 1 | 2018-12-31 | 2019-12-31 | 365 | 6.5884 | 6 | 0.5884
6840 | 6.75 | 1 | 2018-12-31 | 2019-12-31 | 365 | 7.7342 | 7 | 0.7342
7511 | 5.1 | 1 | 2018-12-31 | 2019-12-31 | 365 | 5.8436 | 5 | 0.84362
6957 | 6.375 | 1 | 2018-12-31 | 2019-12-31 | 365 | 7.3045 | 7 | 0.30453
7254 | 7.905 | 1 | 2018-12-31 | 2019-12-31 | 365 | 9.0576 | 9 | 0.057612
6893 | 9 | 1 | 2018-12-31 | 2019-12-31 | 365 | 10.3123 | 10 | 0.31227
7922 | 3.5 | 1 | 2018-12-31 | 2019-12-31 | 365 | 4.0103 | 4 | 0.010328
6951 | 6 | 1 | 2018-12-31 | 2019-12-31 | 365 | 6.8748 | 6 | 0.87485
7517 | 2.805 | 1 | 2018-12-31 | 2019-12-31 | 365 | 3.214 | 3 | 0.21399
6986 | 5.865 | 1 | 2018-12-31 | 2019-12-31 | 365 | 6.7202 | 6 | 0.72016
7920 | 4.08 | 1 | 2018-12-31 | 2019-12-31 | 365 | 4.6749 | 4 | 0.6749
6950 | 4.25 | 1 | 2018-12-31 | 2019-12-31 | 365 | 4.8697 | 4 | 0.86968
6948 | 4 | 1 | 2018-12-31 | 2019-12-31 | 365 | 4.5832 | 4 | 0.58323
7911 | 7.65 | 1 | 2018-12-31 | 2019-12-31 | 365 | 8.7654 | 8 | 0.76543
6946 | 6 | 1 | 2018-12-31 | 2019-12-31 | 365 | 6.8748 | 6 | 0.87485
7794 | 8.75 | 1 | 2018-12-31 | 2019-12-31 | 365 | 10.0258 | 10 | 0.02582
6966 | 7.25 | 1 | 2018-12-31 | 2019-12-31 | 365 | 8.3071 | 8 | 0.30711
7393 | 2.04 | 1 | 2018-12-31 | 2019-12-31 | 365 | 2.3374 | 2 | 0.33745
8021 | 4.845 | 1 | 2018-12-31 | 2019-12-31 | 365 | 5.5514 | 5 | 0.55144
7134 | 7.5 | 1 | 2018-12-31 | 2019-12-31 | 365 | 8.5936 | 8 | 0.59356
7299 | 7 | 1 | 2018-12-31 | 2019-12-31 | 365 | 8.0207 | 8 | 0.020656
7740 | 6.5 | 1 | 2018-12-31 | 2019-12-31 | 365 | 7.4478 | 7 | 0.44775
7440 | 5.865 | 1 | 2018-12-31 | 2019-12-31 | 365 | 6.7202 | 6 | 0.72016
7743 | 4.335 | 1 | 2018-12-31 | 2019-12-31 | 365 | 4.9671 | 4 | 0.96708
6905 | 4.335 | 1 | 2018-12-31 | 2019-12-31 | 365 | 4.9671 | 4 | 0.96708
7457 | 5.355 | 1 | 2018-12-31 | 2019-12-31 | 365 | 6.1358 | 6 | 0.1358
7442 | 5.61 | 1 | 2018-12-31 | 2019-12-31 | 365 | 6.428 | 6 | 0.42798
8325 | 4 | 1 | 2018-12-31 | 2019-12-31 | 365 | 4.5832 | 4 | 0.58323
7504 | 7.25 | 1 | 2018-12-31 | 2019-12-31 | 365 | 8.3071 | 8 | 0.30711
7219 | 3.315 | 1 | 2018-12-31 | 2019-12-31 | 365 | 3.7984 | 3 | 0.79835
7994 | 5.5 | 1 | 2018-12-31 | 2019-12-31 | 365 | 6.3019 | 6 | 0.30194
7216 | 6.885 | 1 | 2018-12-31 | 2019-12-31 | 365 | 7.8889 | 7 | 0.88889
7215 | 7.65 | 1 | 2018-12-31 | 2019-12-31 | 365 | 8.7654 | 8 | 0.76543
6901 | 3.92 | 1 | 2018-12-31 | 2019-12-31 | 365 | 4.4916 | 4 | 0.49157
7604 | 3.25 | 1 | 2018-12-31 | 2019-12-31 | 365 | 3.7239 | 3 | 0.72388
7436 | 8.415 | 1 | 2018-12-31 | 2019-12-31 | 365 | 9.642 | 9 | 0.64197
7374 | 6.375 | 1 | 2018-12-31 | 2019-12-31 | 365 | 7.3045 | 7 | 0.30453
7297 | 4.5 | 1 | 2018-12-31 | 2019-12-31 | 365 | 5.1561 | 5 | 0.15614
7006 | 5 | 1 | 2018-12-31 | 2019-12-31 | 365 | 5.729 | 5 | 0.72904
8343 | 3.57 | 1 | 2018-12-31 | 2019-12-31 | 365 | 4.0905 | 4 | 0.090535
7301 | 7.75 | 1 | 2018-12-31 | 2019-12-31 | 365 | 8.88 | 8 | 0.88001
7308 | 8.75 | 1 | 2018-12-31 | 2019-12-31 | 365 | 10.0258 | 10 | 0.02582
7302 | 7.65 | 1 | 2018-12-31 | 2019-12-31 | 365 | 8.7654 | 8 | 0.76543
6998 | 8.67 | 1 | 2018-12-31 | 2019-12-31 | 365 | 9.9342 | 9 | 0.93416
7907 | 5.355 | 1 | 2018-12-31 | 2019-12-31 | 365 | 6.1358 | 6 | 0.1358
6980 | 5.355 | 1 | 2018-12-31 | 2019-12-31 | 365 | 6.1358 | 6 | 0.1358
8157 | 4.25 | 1 | 2018-12-31 | 2019-12-31 | 365 | 4.8697 | 4 | 0.86968
6991 | 6.12 | 1 | 2018-12-31 | 2019-12-31 | 365 | 7.0123 | 7 | 0.012345
8136 | 5.865 | 1 | 2018-12-31 | 2019-12-31 | 365 | 6.7202 | 6 | 0.72016
6967 | 4.75 | 1 | 2018-12-31 | 2019-12-31 | 365 | 5.4426 | 5 | 0.44259
6961 | 6.63 | 1 | 2018-12-31 | 2019-12-31 | 365 | 7.5967 | 7 | 0.59671
7349 | 7.14 | 1 | 2018-12-31 | 2019-12-31 | 365 | 8.1811 | 8 | 0.18107
7347 | 7.65 | 1 | 2018-12-31 | 2019-12-31 | 365 | 8.7654 | 8 | 0.76543
7300 | 6.885 | 1 | 2018-12-31 | 2019-12-31 | 365 | 7.8889 | 7 | 0.88889
6911 | 7.395 | 1 | 2018-12-31 | 2019-12-31 | 365 | 8.4733 | 8 | 0.47325
6917 | 4.41 | 1 | 2018-12-31 | 2019-12-31 | 365 | 5.053 | 5 | 0.053013
8100 | 8.415 | 1 | 2018-12-31 | 2019-12-31 | 365 | 9.642 | 9 | 0.64197
6891 | 8 | 1 | 2018-12-31 | 2019-12-31 | 365 | 9.1665 | 9 | 0.16646
7319 | 4.08 | 1 | 2018-12-31 | 2019-12-31 | 365 | 4.6749 | 4 | 0.6749
7063 | 3.825 | 1 | 2018-12-31 | 2019-12-31 | 365 | 4.3827 | 4 | 0.38272
7058 | 6.75 | 1 | 2018-12-31 | 2019-12-31 | 365 | 7.7342 | 7 | 0.7342
7475 | 4.165 | 1 | 2018-12-31 | 2019-12-31 | 365 | 4.7723 | 4 | 0.77229
7145 | 7.65 | 1 | 2018-12-31 | 2019-12-31 | 365 | 8.7654 | 8 | 0.76543
7084 | 8.67 | 1 | 2018-12-31 | 2019-12-31 | 365 | 9.9342 | 9 | 0.93416
7001 | 6.375 | 1 | 2018-12-31 | 2019-12-31 | 365 | 7.3045 | 7 | 0.30453
8105 | 3.57 | 1 | 2018-12-31 | 2019-12-31 | 365 | 4.0905 | 4 | 0.090535
7265 | 7.105 | 1 | 2018-12-31 | 2019-12-31 | 365 | 8.141 | 8 | 0.14097
8112 | 6.12 | 1 | 2018-12-31 | 2019-12-31 | 365 | 7.0123 | 7 | 0.012345
7373 | 4.08 | 1 | 2018-12-31 | 2019-12-31 | 365 | 4.6749 | 4 | 0.6749
8158 | 7.905 | 1 | 2018-12-31 | 2019-12-31 | 365 | 9.0576 | 9 | 0.057612
7524 | 5.5 | 1 | 2018-12-31 | 2019-12-31 | 365 | 6.3019 | 6 | 0.30194
8154 | 6.12 | 1 | 2018-12-31 | 2019-12-31 | 365 | 7.0123 | 7 | 0.012345
8119 | 5.1 | 1 | 2018-12-31 | 2019-12-31 | 365 | 5.8436 | 5 | 0.84362
7520 | 4.25 | 1 | 2018-12-31 | 2019-12-31 | 365 | 4.8697 | 4 | 0.86968
7264 | 9.75 | 1 | 2018-12-31 | 2019-12-31 | 365 | 11.1716 | 11 | 0.17163
8123 | 4.08 | 1 | 2018-12-31 | 2019-12-31 | 365 | 4.6749 | 4 | 0.6749
7518 | 5.5 | 1 | 2018-12-31 | 2019-12-31 | 365 | 6.3019 | 6 | 0.30194
7364 | 3.75 | 1 | 2018-12-31 | 2019-12-31 | 365 | 4.2968 | 4 | 0.29678
8118 | 3.57 | 1 | 2018-12-31 | 2019-12-31 | 365 | 4.0905 | 4 | 0.090535
8166 | 2.25 | 1 | 2018-12-31 | 2019-12-31 | 365 | 2.5781 | 2 | 0.57807
7515 | 7.75 | 1 | 2018-12-31 | 2019-12-31 | 365 | 8.88 | 8 | 0.88001
8114 | 9.18 | 1 | 2018-12-31 | 2019-12-31 | 365 | 10.5185 | 10 | 0.51852
7509 | 6.25 | 1 | 2018-12-31 | 2019-12-31 | 365 | 7.1613 | 7 | 0.1613
7499 | 8 | 1 | 2018-12-31 | 2019-12-31 | 365 | 9.1665 | 9 | 0.16646
8107 | 7.14 | 1 | 2018-12-31 | 2019-12-31 | 365 | 8.1811 | 8 | 0.18107
8172 | 9.435 | 1 | 2018-12-31 | 2019-12-31 | 365 | 10.8107 | 10 | 0.8107
7363 | 5.75 | 1 | 2018-12-31 | 2019-12-31 | 365 | 6.5884 | 6 | 0.5884
8102 | 5 | 1 | 2018-12-31 | 2019-12-31 | 365 | 5.729 | 5 | 0.72904
7465 | 8.25 | 1 | 2018-12-31 | 2019-12-31 | 365 | 9.4529 | 9 | 0.45292
7287 | 5.61 | 1 | 2018-12-31 | 2019-12-31 | 365 | 6.428 | 6 | 0.42798
8179 | 8.16 | 1 | 2018-12-31 | 2019-12-31 | 365 | 9.3498 | 9 | 0.34979
7462 | 5.5 | 1 | 2018-12-31 | 2019-12-31 | 365 | 6.3019 | 6 | 0.30194
8091 | 5.5 | 1 | 2018-12-31 | 2019-12-31 | 365 | 6.3019 | 6 | 0.30194
8089 | 9.435 | 1 | 2018-12-31 | 2019-12-31 | 365 | 10.8107 | 10 | 0.8107
7284 | 7 | 1 | 2018-12-31 | 2019-12-31 | 365 | 8.0207 | 8 | 0.020656
8087 | 5.1 | 1 | 2018-12-31 | 2019-12-31 | 365 | 5.8436 | 5 | 0.84362
7547 | 4.5 | 1 | 2018-12-31 | 2019-12-31 | 365 | 5.1561 | 5 | 0.15614
8078 | 7.65 | 1 | 2018-12-31 | 2019-12-31 | 365 | 8.7654 | 8 | 0.76543
7282 | 7.905 | 1 | 2018-12-31 | 2019-12-31 | 365 | 9.0576 | 9 | 0.057612
7542 | 2.04 | 1 | 2018-12-31 | 2019-12-31 | 365 | 2.3374 | 2 | 0.33745
8074 | 6.885 | 1 | 2018-12-31 | 2019-12-31 | 365 | 7.8889 | 7 | 0.88889
7273 | 6.375 | 1 | 2018-12-31 | 2019-12-31 | 365 | 7.3045 | 7 | 0.30453
8071 | 4.845 | 1 | 2018-12-31 | 2019-12-31 | 365 | 5.5514 | 5 | 0.55144
7535 | 4.08 | 1 | 2018-12-31 | 2019-12-31 | 365 | 4.6749 | 4 | 0.6749
8204 | 5.5 | 1 | 2018-12-31 | 2019-12-31 | 365 | 6.3019 | 6 | 0.30194
8188 | 9.18 | 1 | 2018-12-31 | 2019-12-31 | 365 | 10.5185 | 10 | 0.51852
7531 | 6.75 | 1 | 2018-12-31 | 2019-12-31 | 365 | 7.7342 | 7 | 0.7342
7528 | 2.805 | 1 | 2018-12-31 | 2019-12-31 | 365 | 3.214 | 3 | 0.21399
7272 | 6.63 | 1 | 2018-12-31 | 2019-12-31 | 365 | 7.5967 | 7 | 0.59671
8183 | 5.865 | 1 | 2018-12-31 | 2019-12-31 | 365 | 6.7202 | 6 | 0.72016
7270 | 4.59 | 1 | 2018-12-31 | 2019-12-31 | 365 | 5.2593 | 5 | 0.25926
7522 | 8.925 | 1 | 2018-12-31 | 2019-12-31 | 365 | 10.2263 | 10 | 0.22634
7295 | 3.57 | 1 | 2018-12-31 | 2019-12-31 | 365 | 4.0905 | 4 | 0.090535
8120 | 5.355 | 1 | 2018-12-31 | 2019-12-31 | 365 | 6.1358 | 6 | 0.1358
8194 | 8.5 | 1 | 2018-12-31 | 2019-12-31 | 365 | 9.7394 | 9 | 0.73937
7018 | 5.865 | 1 | 2018-12-31 | 2019-12-31 | 365 | 6.7202 | 6 | 0.72016
8380 | 5.355 | 1 | 2018-12-31 | 2019-12-31 | 365 | 6.1358 | 6 | 0.1358
7293 | 9.69 | 1 | 2018-12-31 | 2019-12-31 | 365 | 11.1029 | 11 | 0.10288
7294 | 2.295 | 1 | 2018-12-31 | 2019-12-31 | 365 | 2.6296 | 2 | 0.62963
8383 | 4.59 | 1 | 2018-12-31 | 2019-12-31 | 365 | 5.2593 | 5 | 0.25926
8124 | 3.06 | 1 | 2018-12-31 | 2019-12-31 | 365 | 3.5062 | 3 | 0.50617
8388 | 9.945 | 1 | 2018-12-31 | 2019-12-31 | 365 | 11.3951 | 11 | 0.39506
7584 | 4.5 | 1 | 2018-12-31 | 2019-12-31 | 365 | 5.1561 | 5 | 0.15614
8126 | 8.16 | 1 | 2018-12-31 | 2019-12-31 | 365 | 9.3498 | 9 | 0.34979
8379 | 3.57 | 1 | 2018-12-31 | 2019-12-31 | 365 | 4.0905 | 4 | 0.090535
7582 | 6.885 | 1 | 2018-12-31 | 2019-12-31 | 365 | 7.8889 | 7 | 0.88889
8375 | 5.355 | 1 | 2018-12-31 | 2019-12-31 | 365 | 6.1358 | 6 | 0.1358
7579 | 2.75 | 1 | 2018-12-31 | 2019-12-31 | 365 | 3.151 | 3 | 0.15097
8370 | 7.395 | 1 | 2018-12-31 | 2019-12-31 | 365 | 8.4733 | 8 | 0.47325
8135 | 4.335 | 1 | 2018-12-31 | 2019-12-31 | 365 | 4.9671 | 4 | 0.96708
7317 | 6 | 1 | 2018-12-31 | 2019-12-31 | 365 | 6.8748 | 6 | 0.87485
8132 | 5.1 | 1 | 2018-12-31 | 2019-12-31 | 365 | 5.8436 | 5 | 0.84362
7712 | 7.14 | 1 | 2018-12-31 | 2019-12-31 | 365 | 8.1811 | 8 | 0.18107
8323 | 6.375 | 1 | 2018-12-31 | 2019-12-31 | 365 | 7.3045 | 7 | 0.30453
7709 | 7 | 1 | 2018-12-31 | 2019-12-31 | 365 | 8.0207 | 8 | 0.020656
7706 | 6.885 | 1 | 2018-12-31 | 2019-12-31 | 365 | 7.8889 | 7 | 0.88889
8320 | 5.61 | 1 | 2018-12-31 | 2019-12-31 | 365 | 6.428 | 6 | 0.42798
7699 | 3.57 | 1 | 2018-12-31 | 2019-12-31 | 365 | 4.0905 | 4 | 0.090535
8155 | 8.415 | 1 | 2018-12-31 | 2019-12-31 | 365 | 9.642 | 9 | 0.64197
7696 | 5.865 | 1 | 2018-12-31 | 2019-12-31 | 365 | 6.7202 | 6 | 0.72016
8290 | 9.18 | 1 | 2018-12-31 | 2019-12-31 | 365 | 10.5185 | 10 | 0.51852
7693 | 4.08 | 1 | 2018-12-31 | 2019-12-31 | 365 | 4.6749 | 4 | 0.6749
8279 | 6.885 | 1 | 2018-12-31 | 2019-12-31 | 365 | 7.8889 | 7 | 0.88889
7689 | 4.5 | 1 | 2018-12-31 | 2019-12-31 | 365 | 5.1561 | 5 | 0.15614
8164 | 9.18 | 1 | 2018-12-31 | 2019-12-31 | 365 | 10.5185 | 10 | 0.51852
8269 | 6.75 | 1 | 2018-12-31 | 2019-12-31 | 365 | 7.7342 | 7 | 0.7342
8260 | 6.375 | 1 | 2018-12-31 | 2019-12-31 | 365 | 7.3045 | 7 | 0.30453
7685 | 2.75 | 1 | 2018-12-31 | 2019-12-31 | 365 | 3.151 | 3 | 0.15097
8174 | 4.335 | 1 | 2018-12-31 | 2019-12-31 | 365 | 4.9671 | 4 | 0.96708
7676 | 7.905 | 1 | 2018-12-31 | 2019-12-31 | 365 | 9.0576 | 9 | 0.057612
8178 | 3.315 | 1 | 2018-12-31 | 2019-12-31 | 365 | 3.7984 | 3 | 0.79835
8390 | 9.18 | 1 | 2018-12-31 | 2019-12-31 | 365 | 10.5185 | 10 | 0.51852
7671 | 2 | 1 | 2018-12-31 | 2019-12-31 | 365 | 2.2916 | 2 | 0.29162
7664 | 7.25 | 1 | 2018-12-31 | 2019-12-31 | 365 | 8.3071 | 8 | 0.30711
7659 | 6.12 | 1 | 2018-12-31 | 2019-12-31 | 365 | 7.0123 | 7 | 0.012345
8275 | 4.845 | 1 | 2018-12-31 | 2019-12-31 | 365 | 5.5514 | 5 | 0.55144
8273 | 5.5 | 1 | 2018-12-31 | 2019-12-31 | 365 | 6.3019 | 6 | 0.30194
8200 | 4.845 | 1 | 2018-12-31 | 2019-12-31 | 365 | 5.5514 | 5 | 0.55144
8268 | 6.63 | 1 | 2018-12-31 | 2019-12-31 | 365 | 7.5967 | 7 | 0.59671
8266 | 5.5 | 1 | 2018-12-31 | 2019-12-31 | 365 | 6.3019 | 6 | 0.30194
8098 | 5.5 | 1 | 2018-12-31 | 2019-12-31 | 365 | 6.3019 | 6 | 0.30194
8147 | 3.315 | 1 | 2018-12-31 | 2019-12-31 | 365 | 3.7984 | 3 | 0.79835
8207 | 7.14 | 1 | 2018-12-31 | 2019-12-31 | 365 | 8.1811 | 8 | 0.18107
7643 | 5.61 | 1 | 2018-12-31 | 2019-12-31 | 365 | 6.428 | 6 | 0.42798
8248 | 8.415 | 1 | 2018-12-31 | 2019-12-31 | 365 | 9.642 | 9 | 0.64197
8068 | 7.905 | 1 | 2018-12-31 | 2019-12-31 | 365 | 9.0576 | 9 | 0.057612
7640 | 6 | 1 | 2018-12-31 | 2019-12-31 | 365 | 6.8748 | 6 | 0.87485
8244 | 9.18 | 1 | 2018-12-31 | 2019-12-31 | 365 | 10.5185 | 10 | 0.51852
8239 | 6.12 | 1 | 2018-12-31 | 2019-12-31 | 365 | 7.0123 | 7 | 0.012345
8234 | 4.59 | 1 | 2018-12-31 | 2019-12-31 | 365 | 5.2593 | 5 | 0.25926
8226 | 5.355 | 1 | 2018-12-31 | 2019-12-31 | 365 | 6.1358 | 6 | 0.1358
8229 | 4.59 | 1 | 2018-12-31 | 2019-12-31 | 365 | 5.2593 | 5 | 0.25926
7630 | 6.12 | 1 | 2018-12-31 | 2019-12-31 | 365 | 7.0123 | 7 | 0.012345
8219 | 6.63 | 1 | 2018-12-31 | 2019-12-31 | 365 | 7.5967 | 7 | 0.59671
7624 | 6.5 | 1 | 2018-12-31 | 2019-12-31 | 365 | 7.4478 | 7 | 0.44775
8208 | 8.415 | 1 | 2018-12-31 | 2019-12-31 | 365 | 9.642 | 9 | 0.64197
7619 | 7.65 | 1 | 2018-12-31 | 2019-12-31 | 365 | 8.7654 | 8 | 0.76543
8080 | 6.63 | 1 | 2018-12-31 | 2019-12-31 | 365 | 7.5967 | 7 | 0.59671
7634 | 6.75 | 1 | 2018-12-31 | 2019-12-31 | 365 | 7.7342 | 7 | 0.7342
7453 | 4.59 | 1 | 2018-12-31 | 2019-12-31 | 365 | 5.2593 | 5 | 0.25926
7449 | 4.5 | 1 | 2018-12-31 | 2019-12-31 | 365 | 5.1561 | 5 | 0.15614
7450 | 4.59 | 1 | 2018-12-31 | 2019-12-31 | 365 | 5.2593 | 5 | 0.25926
8358 | 7.14 | 1 | 2018-12-31 | 2019-12-31 | 365 | 8.1811 | 8 | 0.18107
8092 | 6.25 | 1 | 2018-12-31 | 2019-12-31 | 365 | 7.1613 | 7 | 0.1613
8153 | 6.12 | 1 | 2018-12-31 | 2019-12-31 | 365 | 7.0123 | 7 | 0.012345
7447 | 7.25 | 1 | 2018-12-31 | 2019-12-31 | 365 | 8.3071 | 8 | 0.30711
8055 | 5.1 | 1 | 2018-12-31 | 2019-12-31 | 365 | 5.8436 | 5 | 0.84362
8361 | 6.12 | 1 | 2018-12-31 | 2019-12-31 | 365 | 7.0123 | 7 | 0.012345
7446 | 3.825 | 1 | 2018-12-31 | 2019-12-31 | 365 | 4.3827 | 4 | 0.38272
8037 | 8 | 1 | 2018-12-31 | 2019-12-31 | 365 | 9.1665 | 9 | 0.16646
7445 | 9.75 | 1 | 2018-12-31 | 2019-12-31 | 365 | 11.1716 | 11 | 0.17163
8031 | 4.845 | 1 | 2018-12-31 | 2019-12-31 | 365 | 5.5514 | 5 | 0.55144
8365 | 3.825 | 1 | 2018-12-31 | 2019-12-31 | 365 | 4.3827 | 4 | 0.38272
8019 | 5.1 | 1 | 2018-12-31 | 2019-12-31 | 365 | 5.8436 | 5 | 0.84362
7532 | 4.335 | 1 | 2018-12-31 | 2019-12-31 | 365 | 4.9671 | 4 | 0.96708
7545 | 3.185 | 1 | 2018-12-31 | 2019-12-31 | 365 | 3.6494 | 3 | 0.6494
8369 | 8.415 | 1 | 2018-12-31 | 2019-12-31 | 365 | 9.642 | 9 | 0.64197
8012 | 7.395 | 1 | 2018-12-31 | 2019-12-31 | 365 | 8.4733 | 8 | 0.47325
8210 | 3.5 | 1 | 2018-12-31 | 2019-12-31 | 365 | 4.0103 | 4 | 0.010328
7516 | 6.12 | 1 | 2018-12-31 | 2019-12-31 | 365 | 7.0123 | 7 | 0.012345
7510 | 6.25 | 1 | 2018-12-31 | 2019-12-31 | 365 | 7.1613 | 7 | 0.1613
7508 | 7.395 | 1 | 2018-12-31 | 2019-12-31 | 365 | 8.4733 | 8 | 0.47325
7540 | 7.395 | 1 | 2018-12-31 | 2019-12-31 | 365 | 8.4733 | 8 | 0.47325
7539 | 5.61 | 1 | 2018-12-31 | 2019-12-31 | 365 | 6.428 | 6 | 0.42798
7537 | 4.845 | 1 | 2018-12-31 | 2019-12-31 | 365 | 5.5514 | 5 | 0.55144
8101 | 9.18 | 1 | 2018-12-31 | 2019-12-31 | 365 | 10.5185 | 10 | 0.51852
8300 | 9.69 | 1 | 2018-12-31 | 2019-12-31 | 365 | 11.1029 | 11 | 0.10288
8314 | 7.905 | 1 | 2018-12-31 | 2019-12-31 | 365 | 9.0576 | 9 | 0.057612
7536 | 6 | 1 | 2018-12-31 | 2019-12-31 | 365 | 6.8748 | 6 | 0.87485
7533 | 6 | 1 | 2018-12-31 | 2019-12-31 | 365 | 6.8748 | 6 | 0.87485
7580 | 7.395 | 1 | 2018-12-31 | 2019-12-31 | 365 | 8.4733 | 8 | 0.47325
7578 | 5 | 1 | 2018-12-31 | 2019-12-31 | 365 | 5.729 | 5 | 0.72904
7576 | 5.355 | 1 | 2018-12-31 | 2019-12-31 | 365 | 6.1358 | 6 | 0.1358
8396 | 5.865 | 1 | 2018-12-31 | 2019-12-31 | 365 | 6.7202 | 6 | 0.72016
7570 | 5.5 | 1 | 2018-12-31 | 2019-12-31 | 365 | 6.3019 | 6 | 0.30194
8393 | 4.59 | 1 | 2018-12-31 | 2019-12-31 | 365 | 5.2593 | 5 | 0.25926
7574 | 4.75 | 1 | 2018-12-31 | 2019-12-31 | 365 | 5.4426 | 5 | 0.44259
7563 | 4.08 | 1 | 2018-12-31 | 2019-12-31 | 365 | 4.6749 | 4 | 0.6749
7968 | 6.12 | 1 | 2018-12-31 | 2019-12-31 | 365 | 7.0123 | 7 | 0.012345
7561 | 7 | 1 | 2018-12-31 | 2019-12-31 | 365 | 8.0207 | 8 | 0.020656
8474 | 4.845 | 1 | 2018-12-31 | 2019-12-31 | 365 | 5.5514 | 5 | 0.55144
7523 | 6 | 1 | 2018-12-31 | 2019-12-31 | 365 | 6.8748 | 6 | 0.87485
7967 | 6.5 | 1 | 2018-12-31 | 2019-12-31 | 365 | 7.4478 | 7 | 0.44775
7633 | 7.65 | 1 | 2018-12-31 | 2019-12-31 | 365 | 8.7654 | 8 | 0.76543
7965 | 4.59 | 1 | 2018-12-31 | 2019-12-31 | 365 | 5.2593 | 5 | 0.25926
7625 | 4.845 | 1 | 2018-12-31 | 2019-12-31 | 365 | 5.5514 | 5 | 0.55144
7964 | 6.63 | 1 | 2018-12-31 | 2019-12-31 | 365 | 7.5967 | 7 | 0.59671
7621 | 6.885 | 1 | 2018-12-31 | 2019-12-31 | 365 | 7.8889 | 7 | 0.88889
7962 | 4.845 | 1 | 2018-12-31 | 2019-12-31 | 365 | 5.5514 | 5 | 0.55144
8083 | 5.865 | 1 | 2018-12-31 | 2019-12-31 | 365 | 6.7202 | 6 | 0.72016
8065 | 3.06 | 1 | 2018-12-31 | 2019-12-31 | 365 | 3.5062 | 3 | 0.50617
7814 | 3.75 | 1 | 2018-12-31 | 2019-12-31 | 365 | 4.2968 | 4 | 0.29678
8453 | 5.865 | 1 | 2018-12-31 | 2019-12-31 | 365 | 6.7202 | 6 | 0.72016
8159 | 2.295 | 1 | 2018-12-31 | 2019-12-31 | 365 | 2.6296 | 2 | 0.62963
7864 | 5.5 | 1 | 2018-12-31 | 2019-12-31 | 365 | 6.3019 | 6 | 0.30194
8063 | 5.1 | 1 | 2018-12-31 | 2019-12-31 | 365 | 5.8436 | 5 | 0.84362
8470 | 7.14 | 1 | 2018-12-31 | 2019-12-31 | 365 | 8.1811 | 8 | 0.18107
7799 | 6.5 | 1 | 2018-12-31 | 2019-12-31 | 365 | 7.4478 | 7 | 0.44775
8030 | 2.5 | 1 | 2018-12-31 | 2019-12-31 | 365 | 2.8645 | 2 | 0.86452
7825 | 3.825 | 1 | 2018-12-31 | 2019-12-31 | 365 | 4.3827 | 4 | 0.38272
7948 | 7.14 | 1 | 2018-12-31 | 2019-12-31 | 365 | 8.1811 | 8 | 0.18107
7720 | 3.25 | 1 | 2018-12-31 | 2019-12-31 | 365 | 3.7239 | 3 | 0.72388
7719 | 2.55 | 1 | 2018-12-31 | 2019-12-31 | 365 | 2.9218 | 2 | 0.92181
8356 | 9.18 | 1 | 2018-12-31 | 2019-12-31 | 365 | 10.5185 | 10 | 0.51852
7821 | 3.57 | 1 | 2018-12-31 | 2019-12-31 | 365 | 4.0905 | 4 | 0.090535
8002 | 7.395 | 1 | 2018-12-31 | 2019-12-31 | 365 | 8.4733 | 8 | 0.47325
8445 | 5.355 | 1 | 2018-12-31 | 2019-12-31 | 365 | 6.1358 | 6 | 0.1358
7716 | 5.25 | 1 | 2018-12-31 | 2019-12-31 | 365 | 6.0155 | 6 | 0.015492
8006 | 7.5 | 1 | 2018-12-31 | 2019-12-31 | 365 | 8.5936 | 8 | 0.59356
8435 | 9.18 | 1 | 2018-12-31 | 2019-12-31 | 365 | 10.5185 | 10 | 0.51852
8084 | 2.805 | 1 | 2018-12-31 | 2019-12-31 | 365 | 3.214 | 3 | 0.21399
7715 | 5 | 1 | 2018-12-31 | 2019-12-31 | 365 | 5.729 | 5 | 0.72904
7999 | 8.16 | 1 | 2018-12-31 | 2019-12-31 | 365 | 9.3498 | 9 | 0.34979
8081 | 3.06 | 1 | 2018-12-31 | 2019-12-31 | 365 | 3.5062 | 3 | 0.50617
7858 | 3.315 | 1 | 2018-12-31 | 2019-12-31 | 365 | 3.7984 | 3 | 0.79835
7855 | 5.865 | 1 | 2018-12-31 | 2019-12-31 | 365 | 6.7202 | 6 | 0.72016
7997 | 6.885 | 1 | 2018-12-31 | 2019-12-31 | 365 | 7.8889 | 7 | 0.88889
7837 | 6.12 | 1 | 2018-12-31 | 2019-12-31 | 365 | 7.0123 | 7 | 0.012345
8152 | 6 | 1 | 2018-12-31 | 2019-12-31 | 365 | 6.8748 | 6 | 0.87485
8156 | 6.63 | 1 | 2018-12-31 | 2019-12-31 | 365 | 7.5967 | 7 | 0.59671
7810 | 4 | 1 | 2018-12-31 | 2019-12-31 | 365 | 4.5832 | 4 | 0.58323
7792 | 4.25 | 1 | 2018-12-31 | 2019-12-31 | 365 | 4.8697 | 4 | 0.86968
7711 | 5.1 | 1 | 2018-12-31 | 2019-12-31 | 365 | 5.8436 | 5 | 0.84362
8354 | 7.5 | 1 | 2018-12-31 | 2019-12-31 | 365 | 8.5936 | 8 | 0.59356
7991 | 3.5 | 1 | 2018-12-31 | 2019-12-31 | 365 | 4.0103 | 4 | 0.010328
8149 | 7.75 | 1 | 2018-12-31 | 2019-12-31 | 365 | 8.88 | 8 | 0.88001
7703 | 5.355 | 1 | 2018-12-31 | 2019-12-31 | 365 | 6.1358 | 6 | 0.1358
8145 | 5.355 | 1 | 2018-12-31 | 2019-12-31 | 365 | 6.1358 | 6 | 0.1358
8142 | 5.5 | 1 | 2018-12-31 | 2019-12-31 | 365 | 6.3019 | 6 | 0.30194
7464 | 5.355 | 1 | 2018-12-31 | 2019-12-31 | 365 | 6.1358 | 6 | 0.1358
8437 | 6 | 1 | 2018-12-31 | 2019-12-31 | 365 | 6.8748 | 6 | 0.87485
8113 | 7.25 | 1 | 2018-12-31 | 2019-12-31 | 365 | 8.3071 | 8 | 0.30711
7463 | 5.5 | 1 | 2018-12-31 | 2019-12-31 | 365 | 6.3019 | 6 | 0.30194
8106 | 5.355 | 1 | 2018-12-31 | 2019-12-31 | 365 | 6.1358 | 6 | 0.1358
8304 | 6.375 | 1 | 2018-12-31 | 2019-12-31 | 365 | 7.3045 | 7 | 0.30453
7459 | 6.75 | 1 | 2018-12-31 | 2019-12-31 | 365 | 7.7342 | 7 | 0.7342
7242 | 8.415 | 1 | 2018-12-31 | 2019-12-31 | 365 | 9.642 | 9 | 0.64197
8205 | 6.12 | 1 | 2018-12-31 | 2019-12-31 | 365 | 7.0123 | 7 | 0.012345
7525 | 9.69 | 1 | 2018-12-31 | 2019-12-31 | 365 | 11.1029 | 11 | 0.10288
7521 | 6.375 | 1 | 2018-12-31 | 2019-12-31 | 365 | 7.3045 | 7 | 0.30453
7519 | 3.57 | 1 | 2018-12-31 | 2019-12-31 | 365 | 4.0905 | 4 | 0.090535
7500 | 6.75 | 1 | 2018-12-31 | 2019-12-31 | 365 | 7.7342 | 7 | 0.7342
8010 | 4.08 | 1 | 2018-12-31 | 2019-12-31 | 365 | 4.6749 | 4 | 0.6749
7497 | 2.75 | 1 | 2018-12-31 | 2019-12-31 | 365 | 3.151 | 3 | 0.15097
8003 | 6.63 | 1 | 2018-12-31 | 2019-12-31 | 365 | 7.5967 | 7 | 0.59671
8302 | 8 | 1 | 2018-12-31 | 2019-12-31 | 365 | 9.1665 | 9 | 0.16646
7493 | 4.59 | 1 | 2018-12-31 | 2019-12-31 | 365 | 5.2593 | 5 | 0.25926
7995 | 9.945 | 1 | 2018-12-31 | 2019-12-31 | 365 | 11.3951 | 11 | 0.39506
7489 | 7.14 | 1 | 2018-12-31 | 2019-12-31 | 365 | 8.1811 | 8 | 0.18107
7833 | 4.335 | 1 | 2018-12-31 | 2019-12-31 | 365 | 4.9671 | 4 | 0.96708
7485 | 6.5 | 1 | 2018-12-31 | 2019-12-31 | 365 | 7.4478 | 7 | 0.44775
8077 | 6.75 | 1 | 2018-12-31 | 2019-12-31 | 365 | 7.7342 | 7 | 0.7342
6978 | 6.375 | 1 | 2018-12-31 | 2019-12-31 | 365 | 7.3045 | 7 | 0.30453
7482 | 5.39 | 1 | 2018-12-31 | 2019-12-31 | 365 | 6.1759 | 6 | 0.17591
8533 | 6.25 | 1 | 2018-12-31 | 2019-12-31 | 365 | 7.1613 | 7 | 0.1613
8131 | 5.355 | 1 | 2018-12-31 | 2019-12-31 | 365 | 6.1358 | 6 | 0.1358
7551 | 6.25 | 1 | 2018-12-31 | 2019-12-31 | 365 | 7.1613 | 7 | 0.1613
8360 | 5.61 | 1 | 2018-12-31 | 2019-12-31 | 365 | 6.428 | 6 | 0.42798
7296 | 7.75 | 1 | 2018-12-31 | 2019-12-31 | 365 | 8.88 | 8 | 0.88001
7587 | 8.75 | 1 | 2018-12-31 | 2019-12-31 | 365 | 10.0258 | 10 | 0.02582
8357 | 4.59 | 1 | 2018-12-31 | 2019-12-31 | 365 | 5.2593 | 5 | 0.25926
7571 | 4.845 | 1 | 2018-12-31 | 2019-12-31 | 365 | 5.5514 | 5 | 0.55144
7454 | 5.61 | 1 | 2018-12-31 | 2019-12-31 | 365 | 6.428 | 6 | 0.42798
7566 | 5.1 | 1 | 2018-12-31 | 2019-12-31 | 365 | 5.8436 | 5 | 0.84362
8366 | 7.25 | 1 | 2018-12-31 | 2019-12-31 | 365 | 8.3071 | 8 | 0.30711
7575 | 4.08 | 1 | 2018-12-31 | 2019-12-31 | 365 | 4.6749 | 4 | 0.6749
8363 | 6.375 | 1 | 2018-12-31 | 2019-12-31 | 365 | 7.3045 | 7 | 0.30453
7298 | 3.57 | 1 | 2018-12-31 | 2019-12-31 | 365 | 4.0905 | 4 | 0.090535
8235 | 3.06 | 1 | 2018-12-31 | 2019-12-31 | 365 | 3.5062 | 3 | 0.50617
8150 | 9.435 | 1 | 2018-12-31 | 2019-12-31 | 365 | 10.8107 | 10 | 0.8107
7674 | 4.335 | 1 | 2018-12-31 | 2019-12-31 | 365 | 4.9671 | 4 | 0.96708
7562 | 5.1 | 1 | 2018-12-31 | 2019-12-31 | 365 | 5.8436 | 5 | 0.84362
8272 | 8.67 | 1 | 2018-12-31 | 2019-12-31 | 365 | 9.9342 | 9 | 0.93416
7572 | 1.75 | 1 | 2018-12-31 | 2019-12-31 | 365 | 2.0052 | 2 | 0.005164
7548 | 7.65 | 1 | 2018-12-31 | 2019-12-31 | 365 | 8.7654 | 8 | 0.76543
7797 | 7.14 | 1 | 2018-12-31 | 2019-12-31 | 365 | 8.1811 | 8 | 0.18107
7458 | 4.335 | 1 | 2018-12-31 | 2019-12-31 | 365 | 4.9671 | 4 | 0.96708
7494 | 4.335 | 1 | 2018-12-31 | 2019-12-31 | 365 | 4.9671 | 4 | 0.96708
7805 | 3 | 1 | 2018-12-31 | 2019-12-31 | 365 | 3.4374 | 3 | 0.43742
7452 | 9.69 | 1 | 2018-12-31 | 2019-12-31 | 365 | 11.1029 | 11 | 0.10288
7811 | 5.865 | 1 | 2018-12-31 | 2019-12-31 | 365 | 6.7202 | 6 | 0.72016
7448 | 4.59 | 1 | 2018-12-31 | 2019-12-31 | 365 | 5.2593 | 5 | 0.25926
7577 | 8.925 | 1 | 2018-12-31 | 2019-12-31 | 365 | 10.2263 | 10 | 0.22634
7725 | 6.12 | 1 | 2018-12-31 | 2019-12-31 | 365 | 7.0123 | 7 | 0.012345
8143 | 5.61 | 1 | 2018-12-31 | 2019-12-31 | 365 | 6.428 | 6 | 0.42798
7990 | 2.55 | 1 | 2018-12-31 | 2019-12-31 | 365 | 2.9218 | 2 | 0.92181
7687 | 8.67 | 1 | 2018-12-31 | 2019-12-31 | 365 | 9.9342 | 9 | 0.93416
8217 | 6.12 | 1 | 2018-12-31 | 2019-12-31 | 365 | 7.0123 | 7 | 0.012345
7544 | 5 | 1 | 2018-12-31 | 2019-12-31 | 365 | 5.729 | 5 | 0.72904
7727 | 7.65 | 1 | 2018-12-31 | 2019-12-31 | 365 | 8.7654 | 8 | 0.76543
7726 | 9.69 | 1 | 2018-12-31 | 2019-12-31 | 365 | 11.1029 | 11 | 0.10288
7529 | 7.395 | 1 | 2018-12-31 | 2019-12-31 | 365 | 8.4733 | 8 | 0.47325
6996 | 2.04 | 1 | 2018-12-31 | 2019-12-31 | 365 | 2.3374 | 2 | 0.33745
7835 | 8.415 | 1 | 2018-12-31 | 2019-12-31 | 365 | 9.642 | 9 | 0.64197
6990 | 4.08 | 1 | 2018-12-31 | 2019-12-31 | 365 | 4.6749 | 4 | 0.6749
7002 | 2.94 | 1 | 2018-12-31 | 2019-12-31 | 365 | 3.3687 | 3 | 0.36868
7502 | 3.06 | 1 | 2018-12-31 | 2019-12-31 | 365 | 3.5062 | 3 | 0.50617
6999 | 5.865 | 1 | 2018-12-31 | 2019-12-31 | 365 | 6.7202 | 6 | 0.72016
7498 | 4.08 | 1 | 2018-12-31 | 2019-12-31 | 365 | 4.6749 | 4 | 0.6749
7175 | 6.25 | 1 | 2018-12-31 | 2019-12-31 | 365 | 7.1613 | 7 | 0.1613
7196 | 8.16 | 1 | 2018-12-31 | 2019-12-31 | 365 | 9.3498 | 9 | 0.34979
7194 | 3.825 | 1 | 2018-12-31 | 2019-12-31 | 365 | 4.3827 | 4 | 0.38272
7165 | 3.315 | 1 | 2018-12-31 | 2019-12-31 | 365 | 3.7984 | 3 | 0.79835
7190 | 3.825 | 1 | 2018-12-31 | 2019-12-31 | 365 | 4.3827 | 4 | 0.38272
7185 | 5.75 | 1 | 2018-12-31 | 2019-12-31 | 365 | 6.5884 | 6 | 0.5884
7195 | 6.12 | 1 | 2018-12-31 | 2019-12-31 | 365 | 7.0123 | 7 | 0.012345
7191 | 7.14 | 1 | 2018-12-31 | 2019-12-31 | 365 | 8.1811 | 8 | 0.18107
7268 | 3.06 | 1 | 2018-12-31 | 2019-12-31 | 365 | 3.5062 | 3 | 0.50617
7259 | 7.905 | 1 | 2018-12-31 | 2019-12-31 | 365 | 9.0576 | 9 | 0.057612
7189 | 8.25 | 1 | 2018-12-31 | 2019-12-31 | 365 | 9.4529 | 9 | 0.45292
7188 | 5.865 | 1 | 2018-12-31 | 2019-12-31 | 365 | 6.7202 | 6 | 0.72016
8148 | 8.67 | 1 | 2018-12-31 | 2019-12-31 | 365 | 9.9342 | 9 | 0.93416
7322 | 2.75 | 1 | 2018-12-31 | 2019-12-31 | 365 | 3.151 | 3 | 0.15097
7806 | 4.5 | 1 | 2018-12-31 | 2019-12-31 | 365 | 5.1561 | 5 | 0.15614
9039 | 4.165 | 1 | 2018-12-31 | 2019-12-31 | 365 | 4.7723 | 4 | 0.77229
7803 | 6.885 | 1 | 2018-12-31 | 2019-12-31 | 365 | 7.8889 | 7 | 0.88889
8407 | 8.16 | 1 | 2018-12-31 | 2019-12-31 | 365 | 9.3498 | 9 | 0.34979
8391 | 5.61 | 1 | 2018-12-31 | 2019-12-31 | 365 | 6.428 | 6 | 0.42798
7818 | 2.75 | 1 | 2018-12-31 | 2019-12-31 | 365 | 3.151 | 3 | 0.15097
7819 | 4.25 | 1 | 2018-12-31 | 2019-12-31 | 365 | 4.8697 | 4 | 0.86968
7673 | 6.57 | 1 | 2018-12-31 | 2019-12-31 | 365 | 7.528 | 7 | 0.52796
7847 | 6.12 | 1 | 2018-12-31 | 2019-12-31 | 365 | 7.0123 | 7 | 0.012345
8165 | 4 | 1 | 2018-12-31 | 2019-12-31 | 365 | 4.5832 | 4 | 0.58323
8457 | 3 | 1 | 2018-12-31 | 2019-12-31 | 365 | 3.4374 | 3 | 0.43742
8460 | 8.415 | 1 | 2018-12-31 | 2019-12-31 | 365 | 9.642 | 9 | 0.64197
7969 | 8.67 | 1 | 2018-12-31 | 2019-12-31 | 365 | 9.9342 | 9 | 0.93416
7668 | 8 | 1 | 2018-12-31 | 2019-12-31 | 365 | 9.1665 | 9 | 0.16646
7665 | 3.75 | 1 | 2018-12-31 | 2019-12-31 | 365 | 4.2968 | 4 | 0.29678
7986 | 7.65 | 1 | 2018-12-31 | 2019-12-31 | 365 | 8.7654 | 8 | 0.76543
7976 | 8.415 | 1 | 2018-12-31 | 2019-12-31 | 365 | 9.642 | 9 | 0.64197
7662 | 6.375 | 1 | 2018-12-31 | 2019-12-31 | 365 | 7.3045 | 7 | 0.30453
7974 | 6.5 | 1 | 2018-12-31 | 2019-12-31 | 365 | 7.4478 | 7 | 0.44775
7975 | 7.65 | 1 | 2018-12-31 | 2019-12-31 | 365 | 8.7654 | 8 | 0.76543
7646 | 7 | 1 | 2018-12-31 | 2019-12-31 | 365 | 8.0207 | 8 | 0.020656
7973 | 8.16 | 1 | 2018-12-31 | 2019-12-31 | 365 | 9.3498 | 9 | 0.34979
7972 | 4 | 1 | 2018-12-31 | 2019-12-31 | 365 | 4.5832 | 4 | 0.58323
7888 | 5.865 | 1 | 2018-12-31 | 2019-12-31 | 365 | 6.7202 | 6 | 0.72016
7971 | 8.67 | 1 | 2018-12-31 | 2019-12-31 | 365 | 9.9342 | 9 | 0.93416
7815 | 3.06 | 1 | 2018-12-31 | 2019-12-31 | 365 | 3.5062 | 3 | 0.50617
7813 | 5.865 | 1 | 2018-12-31 | 2019-12-31 | 365 | 6.7202 | 6 | 0.72016
8732 | 6.885 | 1 | 2018-12-31 | 2019-12-31 | 365 | 7.8889 | 7 | 0.88889
7779 | 6.12 | 1 | 2018-12-31 | 2019-12-31 | 365 | 7.0123 | 7 | 0.012345
8313 | 7.14 | 1 | 2018-12-31 | 2019-12-31 | 365 | 8.1811 | 8 | 0.18107
7617 | 9.18 | 1 | 2018-12-31 | 2019-12-31 | 365 | 10.5185 | 10 | 0.51852
7607 | 5.635 | 1 | 2018-12-31 | 2019-12-31 | 365 | 6.4566 | 6 | 0.45663
8317 | 9.18 | 1 | 2018-12-31 | 2019-12-31 | 365 | 10.5185 | 10 | 0.51852
7623 | 5.61 | 1 | 2018-12-31 | 2019-12-31 | 365 | 6.428 | 6 | 0.42798
7632 | 5.355 | 1 | 2018-12-31 | 2019-12-31 | 365 | 6.1358 | 6 | 0.1358
8324 | 4.08 | 1 | 2018-12-31 | 2019-12-31 | 365 | 4.6749 | 4 | 0.6749
6937 | 6.375 | 1 | 2018-12-31 | 2019-12-31 | 365 | 7.3045 | 7 | 0.30453
7611 | 6.25 | 1 | 2018-12-31 | 2019-12-31 | 365 | 7.1613 | 7 | 0.1613
7638 | 2 | 1 | 2018-12-31 | 2019-12-31 | 365 | 2.2916 | 2 | 0.29162
8443 | 7.65 | 1 | 2018-12-31 | 2019-12-31 | 365 | 8.7654 | 8 | 0.76543
8328 | 8.415 | 1 | 2018-12-31 | 2019-12-31 | 365 | 9.642 | 9 | 0.64197
8389 | 5.865 | 1 | 2018-12-31 | 2019-12-31 | 365 | 6.7202 | 6 | 0.72016
7658 | 5.355 | 1 | 2018-12-31 | 2019-12-31 | 365 | 6.1358 | 6 | 0.1358
8417 | 6.75 | 1 | 2018-12-31 | 2019-12-31 | 365 | 7.7342 | 7 | 0.7342
8387 | 4.335 | 1 | 2018-12-31 | 2019-12-31 | 365 | 4.9671 | 4 | 0.96708
8727 | 5.865 | 1 | 2018-12-31 | 2019-12-31 | 365 | 6.7202 | 6 | 0.72016
8721 | 4.59 | 1 | 2018-12-31 | 2019-12-31 | 365 | 5.2593 | 5 | 0.25926
7908 | 3.06 | 1 | 2018-12-31 | 2019-12-31 | 365 | 3.5062 | 3 | 0.50617
8653 | 7.14 | 1 | 2018-12-31 | 2019-12-31 | 365 | 8.1811 | 8 | 0.18107
8650 | 6.375 | 1 | 2018-12-31 | 2019-12-31 | 365 | 7.3045 | 7 | 0.30453
7961 | 4 | 1 | 2018-12-31 | 2019-12-31 | 365 | 4.5832 | 4 | 0.58323
8645 | 8.67 | 1 | 2018-12-31 | 2019-12-31 | 365 | 9.9342 | 9 | 0.93416
7960 | 7.905 | 1 | 2018-12-31 | 2019-12-31 | 365 | 9.0576 | 9 | 0.057612
8638 | 5.865 | 1 | 2018-12-31 | 2019-12-31 | 365 | 6.7202 | 6 | 0.72016
7957 | 6.885 | 1 | 2018-12-31 | 2019-12-31 | 365 | 7.8889 | 7 | 0.88889
8630 | 3.825 | 1 | 2018-12-31 | 2019-12-31 | 365 | 4.3827 | 4 | 0.38272
7993 | 5.355 | 1 | 2018-12-31 | 2019-12-31 | 365 | 6.1358 | 6 | 0.1358
8612 | 4.335 | 1 | 2018-12-31 | 2019-12-31 | 365 | 4.9671 | 4 | 0.96708
7988 | 4.59 | 1 | 2018-12-31 | 2019-12-31 | 365 | 5.2593 | 5 | 0.25926
8018 | 5.75 | 1 | 2018-12-31 | 2019-12-31 | 365 | 6.5884 | 6 | 0.5884
8573 | 4.59 | 1 | 2018-12-31 | 2019-12-31 | 365 | 5.2593 | 5 | 0.25926
8749 | 6.63 | 1 | 2018-12-31 | 2019-12-31 | 365 | 7.5967 | 7 | 0.59671
8738 | 7.395 | 1 | 2018-12-31 | 2019-12-31 | 365 | 8.4733 | 8 | 0.47325
9363 | 4.08 | 1 | 2018-12-31 | 2019-12-31 | 365 | 4.6749 | 4 | 0.6749
7996 | 5.355 | 1 | 2018-12-31 | 2019-12-31 | 365 | 6.1358 | 6 | 0.1358
8023 | 5.355 | 1 | 2018-12-31 | 2019-12-31 | 365 | 6.1358 | 6 | 0.1358
8550 | 7.905 | 1 | 2018-12-31 | 2019-12-31 | 365 | 9.0576 | 9 | 0.057612
9368 | 2.75 | 1 | 2018-12-31 | 2019-12-31 | 365 | 3.151 | 3 | 0.15097
9372 | 8.415 | 1 | 2018-12-31 | 2019-12-31 | 365 | 9.642 | 9 | 0.64197
8609 | 5.1 | 1 | 2018-12-31 | 2019-12-31 | 365 | 5.8436 | 5 | 0.84362
7829 | 4.845 | 1 | 2018-12-31 | 2019-12-31 | 365 | 5.5514 | 5 | 0.55144
8566 | 5.1 | 1 | 2018-12-31 | 2019-12-31 | 365 | 5.8436 | 5 | 0.84362
9380 | 8.75 | 1 | 2018-12-31 | 2019-12-31 | 365 | 10.0258 | 10 | 0.02582
8848 | 6.885 | 1 | 2018-12-31 | 2019-12-31 | 365 | 7.8889 | 7 | 0.88889
8576 | 7.395 | 1 | 2018-12-31 | 2019-12-31 | 365 | 8.4733 | 8 | 0.47325
9384 | 6.12 | 1 | 2018-12-31 | 2019-12-31 | 365 | 7.0123 | 7 | 0.012345
7892 | 1.53 | 1 | 2018-12-31 | 2019-12-31 | 365 | 1.7531 | 1 | 0.75309
8586 | 1.75 | 1 | 2018-12-31 | 2019-12-31 | 365 | 2.0052 | 2 | 0.005164
9394 | 4.08 | 1 | 2018-12-31 | 2019-12-31 | 365 | 4.6749 | 4 | 0.6749
9389 | 9.18 | 1 | 2018-12-31 | 2019-12-31 | 365 | 10.5185 | 10 | 0.51852
8837 | 4 | 1 | 2018-12-31 | 2019-12-31 | 365 | 4.5832 | 4 | 0.58323
8318 | 8.67 | 1 | 2018-12-31 | 2019-12-31 | 365 | 9.9342 | 9 | 0.93416
8970 | 7.14 | 1 | 2018-12-31 | 2019-12-31 | 365 | 8.1811 | 8 | 0.18107
7808 | 3.825 | 1 | 2018-12-31 | 2019-12-31 | 365 | 4.3827 | 4 | 0.38272
8962 | 8.415 | 1 | 2018-12-31 | 2019-12-31 | 365 | 9.642 | 9 | 0.64197
8949 | 8.415 | 1 | 2018-12-31 | 2019-12-31 | 365 | 9.642 | 9 | 0.64197
8956 | 7.905 | 1 | 2018-12-31 | 2019-12-31 | 365 | 9.0576 | 9 | 0.057612
8932 | 6 | 1 | 2018-12-31 | 2019-12-31 | 365 | 6.8748 | 6 | 0.87485
7831 | 3.5 | 1 | 2018-12-31 | 2019-12-31 | 365 | 4.0103 | 4 | 0.010328
7824 | 4.08 | 1 | 2018-12-31 | 2019-12-31 | 365 | 4.6749 | 4 | 0.6749
8151 | 8.67 | 1 | 2018-12-31 | 2019-12-31 | 365 | 9.9342 | 9 | 0.93416
8250 | 2.75 | 1 | 2018-12-31 | 2019-12-31 | 365 | 3.151 | 3 | 0.15097
8928 | 8.415 | 1 | 2018-12-31 | 2019-12-31 | 365 | 9.642 | 9 | 0.64197
8238 | 5.61 | 1 | 2018-12-31 | 2019-12-31 | 365 | 6.428 | 6 | 0.42798
8647 | 2.55 | 1 | 2018-12-31 | 2019-12-31 | 365 | 2.9218 | 2 | 0.92181
8221 | 9.69 | 1 | 2018-12-31 | 2019-12-31 | 365 | 11.1029 | 11 | 0.10288
8211 | 5.355 | 1 | 2018-12-31 | 2019-12-31 | 365 | 6.1358 | 6 | 0.1358
8636 | 8.16 | 1 | 2018-12-31 | 2019-12-31 | 365 | 9.3498 | 9 | 0.34979
8627 | 7.395 | 1 | 2018-12-31 | 2019-12-31 | 365 | 8.4733 | 8 | 0.47325
8740 | 7.65 | 1 | 2018-12-31 | 2019-12-31 | 365 | 8.7654 | 8 | 0.76543
8000 | 4.845 | 1 | 2018-12-31 | 2019-12-31 | 365 | 5.5514 | 5 | 0.55144
8416 | 3.825 | 1 | 2018-12-31 | 2019-12-31 | 365 | 4.3827 | 4 | 0.38272
8429 | 8.16 | 1 | 2018-12-31 | 2019-12-31 | 365 | 9.3498 | 9 | 0.34979
7817 | 6.63 | 1 | 2018-12-31 | 2019-12-31 | 365 | 7.5967 | 7 | 0.59671
8060 | 4.59 | 1 | 2018-12-31 | 2019-12-31 | 365 | 5.2593 | 5 | 0.25926
9326 | 2.805 | 1 | 2018-12-31 | 2019-12-31 | 365 | 3.214 | 3 | 0.21399
8047 | 6.63 | 1 | 2018-12-31 | 2019-12-31 | 365 | 7.5967 | 7 | 0.59671
8546 | 4.5 | 1 | 2018-12-31 | 2019-12-31 | 365 | 5.1561 | 5 | 0.15614
7708 | 5.61 | 1 | 2018-12-31 | 2019-12-31 | 365 | 6.428 | 6 | 0.42798
8425 | 8.925 | 1 | 2018-12-31 | 2019-12-31 | 365 | 10.2263 | 10 | 0.22634
7850 | 4.75 | 1 | 2018-12-31 | 2019-12-31 | 365 | 5.4426 | 5 | 0.44259
9302 | 5.865 | 1 | 2018-12-31 | 2019-12-31 | 365 | 6.7202 | 6 | 0.72016
7695 | 7.25 | 1 | 2018-12-31 | 2019-12-31 | 365 | 8.3071 | 8 | 0.30711
8409 | 7.5 | 1 | 2018-12-31 | 2019-12-31 | 365 | 8.5936 | 8 | 0.59356
8146 | 6.885 | 1 | 2018-12-31 | 2019-12-31 | 365 | 7.8889 | 7 | 0.88889
9324 | 4.845 | 1 | 2018-12-31 | 2019-12-31 | 365 | 5.5514 | 5 | 0.55144
8046 | 7.395 | 1 | 2018-12-31 | 2019-12-31 | 365 | 8.4733 | 8 | 0.47325
8421 | 4.08 | 1 | 2018-12-31 | 2019-12-31 | 365 | 4.6749 | 4 | 0.6749
8170 | 8.16 | 1 | 2018-12-31 | 2019-12-31 | 365 | 9.3498 | 9 | 0.34979
8494 | 5 | 1 | 2018-12-31 | 2019-12-31 | 365 | 5.729 | 5 | 0.72904
9325 | 9.435 | 1 | 2018-12-31 | 2019-12-31 | 365 | 10.8107 | 10 | 0.8107
7828 | 9.435 | 1 | 2018-12-31 | 2019-12-31 | 365 | 10.8107 | 10 | 0.8107
8161 | 7.395 | 1 | 2018-12-31 | 2019-12-31 | 365 | 8.4733 | 8 | 0.47325
7721 | 6.63 | 1 | 2018-12-31 | 2019-12-31 | 365 | 7.5967 | 7 | 0.59671
8439 | 5.61 | 1 | 2018-12-31 | 2019-12-31 | 365 | 6.428 | 6 | 0.42798
7701 | 6.63 | 1 | 2018-12-31 | 2019-12-31 | 365 | 7.5967 | 7 | 0.59671
9009 | 5.61 | 1 | 2018-12-31 | 2019-12-31 | 365 | 6.428 | 6 | 0.42798
8177 | 5.61 | 1 | 2018-12-31 | 2019-12-31 | 365 | 6.428 | 6 | 0.42798
7704 | 6.375 | 1 | 2018-12-31 | 2019-12-31 | 365 | 7.3045 | 7 | 0.30453
8167 | 6.885 | 1 | 2018-12-31 | 2019-12-31 | 365 | 7.8889 | 7 | 0.88889
7691 | 4.25 | 1 | 2018-12-31 | 2019-12-31 | 365 | 4.8697 | 4 | 0.86968
8496 | 3.25 | 1 | 2018-12-31 | 2019-12-31 | 365 | 3.7239 | 3 | 0.72388
8466 | 8.925 | 1 | 2018-12-31 | 2019-12-31 | 365 | 10.2263 | 10 | 0.22634
8386 | 7 | 1 | 2018-12-31 | 2019-12-31 | 365 | 8.0207 | 8 | 0.020656
8469 | 6.12 | 1 | 2018-12-31 | 2019-12-31 | 365 | 7.0123 | 7 | 0.012345
8333 | 9.69 | 1 | 2018-12-31 | 2019-12-31 | 365 | 11.1029 | 11 | 0.10288
8651 | 6.12 | 1 | 2018-12-31 | 2019-12-31 | 365 | 7.0123 | 7 | 0.012345
8329 | 4.5 | 1 | 2018-12-31 | 2019-12-31 | 365 | 5.1561 | 5 | 0.15614
8315 | 8.16 | 1 | 2018-12-31 | 2019-12-31 | 365 | 9.3498 | 9 | 0.34979
8247 | 6.63 | 1 | 2018-12-31 | 2019-12-31 | 365 | 7.5967 | 7 | 0.59671
9662 | 7.395 | 1 | 2018-12-31 | 2019-12-31 | 365 | 8.4733 | 8 | 0.47325
8321 | 3.315 | 1 | 2018-12-31 | 2019-12-31 | 365 | 3.7984 | 3 | 0.79835
8890 | 5.355 | 1 | 2018-12-31 | 2019-12-31 | 365 | 6.1358 | 6 | 0.1358
8884 | 2.805 | 1 | 2018-12-31 | 2019-12-31 | 365 | 3.214 | 3 | 0.21399
8261 | 6.12 | 1 | 2018-12-31 | 2019-12-31 | 365 | 7.0123 | 7 | 0.012345
8418 | 4.08 | 1 | 2018-12-31 | 2019-12-31 | 365 | 4.6749 | 4 | 0.6749
9401 | 5.355 | 1 | 2018-12-31 | 2019-12-31 | 365 | 6.1358 | 6 | 0.1358
8887 | 5.61 | 1 | 2018-12-31 | 2019-12-31 | 365 | 6.428 | 6 | 0.42798
8560 | 4.335 | 1 | 2018-12-31 | 2019-12-31 | 365 | 4.9671 | 4 | 0.96708
8452 | 4.08 | 1 | 2018-12-31 | 2019-12-31 | 365 | 4.6749 | 4 | 0.6749
8289 | 7.65 | 1 | 2018-12-31 | 2019-12-31 | 365 | 8.7654 | 8 | 0.76543
9416 | 3.825 | 1 | 2018-12-31 | 2019-12-31 | 365 | 4.3827 | 4 | 0.38272
8426 | 4.08 | 1 | 2018-12-31 | 2019-12-31 | 365 | 4.6749 | 4 | 0.6749
8311 | 8.67 | 1 | 2018-12-31 | 2019-12-31 | 365 | 9.9342 | 9 | 0.93416
9415 | 3.315 | 1 | 2018-12-31 | 2019-12-31 | 365 | 3.7984 | 3 | 0.79835
8308 | 7.395 | 1 | 2018-12-31 | 2019-12-31 | 365 | 8.4733 | 8 | 0.47325
8227 | 8.925 | 1 | 2018-12-31 | 2019-12-31 | 365 | 10.2263 | 10 | 0.22634
8294 | 4.335 | 1 | 2018-12-31 | 2019-12-31 | 365 | 4.9671 | 4 | 0.96708
8237 | 9.945 | 1 | 2018-12-31 | 2019-12-31 | 365 | 11.3951 | 11 | 0.39506
8875 | 6.12 | 1 | 2018-12-31 | 2019-12-31 | 365 | 7.0123 | 7 | 0.012345
8282 | 8.67 | 1 | 2018-12-31 | 2019-12-31 | 365 | 9.9342 | 9 | 0.93416
8299 | 2.295 | 1 | 2018-12-31 | 2019-12-31 | 365 | 2.6296 | 2 | 0.62963
8346 | 6.12 | 1 | 2018-12-31 | 2019-12-31 | 365 | 7.0123 | 7 | 0.012345
8726 | 3.315 | 1 | 2018-12-31 | 2019-12-31 | 365 | 3.7984 | 3 | 0.79835
9670 | 5.865 | 1 | 2018-12-31 | 2019-12-31 | 365 | 6.7202 | 6 | 0.72016
8471 | 7.905 | 1 | 2018-12-31 | 2019-12-31 | 365 | 9.0576 | 9 | 0.057612
8742 | 8.16 | 1 | 2018-12-31 | 2019-12-31 | 365 | 9.3498 | 9 | 0.34979
8464 | 9.69 | 1 | 2018-12-31 | 2019-12-31 | 365 | 11.1029 | 11 | 0.10288
9127 | 6.375 | 1 | 2018-12-31 | 2019-12-31 | 365 | 7.3045 | 7 | 0.30453
8786 | 3.825 | 1 | 2018-12-31 | 2019-12-31 | 365 | 4.3827 | 4 | 0.38272
8480 | 8.67 | 1 | 2018-12-31 | 2019-12-31 | 365 | 9.9342 | 9 | 0.93416
8752 | 5.61 | 1 | 2018-12-31 | 2019-12-31 | 365 | 6.428 | 6 | 0.42798
9149 | 9.945 | 1 | 2018-12-31 | 2019-12-31 | 365 | 11.3951 | 11 | 0.39506
8765 | 7.14 | 1 | 2018-12-31 | 2019-12-31 | 365 | 8.1811 | 8 | 0.18107
9123 | 8.67 | 1 | 2018-12-31 | 2019-12-31 | 365 | 9.9342 | 9 | 0.93416
9640 | 3.825 | 1 | 2018-12-31 | 2019-12-31 | 365 | 4.3827 | 4 | 0.38272
8774 | 3.06 | 1 | 2018-12-31 | 2019-12-31 | 365 | 3.5062 | 3 | 0.50617
8458 | 6.375 | 1 | 2018-12-31 | 2019-12-31 | 365 | 7.3045 | 7 | 0.30453
8737 | 8.16 | 1 | 2018-12-31 | 2019-12-31 | 365 | 9.3498 | 9 | 0.34979
9137 | 8.16 | 1 | 2018-12-31 | 2019-12-31 | 365 | 9.3498 | 9 | 0.34979
8760 | 5.61 | 1 | 2018-12-31 | 2019-12-31 | 365 | 6.428 | 6 | 0.42798
8611 | 5.865 | 1 | 2018-12-31 | 2019-12-31 | 365 | 6.7202 | 6 | 0.72016
8713 | 6.885 | 1 | 2018-12-31 | 2019-12-31 | 365 | 7.8889 | 7 | 0.88889
8508 | 5.335 | 1 | 2018-12-31 | 2019-12-31 | 365 | 6.1129 | 6 | 0.11289
8756 | 6 | 1 | 2018-12-31 | 2019-12-31 | 365 | 6.8748 | 6 | 0.87485
9665 | 4.845 | 1 | 2018-12-31 | 2019-12-31 | 365 | 5.5514 | 5 | 0.55144
9612 | 7 | 1 | 2018-12-31 | 2019-12-31 | 365 | 8.0207 | 8 | 0.020656
9514 | 4.845 | 1 | 2018-12-31 | 2019-12-31 | 365 | 5.5514 | 5 | 0.55144
9551 | 4.59 | 1 | 2018-12-31 | 2019-12-31 | 365 | 5.2593 | 5 | 0.25926
8988 | 3.06 | 1 | 2018-12-31 | 2019-12-31 | 365 | 3.5062 | 3 | 0.50617
9101 | 2.04 | 1 | 2018-12-31 | 2019-12-31 | 365 | 2.3374 | 2 | 0.33745
8834 | 8.415 | 1 | 2018-12-31 | 2019-12-31 | 365 | 9.642 | 9 | 0.64197
8791 | 6.12 | 1 | 2018-12-31 | 2019-12-31 | 365 | 7.0123 | 7 | 0.012345
8594 | 7 | 1 | 2018-12-31 | 2019-12-31 | 365 | 8.0207 | 8 | 0.020656
8983 | 7.14 | 1 | 2018-12-31 | 2019-12-31 | 365 | 8.1811 | 8 | 0.18107
9166 | 7.905 | 1 | 2018-12-31 | 2019-12-31 | 365 | 9.0576 | 9 | 0.057612
8660 | 6.12 | 1 | 2018-12-31 | 2019-12-31 | 365 | 7.0123 | 7 | 0.012345
9183 | 8.415 | 1 | 2018-12-31 | 2019-12-31 | 365 | 9.642 | 9 | 0.64197
9173 | 5.1 | 1 | 2018-12-31 | 2019-12-31 | 365 | 5.8436 | 5 | 0.84362
9409 | 8.16 | 1 | 2018-12-31 | 2019-12-31 | 365 | 9.3498 | 9 | 0.34979
9095 | 4.59 | 1 | 2018-12-31 | 2019-12-31 | 365 | 5.2593 | 5 | 0.25926
9184 | 7.395 | 1 | 2018-12-31 | 2019-12-31 | 365 | 8.4733 | 8 | 0.47325
8690 | 6.63 | 1 | 2018-12-31 | 2019-12-31 | 365 | 7.5967 | 7 | 0.59671
9185 | 6.63 | 1 | 2018-12-31 | 2019-12-31 | 365 | 7.5967 | 7 | 0.59671
9556 | 6.885 | 1 | 2018-12-31 | 2019-12-31 | 365 | 7.8889 | 7 | 0.88889
8680 | 5.355 | 1 | 2018-12-31 | 2019-12-31 | 365 | 6.1358 | 6 | 0.1358
8656 | 6.885 | 1 | 2018-12-31 | 2019-12-31 | 365 | 7.8889 | 7 | 0.88889
8652 | 4.08 | 1 | 2018-12-31 | 2019-12-31 | 365 | 4.6749 | 4 | 0.6749
8798 | 6.63 | 1 | 2018-12-31 | 2019-12-31 | 365 | 7.5967 | 7 | 0.59671
9191 | 7.14 | 1 | 2018-12-31 | 2019-12-31 | 365 | 8.1811 | 8 | 0.18107
8801 | 5.865 | 1 | 2018-12-31 | 2019-12-31 | 365 | 6.7202 | 6 | 0.72016
9195 | 5.355 | 1 | 2018-12-31 | 2019-12-31 | 365 | 6.1358 | 6 | 0.1358
8839 | 4.335 | 1 | 2018-12-31 | 2019-12-31 | 365 | 4.9671 | 4 | 0.96708
9204 | 9.18 | 1 | 2018-12-31 | 2019-12-31 | 365 | 10.5185 | 10 | 0.51852
9352 | 3.315 | 1 | 2018-12-31 | 2019-12-31 | 365 | 3.7984 | 3 | 0.79835
9353 | 6.25 | 1 | 2018-12-31 | 2019-12-31 | 365 | 7.1613 | 7 | 0.1613
8803 | 8.415 | 1 | 2018-12-31 | 2019-12-31 | 365 | 9.642 | 9 | 0.64197
9933 | 6.63 | 1 | 2018-12-31 | 2019-12-31 | 365 | 7.5967 | 7 | 0.59671
9162 | 3.315 | 1 | 2018-12-31 | 2019-12-31 | 365 | 3.7984 | 3 | 0.79835
9055 | 4.59 | 1 | 2018-12-31 | 2019-12-31 | 365 | 5.2593 | 5 | 0.25926
8856 | 6.12 | 1 | 2018-12-31 | 2019-12-31 | 365 | 7.0123 | 7 | 0.012345
8934 | 8.16 | 1 | 2018-12-31 | 2019-12-31 | 365 | 9.3498 | 9 | 0.34979
9096 | 8.925 | 1 | 2018-12-31 | 2019-12-31 | 365 | 10.2263 | 10 | 0.22634
9373 | 3.825 | 1 | 2018-12-31 | 2019-12-31 | 365 | 4.3827 | 4 | 0.38272
8862 | 3.06 | 1 | 2018-12-31 | 2019-12-31 | 365 | 3.5062 | 3 | 0.50617
9357 | 8.67 | 1 | 2018-12-31 | 2019-12-31 | 365 | 9.9342 | 9 | 0.93416
8854 | 7.65 | 1 | 2018-12-31 | 2019-12-31 | 365 | 8.7654 | 8 | 0.76543
8929 | 4.08 | 1 | 2018-12-31 | 2019-12-31 | 365 | 4.6749 | 4 | 0.6749
8937 | 6.885 | 1 | 2018-12-31 | 2019-12-31 | 365 | 7.8889 | 7 | 0.88889
9789 | 6.63 | 1 | 2018-12-31 | 2019-12-31 | 365 | 7.5967 | 7 | 0.59671
9018 | 4.335 | 1 | 2018-12-31 | 2019-12-31 | 365 | 4.9671 | 4 | 0.96708
9851 | 6.12 | 1 | 2018-12-31 | 2019-12-31 | 365 | 7.0123 | 7 | 0.012345
8944 | 6.63 | 1 | 2018-12-31 | 2019-12-31 | 365 | 7.5967 | 7 | 0.59671
9844 | 7.14 | 1 | 2018-12-31 | 2019-12-31 | 365 | 8.1811 | 8 | 0.18107
9650 | 8.16 | 1 | 2018-12-31 | 2019-12-31 | 365 | 9.3498 | 9 | 0.34979
9025 | 4.59 | 1 | 2018-12-31 | 2019-12-31 | 365 | 5.2593 | 5 | 0.25926
9848 | 8.67 | 1 | 2018-12-31 | 2019-12-31 | 365 | 9.9342 | 9 | 0.93416
9005 | 7.65 | 1 | 2018-12-31 | 2019-12-31 | 365 | 8.7654 | 8 | 0.76543
9675 | 4.08 | 1 | 2018-12-31 | 2019-12-31 | 365 | 4.6749 | 4 | 0.6749
9017 | 4.335 | 1 | 2018-12-31 | 2019-12-31 | 365 | 4.9671 | 4 | 0.96708
9823 | 4.335 | 1 | 2018-12-31 | 2019-12-31 | 365 | 4.9671 | 4 | 0.96708
9849 | 8.16 | 1 | 2018-12-31 | 2019-12-31 | 365 | 9.3498 | 9 | 0.34979
9853 | 5.1 | 1 | 2018-12-31 | 2019-12-31 | 365 | 5.8436 | 5 | 0.84362
9563 | 8.16 | 1 | 2018-12-31 | 2019-12-31 | 365 | 9.3498 | 9 | 0.34979
9567 | 4.08 | 1 | 2018-12-31 | 2019-12-31 | 365 | 4.6749 | 4 | 0.6749
9539 | 6.12 | 1 | 2018-12-31 | 2019-12-31 | 365 | 7.0123 | 7 | 0.012345
7729 | 9.945 | 1 | 2018-12-31 | 2019-12-31 | 365 | 11.3951 | 11 | 0.39506
9052 | 9.435 | 1 | 2018-12-31 | 2019-12-31 | 365 | 10.8107 | 10 | 0.8107
8554 | 6.75 | 1 | 2018-12-31 | 2019-12-31 | 365 | 7.7342 | 7 | 0.7342
8829 | 7.65 | 1 | 2018-12-31 | 2019-12-31 | 365 | 8.7654 | 8 | 0.76543
8041 | 5.865 | 1 | 2018-12-31 | 2019-12-31 | 365 | 6.7202 | 6 | 0.72016
8826 | 5.865 | 1 | 2018-12-31 | 2019-12-31 | 365 | 6.7202 | 6 | 0.72016
8036 | 8.16 | 1 | 2018-12-31 | 2019-12-31 | 365 | 9.3498 | 9 | 0.34979
8805 | 6.12 | 1 | 2018-12-31 | 2019-12-31 | 365 | 7.0123 | 7 | 0.012345
8032 | 6.63 | 1 | 2018-12-31 | 2019-12-31 | 365 | 7.5967 | 7 | 0.59671
8796 | 5.75 | 1 | 2018-12-31 | 2019-12-31 | 365 | 6.5884 | 6 | 0.5884
9288 | 6.375 | 1 | 2018-12-31 | 2019-12-31 | 365 | 7.3045 | 7 | 0.30453
9284 | 9.945 | 1 | 2018-12-31 | 2019-12-31 | 365 | 11.3951 | 11 | 0.39506
8794 | 5.61 | 1 | 2018-12-31 | 2019-12-31 | 365 | 6.428 | 6 | 0.42798
9282 | 9.435 | 1 | 2018-12-31 | 2019-12-31 | 365 | 10.8107 | 10 | 0.8107
9279 | 6.63 | 1 | 2018-12-31 | 2019-12-31 | 365 | 7.5967 | 7 | 0.59671
9268 | 4.08 | 1 | 2018-12-31 | 2019-12-31 | 365 | 4.6749 | 4 | 0.6749
9271 | 6.12 | 1 | 2018-12-31 | 2019-12-31 | 365 | 7.0123 | 7 | 0.012345
7361 | 5.145 | 1 | 2018-12-31 | 2019-12-31 | 365 | 5.8952 | 5 | 0.89518
9263 | 9.18 | 1 | 2018-12-31 | 2019-12-31 | 365 | 10.5185 | 10 | 0.51852
7360 | 7.395 | 1 | 2018-12-31 | 2019-12-31 | 365 | 8.4733 | 8 | 0.47325
9422 | 7.65 | 1 | 2018-12-31 | 2019-12-31 | 365 | 8.7654 | 8 | 0.76543
9405 | 6.885 | 1 | 2018-12-31 | 2019-12-31 | 365 | 7.8889 | 7 | 0.88889
7769 | 9.18 | 1 | 2018-12-31 | 2019-12-31 | 365 | 10.5185 | 10 | 0.51852
7795 | 3.57 | 1 | 2018-12-31 | 2019-12-31 | 365 | 4.0905 | 4 | 0.090535
7798 | 2.25 | 1 | 2018-12-31 | 2019-12-31 | 365 | 2.5781 | 2 | 0.57807
8326 | 8.67 | 1 | 2018-12-31 | 2019-12-31 | 365 | 9.9342 | 9 | 0.93416
7762 | 5.61 | 1 | 2018-12-31 | 2019-12-31 | 365 | 6.428 | 6 | 0.42798
8987 | 3.57 | 1 | 2018-12-31 | 2019-12-31 | 365 | 4.0905 | 4 | 0.090535
7881 | 3.57 | 1 | 2018-12-31 | 2019-12-31 | 365 | 4.0905 | 4 | 0.090535
8034 | 2.295 | 1 | 2018-12-31 | 2019-12-31 | 365 | 2.6296 | 2 | 0.62963
7796 | 7.5 | 1 | 2018-12-31 | 2019-12-31 | 365 | 8.5936 | 8 | 0.59356
7804 | 5 | 1 | 2018-12-31 | 2019-12-31 | 365 | 5.729 | 5 | 0.72904
8984 | 7.14 | 1 | 2018-12-31 | 2019-12-31 | 365 | 8.1811 | 8 | 0.18107
7809 | 7.395 | 1 | 2018-12-31 | 2019-12-31 | 365 | 8.4733 | 8 | 0.47325
8056 | 8.415 | 1 | 2018-12-31 | 2019-12-31 | 365 | 9.642 | 9 | 0.64197
7778 | 5.1 | 1 | 2018-12-31 | 2019-12-31 | 365 | 5.8436 | 5 | 0.84362
7639 | 6.885 | 1 | 2018-12-31 | 2019-12-31 | 365 | 7.8889 | 7 | 0.88889
7763 | 4.75 | 1 | 2018-12-31 | 2019-12-31 | 365 | 5.4426 | 5 | 0.44259
8979 | 6.12 | 1 | 2018-12-31 | 2019-12-31 | 365 | 7.0123 | 7 | 0.012345
7895 | 9.435 | 1 | 2018-12-31 | 2019-12-31 | 365 | 10.8107 | 10 | 0.8107
8043 | 3.825 | 1 | 2018-12-31 | 2019-12-31 | 365 | 4.3827 | 4 | 0.38272
7793 | 5.5 | 1 | 2018-12-31 | 2019-12-31 | 365 | 6.3019 | 6 | 0.30194
7820 | 6.375 | 1 | 2018-12-31 | 2019-12-31 | 365 | 7.3045 | 7 | 0.30453
8144 | 7.65 | 1 | 2018-12-31 | 2019-12-31 | 365 | 8.7654 | 8 | 0.76543
8108 | 3.825 | 1 | 2018-12-31 | 2019-12-31 | 365 | 4.3827 | 4 | 0.38272
7816 | 5.1 | 1 | 2018-12-31 | 2019-12-31 | 365 | 5.8436 | 5 | 0.84362
7635 | 7.395 | 1 | 2018-12-31 | 2019-12-31 | 365 | 8.4733 | 8 | 0.47325
7886 | 6.375 | 1 | 2018-12-31 | 2019-12-31 | 365 | 7.3045 | 7 | 0.30453
7789 | 7.14 | 1 | 2018-12-31 | 2019-12-31 | 365 | 8.1811 | 8 | 0.18107
7931 | 5.5 | 1 | 2018-12-31 | 2019-12-31 | 365 | 6.3019 | 6 | 0.30194
8974 | 7.14 | 1 | 2018-12-31 | 2019-12-31 | 365 | 8.1811 | 8 | 0.18107
8104 | 3.06 | 1 | 2018-12-31 | 2019-12-31 | 365 | 3.5062 | 3 | 0.50617
7786 | 8.925 | 1 | 2018-12-31 | 2019-12-31 | 365 | 10.2263 | 10 | 0.22634
8176 | 9.18 | 1 | 2018-12-31 | 2019-12-31 | 365 | 10.5185 | 10 | 0.51852
7784 | 6.12 | 1 | 2018-12-31 | 2019-12-31 | 365 | 7.0123 | 7 | 0.012345
8094 | 5.5 | 1 | 2018-12-31 | 2019-12-31 | 365 | 6.3019 | 6 | 0.30194
7776 | 4.08 | 1 | 2018-12-31 | 2019-12-31 | 365 | 4.6749 | 4 | 0.6749
8965 | 5.355 | 1 | 2018-12-31 | 2019-12-31 | 365 | 6.1358 | 6 | 0.1358
8271 | 4.335 | 1 | 2018-12-31 | 2019-12-31 | 365 | 4.9671 | 4 | 0.96708
8090 | 4.845 | 1 | 2018-12-31 | 2019-12-31 | 365 | 5.5514 | 5 | 0.55144
8026 | 3.315 | 1 | 2018-12-31 | 2019-12-31 | 365 | 3.7984 | 3 | 0.79835
8042 | 3.5 | 1 | 2018-12-31 | 2019-12-31 | 365 | 4.0103 | 4 | 0.010328
8958 | 6.63 | 1 | 2018-12-31 | 2019-12-31 | 365 | 7.5967 | 7 | 0.59671
8258 | 6.63 | 1 | 2018-12-31 | 2019-12-31 | 365 | 7.5967 | 7 | 0.59671
8017 | 3.57 | 1 | 2018-12-31 | 2019-12-31 | 365 | 4.0905 | 4 | 0.090535
8262 | 6.63 | 1 | 2018-12-31 | 2019-12-31 | 365 | 7.5967 | 7 | 0.59671
8254 | 3.57 | 1 | 2018-12-31 | 2019-12-31 | 365 | 4.0905 | 4 | 0.090535
8341 | 9.945 | 1 | 2018-12-31 | 2019-12-31 | 365 | 11.3951 | 11 | 0.39506
7812 | 9.435 | 1 | 2018-12-31 | 2019-12-31 | 365 | 10.8107 | 10 | 0.8107
9163 | 15.25 | 1 | 2018-12-31 | 2019-12-31 | 365 | 17.4736 | 17 | 0.47357
8224 | 5.61 | 1 | 2018-12-31 | 2019-12-31 | 365 | 6.428 | 6 | 0.42798
9295 | 5.1 | 1 | 2018-12-31 | 2019-12-31 | 365 | 5.8436 | 5 | 0.84362
8062 | 9.435 | 1 | 2018-12-31 | 2019-12-31 | 365 | 10.8107 | 10 | 0.8107
8201 | 8.75 | 1 | 2018-12-31 | 2019-12-31 | 365 | 10.0258 | 10 | 0.02582
7822 | 6 | 1 | 2018-12-31 | 2019-12-31 | 365 | 6.8748 | 6 | 0.87485
8337 | 8.925 | 1 | 2018-12-31 | 2019-12-31 | 365 | 10.2263 | 10 | 0.22634
8334 | 5.355 | 1 | 2018-12-31 | 2019-12-31 | 365 | 6.1358 | 6 | 0.1358
9252 | 1.53 | 1 | 2018-12-31 | 2019-12-31 | 365 | 1.7531 | 1 | 0.75309
8196 | 4.08 | 1 | 2018-12-31 | 2019-12-31 | 365 | 4.6749 | 4 | 0.6749
8192 | 3.57 | 1 | 2018-12-31 | 2019-12-31 | 365 | 4.0905 | 4 | 0.090535
8069 | 7.65 | 1 | 2018-12-31 | 2019-12-31 | 365 | 8.7654 | 8 | 0.76543
7772 | 5 | 1 | 2018-12-31 | 2019-12-31 | 365 | 5.729 | 5 | 0.72904
8190 | 3.5 | 1 | 2018-12-31 | 2019-12-31 | 365 | 4.0103 | 4 | 0.010328
8392 | 7.65 | 1 | 2018-12-31 | 2019-12-31 | 365 | 8.7654 | 8 | 0.76543
8332 | 6.885 | 1 | 2018-12-31 | 2019-12-31 | 365 | 7.8889 | 7 | 0.88889
7836 | 6.63 | 1 | 2018-12-31 | 2019-12-31 | 365 | 7.5967 | 7 | 0.59671
8330 | 6.375 | 1 | 2018-12-31 | 2019-12-31 | 365 | 7.3045 | 7 | 0.30453
8478 | 9.435 | 1 | 2018-12-31 | 2019-12-31 | 365 | 10.8107 | 10 | 0.8107
7944 | 6.12 | 1 | 2018-12-31 | 2019-12-31 | 365 | 7.0123 | 7 | 0.012345
8029 | 5.5 | 1 | 2018-12-31 | 2019-12-31 | 365 | 6.3019 | 6 | 0.30194
7841 | 4.845 | 1 | 2018-12-31 | 2019-12-31 | 365 | 5.5514 | 5 | 0.55144
9292 | 7 | 1 | 2018-12-31 | 2019-12-31 | 365 | 8.0207 | 8 | 0.020656
8486 | 6.12 | 1 | 2018-12-31 | 2019-12-31 | 365 | 7.0123 | 7 | 0.012345
8093 | 5.1 | 1 | 2018-12-31 | 2019-12-31 | 365 | 5.8436 | 5 | 0.84362
7844 | 9 | 1 | 2018-12-31 | 2019-12-31 | 365 | 10.3123 | 10 | 0.31227
8044 | 7.65 | 1 | 2018-12-31 | 2019-12-31 | 365 | 8.7654 | 8 | 0.76543
8489 | 4.08 | 1 | 2018-12-31 | 2019-12-31 | 365 | 4.6749 | 4 | 0.6749
8284 | 7.905 | 1 | 2018-12-31 | 2019-12-31 | 365 | 9.0576 | 9 | 0.057612
9083 | 10.71 | 1 | 2018-12-31 | 2019-12-31 | 365 | 12.2716 | 12 | 0.2716
9257 | 2.55 | 1 | 2018-12-31 | 2019-12-31 | 365 | 2.9218 | 2 | 0.92181
7838 | 8.16 | 1 | 2018-12-31 | 2019-12-31 | 365 | 9.3498 | 9 | 0.34979
8276 | 3.06 | 1 | 2018-12-31 | 2019-12-31 | 365 | 3.5062 | 3 | 0.50617
8295 | 6.375 | 1 | 2018-12-31 | 2019-12-31 | 365 | 7.3045 | 7 | 0.30453
7760 | 4.75 | 1 | 2018-12-31 | 2019-12-31 | 365 | 5.4426 | 5 | 0.44259
7755 | 7.905 | 1 | 2018-12-31 | 2019-12-31 | 365 | 9.0576 | 9 | 0.057612
8306 | 6.12 | 1 | 2018-12-31 | 2019-12-31 | 365 | 7.0123 | 7 | 0.012345
8605 | 4.08 | 1 | 2018-12-31 | 2019-12-31 | 365 | 4.6749 | 4 | 0.6749
8599 | 4.08 | 1 | 2018-12-31 | 2019-12-31 | 365 | 4.6749 | 4 | 0.6749
8570 | 7.395 | 1 | 2018-12-31 | 2019-12-31 | 365 | 8.4733 | 8 | 0.47325
9308 | 5.06 | 1 | 2018-12-31 | 2019-12-31 | 365 | 5.7978 | 5 | 0.79779
8561 | 4.335 | 1 | 2018-12-31 | 2019-12-31 | 365 | 4.9671 | 4 | 0.96708
7848 | 2.805 | 1 | 2018-12-31 | 2019-12-31 | 365 | 3.214 | 3 | 0.21399
8874 | 3.315 | 1 | 2018-12-31 | 2019-12-31 | 365 | 3.7984 | 3 | 0.79835
9244 | 10 | 1 | 2018-12-31 | 2019-12-31 | 365 | 11.4581 | 11 | 0.45808
8086 | 8.16 | 1 | 2018-12-31 | 2019-12-31 | 365 | 9.3498 | 9 | 0.34979
8873 | 6.12 | 1 | 2018-12-31 | 2019-12-31 | 365 | 7.0123 | 7 | 0.012345
8076 | 4.335 | 1 | 2018-12-31 | 2019-12-31 | 365 | 4.9671 | 4 | 0.96708
9341 | 5.865 | 1 | 2018-12-31 | 2019-12-31 | 365 | 6.7202 | 6 | 0.72016
8015 | 3.825 | 1 | 2018-12-31 | 2019-12-31 | 365 | 4.3827 | 4 | 0.38272
7846 | 8.415 | 1 | 2018-12-31 | 2019-12-31 | 365 | 9.642 | 9 | 0.64197
8883 | 4.08 | 1 | 2018-12-31 | 2019-12-31 | 365 | 4.6749 | 4 | 0.6749
8095 | 4.335 | 1 | 2018-12-31 | 2019-12-31 | 365 | 4.9671 | 4 | 0.96708
8882 | 6.375 | 1 | 2018-12-31 | 2019-12-31 | 365 | 7.3045 | 7 | 0.30453
7840 | 5.5 | 1 | 2018-12-31 | 2019-12-31 | 365 | 6.3019 | 6 | 0.30194
8014 | 6.25 | 1 | 2018-12-31 | 2019-12-31 | 365 | 7.1613 | 7 | 0.1613
8011 | 8.415 | 1 | 2018-12-31 | 2019-12-31 | 365 | 9.642 | 9 | 0.64197
7843 | 4.75 | 1 | 2018-12-31 | 2019-12-31 | 365 | 5.4426 | 5 | 0.44259
8881 | 6.12 | 1 | 2018-12-31 | 2019-12-31 | 365 | 7.0123 | 7 | 0.012345
8064 | 6.885 | 1 | 2018-12-31 | 2019-12-31 | 365 | 7.8889 | 7 | 0.88889
8008 | 7.395 | 1 | 2018-12-31 | 2019-12-31 | 365 | 8.4733 | 8 | 0.47325
8039 | 6.885 | 1 | 2018-12-31 | 2019-12-31 | 365 | 7.8889 | 7 | 0.88889
8880 | 15.3 | 1 | 2018-12-31 | 2019-12-31 | 365 | 17.5309 | 17 | 0.53086
8109 | 6.12 | 1 | 2018-12-31 | 2019-12-31 | 365 | 7.0123 | 7 | 0.012345
8004 | 6.63 | 1 | 2018-12-31 | 2019-12-31 | 365 | 7.5967 | 7 | 0.59671
7913 | 6.12 | 1 | 2018-12-31 | 2019-12-31 | 365 | 7.0123 | 7 | 0.012345
7210 | 3.825 | 1 | 2018-12-31 | 2019-12-31 | 365 | 4.3827 | 4 | 0.38272
8878 | 9.69 | 1 | 2018-12-31 | 2019-12-31 | 365 | 11.1029 | 11 | 0.10288
8103 | 6.63 | 1 | 2018-12-31 | 2019-12-31 | 365 | 7.5967 | 7 | 0.59671
8001 | 5.865 | 1 | 2018-12-31 | 2019-12-31 | 365 | 6.7202 | 6 | 0.72016
9497 | 5.61 | 1 | 2018-12-31 | 2019-12-31 | 365 | 6.428 | 6 | 0.42798
8876 | 3.57 | 1 | 2018-12-31 | 2019-12-31 | 365 | 4.0905 | 4 | 0.090535
9006 | 8.415 | 1 | 2018-12-31 | 2019-12-31 | 365 | 9.642 | 9 | 0.64197
9002 | 4.5 | 1 | 2018-12-31 | 2019-12-31 | 365 | 5.1561 | 5 | 0.15614
8116 | 4.845 | 1 | 2018-12-31 | 2019-12-31 | 365 | 5.5514 | 5 | 0.55144
7998 | 5.865 | 1 | 2018-12-31 | 2019-12-31 | 365 | 6.7202 | 6 | 0.72016
8013 | 7.905 | 1 | 2018-12-31 | 2019-12-31 | 365 | 9.0576 | 9 | 0.057612
8889 | 8.16 | 1 | 2018-12-31 | 2019-12-31 | 365 | 9.3498 | 9 | 0.34979
8888 | 5.1 | 1 | 2018-12-31 | 2019-12-31 | 365 | 5.8436 | 5 | 0.84362
8886 | 9.18 | 1 | 2018-12-31 | 2019-12-31 | 365 | 10.5185 | 10 | 0.51852
9499 | 6.63 | 1 | 2018-12-31 | 2019-12-31 | 365 | 7.5967 | 7 | 0.59671
8885 | 8.16 | 1 | 2018-12-31 | 2019-12-31 | 365 | 9.3498 | 9 | 0.34979
8035 | 4.845 | 1 | 2018-12-31 | 2019-12-31 | 365 | 5.5514 | 5 | 0.55144
8099 | 3.315 | 1 | 2018-12-31 | 2019-12-31 | 365 | 3.7984 | 3 | 0.79835
8463 | 5.5 | 1 | 2018-12-31 | 2019-12-31 | 365 | 6.3019 | 6 | 0.30194
8016 | 4.845 | 1 | 2018-12-31 | 2019-12-31 | 365 | 5.5514 | 5 | 0.55144
8477 | 3.315 | 1 | 2018-12-31 | 2019-12-31 | 365 | 3.7984 | 3 | 0.79835
8398 | 2.295 | 1 | 2018-12-31 | 2019-12-31 | 365 | 2.6296 | 2 | 0.62963
8483 | 6.12 | 1 | 2018-12-31 | 2019-12-31 | 365 | 7.0123 | 7 | 0.012345
8020 | 4.335 | 1 | 2018-12-31 | 2019-12-31 | 365 | 4.9671 | 4 | 0.96708
8488 | 6.25 | 1 | 2018-12-31 | 2019-12-31 | 365 | 7.1613 | 7 | 0.1613
8163 | 5.865 | 1 | 2018-12-31 | 2019-12-31 | 365 | 6.7202 | 6 | 0.72016
8406 | 4.08 | 1 | 2018-12-31 | 2019-12-31 | 365 | 4.6749 | 4 | 0.6749
8602 | 5.355 | 1 | 2018-12-31 | 2019-12-31 | 365 | 6.1358 | 6 | 0.1358
8492 | 7.65 | 1 | 2018-12-31 | 2019-12-31 | 365 | 8.7654 | 8 | 0.76543
8296 | 4 | 1 | 2018-12-31 | 2019-12-31 | 365 | 4.5832 | 4 | 0.58323
8598 | 3.06 | 1 | 2018-12-31 | 2019-12-31 | 365 | 3.5062 | 3 | 0.50617
8385 | 2.805 | 1 | 2018-12-31 | 2019-12-31 | 365 | 3.214 | 3 | 0.21399
8495 | 9.25 | 1 | 2018-12-31 | 2019-12-31 | 365 | 10.5987 | 10 | 0.59872
8045 | 2.4 | 1 | 2018-12-31 | 2019-12-31 | 365 | 2.7499 | 2 | 0.74994
8593 | 4.335 | 1 | 2018-12-31 | 2019-12-31 | 365 | 4.9671 | 4 | 0.96708
8186 | 8.67 | 1 | 2018-12-31 | 2019-12-31 | 365 | 9.9342 | 9 | 0.93416
8767 | 7.14 | 1 | 2018-12-31 | 2019-12-31 | 365 | 8.1811 | 8 | 0.18107
8419 | 5.61 | 1 | 2018-12-31 | 2019-12-31 | 365 | 6.428 | 6 | 0.42798
8070 | 4.845 | 1 | 2018-12-31 | 2019-12-31 | 365 | 5.5514 | 5 | 0.55144
8530 | 3.25 | 1 | 2018-12-31 | 2019-12-31 | 365 | 3.7239 | 3 | 0.72388
8173 | 3.825 | 1 | 2018-12-31 | 2019-12-31 | 365 | 4.3827 | 4 | 0.38272
8182 | 3.57 | 1 | 2018-12-31 | 2019-12-31 | 365 | 4.0905 | 4 | 0.090535
8038 | 5.61 | 1 | 2018-12-31 | 2019-12-31 | 365 | 6.428 | 6 | 0.42798
8432 | 7.14 | 1 | 2018-12-31 | 2019-12-31 | 365 | 8.1811 | 8 | 0.18107
7939 | 5.75 | 1 | 2018-12-31 | 2019-12-31 | 365 | 6.5884 | 6 | 0.5884
8115 | 6.63 | 1 | 2018-12-31 | 2019-12-31 | 365 | 7.5967 | 7 | 0.59671
7746 | 8.925 | 1 | 2018-12-31 | 2019-12-31 | 365 | 10.2263 | 10 | 0.22634
9414 | 5.61 | 1 | 2018-12-31 | 2019-12-31 | 365 | 6.428 | 6 | 0.42798
8877 | 8.415 | 1 | 2018-12-31 | 2019-12-31 | 365 | 9.642 | 9 | 0.64197
8411 | 7.105 | 1 | 2018-12-31 | 2019-12-31 | 365 | 8.141 | 8 | 0.14097
8301 | 4.845 | 1 | 2018-12-31 | 2019-12-31 | 365 | 5.5514 | 5 | 0.55144
8293 | 5.1 | 1 | 2018-12-31 | 2019-12-31 | 365 | 5.8436 | 5 | 0.84362
9412 | 2.55 | 1 | 2018-12-31 | 2019-12-31 | 365 | 2.9218 | 2 | 0.92181
8617 | 7.5 | 1 | 2018-12-31 | 2019-12-31 | 365 | 8.5936 | 8 | 0.59356
8607 | 7.14 | 1 | 2018-12-31 | 2019-12-31 | 365 | 8.1811 | 8 | 0.18107
8505 | 6.63 | 1 | 2018-12-31 | 2019-12-31 | 365 | 7.5967 | 7 | 0.59671
9411 | 5.1 | 1 | 2018-12-31 | 2019-12-31 | 365 | 5.8436 | 5 | 0.84362
8377 | 4.08 | 1 | 2018-12-31 | 2019-12-31 | 365 | 4.6749 | 4 | 0.6749
9413 | 2.805 | 1 | 2018-12-31 | 2019-12-31 | 365 | 3.214 | 3 | 0.21399
8694 | 8.415 | 1 | 2018-12-31 | 2019-12-31 | 365 | 9.642 | 9 | 0.64197
8220 | 4.08 | 1 | 2018-12-31 | 2019-12-31 | 365 | 4.6749 | 4 | 0.6749
9403 | 3.57 | 1 | 2018-12-31 | 2019-12-31 | 365 | 4.0905 | 4 | 0.090535
8316 | 4.59 | 1 | 2018-12-31 | 2019-12-31 | 365 | 5.2593 | 5 | 0.25926
8405 | 6.885 | 1 | 2018-12-31 | 2019-12-31 | 365 | 7.8889 | 7 | 0.88889
8661 | 8.16 | 1 | 2018-12-31 | 2019-12-31 | 365 | 9.3498 | 9 | 0.34979
9418 | 8.415 | 1 | 2018-12-31 | 2019-12-31 | 365 | 9.642 | 9 | 0.64197
8502 | 2.55 | 1 | 2018-12-31 | 2019-12-31 | 365 | 2.9218 | 2 | 0.92181
8751 | 4.335 | 1 | 2018-12-31 | 2019-12-31 | 365 | 4.9671 | 4 | 0.96708
8689 | 3.825 | 1 | 2018-12-31 | 2019-12-31 | 365 | 4.3827 | 4 | 0.38272
8506 | 8.415 | 1 | 2018-12-31 | 2019-12-31 | 365 | 9.642 | 9 | 0.64197
8655 | 5.865 | 1 | 2018-12-31 | 2019-12-31 | 365 | 6.7202 | 6 | 0.72016
9417 | 2.55 | 1 | 2018-12-31 | 2019-12-31 | 365 | 2.9218 | 2 | 0.92181
9762 | 4.845 | 1 | 2018-12-31 | 2019-12-31 | 365 | 5.5514 | 5 | 0.55144
8514 | 6.12 | 1 | 2018-12-31 | 2019-12-31 | 365 | 7.0123 | 7 | 0.012345
8255 | 9.435 | 1 | 2018-12-31 | 2019-12-31 | 365 | 10.8107 | 10 | 0.8107
8972 | 5.1 | 1 | 2018-12-31 | 2019-12-31 | 365 | 5.8436 | 5 | 0.84362
8643 | 3.825 | 1 | 2018-12-31 | 2019-12-31 | 365 | 4.3827 | 4 | 0.38272
8509 | 6.75 | 1 | 2018-12-31 | 2019-12-31 | 365 | 7.7342 | 7 | 0.7342
8671 | 8.415 | 1 | 2018-12-31 | 2019-12-31 | 365 | 9.642 | 9 | 0.64197
8513 | 6 | 1 | 2018-12-31 | 2019-12-31 | 365 | 6.8748 | 6 | 0.87485
8511 | 9.435 | 1 | 2018-12-31 | 2019-12-31 | 365 | 10.8107 | 10 | 0.8107
8538 | 4.08 | 1 | 2018-12-31 | 2019-12-31 | 365 | 4.6749 | 4 | 0.6749
8773 | 2.805 | 1 | 2018-12-31 | 2019-12-31 | 365 | 3.214 | 3 | 0.21399
7959 | 4.845 | 1 | 2018-12-31 | 2019-12-31 | 365 | 5.5514 | 5 | 0.55144
8613 | 8.925 | 1 | 2018-12-31 | 2019-12-31 | 365 | 10.2263 | 10 | 0.22634
8606 | 3.06 | 1 | 2018-12-31 | 2019-12-31 | 365 | 3.5062 | 3 | 0.50617
8549 | 12.495 | 1 | 2018-12-31 | 2019-12-31 | 365 | 14.3169 | 14 | 0.31687
8206 | 5.61 | 1 | 2018-12-31 | 2019-12-31 | 365 | 6.428 | 6 | 0.42798
8604 | 2.04 | 1 | 2018-12-31 | 2019-12-31 | 365 | 2.3374 | 2 | 0.33745
7984 | 9.435 | 1 | 2018-12-31 | 2019-12-31 | 365 | 10.8107 | 10 | 0.8107
8195 | 8.145 | 1 | 2018-12-31 | 2019-12-31 | 365 | 9.3326 | 9 | 0.33261
8600 | 7.395 | 1 | 2018-12-31 | 2019-12-31 | 365 | 8.4733 | 8 | 0.47325
8846 | 12.24 | 1 | 2018-12-31 | 2019-12-31 | 365 | 14.0247 | 14 | 0.02469
8187 | 5.865 | 1 | 2018-12-31 | 2019-12-31 | 365 | 6.7202 | 6 | 0.72016
7983 | 5.355 | 1 | 2018-12-31 | 2019-12-31 | 365 | 6.1358 | 6 | 0.1358
8840 | 4.59 | 1 | 2018-12-31 | 2019-12-31 | 365 | 5.2593 | 5 | 0.25926
8184 | 9.69 | 1 | 2018-12-31 | 2019-12-31 | 365 | 11.1029 | 11 | 0.10288
8175 | 5.61 | 1 | 2018-12-31 | 2019-12-31 | 365 | 6.428 | 6 | 0.42798
7982 | 6.63 | 1 | 2018-12-31 | 2019-12-31 | 365 | 7.5967 | 7 | 0.59671
8828 | 9.435 | 1 | 2018-12-31 | 2019-12-31 | 365 | 10.8107 | 10 | 0.8107
9644 | 5.75 | 1 | 2018-12-31 | 2019-12-31 | 365 | 6.5884 | 6 | 0.5884
8833 | 9.945 | 1 | 2018-12-31 | 2019-12-31 | 365 | 11.3951 | 11 | 0.39506
7963 | 5.865 | 1 | 2018-12-31 | 2019-12-31 | 365 | 6.7202 | 6 | 0.72016
8512 | 5.865 | 1 | 2018-12-31 | 2019-12-31 | 365 | 6.7202 | 6 | 0.72016
8825 | 7.395 | 1 | 2018-12-31 | 2019-12-31 | 365 | 8.4733 | 8 | 0.47325
8824 | 8.925 | 1 | 2018-12-31 | 2019-12-31 | 365 | 10.2263 | 10 | 0.22634
9698 | 3.315 | 1 | 2018-12-31 | 2019-12-31 | 365 | 3.7984 | 3 | 0.79835
8821 | 9.945 | 1 | 2018-12-31 | 2019-12-31 | 365 | 11.3951 | 11 | 0.39506
8657 | 7.65 | 1 | 2018-12-31 | 2019-12-31 | 365 | 8.7654 | 8 | 0.76543
8817 | 7.905 | 1 | 2018-12-31 | 2019-12-31 | 365 | 9.0576 | 9 | 0.057612
8815 | 6.63 | 1 | 2018-12-31 | 2019-12-31 | 365 | 7.5967 | 7 | 0.59671
8005 | 3.825 | 1 | 2018-12-31 | 2019-12-31 | 365 | 4.3827 | 4 | 0.38272
8171 | 5.865 | 1 | 2018-12-31 | 2019-12-31 | 365 | 6.7202 | 6 | 0.72016
8542 | 6.12 | 1 | 2018-12-31 | 2019-12-31 | 365 | 7.0123 | 7 | 0.012345
8281 | 3.06 | 1 | 2018-12-31 | 2019-12-31 | 365 | 3.5062 | 3 | 0.50617
9630 | 5.355 | 1 | 2018-12-31 | 2019-12-31 | 365 | 6.1358 | 6 | 0.1358
8808 | 7.395 | 1 | 2018-12-31 | 2019-12-31 | 365 | 8.4733 | 8 | 0.47325
8169 | 3.5 | 1 | 2018-12-31 | 2019-12-31 | 365 | 4.0103 | 4 | 0.010328
8575 | 4.335 | 1 | 2018-12-31 | 2019-12-31 | 365 | 4.9671 | 4 | 0.96708
8362 | 5.61 | 1 | 2018-12-31 | 2019-12-31 | 365 | 6.428 | 6 | 0.42798
8523 | 4.845 | 1 | 2018-12-31 | 2019-12-31 | 365 | 5.5514 | 5 | 0.55144
8802 | 4.845 | 1 | 2018-12-31 | 2019-12-31 | 365 | 5.5514 | 5 | 0.55144
8359 | 3.57 | 1 | 2018-12-31 | 2019-12-31 | 365 | 4.0905 | 4 | 0.090535
8769 | 3.315 | 1 | 2018-12-31 | 2019-12-31 | 365 | 3.7984 | 3 | 0.79835
8515 | 6.885 | 1 | 2018-12-31 | 2019-12-31 | 365 | 7.8889 | 7 | 0.88889
8310 | 4.845 | 1 | 2018-12-31 | 2019-12-31 | 365 | 5.5514 | 5 | 0.55144
8292 | 7.65 | 1 | 2018-12-31 | 2019-12-31 | 365 | 8.7654 | 8 | 0.76543
8335 | 5.355 | 1 | 2018-12-31 | 2019-12-31 | 365 | 6.1358 | 6 | 0.1358
8757 | 7.14 | 1 | 2018-12-31 | 2019-12-31 | 365 | 8.1811 | 8 | 0.18107
8762 | 4.335 | 1 | 2018-12-31 | 2019-12-31 | 365 | 4.9671 | 4 | 0.96708
8631 | 5.635 | 1 | 2018-12-31 | 2019-12-31 | 365 | 6.4566 | 6 | 0.45663
8531 | 5.355 | 1 | 2018-12-31 | 2019-12-31 | 365 | 6.1358 | 6 | 0.1358
8535 | 7.395 | 1 | 2018-12-31 | 2019-12-31 | 365 | 8.4733 | 8 | 0.47325
8618 | 5.865 | 1 | 2018-12-31 | 2019-12-31 | 365 | 6.7202 | 6 | 0.72016
8476 | 3.57 | 1 | 2018-12-31 | 2019-12-31 | 365 | 4.0905 | 4 | 0.090535
9651 | 5.865 | 1 | 2018-12-31 | 2019-12-31 | 365 | 6.7202 | 6 | 0.72016
8517 | 7.65 | 1 | 2018-12-31 | 2019-12-31 | 365 | 8.7654 | 8 | 0.76543
8339 | 7.65 | 1 | 2018-12-31 | 2019-12-31 | 365 | 8.7654 | 8 | 0.76543
9620 | 6.63 | 1 | 2018-12-31 | 2019-12-31 | 365 | 7.5967 | 7 | 0.59671
9354 | 9.75 | 1 | 2018-12-31 | 2019-12-31 | 365 | 11.1716 | 11 | 0.17163
9613 | 2.55 | 1 | 2018-12-31 | 2019-12-31 | 365 | 2.9218 | 2 | 0.92181
8516 | 5.865 | 1 | 2018-12-31 | 2019-12-31 | 365 | 6.7202 | 6 | 0.72016
9635 | 5.1 | 1 | 2018-12-31 | 2019-12-31 | 365 | 5.8436 | 5 | 0.84362
8547 | 9.69 | 1 | 2018-12-31 | 2019-12-31 | 365 | 11.1029 | 11 | 0.10288
8349 | 4.845 | 1 | 2018-12-31 | 2019-12-31 | 365 | 5.5514 | 5 | 0.55144
8615 | 9 | 1 | 2018-12-31 | 2019-12-31 | 365 | 10.3123 | 10 | 0.31227
8212 | 8.16 | 1 | 2018-12-31 | 2019-12-31 | 365 | 9.3498 | 9 | 0.34979
8351 | 6.12 | 1 | 2018-12-31 | 2019-12-31 | 365 | 7.0123 | 7 | 0.012345
8484 | 2.04 | 1 | 2018-12-31 | 2019-12-31 | 365 | 2.3374 | 2 | 0.33745
8569 | 2.805 | 1 | 2018-12-31 | 2019-12-31 | 365 | 3.214 | 3 | 0.21399
8350 | 2.805 | 1 | 2018-12-31 | 2019-12-31 | 365 | 3.214 | 3 | 0.21399
8520 | 6.12 | 1 | 2018-12-31 | 2019-12-31 | 365 | 7.0123 | 7 | 0.012345
8637 | 7.65 | 1 | 2018-12-31 | 2019-12-31 | 365 | 8.7654 | 8 | 0.76543
8475 | 5.865 | 1 | 2018-12-31 | 2019-12-31 | 365 | 6.7202 | 6 | 0.72016
8479 | 3.5 | 1 | 2018-12-31 | 2019-12-31 | 365 | 4.0103 | 4 | 0.010328
8624 | 4.845 | 1 | 2018-12-31 | 2019-12-31 | 365 | 5.5514 | 5 | 0.55144
8473 | 7.5 | 1 | 2018-12-31 | 2019-12-31 | 365 | 8.5936 | 8 | 0.59356
9736 | 4.335 | 1 | 2018-12-31 | 2019-12-31 | 365 | 4.9671 | 4 | 0.96708
9356 | 6.12 | 1 | 2018-12-31 | 2019-12-31 | 365 | 7.0123 | 7 | 0.012345
9360 | 2.04 | 1 | 2018-12-31 | 2019-12-31 | 365 | 2.3374 | 2 | 0.33745
8603 | 4.845 | 1 | 2018-12-31 | 2019-12-31 | 365 | 5.5514 | 5 | 0.55144
8232 | 6.12 | 1 | 2018-12-31 | 2019-12-31 | 365 | 7.0123 | 7 | 0.012345
8193 | 6.63 | 1 | 2018-12-31 | 2019-12-31 | 365 | 7.5967 | 7 | 0.59671
8297 | 5.1 | 1 | 2018-12-31 | 2019-12-31 | 365 | 5.8436 | 5 | 0.84362
8191 | 4.08 | 1 | 2018-12-31 | 2019-12-31 | 365 | 4.6749 | 4 | 0.6749
8280 | 9.69 | 1 | 2018-12-31 | 2019-12-31 | 365 | 11.1029 | 11 | 0.10288
8352 | 7.14 | 1 | 2018-12-31 | 2019-12-31 | 365 | 8.1811 | 8 | 0.18107
8216 | 4.59 | 1 | 2018-12-31 | 2019-12-31 | 365 | 5.2593 | 5 | 0.25926
8209 | 9.18 | 1 | 2018-12-31 | 2019-12-31 | 365 | 10.5185 | 10 | 0.51852
8367 | 6.375 | 1 | 2018-12-31 | 2019-12-31 | 365 | 7.3045 | 7 | 0.30453
8214 | 3.06 | 1 | 2018-12-31 | 2019-12-31 | 365 | 3.5062 | 3 | 0.50617
8267 | 9.435 | 1 | 2018-12-31 | 2019-12-31 | 365 | 10.8107 | 10 | 0.8107
9180 | 5.865 | 1 | 2018-12-31 | 2019-12-31 | 365 | 6.7202 | 6 | 0.72016
8202 | 4.08 | 1 | 2018-12-31 | 2019-12-31 | 365 | 4.6749 | 4 | 0.6749
8355 | 5.61 | 1 | 2018-12-31 | 2019-12-31 | 365 | 6.428 | 6 | 0.42798
8698 | 2.04 | 1 | 2018-12-31 | 2019-12-31 | 365 | 2.3374 | 2 | 0.33745
9187 | 5.865 | 1 | 2018-12-31 | 2019-12-31 | 365 | 6.7202 | 6 | 0.72016
8160 | 1.96 | 1 | 2018-12-31 | 2019-12-31 | 365 | 2.2458 | 2 | 0.24578
8225 | 9.555 | 1 | 2018-12-31 | 2019-12-31 | 365 | 10.9482 | 10 | 0.9482
8921 | 5.355 | 1 | 2018-12-31 | 2019-12-31 | 365 | 6.1358 | 6 | 0.1358
9344 | 6.12 | 1 | 2018-12-31 | 2019-12-31 | 365 | 7.0123 | 7 | 0.012345
8811 | 8.925 | 1 | 2018-12-31 | 2019-12-31 | 365 | 10.2263 | 10 | 0.22634
8579 | 8.67 | 1 | 2018-12-31 | 2019-12-31 | 365 | 9.9342 | 9 | 0.93416
9728 | 6.25 | 1 | 2018-12-31 | 2019-12-31 | 365 | 7.1613 | 7 | 0.1613
8836 | 4.59 | 1 | 2018-12-31 | 2019-12-31 | 365 | 5.2593 | 5 | 0.25926
8626 | 5.865 | 1 | 2018-12-31 | 2019-12-31 | 365 | 6.7202 | 6 | 0.72016
9677 | 9.18 | 1 | 2018-12-31 | 2019-12-31 | 365 | 10.5185 | 10 | 0.51852
8807 | 5.865 | 1 | 2018-12-31 | 2019-12-31 | 365 | 6.7202 | 6 | 0.72016
9876 | 3.825 | 1 | 2018-12-31 | 2019-12-31 | 365 | 4.3827 | 4 | 0.38272
9552 | 4.59 | 1 | 2018-12-31 | 2019-12-31 | 365 | 5.2593 | 5 | 0.25926
9518 | 4 | 1 | 2018-12-31 | 2019-12-31 | 365 | 4.5832 | 4 | 0.58323
9714 | 4.08 | 1 | 2018-12-31 | 2019-12-31 | 365 | 4.6749 | 4 | 0.6749
9547 | 6.885 | 1 | 2018-12-31 | 2019-12-31 | 365 | 7.8889 | 7 | 0.88889
9536 | 6.12 | 1 | 2018-12-31 | 2019-12-31 | 365 | 7.0123 | 7 | 0.012345
9511 | 4.08 | 1 | 2018-12-31 | 2019-12-31 | 365 | 4.6749 | 4 | 0.6749
9769 | 8.5 | 1 | 2018-12-31 | 2019-12-31 | 365 | 9.7394 | 9 | 0.73937
7353 | 1.53 | 1 | 2018-12-31 | 2019-12-31 | 365 | 1.7531 | 1 | 0.75309
9725 | 5.335 | 1 | 2018-12-31 | 2019-12-31 | 365 | 6.1129 | 6 | 0.11289
8678 | 3.315 | 1 | 2018-12-31 | 2019-12-31 | 365 | 3.7984 | 3 | 0.79835
9345 | 6.63 | 1 | 2018-12-31 | 2019-12-31 | 365 | 7.5967 | 7 | 0.59671
9558 | 5.865 | 1 | 2018-12-31 | 2019-12-31 | 365 | 6.7202 | 6 | 0.72016
9198 | 5.1 | 1 | 2018-12-31 | 2019-12-31 | 365 | 5.8436 | 5 | 0.84362
8743 | 3.315 | 1 | 2018-12-31 | 2019-12-31 | 365 | 3.7984 | 3 | 0.79835
9568 | 6.75 | 1 | 2018-12-31 | 2019-12-31 | 365 | 7.7342 | 7 | 0.7342
9211 | 7.905 | 1 | 2018-12-31 | 2019-12-31 | 365 | 9.0576 | 9 | 0.057612
8997 | 6.885 | 1 | 2018-12-31 | 2019-12-31 | 365 | 7.8889 | 7 | 0.88889
9560 | 4.08 | 1 | 2018-12-31 | 2019-12-31 | 365 | 4.6749 | 4 | 0.6749
8695 | 5.61 | 1 | 2018-12-31 | 2019-12-31 | 365 | 6.428 | 6 | 0.42798
9991 | 7.395 | 1 | 2018-12-31 | 2019-12-31 | 365 | 8.4733 | 8 | 0.47325
9221 | 8.16 | 1 | 2018-12-31 | 2019-12-31 | 365 | 9.3498 | 9 | 0.34979
8666 | 5.865 | 1 | 2018-12-31 | 2019-12-31 | 365 | 6.7202 | 6 | 0.72016
9218 | 4.845 | 1 | 2018-12-31 | 2019-12-31 | 365 | 5.5514 | 5 | 0.55144
8705 | 4.59 | 1 | 2018-12-31 | 2019-12-31 | 365 | 5.2593 | 5 | 0.25926
9999 | 7.65 | 1 | 2018-12-31 | 2019-12-31 | 365 | 8.7654 | 8 | 0.76543
9562 | 6.375 | 1 | 2018-12-31 | 2019-12-31 | 365 | 7.3045 | 7 | 0.30453
9174 | 4.08 | 1 | 2018-12-31 | 2019-12-31 | 365 | 4.6749 | 4 | 0.6749
8673 | 7.14 | 1 | 2018-12-31 | 2019-12-31 | 365 | 8.1811 | 8 | 0.18107
8663 | 3.57 | 1 | 2018-12-31 | 2019-12-31 | 365 | 4.0905 | 4 | 0.090535
9764 | 6.375 | 1 | 2018-12-31 | 2019-12-31 | 365 | 7.3045 | 7 | 0.30453
9996 | 4.59 | 1 | 2018-12-31 | 2019-12-31 | 365 | 5.2593 | 5 | 0.25926
8702 | 6.885 | 1 | 2018-12-31 | 2019-12-31 | 365 | 7.8889 | 7 | 0.88889
8700 | 8.415 | 1 | 2018-12-31 | 2019-12-31 | 365 | 9.642 | 9 | 0.64197
9573 | 8.16 | 1 | 2018-12-31 | 2019-12-31 | 365 | 9.3498 | 9 | 0.34979
8685 | 6.12 | 1 | 2018-12-31 | 2019-12-31 | 365 | 7.0123 | 7 | 0.012345
9224 | 4.08 | 1 | 2018-12-31 | 2019-12-31 | 365 | 4.6749 | 4 | 0.6749
8735 | 3.825 | 1 | 2018-12-31 | 2019-12-31 | 365 | 4.3827 | 4 | 0.38272
8960 | 8.415 | 1 | 2018-12-31 | 2019-12-31 | 365 | 9.642 | 9 | 0.64197
8766 | 7.905 | 1 | 2018-12-31 | 2019-12-31 | 365 | 9.0576 | 9 | 0.057612
8787 | 2.04 | 1 | 2018-12-31 | 2019-12-31 | 365 | 2.3374 | 2 | 0.33745
8964 | 6.12 | 1 | 2018-12-31 | 2019-12-31 | 365 | 7.0123 | 7 | 0.012345
8750 | 7.65 | 1 | 2018-12-31 | 2019-12-31 | 365 | 8.7654 | 8 | 0.76543
8755 | 4.75 | 1 | 2018-12-31 | 2019-12-31 | 365 | 5.4426 | 5 | 0.44259
8978 | 9.69 | 1 | 2018-12-31 | 2019-12-31 | 365 | 11.1029 | 11 | 0.10288
8758 | 5.61 | 1 | 2018-12-31 | 2019-12-31 | 365 | 6.428 | 6 | 0.42798
9348 | 2.55 | 1 | 2018-12-31 | 2019-12-31 | 365 | 2.9218 | 2 | 0.92181
8980 | 5.1 | 1 | 2018-12-31 | 2019-12-31 | 365 | 5.8436 | 5 | 0.84362
8288 | 6.12 | 1 | 2018-12-31 | 2019-12-31 | 365 | 7.0123 | 7 | 0.012345
8681 | 8.67 | 1 | 2018-12-31 | 2019-12-31 | 365 | 9.9342 | 9 | 0.93416
8969 | 8.67 | 1 | 2018-12-31 | 2019-12-31 | 365 | 9.9342 | 9 | 0.93416
9350 | 5.865 | 1 | 2018-12-31 | 2019-12-31 | 365 | 6.7202 | 6 | 0.72016
9188 | 3.315 | 1 | 2018-12-31 | 2019-12-31 | 365 | 3.7984 | 3 | 0.79835
8761 | 8.415 | 1 | 2018-12-31 | 2019-12-31 | 365 | 9.642 | 9 | 0.64197
8283 | 5.355 | 1 | 2018-12-31 | 2019-12-31 | 365 | 6.1358 | 6 | 0.1358
8675 | 7.14 | 1 | 2018-12-31 | 2019-12-31 | 365 | 8.1811 | 8 | 0.18107
9349 | 2.04 | 1 | 2018-12-31 | 2019-12-31 | 365 | 2.3374 | 2 | 0.33745
8259 | 6.12 | 1 | 2018-12-31 | 2019-12-31 | 365 | 7.0123 | 7 | 0.012345
10039 | 4.08 | 1 | 2018-12-31 | 2019-12-31 | 365 | 4.6749 | 4 | 0.6749
8303 | 4.335 | 1 | 2018-12-31 | 2019-12-31 | 365 | 4.9671 | 4 | 0.96708
8287 | 7.905 | 1 | 2018-12-31 | 2019-12-31 | 365 | 9.0576 | 9 | 0.057612
9210 | 9.945 | 1 | 2018-12-31 | 2019-12-31 | 365 | 11.3951 | 11 | 0.39506
8253 | 4.59 | 1 | 2018-12-31 | 2019-12-31 | 365 | 5.2593 | 5 | 0.25926
8955 | 8.67 | 1 | 2018-12-31 | 2019-12-31 | 365 | 9.9342 | 9 | 0.93416
8402 | 4.08 | 1 | 2018-12-31 | 2019-12-31 | 365 | 4.6749 | 4 | 0.6749
9202 | 8.925 | 1 | 2018-12-31 | 2019-12-31 | 365 | 10.2263 | 10 | 0.22634
9207 | 6.375 | 1 | 2018-12-31 | 2019-12-31 | 365 | 7.3045 | 7 | 0.30453
8278 | 9.69 | 1 | 2018-12-31 | 2019-12-31 | 365 | 11.1029 | 11 | 0.10288
9054 | 8.16 | 1 | 2018-12-31 | 2019-12-31 | 365 | 9.3498 | 9 | 0.34979
8264 | 6.12 | 1 | 2018-12-31 | 2019-12-31 | 365 | 7.0123 | 7 | 0.012345
8249 | 8.67 | 1 | 2018-12-31 | 2019-12-31 | 365 | 9.9342 | 9 | 0.93416
8265 | 8.67 | 1 | 2018-12-31 | 2019-12-31 | 365 | 9.9342 | 9 | 0.93416
8298 | 4 | 1 | 2018-12-31 | 2019-12-31 | 365 | 4.5832 | 4 | 0.58323
8242 | 2.04 | 1 | 2018-12-31 | 2019-12-31 | 365 | 2.3374 | 2 | 0.33745
8270 | 3.06 | 1 | 2018-12-31 | 2019-12-31 | 365 | 3.5062 | 3 | 0.50617
9048 | 4.335 | 1 | 2018-12-31 | 2019-12-31 | 365 | 4.9671 | 4 | 0.96708
8243 | 3.825 | 1 | 2018-12-31 | 2019-12-31 | 365 | 4.3827 | 4 | 0.38272
8438 | 2.805 | 1 | 2018-12-31 | 2019-12-31 | 365 | 3.214 | 3 | 0.21399
8338 | 6.885 | 1 | 2018-12-31 | 2019-12-31 | 365 | 7.8889 | 7 | 0.88889
8587 | 5.61 | 1 | 2018-12-31 | 2019-12-31 | 365 | 6.428 | 6 | 0.42798
8410 | 7.905 | 1 | 2018-12-31 | 2019-12-31 | 365 | 9.0576 | 9 | 0.057612
8809 | 9.69 | 1 | 2018-12-31 | 2019-12-31 | 365 | 11.1029 | 11 | 0.10288
8394 | 6.63 | 1 | 2018-12-31 | 2019-12-31 | 365 | 7.5967 | 7 | 0.59671
8633 | 5.1 | 1 | 2018-12-31 | 2019-12-31 | 365 | 5.8436 | 5 | 0.84362
7788 | 3.5 | 1 | 2018-12-31 | 2019-12-31 | 365 | 4.0103 | 4 | 0.010328
8430 | 5.1 | 1 | 2018-12-31 | 2019-12-31 | 365 | 5.8436 | 5 | 0.84362
8257 | 4.59 | 1 | 2018-12-31 | 2019-12-31 | 365 | 5.2593 | 5 | 0.25926
10011 | 6.12 | 1 | 2018-12-31 | 2019-12-31 | 365 | 7.0123 | 7 | 0.012345
8203 | 5.865 | 1 | 2018-12-31 | 2019-12-31 | 365 | 6.7202 | 6 | 0.72016
7783 | 7.25 | 1 | 2018-12-31 | 2019-12-31 | 365 | 8.3071 | 8 | 0.30711
7015 | 2.5 | 1 | 2018-12-31 | 2019-12-31 | 365 | 2.8645 | 2 | 0.86452
7777 | 1.785 | 1 | 2018-12-31 | 2019-12-31 | 365 | 2.0453 | 2 | 0.045267
7770 | 2.805 | 1 | 2018-12-31 | 2019-12-31 | 365 | 3.214 | 3 | 0.21399
7749 | 9.18 | 1 | 2018-12-31 | 2019-12-31 | 365 | 10.5185 | 10 | 0.51852
7747 | 8.5 | 1 | 2018-12-31 | 2019-12-31 | 365 | 9.7394 | 9 | 0.73937
7861 | 7.65 | 1 | 2018-12-31 | 2019-12-31 | 365 | 8.7654 | 8 | 0.76543
7744 | 9.5 | 1 | 2018-12-31 | 2019-12-31 | 365 | 10.8852 | 10 | 0.88518
7609 | 6.63 | 1 | 2018-12-31 | 2019-12-31 | 365 | 7.5967 | 7 | 0.59671
7606 | 9.435 | 1 | 2018-12-31 | 2019-12-31 | 365 | 10.8107 | 10 | 0.8107
8382 | 7.14 | 1 | 2018-12-31 | 2019-12-31 | 365 | 8.1811 | 8 | 0.18107
7220 | 7.25 | 1 | 2018-12-31 | 2019-12-31 | 365 | 8.3071 | 8 | 0.30711
7605 | 7.395 | 1 | 2018-12-31 | 2019-12-31 | 365 | 8.4733 | 8 | 0.47325
7735 | 2.55 | 1 | 2018-12-31 | 2019-12-31 | 365 | 2.9218 | 2 | 0.92181
8378 | 7.905 | 1 | 2018-12-31 | 2019-12-31 | 365 | 9.0576 | 9 | 0.057612
8374 | 4.08 | 1 | 2018-12-31 | 2019-12-31 | 365 | 4.6749 | 4 | 0.6749
7802 | 5.1 | 1 | 2018-12-31 | 2019-12-31 | 365 | 5.8436 | 5 | 0.84362
8371 | 8.925 | 1 | 2018-12-31 | 2019-12-31 | 365 | 10.2263 | 10 | 0.22634
7860 | 5.865 | 1 | 2018-12-31 | 2019-12-31 | 365 | 6.7202 | 6 | 0.72016
7663 | 4.08 | 1 | 2018-12-31 | 2019-12-31 | 365 | 4.6749 | 4 | 0.6749
8467 | 6.12 | 1 | 2018-12-31 | 2019-12-31 | 365 | 7.0123 | 7 | 0.012345
8468 | 6.63 | 1 | 2018-12-31 | 2019-12-31 | 365 | 7.5967 | 7 | 0.59671
7852 | 7.395 | 1 | 2018-12-31 | 2019-12-31 | 365 | 8.4733 | 8 | 0.47325
7667 | 7.14 | 1 | 2018-12-31 | 2019-12-31 | 365 | 8.1811 | 8 | 0.18107
7845 | 6.63 | 1 | 2018-12-31 | 2019-12-31 | 365 | 7.5967 | 7 | 0.59671
8462 | 6.63 | 1 | 2018-12-31 | 2019-12-31 | 365 | 7.5967 | 7 | 0.59671
8461 | 8.925 | 1 | 2018-12-31 | 2019-12-31 | 365 | 10.2263 | 10 | 0.22634
7890 | 4.845 | 1 | 2018-12-31 | 2019-12-31 | 365 | 5.5514 | 5 | 0.55144
8456 | 4.59 | 1 | 2018-12-31 | 2019-12-31 | 365 | 5.2593 | 5 | 0.25926
8454 | 7.14 | 1 | 2018-12-31 | 2019-12-31 | 365 | 8.1811 | 8 | 0.18107
8450 | 3.315 | 1 | 2018-12-31 | 2019-12-31 | 365 | 3.7984 | 3 | 0.79835
7834 | 6.885 | 1 | 2018-12-31 | 2019-12-31 | 365 | 7.8889 | 7 | 0.88889
7928 | 4.5 | 1 | 2018-12-31 | 2019-12-31 | 365 | 5.1561 | 5 | 0.15614
7925 | 3.825 | 1 | 2018-12-31 | 2019-12-31 | 365 | 4.3827 | 4 | 0.38272
8448 | 4.08 | 1 | 2018-12-31 | 2019-12-31 | 365 | 4.6749 | 4 | 0.6749
8444 | 8.67 | 1 | 2018-12-31 | 2019-12-31 | 365 | 9.9342 | 9 | 0.93416
7919 | 3.825 | 1 | 2018-12-31 | 2019-12-31 | 365 | 4.3827 | 4 | 0.38272
7724 | 7.905 | 1 | 2018-12-31 | 2019-12-31 | 365 | 9.0576 | 9 | 0.057612
8441 | 3.57 | 1 | 2018-12-31 | 2019-12-31 | 365 | 4.0905 | 4 | 0.090535
8436 | 1.785 | 1 | 2018-12-31 | 2019-12-31 | 365 | 2.0453 | 2 | 0.045267
7917 | 6.25 | 1 | 2018-12-31 | 2019-12-31 | 365 | 7.1613 | 7 | 0.1613
8397 | 2.5 | 1 | 2018-12-31 | 2019-12-31 | 365 | 2.8645 | 2 | 0.86452
8431 | 7.65 | 1 | 2018-12-31 | 2019-12-31 | 365 | 8.7654 | 8 | 0.76543
7916 | 4.59 | 1 | 2018-12-31 | 2019-12-31 | 365 | 5.2593 | 5 | 0.25926
8413 | 6.375 | 1 | 2018-12-31 | 2019-12-31 | 365 | 7.3045 | 7 | 0.30453
7914 | 4.08 | 1 | 2018-12-31 | 2019-12-31 | 365 | 4.6749 | 4 | 0.6749
8408 | 5.61 | 1 | 2018-12-31 | 2019-12-31 | 365 | 6.428 | 6 | 0.42798
7912 | 4.335 | 1 | 2018-12-31 | 2019-12-31 | 365 | 4.9671 | 4 | 0.96708
8399 | 7.395 | 1 | 2018-12-31 | 2019-12-31 | 365 | 8.4733 | 8 | 0.47325
7910 | 6.885 | 1 | 2018-12-31 | 2019-12-31 | 365 | 7.8889 | 7 | 0.88889
9160 | 4.335 | 1 | 2018-12-31 | 2019-12-31 | 365 | 4.9671 | 4 | 0.96708
9199 | 7.905 | 1 | 2018-12-31 | 2019-12-31 | 365 | 9.0576 | 9 | 0.057612
8528 | 6.885 | 1 | 2018-12-31 | 2019-12-31 | 365 | 7.8889 | 7 | 0.88889
9291 | 4.845 | 1 | 2018-12-31 | 2019-12-31 | 365 | 5.5514 | 5 | 0.55144
9495 | 4.08 | 1 | 2018-12-31 | 2019-12-31 | 365 | 4.6749 | 4 | 0.6749
8551 | 4.59 | 1 | 2018-12-31 | 2019-12-31 | 365 | 5.2593 | 5 | 0.25926
8571 | 4.08 | 1 | 2018-12-31 | 2019-12-31 | 365 | 4.6749 | 4 | 0.6749
9304 | 6.63 | 1 | 2018-12-31 | 2019-12-31 | 365 | 7.5967 | 7 | 0.59671
8497 | 2.55 | 1 | 2018-12-31 | 2019-12-31 | 365 | 2.9218 | 2 | 0.92181
8501 | 8.415 | 1 | 2018-12-31 | 2019-12-31 | 365 | 9.642 | 9 | 0.64197
8498 | 5.1 | 1 | 2018-12-31 | 2019-12-31 | 365 | 5.8436 | 5 | 0.84362
8507 | 2.55 | 1 | 2018-12-31 | 2019-12-31 | 365 | 2.9218 | 2 | 0.92181
8504 | 3.315 | 1 | 2018-12-31 | 2019-12-31 | 365 | 3.7984 | 3 | 0.79835
9631 | 6.615 | 1 | 2018-12-31 | 2019-12-31 | 365 | 7.5795 | 7 | 0.57952
9774 | 5.61 | 1 | 2018-12-31 | 2019-12-31 | 365 | 6.428 | 6 | 0.42798
8344 | 3.06 | 1 | 2018-12-31 | 2019-12-31 | 365 | 3.5062 | 3 | 0.50617
7768 | 8.16 | 1 | 2018-12-31 | 2019-12-31 | 365 | 9.3498 | 9 | 0.34979
9167 | 7.65 | 1 | 2018-12-31 | 2019-12-31 | 365 | 8.7654 | 8 | 0.76543
9726 | 5.865 | 1 | 2018-12-31 | 2019-12-31 | 365 | 6.7202 | 6 | 0.72016
9118 | 7.65 | 1 | 2018-12-31 | 2019-12-31 | 365 | 8.7654 | 8 | 0.76543
8347 | 7 | 1 | 2018-12-31 | 2019-12-31 | 365 | 8.0207 | 8 | 0.020656
9113 | 3.06 | 1 | 2018-12-31 | 2019-12-31 | 365 | 3.5062 | 3 | 0.50617
8583 | 4.75 | 1 | 2018-12-31 | 2019-12-31 | 365 | 5.4426 | 5 | 0.44259
8953 | 8.67 | 1 | 2018-12-31 | 2019-12-31 | 365 | 9.9342 | 9 | 0.93416
9897 | 5.355 | 1 | 2018-12-31 | 2019-12-31 | 365 | 6.1358 | 6 | 0.1358
9465 | 7.65 | 1 | 2018-12-31 | 2019-12-31 | 365 | 8.7654 | 8 | 0.76543
9467 | 6.25 | 1 | 2018-12-31 | 2019-12-31 | 365 | 7.1613 | 7 | 0.1613
8567 | 2.805 | 1 | 2018-12-31 | 2019-12-31 | 365 | 3.214 | 3 | 0.21399
8558 | 7.395 | 1 | 2018-12-31 | 2019-12-31 | 365 | 8.4733 | 8 | 0.47325
8559 | 9.69 | 1 | 2018-12-31 | 2019-12-31 | 365 | 11.1029 | 11 | 0.10288
9908 | 4.08 | 1 | 2018-12-31 | 2019-12-31 | 365 | 4.6749 | 4 | 0.6749
8574 | 4.845 | 1 | 2018-12-31 | 2019-12-31 | 365 | 5.5514 | 5 | 0.55144
8555 | 6.63 | 1 | 2018-12-31 | 2019-12-31 | 365 | 7.5967 | 7 | 0.59671
8580 | 5.1 | 1 | 2018-12-31 | 2019-12-31 | 365 | 5.8436 | 5 | 0.84362
8236 | 3.57 | 1 | 2018-12-31 | 2019-12-31 | 365 | 4.0905 | 4 | 0.090535
8590 | 5.61 | 1 | 2018-12-31 | 2019-12-31 | 365 | 6.428 | 6 | 0.42798
9035 | 5.355 | 1 | 2018-12-31 | 2019-12-31 | 365 | 6.1358 | 6 | 0.1358
8977 | 3.06 | 1 | 2018-12-31 | 2019-12-31 | 365 | 3.5062 | 3 | 0.50617
9566 | 3.315 | 1 | 2018-12-31 | 2019-12-31 | 365 | 3.7984 | 3 | 0.79835
9527 | 5.61 | 1 | 2018-12-31 | 2019-12-31 | 365 | 6.428 | 6 | 0.42798
8919 | 3.315 | 1 | 2018-12-31 | 2019-12-31 | 365 | 3.7984 | 3 | 0.79835
8946 | 4.08 | 1 | 2018-12-31 | 2019-12-31 | 365 | 4.6749 | 4 | 0.6749
8842 | 6.885 | 1 | 2018-12-31 | 2019-12-31 | 365 | 7.8889 | 7 | 0.88889
9110 | 5.86 | 1 | 2018-12-31 | 2019-12-31 | 365 | 6.7144 | 6 | 0.71443
8849 | 6.885 | 1 | 2018-12-31 | 2019-12-31 | 365 | 7.8889 | 7 | 0.88889
8814 | 8.16 | 1 | 2018-12-31 | 2019-12-31 | 365 | 9.3498 | 9 | 0.34979
8768 | 7.65 | 1 | 2018-12-31 | 2019-12-31 | 365 | 8.7654 | 8 | 0.76543
9169 | 9.435 | 1 | 2018-12-31 | 2019-12-31 | 365 | 10.8107 | 10 | 0.8107
8819 | 6.375 | 1 | 2018-12-31 | 2019-12-31 | 365 | 7.3045 | 7 | 0.30453
9520 | 9.945 | 1 | 2018-12-31 | 2019-12-31 | 365 | 11.3951 | 11 | 0.39506
9090 | 6.375 | 1 | 2018-12-31 | 2019-12-31 | 365 | 7.3045 | 7 | 0.30453
8845 | 8.67 | 1 | 2018-12-31 | 2019-12-31 | 365 | 9.9342 | 9 | 0.93416
8831 | 2.55 | 1 | 2018-12-31 | 2019-12-31 | 365 | 2.9218 | 2 | 0.92181
9181 | 5 | 1 | 2018-12-31 | 2019-12-31 | 365 | 5.729 | 5 | 0.72904
8779 | 3.06 | 1 | 2018-12-31 | 2019-12-31 | 365 | 3.5062 | 3 | 0.50617
8830 | 3.57 | 1 | 2018-12-31 | 2019-12-31 | 365 | 4.0905 | 4 | 0.090535
9082 | 6.12 | 1 | 2018-12-31 | 2019-12-31 | 365 | 7.0123 | 7 | 0.012345
8926 | 5.1 | 1 | 2018-12-31 | 2019-12-31 | 365 | 5.8436 | 5 | 0.84362
9554 | 6.12 | 1 | 2018-12-31 | 2019-12-31 | 365 | 7.0123 | 7 | 0.012345
8864 | 6.375 | 1 | 2018-12-31 | 2019-12-31 | 365 | 7.3045 | 7 | 0.30453
7734 | 6.885 | 1 | 2018-12-31 | 2019-12-31 | 365 | 7.8889 | 7 | 0.88889
7884 | 4.59 | 1 | 2018-12-31 | 2019-12-31 | 365 | 5.2593 | 5 | 0.25926
9791 | 9.945 | 1 | 2018-12-31 | 2019-12-31 | 365 | 11.3951 | 11 | 0.39506
9971 | 5.355 | 1 | 2018-12-31 | 2019-12-31 | 365 | 6.1358 | 6 | 0.1358
9792 | 9.435 | 1 | 2018-12-31 | 2019-12-31 | 365 | 10.8107 | 10 | 0.8107
9974 | 3.825 | 1 | 2018-12-31 | 2019-12-31 | 365 | 4.3827 | 4 | 0.38272
9988 | 9.945 | 1 | 2018-12-31 | 2019-12-31 | 365 | 11.3951 | 11 | 0.39506
9980 | 7.14 | 1 | 2018-12-31 | 2019-12-31 | 365 | 8.1811 | 8 | 0.18107
8860 | 8.415 | 1 | 2018-12-31 | 2019-12-31 | 365 | 9.642 | 9 | 0.64197
9997 | 2.295 | 1 | 2018-12-31 | 2019-12-31 | 365 | 2.6296 | 2 | 0.62963
8991 | 3.57 | 1 | 2018-12-31 | 2019-12-31 | 365 | 4.0905 | 4 | 0.090535
9361 | 4.335 | 1 | 2018-12-31 | 2019-12-31 | 365 | 4.9671 | 4 | 0.96708
10001 | 5.1 | 1 | 2018-12-31 | 2019-12-31 | 365 | 5.8436 | 5 | 0.84362
9028 | 2.805 | 1 | 2018-12-31 | 2019-12-31 | 365 | 3.214 | 3 | 0.21399
9826 | 6.12 | 1 | 2018-12-31 | 2019-12-31 | 365 | 7.0123 | 7 | 0.012345
8966 | 4.59 | 1 | 2018-12-31 | 2019-12-31 | 365 | 5.2593 | 5 | 0.25926
8241 | 6.75 | 1 | 2018-12-31 | 2019-12-31 | 365 | 7.7342 | 7 | 0.7342
8935 | 4.59 | 1 | 2018-12-31 | 2019-12-31 | 365 | 5.2593 | 5 | 0.25926
8222 | 4.59 | 1 | 2018-12-31 | 2019-12-31 | 365 | 5.2593 | 5 | 0.25926
9801 | 7.395 | 1 | 2018-12-31 | 2019-12-31 | 365 | 8.4733 | 8 | 0.47325
8231 | 5.1 | 1 | 2018-12-31 | 2019-12-31 | 365 | 5.8436 | 5 | 0.84362
9031 | 5.865 | 1 | 2018-12-31 | 2019-12-31 | 365 | 6.7202 | 6 | 0.72016
9813 | 3.57 | 1 | 2018-12-31 | 2019-12-31 | 365 | 4.0905 | 4 | 0.090535
8245 | 6.885 | 1 | 2018-12-31 | 2019-12-31 | 365 | 7.8889 | 7 | 0.88889
8999 | 5.865 | 1 | 2018-12-31 | 2019-12-31 | 365 | 6.7202 | 6 | 0.72016
9828 | 7.395 | 1 | 2018-12-31 | 2019-12-31 | 365 | 8.4733 | 8 | 0.47325
8309 | 2.55 | 1 | 2018-12-31 | 2019-12-31 | 365 | 2.9218 | 2 | 0.92181
9800 | 8.16 | 1 | 2018-12-31 | 2019-12-31 | 365 | 9.3498 | 9 | 0.34979
9020 | 6.63 | 1 | 2018-12-31 | 2019-12-31 | 365 | 7.5967 | 7 | 0.59671
9817 | 6.12 | 1 | 2018-12-31 | 2019-12-31 | 365 | 7.0123 | 7 | 0.012345
9809 | 4.08 | 1 | 2018-12-31 | 2019-12-31 | 365 | 4.6749 | 4 | 0.6749
9008 | 6.885 | 1 | 2018-12-31 | 2019-12-31 | 365 | 7.8889 | 7 | 0.88889
9840 | 8.415 | 1 | 2018-12-31 | 2019-12-31 | 365 | 9.642 | 9 | 0.64197
9004 | 5.1 | 1 | 2018-12-31 | 2019-12-31 | 365 | 5.8436 | 5 | 0.84362
9833 | 3.315 | 1 | 2018-12-31 | 2019-12-31 | 365 | 3.7984 | 3 | 0.79835
9804 | 9.435 | 1 | 2018-12-31 | 2019-12-31 | 365 | 10.8107 | 10 | 0.8107
8641 | 3.315 | 1 | 2018-12-31 | 2019-12-31 | 365 | 3.7984 | 3 | 0.79835
9838 | 9.945 | 1 | 2018-12-31 | 2019-12-31 | 365 | 11.3951 | 11 | 0.39506
7739 | 5.25 | 1 | 2018-12-31 | 2019-12-31 | 365 | 6.0155 | 6 | 0.015492
9835 | 6.885 | 1 | 2018-12-31 | 2019-12-31 | 365 | 7.8889 | 7 | 0.88889
10154 | 7.905 | 1 | 2018-12-31 | 2019-12-31 | 365 | 9.0576 | 9 | 0.057612
9517 | 6.885 | 1 | 2018-12-31 | 2019-12-31 | 365 | 7.8889 | 7 | 0.88889
9814 | 5.865 | 1 | 2018-12-31 | 2019-12-31 | 365 | 6.7202 | 6 | 0.72016
9839 | 3.06 | 1 | 2018-12-31 | 2019-12-31 | 365 | 3.5062 | 3 | 0.50617
9065 | 7.395 | 1 | 2018-12-31 | 2019-12-31 | 365 | 8.4733 | 8 | 0.47325
9854 | 5.61 | 1 | 2018-12-31 | 2019-12-31 | 365 | 6.428 | 6 | 0.42798
9836 | 4.08 | 1 | 2018-12-31 | 2019-12-31 | 365 | 4.6749 | 4 | 0.6749
9806 | 6.885 | 1 | 2018-12-31 | 2019-12-31 | 365 | 7.8889 | 7 | 0.88889
9062 | 7.65 | 1 | 2018-12-31 | 2019-12-31 | 365 | 8.7654 | 8 | 0.76543
9061 | 2.75 | 1 | 2018-12-31 | 2019-12-31 | 365 | 3.151 | 3 | 0.15097
9842 | 3.825 | 1 | 2018-12-31 | 2019-12-31 | 365 | 4.3827 | 4 | 0.38272
9104 | 5.355 | 1 | 2018-12-31 | 2019-12-31 | 365 | 6.1358 | 6 | 0.1358
9146 | 4.59 | 1 | 2018-12-31 | 2019-12-31 | 365 | 5.2593 | 5 | 0.25926
10240 | 5.1 | 1 | 2018-12-31 | 2019-12-31 | 365 | 5.8436 | 5 | 0.84362
9155 | 4.845 | 1 | 2018-12-31 | 2019-12-31 | 365 | 5.5514 | 5 | 0.55144
10047 | 2.55 | 1 | 2018-12-31 | 2019-12-31 | 365 | 2.9218 | 2 | 0.92181
9759 | 7.395 | 1 | 2018-12-31 | 2019-12-31 | 365 | 8.4733 | 8 | 0.47325
10187 | 4.845 | 1 | 2018-12-31 | 2019-12-31 | 365 | 5.5514 | 5 | 0.55144
10048 | 6.375 | 1 | 2018-12-31 | 2019-12-31 | 365 | 7.3045 | 7 | 0.30453
9875 | 6.375 | 1 | 2018-12-31 | 2019-12-31 | 365 | 7.3045 | 7 | 0.30453
9733 | 5.61 | 1 | 2018-12-31 | 2019-12-31 | 365 | 6.428 | 6 | 0.42798
9724 | 4.59 | 1 | 2018-12-31 | 2019-12-31 | 365 | 5.2593 | 5 | 0.25926
9154 | 7.14 | 1 | 2018-12-31 | 2019-12-31 | 365 | 8.1811 | 8 | 0.18107
10186 | 5.61 | 1 | 2018-12-31 | 2019-12-31 | 365 | 6.428 | 6 | 0.42798
9873 | 3.825 | 1 | 2018-12-31 | 2019-12-31 | 365 | 4.3827 | 4 | 0.38272
10234 | 2.04 | 1 | 2018-12-31 | 2019-12-31 | 365 | 2.3374 | 2 | 0.33745
10012 | 3.06 | 1 | 2018-12-31 | 2019-12-31 | 365 | 3.5062 | 3 | 0.50617
9172 | 4.59 | 1 | 2018-12-31 | 2019-12-31 | 365 | 5.2593 | 5 | 0.25926
10062 | 5.865 | 1 | 2018-12-31 | 2019-12-31 | 365 | 6.7202 | 6 | 0.72016
10023 | 9.69 | 1 | 2018-12-31 | 2019-12-31 | 365 | 11.1029 | 11 | 0.10288
10243 | 7.14 | 1 | 2018-12-31 | 2019-12-31 | 365 | 8.1811 | 8 | 0.18107
9175 | 3.57 | 1 | 2018-12-31 | 2019-12-31 | 365 | 4.0905 | 4 | 0.090535
9182 | 4.08 | 1 | 2018-12-31 | 2019-12-31 | 365 | 4.6749 | 4 | 0.6749
10073 | 8.16 | 1 | 2018-12-31 | 2019-12-31 | 365 | 9.3498 | 9 | 0.34979
9178 | 3.825 | 1 | 2018-12-31 | 2019-12-31 | 365 | 4.3827 | 4 | 0.38272
9170 | 4.335 | 1 | 2018-12-31 | 2019-12-31 | 365 | 4.9671 | 4 | 0.96708
9989 | 4.08 | 1 | 2018-12-31 | 2019-12-31 | 365 | 4.6749 | 4 | 0.6749
9189 | 4.335 | 1 | 2018-12-31 | 2019-12-31 | 365 | 4.9671 | 4 | 0.96708
9535 | 7.65 | 1 | 2018-12-31 | 2019-12-31 | 365 | 8.7654 | 8 | 0.76543
10057 | 3.315 | 1 | 2018-12-31 | 2019-12-31 | 365 | 3.7984 | 3 | 0.79835
9936 | 6.885 | 1 | 2018-12-31 | 2019-12-31 | 365 | 7.8889 | 7 | 0.88889
9982 | 6.885 | 1 | 2018-12-31 | 2019-12-31 | 365 | 7.8889 | 7 | 0.88889
10013 | 3.06 | 1 | 2018-12-31 | 2019-12-31 | 365 | 3.5062 | 3 | 0.50617
9561 | 5.355 | 1 | 2018-12-31 | 2019-12-31 | 365 | 6.1358 | 6 | 0.1358
10014 | 6.12 | 1 | 2018-12-31 | 2019-12-31 | 365 | 7.0123 | 7 | 0.012345
10279 | 4.845 | 1 | 2018-12-31 | 2019-12-31 | 365 | 5.5514 | 5 | 0.55144
9574 | 5.61 | 1 | 2018-12-31 | 2019-12-31 | 365 | 6.428 | 6 | 0.42798
9973 | 4.845 | 1 | 2018-12-31 | 2019-12-31 | 365 | 5.5514 | 5 | 0.55144
9969 | 2.55 | 1 | 2018-12-31 | 2019-12-31 | 365 | 2.9218 | 2 | 0.92181
9994 | 4.08 | 1 | 2018-12-31 | 2019-12-31 | 365 | 4.6749 | 4 | 0.6749
9737 | 4.59 | 1 | 2018-12-31 | 2019-12-31 | 365 | 5.2593 | 5 | 0.25926
10114 | 2.55 | 1 | 2018-12-31 | 2019-12-31 | 365 | 2.9218 | 2 | 0.92181
10040 | 4.59 | 1 | 2018-12-31 | 2019-12-31 | 365 | 5.2593 | 5 | 0.25926
9702 | 7 | 1 | 2018-12-31 | 2019-12-31 | 365 | 8.0207 | 8 | 0.020656
10000 | 6.375 | 1 | 2018-12-31 | 2019-12-31 | 365 | 7.3045 | 7 | 0.30453
10007 | 8.16 | 1 | 2018-12-31 | 2019-12-31 | 365 | 9.3498 | 9 | 0.34979
10083 | 5.865 | 1 | 2018-12-31 | 2019-12-31 | 365 | 6.7202 | 6 | 0.72016
10054 | 5.61 | 1 | 2018-12-31 | 2019-12-31 | 365 | 6.428 | 6 | 0.42798
9022 | 7.5 | 1 | 2018-12-31 | 2019-12-31 | 365 | 8.5936 | 8 | 0.59356
9047 | 9 | 1 | 2018-12-31 | 2019-12-31 | 365 | 10.3123 | 10 | 0.31227
9013 | 5.865 | 1 | 2018-12-31 | 2019-12-31 | 365 | 6.7202 | 6 | 0.72016
10105 | 5.355 | 1 | 2018-12-31 | 2019-12-31 | 365 | 6.1358 | 6 | 0.1358
10046 | 7.905 | 1 | 2018-12-31 | 2019-12-31 | 365 | 9.0576 | 9 | 0.057612
10084 | 8.67 | 1 | 2018-12-31 | 2019-12-31 | 365 | 9.9342 | 9 | 0.93416
10030 | 6.12 | 1 | 2018-12-31 | 2019-12-31 | 365 | 7.0123 | 7 | 0.012345
10075 | 6.885 | 1 | 2018-12-31 | 2019-12-31 | 365 | 7.8889 | 7 | 0.88889
10072 | 6.885 | 1 | 2018-12-31 | 2019-12-31 | 365 | 7.8889 | 7 | 0.88889
10063 | 4.335 | 1 | 2018-12-31 | 2019-12-31 | 365 | 4.9671 | 4 | 0.96708
10070 | 3.57 | 1 | 2018-12-31 | 2019-12-31 | 365 | 4.0905 | 4 | 0.090535
10058 | 6.375 | 1 | 2018-12-31 | 2019-12-31 | 365 | 7.3045 | 7 | 0.30453
9034 | 7.905 | 1 | 2018-12-31 | 2019-12-31 | 365 | 9.0576 | 9 | 0.057612
10236 | 8.16 | 1 | 2018-12-31 | 2019-12-31 | 365 | 9.3498 | 9 | 0.34979
10004 | 5.865 | 1 | 2018-12-31 | 2019-12-31 | 365 | 6.7202 | 6 | 0.72016
10111 | 8.415 | 1 | 2018-12-31 | 2019-12-31 | 365 | 9.642 | 9 | 0.64197
9978 | 5.865 | 1 | 2018-12-31 | 2019-12-31 | 365 | 6.7202 | 6 | 0.72016
9042 | 3.06 | 1 | 2018-12-31 | 2019-12-31 | 365 | 3.5062 | 3 | 0.50617
9939 | 4.08 | 1 | 2018-12-31 | 2019-12-31 | 365 | 4.6749 | 4 | 0.6749
9959 | 4.59 | 1 | 2018-12-31 | 2019-12-31 | 365 | 5.2593 | 5 | 0.25926
9984 | 9.18 | 1 | 2018-12-31 | 2019-12-31 | 365 | 10.5185 | 10 | 0.51852
9846 | 5.355 | 1 | 2018-12-31 | 2019-12-31 | 365 | 6.1358 | 6 | 0.1358
9935 | 5.865 | 1 | 2018-12-31 | 2019-12-31 | 365 | 6.7202 | 6 | 0.72016
9972 | 5.61 | 1 | 2018-12-31 | 2019-12-31 | 365 | 6.428 | 6 | 0.42798
10103 | 3.315 | 1 | 2018-12-31 | 2019-12-31 | 365 | 3.7984 | 3 | 0.79835
10008 | 3.57 | 1 | 2018-12-31 | 2019-12-31 | 365 | 4.0905 | 4 | 0.090535
9611 | 3.315 | 1 | 2018-12-31 | 2019-12-31 | 365 | 3.7984 | 3 | 0.79835
9886 | 6.63 | 1 | 2018-12-31 | 2019-12-31 | 365 | 7.5967 | 7 | 0.59671
9879 | 6.63 | 1 | 2018-12-31 | 2019-12-31 | 365 | 7.5967 | 7 | 0.59671
10031 | 6.12 | 1 | 2018-12-31 | 2019-12-31 | 365 | 7.0123 | 7 | 0.012345
9889 | 5.865 | 1 | 2018-12-31 | 2019-12-31 | 365 | 6.7202 | 6 | 0.72016
9877 | 3.06 | 1 | 2018-12-31 | 2019-12-31 | 365 | 3.5062 | 3 | 0.50617
9993 | 3.315 | 1 | 2018-12-31 | 2019-12-31 | 365 | 3.7984 | 3 | 0.79835
9881 | 6.63 | 1 | 2018-12-31 | 2019-12-31 | 365 | 7.5967 | 7 | 0.59671
9694 | 5.865 | 1 | 2018-12-31 | 2019-12-31 | 365 | 6.7202 | 6 | 0.72016
10108 | 5.865 | 1 | 2018-12-31 | 2019-12-31 | 365 | 6.7202 | 6 | 0.72016
10042 | 8.67 | 1 | 2018-12-31 | 2019-12-31 | 365 | 9.9342 | 9 | 0.93416
10006 | 6.885 | 1 | 2018-12-31 | 2019-12-31 | 365 | 7.8889 | 7 | 0.88889
9712 | 1.53 | 1 | 2018-12-31 | 2019-12-31 | 365 | 1.7531 | 1 | 0.75309
10035 | 8.16 | 1 | 2018-12-31 | 2019-12-31 | 365 | 9.3498 | 9 | 0.34979
9038 | 6.12 | 1 | 2018-12-31 | 2019-12-31 | 365 | 7.0123 | 7 | 0.012345
9746 | 7.905 | 1 | 2018-12-31 | 2019-12-31 | 365 | 9.0576 | 9 | 0.057612
9766 | 6.12 | 1 | 2018-12-31 | 2019-12-31 | 365 | 7.0123 | 7 | 0.012345
9050 | 5.355 | 1 | 2018-12-31 | 2019-12-31 | 365 | 6.1358 | 6 | 0.1358
9071 | 5.61 | 1 | 2018-12-31 | 2019-12-31 | 365 | 6.428 | 6 | 0.42798
9077 | 7.905 | 1 | 2018-12-31 | 2019-12-31 | 365 | 9.0576 | 9 | 0.057612
9070 | 2.295 | 1 | 2018-12-31 | 2019-12-31 | 365 | 2.6296 | 2 | 0.62963
9983 | 8.415 | 1 | 2018-12-31 | 2019-12-31 | 365 | 9.642 | 9 | 0.64197
9074 | 5.61 | 1 | 2018-12-31 | 2019-12-31 | 365 | 6.428 | 6 | 0.42798
9073 | 6.375 | 1 | 2018-12-31 | 2019-12-31 | 365 | 7.3045 | 7 | 0.30453
8199 | 3.57 | 1 | 2018-12-31 | 2019-12-31 | 365 | 4.0905 | 4 | 0.090535
9068 | 9.18 | 1 | 2018-12-31 | 2019-12-31 | 365 | 10.5185 | 10 | 0.51852
9119 | 5.1 | 1 | 2018-12-31 | 2019-12-31 | 365 | 5.8436 | 5 | 0.84362
9903 | 5.865 | 1 | 2018-12-31 | 2019-12-31 | 365 | 6.7202 | 6 | 0.72016
9893 | 7.905 | 1 | 2018-12-31 | 2019-12-31 | 365 | 9.0576 | 9 | 0.057612
9912 | 6.885 | 1 | 2018-12-31 | 2019-12-31 | 365 | 7.8889 | 7 | 0.88889
9911 | 4.59 | 1 | 2018-12-31 | 2019-12-31 | 365 | 5.2593 | 5 | 0.25926
9565 | 5.355 | 1 | 2018-12-31 | 2019-12-31 | 365 | 6.1358 | 6 | 0.1358
9125 | 7.65 | 1 | 2018-12-31 | 2019-12-31 | 365 | 8.7654 | 8 | 0.76543
9581 | 4.08 | 1 | 2018-12-31 | 2019-12-31 | 365 | 4.6749 | 4 | 0.6749
9601 | 2.55 | 1 | 2018-12-31 | 2019-12-31 | 365 | 2.9218 | 2 | 0.92181
9770 | 9.435 | 1 | 2018-12-31 | 2019-12-31 | 365 | 10.8107 | 10 | 0.8107
9703 | 7.65 | 1 | 2018-12-31 | 2019-12-31 | 365 | 8.7654 | 8 | 0.76543
9639 | 6.12 | 1 | 2018-12-31 | 2019-12-31 | 365 | 7.0123 | 7 | 0.012345
9621 | 8.925 | 1 | 2018-12-31 | 2019-12-31 | 365 | 10.2263 | 10 | 0.22634
9749 | 6.12 | 1 | 2018-12-31 | 2019-12-31 | 365 | 7.0123 | 7 | 0.012345
9629 | 6.12 | 1 | 2018-12-31 | 2019-12-31 | 365 | 7.0123 | 7 | 0.012345
9084 | 4.845 | 1 | 2018-12-31 | 2019-12-31 | 365 | 5.5514 | 5 | 0.55144
9087 | 5.865 | 1 | 2018-12-31 | 2019-12-31 | 365 | 6.7202 | 6 | 0.72016
9753 | 9.18 | 1 | 2018-12-31 | 2019-12-31 | 365 | 10.5185 | 10 | 0.51852
9097 | 5.1 | 1 | 2018-12-31 | 2019-12-31 | 365 | 5.8436 | 5 | 0.84362
9786 | 4.59 | 1 | 2018-12-31 | 2019-12-31 | 365 | 5.2593 | 5 | 0.25926
9138 | 3 | 1 | 2018-12-31 | 2019-12-31 | 365 | 3.4374 | 3 | 0.43742
9132 | 6.375 | 1 | 2018-12-31 | 2019-12-31 | 365 | 7.3045 | 7 | 0.30453
9717 | 6.375 | 1 | 2018-12-31 | 2019-12-31 | 365 | 7.3045 | 7 | 0.30453
9135 | 9.69 | 1 | 2018-12-31 | 2019-12-31 | 365 | 11.1029 | 11 | 0.10288
9741 | 5.1 | 1 | 2018-12-31 | 2019-12-31 | 365 | 5.8436 | 5 | 0.84362
9659 | 4.59 | 1 | 2018-12-31 | 2019-12-31 | 365 | 5.2593 | 5 | 0.25926
9143 | 5.1 | 1 | 2018-12-31 | 2019-12-31 | 365 | 5.8436 | 5 | 0.84362
9730 | 4.59 | 1 | 2018-12-31 | 2019-12-31 | 365 | 5.2593 | 5 | 0.25926
9656 | 8.925 | 1 | 2018-12-31 | 2019-12-31 | 365 | 10.2263 | 10 | 0.22634
9141 | 6.63 | 1 | 2018-12-31 | 2019-12-31 | 365 | 7.5967 | 7 | 0.59671
9142 | 4.08 | 1 | 2018-12-31 | 2019-12-31 | 365 | 4.6749 | 4 | 0.6749
9616 | 9.18 | 1 | 2018-12-31 | 2019-12-31 | 365 | 10.5185 | 10 | 0.51852
10067 | 5.5 | 1 | 2018-12-31 | 2019-12-31 | 365 | 6.3019 | 6 | 0.30194
10078 | 8.925 | 1 | 2018-12-31 | 2019-12-31 | 365 | 10.2263 | 10 | 0.22634
10524 | 5.88 | 1 | 2018-12-31 | 2019-12-31 | 365 | 6.7374 | 6 | 0.73735
10002 | 9.69 | 1 | 2018-12-31 | 2019-12-31 | 365 | 11.1029 | 11 | 0.10288
10017 | 4.335 | 1 | 2018-12-31 | 2019-12-31 | 365 | 4.9671 | 4 | 0.96708
10099 | 8.16 | 1 | 2018-12-31 | 2019-12-31 | 365 | 9.3498 | 9 | 0.34979
10470 | 4.59 | 1 | 2018-12-31 | 2019-12-31 | 365 | 5.2593 | 5 | 0.25926
10100 | 4.08 | 1 | 2018-12-31 | 2019-12-31 | 365 | 4.6749 | 4 | 0.6749
10323 | 4.59 | 1 | 2018-12-31 | 2019-12-31 | 365 | 5.2593 | 5 | 0.25926
10284 | 10 | 1 | 2018-12-31 | 2019-12-31 | 365 | 11.4581 | 11 | 0.45808
10102 | 7.65 | 1 | 2018-12-31 | 2019-12-31 | 365 | 8.7654 | 8 | 0.76543
10238 | 9.435 | 1 | 2018-12-31 | 2019-12-31 | 365 | 10.8107 | 10 | 0.8107
10235 | 2.94 | 1 | 2018-12-31 | 2019-12-31 | 365 | 3.3687 | 3 | 0.36868
10217 | 2.805 | 1 | 2018-12-31 | 2019-12-31 | 365 | 3.214 | 3 | 0.21399
10246 | 2.295 | 1 | 2018-12-31 | 2019-12-31 | 365 | 2.6296 | 2 | 0.62963
10230 | 7.395 | 1 | 2018-12-31 | 2019-12-31 | 365 | 8.4733 | 8 | 0.47325
10220 | 5.355 | 1 | 2018-12-31 | 2019-12-31 | 365 | 6.1358 | 6 | 0.1358
10242 | 5.355 | 1 | 2018-12-31 | 2019-12-31 | 365 | 6.1358 | 6 | 0.1358
10233 | 9.945 | 1 | 2018-12-31 | 2019-12-31 | 365 | 11.3951 | 11 | 0.39506
8088 | 3.25 | 1 | 2018-12-31 | 2019-12-31 | 365 | 3.7239 | 3 | 0.72388
10019 | 5.355 | 1 | 2018-12-31 | 2019-12-31 | 365 | 6.1358 | 6 | 0.1358
10165 | 9.435 | 1 | 2018-12-31 | 2019-12-31 | 365 | 10.8107 | 10 | 0.8107
9655 | 9.945 | 1 | 2018-12-31 | 2019-12-31 | 365 | 11.3951 | 11 | 0.39506
10210 | 5.355 | 1 | 2018-12-31 | 2019-12-31 | 365 | 6.1358 | 6 | 0.1358
10520 | 3 | 1 | 2018-12-31 | 2019-12-31 | 365 | 3.4374 | 3 | 0.43742
9891 | 5.865 | 1 | 2018-12-31 | 2019-12-31 | 365 | 6.7202 | 6 | 0.72016
10452 | 6.12 | 1 | 2018-12-31 | 2019-12-31 | 365 | 7.0123 | 7 | 0.012345
10456 | 4.335 | 1 | 2018-12-31 | 2019-12-31 | 365 | 4.9671 | 4 | 0.96708
9642 | 4.845 | 1 | 2018-12-31 | 2019-12-31 | 365 | 5.5514 | 5 | 0.55144
10382 | 5.355 | 1 | 2018-12-31 | 2019-12-31 | 365 | 6.1358 | 6 | 0.1358
10458 | 2.805 | 1 | 2018-12-31 | 2019-12-31 | 365 | 3.214 | 3 | 0.21399
10216 | 4.59 | 1 | 2018-12-31 | 2019-12-31 | 365 | 5.2593 | 5 | 0.25926
10436 | 8.925 | 1 | 2018-12-31 | 2019-12-31 | 365 | 10.2263 | 10 | 0.22634
10414 | 2.295 | 1 | 2018-12-31 | 2019-12-31 | 365 | 2.6296 | 2 | 0.62963
10406 | 4.59 | 1 | 2018-12-31 | 2019-12-31 | 365 | 5.2593 | 5 | 0.25926
10377 | 8.67 | 1 | 2018-12-31 | 2019-12-31 | 365 | 9.9342 | 9 | 0.93416
10419 | 9.69 | 1 | 2018-12-31 | 2019-12-31 | 365 | 11.1029 | 11 | 0.10288
10518 | 3.57 | 1 | 2018-12-31 | 2019-12-31 | 365 | 4.0905 | 4 | 0.090535
10541 | 6.63 | 1 | 2018-12-31 | 2019-12-31 | 365 | 7.5967 | 7 | 0.59671
10523 | 9.435 | 1 | 2018-12-31 | 2019-12-31 | 365 | 10.8107 | 10 | 0.8107
10158 | 10 | 1 | 2018-12-31 | 2019-12-31 | 365 | 11.4581 | 11 | 0.45808
10580 | 8.925 | 1 | 2018-12-31 | 2019-12-31 | 365 | 10.2263 | 10 | 0.22634
10648 | 7.65 | 1 | 2018-12-31 | 2019-12-31 | 365 | 8.7654 | 8 | 0.76543
9855 | 3.825 | 1 | 2018-12-31 | 2019-12-31 | 365 | 4.3827 | 4 | 0.38272
10213 | 8.67 | 1 | 2018-12-31 | 2019-12-31 | 365 | 9.9342 | 9 | 0.93416
9845 | 6.12 | 1 | 2018-12-31 | 2019-12-31 | 365 | 7.0123 | 7 | 0.012345
9841 | 5.865 | 1 | 2018-12-31 | 2019-12-31 | 365 | 6.7202 | 6 | 0.72016
10203 | 8.67 | 1 | 2018-12-31 | 2019-12-31 | 365 | 9.9342 | 9 | 0.93416
9962 | 6.63 | 1 | 2018-12-31 | 2019-12-31 | 365 | 7.5967 | 7 | 0.59671
9827 | 5.1 | 1 | 2018-12-31 | 2019-12-31 | 365 | 5.8436 | 5 | 0.84362
9668 | 7 | 1 | 2018-12-31 | 2019-12-31 | 365 | 8.0207 | 8 | 0.020656
10026 | 7.905 | 1 | 2018-12-31 | 2019-12-31 | 365 | 9.0576 | 9 | 0.057612
9330 | 7.395 | 1 | 2018-12-31 | 2019-12-31 | 365 | 8.4733 | 8 | 0.47325
9977 | 5.865 | 1 | 2018-12-31 | 2019-12-31 | 365 | 6.7202 | 6 | 0.72016
9206 | 8.67 | 1 | 2018-12-31 | 2019-12-31 | 365 | 9.9342 | 9 | 0.93416
9158 | 4.75 | 1 | 2018-12-31 | 2019-12-31 | 365 | 5.4426 | 5 | 0.44259
10015 | 7.395 | 1 | 2018-12-31 | 2019-12-31 | 365 | 8.4733 | 8 | 0.47325
9329 | 6.885 | 1 | 2018-12-31 | 2019-12-31 | 365 | 7.8889 | 7 | 0.88889
9334 | 4.845 | 1 | 2018-12-31 | 2019-12-31 | 365 | 5.5514 | 5 | 0.55144
9734 | 4.845 | 1 | 2018-12-31 | 2019-12-31 | 365 | 5.5514 | 5 | 0.55144
9966 | 5.1 | 1 | 2018-12-31 | 2019-12-31 | 365 | 5.8436 | 5 | 0.84362
9968 | 5.61 | 1 | 2018-12-31 | 2019-12-31 | 365 | 6.428 | 6 | 0.42798
9986 | 7.395 | 1 | 2018-12-31 | 2019-12-31 | 365 | 8.4733 | 8 | 0.47325
9976 | 8.415 | 1 | 2018-12-31 | 2019-12-31 | 365 | 9.642 | 9 | 0.64197
9743 | 4.08 | 1 | 2018-12-31 | 2019-12-31 | 365 | 4.6749 | 4 | 0.6749
10009 | 8.16 | 1 | 2018-12-31 | 2019-12-31 | 365 | 9.3498 | 9 | 0.34979
10085 | 7.14 | 1 | 2018-12-31 | 2019-12-31 | 365 | 8.1811 | 8 | 0.18107
10228 | 3.06 | 1 | 2018-12-31 | 2019-12-31 | 365 | 3.5062 | 3 | 0.50617
9715 | 6.885 | 1 | 2018-12-31 | 2019-12-31 | 365 | 7.8889 | 7 | 0.88889
9995 | 7.14 | 1 | 2018-12-31 | 2019-12-31 | 365 | 8.1811 | 8 | 0.18107
10188 | 5.1 | 1 | 2018-12-31 | 2019-12-31 | 365 | 5.8436 | 5 | 0.84362
9998 | 4.59 | 1 | 2018-12-31 | 2019-12-31 | 365 | 5.2593 | 5 | 0.25926
9748 | 2.805 | 1 | 2018-12-31 | 2019-12-31 | 365 | 3.214 | 3 | 0.21399
9600 | 6.885 | 1 | 2018-12-31 | 2019-12-31 | 365 | 7.8889 | 7 | 0.88889
9961 | 9.435 | 1 | 2018-12-31 | 2019-12-31 | 365 | 10.8107 | 10 | 0.8107
10857 | 2.55 | 1 | 2018-12-31 | 2019-12-31 | 365 | 2.9218 | 2 | 0.92181
10859 | 7.905 | 1 | 2018-12-31 | 2019-12-31 | 365 | 9.0576 | 9 | 0.057612
9580 | 6.12 | 1 | 2018-12-31 | 2019-12-31 | 365 | 7.0123 | 7 | 0.012345
10860 | 6.63 | 1 | 2018-12-31 | 2019-12-31 | 365 | 7.5967 | 7 | 0.59671
10864 | 7.905 | 1 | 2018-12-31 | 2019-12-31 | 365 | 9.0576 | 9 | 0.057612
10862 | 4.59 | 1 | 2018-12-31 | 2019-12-31 | 365 | 5.2593 | 5 | 0.25926
10865 | 5.865 | 1 | 2018-12-31 | 2019-12-31 | 365 | 6.7202 | 6 | 0.72016
9583 | 3.06 | 1 | 2018-12-31 | 2019-12-31 | 365 | 3.5062 | 3 | 0.50617
9894 | 2.805 | 1 | 2018-12-31 | 2019-12-31 | 365 | 3.214 | 3 | 0.21399
9885 | 2.55 | 1 | 2018-12-31 | 2019-12-31 | 365 | 2.9218 | 2 | 0.92181
10415 | 4.08 | 1 | 2018-12-31 | 2019-12-31 | 365 | 4.6749 | 4 | 0.6749
9910 | 9.69 | 1 | 2018-12-31 | 2019-12-31 | 365 | 11.1029 | 11 | 0.10288
9898 | 9.435 | 1 | 2018-12-31 | 2019-12-31 | 365 | 10.8107 | 10 | 0.8107
10321 | 8.16 | 1 | 2018-12-31 | 2019-12-31 | 365 | 9.3498 | 9 | 0.34979
10098 | 7.105 | 1 | 2018-12-31 | 2019-12-31 | 365 | 8.141 | 8 | 0.14097
10028 | 7.395 | 1 | 2018-12-31 | 2019-12-31 | 365 | 8.4733 | 8 | 0.47325
10560 | 1.785 | 1 | 2018-12-31 | 2019-12-31 | 365 | 2.0453 | 2 | 0.045267
10535 | 5.1 | 1 | 2018-12-31 | 2019-12-31 | 365 | 5.8436 | 5 | 0.84362
10552 | 9.69 | 1 | 2018-12-31 | 2019-12-31 | 365 | 11.1029 | 11 | 0.10288
10509 | 9.18 | 1 | 2018-12-31 | 2019-12-31 | 365 | 10.5185 | 10 | 0.51852
10557 | 3.315 | 1 | 2018-12-31 | 2019-12-31 | 365 | 3.7984 | 3 | 0.79835
10636 | 8.415 | 1 | 2018-12-31 | 2019-12-31 | 365 | 9.642 | 9 | 0.64197
10538 | 5.61 | 1 | 2018-12-31 | 2019-12-31 | 365 | 6.428 | 6 | 0.42798
10540 | 7.395 | 1 | 2018-12-31 | 2019-12-31 | 365 | 8.4733 | 8 | 0.47325
10542 | 6.885 | 1 | 2018-12-31 | 2019-12-31 | 365 | 7.8889 | 7 | 0.88889
10545 | 9.31 | 1 | 2018-12-31 | 2019-12-31 | 365 | 10.6675 | 10 | 0.66747
10563 | 7.65 | 1 | 2018-12-31 | 2019-12-31 | 365 | 8.7654 | 8 | 0.76543
10261 | 8.415 | 1 | 2018-12-31 | 2019-12-31 | 365 | 9.642 | 9 | 0.64197
10266 | 4.08 | 1 | 2018-12-31 | 2019-12-31 | 365 | 4.6749 | 4 | 0.6749
10029 | 5.61 | 1 | 2018-12-31 | 2019-12-31 | 365 | 6.428 | 6 | 0.42798
10354 | 5.355 | 1 | 2018-12-31 | 2019-12-31 | 365 | 6.1358 | 6 | 0.1358
8274 | 6.12 | 1 | 2018-12-31 | 2019-12-31 | 365 | 7.0123 | 7 | 0.012345
10357 | 7.65 | 1 | 2018-12-31 | 2019-12-31 | 365 | 8.7654 | 8 | 0.76543
9992 | 5.61 | 1 | 2018-12-31 | 2019-12-31 | 365 | 6.428 | 6 | 0.42798
8933 | 9.945 | 1 | 2018-12-31 | 2019-12-31 | 365 | 11.3951 | 11 | 0.39506
9230 | 3.57 | 1 | 2018-12-31 | 2019-12-31 | 365 | 4.0905 | 4 | 0.090535
10341 | 8.67 | 1 | 2018-12-31 | 2019-12-31 | 365 | 9.9342 | 9 | 0.93416
10343 | 7.14 | 1 | 2018-12-31 | 2019-12-31 | 365 | 8.1811 | 8 | 0.18107
10348 | 6.885 | 1 | 2018-12-31 | 2019-12-31 | 365 | 7.8889 | 7 | 0.88889
10350 | 4.845 | 1 | 2018-12-31 | 2019-12-31 | 365 | 5.5514 | 5 | 0.55144
8835 | 9.69 | 1 | 2018-12-31 | 2019-12-31 | 365 | 11.1029 | 11 | 0.10288
10311 | 6.12 | 1 | 2018-12-31 | 2019-12-31 | 365 | 7.0123 | 7 | 0.012345
10016 | 8.415 | 1 | 2018-12-31 | 2019-12-31 | 365 | 9.642 | 9 | 0.64197
10313 | 7.65 | 1 | 2018-12-31 | 2019-12-31 | 365 | 8.7654 | 8 | 0.76543
10430 | 6.12 | 1 | 2018-12-31 | 2019-12-31 | 365 | 7.0123 | 7 | 0.012345
9144 | 4 | 1 | 2018-12-31 | 2019-12-31 | 365 | 4.5832 | 4 | 0.58323
10440 | 5.865 | 1 | 2018-12-31 | 2019-12-31 | 365 | 6.7202 | 6 | 0.72016
10386 | 7.14 | 1 | 2018-12-31 | 2019-12-31 | 365 | 8.1811 | 8 | 0.18107
10056 | 7.65 | 1 | 2018-12-31 | 2019-12-31 | 365 | 8.7654 | 8 | 0.76543
10427 | 8.16 | 1 | 2018-12-31 | 2019-12-31 | 365 | 9.3498 | 9 | 0.34979
10522 | 3.57 | 1 | 2018-12-31 | 2019-12-31 | 365 | 4.0905 | 4 | 0.090535
10411 | 9.435 | 1 | 2018-12-31 | 2019-12-31 | 365 | 10.8107 | 10 | 0.8107
9508 | 1.53 | 1 | 2018-12-31 | 2019-12-31 | 365 | 1.7531 | 1 | 0.75309
9602 | 3.315 | 1 | 2018-12-31 | 2019-12-31 | 365 | 3.7984 | 3 | 0.79835
10409 | 5.865 | 1 | 2018-12-31 | 2019-12-31 | 365 | 6.7202 | 6 | 0.72016
10113 | 8.16 | 1 | 2018-12-31 | 2019-12-31 | 365 | 9.3498 | 9 | 0.34979
11340 | 8.925 | 1 | 2018-12-31 | 2019-12-31 | 365 | 10.2263 | 10 | 0.22634
11343 | 8.415 | 1 | 2018-12-31 | 2019-12-31 | 365 | 9.642 | 9 | 0.64197
11344 | 7.65 | 1 | 2018-12-31 | 2019-12-31 | 365 | 8.7654 | 8 | 0.76543
11349 | 4.9 | 1 | 2018-12-31 | 2019-12-31 | 365 | 5.6145 | 5 | 0.61446
11358 | 6.375 | 1 | 2018-12-31 | 2019-12-31 | 365 | 7.3045 | 7 | 0.30453
11350 | 8.16 | 1 | 2018-12-31 | 2019-12-31 | 365 | 9.3498 | 9 | 0.34979
11363 | 4.08 | 1 | 2018-12-31 | 2019-12-31 | 365 | 4.6749 | 4 | 0.6749
11357 | 5.39 | 1 | 2018-12-31 | 2019-12-31 | 365 | 6.1759 | 6 | 0.17591
11353 | 6 | 1 | 2018-12-31 | 2019-12-31 | 365 | 6.8748 | 6 | 0.87485
11361 | 8.16 | 1 | 2018-12-31 | 2019-12-31 | 365 | 9.3498 | 9 | 0.34979
11381 | 7.905 | 1 | 2018-12-31 | 2019-12-31 | 365 | 9.0576 | 9 | 0.057612
11384 | 4.08 | 1 | 2018-12-31 | 2019-12-31 | 365 | 4.6749 | 4 | 0.6749
12064 | 5.61 | 1 | 2018-12-31 | 2019-12-31 | 365 | 6.428 | 6 | 0.42798
12036 | 7.395 | 1 | 2018-12-31 | 2019-12-31 | 365 | 8.4733 | 8 | 0.47325
12060 | 7.395 | 1 | 2018-12-31 | 2019-12-31 | 365 | 8.4733 | 8 | 0.47325
12095 | 5.355 | 1 | 2018-12-31 | 2019-12-31 | 365 | 6.1358 | 6 | 0.1358
10421 | 5.865 | 1 | 2018-12-31 | 2019-12-31 | 365 | 6.7202 | 6 | 0.72016
10445 | 5.865 | 1 | 2018-12-31 | 2019-12-31 | 365 | 6.7202 | 6 | 0.72016
9892 | 7.14 | 1 | 2018-12-31 | 2019-12-31 | 365 | 8.1811 | 8 | 0.18107
10429 | 5.865 | 1 | 2018-12-31 | 2019-12-31 | 365 | 6.7202 | 6 | 0.72016
10424 | 6.12 | 1 | 2018-12-31 | 2019-12-31 | 365 | 7.0123 | 7 | 0.012345
9850 | 9.69 | 1 | 2018-12-31 | 2019-12-31 | 365 | 11.1029 | 11 | 0.10288
10526 | 4.845 | 1 | 2018-12-31 | 2019-12-31 | 365 | 5.5514 | 5 | 0.55144
10471 | 5.61 | 1 | 2018-12-31 | 2019-12-31 | 365 | 6.428 | 6 | 0.42798
10443 | 6.12 | 1 | 2018-12-31 | 2019-12-31 | 365 | 7.0123 | 7 | 0.012345
10450 | 5.145 | 1 | 2018-12-31 | 2019-12-31 | 365 | 5.8952 | 5 | 0.89518
10431 | 9.18 | 1 | 2018-12-31 | 2019-12-31 | 365 | 10.5185 | 10 | 0.51852
10447 | 5.1 | 1 | 2018-12-31 | 2019-12-31 | 365 | 5.8436 | 5 | 0.84362
10381 | 5.61 | 1 | 2018-12-31 | 2019-12-31 | 365 | 6.428 | 6 | 0.42798
10485 | 8.16 | 1 | 2018-12-31 | 2019-12-31 | 365 | 9.3498 | 9 | 0.34979
10472 | 5.61 | 1 | 2018-12-31 | 2019-12-31 | 365 | 6.428 | 6 | 0.42798
10460 | 6.12 | 1 | 2018-12-31 | 2019-12-31 | 365 | 7.0123 | 7 | 0.012345
10378 | 5.355 | 1 | 2018-12-31 | 2019-12-31 | 365 | 6.1358 | 6 | 0.1358
10503 | 5.355 | 1 | 2018-12-31 | 2019-12-31 | 365 | 6.1358 | 6 | 0.1358
10416 | 3.825 | 1 | 2018-12-31 | 2019-12-31 | 365 | 4.3827 | 4 | 0.38272
10477 | 8.415 | 1 | 2018-12-31 | 2019-12-31 | 365 | 9.642 | 9 | 0.64197
10475 | 9.435 | 1 | 2018-12-31 | 2019-12-31 | 365 | 10.8107 | 10 | 0.8107
10517 | 5.865 | 1 | 2018-12-31 | 2019-12-31 | 365 | 6.7202 | 6 | 0.72016
10403 | 6.63 | 1 | 2018-12-31 | 2019-12-31 | 365 | 7.5967 | 7 | 0.59671
10493 | 5.61 | 1 | 2018-12-31 | 2019-12-31 | 365 | 6.428 | 6 | 0.42798
10498 | 4.59 | 1 | 2018-12-31 | 2019-12-31 | 365 | 5.2593 | 5 | 0.25926
10374 | 4.335 | 1 | 2018-12-31 | 2019-12-31 | 365 | 4.9671 | 4 | 0.96708
10480 | 3.315 | 1 | 2018-12-31 | 2019-12-31 | 365 | 3.7984 | 3 | 0.79835
8213 | 6.12 | 1 | 2018-12-31 | 2019-12-31 | 365 | 7.0123 | 7 | 0.012345
10584 | 2.805 | 1 | 2018-12-31 | 2019-12-31 | 365 | 3.214 | 3 | 0.21399
10583 | 9.69 | 1 | 2018-12-31 | 2019-12-31 | 365 | 11.1029 | 11 | 0.10288
10586 | 6.375 | 1 | 2018-12-31 | 2019-12-31 | 365 | 7.3045 | 7 | 0.30453
10544 | 5.1 | 1 | 2018-12-31 | 2019-12-31 | 365 | 5.8436 | 5 | 0.84362
10539 | 6.12 | 1 | 2018-12-31 | 2019-12-31 | 365 | 7.0123 | 7 | 0.012345
10578 | 4.59 | 1 | 2018-12-31 | 2019-12-31 | 365 | 5.2593 | 5 | 0.25926
10566 | 6.63 | 1 | 2018-12-31 | 2019-12-31 | 365 | 7.5967 | 7 | 0.59671
10570 | 6.12 | 1 | 2018-12-31 | 2019-12-31 | 365 | 7.0123 | 7 | 0.012345
9963 | 7.14 | 1 | 2018-12-31 | 2019-12-31 | 365 | 8.1811 | 8 | 0.18107
10564 | 6.63 | 1 | 2018-12-31 | 2019-12-31 | 365 | 7.5967 | 7 | 0.59671
10037 | 7.395 | 1 | 2018-12-31 | 2019-12-31 | 365 | 8.4733 | 8 | 0.47325
10548 | 2.04 | 1 | 2018-12-31 | 2019-12-31 | 365 | 2.3374 | 2 | 0.33745
10809 | 4.5 | 1 | 2018-12-31 | 2019-12-31 | 365 | 5.1561 | 5 | 0.15614
10795 | 6.12 | 1 | 2018-12-31 | 2019-12-31 | 365 | 7.0123 | 7 | 0.012345
10831 | 5.355 | 1 | 2018-12-31 | 2019-12-31 | 365 | 6.1358 | 6 | 0.1358
10813 | 5.865 | 1 | 2018-12-31 | 2019-12-31 | 365 | 6.7202 | 6 | 0.72016
10791 | 8.415 | 1 | 2018-12-31 | 2019-12-31 | 365 | 9.642 | 9 | 0.64197
10815 | 4.845 | 1 | 2018-12-31 | 2019-12-31 | 365 | 5.5514 | 5 | 0.55144
10896 | 9.69 | 1 | 2018-12-31 | 2019-12-31 | 365 | 11.1029 | 11 | 0.10288
11178 | 4.335 | 1 | 2018-12-31 | 2019-12-31 | 365 | 4.9671 | 4 | 0.96708
11182 | 5.1 | 1 | 2018-12-31 | 2019-12-31 | 365 | 5.8436 | 5 | 0.84362
10558 | 5.865 | 1 | 2018-12-31 | 2019-12-31 | 365 | 6.7202 | 6 | 0.72016
11174 | 8.33 | 1 | 2018-12-31 | 2019-12-31 | 365 | 9.5446 | 9 | 0.54458
10577 | 9.945 | 1 | 2018-12-31 | 2019-12-31 | 365 | 11.3951 | 11 | 0.39506
10574 | 6.63 | 1 | 2018-12-31 | 2019-12-31 | 365 | 7.5967 | 7 | 0.59671
10550 | 4.335 | 1 | 2018-12-31 | 2019-12-31 | 365 | 4.9671 | 4 | 0.96708
10565 | 5.88 | 1 | 2018-12-31 | 2019-12-31 | 365 | 6.7374 | 6 | 0.73735
10556 | 6.12 | 1 | 2018-12-31 | 2019-12-31 | 365 | 7.0123 | 7 | 0.012345
10652 | 5.865 | 1 | 2018-12-31 | 2019-12-31 | 365 | 6.7202 | 6 | 0.72016
10780 | 9.945 | 1 | 2018-12-31 | 2019-12-31 | 365 | 11.3951 | 11 | 0.39506
10779 | 7.65 | 1 | 2018-12-31 | 2019-12-31 | 365 | 8.7654 | 8 | 0.76543
10778 | 9.18 | 1 | 2018-12-31 | 2019-12-31 | 365 | 10.5185 | 10 | 0.51852
10777 | 5.355 | 1 | 2018-12-31 | 2019-12-31 | 365 | 6.1358 | 6 | 0.1358
10650 | 2.805 | 1 | 2018-12-31 | 2019-12-31 | 365 | 3.214 | 3 | 0.21399
10833 | 7.65 | 1 | 2018-12-31 | 2019-12-31 | 365 | 8.7654 | 8 | 0.76543
10894 | 7.65 | 1 | 2018-12-31 | 2019-12-31 | 365 | 8.7654 | 8 | 0.76543
10897 | 5.355 | 1 | 2018-12-31 | 2019-12-31 | 365 | 6.1358 | 6 | 0.1358
10900 | 7.14 | 1 | 2018-12-31 | 2019-12-31 | 365 | 8.1811 | 8 | 0.18107
10902 | 4.59 | 1 | 2018-12-31 | 2019-12-31 | 365 | 5.2593 | 5 | 0.25926
10913 | 5.61 | 1 | 2018-12-31 | 2019-12-31 | 365 | 6.428 | 6 | 0.42798
11083 | 3.315 | 1 | 2018-12-31 | 2019-12-31 | 365 | 3.7984 | 3 | 0.79835
10905 | 8.16 | 1 | 2018-12-31 | 2019-12-31 | 365 | 9.3498 | 9 | 0.34979
10926 | 8.67 | 1 | 2018-12-31 | 2019-12-31 | 365 | 9.9342 | 9 | 0.93416
11094 | 7.84 | 1 | 2018-12-31 | 2019-12-31 | 365 | 8.9831 | 8 | 0.98313
11098 | 3.5 | 1 | 2018-12-31 | 2019-12-31 | 365 | 4.0103 | 4 | 0.010328
10925 | 6.12 | 1 | 2018-12-31 | 2019-12-31 | 365 | 7.0123 | 7 | 0.012345
11099 | 6.75 | 1 | 2018-12-31 | 2019-12-31 | 365 | 7.7342 | 7 | 0.7342
10914 | 9.18 | 1 | 2018-12-31 | 2019-12-31 | 365 | 10.5185 | 10 | 0.51852
11101 | 5.865 | 1 | 2018-12-31 | 2019-12-31 | 365 | 6.7202 | 6 | 0.72016
10915 | 4.08 | 1 | 2018-12-31 | 2019-12-31 | 365 | 4.6749 | 4 | 0.6749
11102 | 7.905 | 1 | 2018-12-31 | 2019-12-31 | 365 | 9.0576 | 9 | 0.057612
11052 | 6.12 | 1 | 2018-12-31 | 2019-12-31 | 365 | 7.0123 | 7 | 0.012345
11104 | 9.435 | 1 | 2018-12-31 | 2019-12-31 | 365 | 10.8107 | 10 | 0.8107
11056 | 8.67 | 1 | 2018-12-31 | 2019-12-31 | 365 | 9.9342 | 9 | 0.93416
11058 | 6.63 | 1 | 2018-12-31 | 2019-12-31 | 365 | 7.5967 | 7 | 0.59671
11059 | 8.16 | 1 | 2018-12-31 | 2019-12-31 | 365 | 9.3498 | 9 | 0.34979
11108 | 9.435 | 1 | 2018-12-31 | 2019-12-31 | 365 | 10.8107 | 10 | 0.8107
11109 | 3.57 | 1 | 2018-12-31 | 2019-12-31 | 365 | 4.0905 | 4 | 0.090535
11110 | 6.885 | 1 | 2018-12-31 | 2019-12-31 | 365 | 7.8889 | 7 | 0.88889
10907 | 9.435 | 1 | 2018-12-31 | 2019-12-31 | 365 | 10.8107 | 10 | 0.8107
11113 | 7.14 | 1 | 2018-12-31 | 2019-12-31 | 365 | 8.1811 | 8 | 0.18107
11115 | 6.375 | 1 | 2018-12-31 | 2019-12-31 | 365 | 7.3045 | 7 | 0.30453
10895 | 2.55 | 1 | 2018-12-31 | 2019-12-31 | 365 | 2.9218 | 2 | 0.92181
11223 | 5.355 | 1 | 2018-12-31 | 2019-12-31 | 365 | 6.1358 | 6 | 0.1358
11228 | 8.16 | 1 | 2018-12-31 | 2019-12-31 | 365 | 9.3498 | 9 | 0.34979
11252 | 4.845 | 1 | 2018-12-31 | 2019-12-31 | 365 | 5.5514 | 5 | 0.55144
11256 | 3.675 | 1 | 2018-12-31 | 2019-12-31 | 365 | 4.2108 | 4 | 0.21084
11260 | 4.335 | 1 | 2018-12-31 | 2019-12-31 | 365 | 4.9671 | 4 | 0.96708
11267 | 4.08 | 1 | 2018-12-31 | 2019-12-31 | 365 | 4.6749 | 4 | 0.6749
10594 | 5.1 | 1 | 2018-12-31 | 2019-12-31 | 365 | 5.8436 | 5 | 0.84362
10592 | 4.845 | 1 | 2018-12-31 | 2019-12-31 | 365 | 5.5514 | 5 | 0.55144
11220 | 5.865 | 1 | 2018-12-31 | 2019-12-31 | 365 | 6.7202 | 6 | 0.72016
9623 | 6.12 | 1 | 2018-12-31 | 2019-12-31 | 365 | 7.0123 | 7 | 0.012345
10536 | 4.335 | 1 | 2018-12-31 | 2019-12-31 | 365 | 4.9671 | 4 | 0.96708
10021 | 5.61 | 1 | 2018-12-31 | 2019-12-31 | 365 | 6.428 | 6 | 0.42798
10474 | 7.395 | 1 | 2018-12-31 | 2019-12-31 | 365 | 8.4733 | 8 | 0.47325
10863 | 5.61 | 1 | 2018-12-31 | 2019-12-31 | 365 | 6.428 | 6 | 0.42798
10899 | 3.57 | 1 | 2018-12-31 | 2019-12-31 | 365 | 4.0905 | 4 | 0.090535
9624 | 4.5 | 1 | 2018-12-31 | 2019-12-31 | 365 | 5.1561 | 5 | 0.15614
8936 | 8.415 | 1 | 2018-12-31 | 2019-12-31 | 365 | 9.642 | 9 | 0.64197
11432 | 6.12 | 1 | 2018-12-31 | 2019-12-31 | 365 | 7.0123 | 7 | 0.012345
11409 | 5.355 | 1 | 2018-12-31 | 2019-12-31 | 365 | 6.1358 | 6 | 0.1358
11939 | 9.18 | 1 | 2018-12-31 | 2019-12-31 | 365 | 10.5185 | 10 | 0.51852
11406 | 4.845 | 1 | 2018-12-31 | 2019-12-31 | 365 | 5.5514 | 5 | 0.55144
11392 | 4.845 | 1 | 2018-12-31 | 2019-12-31 | 365 | 5.5514 | 5 | 0.55144
11395 | 7.14 | 1 | 2018-12-31 | 2019-12-31 | 365 | 8.1811 | 8 | 0.18107
11400 | 6.885 | 1 | 2018-12-31 | 2019-12-31 | 365 | 7.8889 | 7 | 0.88889
11398 | 3.57 | 1 | 2018-12-31 | 2019-12-31 | 365 | 4.0905 | 4 | 0.090535
11404 | 8.415 | 1 | 2018-12-31 | 2019-12-31 | 365 | 9.642 | 9 | 0.64197
12188 | 7.65 | 1 | 2018-12-31 | 2019-12-31 | 365 | 8.7654 | 8 | 0.76543
11408 | 6.885 | 1 | 2018-12-31 | 2019-12-31 | 365 | 7.8889 | 7 | 0.88889
12077 | 4.59 | 1 | 2018-12-31 | 2019-12-31 | 365 | 5.2593 | 5 | 0.25926
12088 | 6.885 | 1 | 2018-12-31 | 2019-12-31 | 365 | 7.8889 | 7 | 0.88889
9375 | 4.08 | 1 | 2018-12-31 | 2019-12-31 | 365 | 4.6749 | 4 | 0.6749
11504 | 6.12 | 1 | 2018-12-31 | 2019-12-31 | 365 | 7.0123 | 7 | 0.012345
11920 | 7.65 | 1 | 2018-12-31 | 2019-12-31 | 365 | 8.7654 | 8 | 0.76543
11943 | 5.865 | 1 | 2018-12-31 | 2019-12-31 | 365 | 6.7202 | 6 | 0.72016
11929 | 3.315 | 1 | 2018-12-31 | 2019-12-31 | 365 | 3.7984 | 3 | 0.79835
11930 | 7.65 | 1 | 2018-12-31 | 2019-12-31 | 365 | 8.7654 | 8 | 0.76543
12322 | 4.41 | 1 | 2018-12-31 | 2019-12-31 | 365 | 5.053 | 5 | 0.053013
12308 | 3.57 | 1 | 2018-12-31 | 2019-12-31 | 365 | 4.0905 | 4 | 0.090535
11926 | 4.59 | 1 | 2018-12-31 | 2019-12-31 | 365 | 5.2593 | 5 | 0.25926
11958 | 2.295 | 1 | 2018-12-31 | 2019-12-31 | 365 | 2.6296 | 2 | 0.62963
11924 | 7.595 | 1 | 2018-12-31 | 2019-12-31 | 365 | 8.7024 | 8 | 0.70241
11949 | 2.55 | 1 | 2018-12-31 | 2019-12-31 | 365 | 2.9218 | 2 | 0.92181
11960 | 8.82 | 1 | 2018-12-31 | 2019-12-31 | 365 | 10.106 | 10 | 0.10603
11927 | 4.08 | 1 | 2018-12-31 | 2019-12-31 | 365 | 4.6749 | 4 | 0.6749
11975 | 7.14 | 1 | 2018-12-31 | 2019-12-31 | 365 | 8.1811 | 8 | 0.18107
11937 | 5.1 | 1 | 2018-12-31 | 2019-12-31 | 365 | 5.8436 | 5 | 0.84362
11951 | 5.1 | 1 | 2018-12-31 | 2019-12-31 | 365 | 5.8436 | 5 | 0.84362
11961 | 6.63 | 1 | 2018-12-31 | 2019-12-31 | 365 | 7.5967 | 7 | 0.59671
11948 | 4.845 | 1 | 2018-12-31 | 2019-12-31 | 365 | 5.5514 | 5 | 0.55144
11931 | 2.805 | 1 | 2018-12-31 | 2019-12-31 | 365 | 3.214 | 3 | 0.21399
11974 | 8.82 | 1 | 2018-12-31 | 2019-12-31 | 365 | 10.106 | 10 | 0.10603
11990 | 8.925 | 1 | 2018-12-31 | 2019-12-31 | 365 | 10.2263 | 10 | 0.22634
11987 | 4.59 | 1 | 2018-12-31 | 2019-12-31 | 365 | 5.2593 | 5 | 0.25926
11984 | 9.18 | 1 | 2018-12-31 | 2019-12-31 | 365 | 10.5185 | 10 | 0.51852
11986 | 5.865 | 1 | 2018-12-31 | 2019-12-31 | 365 | 6.7202 | 6 | 0.72016
12002 | 3.825 | 1 | 2018-12-31 | 2019-12-31 | 365 | 4.3827 | 4 | 0.38272
12028 | 7.905 | 1 | 2018-12-31 | 2019-12-31 | 365 | 9.0576 | 9 | 0.057612
11993 | 4.335 | 1 | 2018-12-31 | 2019-12-31 | 365 | 4.9671 | 4 | 0.96708
12026 | 9.69 | 1 | 2018-12-31 | 2019-12-31 | 365 | 11.1029 | 11 | 0.10288
11998 | 5.61 | 1 | 2018-12-31 | 2019-12-31 | 365 | 6.428 | 6 | 0.42798
12023 | 4.845 | 1 | 2018-12-31 | 2019-12-31 | 365 | 5.5514 | 5 | 0.55144
11978 | 6.63 | 1 | 2018-12-31 | 2019-12-31 | 365 | 7.5967 | 7 | 0.59671
11965 | 5.145 | 1 | 2018-12-31 | 2019-12-31 | 365 | 5.8952 | 5 | 0.89518
12006 | 3.06 | 1 | 2018-12-31 | 2019-12-31 | 365 | 3.5062 | 3 | 0.50617
11941 | 6.375 | 1 | 2018-12-31 | 2019-12-31 | 365 | 7.3045 | 7 | 0.30453
11933 | 8.925 | 1 | 2018-12-31 | 2019-12-31 | 365 | 10.2263 | 10 | 0.22634
12015 | 7.65 | 1 | 2018-12-31 | 2019-12-31 | 365 | 8.7654 | 8 | 0.76543
11925 | 9.945 | 1 | 2018-12-31 | 2019-12-31 | 365 | 11.3951 | 11 | 0.39506
11967 | 6.375 | 1 | 2018-12-31 | 2019-12-31 | 365 | 7.3045 | 7 | 0.30453
9756 | 5.865 | 1 | 2018-12-31 | 2019-12-31 | 365 | 6.7202 | 6 | 0.72016
11970 | 4.08 | 1 | 2018-12-31 | 2019-12-31 | 365 | 4.6749 | 4 | 0.6749
11952 | 7.905 | 1 | 2018-12-31 | 2019-12-31 | 365 | 9.0576 | 9 | 0.057612
12001 | 2.04 | 1 | 2018-12-31 | 2019-12-31 | 365 | 2.3374 | 2 | 0.33745
11932 | 1.785 | 1 | 2018-12-31 | 2019-12-31 | 365 | 2.0453 | 2 | 0.045267
11976 | 8.16 | 1 | 2018-12-31 | 2019-12-31 | 365 | 9.3498 | 9 | 0.34979
11959 | 7.905 | 1 | 2018-12-31 | 2019-12-31 | 365 | 9.0576 | 9 | 0.057612
12009 | 6.375 | 1 | 2018-12-31 | 2019-12-31 | 365 | 7.3045 | 7 | 0.30453
11226 | 7.14 | 1 | 2018-12-31 | 2019-12-31 | 365 | 8.1811 | 8 | 0.18107
9364 | 5.1 | 1 | 2018-12-31 | 2019-12-31 | 365 | 5.8436 | 5 | 0.84362
12056 | 8.67 | 1 | 2018-12-31 | 2019-12-31 | 365 | 9.9342 | 9 | 0.93416
12283 | 5.75 | 1 | 2018-12-31 | 2019-12-31 | 365 | 6.5884 | 6 | 0.5884
11979 | 3.57 | 1 | 2018-12-31 | 2019-12-31 | 365 | 4.0905 | 4 | 0.090535
12777 | 7.65 | 1 | 2018-12-31 | 2019-12-31 | 365 | 8.7654 | 8 | 0.76543
11923 | 4.08 | 1 | 2018-12-31 | 2019-12-31 | 365 | 4.6749 | 4 | 0.6749
9710 | 7.905 | 1 | 2018-12-31 | 2019-12-31 | 365 | 9.0576 | 9 | 0.057612
12010 | 10.965 | 1 | 2018-12-31 | 2019-12-31 | 365 | 12.5638 | 12 | 0.56378
12024 | 11.22 | 1 | 2018-12-31 | 2019-12-31 | 365 | 12.856 | 12 | 0.85597
11971 | 10.71 | 1 | 2018-12-31 | 2019-12-31 | 365 | 12.2716 | 12 | 0.2716
11982 | 10.2 | 1 | 2018-12-31 | 2019-12-31 | 365 | 11.6872 | 11 | 0.68724
11173 | 11.475 | 1 | 2018-12-31 | 2019-12-31 | 365 | 13.1481 | 13 | 0.14815
9719 | 10.2 | 1 | 2018-12-31 | 2019-12-31 | 365 | 11.6872 | 11 | 0.68724
11146 | 11.73 | 1 | 2018-12-31 | 2019-12-31 | 365 | 13.4403 | 13 | 0.44033
12027 | 10.5 | 1 | 2018-12-31 | 2019-12-31 | 365 | 12.031 | 12 | 0.030984
14179 | 11.73 | 1 | 2018-12-31 | 2019-12-31 | 365 | 13.4403 | 13 | 0.44033
14174 | 15.3 | 1 | 2018-12-31 | 2019-12-31 | 365 | 17.5309 | 17 | 0.53086
11263 | 10.2 | 1 | 2018-12-31 | 2019-12-31 | 365 | 11.6872 | 11 | 0.68724
9636 | 11.985 | 1 | 2018-12-31 | 2019-12-31 | 365 | 13.7325 | 13 | 0.73251
9541 | 10.2 | 1 | 2018-12-31 | 2019-12-31 | 365 | 11.6872 | 11 | 0.68724
9233 | 10.965 | 1 | 2018-12-31 | 2019-12-31 | 365 | 12.5638 | 12 | 0.56378
8823 | 13.005 | 1 | 2018-12-31 | 2019-12-31 | 365 | 14.9012 | 14 | 0.90123
8632 | 10.2 | 1 | 2018-12-31 | 2019-12-31 | 365 | 11.6872 | 11 | 0.68724
9469 | 12.24 | 1 | 2018-12-31 | 2019-12-31 | 365 | 14.0247 | 14 | 0.02469
9532 | 16.32 | 1 | 2018-12-31 | 2019-12-31 | 365 | 18.6996 | 18 | 0.69959
9569 | 13.005 | 1 | 2018-12-31 | 2019-12-31 | 365 | 14.9012 | 14 | 0.90123
9747 | 14.535 | 1 | 2018-12-31 | 2019-12-31 | 365 | 16.6543 | 16 | 0.65432
8722 | 11.22 | 1 | 2018-12-31 | 2019-12-31 | 365 | 12.856 | 12 | 0.85597
11105 | 11.73 | 1 | 2018-12-31 | 2019-12-31 | 365 | 13.4403 | 13 | 0.44033
9215 | 11.475 | 1 | 2018-12-31 | 2019-12-31 | 365 | 13.1481 | 13 | 0.14815
8572 | 10.455 | 1 | 2018-12-31 | 2019-12-31 | 365 | 11.9794 | 11 | 0.97942
8745 | 13.26 | 1 | 2018-12-31 | 2019-12-31 | 365 | 15.1934 | 15 | 0.19341
8748 | 12.24 | 1 | 2018-12-31 | 2019-12-31 | 365 | 14.0247 | 14 | 0.02469
8810 | 13.26 | 1 | 2018-12-31 | 2019-12-31 | 365 | 15.1934 | 15 | 0.19341
8568 | 11.73 | 1 | 2018-12-31 | 2019-12-31 | 365 | 13.4403 | 13 | 0.44033
8619 | 13.26 | 1 | 2018-12-31 | 2019-12-31 | 365 | 15.1934 | 15 | 0.19341
9432 | 10.965 | 1 | 2018-12-31 | 2019-12-31 | 365 | 12.5638 | 12 | 0.56378
8772 | 10.965 | 1 | 2018-12-31 | 2019-12-31 | 365 | 12.5638 | 12 | 0.56378
8989 | 14.79 | 1 | 2018-12-31 | 2019-12-31 | 365 | 16.9465 | 16 | 0.9465
8785 | 12.75 | 1 | 2018-12-31 | 2019-12-31 | 365 | 14.6091 | 14 | 0.60905
8490 | 17.34 | 1 | 2018-12-31 | 2019-12-31 | 365 | 19.8683 | 19 | 0.86831
9337 | 10.2 | 1 | 2018-12-31 | 2019-12-31 | 365 | 11.6872 | 11 | 0.68724
9339 | 17.595 | 1 | 2018-12-31 | 2019-12-31 | 365 | 20.1605 | 20 | 0.16049
9306 | 11.22 | 1 | 2018-12-31 | 2019-12-31 | 365 | 12.856 | 12 | 0.85597
9307 | 14.5 | 1 | 2018-12-31 | 2019-12-31 | 365 | 16.6142 | 16 | 0.61422
9303 | 12.24 | 1 | 2018-12-31 | 2019-12-31 | 365 | 14.0247 | 14 | 0.02469
9351 | 12.75 | 1 | 2018-12-31 | 2019-12-31 | 365 | 14.6091 | 14 | 0.60905
9239 | 11.73 | 1 | 2018-12-31 | 2019-12-31 | 365 | 13.4403 | 13 | 0.44033
9232 | 10.2 | 1 | 2018-12-31 | 2019-12-31 | 365 | 11.6872 | 11 | 0.68724
9408 | 16.5 | 1 | 2018-12-31 | 2019-12-31 | 365 | 18.9058 | 18 | 0.90583
9301 | 13.77 | 1 | 2018-12-31 | 2019-12-31 | 365 | 15.7778 | 15 | 0.77778
9274 | 13.26 | 1 | 2018-12-31 | 2019-12-31 | 365 | 15.1934 | 15 | 0.19341
9290 | 10.2 | 1 | 2018-12-31 | 2019-12-31 | 365 | 11.6872 | 11 | 0.68724
9366 | 10.2 | 1 | 2018-12-31 | 2019-12-31 | 365 | 11.6872 | 11 | 0.68724
9332 | 14.75 | 1 | 2018-12-31 | 2019-12-31 | 365 | 16.9007 | 16 | 0.90067
8642 | 16.83 | 1 | 2018-12-31 | 2019-12-31 | 365 | 19.2839 | 19 | 0.28395
9359 | 12.495 | 1 | 2018-12-31 | 2019-12-31 | 365 | 14.3169 | 14 | 0.31687
9283 | 15.75 | 1 | 2018-12-31 | 2019-12-31 | 365 | 18.0465 | 18 | 0.046476
9276 | 13.25 | 1 | 2018-12-31 | 2019-12-31 | 365 | 15.182 | 15 | 0.18196
7538 | 10.455 | 1 | 2018-12-31 | 2019-12-31 | 365 | 11.9794 | 11 | 0.97942
9262 | 10.5 | 1 | 2018-12-31 | 2019-12-31 | 365 | 12.031 | 12 | 0.030984
9269 | 10.455 | 1 | 2018-12-31 | 2019-12-31 | 365 | 11.9794 | 11 | 0.97942
9311 | 11.5 | 1 | 2018-12-31 | 2019-12-31 | 365 | 13.1768 | 13 | 0.17679
9328 | 11.73 | 1 | 2018-12-31 | 2019-12-31 | 365 | 13.4403 | 13 | 0.44033
8879 | 11.22 | 1 | 2018-12-31 | 2019-12-31 | 365 | 12.856 | 12 | 0.85597
9234 | 10.71 | 1 | 2018-12-31 | 2019-12-31 | 365 | 12.2716 | 12 | 0.2716
9249 | 14.75 | 1 | 2018-12-31 | 2019-12-31 | 365 | 16.9007 | 16 | 0.90067
9259 | 12.75 | 1 | 2018-12-31 | 2019-12-31 | 365 | 14.6091 | 14 | 0.60905
9246 | 14.75 | 1 | 2018-12-31 | 2019-12-31 | 365 | 16.9007 | 16 | 0.90067
9247 | 14.535 | 1 | 2018-12-31 | 2019-12-31 | 365 | 16.6543 | 16 | 0.65432
9309 | 12.495 | 1 | 2018-12-31 | 2019-12-31 | 365 | 14.3169 | 14 | 0.31687
9243 | 10.71 | 1 | 2018-12-31 | 2019-12-31 | 365 | 12.2716 | 12 | 0.2716
9231 | 14.025 | 1 | 2018-12-31 | 2019-12-31 | 365 | 16.07 | 16 | 0.069957
9157 | 13.25 | 1 | 2018-12-31 | 2019-12-31 | 365 | 15.182 | 15 | 0.18196
8621 | 13.005 | 1 | 2018-12-31 | 2019-12-31 | 365 | 14.9012 | 14 | 0.90123
8616 | 11.475 | 1 | 2018-12-31 | 2019-12-31 | 365 | 13.1481 | 13 | 0.14815
9151 | 10.25 | 1 | 2018-12-31 | 2019-12-31 | 365 | 11.7445 | 11 | 0.74453
9147 | 11.5 | 1 | 2018-12-31 | 2019-12-31 | 365 | 13.1768 | 13 | 0.17679
9139 | 10.2 | 1 | 2018-12-31 | 2019-12-31 | 365 | 11.6872 | 11 | 0.68724
9130 | 11.475 | 1 | 2018-12-31 | 2019-12-31 | 365 | 13.1481 | 13 | 0.14815
9012 | 13.515 | 1 | 2018-12-31 | 2019-12-31 | 365 | 15.4856 | 15 | 0.4856
8459 | 11.475 | 1 | 2018-12-31 | 2019-12-31 | 365 | 13.1481 | 13 | 0.14815
8472 | 10.965 | 1 | 2018-12-31 | 2019-12-31 | 365 | 12.5638 | 12 | 0.56378
9134 | 10.455 | 1 | 2018-12-31 | 2019-12-31 | 365 | 11.9794 | 11 | 0.97942
9124 | 17.25 | 1 | 2018-12-31 | 2019-12-31 | 365 | 19.7652 | 19 | 0.76519
9117 | 11.73 | 1 | 2018-12-31 | 2019-12-31 | 365 | 13.4403 | 13 | 0.44033
7560 | 11.985 | 1 | 2018-12-31 | 2019-12-31 | 365 | 13.7325 | 13 | 0.73251
9105 | 10.71 | 1 | 2018-12-31 | 2019-12-31 | 365 | 12.2716 | 12 | 0.2716
9094 | 10.2 | 1 | 2018-12-31 | 2019-12-31 | 365 | 11.6872 | 11 | 0.68724
9040 | 15.81 | 1 | 2018-12-31 | 2019-12-31 | 365 | 18.1152 | 18 | 0.11522
9075 | 15 | 1 | 2018-12-31 | 2019-12-31 | 365 | 17.1871 | 17 | 0.18712
9080 | 13.26 | 1 | 2018-12-31 | 2019-12-31 | 365 | 15.1934 | 15 | 0.19341
9086 | 13.515 | 1 | 2018-12-31 | 2019-12-31 | 365 | 15.4856 | 15 | 0.4856
9069 | 10.535 | 1 | 2018-12-31 | 2019-12-31 | 365 | 12.0711 | 12 | 0.071087
9072 | 11.25 | 1 | 2018-12-31 | 2019-12-31 | 365 | 12.8903 | 12 | 0.89034
9044 | 15.555 | 1 | 2018-12-31 | 2019-12-31 | 365 | 17.823 | 17 | 0.82304
9029 | 14.025 | 1 | 2018-12-31 | 2019-12-31 | 365 | 16.07 | 16 | 0.069957
9032 | 11.985 | 1 | 2018-12-31 | 2019-12-31 | 365 | 13.7325 | 13 | 0.73251
8553 | 13.515 | 1 | 2018-12-31 | 2019-12-31 | 365 | 15.4856 | 15 | 0.4856
11980 | 10.29 | 1 | 2018-12-31 | 2019-12-31 | 365 | 11.7904 | 11 | 0.79036
11407 | 11.73 | 1 | 2018-12-31 | 2019-12-31 | 365 | 13.4403 | 13 | 0.44033
11356 | 15.81 | 1 | 2018-12-31 | 2019-12-31 | 365 | 18.1152 | 18 | 0.11522
11337 | 10.71 | 1 | 2018-12-31 | 2019-12-31 | 365 | 12.2716 | 12 | 0.2716
11197 | 10.965 | 1 | 2018-12-31 | 2019-12-31 | 365 | 12.5638 | 12 | 0.56378
11117 | 15.555 | 1 | 2018-12-31 | 2019-12-31 | 365 | 17.823 | 17 | 0.82304
11014 | 15.045 | 1 | 2018-12-31 | 2019-12-31 | 365 | 17.2387 | 17 | 0.23868
11029 | 10.965 | 1 | 2018-12-31 | 2019-12-31 | 365 | 12.5638 | 12 | 0.56378
10917 | 12.495 | 1 | 2018-12-31 | 2019-12-31 | 365 | 14.3169 | 14 | 0.31687
10920 | 11.22 | 1 | 2018-12-31 | 2019-12-31 | 365 | 12.856 | 12 | 0.85597
10923 | 10.71 | 1 | 2018-12-31 | 2019-12-31 | 365 | 12.2716 | 12 | 0.2716
10824 | 15.3 | 1 | 2018-12-31 | 2019-12-31 | 365 | 17.5309 | 17 | 0.53086
10909 | 10.965 | 1 | 2018-12-31 | 2019-12-31 | 365 | 12.5638 | 12 | 0.56378
10611 | 11.475 | 1 | 2018-12-31 | 2019-12-31 | 365 | 13.1481 | 13 | 0.14815
10654 | 11.985 | 1 | 2018-12-31 | 2019-12-31 | 365 | 13.7325 | 13 | 0.73251
10814 | 11.22 | 1 | 2018-12-31 | 2019-12-31 | 365 | 12.856 | 12 | 0.85597
10482 | 10.2 | 1 | 2018-12-31 | 2019-12-31 | 365 | 11.6872 | 11 | 0.68724
10561 | 15.3 | 1 | 2018-12-31 | 2019-12-31 | 365 | 17.5309 | 17 | 0.53086
10642 | 16.83 | 1 | 2018-12-31 | 2019-12-31 | 365 | 19.2839 | 19 | 0.28395
10494 | 18.105 | 1 | 2018-12-31 | 2019-12-31 | 365 | 20.7449 | 20 | 0.74485
10272 | 13.005 | 1 | 2018-12-31 | 2019-12-31 | 365 | 14.9012 | 14 | 0.90123
10259 | 14.79 | 1 | 2018-12-31 | 2019-12-31 | 365 | 16.9465 | 16 | 0.9465
10256 | 11.22 | 1 | 2018-12-31 | 2019-12-31 | 365 | 12.856 | 12 | 0.85597
10254 | 14.75 | 1 | 2018-12-31 | 2019-12-31 | 365 | 16.9007 | 16 | 0.90067
10527 | 12.24 | 1 | 2018-12-31 | 2019-12-31 | 365 | 14.0247 | 14 | 0.02469
10160 | 11.5 | 1 | 2018-12-31 | 2019-12-31 | 365 | 13.1768 | 13 | 0.17679
10462 | 10.965 | 1 | 2018-12-31 | 2019-12-31 | 365 | 12.5638 | 12 | 0.56378
10045 | 13.26 | 1 | 2018-12-31 | 2019-12-31 | 365 | 15.1934 | 15 | 0.19341
10345 | 11.73 | 1 | 2018-12-31 | 2019-12-31 | 365 | 13.4403 | 13 | 0.44033
10478 | 11.475 | 1 | 2018-12-31 | 2019-12-31 | 365 | 13.1481 | 13 | 0.14815
10442 | 14.025 | 1 | 2018-12-31 | 2019-12-31 | 365 | 16.07 | 16 | 0.069957
10286 | 12.75 | 1 | 2018-12-31 | 2019-12-31 | 365 | 14.6091 | 14 | 0.60905
10367 | 15.81 | 1 | 2018-12-31 | 2019-12-31 | 365 | 18.1152 | 18 | 0.11522
8938 | 13.005 | 1 | 2018-12-31 | 2019-12-31 | 365 | 14.9012 | 14 | 0.90123
10339 | 10.71 | 1 | 2018-12-31 | 2019-12-31 | 365 | 12.2716 | 12 | 0.2716
10283 | 11.475 | 1 | 2018-12-31 | 2019-12-31 | 365 | 13.1481 | 13 | 0.14815
10294 | 11.22 | 1 | 2018-12-31 | 2019-12-31 | 365 | 12.856 | 12 | 0.85597
10337 | 14.025 | 1 | 2018-12-31 | 2019-12-31 | 365 | 16.07 | 16 | 0.069957
10277 | 11.75 | 1 | 2018-12-31 | 2019-12-31 | 365 | 13.4632 | 13 | 0.46324
10275 | 11.475 | 1 | 2018-12-31 | 2019-12-31 | 365 | 13.1481 | 13 | 0.14815
10274 | 13.26 | 1 | 2018-12-31 | 2019-12-31 | 365 | 15.1934 | 15 | 0.19341
10290 | 12.24 | 1 | 2018-12-31 | 2019-12-31 | 365 | 14.0247 | 14 | 0.02469
10252 | 10.455 | 1 | 2018-12-31 | 2019-12-31 | 365 | 11.9794 | 11 | 0.97942
10314 | 16.065 | 1 | 2018-12-31 | 2019-12-31 | 365 | 18.4074 | 18 | 0.40741
10398 | 15.3 | 1 | 2018-12-31 | 2019-12-31 | 365 | 17.5309 | 17 | 0.53086
10400 | 13.515 | 1 | 2018-12-31 | 2019-12-31 | 365 | 15.4856 | 15 | 0.4856
10271 | 11.985 | 1 | 2018-12-31 | 2019-12-31 | 365 | 13.7325 | 13 | 0.73251
9751 | 10.455 | 1 | 2018-12-31 | 2019-12-31 | 365 | 11.9794 | 11 | 0.97942
10312 | 10.25 | 1 | 2018-12-31 | 2019-12-31 | 365 | 11.7445 | 11 | 0.74453
10300 | 11.475 | 1 | 2018-12-31 | 2019-12-31 | 365 | 13.1481 | 13 | 0.14815
9735 | 10.71 | 1 | 2018-12-31 | 2019-12-31 | 365 | 12.2716 | 12 | 0.2716
10270 | 12.25 | 1 | 2018-12-31 | 2019-12-31 | 365 | 14.0361 | 14 | 0.036148
10301 | 14.28 | 1 | 2018-12-31 | 2019-12-31 | 365 | 16.3621 | 16 | 0.36214
10260 | 11.985 | 1 | 2018-12-31 | 2019-12-31 | 365 | 13.7325 | 13 | 0.73251
9731 | 13.25 | 1 | 2018-12-31 | 2019-12-31 | 365 | 15.182 | 15 | 0.18196
10306 | 11.22 | 1 | 2018-12-31 | 2019-12-31 | 365 | 12.856 | 12 | 0.85597
10309 | 10.71 | 1 | 2018-12-31 | 2019-12-31 | 365 | 12.2716 | 12 | 0.2716
10222 | 10.2 | 1 | 2018-12-31 | 2019-12-31 | 365 | 11.6872 | 11 | 0.68724
10289 | 10.965 | 1 | 2018-12-31 | 2019-12-31 | 365 | 12.5638 | 12 | 0.56378
10330 | 11.22 | 1 | 2018-12-31 | 2019-12-31 | 365 | 12.856 | 12 | 0.85597
10292 | 14.535 | 1 | 2018-12-31 | 2019-12-31 | 365 | 16.6543 | 16 | 0.65432
10296 | 11.73 | 1 | 2018-12-31 | 2019-12-31 | 365 | 13.4403 | 13 | 0.44033
10281 | 15.3 | 1 | 2018-12-31 | 2019-12-31 | 365 | 17.5309 | 17 | 0.53086
10225 | 14.025 | 1 | 2018-12-31 | 2019-12-31 | 365 | 16.07 | 16 | 0.069957
10285 | 17.34 | 1 | 2018-12-31 | 2019-12-31 | 365 | 19.8683 | 19 | 0.86831
10335 | 12.75 | 1 | 2018-12-31 | 2019-12-31 | 365 | 14.6091 | 14 | 0.60905
10101 | 10.965 | 1 | 2018-12-31 | 2019-12-31 | 365 | 12.5638 | 12 | 0.56378
10278 | 11.25 | 1 | 2018-12-31 | 2019-12-31 | 365 | 12.8903 | 12 | 0.89034
10326 | 10.71 | 1 | 2018-12-31 | 2019-12-31 | 365 | 12.2716 | 12 | 0.2716
10044 | 16.83 | 1 | 2018-12-31 | 2019-12-31 | 365 | 19.2839 | 19 | 0.28395
10329 | 13.515 | 1 | 2018-12-31 | 2019-12-31 | 365 | 15.4856 | 15 | 0.4856
10319 | 12.75 | 1 | 2018-12-31 | 2019-12-31 | 365 | 14.6091 | 14 | 0.60905
9934 | 13.005 | 1 | 2018-12-31 | 2019-12-31 | 365 | 14.9012 | 14 | 0.90123
10288 | 16.065 | 1 | 2018-12-31 | 2019-12-31 | 365 | 18.4074 | 18 | 0.40741
10257 | 11.22 | 1 | 2018-12-31 | 2019-12-31 | 365 | 12.856 | 12 | 0.85597
9727 | 11.475 | 1 | 2018-12-31 | 2019-12-31 | 365 | 13.1481 | 13 | 0.14815
9327 | 11.73 | 1 | 2018-12-31 | 2019-12-31 | 365 | 13.4403 | 13 | 0.44033
8648 | 11.22 | 1 | 2018-12-31 | 2019-12-31 | 365 | 12.856 | 12 | 0.85597
10049 | 15.045 | 1 | 2018-12-31 | 2019-12-31 | 365 | 17.2387 | 17 | 0.23868
10255 | 13.005 | 1 | 2018-12-31 | 2019-12-31 | 365 | 14.9012 | 14 | 0.90123
10219 | 13.75 | 1 | 2018-12-31 | 2019-12-31 | 365 | 15.7549 | 15 | 0.75486
10268 | 12.24 | 1 | 2018-12-31 | 2019-12-31 | 365 | 14.0247 | 14 | 0.02469
9331 | 13.005 | 1 | 2018-12-31 | 2019-12-31 | 365 | 14.9012 | 14 | 0.90123
10206 | 13.26 | 1 | 2018-12-31 | 2019-12-31 | 365 | 15.1934 | 15 | 0.19341
10173 | 12.24 | 1 | 2018-12-31 | 2019-12-31 | 365 | 14.0247 | 14 | 0.02469
9109 | 13.77 | 1 | 2018-12-31 | 2019-12-31 | 365 | 15.7778 | 15 | 0.77778
9965 | 13.77 | 1 | 2018-12-31 | 2019-12-31 | 365 | 15.7778 | 15 | 0.77778
10201 | 10.71 | 1 | 2018-12-31 | 2019-12-31 | 365 | 12.2716 | 12 | 0.2716
10182 | 12.495 | 1 | 2018-12-31 | 2019-12-31 | 365 | 14.3169 | 14 | 0.31687
9878 | 12.75 | 1 | 2018-12-31 | 2019-12-31 | 365 | 14.6091 | 14 | 0.60905
9902 | 13.26 | 1 | 2018-12-31 | 2019-12-31 | 365 | 15.1934 | 15 | 0.19341
10200 | 11.475 | 1 | 2018-12-31 | 2019-12-31 | 365 | 13.1481 | 13 | 0.14815
10178 | 13.26 | 1 | 2018-12-31 | 2019-12-31 | 365 | 15.1934 | 15 | 0.19341
10003 | 12.75 | 1 | 2018-12-31 | 2019-12-31 | 365 | 14.6091 | 14 | 0.60905
10172 | 13.5 | 1 | 2018-12-31 | 2019-12-31 | 365 | 15.4684 | 15 | 0.46841
9721 | 14.025 | 1 | 2018-12-31 | 2019-12-31 | 365 | 16.07 | 16 | 0.069957
10202 | 10.965 | 1 | 2018-12-31 | 2019-12-31 | 365 | 12.5638 | 12 | 0.56378
9887 | 11.76 | 1 | 2018-12-31 | 2019-12-31 | 365 | 13.4747 | 13 | 0.4747
9577 | 13.26 | 1 | 2018-12-31 | 2019-12-31 | 365 | 15.1934 | 15 | 0.19341
10163 | 10.455 | 1 | 2018-12-31 | 2019-12-31 | 365 | 11.9794 | 11 | 0.97942
9598 | 10.2 | 1 | 2018-12-31 | 2019-12-31 | 365 | 11.6872 | 11 | 0.68724
10162 | 11 | 1 | 2018-12-31 | 2019-12-31 | 365 | 12.6039 | 12 | 0.60389
9658 | 13.77 | 1 | 2018-12-31 | 2019-12-31 | 365 | 15.7778 | 15 | 0.77778
10144 | 10.2 | 1 | 2018-12-31 | 2019-12-31 | 365 | 11.6872 | 11 | 0.68724
10126 | 17.25 | 1 | 2018-12-31 | 2019-12-31 | 365 | 19.7652 | 19 | 0.76519
9895 | 11.985 | 1 | 2018-12-31 | 2019-12-31 | 365 | 13.7325 | 13 | 0.73251
9899 | 15.3 | 1 | 2018-12-31 | 2019-12-31 | 365 | 17.5309 | 17 | 0.53086
10176 | 10.5 | 1 | 2018-12-31 | 2019-12-31 | 365 | 12.031 | 12 | 0.030984
10079 | 12.75 | 1 | 2018-12-31 | 2019-12-31 | 365 | 14.6091 | 14 | 0.60905
10218 | 13.515 | 1 | 2018-12-31 | 2019-12-31 | 365 | 15.4856 | 15 | 0.4856
10123 | 16.575 | 1 | 2018-12-31 | 2019-12-31 | 365 | 18.9918 | 18 | 0.99177
9200 | 11.73 | 1 | 2018-12-31 | 2019-12-31 | 365 | 13.4403 | 13 | 0.44033
10061 | 13.515 | 1 | 2018-12-31 | 2019-12-31 | 365 | 15.4856 | 15 | 0.4856
9754 | 10.965 | 1 | 2018-12-31 | 2019-12-31 | 365 | 12.5638 | 12 | 0.56378
10077 | 10.71 | 1 | 2018-12-31 | 2019-12-31 | 365 | 12.2716 | 12 | 0.2716
9843 | 14.79 | 1 | 2018-12-31 | 2019-12-31 | 365 | 16.9465 | 16 | 0.9465
10065 | 12.24 | 1 | 2018-12-31 | 2019-12-31 | 365 | 14.0247 | 14 | 0.02469
10005 | 10.2 | 1 | 2018-12-31 | 2019-12-31 | 365 | 11.6872 | 11 | 0.68724
10215 | 10.455 | 1 | 2018-12-31 | 2019-12-31 | 365 | 11.9794 | 11 | 0.97942
9197 | 10.2 | 1 | 2018-12-31 | 2019-12-31 | 365 | 11.6872 | 11 | 0.68724
10209 | 12.24 | 1 | 2018-12-31 | 2019-12-31 | 365 | 14.0247 | 14 | 0.02469
9362 | 13.005 | 1 | 2018-12-31 | 2019-12-31 | 365 | 14.9012 | 14 | 0.90123
9729 | 14.535 | 1 | 2018-12-31 | 2019-12-31 | 365 | 16.6543 | 16 | 0.65432
9663 | 10.2 | 1 | 2018-12-31 | 2019-12-31 | 365 | 11.6872 | 11 | 0.68724
10169 | 12.25 | 1 | 2018-12-31 | 2019-12-31 | 365 | 14.0361 | 14 | 0.036148
10117 | 13.005 | 1 | 2018-12-31 | 2019-12-31 | 365 | 14.9012 | 14 | 0.90123
9091 | 12.24 | 1 | 2018-12-31 | 2019-12-31 | 365 | 14.0247 | 14 | 0.02469
10168 | 11.475 | 1 | 2018-12-31 | 2019-12-31 | 365 | 13.1481 | 13 | 0.14815
9015 | 11.475 | 1 | 2018-12-31 | 2019-12-31 | 365 | 13.1481 | 13 | 0.14815
10159 | 10.25 | 1 | 2018-12-31 | 2019-12-31 | 365 | 11.7445 | 11 | 0.74453
9588 | 10.71 | 1 | 2018-12-31 | 2019-12-31 | 365 | 12.2716 | 12 | 0.2716
10120 | 16.83 | 1 | 2018-12-31 | 2019-12-31 | 365 | 19.2839 | 19 | 0.28395
9825 | 14.79 | 1 | 2018-12-31 | 2019-12-31 | 365 | 16.9465 | 16 | 0.9465
9100 | 10.455 | 1 | 2018-12-31 | 2019-12-31 | 365 | 11.9794 | 11 | 0.97942
8950 | 11.73 | 1 | 2018-12-31 | 2019-12-31 | 365 | 13.4403 | 13 | 0.44033
9866 | 13.26 | 1 | 2018-12-31 | 2019-12-31 | 365 | 15.1934 | 15 | 0.19341
8994 | 10.2 | 1 | 2018-12-31 | 2019-12-31 | 365 | 11.6872 | 11 | 0.68724
10041 | 10.71 | 1 | 2018-12-31 | 2019-12-31 | 365 | 12.2716 | 12 | 0.2716
10139 | 12.5 | 1 | 2018-12-31 | 2019-12-31 | 365 | 14.3226 | 14 | 0.3226
9830 | 13.515 | 1 | 2018-12-31 | 2019-12-31 | 365 | 15.4856 | 15 | 0.4856
8858 | 13.005 | 1 | 2018-12-31 | 2019-12-31 | 365 | 14.9012 | 14 | 0.90123
9798 | 10.965 | 1 | 2018-12-31 | 2019-12-31 | 365 | 12.5638 | 12 | 0.56378
9832 | 10.2 | 1 | 2018-12-31 | 2019-12-31 | 365 | 11.6872 | 11 | 0.68724
6782 | 11.985 | 1 | 2018-12-31 | 2019-12-31 | 365 | 13.7325 | 13 | 0.73251
8943 | 11.475 | 1 | 2018-12-31 | 2019-12-31 | 365 | 13.1481 | 13 | 0.14815
10119 | 11.22 | 1 | 2018-12-31 | 2019-12-31 | 365 | 12.856 | 12 | 0.85597
9059 | 14.025 | 1 | 2018-12-31 | 2019-12-31 | 365 | 16.07 | 16 | 0.069957
9057 | 12.75 | 1 | 2018-12-31 | 2019-12-31 | 365 | 14.6091 | 14 | 0.60905
9228 | 13.26 | 1 | 2018-12-31 | 2019-12-31 | 365 | 15.1934 | 15 | 0.19341
10059 | 14.535 | 1 | 2018-12-31 | 2019-12-31 | 365 | 16.6543 | 16 | 0.65432
8973 | 11.475 | 1 | 2018-12-31 | 2019-12-31 | 365 | 13.1481 | 13 | 0.14815
10189 | 10.2 | 1 | 2018-12-31 | 2019-12-31 | 365 | 11.6872 | 11 | 0.68724
9186 | 11.985 | 1 | 2018-12-31 | 2019-12-31 | 365 | 13.7325 | 13 | 0.73251
9193 | 10.71 | 1 | 2018-12-31 | 2019-12-31 | 365 | 12.2716 | 12 | 0.2716
9027 | 13.005 | 1 | 2018-12-31 | 2019-12-31 | 365 | 14.9012 | 14 | 0.90123
10071 | 12.24 | 1 | 2018-12-31 | 2019-12-31 | 365 | 14.0247 | 14 | 0.02469
9575 | 11.22 | 1 | 2018-12-31 | 2019-12-31 | 365 | 12.856 | 12 | 0.85597
10132 | 10.455 | 1 | 2018-12-31 | 2019-12-31 | 365 | 11.9794 | 11 | 0.97942
1656 | 16.32 | 1 | 2018-12-31 | 2019-12-31 | 365 | 18.6996 | 18 | 0.69959
9145 | 10.2 | 1 | 2018-12-31 | 2019-12-31 | 365 | 11.6872 | 11 | 0.68724
9126 | 10.2 | 1 | 2018-12-31 | 2019-12-31 | 365 | 11.6872 | 11 | 0.68724
9627 | 10.455 | 1 | 2018-12-31 | 2019-12-31 | 365 | 11.9794 | 11 | 0.97942
9732 | 10.965 | 1 | 2018-12-31 | 2019-12-31 | 365 | 12.5638 | 12 | 0.56378
10036 | 12.24 | 1 | 2018-12-31 | 2019-12-31 | 365 | 14.0247 | 14 | 0.02469
9742 | 13.515 | 1 | 2018-12-31 | 2019-12-31 | 365 | 15.4856 | 15 | 0.4856
9045 | 15.045 | 1 | 2018-12-31 | 2019-12-31 | 365 | 17.2387 | 17 | 0.23868
9653 | 11.75 | 1 | 2018-12-31 | 2019-12-31 | 365 | 13.4632 | 13 | 0.46324
9797 | 14.79 | 1 | 2018-12-31 | 2019-12-31 | 365 | 16.9465 | 16 | 0.9465
9010 | 11.22 | 1 | 2018-12-31 | 2019-12-31 | 365 | 12.856 | 12 | 0.85597
9064 | 11.73 | 1 | 2018-12-31 | 2019-12-31 | 365 | 13.4403 | 13 | 0.44033
8649 | 10.2 | 1 | 2018-12-31 | 2019-12-31 | 365 | 11.6872 | 11 | 0.68724
9548 | 11.73 | 1 | 2018-12-31 | 2019-12-31 | 365 | 13.4403 | 13 | 0.44033
9410 | 11.73 | 1 | 2018-12-31 | 2019-12-31 | 365 | 13.4403 | 13 | 0.44033
9793 | 12.495 | 1 | 2018-12-31 | 2019-12-31 | 365 | 14.3169 | 14 | 0.31687
8449 | 10.2 | 1 | 2018-12-31 | 2019-12-31 | 365 | 11.6872 | 11 | 0.68724
8233 | 10.71 | 1 | 2018-12-31 | 2019-12-31 | 365 | 12.2716 | 12 | 0.2716
8847 | 10.455 | 1 | 2018-12-31 | 2019-12-31 | 365 | 11.9794 | 11 | 0.97942
9216 | 11.985 | 1 | 2018-12-31 | 2019-12-31 | 365 | 13.7325 | 13 | 0.73251
9299 | 12.495 | 1 | 2018-12-31 | 2019-12-31 | 365 | 14.3169 | 14 | 0.31687
9190 | 11.475 | 1 | 2018-12-31 | 2019-12-31 | 365 | 13.1481 | 13 | 0.14815
8793 | 12.75 | 1 | 2018-12-31 | 2019-12-31 | 365 | 14.6091 | 14 | 0.60905
9209 | 10.2 | 1 | 2018-12-31 | 2019-12-31 | 365 | 11.6872 | 11 | 0.68724
9945 | 10.71 | 1 | 2018-12-31 | 2019-12-31 | 365 | 12.2716 | 12 | 0.2716
9305 | 13.005 | 1 | 2018-12-31 | 2019-12-31 | 365 | 14.9012 | 14 | 0.90123
8608 | 10.2 | 1 | 2018-12-31 | 2019-12-31 | 365 | 11.6872 | 11 | 0.68724
8446 | 13.77 | 1 | 2018-12-31 | 2019-12-31 | 365 | 15.7778 | 15 | 0.77778
8584 | 11.985 | 1 | 2018-12-31 | 2019-12-31 | 365 | 13.7325 | 13 | 0.73251
9758 | 10.2 | 1 | 2018-12-31 | 2019-12-31 | 365 | 11.6872 | 11 | 0.68724
9223 | 11.22 | 1 | 2018-12-31 | 2019-12-31 | 365 | 12.856 | 12 | 0.85597
8739 | 10.71 | 1 | 2018-12-31 | 2019-12-31 | 365 | 12.2716 | 12 | 0.2716
8797 | 10.71 | 1 | 2018-12-31 | 2019-12-31 | 365 | 12.2716 | 12 | 0.2716
8635 | 15.81 | 1 | 2018-12-31 | 2019-12-31 | 365 | 18.1152 | 18 | 0.11522
8639 | 10.965 | 1 | 2018-12-31 | 2019-12-31 | 365 | 12.5638 | 12 | 0.56378
9406 | 10.2 | 1 | 2018-12-31 | 2019-12-31 | 365 | 11.6872 | 11 | 0.68724
8577 | 10.2 | 1 | 2018-12-31 | 2019-12-31 | 365 | 11.6872 | 11 | 0.68724
9176 | 10.2 | 1 | 2018-12-31 | 2019-12-31 | 365 | 11.6872 | 11 | 0.68724
8731 | 11.22 | 1 | 2018-12-31 | 2019-12-31 | 365 | 12.856 | 12 | 0.85597
8625 | 10.2 | 1 | 2018-12-31 | 2019-12-31 | 365 | 11.6872 | 11 | 0.68724
9674 | 14.28 | 1 | 2018-12-31 | 2019-12-31 | 365 | 16.3621 | 16 | 0.36214
9683 | 12.75 | 1 | 2018-12-31 | 2019-12-31 | 365 | 14.6091 | 14 | 0.60905
9116 | 10.455 | 1 | 2018-12-31 | 2019-12-31 | 365 | 11.9794 | 11 | 0.97942
14193 | 16.83 | 1 | 2018-12-31 | 2019-12-31 | 365 | 19.2839 | 19 | 0.28395
14177 | 10.455 | 1 | 2018-12-31 | 2019-12-31 | 365 | 11.9794 | 11 | 0.97942
14181 | 11.475 | 1 | 2018-12-31 | 2019-12-31 | 365 | 13.1481 | 13 | 0.14815
14204 | 10.2 | 1 | 2018-12-31 | 2019-12-31 | 365 | 11.6872 | 11 | 0.68724
16320 | 16.75 | 1 | 2018-12-31 | 2019-12-31 | 365 | 19.1923 | 19 | 0.19228
14188 | 11.22 | 1 | 2018-12-31 | 2019-12-31 | 365 | 12.856 | 12 | 0.85597
8440 | 14.945 | 1 | 2018-12-31 | 2019-12-31 | 365 | 17.1241 | 17 | 0.1241
8455 | 10.34 | 1 | 2018-12-31 | 2019-12-31 | 365 | 11.8477 | 11 | 0.84765
7071 | 11.25 | 1 | 2018-12-31 | 2019-12-31 | 365 | 12.8903 | 12 | 0.89034
8518 | 10.5 | 1 | 2018-12-31 | 2019-12-31 | 365 | 12.031 | 12 | 0.030984
8451 | 10.5 | 1 | 2018-12-31 | 2019-12-31 | 365 | 12.031 | 12 | 0.030984
8465 | 13.515 | 1 | 2018-12-31 | 2019-12-31 | 365 | 15.4856 | 15 | 0.4856
11016 | 12.495 | 1 | 2018-12-31 | 2019-12-31 | 365 | 14.3169 | 14 | 0.31687
16439 | 17.085 | 1 | 2018-12-31 | 2019-12-31 | 365 | 19.5761 | 19 | 0.57613
10055 | 12.495 | 1 | 2018-12-31 | 2019-12-31 | 365 | 14.3169 | 14 | 0.31687
10068 | 11.22 | 1 | 2018-12-31 | 2019-12-31 | 365 | 12.856 | 12 | 0.85597
9150 | 14.025 | 1 | 2018-12-31 | 2019-12-31 | 365 | 16.07 | 16 | 0.069957
10074 | 12.75 | 1 | 2018-12-31 | 2019-12-31 | 365 | 14.6091 | 14 | 0.60905
12107 | 4.08 | 1 | 2018-12-31 | 2019-12-31 | 365 | 4.6749 | 4 | 0.6749
12065 | 5.1 | 1 | 2018-12-31 | 2019-12-31 | 365 | 5.8436 | 5 | 0.84362
12059 | 6.885 | 1 | 2018-12-31 | 2019-12-31 | 365 | 7.8889 | 7 | 0.88889
12033 | 5.61 | 1 | 2018-12-31 | 2019-12-31 | 365 | 6.428 | 6 | 0.42798
12048 | 5.5 | 1 | 2018-12-31 | 2019-12-31 | 365 | 6.3019 | 6 | 0.30194
12029 | 7.395 | 1 | 2018-12-31 | 2019-12-31 | 365 | 8.4733 | 8 | 0.47325
12066 | 5.61 | 1 | 2018-12-31 | 2019-12-31 | 365 | 6.428 | 6 | 0.42798
12118 | 4.9 | 1 | 2018-12-31 | 2019-12-31 | 365 | 5.6145 | 5 | 0.61446
12042 | 4.08 | 1 | 2018-12-31 | 2019-12-31 | 365 | 4.6749 | 4 | 0.6749
12096 | 5.355 | 1 | 2018-12-31 | 2019-12-31 | 365 | 6.1358 | 6 | 0.1358
12089 | 7.75 | 1 | 2018-12-31 | 2019-12-31 | 365 | 8.88 | 8 | 0.88001
12086 | 6.125 | 1 | 2018-12-31 | 2019-12-31 | 365 | 7.0181 | 7 | 0.018074
12098 | 4.59 | 1 | 2018-12-31 | 2019-12-31 | 365 | 5.2593 | 5 | 0.25926
12099 | 4.08 | 1 | 2018-12-31 | 2019-12-31 | 365 | 4.6749 | 4 | 0.6749
12090 | 4.845 | 1 | 2018-12-31 | 2019-12-31 | 365 | 5.5514 | 5 | 0.55144
12106 | 7.35 | 1 | 2018-12-31 | 2019-12-31 | 365 | 8.4217 | 8 | 0.42169
12202 | 3.5 | 1 | 2018-12-31 | 2019-12-31 | 365 | 4.0103 | 4 | 0.010328
12181 | 5.865 | 1 | 2018-12-31 | 2019-12-31 | 365 | 6.7202 | 6 | 0.72016
12203 | 5.5 | 1 | 2018-12-31 | 2019-12-31 | 365 | 6.3019 | 6 | 0.30194
12175 | 4.08 | 1 | 2018-12-31 | 2019-12-31 | 365 | 4.6749 | 4 | 0.6749
12206 | 5.865 | 1 | 2018-12-31 | 2019-12-31 | 365 | 6.7202 | 6 | 0.72016
12094 | 9.945 | 1 | 2018-12-31 | 2019-12-31 | 365 | 11.3951 | 11 | 0.39506
12109 | 4.845 | 1 | 2018-12-31 | 2019-12-31 | 365 | 5.5514 | 5 | 0.55144
12075 | 7.14 | 1 | 2018-12-31 | 2019-12-31 | 365 | 8.1811 | 8 | 0.18107
12055 | 6.63 | 1 | 2018-12-31 | 2019-12-31 | 365 | 7.5967 | 7 | 0.59671
12084 | 4.59 | 1 | 2018-12-31 | 2019-12-31 | 365 | 5.2593 | 5 | 0.25926
12091 | 5.1 | 1 | 2018-12-31 | 2019-12-31 | 365 | 5.8436 | 5 | 0.84362
12316 | 6.86 | 1 | 2018-12-31 | 2019-12-31 | 365 | 7.8602 | 7 | 0.86024
12314 | 7.65 | 1 | 2018-12-31 | 2019-12-31 | 365 | 8.7654 | 8 | 0.76543
12313 | 5.61 | 1 | 2018-12-31 | 2019-12-31 | 365 | 6.428 | 6 | 0.42798
12271 | 3.825 | 1 | 2018-12-31 | 2019-12-31 | 365 | 4.3827 | 4 | 0.38272
12297 | 6.375 | 1 | 2018-12-31 | 2019-12-31 | 365 | 7.3045 | 7 | 0.30453
12257 | 7.35 | 1 | 2018-12-31 | 2019-12-31 | 365 | 8.4217 | 8 | 0.42169
12275 | 7.395 | 1 | 2018-12-31 | 2019-12-31 | 365 | 8.4733 | 8 | 0.47325
12266 | 5.88 | 1 | 2018-12-31 | 2019-12-31 | 365 | 6.7374 | 6 | 0.73735
12268 | 3.825 | 1 | 2018-12-31 | 2019-12-31 | 365 | 4.3827 | 4 | 0.38272
12129 | 2.295 | 1 | 2018-12-31 | 2019-12-31 | 365 | 2.6296 | 2 | 0.62963
12215 | 5.865 | 1 | 2018-12-31 | 2019-12-31 | 365 | 6.7202 | 6 | 0.72016
12120 | 3.825 | 1 | 2018-12-31 | 2019-12-31 | 365 | 4.3827 | 4 | 0.38272
12219 | 3.57 | 1 | 2018-12-31 | 2019-12-31 | 365 | 4.0905 | 4 | 0.090535
12093 | 6.63 | 1 | 2018-12-31 | 2019-12-31 | 365 | 7.5967 | 7 | 0.59671
12345 | 7.65 | 1 | 2018-12-31 | 2019-12-31 | 365 | 8.7654 | 8 | 0.76543
12353 | 7.65 | 1 | 2018-12-31 | 2019-12-31 | 365 | 8.7654 | 8 | 0.76543
12092 | 3.825 | 1 | 2018-12-31 | 2019-12-31 | 365 | 4.3827 | 4 | 0.38272
12318 | 4.845 | 1 | 2018-12-31 | 2019-12-31 | 365 | 5.5514 | 5 | 0.55144
12298 | 6.375 | 1 | 2018-12-31 | 2019-12-31 | 365 | 7.3045 | 7 | 0.30453
12311 | 7.5 | 1 | 2018-12-31 | 2019-12-31 | 365 | 8.5936 | 8 | 0.59356
12317 | 4.655 | 1 | 2018-12-31 | 2019-12-31 | 365 | 5.3337 | 5 | 0.33374
12320 | 6.375 | 1 | 2018-12-31 | 2019-12-31 | 365 | 7.3045 | 7 | 0.30453
12339 | 7.14 | 1 | 2018-12-31 | 2019-12-31 | 365 | 8.1811 | 8 | 0.18107
12360 | 8.16 | 1 | 2018-12-31 | 2019-12-31 | 365 | 9.3498 | 9 | 0.34979
12008 | 8.67 | 1 | 2018-12-31 | 2019-12-31 | 365 | 9.9342 | 9 | 0.93416
12046 | 4.41 | 1 | 2018-12-31 | 2019-12-31 | 365 | 5.053 | 5 | 0.053013
12184 | 3.5 | 1 | 2018-12-31 | 2019-12-31 | 365 | 4.0103 | 4 | 0.010328
12057 | 14.28 | 1 | 2018-12-31 | 2019-12-31 | 365 | 16.3621 | 16 | 0.36214
12083 | 3.57 | 1 | 2018-12-31 | 2019-12-31 | 365 | 4.0905 | 4 | 0.090535
12072 | 4.335 | 1 | 2018-12-31 | 2019-12-31 | 365 | 4.9671 | 4 | 0.96708
11999 | 6.12 | 1 | 2018-12-31 | 2019-12-31 | 365 | 7.0123 | 7 | 0.012345
12044 | 4.845 | 1 | 2018-12-31 | 2019-12-31 | 365 | 5.5514 | 5 | 0.55144
12032 | 4.41 | 1 | 2018-12-31 | 2019-12-31 | 365 | 5.053 | 5 | 0.053013
12039 | 8.16 | 1 | 2018-12-31 | 2019-12-31 | 365 | 9.3498 | 9 | 0.34979
12171 | 6.885 | 1 | 2018-12-31 | 2019-12-31 | 365 | 7.8889 | 7 | 0.88889
12177 | 7.35 | 1 | 2018-12-31 | 2019-12-31 | 365 | 8.4217 | 8 | 0.42169
12182 | 9.18 | 1 | 2018-12-31 | 2019-12-31 | 365 | 10.5185 | 10 | 0.51852
12108 | 8.415 | 1 | 2018-12-31 | 2019-12-31 | 365 | 9.642 | 9 | 0.64197
12062 | 5.5 | 1 | 2018-12-31 | 2019-12-31 | 365 | 6.3019 | 6 | 0.30194
12074 | 8.085 | 1 | 2018-12-31 | 2019-12-31 | 365 | 9.2639 | 9 | 0.26386
12035 | 8.925 | 1 | 2018-12-31 | 2019-12-31 | 365 | 10.2263 | 10 | 0.22634
12069 | 3.57 | 1 | 2018-12-31 | 2019-12-31 | 365 | 4.0905 | 4 | 0.090535
12051 | 7.14 | 1 | 2018-12-31 | 2019-12-31 | 365 | 8.1811 | 8 | 0.18107
12040 | 5.1 | 1 | 2018-12-31 | 2019-12-31 | 365 | 5.8436 | 5 | 0.84362
12113 | 9.945 | 1 | 2018-12-31 | 2019-12-31 | 365 | 11.3951 | 11 | 0.39506
12012 | 6.63 | 1 | 2018-12-31 | 2019-12-31 | 365 | 7.5967 | 7 | 0.59671
12194 | 1.96 | 1 | 2018-12-31 | 2019-12-31 | 365 | 2.2458 | 2 | 0.24578
12130 | 6.63 | 1 | 2018-12-31 | 2019-12-31 | 365 | 7.5967 | 7 | 0.59671
12186 | 8.925 | 1 | 2018-12-31 | 2019-12-31 | 365 | 10.2263 | 10 | 0.22634
12132 | 9.69 | 1 | 2018-12-31 | 2019-12-31 | 365 | 11.1029 | 11 | 0.10288
12124 | 6.63 | 1 | 2018-12-31 | 2019-12-31 | 365 | 7.5967 | 7 | 0.59671
12205 | 4.5 | 1 | 2018-12-31 | 2019-12-31 | 365 | 5.1561 | 5 | 0.15614
12217 | 5.1 | 1 | 2018-12-31 | 2019-12-31 | 365 | 5.8436 | 5 | 0.84362
12221 | 6.125 | 1 | 2018-12-31 | 2019-12-31 | 365 | 7.0181 | 7 | 0.018074
12214 | 6.885 | 1 | 2018-12-31 | 2019-12-31 | 365 | 7.8889 | 7 | 0.88889
12081 | 7.905 | 1 | 2018-12-31 | 2019-12-31 | 365 | 9.0576 | 9 | 0.057612
12216 | 7.65 | 1 | 2018-12-31 | 2019-12-31 | 365 | 8.7654 | 8 | 0.76543
12224 | 5.355 | 1 | 2018-12-31 | 2019-12-31 | 365 | 6.1358 | 6 | 0.1358
12138 | 3.825 | 1 | 2018-12-31 | 2019-12-31 | 365 | 4.3827 | 4 | 0.38272
12256 | 4.59 | 1 | 2018-12-31 | 2019-12-31 | 365 | 5.2593 | 5 | 0.25926
12114 | 5 | 1 | 2018-12-31 | 2019-12-31 | 365 | 5.729 | 5 | 0.72904
12250 | 7.395 | 1 | 2018-12-31 | 2019-12-31 | 365 | 8.4733 | 8 | 0.47325
12218 | 5.61 | 1 | 2018-12-31 | 2019-12-31 | 365 | 6.428 | 6 | 0.42798
12235 | 4.335 | 1 | 2018-12-31 | 2019-12-31 | 365 | 4.9671 | 4 | 0.96708
12245 | 5.865 | 1 | 2018-12-31 | 2019-12-31 | 365 | 6.7202 | 6 | 0.72016
12244 | 5.355 | 1 | 2018-12-31 | 2019-12-31 | 365 | 6.1358 | 6 | 0.1358
12231 | 3.675 | 1 | 2018-12-31 | 2019-12-31 | 365 | 4.2108 | 4 | 0.21084
12227 | 6.885 | 1 | 2018-12-31 | 2019-12-31 | 365 | 7.8889 | 7 | 0.88889
12228 | 9.69 | 1 | 2018-12-31 | 2019-12-31 | 365 | 11.1029 | 11 | 0.10288
12334 | 6.885 | 1 | 2018-12-31 | 2019-12-31 | 365 | 7.8889 | 7 | 0.88889
12126 | 2.805 | 1 | 2018-12-31 | 2019-12-31 | 365 | 3.214 | 3 | 0.21399
12207 | 6.375 | 1 | 2018-12-31 | 2019-12-31 | 365 | 7.3045 | 7 | 0.30453
12352 | 9.555 | 1 | 2018-12-31 | 2019-12-31 | 365 | 10.9482 | 10 | 0.9482
12243 | 8.16 | 1 | 2018-12-31 | 2019-12-31 | 365 | 9.3498 | 9 | 0.34979
12201 | 4.59 | 1 | 2018-12-31 | 2019-12-31 | 365 | 5.2593 | 5 | 0.25926
12358 | 6.12 | 1 | 2018-12-31 | 2019-12-31 | 365 | 7.0123 | 7 | 0.012345
12097 | 9.31 | 1 | 2018-12-31 | 2019-12-31 | 365 | 10.6675 | 10 | 0.66747
12363 | 2.295 | 1 | 2018-12-31 | 2019-12-31 | 365 | 2.6296 | 2 | 0.62963
12191 | 6.12 | 1 | 2018-12-31 | 2019-12-31 | 365 | 7.0123 | 7 | 0.012345
12295 | 7.905 | 1 | 2018-12-31 | 2019-12-31 | 365 | 9.0576 | 9 | 0.057612
12347 | 8.16 | 1 | 2018-12-31 | 2019-12-31 | 365 | 9.3498 | 9 | 0.34979
12222 | 9.435 | 1 | 2018-12-31 | 2019-12-31 | 365 | 10.8107 | 10 | 0.8107
12342 | 4.59 | 1 | 2018-12-31 | 2019-12-31 | 365 | 5.2593 | 5 | 0.25926
12343 | 3.315 | 1 | 2018-12-31 | 2019-12-31 | 365 | 3.7984 | 3 | 0.79835
12199 | 3.92 | 1 | 2018-12-31 | 2019-12-31 | 365 | 4.4916 | 4 | 0.49157
12786 | 3.57 | 1 | 2018-12-31 | 2019-12-31 | 365 | 4.0905 | 4 | 0.090535
12486 | 3.825 | 1 | 2018-12-31 | 2019-12-31 | 365 | 4.3827 | 4 | 0.38272
12783 | 8.16 | 1 | 2018-12-31 | 2019-12-31 | 365 | 9.3498 | 9 | 0.34979
12785 | 4.59 | 1 | 2018-12-31 | 2019-12-31 | 365 | 5.2593 | 5 | 0.25926
12489 | 7.905 | 1 | 2018-12-31 | 2019-12-31 | 365 | 9.0576 | 9 | 0.057612
12782 | 8.16 | 1 | 2018-12-31 | 2019-12-31 | 365 | 9.3498 | 9 | 0.34979
12478 | 4.165 | 1 | 2018-12-31 | 2019-12-31 | 365 | 4.7723 | 4 | 0.77229
12799 | 2.205 | 1 | 2018-12-31 | 2019-12-31 | 365 | 2.5265 | 2 | 0.52651
12784 | 4.335 | 1 | 2018-12-31 | 2019-12-31 | 365 | 4.9671 | 4 | 0.96708
12501 | 2.04 | 1 | 2018-12-31 | 2019-12-31 | 365 | 2.3374 | 2 | 0.33745
12848 | 6.12 | 1 | 2018-12-31 | 2019-12-31 | 365 | 7.0123 | 7 | 0.012345
12842 | 9.69 | 1 | 2018-12-31 | 2019-12-31 | 365 | 11.1029 | 11 | 0.10288
12306 | 5.1 | 1 | 2018-12-31 | 2019-12-31 | 365 | 5.8436 | 5 | 0.84362
12836 | 5.865 | 1 | 2018-12-31 | 2019-12-31 | 365 | 6.7202 | 6 | 0.72016
12839 | 7.395 | 1 | 2018-12-31 | 2019-12-31 | 365 | 8.4733 | 8 | 0.47325
12198 | 4.59 | 1 | 2018-12-31 | 2019-12-31 | 365 | 5.2593 | 5 | 0.25926
12853 | 7.14 | 1 | 2018-12-31 | 2019-12-31 | 365 | 8.1811 | 8 | 0.18107
12833 | 4.75 | 1 | 2018-12-31 | 2019-12-31 | 365 | 5.4426 | 5 | 0.44259
12481 | 3.315 | 1 | 2018-12-31 | 2019-12-31 | 365 | 3.7984 | 3 | 0.79835
12828 | 4.655 | 1 | 2018-12-31 | 2019-12-31 | 365 | 5.3337 | 5 | 0.33374
12808 | 7.65 | 1 | 2018-12-31 | 2019-12-31 | 365 | 8.7654 | 8 | 0.76543
12511 | 8.415 | 1 | 2018-12-31 | 2019-12-31 | 365 | 9.642 | 9 | 0.64197
12807 | 3.315 | 1 | 2018-12-31 | 2019-12-31 | 365 | 3.7984 | 3 | 0.79835
12525 | 7.14 | 1 | 2018-12-31 | 2019-12-31 | 365 | 8.1811 | 8 | 0.18107
12805 | 6.885 | 1 | 2018-12-31 | 2019-12-31 | 365 | 7.8889 | 7 | 0.88889
12803 | 3.315 | 1 | 2018-12-31 | 2019-12-31 | 365 | 3.7984 | 3 | 0.79835
12517 | 5.865 | 1 | 2018-12-31 | 2019-12-31 | 365 | 6.7202 | 6 | 0.72016
12861 | 3.57 | 1 | 2018-12-31 | 2019-12-31 | 365 | 4.0905 | 4 | 0.090535
12523 | 6.63 | 1 | 2018-12-31 | 2019-12-31 | 365 | 7.5967 | 7 | 0.59671
12855 | 8.67 | 1 | 2018-12-31 | 2019-12-31 | 365 | 9.9342 | 9 | 0.93416
12862 | 5.865 | 1 | 2018-12-31 | 2019-12-31 | 365 | 6.7202 | 6 | 0.72016
12522 | 6.375 | 1 | 2018-12-31 | 2019-12-31 | 365 | 7.3045 | 7 | 0.30453
12859 | 7.905 | 1 | 2018-12-31 | 2019-12-31 | 365 | 9.0576 | 9 | 0.057612
12508 | 3.57 | 1 | 2018-12-31 | 2019-12-31 | 365 | 4.0905 | 4 | 0.090535
12857 | 6.12 | 1 | 2018-12-31 | 2019-12-31 | 365 | 7.0123 | 7 | 0.012345
12878 | 3.43 | 1 | 2018-12-31 | 2019-12-31 | 365 | 3.9301 | 3 | 0.93012
12519 | 2.805 | 1 | 2018-12-31 | 2019-12-31 | 365 | 3.214 | 3 | 0.21399
12877 | 4.41 | 1 | 2018-12-31 | 2019-12-31 | 365 | 5.053 | 5 | 0.053013
12880 | 6.12 | 1 | 2018-12-31 | 2019-12-31 | 365 | 7.0123 | 7 | 0.012345
12498 | 4 | 1 | 2018-12-31 | 2019-12-31 | 365 | 4.5832 | 4 | 0.58323
12874 | 4.08 | 1 | 2018-12-31 | 2019-12-31 | 365 | 4.6749 | 4 | 0.6749
12879 | 7.905 | 1 | 2018-12-31 | 2019-12-31 | 365 | 9.0576 | 9 | 0.057612
12875 | 5.865 | 1 | 2018-12-31 | 2019-12-31 | 365 | 6.7202 | 6 | 0.72016
12515 | 7.395 | 1 | 2018-12-31 | 2019-12-31 | 365 | 8.4733 | 8 | 0.47325
12876 | 3.315 | 1 | 2018-12-31 | 2019-12-31 | 365 | 3.7984 | 3 | 0.79835
12535 | 3.92 | 1 | 2018-12-31 | 2019-12-31 | 365 | 4.4916 | 4 | 0.49157
12872 | 7.905 | 1 | 2018-12-31 | 2019-12-31 | 365 | 9.0576 | 9 | 0.057612
12873 | 7.75 | 1 | 2018-12-31 | 2019-12-31 | 365 | 8.88 | 8 | 0.88001
12886 | 7.65 | 1 | 2018-12-31 | 2019-12-31 | 365 | 8.7654 | 8 | 0.76543
12893 | 7.65 | 1 | 2018-12-31 | 2019-12-31 | 365 | 8.7654 | 8 | 0.76543
12537 | 6.86 | 1 | 2018-12-31 | 2019-12-31 | 365 | 7.8602 | 7 | 0.86024
12536 | 5.865 | 1 | 2018-12-31 | 2019-12-31 | 365 | 6.7202 | 6 | 0.72016
12539 | 7.395 | 1 | 2018-12-31 | 2019-12-31 | 365 | 8.4733 | 8 | 0.47325
12533 | 6.885 | 1 | 2018-12-31 | 2019-12-31 | 365 | 7.8889 | 7 | 0.88889
12590 | 4.08 | 1 | 2018-12-31 | 2019-12-31 | 365 | 4.6749 | 4 | 0.6749
12584 | 6.63 | 1 | 2018-12-31 | 2019-12-31 | 365 | 7.5967 | 7 | 0.59671
12606 | 3.315 | 1 | 2018-12-31 | 2019-12-31 | 365 | 3.7984 | 3 | 0.79835
12607 | 4 | 1 | 2018-12-31 | 2019-12-31 | 365 | 4.5832 | 4 | 0.58323
12593 | 4.845 | 1 | 2018-12-31 | 2019-12-31 | 365 | 5.5514 | 5 | 0.55144
12585 | 5.355 | 1 | 2018-12-31 | 2019-12-31 | 365 | 6.1358 | 6 | 0.1358
12583 | 6.63 | 1 | 2018-12-31 | 2019-12-31 | 365 | 7.5967 | 7 | 0.59671
12605 | 8.925 | 1 | 2018-12-31 | 2019-12-31 | 365 | 10.2263 | 10 | 0.22634
12615 | 8.16 | 1 | 2018-12-31 | 2019-12-31 | 365 | 9.3498 | 9 | 0.34979
12613 | 5.355 | 1 | 2018-12-31 | 2019-12-31 | 365 | 6.1358 | 6 | 0.1358
12618 | 3.675 | 1 | 2018-12-31 | 2019-12-31 | 365 | 4.2108 | 4 | 0.21084
12614 | 2.805 | 1 | 2018-12-31 | 2019-12-31 | 365 | 3.214 | 3 | 0.21399
12608 | 8.16 | 1 | 2018-12-31 | 2019-12-31 | 365 | 9.3498 | 9 | 0.34979
12616 | 6.63 | 1 | 2018-12-31 | 2019-12-31 | 365 | 7.5967 | 7 | 0.59671
12619 | 8.925 | 1 | 2018-12-31 | 2019-12-31 | 365 | 10.2263 | 10 | 0.22634
12612 | 6.63 | 1 | 2018-12-31 | 2019-12-31 | 365 | 7.5967 | 7 | 0.59671
12531 | 5.1 | 1 | 2018-12-31 | 2019-12-31 | 365 | 5.8436 | 5 | 0.84362
12534 | 8.16 | 1 | 2018-12-31 | 2019-12-31 | 365 | 9.3498 | 9 | 0.34979
12687 | 3.315 | 1 | 2018-12-31 | 2019-12-31 | 365 | 3.7984 | 3 | 0.79835
12677 | 5.1 | 1 | 2018-12-31 | 2019-12-31 | 365 | 5.8436 | 5 | 0.84362
12679 | 5.355 | 1 | 2018-12-31 | 2019-12-31 | 365 | 6.1358 | 6 | 0.1358
12681 | 7.905 | 1 | 2018-12-31 | 2019-12-31 | 365 | 9.0576 | 9 | 0.057612
12683 | 8.67 | 1 | 2018-12-31 | 2019-12-31 | 365 | 9.9342 | 9 | 0.93416
12690 | 4.335 | 1 | 2018-12-31 | 2019-12-31 | 365 | 4.9671 | 4 | 0.96708
12702 | 4.59 | 1 | 2018-12-31 | 2019-12-31 | 365 | 5.2593 | 5 | 0.25926
12723 | 8.925 | 1 | 2018-12-31 | 2019-12-31 | 365 | 10.2263 | 10 | 0.22634
12694 | 6.86 | 1 | 2018-12-31 | 2019-12-31 | 365 | 7.8602 | 7 | 0.86024
12725 | 8.16 | 1 | 2018-12-31 | 2019-12-31 | 365 | 9.3498 | 9 | 0.34979
12713 | 5.865 | 1 | 2018-12-31 | 2019-12-31 | 365 | 6.7202 | 6 | 0.72016
12747 | 5.1 | 1 | 2018-12-31 | 2019-12-31 | 365 | 5.8436 | 5 | 0.84362
12719 | 6.63 | 1 | 2018-12-31 | 2019-12-31 | 365 | 7.5967 | 7 | 0.59671
12715 | 2.45 | 1 | 2018-12-31 | 2019-12-31 | 365 | 2.8072 | 2 | 0.80723
12746 | 8.925 | 1 | 2018-12-31 | 2019-12-31 | 365 | 10.2263 | 10 | 0.22634
12744 | 8.415 | 1 | 2018-12-31 | 2019-12-31 | 365 | 9.642 | 9 | 0.64197
12737 | 5.61 | 1 | 2018-12-31 | 2019-12-31 | 365 | 6.428 | 6 | 0.42798
12599 | 6.375 | 1 | 2018-12-31 | 2019-12-31 | 365 | 7.3045 | 7 | 0.30453
12754 | 5.355 | 1 | 2018-12-31 | 2019-12-31 | 365 | 6.1358 | 6 | 0.1358
12759 | 2.25 | 1 | 2018-12-31 | 2019-12-31 | 365 | 2.5781 | 2 | 0.57807
12801 | 4.335 | 1 | 2018-12-31 | 2019-12-31 | 365 | 4.9671 | 4 | 0.96708
12787 | 5.1 | 1 | 2018-12-31 | 2019-12-31 | 365 | 5.8436 | 5 | 0.84362
12781 | 5.88 | 1 | 2018-12-31 | 2019-12-31 | 365 | 6.7374 | 6 | 0.73735
14318 | 13.005 | 1 | 2018-12-31 | 2019-12-31 | 365 | 14.9012 | 14 | 0.90123
13822 | 7.65 | 1 | 2018-12-31 | 2019-12-31 | 365 | 8.7654 | 8 | 0.76543
13736 | 7.65 | 1 | 2018-12-31 | 2019-12-31 | 365 | 8.7654 | 8 | 0.76543
13793 | 5.355 | 1 | 2018-12-31 | 2019-12-31 | 365 | 6.1358 | 6 | 0.1358
13316 | 6.885 | 1 | 2018-12-31 | 2019-12-31 | 365 | 7.8889 | 7 | 0.88889
13366 | 9.435 | 1 | 2018-12-31 | 2019-12-31 | 365 | 10.8107 | 10 | 0.8107
13323 | 7.65 | 1 | 2018-12-31 | 2019-12-31 | 365 | 8.7654 | 8 | 0.76543
13386 | 3.75 | 1 | 2018-12-31 | 2019-12-31 | 365 | 4.2968 | 4 | 0.29678
13395 | 8.16 | 1 | 2018-12-31 | 2019-12-31 | 365 | 9.3498 | 9 | 0.34979
13361 | 7.14 | 1 | 2018-12-31 | 2019-12-31 | 365 | 8.1811 | 8 | 0.18107
13474 | 9.69 | 1 | 2018-12-31 | 2019-12-31 | 365 | 11.1029 | 11 | 0.10288
13505 | 9.435 | 1 | 2018-12-31 | 2019-12-31 | 365 | 10.8107 | 10 | 0.8107
13406 | 5.355 | 1 | 2018-12-31 | 2019-12-31 | 365 | 6.1358 | 6 | 0.1358
13484 | 2.55 | 1 | 2018-12-31 | 2019-12-31 | 365 | 2.9218 | 2 | 0.92181
13498 | 6.885 | 1 | 2018-12-31 | 2019-12-31 | 365 | 7.8889 | 7 | 0.88889
13335 | 7.905 | 1 | 2018-12-31 | 2019-12-31 | 365 | 9.0576 | 9 | 0.057612
13488 | 4.59 | 1 | 2018-12-31 | 2019-12-31 | 365 | 5.2593 | 5 | 0.25926
13475 | 7.65 | 1 | 2018-12-31 | 2019-12-31 | 365 | 8.7654 | 8 | 0.76543
13828 | 6.12 | 1 | 2018-12-31 | 2019-12-31 | 365 | 7.0123 | 7 | 0.012345
13667 | 8.415 | 1 | 2018-12-31 | 2019-12-31 | 365 | 9.642 | 9 | 0.64197
13704 | 5.88 | 1 | 2018-12-31 | 2019-12-31 | 365 | 6.7374 | 6 | 0.73735
13698 | 4.08 | 1 | 2018-12-31 | 2019-12-31 | 365 | 4.6749 | 4 | 0.6749
13337 | 8 | 1 | 2018-12-31 | 2019-12-31 | 365 | 9.1665 | 9 | 0.16646
13696 | 9.69 | 1 | 2018-12-31 | 2019-12-31 | 365 | 11.1029 | 11 | 0.10288
13334 | 3.825 | 1 | 2018-12-31 | 2019-12-31 | 365 | 4.3827 | 4 | 0.38272
13427 | 8.16 | 1 | 2018-12-31 | 2019-12-31 | 365 | 9.3498 | 9 | 0.34979
13479 | 2.55 | 1 | 2018-12-31 | 2019-12-31 | 365 | 2.9218 | 2 | 0.92181
13585 | 7.905 | 1 | 2018-12-31 | 2019-12-31 | 365 | 9.0576 | 9 | 0.057612
13586 | 4.08 | 1 | 2018-12-31 | 2019-12-31 | 365 | 4.6749 | 4 | 0.6749
13588 | 9.69 | 1 | 2018-12-31 | 2019-12-31 | 365 | 11.1029 | 11 | 0.10288
13594 | 4.75 | 1 | 2018-12-31 | 2019-12-31 | 365 | 5.4426 | 5 | 0.44259
13596 | 5.61 | 1 | 2018-12-31 | 2019-12-31 | 365 | 6.428 | 6 | 0.42798
13830 | 3.675 | 1 | 2018-12-31 | 2019-12-31 | 365 | 4.2108 | 4 | 0.21084
13740 | 5.1 | 1 | 2018-12-31 | 2019-12-31 | 365 | 5.8436 | 5 | 0.84362
13844 | 6.375 | 1 | 2018-12-31 | 2019-12-31 | 365 | 7.3045 | 7 | 0.30453
13836 | 6.12 | 1 | 2018-12-31 | 2019-12-31 | 365 | 7.0123 | 7 | 0.012345
13855 | 2.295 | 1 | 2018-12-31 | 2019-12-31 | 365 | 2.6296 | 2 | 0.62963
13781 | 4.08 | 1 | 2018-12-31 | 2019-12-31 | 365 | 4.6749 | 4 | 0.6749
13794 | 5.355 | 1 | 2018-12-31 | 2019-12-31 | 365 | 6.1358 | 6 | 0.1358
13854 | 3.825 | 1 | 2018-12-31 | 2019-12-31 | 365 | 4.3827 | 4 | 0.38272
13779 | 3.06 | 1 | 2018-12-31 | 2019-12-31 | 365 | 3.5062 | 3 | 0.50617
13789 | 5.39 | 1 | 2018-12-31 | 2019-12-31 | 365 | 6.1759 | 6 | 0.17591
13769 | 3.315 | 1 | 2018-12-31 | 2019-12-31 | 365 | 3.7984 | 3 | 0.79835
13916 | 5.355 | 1 | 2018-12-31 | 2019-12-31 | 365 | 6.1358 | 6 | 0.1358
12745 | 9.8 | 1 | 2018-12-31 | 2019-12-31 | 365 | 11.2289 | 11 | 0.22892
13756 | 5.1 | 1 | 2018-12-31 | 2019-12-31 | 365 | 5.8436 | 5 | 0.84362
13745 | 3.185 | 1 | 2018-12-31 | 2019-12-31 | 365 | 3.6494 | 3 | 0.6494
1668 | 11.22 | 1 | 2018-12-31 | 2019-12-31 | 365 | 12.856 | 12 | 0.85597
13389 | 7.14 | 1 | 2018-12-31 | 2019-12-31 | 365 | 8.1811 | 8 | 0.18107
13309 | 5.61 | 1 | 2018-12-31 | 2019-12-31 | 365 | 6.428 | 6 | 0.42798
13377 | 3.57 | 1 | 2018-12-31 | 2019-12-31 | 365 | 4.0905 | 4 | 0.090535
13388 | 2.55 | 1 | 2018-12-31 | 2019-12-31 | 365 | 2.9218 | 2 | 0.92181
13372 | 7.905 | 1 | 2018-12-31 | 2019-12-31 | 365 | 9.0576 | 9 | 0.057612
13397 | 6.615 | 1 | 2018-12-31 | 2019-12-31 | 365 | 7.5795 | 7 | 0.57952
13369 | 9.69 | 1 | 2018-12-31 | 2019-12-31 | 365 | 11.1029 | 11 | 0.10288
13364 | 6.25 | 1 | 2018-12-31 | 2019-12-31 | 365 | 7.1613 | 7 | 0.1613
13106 | 5.88 | 1 | 2018-12-31 | 2019-12-31 | 365 | 6.7374 | 6 | 0.73735
13090 | 5.1 | 1 | 2018-12-31 | 2019-12-31 | 365 | 5.8436 | 5 | 0.84362
12722 | 5.355 | 1 | 2018-12-31 | 2019-12-31 | 365 | 6.1358 | 6 | 0.1358
13401 | 2.55 | 1 | 2018-12-31 | 2019-12-31 | 365 | 2.9218 | 2 | 0.92181
13289 | 6.375 | 1 | 2018-12-31 | 2019-12-31 | 365 | 7.3045 | 7 | 0.30453
13404 | 5.39 | 1 | 2018-12-31 | 2019-12-31 | 365 | 6.1759 | 6 | 0.17591
12507 | 2.805 | 1 | 2018-12-31 | 2019-12-31 | 365 | 3.214 | 3 | 0.21399
13292 | 5 | 1 | 2018-12-31 | 2019-12-31 | 365 | 5.729 | 5 | 0.72904
13409 | 4.59 | 1 | 2018-12-31 | 2019-12-31 | 365 | 5.2593 | 5 | 0.25926
12070 | 4.59 | 1 | 2018-12-31 | 2019-12-31 | 365 | 5.2593 | 5 | 0.25926
13368 | 6.37 | 1 | 2018-12-31 | 2019-12-31 | 365 | 7.2988 | 7 | 0.2988
13362 | 6.885 | 1 | 2018-12-31 | 2019-12-31 | 365 | 7.8889 | 7 | 0.88889
13294 | 6.63 | 1 | 2018-12-31 | 2019-12-31 | 365 | 7.5967 | 7 | 0.59671
13277 | 9.435 | 1 | 2018-12-31 | 2019-12-31 | 365 | 10.8107 | 10 | 0.8107
13272 | 3.43 | 1 | 2018-12-31 | 2019-12-31 | 365 | 3.9301 | 3 | 0.93012
13374 | 3.675 | 1 | 2018-12-31 | 2019-12-31 | 365 | 4.2108 | 4 | 0.21084
13378 | 3.315 | 1 | 2018-12-31 | 2019-12-31 | 365 | 3.7984 | 3 | 0.79835
13295 | 8.16 | 1 | 2018-12-31 | 2019-12-31 | 365 | 9.3498 | 9 | 0.34979
13293 | 7.65 | 1 | 2018-12-31 | 2019-12-31 | 365 | 8.7654 | 8 | 0.76543
13279 | 7.905 | 1 | 2018-12-31 | 2019-12-31 | 365 | 9.0576 | 9 | 0.057612
13003 | 4.845 | 1 | 2018-12-31 | 2019-12-31 | 365 | 5.5514 | 5 | 0.55144
13311 | 5.865 | 1 | 2018-12-31 | 2019-12-31 | 365 | 6.7202 | 6 | 0.72016
13313 | 7.14 | 1 | 2018-12-31 | 2019-12-31 | 365 | 8.1811 | 8 | 0.18107
12957 | 8.67 | 1 | 2018-12-31 | 2019-12-31 | 365 | 9.9342 | 9 | 0.93416
12849 | 7.65 | 1 | 2018-12-31 | 2019-12-31 | 365 | 8.7654 | 8 | 0.76543
13167 | 2.94 | 1 | 2018-12-31 | 2019-12-31 | 365 | 3.3687 | 3 | 0.36868
13179 | 8.415 | 1 | 2018-12-31 | 2019-12-31 | 365 | 9.642 | 9 | 0.64197
13078 | 3.825 | 1 | 2018-12-31 | 2019-12-31 | 365 | 4.3827 | 4 | 0.38272
13140 | 5.865 | 1 | 2018-12-31 | 2019-12-31 | 365 | 6.7202 | 6 | 0.72016
13131 | 3.825 | 1 | 2018-12-31 | 2019-12-31 | 365 | 4.3827 | 4 | 0.38272
13098 | 7.14 | 1 | 2018-12-31 | 2019-12-31 | 365 | 8.1811 | 8 | 0.18107
12998 | 6.63 | 1 | 2018-12-31 | 2019-12-31 | 365 | 7.5967 | 7 | 0.59671
12994 | 3.43 | 1 | 2018-12-31 | 2019-12-31 | 365 | 3.9301 | 3 | 0.93012
13164 | 6.25 | 1 | 2018-12-31 | 2019-12-31 | 365 | 7.1613 | 7 | 0.1613
13108 | 9.18 | 1 | 2018-12-31 | 2019-12-31 | 365 | 10.5185 | 10 | 0.51852
12984 | 7.595 | 1 | 2018-12-31 | 2019-12-31 | 365 | 8.7024 | 8 | 0.70241
13270 | 5.1 | 1 | 2018-12-31 | 2019-12-31 | 365 | 5.8436 | 5 | 0.84362
13183 | 7.545 | 1 | 2018-12-31 | 2019-12-31 | 365 | 8.6451 | 8 | 0.64512
13276 | 5.61 | 1 | 2018-12-31 | 2019-12-31 | 365 | 6.428 | 6 | 0.42798
13102 | 6.5 | 1 | 2018-12-31 | 2019-12-31 | 365 | 7.4478 | 7 | 0.44775
13101 | 5.1 | 1 | 2018-12-31 | 2019-12-31 | 365 | 5.8436 | 5 | 0.84362
13116 | 6.375 | 1 | 2018-12-31 | 2019-12-31 | 365 | 7.3045 | 7 | 0.30453
13137 | 4.845 | 1 | 2018-12-31 | 2019-12-31 | 365 | 5.5514 | 5 | 0.55144
13151 | 3.57 | 1 | 2018-12-31 | 2019-12-31 | 365 | 4.0905 | 4 | 0.090535
13105 | 6.12 | 1 | 2018-12-31 | 2019-12-31 | 365 | 7.0123 | 7 | 0.012345
13113 | 2.295 | 1 | 2018-12-31 | 2019-12-31 | 365 | 2.6296 | 2 | 0.62963
13097 | 7.65 | 1 | 2018-12-31 | 2019-12-31 | 365 | 8.7654 | 8 | 0.76543
13154 | 9.555 | 1 | 2018-12-31 | 2019-12-31 | 365 | 10.9482 | 10 | 0.9482
13157 | 7.14 | 1 | 2018-12-31 | 2019-12-31 | 365 | 8.1811 | 8 | 0.18107
13134 | 3.825 | 1 | 2018-12-31 | 2019-12-31 | 365 | 4.3827 | 4 | 0.38272
13119 | 2.805 | 1 | 2018-12-31 | 2019-12-31 | 365 | 3.214 | 3 | 0.21399
13163 | 9.18 | 1 | 2018-12-31 | 2019-12-31 | 365 | 10.5185 | 10 | 0.51852
13149 | 6.12 | 1 | 2018-12-31 | 2019-12-31 | 365 | 7.0123 | 7 | 0.012345
13038 | 5.355 | 1 | 2018-12-31 | 2019-12-31 | 365 | 6.1358 | 6 | 0.1358
13084 | 3.57 | 1 | 2018-12-31 | 2019-12-31 | 365 | 4.0905 | 4 | 0.090535
13110 | 5.355 | 1 | 2018-12-31 | 2019-12-31 | 365 | 6.1358 | 6 | 0.1358
13079 | 9.69 | 1 | 2018-12-31 | 2019-12-31 | 365 | 11.1029 | 11 | 0.10288
13093 | 4 | 1 | 2018-12-31 | 2019-12-31 | 365 | 4.5832 | 4 | 0.58323
13077 | 3.06 | 1 | 2018-12-31 | 2019-12-31 | 365 | 3.5062 | 3 | 0.50617
13091 | 5.805 | 1 | 2018-12-31 | 2019-12-31 | 365 | 6.6514 | 6 | 0.65142
13086 | 6.63 | 1 | 2018-12-31 | 2019-12-31 | 365 | 7.5967 | 7 | 0.59671
13094 | 5.355 | 1 | 2018-12-31 | 2019-12-31 | 365 | 6.1358 | 6 | 0.1358
12996 | 4.845 | 1 | 2018-12-31 | 2019-12-31 | 365 | 5.5514 | 5 | 0.55144
12997 | 8.67 | 1 | 2018-12-31 | 2019-12-31 | 365 | 9.9342 | 9 | 0.93416
13010 | 7.395 | 1 | 2018-12-31 | 2019-12-31 | 365 | 8.4733 | 8 | 0.47325
12985 | 8.415 | 1 | 2018-12-31 | 2019-12-31 | 365 | 9.642 | 9 | 0.64197
12976 | 5.61 | 1 | 2018-12-31 | 2019-12-31 | 365 | 6.428 | 6 | 0.42798
12987 | 4.655 | 1 | 2018-12-31 | 2019-12-31 | 365 | 5.3337 | 5 | 0.33374
12986 | 3.825 | 1 | 2018-12-31 | 2019-12-31 | 365 | 4.3827 | 4 | 0.38272
13008 | 7.14 | 1 | 2018-12-31 | 2019-12-31 | 365 | 8.1811 | 8 | 0.18107
13000 | 5.1 | 1 | 2018-12-31 | 2019-12-31 | 365 | 5.8436 | 5 | 0.84362
12991 | 4.08 | 1 | 2018-12-31 | 2019-12-31 | 365 | 4.6749 | 4 | 0.6749
12951 | 6.885 | 1 | 2018-12-31 | 2019-12-31 | 365 | 7.8889 | 7 | 0.88889
12954 | 6.37 | 1 | 2018-12-31 | 2019-12-31 | 365 | 7.2988 | 7 | 0.2988
12960 | 5.865 | 1 | 2018-12-31 | 2019-12-31 | 365 | 6.7202 | 6 | 0.72016
12968 | 6.63 | 1 | 2018-12-31 | 2019-12-31 | 365 | 7.5967 | 7 | 0.59671
12966 | 9.69 | 1 | 2018-12-31 | 2019-12-31 | 365 | 11.1029 | 11 | 0.10288
12969 | 6.12 | 1 | 2018-12-31 | 2019-12-31 | 365 | 7.0123 | 7 | 0.012345
12964 | 5.1 | 1 | 2018-12-31 | 2019-12-31 | 365 | 5.8436 | 5 | 0.84362
12971 | 2.805 | 1 | 2018-12-31 | 2019-12-31 | 365 | 3.214 | 3 | 0.21399
12934 | 8.415 | 1 | 2018-12-31 | 2019-12-31 | 365 | 9.642 | 9 | 0.64197
12890 | 4.845 | 1 | 2018-12-31 | 2019-12-31 | 365 | 5.5514 | 5 | 0.55144
12900 | 7.905 | 1 | 2018-12-31 | 2019-12-31 | 365 | 9.0576 | 9 | 0.057612
13746 | 7.395 | 1 | 2018-12-31 | 2019-12-31 | 365 | 8.4733 | 8 | 0.47325
13735 | 5.145 | 1 | 2018-12-31 | 2019-12-31 | 365 | 5.8952 | 5 | 0.89518
13777 | 5.145 | 1 | 2018-12-31 | 2019-12-31 | 365 | 5.8952 | 5 | 0.89518
13005 | 4.41 | 1 | 2018-12-31 | 2019-12-31 | 365 | 5.053 | 5 | 0.053013
12989 | 5.635 | 1 | 2018-12-31 | 2019-12-31 | 365 | 6.4566 | 6 | 0.45663
12990 | 6.12 | 1 | 2018-12-31 | 2019-12-31 | 365 | 7.0123 | 7 | 0.012345
13128 | 3.43 | 1 | 2018-12-31 | 2019-12-31 | 365 | 3.9301 | 3 | 0.93012
13177 | 4.655 | 1 | 2018-12-31 | 2019-12-31 | 365 | 5.3337 | 5 | 0.33374
13182 | 6.63 | 1 | 2018-12-31 | 2019-12-31 | 365 | 7.5967 | 7 | 0.59671
13273 | 7.14 | 1 | 2018-12-31 | 2019-12-31 | 365 | 8.1811 | 8 | 0.18107
13275 | 5.145 | 1 | 2018-12-31 | 2019-12-31 | 365 | 5.8952 | 5 | 0.89518
13280 | 5.355 | 1 | 2018-12-31 | 2019-12-31 | 365 | 6.1358 | 6 | 0.1358
13310 | 8.67 | 1 | 2018-12-31 | 2019-12-31 | 365 | 9.9342 | 9 | 0.93416
13402 | 5.88 | 1 | 2018-12-31 | 2019-12-31 | 365 | 6.7374 | 6 | 0.73735
13412 | 5.1 | 1 | 2018-12-31 | 2019-12-31 | 365 | 5.8436 | 5 | 0.84362
13432 | 9.435 | 1 | 2018-12-31 | 2019-12-31 | 365 | 10.8107 | 10 | 0.8107
13482 | 4.59 | 1 | 2018-12-31 | 2019-12-31 | 365 | 5.2593 | 5 | 0.25926
13477 | 3.92 | 1 | 2018-12-31 | 2019-12-31 | 365 | 4.4916 | 4 | 0.49157
13490 | 3.06 | 1 | 2018-12-31 | 2019-12-31 | 365 | 3.5062 | 3 | 0.50617
13476 | 7.14 | 1 | 2018-12-31 | 2019-12-31 | 365 | 8.1811 | 8 | 0.18107
13481 | 7.395 | 1 | 2018-12-31 | 2019-12-31 | 365 | 8.4733 | 8 | 0.47325
13487 | 3.92 | 1 | 2018-12-31 | 2019-12-31 | 365 | 4.4916 | 4 | 0.49157
13483 | 9.18 | 1 | 2018-12-31 | 2019-12-31 | 365 | 10.5185 | 10 | 0.51852
13489 | 4.335 | 1 | 2018-12-31 | 2019-12-31 | 365 | 4.9671 | 4 | 0.96708
13478 | 9.31 | 1 | 2018-12-31 | 2019-12-31 | 365 | 10.6675 | 10 | 0.66747
13701 | 1.53 | 1 | 2018-12-31 | 2019-12-31 | 365 | 1.7531 | 1 | 0.75309
13492 | 3 | 1 | 2018-12-31 | 2019-12-31 | 365 | 3.4374 | 3 | 0.43742
13499 | 3.06 | 1 | 2018-12-31 | 2019-12-31 | 365 | 3.5062 | 3 | 0.50617
13425 | 5.61 | 1 | 2018-12-31 | 2019-12-31 | 365 | 6.428 | 6 | 0.42798
13431 | 4.845 | 1 | 2018-12-31 | 2019-12-31 | 365 | 5.5514 | 5 | 0.55144
13428 | 7.65 | 1 | 2018-12-31 | 2019-12-31 | 365 | 8.7654 | 8 | 0.76543
13422 | 6.86 | 1 | 2018-12-31 | 2019-12-31 | 365 | 7.8602 | 7 | 0.86024
13423 | 6.885 | 1 | 2018-12-31 | 2019-12-31 | 365 | 7.8889 | 7 | 0.88889
13429 | 6.375 | 1 | 2018-12-31 | 2019-12-31 | 365 | 7.3045 | 7 | 0.30453
13420 | 5.355 | 1 | 2018-12-31 | 2019-12-31 | 365 | 6.1358 | 6 | 0.1358
13436 | 6.63 | 1 | 2018-12-31 | 2019-12-31 | 365 | 7.5967 | 7 | 0.59671
13433 | 8.25 | 1 | 2018-12-31 | 2019-12-31 | 365 | 9.4529 | 9 | 0.45292
13434 | 3.06 | 1 | 2018-12-31 | 2019-12-31 | 365 | 3.5062 | 3 | 0.50617
13330 | 3.315 | 1 | 2018-12-31 | 2019-12-31 | 365 | 3.7984 | 3 | 0.79835
13435 | 4.165 | 1 | 2018-12-31 | 2019-12-31 | 365 | 4.7723 | 4 | 0.77229
13324 | 4.08 | 1 | 2018-12-31 | 2019-12-31 | 365 | 4.6749 | 4 | 0.6749
13325 | 4.25 | 1 | 2018-12-31 | 2019-12-31 | 365 | 4.8697 | 4 | 0.86968
13421 | 5.5 | 1 | 2018-12-31 | 2019-12-31 | 365 | 6.3019 | 6 | 0.30194
9500 | 6.63 | 1 | 2018-12-31 | 2019-12-31 | 365 | 7.5967 | 7 | 0.59671
8759 | 7.14 | 1 | 2018-12-31 | 2019-12-31 | 365 | 8.1811 | 8 | 0.18107
12995 | 7.65 | 1 | 2018-12-31 | 2019-12-31 | 365 | 8.7654 | 8 | 0.76543
12978 | 4.165 | 1 | 2018-12-31 | 2019-12-31 | 365 | 4.7723 | 4 | 0.77229
12291 | 2.55 | 1 | 2018-12-31 | 2019-12-31 | 365 | 2.9218 | 2 | 0.92181
12979 | 9.75 | 1 | 2018-12-31 | 2019-12-31 | 365 | 11.1716 | 11 | 0.17163
13332 | 7.65 | 1 | 2018-12-31 | 2019-12-31 | 365 | 8.7654 | 8 | 0.76543
13905 | 2.55 | 1 | 2018-12-31 | 2019-12-31 | 365 | 2.9218 | 2 | 0.92181
13938 | 6.12 | 1 | 2018-12-31 | 2019-12-31 | 365 | 7.0123 | 7 | 0.012345
13891 | 6.63 | 1 | 2018-12-31 | 2019-12-31 | 365 | 7.5967 | 7 | 0.59671
13919 | 5.355 | 1 | 2018-12-31 | 2019-12-31 | 365 | 6.1358 | 6 | 0.1358
13925 | 7.75 | 1 | 2018-12-31 | 2019-12-31 | 365 | 8.88 | 8 | 0.88001
13914 | 3.57 | 1 | 2018-12-31 | 2019-12-31 | 365 | 4.0905 | 4 | 0.090535
13907 | 4.76 | 1 | 2018-12-31 | 2019-12-31 | 365 | 5.454 | 5 | 0.45405
13595 | 6.885 | 1 | 2018-12-31 | 2019-12-31 | 365 | 7.8889 | 7 | 0.88889
13473 | 7.14 | 1 | 2018-12-31 | 2019-12-31 | 365 | 8.1811 | 8 | 0.18107
13960 | 7.65 | 1 | 2018-12-31 | 2019-12-31 | 365 | 8.7654 | 8 | 0.76543
13921 | 4.845 | 1 | 2018-12-31 | 2019-12-31 | 365 | 5.5514 | 5 | 0.55144
13908 | 4.845 | 1 | 2018-12-31 | 2019-12-31 | 365 | 5.5514 | 5 | 0.55144
13923 | 9.18 | 1 | 2018-12-31 | 2019-12-31 | 365 | 10.5185 | 10 | 0.51852
13959 | 4.59 | 1 | 2018-12-31 | 2019-12-31 | 365 | 5.2593 | 5 | 0.25926
13930 | 6.63 | 1 | 2018-12-31 | 2019-12-31 | 365 | 7.5967 | 7 | 0.59671
13885 | 3.57 | 1 | 2018-12-31 | 2019-12-31 | 365 | 4.0905 | 4 | 0.090535
13929 | 5.355 | 1 | 2018-12-31 | 2019-12-31 | 365 | 6.1358 | 6 | 0.1358
13935 | 7.84 | 1 | 2018-12-31 | 2019-12-31 | 365 | 8.9831 | 8 | 0.98313
13931 | 3.825 | 1 | 2018-12-31 | 2019-12-31 | 365 | 4.3827 | 4 | 0.38272
13941 | 4.5 | 1 | 2018-12-31 | 2019-12-31 | 365 | 5.1561 | 5 | 0.15614
13922 | 7.14 | 1 | 2018-12-31 | 2019-12-31 | 365 | 8.1811 | 8 | 0.18107
13913 | 3.43 | 1 | 2018-12-31 | 2019-12-31 | 365 | 3.9301 | 3 | 0.93012
13939 | 5.75 | 1 | 2018-12-31 | 2019-12-31 | 365 | 6.5884 | 6 | 0.5884
13936 | 4.08 | 1 | 2018-12-31 | 2019-12-31 | 365 | 4.6749 | 4 | 0.6749
13920 | 4.335 | 1 | 2018-12-31 | 2019-12-31 | 365 | 4.9671 | 4 | 0.96708
13937 | 5.1 | 1 | 2018-12-31 | 2019-12-31 | 365 | 5.8436 | 5 | 0.84362
13940 | 4.845 | 1 | 2018-12-31 | 2019-12-31 | 365 | 5.5514 | 5 | 0.55144
13966 | 5.1 | 1 | 2018-12-31 | 2019-12-31 | 365 | 5.8436 | 5 | 0.84362
13961 | 8.415 | 1 | 2018-12-31 | 2019-12-31 | 365 | 9.642 | 9 | 0.64197
13965 | 7.905 | 1 | 2018-12-31 | 2019-12-31 | 365 | 9.0576 | 9 | 0.057612
13971 | 4.08 | 1 | 2018-12-31 | 2019-12-31 | 365 | 4.6749 | 4 | 0.6749
14022 | 5.25 | 1 | 2018-12-31 | 2019-12-31 | 365 | 6.0155 | 6 | 0.015492
13978 | 3.825 | 1 | 2018-12-31 | 2019-12-31 | 365 | 4.3827 | 4 | 0.38272
13985 | 9.945 | 1 | 2018-12-31 | 2019-12-31 | 365 | 11.3951 | 11 | 0.39506
14007 | 6.375 | 1 | 2018-12-31 | 2019-12-31 | 365 | 7.3045 | 7 | 0.30453
13314 | 7.14 | 1 | 2018-12-31 | 2019-12-31 | 365 | 8.1811 | 8 | 0.18107
14109 | 4.59 | 1 | 2018-12-31 | 2019-12-31 | 365 | 5.2593 | 5 | 0.25926
13815 | 9.18 | 1 | 2018-12-31 | 2019-12-31 | 365 | 10.5185 | 10 | 0.51852
13934 | 7.905 | 1 | 2018-12-31 | 2019-12-31 | 365 | 9.0576 | 9 | 0.057612
13932 | 6.12 | 1 | 2018-12-31 | 2019-12-31 | 365 | 7.0123 | 7 | 0.012345
13911 | 2.205 | 1 | 2018-12-31 | 2019-12-31 | 365 | 2.5265 | 2 | 0.52651
14106 | 6.885 | 1 | 2018-12-31 | 2019-12-31 | 365 | 7.8889 | 7 | 0.88889
14101 | 2.295 | 1 | 2018-12-31 | 2019-12-31 | 365 | 2.6296 | 2 | 0.62963
14035 | 4.845 | 1 | 2018-12-31 | 2019-12-31 | 365 | 5.5514 | 5 | 0.55144
13962 | 8.25 | 1 | 2018-12-31 | 2019-12-31 | 365 | 9.4529 | 9 | 0.45292
13986 | 9.435 | 1 | 2018-12-31 | 2019-12-31 | 365 | 10.8107 | 10 | 0.8107
14018 | 5.5 | 1 | 2018-12-31 | 2019-12-31 | 365 | 6.3019 | 6 | 0.30194
13996 | 8.84 | 1 | 2018-12-31 | 2019-12-31 | 365 | 10.1289 | 10 | 0.12894
14001 | 9.945 | 1 | 2018-12-31 | 2019-12-31 | 365 | 11.3951 | 11 | 0.39506
13997 | 7.395 | 1 | 2018-12-31 | 2019-12-31 | 365 | 8.4733 | 8 | 0.47325
14004 | 7.65 | 1 | 2018-12-31 | 2019-12-31 | 365 | 8.7654 | 8 | 0.76543
14039 | 5.61 | 1 | 2018-12-31 | 2019-12-31 | 365 | 6.428 | 6 | 0.42798
14275 | 5.88 | 1 | 2018-12-31 | 2019-12-31 | 365 | 6.7374 | 6 | 0.73735
14129 | 5.355 | 1 | 2018-12-31 | 2019-12-31 | 365 | 6.1358 | 6 | 0.1358
14267 | 6.12 | 1 | 2018-12-31 | 2019-12-31 | 365 | 7.0123 | 7 | 0.012345
14261 | 4.59 | 1 | 2018-12-31 | 2019-12-31 | 365 | 5.2593 | 5 | 0.25926
14155 | 9.69 | 1 | 2018-12-31 | 2019-12-31 | 365 | 11.1029 | 11 | 0.10288
14148 | 5.635 | 1 | 2018-12-31 | 2019-12-31 | 365 | 6.4566 | 6 | 0.45663
14141 | 7.395 | 1 | 2018-12-31 | 2019-12-31 | 365 | 8.4733 | 8 | 0.47325
14306 | 4.845 | 1 | 2018-12-31 | 2019-12-31 | 365 | 5.5514 | 5 | 0.55144
14264 | 6.375 | 1 | 2018-12-31 | 2019-12-31 | 365 | 7.3045 | 7 | 0.30453
14298 | 3.06 | 1 | 2018-12-31 | 2019-12-31 | 365 | 3.5062 | 3 | 0.50617
14278 | 9.435 | 1 | 2018-12-31 | 2019-12-31 | 365 | 10.8107 | 10 | 0.8107
14294 | 3.92 | 1 | 2018-12-31 | 2019-12-31 | 365 | 4.4916 | 4 | 0.49157
14302 | 4.08 | 1 | 2018-12-31 | 2019-12-31 | 365 | 4.6749 | 4 | 0.6749
14259 | 4.845 | 1 | 2018-12-31 | 2019-12-31 | 365 | 5.5514 | 5 | 0.55144
14311 | 6.885 | 1 | 2018-12-31 | 2019-12-31 | 365 | 7.8889 | 7 | 0.88889
14288 | 7.5 | 1 | 2018-12-31 | 2019-12-31 | 365 | 8.5936 | 8 | 0.59356
14290 | 6.375 | 1 | 2018-12-31 | 2019-12-31 | 365 | 7.3045 | 7 | 0.30453
14363 | 7.395 | 1 | 2018-12-31 | 2019-12-31 | 365 | 8.4733 | 8 | 0.47325
14368 | 9.435 | 1 | 2018-12-31 | 2019-12-31 | 365 | 10.8107 | 10 | 0.8107
14340 | 5.61 | 1 | 2018-12-31 | 2019-12-31 | 365 | 6.428 | 6 | 0.42798
14329 | 9.5 | 1 | 2018-12-31 | 2019-12-31 | 365 | 10.8852 | 10 | 0.88518
14330 | 6.75 | 1 | 2018-12-31 | 2019-12-31 | 365 | 7.7342 | 7 | 0.7342
14369 | 6.885 | 1 | 2018-12-31 | 2019-12-31 | 365 | 7.8889 | 7 | 0.88889
14327 | 6.885 | 1 | 2018-12-31 | 2019-12-31 | 365 | 7.8889 | 7 | 0.88889
14344 | 4.845 | 1 | 2018-12-31 | 2019-12-31 | 365 | 5.5514 | 5 | 0.55144
14324 | 8.16 | 1 | 2018-12-31 | 2019-12-31 | 365 | 9.3498 | 9 | 0.34979
14375 | 5.1 | 1 | 2018-12-31 | 2019-12-31 | 365 | 5.8436 | 5 | 0.84362
14380 | 8.67 | 1 | 2018-12-31 | 2019-12-31 | 365 | 9.9342 | 9 | 0.93416
14384 | 9 | 1 | 2018-12-31 | 2019-12-31 | 365 | 10.3123 | 10 | 0.31227
14388 | 7.905 | 1 | 2018-12-31 | 2019-12-31 | 365 | 9.0576 | 9 | 0.057612
14402 | 5.865 | 1 | 2018-12-31 | 2019-12-31 | 365 | 6.7202 | 6 | 0.72016
14399 | 7.395 | 1 | 2018-12-31 | 2019-12-31 | 365 | 8.4733 | 8 | 0.47325
14422 | 7.65 | 1 | 2018-12-31 | 2019-12-31 | 365 | 8.7654 | 8 | 0.76543
14097 | 3.57 | 1 | 2018-12-31 | 2019-12-31 | 365 | 4.0905 | 4 | 0.090535
14432 | 5.1 | 1 | 2018-12-31 | 2019-12-31 | 365 | 5.8436 | 5 | 0.84362
14461 | 4.59 | 1 | 2018-12-31 | 2019-12-31 | 365 | 5.2593 | 5 | 0.25926
14449 | 8.75 | 1 | 2018-12-31 | 2019-12-31 | 365 | 10.0258 | 10 | 0.02582
14465 | 4.59 | 1 | 2018-12-31 | 2019-12-31 | 365 | 5.2593 | 5 | 0.25926
14447 | 4.335 | 1 | 2018-12-31 | 2019-12-31 | 365 | 4.9671 | 4 | 0.96708
14463 | 5.61 | 1 | 2018-12-31 | 2019-12-31 | 365 | 6.428 | 6 | 0.42798
14029 | 6.12 | 1 | 2018-12-31 | 2019-12-31 | 365 | 7.0123 | 7 | 0.012345
14456 | 6.63 | 1 | 2018-12-31 | 2019-12-31 | 365 | 7.5967 | 7 | 0.59671
14440 | 9.25 | 1 | 2018-12-31 | 2019-12-31 | 365 | 10.5987 | 10 | 0.59872
14468 | 6.12 | 1 | 2018-12-31 | 2019-12-31 | 365 | 7.0123 | 7 | 0.012345
14454 | 3.06 | 1 | 2018-12-31 | 2019-12-31 | 365 | 3.5062 | 3 | 0.50617
14472 | 3.185 | 1 | 2018-12-31 | 2019-12-31 | 365 | 3.6494 | 3 | 0.6494
14475 | 2.295 | 1 | 2018-12-31 | 2019-12-31 | 365 | 2.6296 | 2 | 0.62963
14464 | 3.12 | 1 | 2018-12-31 | 2019-12-31 | 365 | 3.5749 | 3 | 0.57492
14482 | 8.67 | 1 | 2018-12-31 | 2019-12-31 | 365 | 9.9342 | 9 | 0.93416
14458 | 5.355 | 1 | 2018-12-31 | 2019-12-31 | 365 | 6.1358 | 6 | 0.1358
14280 | 5.355 | 1 | 2018-12-31 | 2019-12-31 | 365 | 6.1358 | 6 | 0.1358
14441 | 3.57 | 1 | 2018-12-31 | 2019-12-31 | 365 | 4.0905 | 4 | 0.090535
14477 | 11.475 | 1 | 2018-12-31 | 2019-12-31 | 365 | 13.1481 | 13 | 0.14815
14639 | 8.25 | 1 | 2018-12-31 | 2019-12-31 | 365 | 9.4529 | 9 | 0.45292
14594 | 6 | 1 | 2018-12-31 | 2019-12-31 | 365 | 6.8748 | 6 | 0.87485
14580 | 6.5 | 1 | 2018-12-31 | 2019-12-31 | 365 | 7.4478 | 7 | 0.44775
14620 | 7.65 | 1 | 2018-12-31 | 2019-12-31 | 365 | 8.7654 | 8 | 0.76543
14584 | 6.25 | 1 | 2018-12-31 | 2019-12-31 | 365 | 7.1613 | 7 | 0.1613
14615 | 4.08 | 1 | 2018-12-31 | 2019-12-31 | 365 | 4.6749 | 4 | 0.6749
14643 | 4.68 | 1 | 2018-12-31 | 2019-12-31 | 365 | 5.3624 | 5 | 0.36238
14632 | 4.845 | 1 | 2018-12-31 | 2019-12-31 | 365 | 5.5514 | 5 | 0.55144
14616 | 4.08 | 1 | 2018-12-31 | 2019-12-31 | 365 | 4.6749 | 4 | 0.6749
14709 | 4.335 | 1 | 2018-12-31 | 2019-12-31 | 365 | 4.9671 | 4 | 0.96708
14722 | 2.805 | 1 | 2018-12-31 | 2019-12-31 | 365 | 3.214 | 3 | 0.21399
14726 | 3.57 | 1 | 2018-12-31 | 2019-12-31 | 365 | 4.0905 | 4 | 0.090535
14757 | 5.865 | 1 | 2018-12-31 | 2019-12-31 | 365 | 6.7202 | 6 | 0.72016
14751 | 8.16 | 1 | 2018-12-31 | 2019-12-31 | 365 | 9.3498 | 9 | 0.34979
14725 | 4.335 | 1 | 2018-12-31 | 2019-12-31 | 365 | 4.9671 | 4 | 0.96708
14690 | 5.1 | 1 | 2018-12-31 | 2019-12-31 | 365 | 5.8436 | 5 | 0.84362
14731 | 6.25 | 1 | 2018-12-31 | 2019-12-31 | 365 | 7.1613 | 7 | 0.1613
14871 | 6.12 | 1 | 2018-12-31 | 2019-12-31 | 365 | 7.0123 | 7 | 0.012345
14727 | 7.395 | 1 | 2018-12-31 | 2019-12-31 | 365 | 8.4733 | 8 | 0.47325
14848 | 3.825 | 1 | 2018-12-31 | 2019-12-31 | 365 | 4.3827 | 4 | 0.38272
13506 | 3.43 | 1 | 2018-12-31 | 2019-12-31 | 365 | 3.9301 | 3 | 0.93012
14864 | 4.335 | 1 | 2018-12-31 | 2019-12-31 | 365 | 4.9671 | 4 | 0.96708
14879 | 7.395 | 1 | 2018-12-31 | 2019-12-31 | 365 | 8.4733 | 8 | 0.47325
14840 | 6.63 | 1 | 2018-12-31 | 2019-12-31 | 365 | 7.5967 | 7 | 0.59671
14859 | 5.1 | 1 | 2018-12-31 | 2019-12-31 | 365 | 5.8436 | 5 | 0.84362
14843 | 4.25 | 1 | 2018-12-31 | 2019-12-31 | 365 | 4.8697 | 4 | 0.86968
14829 | 6.12 | 1 | 2018-12-31 | 2019-12-31 | 365 | 7.0123 | 7 | 0.012345
14849 | 7.65 | 1 | 2018-12-31 | 2019-12-31 | 365 | 8.7654 | 8 | 0.76543
14863 | 5.1 | 1 | 2018-12-31 | 2019-12-31 | 365 | 5.8436 | 5 | 0.84362
14883 | 8.67 | 1 | 2018-12-31 | 2019-12-31 | 365 | 9.9342 | 9 | 0.93416
14884 | 7.65 | 1 | 2018-12-31 | 2019-12-31 | 365 | 8.7654 | 8 | 0.76543
14839 | 7.65 | 1 | 2018-12-31 | 2019-12-31 | 365 | 8.7654 | 8 | 0.76543
14844 | 6.12 | 1 | 2018-12-31 | 2019-12-31 | 365 | 7.0123 | 7 | 0.012345
14861 | 4.335 | 1 | 2018-12-31 | 2019-12-31 | 365 | 4.9671 | 4 | 0.96708
14836 | 3.06 | 1 | 2018-12-31 | 2019-12-31 | 365 | 3.5062 | 3 | 0.50617
14890 | 4.845 | 1 | 2018-12-31 | 2019-12-31 | 365 | 5.5514 | 5 | 0.55144
14901 | 4.335 | 1 | 2018-12-31 | 2019-12-31 | 365 | 4.9671 | 4 | 0.96708
14891 | 5.5 | 1 | 2018-12-31 | 2019-12-31 | 365 | 6.3019 | 6 | 0.30194
14908 | 8.925 | 1 | 2018-12-31 | 2019-12-31 | 365 | 10.2263 | 10 | 0.22634
14932 | 6.63 | 1 | 2018-12-31 | 2019-12-31 | 365 | 7.5967 | 7 | 0.59671
14898 | 3 | 1 | 2018-12-31 | 2019-12-31 | 365 | 3.4374 | 3 | 0.43742
15020 | 2.04 | 1 | 2018-12-31 | 2019-12-31 | 365 | 2.3374 | 2 | 0.33745
15048 | 7.14 | 1 | 2018-12-31 | 2019-12-31 | 365 | 8.1811 | 8 | 0.18107
15029 | 4.25 | 1 | 2018-12-31 | 2019-12-31 | 365 | 4.8697 | 4 | 0.86968
15079 | 4.335 | 1 | 2018-12-31 | 2019-12-31 | 365 | 4.9671 | 4 | 0.96708
15037 | 6.12 | 1 | 2018-12-31 | 2019-12-31 | 365 | 7.0123 | 7 | 0.012345
15017 | 3.57 | 1 | 2018-12-31 | 2019-12-31 | 365 | 4.0905 | 4 | 0.090535
15095 | 4.59 | 1 | 2018-12-31 | 2019-12-31 | 365 | 5.2593 | 5 | 0.25926
15105 | 8.415 | 1 | 2018-12-31 | 2019-12-31 | 365 | 9.642 | 9 | 0.64197
15084 | 5.355 | 1 | 2018-12-31 | 2019-12-31 | 365 | 6.1358 | 6 | 0.1358
15106 | 6.63 | 1 | 2018-12-31 | 2019-12-31 | 365 | 7.5967 | 7 | 0.59671
15118 | 5 | 1 | 2018-12-31 | 2019-12-31 | 365 | 5.729 | 5 | 0.72904
15088 | 4.08 | 1 | 2018-12-31 | 2019-12-31 | 365 | 4.6749 | 4 | 0.6749
15120 | 4.08 | 1 | 2018-12-31 | 2019-12-31 | 365 | 4.6749 | 4 | 0.6749
15121 | 3.675 | 1 | 2018-12-31 | 2019-12-31 | 365 | 4.2108 | 4 | 0.21084
15162 | 2.295 | 1 | 2018-12-31 | 2019-12-31 | 365 | 2.6296 | 2 | 0.62963
15129 | 6.885 | 1 | 2018-12-31 | 2019-12-31 | 365 | 7.8889 | 7 | 0.88889
15146 | 5.355 | 1 | 2018-12-31 | 2019-12-31 | 365 | 6.1358 | 6 | 0.1358
15128 | 5.61 | 1 | 2018-12-31 | 2019-12-31 | 365 | 6.428 | 6 | 0.42798
15189 | 3.825 | 1 | 2018-12-31 | 2019-12-31 | 365 | 4.3827 | 4 | 0.38272
15211 | 7.14 | 1 | 2018-12-31 | 2019-12-31 | 365 | 8.1811 | 8 | 0.18107
15646 | 6.5 | 1 | 2018-12-31 | 2019-12-31 | 365 | 7.4478 | 7 | 0.44775
15670 | 4.25 | 1 | 2018-12-31 | 2019-12-31 | 365 | 4.8697 | 4 | 0.86968
15205 | 5.61 | 1 | 2018-12-31 | 2019-12-31 | 365 | 6.428 | 6 | 0.42798
15630 | 9.36 | 1 | 2018-12-31 | 2019-12-31 | 365 | 10.7248 | 10 | 0.72476
15603 | 7.8 | 1 | 2018-12-31 | 2019-12-31 | 365 | 8.9373 | 8 | 0.9373
15201 | 7.14 | 1 | 2018-12-31 | 2019-12-31 | 365 | 8.1811 | 8 | 0.18107
15517 | 6.12 | 1 | 2018-12-31 | 2019-12-31 | 365 | 7.0123 | 7 | 0.012345
15250 | 6.885 | 1 | 2018-12-31 | 2019-12-31 | 365 | 7.8889 | 7 | 0.88889
15594 | 8.925 | 1 | 2018-12-31 | 2019-12-31 | 365 | 10.2263 | 10 | 0.22634
15611 | 7.395 | 1 | 2018-12-31 | 2019-12-31 | 365 | 8.4733 | 8 | 0.47325
15614 | 5.61 | 1 | 2018-12-31 | 2019-12-31 | 365 | 6.428 | 6 | 0.42798
15640 | 3.315 | 1 | 2018-12-31 | 2019-12-31 | 365 | 3.7984 | 3 | 0.79835
15593 | 4.335 | 1 | 2018-12-31 | 2019-12-31 | 365 | 4.9671 | 4 | 0.96708
15580 | 7.905 | 1 | 2018-12-31 | 2019-12-31 | 365 | 9.0576 | 9 | 0.057612
15624 | 9.18 | 1 | 2018-12-31 | 2019-12-31 | 365 | 10.5185 | 10 | 0.51852
15601 | 7.905 | 1 | 2018-12-31 | 2019-12-31 | 365 | 9.0576 | 9 | 0.057612
15718 | 4.08 | 1 | 2018-12-31 | 2019-12-31 | 365 | 4.6749 | 4 | 0.6749
15729 | 8.415 | 1 | 2018-12-31 | 2019-12-31 | 365 | 9.642 | 9 | 0.64197
15752 | 7 | 1 | 2018-12-31 | 2019-12-31 | 365 | 8.0207 | 8 | 0.020656
15741 | 4.41 | 1 | 2018-12-31 | 2019-12-31 | 365 | 5.053 | 5 | 0.053013
15746 | 8.67 | 1 | 2018-12-31 | 2019-12-31 | 365 | 9.9342 | 9 | 0.93416
15721 | 4.08 | 1 | 2018-12-31 | 2019-12-31 | 365 | 4.6749 | 4 | 0.6749
15757 | 7.65 | 1 | 2018-12-31 | 2019-12-31 | 365 | 8.7654 | 8 | 0.76543
15723 | 6.86 | 1 | 2018-12-31 | 2019-12-31 | 365 | 7.8602 | 7 | 0.86024
15737 | 5.1 | 1 | 2018-12-31 | 2019-12-31 | 365 | 5.8436 | 5 | 0.84362
15634 | 7.14 | 1 | 2018-12-31 | 2019-12-31 | 365 | 8.1811 | 8 | 0.18107
15681 | 5.355 | 1 | 2018-12-31 | 2019-12-31 | 365 | 6.1358 | 6 | 0.1358
15674 | 8.415 | 1 | 2018-12-31 | 2019-12-31 | 365 | 9.642 | 9 | 0.64197
15768 | 8.415 | 1 | 2018-12-31 | 2019-12-31 | 365 | 9.642 | 9 | 0.64197
15782 | 3.825 | 1 | 2018-12-31 | 2019-12-31 | 365 | 4.3827 | 4 | 0.38272
15815 | 3.57 | 1 | 2018-12-31 | 2019-12-31 | 365 | 4.0905 | 4 | 0.090535
15786 | 6.12 | 1 | 2018-12-31 | 2019-12-31 | 365 | 7.0123 | 7 | 0.012345
15781 | 5.865 | 1 | 2018-12-31 | 2019-12-31 | 365 | 6.7202 | 6 | 0.72016
15800 | 9.435 | 1 | 2018-12-31 | 2019-12-31 | 365 | 10.8107 | 10 | 0.8107
15795 | 5.61 | 1 | 2018-12-31 | 2019-12-31 | 365 | 6.428 | 6 | 0.42798
15827 | 4.59 | 1 | 2018-12-31 | 2019-12-31 | 365 | 5.2593 | 5 | 0.25926
15842 | 7.905 | 1 | 2018-12-31 | 2019-12-31 | 365 | 9.0576 | 9 | 0.057612
15820 | 9.435 | 1 | 2018-12-31 | 2019-12-31 | 365 | 10.8107 | 10 | 0.8107
15840 | 8.06 | 1 | 2018-12-31 | 2019-12-31 | 365 | 9.2352 | 9 | 0.23521
15874 | 2.295 | 1 | 2018-12-31 | 2019-12-31 | 365 | 2.6296 | 2 | 0.62963
15846 | 3.315 | 1 | 2018-12-31 | 2019-12-31 | 365 | 3.7984 | 3 | 0.79835
15887 | 6.63 | 1 | 2018-12-31 | 2019-12-31 | 365 | 7.5967 | 7 | 0.59671
15871 | 4.25 | 1 | 2018-12-31 | 2019-12-31 | 365 | 4.8697 | 4 | 0.86968
15896 | 6.885 | 1 | 2018-12-31 | 2019-12-31 | 365 | 7.8889 | 7 | 0.88889
15848 | 7 | 1 | 2018-12-31 | 2019-12-31 | 365 | 8.0207 | 8 | 0.020656
15879 | 7.14 | 1 | 2018-12-31 | 2019-12-31 | 365 | 8.1811 | 8 | 0.18107
15912 | 1.53 | 1 | 2018-12-31 | 2019-12-31 | 365 | 1.7531 | 1 | 0.75309
15936 | 1.53 | 1 | 2018-12-31 | 2019-12-31 | 365 | 1.7531 | 1 | 0.75309
15963 | 6.885 | 1 | 2018-12-31 | 2019-12-31 | 365 | 7.8889 | 7 | 0.88889
15970 | 4.59 | 1 | 2018-12-31 | 2019-12-31 | 365 | 5.2593 | 5 | 0.25926
13912 | 7.905 | 1 | 2018-12-31 | 2019-12-31 | 365 | 9.0576 | 9 | 0.057612
16036 | 6.5 | 1 | 2018-12-31 | 2019-12-31 | 365 | 7.4478 | 7 | 0.44775
14444 | 4.59 | 1 | 2018-12-31 | 2019-12-31 | 365 | 5.2593 | 5 | 0.25926
15862 | 4.08 | 1 | 2018-12-31 | 2019-12-31 | 365 | 4.6749 | 4 | 0.6749
16177 | 5.1 | 1 | 2018-12-31 | 2019-12-31 | 365 | 5.8436 | 5 | 0.84362
14006 | 7.65 | 1 | 2018-12-31 | 2019-12-31 | 365 | 8.7654 | 8 | 0.76543
16179 | 8.16 | 1 | 2018-12-31 | 2019-12-31 | 365 | 9.3498 | 9 | 0.34979
14214 | 10.455 | 1 | 2018-12-31 | 2019-12-31 | 365 | 11.9794 | 11 | 0.97942
14317 | 13.005 | 1 | 2018-12-31 | 2019-12-31 | 365 | 14.9012 | 14 | 0.90123
14321 | 10.2 | 1 | 2018-12-31 | 2019-12-31 | 365 | 11.6872 | 11 | 0.68724
14209 | 10.965 | 1 | 2018-12-31 | 2019-12-31 | 365 | 12.5638 | 12 | 0.56378
14192 | 10.2 | 1 | 2018-12-31 | 2019-12-31 | 365 | 11.6872 | 11 | 0.68724
14299 | 10.71 | 1 | 2018-12-31 | 2019-12-31 | 365 | 12.2716 | 12 | 0.2716
14270 | 12.24 | 1 | 2018-12-31 | 2019-12-31 | 365 | 14.0247 | 14 | 0.02469
14320 | 10.2 | 1 | 2018-12-31 | 2019-12-31 | 365 | 11.6872 | 11 | 0.68724
15606 | 14.79 | 1 | 2018-12-31 | 2019-12-31 | 365 | 16.9465 | 16 | 0.9465
15755 | 10.2 | 1 | 2018-12-31 | 2019-12-31 | 365 | 11.6872 | 11 | 0.68724
14296 | 10.2 | 1 | 2018-12-31 | 2019-12-31 | 365 | 11.6872 | 11 | 0.68724
14319 | 11.76 | 1 | 2018-12-31 | 2019-12-31 | 365 | 13.4747 | 13 | 0.4747
16360 | 11.73 | 1 | 2018-12-31 | 2019-12-31 | 365 | 13.4403 | 13 | 0.44033
14212 | 10.2 | 1 | 2018-12-31 | 2019-12-31 | 365 | 11.6872 | 11 | 0.68724
14277 | 13.005 | 1 | 2018-12-31 | 2019-12-31 | 365 | 14.9012 | 14 | 0.90123
14309 | 17.595 | 1 | 2018-12-31 | 2019-12-31 | 365 | 20.1605 | 20 | 0.16049
14291 | 13.515 | 1 | 2018-12-31 | 2019-12-31 | 365 | 15.4856 | 15 | 0.4856
15717 | 10.71 | 1 | 2018-12-31 | 2019-12-31 | 365 | 12.2716 | 12 | 0.2716
14178 | 11.475 | 1 | 2018-12-31 | 2019-12-31 | 365 | 13.1481 | 13 | 0.14815
14400 | 13.475 | 1 | 2018-12-31 | 2019-12-31 | 365 | 15.4398 | 15 | 0.43976
14316 | 11.22 | 1 | 2018-12-31 | 2019-12-31 | 365 | 12.856 | 12 | 0.85597
14252 | 13.515 | 1 | 2018-12-31 | 2019-12-31 | 365 | 15.4856 | 15 | 0.4856
14312 | 10.965 | 1 | 2018-12-31 | 2019-12-31 | 365 | 12.5638 | 12 | 0.56378
14838 | 10.2 | 1 | 2018-12-31 | 2019-12-31 | 365 | 11.6872 | 11 | 0.68724
15074 | 12.75 | 1 | 2018-12-31 | 2019-12-31 | 365 | 14.6091 | 14 | 0.60905
16323 | 16.065 | 1 | 2018-12-31 | 2019-12-31 | 365 | 18.4074 | 18 | 0.40741
16339 | 10.965 | 1 | 2018-12-31 | 2019-12-31 | 365 | 12.5638 | 12 | 0.56378
14765 | 10.71 | 1 | 2018-12-31 | 2019-12-31 | 365 | 12.2716 | 12 | 0.2716
16407 | 15.81 | 1 | 2018-12-31 | 2019-12-31 | 365 | 18.1152 | 18 | 0.11522
14737 | 10.75 | 1 | 2018-12-31 | 2019-12-31 | 365 | 12.3174 | 12 | 0.31744
15203 | 11.475 | 1 | 2018-12-31 | 2019-12-31 | 365 | 13.1481 | 13 | 0.14815
15849 | 11.73 | 1 | 2018-12-31 | 2019-12-31 | 365 | 13.4403 | 13 | 0.44033
14393 | 10.045 | 1 | 2018-12-31 | 2019-12-31 | 365 | 11.5096 | 11 | 0.50964
16355 | 10.965 | 1 | 2018-12-31 | 2019-12-31 | 365 | 12.5638 | 12 | 0.56378
16455 | 10.445 | 1 | 2018-12-31 | 2019-12-31 | 365 | 11.968 | 11 | 0.96796
15591 | 10.71 | 1 | 2018-12-31 | 2019-12-31 | 365 | 12.2716 | 12 | 0.2716
16336 | 13.77 | 1 | 2018-12-31 | 2019-12-31 | 365 | 15.7778 | 15 | 0.77778
16342 | 12.25 | 1 | 2018-12-31 | 2019-12-31 | 365 | 14.0361 | 14 | 0.036148
16350 | 14.025 | 1 | 2018-12-31 | 2019-12-31 | 365 | 16.07 | 16 | 0.069957
16403 | 13.005 | 1 | 2018-12-31 | 2019-12-31 | 365 | 14.9012 | 14 | 0.90123
12220 | 3.06 | 1 | 2018-12-31 | 2019-12-31 | 365 | 3.5062 | 3 | 0.50617
12999 | 7.5 | 1 | 2018-12-31 | 2019-12-31 | 365 | 8.5936 | 8 | 0.59356
15635 | 2.55 | 1 | 2018-12-31 | 2019-12-31 | 365 | 2.9218 | 2 | 0.92181
15008 | 6.375 | 1 | 2018-12-31 | 2019-12-31 | 365 | 7.3045 | 7 | 0.30453
15633 | 4.335 | 1 | 2018-12-31 | 2019-12-31 | 365 | 4.9671 | 4 | 0.96708
12740 | 2.75 | 1 | 2018-12-31 | 2019-12-31 | 365 | 3.151 | 3 | 0.15097
15712 | 3.06 | 1 | 2018-12-31 | 2019-12-31 | 365 | 3.5062 | 3 | 0.50617
15612 | 6.76 | 1 | 2018-12-31 | 2019-12-31 | 365 | 7.7457 | 7 | 0.74566
12902 | 3.315 | 1 | 2018-12-31 | 2019-12-31 | 365 | 3.7984 | 3 | 0.79835
15903 | 7.395 | 1 | 2018-12-31 | 2019-12-31 | 365 | 8.4733 | 8 | 0.47325
15984 | 3.12 | 1 | 2018-12-31 | 2019-12-31 | 365 | 3.5749 | 3 | 0.57492
16507 | 6.12 | 1 | 2018-12-31 | 2019-12-31 | 365 | 7.0123 | 7 | 0.012345
16066 | 7.395 | 1 | 2018-12-31 | 2019-12-31 | 365 | 8.4733 | 8 | 0.47325
16069 | 6.63 | 1 | 2018-12-31 | 2019-12-31 | 365 | 7.5967 | 7 | 0.59671
16212 | 2.34 | 1 | 2018-12-31 | 2019-12-31 | 365 | 2.6812 | 2 | 0.68119
16491 | 3.825 | 1 | 2018-12-31 | 2019-12-31 | 365 | 4.3827 | 4 | 0.38272
16255 | 5.865 | 1 | 2018-12-31 | 2019-12-31 | 365 | 6.7202 | 6 | 0.72016
16199 | 17.85 | 1 | 2018-12-31 | 2019-12-31 | 365 | 20.4527 | 20 | 0.45267
15844 | 4.335 | 1 | 2018-12-31 | 2019-12-31 | 365 | 4.9671 | 4 | 0.96708
16073 | 5.355 | 1 | 2018-12-31 | 2019-12-31 | 365 | 6.1358 | 6 | 0.1358
16114 | 7.65 | 1 | 2018-12-31 | 2019-12-31 | 365 | 8.7654 | 8 | 0.76543
16217 | 4.335 | 1 | 2018-12-31 | 2019-12-31 | 365 | 4.9671 | 4 | 0.96708
16514 | 3.825 | 1 | 2018-12-31 | 2019-12-31 | 365 | 4.3827 | 4 | 0.38272
16540 | 6.63 | 1 | 2018-12-31 | 2019-12-31 | 365 | 7.5967 | 7 | 0.59671
16200 | 4.16 | 1 | 2018-12-31 | 2019-12-31 | 365 | 4.7666 | 4 | 0.76656
16587 | 7.65 | 1 | 2018-12-31 | 2019-12-31 | 365 | 8.7654 | 8 | 0.76543
16504 | 8.5 | 1 | 2018-12-31 | 2019-12-31 | 365 | 9.7394 | 9 | 0.73937
16628 | 7.395 | 1 | 2018-12-31 | 2019-12-31 | 365 | 8.4733 | 8 | 0.47325
16601 | 7.02 | 1 | 2018-12-31 | 2019-12-31 | 365 | 8.0436 | 8 | 0.043572
15638 | 8.67 | 1 | 2018-12-31 | 2019-12-31 | 365 | 9.9342 | 9 | 0.93416
16539 | 5.335 | 1 | 2018-12-31 | 2019-12-31 | 365 | 6.1129 | 6 | 0.11289
16256 | 6.12 | 1 | 2018-12-31 | 2019-12-31 | 365 | 7.0123 | 7 | 0.012345
16259 | 6.63 | 1 | 2018-12-31 | 2019-12-31 | 365 | 7.5967 | 7 | 0.59671
16579 | 9.1 | 1 | 2018-12-31 | 2019-12-31 | 365 | 10.4269 | 10 | 0.42685
16075 | 8.415 | 1 | 2018-12-31 | 2019-12-31 | 365 | 9.642 | 9 | 0.64197
16580 | 13.005 | 1 | 2018-12-31 | 2019-12-31 | 365 | 14.9012 | 14 | 0.90123
16519 | 6.885 | 1 | 2018-12-31 | 2019-12-31 | 365 | 7.8889 | 7 | 0.88889
16627 | 15.555 | 1 | 2018-12-31 | 2019-12-31 | 365 | 17.823 | 17 | 0.82304
16057 | 6.885 | 1 | 2018-12-31 | 2019-12-31 | 365 | 7.8889 | 7 | 0.88889
16625 | 8.67 | 1 | 2018-12-31 | 2019-12-31 | 365 | 9.9342 | 9 | 0.93416
16602 | 7.65 | 1 | 2018-12-31 | 2019-12-31 | 365 | 8.7654 | 8 | 0.76543
14216 | 17.595 | 1 | 2018-12-31 | 2019-12-31 | 365 | 20.1605 | 20 | 0.16049
14858 | 6.375 | 1 | 2018-12-31 | 2019-12-31 | 365 | 7.3045 | 7 | 0.30453
16324 | 12.24 | 1 | 2018-12-31 | 2019-12-31 | 365 | 14.0247 | 14 | 0.02469
16428 | 11.25 | 1 | 2018-12-31 | 2019-12-31 | 365 | 12.8903 | 12 | 0.89034
16410 | 13.005 | 1 | 2018-12-31 | 2019-12-31 | 365 | 14.9012 | 14 | 0.90123
16440 | 10.75 | 1 | 2018-12-31 | 2019-12-31 | 365 | 12.3174 | 12 | 0.31744
14832 | 13.005 | 1 | 2018-12-31 | 2019-12-31 | 365 | 14.9012 | 14 | 0.90123
16379 | 11.515 | 1 | 2018-12-31 | 2019-12-31 | 365 | 13.194 | 13 | 0.19398
14469 | 10.965 | 1 | 2018-12-31 | 2019-12-31 | 365 | 12.5638 | 12 | 0.56378
15767 | 10.455 | 1 | 2018-12-31 | 2019-12-31 | 365 | 11.9794 | 11 | 0.97942
16359 | 12.75 | 1 | 2018-12-31 | 2019-12-31 | 365 | 14.6091 | 14 | 0.60905
15867 | 11.985 | 1 | 2018-12-31 | 2019-12-31 | 365 | 13.7325 | 13 | 0.73251
14629 | 15.81 | 1 | 2018-12-31 | 2019-12-31 | 365 | 18.1152 | 18 | 0.11522
16358 | 11.5 | 1 | 2018-12-31 | 2019-12-31 | 365 | 13.1768 | 13 | 0.17679
16343 | 17.595 | 1 | 2018-12-31 | 2019-12-31 | 365 | 20.1605 | 20 | 0.16049
16450 | 10 | 1 | 2018-12-31 | 2019-12-31 | 365 | 11.4581 | 11 | 0.45808
16458 | 17.595 | 1 | 2018-12-31 | 2019-12-31 | 365 | 20.1605 | 20 | 0.16049
16449 | 11.22 | 1 | 2018-12-31 | 2019-12-31 | 365 | 12.856 | 12 | 0.85597
14710 | 10.2 | 1 | 2018-12-31 | 2019-12-31 | 365 | 11.6872 | 11 | 0.68724
16398 | 11.27 | 1 | 2018-12-31 | 2019-12-31 | 365 | 12.9133 | 12 | 0.91326
15605 | 11.475 | 1 | 2018-12-31 | 2019-12-31 | 365 | 13.1481 | 13 | 0.14815
16370 | 11.22 | 1 | 2018-12-31 | 2019-12-31 | 365 | 12.856 | 12 | 0.85597
16444 | 11.73 | 1 | 2018-12-31 | 2019-12-31 | 365 | 13.4403 | 13 | 0.44033
14168 | 10.71 | 1 | 2018-12-31 | 2019-12-31 | 365 | 12.2716 | 12 | 0.2716
14175 | 16.065 | 1 | 2018-12-31 | 2019-12-31 | 365 | 18.4074 | 18 | 0.40741
16357 | 11.22 | 1 | 2018-12-31 | 2019-12-31 | 365 | 12.856 | 12 | 0.85597
15806 | 11.44 | 1 | 2018-12-31 | 2019-12-31 | 365 | 13.108 | 13 | 0.10804
16405 | 11.73 | 1 | 2018-12-31 | 2019-12-31 | 365 | 13.4403 | 13 | 0.44033
16485 | 17.25 | 1 | 2018-12-31 | 2019-12-31 | 365 | 19.7652 | 19 | 0.76519
16518 | 13 | 1 | 2018-12-31 | 2019-12-31 | 365 | 14.8955 | 14 | 0.8955
14152 | 10 | 1 | 2018-12-31 | 2019-12-31 | 365 | 11.4581 | 11 | 0.45808
16486 | 10.965 | 1 | 2018-12-31 | 2019-12-31 | 365 | 12.5638 | 12 | 0.56378
16489 | 11 | 1 | 2018-12-31 | 2019-12-31 | 365 | 12.6039 | 12 | 0.60389
16315 | 10.965 | 1 | 2018-12-31 | 2019-12-31 | 365 | 12.5638 | 12 | 0.56378
14211 | 10.71 | 1 | 2018-12-31 | 2019-12-31 | 365 | 12.2716 | 12 | 0.2716
14213 | 10.71 | 1 | 2018-12-31 | 2019-12-31 | 365 | 12.2716 | 12 | 0.2716
16427 | 10.2 | 1 | 2018-12-31 | 2019-12-31 | 365 | 11.6872 | 11 | 0.68724
14208 | 10.2 | 1 | 2018-12-31 | 2019-12-31 | 365 | 11.6872 | 11 | 0.68724
14206 | 11.475 | 1 | 2018-12-31 | 2019-12-31 | 365 | 13.1481 | 13 | 0.14815
14855 | 10.2 | 1 | 2018-12-31 | 2019-12-31 | 365 | 11.6872 | 11 | 0.68724
16369 | 10.71 | 1 | 2018-12-31 | 2019-12-31 | 365 | 12.2716 | 12 | 0.2716
14171 | 10.2 | 1 | 2018-12-31 | 2019-12-31 | 365 | 11.6872 | 11 | 0.68724
16536 | 12.24 | 1 | 2018-12-31 | 2019-12-31 | 365 | 14.0247 | 14 | 0.02469
14217 | 12.75 | 1 | 2018-12-31 | 2019-12-31 | 365 | 14.6091 | 14 | 0.60905
14730 | 12 | 1 | 2018-12-31 | 2019-12-31 | 365 | 13.7497 | 13 | 0.7497
16962 | 8.16 | 1 | 2018-12-31 | 2019-12-31 | 365 | 9.3498 | 9 | 0.34979
16932 | 7.54 | 1 | 2018-12-31 | 2019-12-31 | 365 | 8.6394 | 8 | 0.63939
16923 | 4.08 | 1 | 2018-12-31 | 2019-12-31 | 365 | 4.6749 | 4 | 0.6749
16925 | 6.12 | 1 | 2018-12-31 | 2019-12-31 | 365 | 7.0123 | 7 | 0.012345
16931 | 10.455 | 1 | 2018-12-31 | 2019-12-31 | 365 | 11.9794 | 11 | 0.97942
16763 | 3.06 | 1 | 2018-12-31 | 2019-12-31 | 365 | 3.5062 | 3 | 0.50617
16851 | 4.08 | 1 | 2018-12-31 | 2019-12-31 | 365 | 4.6749 | 4 | 0.6749
16846 | 6.885 | 1 | 2018-12-31 | 2019-12-31 | 365 | 7.8889 | 7 | 0.88889
15772 | 10.25 | 1 | 2018-12-31 | 2019-12-31 | 365 | 11.7445 | 11 | 0.74453
15595 | 4.16 | 1 | 2018-12-31 | 2019-12-31 | 365 | 4.7666 | 4 | 0.76656
15617 | 8.415 | 1 | 2018-12-31 | 2019-12-31 | 365 | 9.642 | 9 | 0.64197
16888 | 3.825 | 1 | 2018-12-31 | 2019-12-31 | 365 | 4.3827 | 4 | 0.38272
16895 | 2.86 | 1 | 2018-12-31 | 2019-12-31 | 365 | 3.277 | 3 | 0.27701
15583 | 5.61 | 1 | 2018-12-31 | 2019-12-31 | 365 | 6.428 | 6 | 0.42798
14301 | 15.3 | 1 | 2018-12-31 | 2019-12-31 | 365 | 17.5309 | 17 | 0.53086
16911 | 7.65 | 1 | 2018-12-31 | 2019-12-31 | 365 | 8.7654 | 8 | 0.76543
16855 | 3.185 | 1 | 2018-12-31 | 2019-12-31 | 365 | 3.6494 | 3 | 0.6494
16887 | 9.18 | 1 | 2018-12-31 | 2019-12-31 | 365 | 10.5185 | 10 | 0.51852
16853 | 4.42 | 1 | 2018-12-31 | 2019-12-31 | 365 | 5.0645 | 5 | 0.064471
15727 | 9.62 | 1 | 2018-12-31 | 2019-12-31 | 365 | 11.0227 | 11 | 0.022673
16837 | 8.16 | 1 | 2018-12-31 | 2019-12-31 | 365 | 9.3498 | 9 | 0.34979
16841 | 9.1 | 1 | 2018-12-31 | 2019-12-31 | 365 | 10.4269 | 10 | 0.42685
16834 | 8.06 | 1 | 2018-12-31 | 2019-12-31 | 365 | 9.2352 | 9 | 0.23521
16839 | 12.495 | 1 | 2018-12-31 | 2019-12-31 | 365 | 14.3169 | 14 | 0.31687
16718 | 6.12 | 1 | 2018-12-31 | 2019-12-31 | 365 | 7.0123 | 7 | 0.012345
16823 | 9.945 | 1 | 2018-12-31 | 2019-12-31 | 365 | 11.3951 | 11 | 0.39506
13942 | 6.12 | 1 | 2018-12-31 | 2019-12-31 | 365 | 7.0123 | 7 | 0.012345
15898 | 13.005 | 1 | 2018-12-31 | 2019-12-31 | 365 | 14.9012 | 14 | 0.90123
16509 | 4.5 | 1 | 2018-12-31 | 2019-12-31 | 365 | 5.1561 | 5 | 0.15614
16674 | 2.04 | 1 | 2018-12-31 | 2019-12-31 | 365 | 2.3374 | 2 | 0.33745
16535 | 4.335 | 1 | 2018-12-31 | 2019-12-31 | 365 | 4.9671 | 4 | 0.96708
16574 | 2.6 | 1 | 2018-12-31 | 2019-12-31 | 365 | 2.9791 | 2 | 0.9791
16572 | 2.55 | 1 | 2018-12-31 | 2019-12-31 | 365 | 2.9218 | 2 | 0.92181
16573 | 6.885 | 1 | 2018-12-31 | 2019-12-31 | 365 | 7.8889 | 7 | 0.88889
16571 | 4.08 | 1 | 2018-12-31 | 2019-12-31 | 365 | 4.6749 | 4 | 0.6749
16632 | 12.495 | 1 | 2018-12-31 | 2019-12-31 | 365 | 14.3169 | 14 | 0.31687
16047 | 8.415 | 1 | 2018-12-31 | 2019-12-31 | 365 | 9.642 | 9 | 0.64197
16652 | 4.08 | 1 | 2018-12-31 | 2019-12-31 | 365 | 4.6749 | 4 | 0.6749
16087 | 6.63 | 1 | 2018-12-31 | 2019-12-31 | 365 | 7.5967 | 7 | 0.59671
16678 | 6.63 | 1 | 2018-12-31 | 2019-12-31 | 365 | 7.5967 | 7 | 0.59671
16679 | 4.08 | 1 | 2018-12-31 | 2019-12-31 | 365 | 4.6749 | 4 | 0.6749
15792 | 17.595 | 1 | 2018-12-31 | 2019-12-31 | 365 | 20.1605 | 20 | 0.16049
16762 | 6.885 | 1 | 2018-12-31 | 2019-12-31 | 365 | 7.8889 | 7 | 0.88889
16724 | 6.5 | 1 | 2018-12-31 | 2019-12-31 | 365 | 7.4478 | 7 | 0.44775
16715 | 7.25 | 1 | 2018-12-31 | 2019-12-31 | 365 | 8.3071 | 8 | 0.30711
16978 | 3.06 | 1 | 2018-12-31 | 2019-12-31 | 365 | 3.5062 | 3 | 0.50617
16969 | 5.865 | 1 | 2018-12-31 | 2019-12-31 | 365 | 6.7202 | 6 | 0.72016
16928 | 4.845 | 1 | 2018-12-31 | 2019-12-31 | 365 | 5.5514 | 5 | 0.55144
16952 | 7.28 | 1 | 2018-12-31 | 2019-12-31 | 365 | 8.3415 | 8 | 0.34148
15797 | 5.355 | 1 | 2018-12-31 | 2019-12-31 | 365 | 6.1358 | 6 | 0.1358
16079 | 10.71 | 1 | 2018-12-31 | 2019-12-31 | 365 | 12.2716 | 12 | 0.2716
16800 | 7.905 | 1 | 2018-12-31 | 2019-12-31 | 365 | 9.0576 | 9 | 0.057612
16610 | 4.845 | 1 | 2018-12-31 | 2019-12-31 | 365 | 5.5514 | 5 | 0.55144
16612 | 12.74 | 1 | 2018-12-31 | 2019-12-31 | 365 | 14.5976 | 14 | 0.59759
16765 | 9.69 | 1 | 2018-12-31 | 2019-12-31 | 365 | 11.1029 | 11 | 0.10288
16616 | 5.61 | 1 | 2018-12-31 | 2019-12-31 | 365 | 6.428 | 6 | 0.42798
16662 | 3.78 | 1 | 2018-12-31 | 2019-12-31 | 365 | 4.3312 | 4 | 0.33115
16798 | 10.4 | 1 | 2018-12-31 | 2019-12-31 | 365 | 11.9164 | 11 | 0.9164
16653 | 10.02 | 1 | 2018-12-31 | 2019-12-31 | 365 | 11.481 | 11 | 0.481
16797 | 13.515 | 1 | 2018-12-31 | 2019-12-31 | 365 | 15.4856 | 15 | 0.4856
16767 | 16.32 | 1 | 2018-12-31 | 2019-12-31 | 365 | 18.6996 | 18 | 0.69959
16770 | 5.61 | 1 | 2018-12-31 | 2019-12-31 | 365 | 6.428 | 6 | 0.42798
16810 | 5.355 | 1 | 2018-12-31 | 2019-12-31 | 365 | 6.1358 | 6 | 0.1358
16802 | 11.22 | 1 | 2018-12-31 | 2019-12-31 | 365 | 12.856 | 12 | 0.85597
16822 | 3.825 | 1 | 2018-12-31 | 2019-12-31 | 365 | 4.3827 | 4 | 0.38272
16817 | 7.65 | 1 | 2018-12-31 | 2019-12-31 | 365 | 8.7654 | 8 | 0.76543
16806 | 8.415 | 1 | 2018-12-31 | 2019-12-31 | 365 | 9.642 | 9 | 0.64197
16805 | 6.5 | 1 | 2018-12-31 | 2019-12-31 | 365 | 7.4478 | 7 | 0.44775
16804 | 4.335 | 1 | 2018-12-31 | 2019-12-31 | 365 | 4.9671 | 4 | 0.96708
16824 | 8.16 | 1 | 2018-12-31 | 2019-12-31 | 365 | 9.3498 | 9 | 0.34979
16814 | 5.355 | 1 | 2018-12-31 | 2019-12-31 | 365 | 6.1358 | 6 | 0.1358
16815 | 8.925 | 1 | 2018-12-31 | 2019-12-31 | 365 | 10.2263 | 10 | 0.22634
16974 | 8.67 | 1 | 2018-12-31 | 2019-12-31 | 365 | 9.9342 | 9 | 0.93416
15210 | 12.24 | 1 | 2018-12-31 | 2019-12-31 | 365 | 14.0247 | 14 | 0.02469
16071 | 8 | 1 | 2018-12-31 | 2019-12-31 | 365 | 9.1665 | 9 | 0.16646
16229 | 6.25 | 1 | 2018-12-31 | 2019-12-31 | 365 | 7.1613 | 7 | 0.1613
16874 | 9.435 | 1 | 2018-12-31 | 2019-12-31 | 365 | 10.8107 | 10 | 0.8107
15889 | 4.335 | 1 | 2018-12-31 | 2019-12-31 | 365 | 4.9671 | 4 | 0.96708
15243 | 5.865 | 1 | 2018-12-31 | 2019-12-31 | 365 | 6.7202 | 6 | 0.72016
14064 | 5.865 | 1 | 2018-12-31 | 2019-12-31 | 365 | 6.7202 | 6 | 0.72016
15062 | 8.25 | 1 | 2018-12-31 | 2019-12-31 | 365 | 9.4529 | 9 | 0.45292
15097 | 7.25 | 1 | 2018-12-31 | 2019-12-31 | 365 | 8.3071 | 8 | 0.30711
15124 | 5.75 | 1 | 2018-12-31 | 2019-12-31 | 365 | 6.5884 | 6 | 0.5884
14122 | 3.315 | 1 | 2018-12-31 | 2019-12-31 | 365 | 3.7984 | 3 | 0.79835
16251 | 11.96 | 1 | 2018-12-31 | 2019-12-31 | 365 | 13.7039 | 13 | 0.70386
16235 | 5.98 | 1 | 2018-12-31 | 2019-12-31 | 365 | 6.8519 | 6 | 0.85193
15548 | 3.825 | 1 | 2018-12-31 | 2019-12-31 | 365 | 4.3827 | 4 | 0.38272
16859 | 8.25 | 1 | 2018-12-31 | 2019-12-31 | 365 | 9.4529 | 9 | 0.45292
16083 | 5.75 | 1 | 2018-12-31 | 2019-12-31 | 365 | 6.5884 | 6 | 0.5884
16267 | 4.08 | 1 | 2018-12-31 | 2019-12-31 | 365 | 4.6749 | 4 | 0.6749
16863 | 2.55 | 1 | 2018-12-31 | 2019-12-31 | 365 | 2.9218 | 2 | 0.92181
16219 | 4.25 | 1 | 2018-12-31 | 2019-12-31 | 365 | 4.8697 | 4 | 0.86968
20714 | 5.865 | 1 | 2018-12-31 | 2019-12-31 | 365 | 6.7202 | 6 | 0.72016
20612 | 10.71 | 1 | 2018-12-31 | 2019-12-31 | 365 | 12.2716 | 12 | 0.2716
20605 | 7 | 1 | 2018-12-31 | 2019-12-31 | 365 | 8.0207 | 8 | 0.020656
20445 | 5.25 | 1 | 2018-12-31 | 2019-12-31 | 365 | 6.0155 | 6 | 0.015492
20443 | 4.59 | 1 | 2018-12-31 | 2019-12-31 | 365 | 5.2593 | 5 | 0.25926
20439 | 3.64 | 1 | 2018-12-31 | 2019-12-31 | 365 | 4.1707 | 4 | 0.17074
20540 | 6.5 | 1 | 2018-12-31 | 2019-12-31 | 365 | 7.4478 | 7 | 0.44775
20493 | 7.905 | 1 | 2018-12-31 | 2019-12-31 | 365 | 9.0576 | 9 | 0.057612
20492 | 6.76 | 1 | 2018-12-31 | 2019-12-31 | 365 | 7.7457 | 7 | 0.74566
20489 | 7.28 | 1 | 2018-12-31 | 2019-12-31 | 365 | 8.3415 | 8 | 0.34148
15602 | 6.12 | 1 | 2018-12-31 | 2019-12-31 | 365 | 7.0123 | 7 | 0.012345
20515 | 7.18 | 1 | 2018-12-31 | 2019-12-31 | 365 | 8.2269 | 8 | 0.2269
20408 | 5.1 | 1 | 2018-12-31 | 2019-12-31 | 365 | 5.8436 | 5 | 0.84362
20512 | 7.905 | 1 | 2018-12-31 | 2019-12-31 | 365 | 9.0576 | 9 | 0.057612
19958 | 7.28 | 1 | 2018-12-31 | 2019-12-31 | 365 | 8.3415 | 8 | 0.34148
20653 | 5.1 | 1 | 2018-12-31 | 2019-12-31 | 365 | 5.8436 | 5 | 0.84362
16784 | 13.77 | 1 | 2018-12-31 | 2019-12-31 | 365 | 15.7778 | 15 | 0.77778
17008 | 5.72 | 1 | 2018-12-31 | 2019-12-31 | 365 | 6.554 | 6 | 0.55402
20648 | 9.435 | 1 | 2018-12-31 | 2019-12-31 | 365 | 10.8107 | 10 | 0.8107
17429 | 15.3 | 1 | 2018-12-31 | 2019-12-31 | 365 | 17.5309 | 17 | 0.53086
17409 | 5.5 | 1 | 2018-12-31 | 2019-12-31 | 365 | 6.3019 | 6 | 0.30194
17416 | 5.98 | 1 | 2018-12-31 | 2019-12-31 | 365 | 6.8519 | 6 | 0.85193
17434 | 14.28 | 1 | 2018-12-31 | 2019-12-31 | 365 | 16.3621 | 16 | 0.36214
20643 | 5.865 | 1 | 2018-12-31 | 2019-12-31 | 365 | 6.7202 | 6 | 0.72016
16658 | 8.32 | 1 | 2018-12-31 | 2019-12-31 | 365 | 9.5331 | 9 | 0.53312
16992 | 4.08 | 1 | 2018-12-31 | 2019-12-31 | 365 | 4.6749 | 4 | 0.6749
20640 | 3.38 | 1 | 2018-12-31 | 2019-12-31 | 365 | 3.8728 | 3 | 0.87283
15220 | 4.59 | 1 | 2018-12-31 | 2019-12-31 | 365 | 5.2593 | 5 | 0.25926
20633 | 5.2 | 1 | 2018-12-31 | 2019-12-31 | 365 | 5.9582 | 5 | 0.9582
15629 | 4.5 | 1 | 2018-12-31 | 2019-12-31 | 365 | 5.1561 | 5 | 0.15614
15982 | 7.5 | 1 | 2018-12-31 | 2019-12-31 | 365 | 8.5936 | 8 | 0.59356
17331 | 4.845 | 1 | 2018-12-31 | 2019-12-31 | 365 | 5.5514 | 5 | 0.55144
13833 | 6.63 | 1 | 2018-12-31 | 2019-12-31 | 365 | 7.5967 | 7 | 0.59671
20676 | 5.61 | 1 | 2018-12-31 | 2019-12-31 | 365 | 6.428 | 6 | 0.42798
17350 | 4.08 | 1 | 2018-12-31 | 2019-12-31 | 365 | 4.6749 | 4 | 0.6749
17345 | 3.825 | 1 | 2018-12-31 | 2019-12-31 | 365 | 4.3827 | 4 | 0.38272
16759 | 4.16 | 1 | 2018-12-31 | 2019-12-31 | 365 | 4.7666 | 4 | 0.76656
17320 | 6.885 | 1 | 2018-12-31 | 2019-12-31 | 365 | 7.8889 | 7 | 0.88889
17329 | 4.335 | 1 | 2018-12-31 | 2019-12-31 | 365 | 4.9671 | 4 | 0.96708
16787 | 3.06 | 1 | 2018-12-31 | 2019-12-31 | 365 | 3.5062 | 3 | 0.50617
16779 | 6.12 | 1 | 2018-12-31 | 2019-12-31 | 365 | 7.0123 | 7 | 0.012345
20511 | 5 | 1 | 2018-12-31 | 2019-12-31 | 365 | 5.729 | 5 | 0.72904
17400 | 5.39 | 1 | 2018-12-31 | 2019-12-31 | 365 | 6.1759 | 6 | 0.17591
18732 | 7.14 | 1 | 2018-12-31 | 2019-12-31 | 365 | 8.1811 | 8 | 0.18107
16908 | 4.335 | 1 | 2018-12-31 | 2019-12-31 | 365 | 4.9671 | 4 | 0.96708
16774 | 3.9 | 1 | 2018-12-31 | 2019-12-31 | 365 | 4.4687 | 4 | 0.46865
17402 | 5.1 | 1 | 2018-12-31 | 2019-12-31 | 365 | 5.8436 | 5 | 0.84362
16480 | 11.475 | 1 | 2018-12-31 | 2019-12-31 | 365 | 13.1481 | 13 | 0.14815
17366 | 5.865 | 1 | 2018-12-31 | 2019-12-31 | 365 | 6.7202 | 6 | 0.72016
20496 | 4.42 | 1 | 2018-12-31 | 2019-12-31 | 365 | 5.0645 | 5 | 0.064471
17385 | 3.675 | 1 | 2018-12-31 | 2019-12-31 | 365 | 4.2108 | 4 | 0.21084
17417 | 4.845 | 1 | 2018-12-31 | 2019-12-31 | 365 | 5.5514 | 5 | 0.55144
14331 | 5.865 | 1 | 2018-12-31 | 2019-12-31 | 365 | 6.7202 | 6 | 0.72016
20596 | 3.12 | 1 | 2018-12-31 | 2019-12-31 | 365 | 3.5749 | 3 | 0.57492
17694 | 5.2 | 1 | 2018-12-31 | 2019-12-31 | 365 | 5.9582 | 5 | 0.9582
17729 | 3.06 | 1 | 2018-12-31 | 2019-12-31 | 365 | 3.5062 | 3 | 0.50617
17731 | 4.16 | 1 | 2018-12-31 | 2019-12-31 | 365 | 4.7666 | 4 | 0.76656
17604 | 2.55 | 1 | 2018-12-31 | 2019-12-31 | 365 | 2.9218 | 2 | 0.92181
17687 | 14.025 | 1 | 2018-12-31 | 2019-12-31 | 365 | 16.07 | 16 | 0.069957
17737 | 5.2 | 1 | 2018-12-31 | 2019-12-31 | 365 | 5.9582 | 5 | 0.9582
17740 | 5.98 | 1 | 2018-12-31 | 2019-12-31 | 365 | 6.8519 | 6 | 0.85193
17743 | 6.375 | 1 | 2018-12-31 | 2019-12-31 | 365 | 7.3045 | 7 | 0.30453
17746 | 2.55 | 1 | 2018-12-31 | 2019-12-31 | 365 | 2.9218 | 2 | 0.92181
17759 | 4.59 | 1 | 2018-12-31 | 2019-12-31 | 365 | 5.2593 | 5 | 0.25926
17761 | 4.1 | 1 | 2018-12-31 | 2019-12-31 | 365 | 4.6978 | 4 | 0.69781
17768 | 2.805 | 1 | 2018-12-31 | 2019-12-31 | 365 | 3.214 | 3 | 0.21399
20726 | 3.9 | 1 | 2018-12-31 | 2019-12-31 | 365 | 4.4687 | 4 | 0.46865
19954 | 5.46 | 1 | 2018-12-31 | 2019-12-31 | 365 | 6.2561 | 6 | 0.25611
17790 | 7.905 | 1 | 2018-12-31 | 2019-12-31 | 365 | 9.0576 | 9 | 0.057612
12622 | 6.12 | 1 | 2018-12-31 | 2019-12-31 | 365 | 7.0123 | 7 | 0.012345
13153 | 6.12 | 1 | 2018-12-31 | 2019-12-31 | 365 | 7.0123 | 7 | 0.012345
15739 | 9.945 | 1 | 2018-12-31 | 2019-12-31 | 365 | 11.3951 | 11 | 0.39506
15039 | 4.335 | 1 | 2018-12-31 | 2019-12-31 | 365 | 4.9671 | 4 | 0.96708
14759 | 5.1 | 1 | 2018-12-31 | 2019-12-31 | 365 | 5.8436 | 5 | 0.84362
15261 | 5.355 | 1 | 2018-12-31 | 2019-12-31 | 365 | 6.1358 | 6 | 0.1358
15643 | 11.75 | 1 | 2018-12-31 | 2019-12-31 | 365 | 13.4632 | 13 | 0.46324
15622 | 6.12 | 1 | 2018-12-31 | 2019-12-31 | 365 | 7.0123 | 7 | 0.012345
17786 | 4.68 | 1 | 2018-12-31 | 2019-12-31 | 365 | 5.3624 | 5 | 0.36238
15598 | 4.59 | 1 | 2018-12-31 | 2019-12-31 | 365 | 5.2593 | 5 | 0.25926
14900 | 8.925 | 1 | 2018-12-31 | 2019-12-31 | 365 | 10.2263 | 10 | 0.22634
16185 | 3.675 | 1 | 2018-12-31 | 2019-12-31 | 365 | 4.2108 | 4 | 0.21084
16497 | 6.63 | 1 | 2018-12-31 | 2019-12-31 | 365 | 7.5967 | 7 | 0.59671
14649 | 12.495 | 1 | 2018-12-31 | 2019-12-31 | 365 | 14.3169 | 14 | 0.31687
15024 | 4.335 | 1 | 2018-12-31 | 2019-12-31 | 365 | 4.9671 | 4 | 0.96708
15255 | 6.12 | 1 | 2018-12-31 | 2019-12-31 | 365 | 7.0123 | 7 | 0.012345
15234 | 4.59 | 1 | 2018-12-31 | 2019-12-31 | 365 | 5.2593 | 5 | 0.25926
16516 | 5.1 | 1 | 2018-12-31 | 2019-12-31 | 365 | 5.8436 | 5 | 0.84362
15668 | 6.63 | 1 | 2018-12-31 | 2019-12-31 | 365 | 7.5967 | 7 | 0.59671
16570 | 6.885 | 1 | 2018-12-31 | 2019-12-31 | 365 | 7.8889 | 7 | 0.88889
15650 | 6.12 | 1 | 2018-12-31 | 2019-12-31 | 365 | 7.0123 | 7 | 0.012345
15913 | 5.61 | 1 | 2018-12-31 | 2019-12-31 | 365 | 6.428 | 6 | 0.42798
15052 | 9.435 | 1 | 2018-12-31 | 2019-12-31 | 365 | 10.8107 | 10 | 0.8107
19737 | 4.845 | 1 | 2018-12-31 | 2019-12-31 | 365 | 5.5514 | 5 | 0.55144
16755 | 3.57 | 1 | 2018-12-31 | 2019-12-31 | 365 | 4.0905 | 4 | 0.090535
16712 | 7.395 | 1 | 2018-12-31 | 2019-12-31 | 365 | 8.4733 | 8 | 0.47325
19721 | 4.08 | 1 | 2018-12-31 | 2019-12-31 | 365 | 4.6749 | 4 | 0.6749
15678 | 2.55 | 1 | 2018-12-31 | 2019-12-31 | 365 | 2.9218 | 2 | 0.92181
17557 | 7.65 | 1 | 2018-12-31 | 2019-12-31 | 365 | 8.7654 | 8 | 0.76543
17563 | 3.64 | 1 | 2018-12-31 | 2019-12-31 | 365 | 4.1707 | 4 | 0.17074
15050 | 4.59 | 1 | 2018-12-31 | 2019-12-31 | 365 | 5.2593 | 5 | 0.25926
17535 | 4.335 | 1 | 2018-12-31 | 2019-12-31 | 365 | 4.9671 | 4 | 0.96708
17537 | 5.61 | 1 | 2018-12-31 | 2019-12-31 | 365 | 6.428 | 6 | 0.42798
17540 | 4.08 | 1 | 2018-12-31 | 2019-12-31 | 365 | 4.6749 | 4 | 0.6749
16575 | 4.845 | 1 | 2018-12-31 | 2019-12-31 | 365 | 5.5514 | 5 | 0.55144
17541 | 4.845 | 1 | 2018-12-31 | 2019-12-31 | 365 | 5.5514 | 5 | 0.55144
17632 | 10.2 | 1 | 2018-12-31 | 2019-12-31 | 365 | 11.6872 | 11 | 0.68724
17613 | 4.42 | 1 | 2018-12-31 | 2019-12-31 | 365 | 5.0645 | 5 | 0.064471
17629 | 9.205 | 1 | 2018-12-31 | 2019-12-31 | 365 | 10.5472 | 10 | 0.54716
14862 | 8.925 | 1 | 2018-12-31 | 2019-12-31 | 365 | 10.2263 | 10 | 0.22634
17641 | 7.905 | 1 | 2018-12-31 | 2019-12-31 | 365 | 9.0576 | 9 | 0.057612
17648 | 5.355 | 1 | 2018-12-31 | 2019-12-31 | 365 | 6.1358 | 6 | 0.1358
17656 | 7.14 | 1 | 2018-12-31 | 2019-12-31 | 365 | 8.1811 | 8 | 0.18107
17651 | 7.14 | 1 | 2018-12-31 | 2019-12-31 | 365 | 8.1811 | 8 | 0.18107
17657 | 9.69 | 1 | 2018-12-31 | 2019-12-31 | 365 | 11.1029 | 11 | 0.10288
17682 | 13.77 | 1 | 2018-12-31 | 2019-12-31 | 365 | 15.7778 | 15 | 0.77778
17683 | 6.12 | 1 | 2018-12-31 | 2019-12-31 | 365 | 7.0123 | 7 | 0.012345
17689 | 6.375 | 1 | 2018-12-31 | 2019-12-31 | 365 | 7.3045 | 7 | 0.30453
17698 | 6.24 | 1 | 2018-12-31 | 2019-12-31 | 365 | 7.1498 | 7 | 0.14984
17810 | 11.475 | 1 | 2018-12-31 | 2019-12-31 | 365 | 13.1481 | 13 | 0.14815
17825 | 9.435 | 1 | 2018-12-31 | 2019-12-31 | 365 | 10.8107 | 10 | 0.8107
17826 | 4.59 | 1 | 2018-12-31 | 2019-12-31 | 365 | 5.2593 | 5 | 0.25926
17831 | 4.845 | 1 | 2018-12-31 | 2019-12-31 | 365 | 5.5514 | 5 | 0.55144
20007 | 5.2 | 1 | 2018-12-31 | 2019-12-31 | 365 | 5.9582 | 5 | 0.9582
17882 | 6.885 | 1 | 2018-12-31 | 2019-12-31 | 365 | 7.8889 | 7 | 0.88889
17885 | 11.22 | 1 | 2018-12-31 | 2019-12-31 | 365 | 12.856 | 12 | 0.85597
16262 | 5.355 | 1 | 2018-12-31 | 2019-12-31 | 365 | 6.1358 | 6 | 0.1358
15057 | 4.335 | 1 | 2018-12-31 | 2019-12-31 | 365 | 4.9671 | 4 | 0.96708
15086 | 10.92 | 1 | 2018-12-31 | 2019-12-31 | 365 | 12.5122 | 12 | 0.51222
15193 | 7.595 | 1 | 2018-12-31 | 2019-12-31 | 365 | 8.7024 | 8 | 0.70241
15246 | 5.61 | 1 | 2018-12-31 | 2019-12-31 | 365 | 6.428 | 6 | 0.42798
17498 | 3.12 | 1 | 2018-12-31 | 2019-12-31 | 365 | 3.5749 | 3 | 0.57492
17316 | 6.375 | 1 | 2018-12-31 | 2019-12-31 | 365 | 7.3045 | 7 | 0.30453
15855 | 3.64 | 1 | 2018-12-31 | 2019-12-31 | 365 | 4.1707 | 4 | 0.17074
14326 | 7.65 | 1 | 2018-12-31 | 2019-12-31 | 365 | 8.7654 | 8 | 0.76543
14895 | 6 | 1 | 2018-12-31 | 2019-12-31 | 365 | 6.8748 | 6 | 0.87485
16760 | 5.355 | 1 | 2018-12-31 | 2019-12-31 | 365 | 6.1358 | 6 | 0.1358
16307 | 11.22 | 1 | 2018-12-31 | 2019-12-31 | 365 | 12.856 | 12 | 0.85597
14473 | 6.37 | 1 | 2018-12-31 | 2019-12-31 | 365 | 7.2988 | 7 | 0.2988
18381 | 3.12 | 1 | 2018-12-31 | 2019-12-31 | 365 | 3.5749 | 3 | 0.57492
15132 | 10.71 | 1 | 2018-12-31 | 2019-12-31 | 365 | 12.2716 | 12 | 0.2716
17428 | 7.395 | 1 | 2018-12-31 | 2019-12-31 | 365 | 8.4733 | 8 | 0.47325
18570 | 3.825 | 1 | 2018-12-31 | 2019-12-31 | 365 | 4.3827 | 4 | 0.38272
18571 | 4.335 | 1 | 2018-12-31 | 2019-12-31 | 365 | 4.9671 | 4 | 0.96708
18591 | 2.6 | 1 | 2018-12-31 | 2019-12-31 | 365 | 2.9791 | 2 | 0.9791
17749 | 3.5 | 1 | 2018-12-31 | 2019-12-31 | 365 | 4.0103 | 4 | 0.010328
16605 | 3.75 | 1 | 2018-12-31 | 2019-12-31 | 365 | 4.2968 | 4 | 0.29678
14196 | 10.455 | 1 | 2018-12-31 | 2019-12-31 | 365 | 11.9794 | 11 | 0.97942
13593 | 5.355 | 1 | 2018-12-31 | 2019-12-31 | 365 | 6.1358 | 6 | 0.1358
18623 | 5.98 | 1 | 2018-12-31 | 2019-12-31 | 365 | 6.8519 | 6 | 0.85193
18625 | 5.865 | 1 | 2018-12-31 | 2019-12-31 | 365 | 6.7202 | 6 | 0.72016
18695 | 4.08 | 1 | 2018-12-31 | 2019-12-31 | 365 | 4.6749 | 4 | 0.6749
18722 | 3.315 | 1 | 2018-12-31 | 2019-12-31 | 365 | 3.7984 | 3 | 0.79835
18725 | 6.12 | 1 | 2018-12-31 | 2019-12-31 | 365 | 7.0123 | 7 | 0.012345
18735 | 3.12 | 1 | 2018-12-31 | 2019-12-31 | 365 | 3.5749 | 3 | 0.57492
18793 | 3.57 | 1 | 2018-12-31 | 2019-12-31 | 365 | 4.0905 | 4 | 0.090535
17602 | 9.1 | 1 | 2018-12-31 | 2019-12-31 | 365 | 10.4269 | 10 | 0.42685
17617 | 2.86 | 1 | 2018-12-31 | 2019-12-31 | 365 | 3.277 | 3 | 0.27701
14630 | 7.395 | 1 | 2018-12-31 | 2019-12-31 | 365 | 8.4733 | 8 | 0.47325
14628 | 4 | 1 | 2018-12-31 | 2019-12-31 | 365 | 4.5832 | 4 | 0.58323
14644 | 5.46 | 1 | 2018-12-31 | 2019-12-31 | 365 | 6.2561 | 6 | 0.25611
14518 | 9.18 | 1 | 2018-12-31 | 2019-12-31 | 365 | 10.5185 | 10 | 0.51852
18386 | 11.44 | 1 | 2018-12-31 | 2019-12-31 | 365 | 13.108 | 13 | 0.10804
18377 | 7.28 | 1 | 2018-12-31 | 2019-12-31 | 365 | 8.3415 | 8 | 0.34148
17970 | 11.7 | 1 | 2018-12-31 | 2019-12-31 | 365 | 13.406 | 13 | 0.40595
14577 | 6.86 | 1 | 2018-12-31 | 2019-12-31 | 365 | 7.8602 | 7 | 0.86024
14626 | 7.395 | 1 | 2018-12-31 | 2019-12-31 | 365 | 8.4733 | 8 | 0.47325
13430 | 4.335 | 1 | 2018-12-31 | 2019-12-31 | 365 | 4.9671 | 4 | 0.96708
16781 | 3.57 | 1 | 2018-12-31 | 2019-12-31 | 365 | 4.0905 | 4 | 0.090535
18449 | 4.94 | 1 | 2018-12-31 | 2019-12-31 | 365 | 5.6603 | 5 | 0.66029
13587 | 7.65 | 1 | 2018-12-31 | 2019-12-31 | 365 | 8.7654 | 8 | 0.76543
18374 | 5.39 | 1 | 2018-12-31 | 2019-12-31 | 365 | 6.1759 | 6 | 0.17591
13359 | 4.75 | 1 | 2018-12-31 | 2019-12-31 | 365 | 5.4426 | 5 | 0.44259
18459 | 7.65 | 1 | 2018-12-31 | 2019-12-31 | 365 | 8.7654 | 8 | 0.76543
15833 | 2.34 | 1 | 2018-12-31 | 2019-12-31 | 365 | 2.6812 | 2 | 0.68119
13597 | 7.905 | 1 | 2018-12-31 | 2019-12-31 | 365 | 9.0576 | 9 | 0.057612
13589 | 5.61 | 1 | 2018-12-31 | 2019-12-31 | 365 | 6.428 | 6 | 0.42798
18683 | 7.395 | 1 | 2018-12-31 | 2019-12-31 | 365 | 8.4733 | 8 | 0.47325
16363 | 12.24 | 1 | 2018-12-31 | 2019-12-31 | 365 | 14.0247 | 14 | 0.02469
15127 | 4.335 | 1 | 2018-12-31 | 2019-12-31 | 365 | 4.9671 | 4 | 0.96708
16914 | 11.62 | 1 | 2018-12-31 | 2019-12-31 | 365 | 13.3143 | 13 | 0.31429
17543 | 2.86 | 1 | 2018-12-31 | 2019-12-31 | 365 | 3.277 | 3 | 0.27701
18086 | 3.38 | 1 | 2018-12-31 | 2019-12-31 | 365 | 3.8728 | 3 | 0.87283
14398 | 3 | 1 | 2018-12-31 | 2019-12-31 | 365 | 3.4374 | 3 | 0.43742
15931 | 11 | 1 | 2018-12-31 | 2019-12-31 | 365 | 12.6039 | 12 | 0.60389
14210 | 12.495 | 1 | 2018-12-31 | 2019-12-31 | 365 | 14.3169 | 14 | 0.31687
14888 | 5.61 | 1 | 2018-12-31 | 2019-12-31 | 365 | 6.428 | 6 | 0.42798
14263 | 11.22 | 1 | 2018-12-31 | 2019-12-31 | 365 | 12.856 | 12 | 0.85597
14093 | 8.16 | 1 | 2018-12-31 | 2019-12-31 | 365 | 9.3498 | 9 | 0.34979
15958 | 9.18 | 1 | 2018-12-31 | 2019-12-31 | 365 | 10.5185 | 10 | 0.51852
17354 | 4.08 | 1 | 2018-12-31 | 2019-12-31 | 365 | 4.6749 | 4 | 0.6749
13980 | 5.865 | 1 | 2018-12-31 | 2019-12-31 | 365 | 6.7202 | 6 | 0.72016
17623 | 5.25 | 1 | 2018-12-31 | 2019-12-31 | 365 | 6.0155 | 6 | 0.015492
14011 | 2.805 | 1 | 2018-12-31 | 2019-12-31 | 365 | 3.214 | 3 | 0.21399
17728 | 7.395 | 1 | 2018-12-31 | 2019-12-31 | 365 | 8.4733 | 8 | 0.47325
18286 | 5.46 | 1 | 2018-12-31 | 2019-12-31 | 365 | 6.2561 | 6 | 0.25611
13501 | 8.415 | 1 | 2018-12-31 | 2019-12-31 | 365 | 9.642 | 9 | 0.64197
15899 | 3 | 1 | 2018-12-31 | 2019-12-31 | 365 | 3.4374 | 3 | 0.43742
16668 | 4.59 | 1 | 2018-12-31 | 2019-12-31 | 365 | 5.2593 | 5 | 0.25926
14166 | 4.59 | 1 | 2018-12-31 | 2019-12-31 | 365 | 5.2593 | 5 | 0.25926
14013 | 5.1 | 1 | 2018-12-31 | 2019-12-31 | 365 | 5.8436 | 5 | 0.84362
15923 | 3.57 | 1 | 2018-12-31 | 2019-12-31 | 365 | 4.0905 | 4 | 0.090535
18585 | 3.06 | 1 | 2018-12-31 | 2019-12-31 | 365 | 3.5062 | 3 | 0.50617
17876 | 6.63 | 1 | 2018-12-31 | 2019-12-31 | 365 | 7.5967 | 7 | 0.59671
16186 | 6.885 | 1 | 2018-12-31 | 2019-12-31 | 365 | 7.8889 | 7 | 0.88889
15148 | 6.615 | 1 | 2018-12-31 | 2019-12-31 | 365 | 7.5795 | 7 | 0.57952
13831 | 2.805 | 1 | 2018-12-31 | 2019-12-31 | 365 | 3.214 | 3 | 0.21399
13480 | 3.315 | 1 | 2018-12-31 | 2019-12-31 | 365 | 3.7984 | 3 | 0.79835
17436 | 11.73 | 1 | 2018-12-31 | 2019-12-31 | 365 | 13.4403 | 13 | 0.44033
17440 | 4.5 | 1 | 2018-12-31 | 2019-12-31 | 365 | 5.1561 | 5 | 0.15614
16060 | 11.22 | 1 | 2018-12-31 | 2019-12-31 | 365 | 12.856 | 12 | 0.85597
17478 | 3.825 | 1 | 2018-12-31 | 2019-12-31 | 365 | 4.3827 | 4 | 0.38272
17479 | 9.435 | 1 | 2018-12-31 | 2019-12-31 | 365 | 10.8107 | 10 | 0.8107
17482 | 7.14 | 1 | 2018-12-31 | 2019-12-31 | 365 | 8.1811 | 8 | 0.18107
17489 | 11.96 | 1 | 2018-12-31 | 2019-12-31 | 365 | 13.7039 | 13 | 0.70386
17559 | 3.315 | 1 | 2018-12-31 | 2019-12-31 | 365 | 3.7984 | 3 | 0.79835
17565 | 9.69 | 1 | 2018-12-31 | 2019-12-31 | 365 | 11.1029 | 11 | 0.10288
17573 | 10.2 | 1 | 2018-12-31 | 2019-12-31 | 365 | 11.6872 | 11 | 0.68724
17517 | 7.65 | 1 | 2018-12-31 | 2019-12-31 | 365 | 8.7654 | 8 | 0.76543
14893 | 4.845 | 1 | 2018-12-31 | 2019-12-31 | 365 | 5.5514 | 5 | 0.55144
15957 | 14.025 | 1 | 2018-12-31 | 2019-12-31 | 365 | 16.07 | 16 | 0.069957
16529 | 12.75 | 1 | 2018-12-31 | 2019-12-31 | 365 | 14.6091 | 14 | 0.60905
15801 | 9.435 | 1 | 2018-12-31 | 2019-12-31 | 365 | 10.8107 | 10 | 0.8107
15156 | 3.315 | 1 | 2018-12-31 | 2019-12-31 | 365 | 3.7984 | 3 | 0.79835
19444 | 5.865 | 1 | 2018-12-31 | 2019-12-31 | 365 | 6.7202 | 6 | 0.72016
19448 | 4.59 | 1 | 2018-12-31 | 2019-12-31 | 365 | 5.2593 | 5 | 0.25926
16921 | 9.945 | 1 | 2018-12-31 | 2019-12-31 | 365 | 11.3951 | 11 | 0.39506
19450 | 6.12 | 1 | 2018-12-31 | 2019-12-31 | 365 | 7.0123 | 7 | 0.012345
16807 | 4.16 | 1 | 2018-12-31 | 2019-12-31 | 365 | 4.7666 | 4 | 0.76656
14450 | 17 | 1 | 2018-12-31 | 2019-12-31 | 365 | 19.4787 | 19 | 0.47874
17704 | 2.205 | 1 | 2018-12-31 | 2019-12-31 | 365 | 2.5265 | 2 | 0.52651
18693 | 5.355 | 1 | 2018-12-31 | 2019-12-31 | 365 | 6.1358 | 6 | 0.1358
15615 | 7.14 | 1 | 2018-12-31 | 2019-12-31 | 365 | 8.1811 | 8 | 0.18107
18095 | 6.76 | 1 | 2018-12-31 | 2019-12-31 | 365 | 7.7457 | 7 | 0.74566
16225 | 5.2 | 1 | 2018-12-31 | 2019-12-31 | 365 | 5.9582 | 5 | 0.9582
17421 | 4.68 | 1 | 2018-12-31 | 2019-12-31 | 365 | 5.3624 | 5 | 0.36238
18292 | 16.12 | 1 | 2018-12-31 | 2019-12-31 | 365 | 18.4704 | 18 | 0.47042
12975 | 4.845 | 1 | 2018-12-31 | 2019-12-31 | 365 | 5.5514 | 5 | 0.55144
14017 | 4.59 | 1 | 2018-12-31 | 2019-12-31 | 365 | 5.2593 | 5 | 0.25926
15836 | 3.825 | 1 | 2018-12-31 | 2019-12-31 | 365 | 4.3827 | 4 | 0.38272
13839 | 8.67 | 1 | 2018-12-31 | 2019-12-31 | 365 | 9.9342 | 9 | 0.93416
17556 | 4.59 | 1 | 2018-12-31 | 2019-12-31 | 365 | 5.2593 | 5 | 0.25926
18691 | 4.59 | 1 | 2018-12-31 | 2019-12-31 | 365 | 5.2593 | 5 | 0.25926
15771 | 6 | 1 | 2018-12-31 | 2019-12-31 | 365 | 6.8748 | 6 | 0.87485
18583 | 3.38 | 1 | 2018-12-31 | 2019-12-31 | 365 | 3.8728 | 3 | 0.87283
17697 | 9.36 | 1 | 2018-12-31 | 2019-12-31 | 365 | 10.7248 | 10 | 0.72476
14332 | 5.1 | 1 | 2018-12-31 | 2019-12-31 | 365 | 5.8436 | 5 | 0.84362
18140 | 3.825 | 1 | 2018-12-31 | 2019-12-31 | 365 | 4.3827 | 4 | 0.38272
16494 | 8.16 | 1 | 2018-12-31 | 2019-12-31 | 365 | 9.3498 | 9 | 0.34979
18464 | 6.885 | 1 | 2018-12-31 | 2019-12-31 | 365 | 7.8889 | 7 | 0.88889
15161 | 6.885 | 1 | 2018-12-31 | 2019-12-31 | 365 | 7.8889 | 7 | 0.88889
17867 | 5.865 | 1 | 2018-12-31 | 2019-12-31 | 365 | 6.7202 | 6 | 0.72016
17654 | 6.885 | 1 | 2018-12-31 | 2019-12-31 | 365 | 7.8889 | 7 | 0.88889
17644 | 8.415 | 1 | 2018-12-31 | 2019-12-31 | 365 | 9.642 | 9 | 0.64197
19415 | 8.415 | 1 | 2018-12-31 | 2019-12-31 | 365 | 9.642 | 9 | 0.64197
16377 | 10.71 | 1 | 2018-12-31 | 2019-12-31 | 365 | 12.2716 | 12 | 0.2716
13382 | 4.08 | 1 | 2018-12-31 | 2019-12-31 | 365 | 4.6749 | 4 | 0.6749
12885 | 7.14 | 1 | 2018-12-31 | 2019-12-31 | 365 | 8.1811 | 8 | 0.18107
17513 | 4.335 | 1 | 2018-12-31 | 2019-12-31 | 365 | 4.9671 | 4 | 0.96708
16850 | 7.14 | 1 | 2018-12-31 | 2019-12-31 | 365 | 8.1811 | 8 | 0.18107
13494 | 3.825 | 1 | 2018-12-31 | 2019-12-31 | 365 | 4.3827 | 4 | 0.38272
17322 | 2.04 | 1 | 2018-12-31 | 2019-12-31 | 365 | 2.3374 | 2 | 0.33745
15789 | 10.965 | 1 | 2018-12-31 | 2019-12-31 | 365 | 12.5638 | 12 | 0.56378
17721 | 11.985 | 1 | 2018-12-31 | 2019-12-31 | 365 | 13.7325 | 13 | 0.73251
19465 | 3.825 | 1 | 2018-12-31 | 2019-12-31 | 365 | 4.3827 | 4 | 0.38272
19468 | 7.395 | 1 | 2018-12-31 | 2019-12-31 | 365 | 8.4733 | 8 | 0.47325
19477 | 5.72 | 1 | 2018-12-31 | 2019-12-31 | 365 | 6.554 | 6 | 0.55402
18984 | 5.61 | 1 | 2018-12-31 | 2019-12-31 | 365 | 6.428 | 6 | 0.42798
19460 | 4.08 | 1 | 2018-12-31 | 2019-12-31 | 365 | 4.6749 | 4 | 0.6749
19464 | 7.28 | 1 | 2018-12-31 | 2019-12-31 | 365 | 8.3415 | 8 | 0.34148
19546 | 3.64 | 1 | 2018-12-31 | 2019-12-31 | 365 | 4.1707 | 4 | 0.17074
19549 | 7.65 | 1 | 2018-12-31 | 2019-12-31 | 365 | 8.7654 | 8 | 0.76543
19551 | 4.16 | 1 | 2018-12-31 | 2019-12-31 | 365 | 4.7666 | 4 | 0.76656
19863 | 6.885 | 1 | 2018-12-31 | 2019-12-31 | 365 | 7.8889 | 7 | 0.88889
19673 | 3.64 | 1 | 2018-12-31 | 2019-12-31 | 365 | 4.1707 | 4 | 0.17074
15919 | 11.25 | 1 | 2018-12-31 | 2019-12-31 | 365 | 12.8903 | 12 | 0.89034
19674 | 4.42 | 1 | 2018-12-31 | 2019-12-31 | 365 | 5.0645 | 5 | 0.064471
20086 | 10.4 | 1 | 2018-12-31 | 2019-12-31 | 365 | 11.9164 | 11 | 0.9164
16664 | 6.885 | 1 | 2018-12-31 | 2019-12-31 | 365 | 7.8889 | 7 | 0.88889
14905 | 6.885 | 1 | 2018-12-31 | 2019-12-31 | 365 | 7.8889 | 7 | 0.88889
19872 | 4.42 | 1 | 2018-12-31 | 2019-12-31 | 365 | 5.0645 | 5 | 0.064471
19882 | 5.145 | 1 | 2018-12-31 | 2019-12-31 | 365 | 5.8952 | 5 | 0.89518
19886 | 4.16 | 1 | 2018-12-31 | 2019-12-31 | 365 | 4.7666 | 4 | 0.76656
19517 | 3.9 | 1 | 2018-12-31 | 2019-12-31 | 365 | 4.4687 | 4 | 0.46865
19897 | 6.885 | 1 | 2018-12-31 | 2019-12-31 | 365 | 7.8889 | 7 | 0.88889
19935 | 3.64 | 1 | 2018-12-31 | 2019-12-31 | 365 | 4.1707 | 4 | 0.17074
19944 | 3.57 | 1 | 2018-12-31 | 2019-12-31 | 365 | 4.0905 | 4 | 0.090535
19984 | 7.65 | 1 | 2018-12-31 | 2019-12-31 | 365 | 8.7654 | 8 | 0.76543
20018 | 5.61 | 1 | 2018-12-31 | 2019-12-31 | 365 | 6.428 | 6 | 0.42798
19927 | 8.32 | 1 | 2018-12-31 | 2019-12-31 | 365 | 9.5331 | 9 | 0.53312
19536 | 7.54 | 1 | 2018-12-31 | 2019-12-31 | 365 | 8.6394 | 8 | 0.63939
19949 | 5.355 | 1 | 2018-12-31 | 2019-12-31 | 365 | 6.1358 | 6 | 0.1358
19544 | 6.5 | 1 | 2018-12-31 | 2019-12-31 | 365 | 7.4478 | 7 | 0.44775
19545 | 5.98 | 1 | 2018-12-31 | 2019-12-31 | 365 | 6.8519 | 6 | 0.85193
19548 | 3.64 | 1 | 2018-12-31 | 2019-12-31 | 365 | 4.1707 | 4 | 0.17074
19682 | 3.12 | 1 | 2018-12-31 | 2019-12-31 | 365 | 3.5749 | 3 | 0.57492
19686 | 9.62 | 1 | 2018-12-31 | 2019-12-31 | 365 | 11.0227 | 11 | 0.022673
17979 | 5.355 | 1 | 2018-12-31 | 2019-12-31 | 365 | 6.1358 | 6 | 0.1358
18131 | 7.02 | 1 | 2018-12-31 | 2019-12-31 | 365 | 8.0436 | 8 | 0.043572
13968 | 5 | 1 | 2018-12-31 | 2019-12-31 | 365 | 5.729 | 5 | 0.72904
19797 | 9.88 | 1 | 2018-12-31 | 2019-12-31 | 365 | 11.3206 | 11 | 0.32058
19810 | 2.6 | 1 | 2018-12-31 | 2019-12-31 | 365 | 2.9791 | 2 | 0.9791
19832 | 13.26 | 1 | 2018-12-31 | 2019-12-31 | 365 | 15.1934 | 15 | 0.19341
19826 | 8 | 1 | 2018-12-31 | 2019-12-31 | 365 | 9.1665 | 9 | 0.16646
19845 | 3.12 | 1 | 2018-12-31 | 2019-12-31 | 365 | 3.5749 | 3 | 0.57492
19794 | 4.16 | 1 | 2018-12-31 | 2019-12-31 | 365 | 4.7666 | 4 | 0.76656
19860 | 4.94 | 1 | 2018-12-31 | 2019-12-31 | 365 | 5.6603 | 5 | 0.66029
15133 | 5.61 | 1 | 2018-12-31 | 2019-12-31 | 365 | 6.428 | 6 | 0.42798
15773 | 4.16 | 1 | 2018-12-31 | 2019-12-31 | 365 | 4.7666 | 4 | 0.76656
17486 | 2.86 | 1 | 2018-12-31 | 2019-12-31 | 365 | 3.277 | 3 | 0.27701
17487 | 5.1 | 1 | 2018-12-31 | 2019-12-31 | 365 | 5.8436 | 5 | 0.84362
17502 | 4.335 | 1 | 2018-12-31 | 2019-12-31 | 365 | 4.9671 | 4 | 0.96708
20777 | 2.34 | 1 | 2018-12-31 | 2019-12-31 | 365 | 2.6812 | 2 | 0.68119
20780 | 9.1 | 1 | 2018-12-31 | 2019-12-31 | 365 | 10.4269 | 10 | 0.42685
20782 | 7.8 | 1 | 2018-12-31 | 2019-12-31 | 365 | 8.9373 | 8 | 0.9373
13999 | 5.61 | 1 | 2018-12-31 | 2019-12-31 | 365 | 6.428 | 6 | 0.42798
14497 | 6.63 | 1 | 2018-12-31 | 2019-12-31 | 365 | 7.5967 | 7 | 0.59671
15041 | 2.805 | 1 | 2018-12-31 | 2019-12-31 | 365 | 3.214 | 3 | 0.21399
19453 | 8 | 1 | 2018-12-31 | 2019-12-31 | 365 | 9.1665 | 9 | 0.16646
19752 | 5.46 | 1 | 2018-12-31 | 2019-12-31 | 365 | 6.2561 | 6 | 0.25611
14293 | 14.28 | 1 | 2018-12-31 | 2019-12-31 | 365 | 16.3621 | 16 | 0.36214
17965 | 9 | 1 | 2018-12-31 | 2019-12-31 | 365 | 10.3123 | 10 | 0.31227
17363 | 9.945 | 1 | 2018-12-31 | 2019-12-31 | 365 | 11.3951 | 11 | 0.39506
18685 | 3.64 | 1 | 2018-12-31 | 2019-12-31 | 365 | 4.1707 | 4 | 0.17074
17571 | 11.22 | 1 | 2018-12-31 | 2019-12-31 | 365 | 12.856 | 12 | 0.85597
19756 | 5.1 | 1 | 2018-12-31 | 2019-12-31 | 365 | 5.8436 | 5 | 0.84362
20781 | 9.388 | 1 | 2018-12-31 | 2019-12-31 | 365 | 10.7568 | 10 | 0.75685
17615 | 11.7 | 1 | 2018-12-31 | 2019-12-31 | 365 | 13.406 | 13 | 0.40595
17630 | 5.865 | 1 | 2018-12-31 | 2019-12-31 | 365 | 6.7202 | 6 | 0.72016
17692 | 7.28 | 1 | 2018-12-31 | 2019-12-31 | 365 | 8.3415 | 8 | 0.34148
17701 | 5.98 | 1 | 2018-12-31 | 2019-12-31 | 365 | 6.8519 | 6 | 0.85193
20773 | 5.5 | 1 | 2018-12-31 | 2019-12-31 | 365 | 6.3019 | 6 | 0.30194
18388 | 3.12 | 1 | 2018-12-31 | 2019-12-31 | 365 | 3.5749 | 3 | 0.57492
19509 | 14.04 | 1 | 2018-12-31 | 2019-12-31 | 365 | 16.0871 | 16 | 0.087144
19912 | 8.32 | 1 | 2018-12-31 | 2019-12-31 | 365 | 9.5331 | 9 | 0.53312
19914 | 3.57 | 1 | 2018-12-31 | 2019-12-31 | 365 | 4.0905 | 4 | 0.090535
15160 | 6.63 | 1 | 2018-12-31 | 2019-12-31 | 365 | 7.5967 | 7 | 0.59671
15164 | 4.335 | 1 | 2018-12-31 | 2019-12-31 | 365 | 4.9671 | 4 | 0.96708
15749 | 2.805 | 1 | 2018-12-31 | 2019-12-31 | 365 | 3.214 | 3 | 0.21399
15856 | 4.335 | 1 | 2018-12-31 | 2019-12-31 | 365 | 4.9671 | 4 | 0.96708
20279 | 5 | 1 | 2018-12-31 | 2019-12-31 | 365 | 5.729 | 5 | 0.72904
20295 | 2.805 | 1 | 2018-12-31 | 2019-12-31 | 365 | 3.214 | 3 | 0.21399
20354 | 6.885 | 1 | 2018-12-31 | 2019-12-31 | 365 | 7.8889 | 7 | 0.88889
19915 | 16.32 | 1 | 2018-12-31 | 2019-12-31 | 365 | 18.6996 | 18 | 0.69959
20362 | 8.32 | 1 | 2018-12-31 | 2019-12-31 | 365 | 9.5331 | 9 | 0.53312
20388 | 3.12 | 1 | 2018-12-31 | 2019-12-31 | 365 | 3.5749 | 3 | 0.57492
19956 | 13.26 | 1 | 2018-12-31 | 2019-12-31 | 365 | 15.1934 | 15 | 0.19341
20391 | 4.16 | 1 | 2018-12-31 | 2019-12-31 | 365 | 4.7666 | 4 | 0.76656
19970 | 6.12 | 1 | 2018-12-31 | 2019-12-31 | 365 | 7.0123 | 7 | 0.012345
20410 | 2.08 | 1 | 2018-12-31 | 2019-12-31 | 365 | 2.3833 | 2 | 0.38328
19727 | 14.025 | 1 | 2018-12-31 | 2019-12-31 | 365 | 16.07 | 16 | 0.069957
19774 | 10.2 | 1 | 2018-12-31 | 2019-12-31 | 365 | 11.6872 | 11 | 0.68724
19741 | 7.14 | 1 | 2018-12-31 | 2019-12-31 | 365 | 8.1811 | 8 | 0.18107
19801 | 5.72 | 1 | 2018-12-31 | 2019-12-31 | 365 | 6.554 | 6 | 0.55402
19747 | 4.845 | 1 | 2018-12-31 | 2019-12-31 | 365 | 5.5514 | 5 | 0.55144
15043 | 3.825 | 1 | 2018-12-31 | 2019-12-31 | 365 | 4.3827 | 4 | 0.38272
20374 | 5.25 | 1 | 2018-12-31 | 2019-12-31 | 365 | 6.0155 | 6 | 0.015492
18620 | 13.005 | 1 | 2018-12-31 | 2019-12-31 | 365 | 14.9012 | 14 | 0.90123
19455 | 3.64 | 1 | 2018-12-31 | 2019-12-31 | 365 | 4.1707 | 4 | 0.17074
19461 | 8.84 | 1 | 2018-12-31 | 2019-12-31 | 365 | 10.1289 | 10 | 0.12894
19467 | 5.72 | 1 | 2018-12-31 | 2019-12-31 | 365 | 6.554 | 6 | 0.55402
19484 | 5.98 | 1 | 2018-12-31 | 2019-12-31 | 365 | 6.8519 | 6 | 0.85193
19490 | 3.12 | 1 | 2018-12-31 | 2019-12-31 | 365 | 3.5749 | 3 | 0.57492
20080 | 12.74 | 1 | 2018-12-31 | 2019-12-31 | 365 | 14.5976 | 14 | 0.59759
19513 | 4.42 | 1 | 2018-12-31 | 2019-12-31 | 365 | 5.0645 | 5 | 0.064471
20085 | 6.63 | 1 | 2018-12-31 | 2019-12-31 | 365 | 7.5967 | 7 | 0.59671
17526 | 10.66 | 1 | 2018-12-31 | 2019-12-31 | 365 | 12.2143 | 12 | 0.21431
14569 | 2.805 | 1 | 2018-12-31 | 2019-12-31 | 365 | 3.214 | 3 | 0.21399
15909 | 3.57 | 1 | 2018-12-31 | 2019-12-31 | 365 | 4.0905 | 4 | 0.090535
15798 | 11.7 | 1 | 2018-12-31 | 2019-12-31 | 365 | 13.406 | 13 | 0.40595
16614 | 9.18 | 1 | 2018-12-31 | 2019-12-31 | 365 | 10.5185 | 10 | 0.51852
17771 | 4.94 | 1 | 2018-12-31 | 2019-12-31 | 365 | 5.6603 | 5 | 0.66029
15169 | 12.495 | 1 | 2018-12-31 | 2019-12-31 | 365 | 14.3169 | 14 | 0.31687
17936 | 8.84 | 1 | 2018-12-31 | 2019-12-31 | 365 | 10.1289 | 10 | 0.12894
17938 | 2.55 | 1 | 2018-12-31 | 2019-12-31 | 365 | 2.9218 | 2 | 0.92181
17951 | 5.2 | 1 | 2018-12-31 | 2019-12-31 | 365 | 5.9582 | 5 | 0.9582
15137 | 2.805 | 1 | 2018-12-31 | 2019-12-31 | 365 | 3.214 | 3 | 0.21399
15069 | 6.375 | 1 | 2018-12-31 | 2019-12-31 | 365 | 7.3045 | 7 | 0.30453
17989 | 4.94 | 1 | 2018-12-31 | 2019-12-31 | 365 | 5.6603 | 5 | 0.66029
17816 | 5.98 | 1 | 2018-12-31 | 2019-12-31 | 365 | 6.8519 | 6 | 0.85193
15890 | 6.63 | 1 | 2018-12-31 | 2019-12-31 | 365 | 7.5967 | 7 | 0.59671
14736 | 3.825 | 1 | 2018-12-31 | 2019-12-31 | 365 | 4.3827 | 4 | 0.38272
13591 | 5.355 | 1 | 2018-12-31 | 2019-12-31 | 365 | 6.1358 | 6 | 0.1358
18299 | 4.42 | 1 | 2018-12-31 | 2019-12-31 | 365 | 5.0645 | 5 | 0.064471
18302 | 9.1 | 1 | 2018-12-31 | 2019-12-31 | 365 | 10.4269 | 10 | 0.42685
18290 | 5.46 | 1 | 2018-12-31 | 2019-12-31 | 365 | 6.2561 | 6 | 0.25611
18293 | 1.53 | 1 | 2018-12-31 | 2019-12-31 | 365 | 1.7531 | 1 | 0.75309
18296 | 7.14 | 1 | 2018-12-31 | 2019-12-31 | 365 | 8.1811 | 8 | 0.18107
18307 | 6.76 | 1 | 2018-12-31 | 2019-12-31 | 365 | 7.7457 | 7 | 0.74566
14531 | 5.61 | 1 | 2018-12-31 | 2019-12-31 | 365 | 6.428 | 6 | 0.42798
17340 | 4.68 | 1 | 2018-12-31 | 2019-12-31 | 365 | 5.3624 | 5 | 0.36238
14631 | 7.905 | 1 | 2018-12-31 | 2019-12-31 | 365 | 9.0576 | 9 | 0.057612
17375 | 16 | 1 | 2018-12-31 | 2019-12-31 | 365 | 18.3329 | 18 | 0.33293
15872 | 3.38 | 1 | 2018-12-31 | 2019-12-31 | 365 | 3.8728 | 3 | 0.87283
14887 | 5.39 | 1 | 2018-12-31 | 2019-12-31 | 365 | 6.1759 | 6 | 0.17591
14648 | 11.73 | 1 | 2018-12-31 | 2019-12-31 | 365 | 13.4403 | 13 | 0.44033
21045 | 6.63 | 1 | 2018-12-31 | 2019-12-31 | 365 | 7.5967 | 7 | 0.59671
14697 | 3.185 | 1 | 2018-12-31 | 2019-12-31 | 365 | 3.6494 | 3 | 0.6494
14768 | 7.395 | 1 | 2018-12-31 | 2019-12-31 | 365 | 8.4733 | 8 | 0.47325
20892 | 2.805 | 1 | 2018-12-31 | 2019-12-31 | 365 | 3.214 | 3 | 0.21399
21022 | 4.08 | 1 | 2018-12-31 | 2019-12-31 | 365 | 4.6749 | 4 | 0.6749
14158 | 15.045 | 1 | 2018-12-31 | 2019-12-31 | 365 | 17.2387 | 17 | 0.23868
21031 | 3.64 | 1 | 2018-12-31 | 2019-12-31 | 365 | 4.1707 | 4 | 0.17074
21033 | 2.86 | 1 | 2018-12-31 | 2019-12-31 | 365 | 3.277 | 3 | 0.27701
21036 | 3.12 | 1 | 2018-12-31 | 2019-12-31 | 365 | 3.5749 | 3 | 0.57492
21040 | 9.435 | 1 | 2018-12-31 | 2019-12-31 | 365 | 10.8107 | 10 | 0.8107
21049 | 2.08 | 1 | 2018-12-31 | 2019-12-31 | 365 | 2.3833 | 2 | 0.38328
20012 | 3.12 | 1 | 2018-12-31 | 2019-12-31 | 365 | 3.5749 | 3 | 0.57492
14762 | 7.28 | 1 | 2018-12-31 | 2019-12-31 | 365 | 8.3415 | 8 | 0.34148
20000 | 9.88 | 1 | 2018-12-31 | 2019-12-31 | 365 | 11.3206 | 11 | 0.32058
19815 | 4.59 | 1 | 2018-12-31 | 2019-12-31 | 365 | 5.2593 | 5 | 0.25926
19687 | 3.57 | 1 | 2018-12-31 | 2019-12-31 | 365 | 4.0905 | 4 | 0.090535
14634 | 10.965 | 1 | 2018-12-31 | 2019-12-31 | 365 | 12.5638 | 12 | 0.56378
14703 | 7.395 | 1 | 2018-12-31 | 2019-12-31 | 365 | 8.4733 | 8 | 0.47325
15590 | 3.75 | 1 | 2018-12-31 | 2019-12-31 | 365 | 4.2968 | 4 | 0.29678
14283 | 10.2 | 1 | 2018-12-31 | 2019-12-31 | 365 | 11.6872 | 11 | 0.68724
17984 | 5.46 | 1 | 2018-12-31 | 2019-12-31 | 365 | 6.2561 | 6 | 0.25611
17681 | 5.355 | 1 | 2018-12-31 | 2019-12-31 | 365 | 6.1358 | 6 | 0.1358
15171 | 8 | 1 | 2018-12-31 | 2019-12-31 | 365 | 9.1665 | 9 | 0.16646
15978 | 7.54 | 1 | 2018-12-31 | 2019-12-31 | 365 | 8.6394 | 8 | 0.63939
21604 | 3.64 | 1 | 2018-12-31 | 2019-12-31 | 365 | 4.1707 | 4 | 0.17074
16776 | 10.5 | 1 | 2018-12-31 | 2019-12-31 | 365 | 12.031 | 12 | 0.030984
15627 | 7.395 | 1 | 2018-12-31 | 2019-12-31 | 365 | 8.4733 | 8 | 0.47325
21838 | 9.18 | 1 | 2018-12-31 | 2019-12-31 | 365 | 10.5185 | 10 | 0.51852
17872 | 5.1 | 1 | 2018-12-31 | 2019-12-31 | 365 | 5.8436 | 5 | 0.84362
14091 | 9.18 | 1 | 2018-12-31 | 2019-12-31 | 365 | 10.5185 | 10 | 0.51852
17539 | 13.26 | 1 | 2018-12-31 | 2019-12-31 | 365 | 15.1934 | 15 | 0.19341
18379 | 15.34 | 1 | 2018-12-31 | 2019-12-31 | 365 | 17.5767 | 17 | 0.57669
13278 | 9.5 | 1 | 2018-12-31 | 2019-12-31 | 365 | 10.8852 | 10 | 0.88518
16764 | 7.905 | 1 | 2018-12-31 | 2019-12-31 | 365 | 9.0576 | 9 | 0.057612
13321 | 7 | 1 | 2018-12-31 | 2019-12-31 | 365 | 8.0207 | 8 | 0.020656
16783 | 7.65 | 1 | 2018-12-31 | 2019-12-31 | 365 | 8.7654 | 8 | 0.76543
15607 | 12 | 1 | 2018-12-31 | 2019-12-31 | 365 | 13.7497 | 13 | 0.7497
15113 | 4.335 | 1 | 2018-12-31 | 2019-12-31 | 365 | 4.9671 | 4 | 0.96708
20646 | 5.98 | 1 | 2018-12-31 | 2019-12-31 | 365 | 6.8519 | 6 | 0.85193
20651 | 7.14 | 1 | 2018-12-31 | 2019-12-31 | 365 | 8.1811 | 8 | 0.18107
20826 | 3.92 | 1 | 2018-12-31 | 2019-12-31 | 365 | 4.4916 | 4 | 0.49157
21308 | 2.04 | 1 | 2018-12-31 | 2019-12-31 | 365 | 2.3374 | 2 | 0.33745
16761 | 4.68 | 1 | 2018-12-31 | 2019-12-31 | 365 | 5.3624 | 5 | 0.36238
14885 | 5.1 | 1 | 2018-12-31 | 2019-12-31 | 365 | 5.8436 | 5 | 0.84362
13975 | 6.12 | 1 | 2018-12-31 | 2019-12-31 | 365 | 7.0123 | 7 | 0.012345
18080 | 8 | 1 | 2018-12-31 | 2019-12-31 | 365 | 9.1665 | 9 | 0.16646
17596 | 6.5 | 1 | 2018-12-31 | 2019-12-31 | 365 | 7.4478 | 7 | 0.44775
15094 | 2.94 | 1 | 2018-12-31 | 2019-12-31 | 365 | 3.3687 | 3 | 0.36868
17599 | 4.59 | 1 | 2018-12-31 | 2019-12-31 | 365 | 5.2593 | 5 | 0.25926
15865 | 5.2 | 1 | 2018-12-31 | 2019-12-31 | 365 | 5.9582 | 5 | 0.9582
14338 | 10.2 | 1 | 2018-12-31 | 2019-12-31 | 365 | 11.6872 | 11 | 0.68724
21448 | 10.4 | 1 | 2018-12-31 | 2019-12-31 | 365 | 11.9164 | 11 | 0.9164
21468 | 9.88 | 1 | 2018-12-31 | 2019-12-31 | 365 | 11.3206 | 11 | 0.32058
21494 | 3.64 | 1 | 2018-12-31 | 2019-12-31 | 365 | 4.1707 | 4 | 0.17074
21500 | 3.12 | 1 | 2018-12-31 | 2019-12-31 | 365 | 3.5749 | 3 | 0.57492
21270 | 3.64 | 1 | 2018-12-31 | 2019-12-31 | 365 | 4.1707 | 4 | 0.17074
20888 | 4.94 | 1 | 2018-12-31 | 2019-12-31 | 365 | 5.6603 | 5 | 0.66029
15829 | 12.48 | 1 | 2018-12-31 | 2019-12-31 | 365 | 14.2997 | 14 | 0.29968
21093 | 10.14 | 1 | 2018-12-31 | 2019-12-31 | 365 | 11.6185 | 11 | 0.61849
15140 | 5.5 | 1 | 2018-12-31 | 2019-12-31 | 365 | 6.3019 | 6 | 0.30194
18626 | 16.38 | 1 | 2018-12-31 | 2019-12-31 | 365 | 18.7683 | 18 | 0.76834
16844 | 4.59 | 1 | 2018-12-31 | 2019-12-31 | 365 | 5.2593 | 5 | 0.25926
19760 | 10.71 | 1 | 2018-12-31 | 2019-12-31 | 365 | 12.2716 | 12 | 0.2716
17562 | 3.06 | 1 | 2018-12-31 | 2019-12-31 | 365 | 3.5062 | 3 | 0.50617
22102 | 5.2 | 1 | 2018-12-31 | 2019-12-31 | 365 | 5.9582 | 5 | 0.9582
22195 | 5.72 | 1 | 2018-12-31 | 2019-12-31 | 365 | 6.554 | 6 | 0.55402
22135 | 7.8 | 1 | 2018-12-31 | 2019-12-31 | 365 | 8.9373 | 8 | 0.9373
22204 | 7.395 | 1 | 2018-12-31 | 2019-12-31 | 365 | 8.4733 | 8 | 0.47325
22252 | 17.94 | 1 | 2018-12-31 | 2019-12-31 | 365 | 20.5558 | 20 | 0.5558
17639 | 6.63 | 1 | 2018-12-31 | 2019-12-31 | 365 | 7.5967 | 7 | 0.59671
19764 | 8 | 1 | 2018-12-31 | 2019-12-31 | 365 | 9.1665 | 9 | 0.16646
15875 | 11.475 | 1 | 2018-12-31 | 2019-12-31 | 365 | 13.1481 | 13 | 0.14815
17622 | 3.64 | 1 | 2018-12-31 | 2019-12-31 | 365 | 4.1707 | 4 | 0.17074
22081 | 3.64 | 1 | 2018-12-31 | 2019-12-31 | 365 | 4.1707 | 4 | 0.17074
22101 | 3.315 | 1 | 2018-12-31 | 2019-12-31 | 365 | 3.7984 | 3 | 0.79835
22286 | 2.86 | 1 | 2018-12-31 | 2019-12-31 | 365 | 3.277 | 3 | 0.27701
21187 | 10.92 | 1 | 2018-12-31 | 2019-12-31 | 365 | 12.5122 | 12 | 0.51222
21900 | 3.315 | 1 | 2018-12-31 | 2019-12-31 | 365 | 3.7984 | 3 | 0.79835
21906 | 3.38 | 1 | 2018-12-31 | 2019-12-31 | 365 | 3.8728 | 3 | 0.87283
21919 | 4.59 | 1 | 2018-12-31 | 2019-12-31 | 365 | 5.2593 | 5 | 0.25926
14712 | 14.28 | 1 | 2018-12-31 | 2019-12-31 | 365 | 16.3621 | 16 | 0.36214
15974 | 8.415 | 1 | 2018-12-31 | 2019-12-31 | 365 | 9.642 | 9 | 0.64197
18084 | 3.12 | 1 | 2018-12-31 | 2019-12-31 | 365 | 3.5749 | 3 | 0.57492
13145 | 6.63 | 1 | 2018-12-31 | 2019-12-31 | 365 | 7.5967 | 7 | 0.59671
16996 | 6.76 | 1 | 2018-12-31 | 2019-12-31 | 365 | 7.7457 | 7 | 0.74566
21044 | 7.02 | 1 | 2018-12-31 | 2019-12-31 | 365 | 8.0436 | 8 | 0.043572
20407 | 3.64 | 1 | 2018-12-31 | 2019-12-31 | 365 | 4.1707 | 4 | 0.17074
22029 | 7.02 | 1 | 2018-12-31 | 2019-12-31 | 365 | 8.0436 | 8 | 0.043572
22035 | 3.12 | 1 | 2018-12-31 | 2019-12-31 | 365 | 3.5749 | 3 | 0.57492
21986 | 3.38 | 1 | 2018-12-31 | 2019-12-31 | 365 | 3.8728 | 3 | 0.87283
21991 | 17.42 | 1 | 2018-12-31 | 2019-12-31 | 365 | 19.96 | 19 | 0.95998
22024 | 3.64 | 1 | 2018-12-31 | 2019-12-31 | 365 | 4.1707 | 4 | 0.17074
22031 | 2.08 | 1 | 2018-12-31 | 2019-12-31 | 365 | 2.3833 | 2 | 0.38328
22813 | 8.16 | 1 | 2018-12-31 | 2019-12-31 | 365 | 9.3498 | 9 | 0.34979
22735 | 2.68 | 1 | 2018-12-31 | 2019-12-31 | 365 | 3.0708 | 3 | 0.070765
22807 | 3.12 | 1 | 2018-12-31 | 2019-12-31 | 365 | 3.5749 | 3 | 0.57492
22892 | 2.94 | 1 | 2018-12-31 | 2019-12-31 | 365 | 3.3687 | 3 | 0.36868
22608 | 4.94 | 1 | 2018-12-31 | 2019-12-31 | 365 | 5.6603 | 5 | 0.66029
22941 | 7.395 | 1 | 2018-12-31 | 2019-12-31 | 365 | 8.4733 | 8 | 0.47325
23081 | 5.72 | 1 | 2018-12-31 | 2019-12-31 | 365 | 6.554 | 6 | 0.55402
14606 | 7.395 | 1 | 2018-12-31 | 2019-12-31 | 365 | 8.4733 | 8 | 0.47325
15225 | 8.16 | 1 | 2018-12-31 | 2019-12-31 | 365 | 9.3498 | 9 | 0.34979
16648 | 10.92 | 1 | 2018-12-31 | 2019-12-31 | 365 | 12.5122 | 12 | 0.51222
16918 | 10 | 1 | 2018-12-31 | 2019-12-31 | 365 | 11.4581 | 11 | 0.45808
21732 | 4.68 | 1 | 2018-12-31 | 2019-12-31 | 365 | 5.3624 | 5 | 0.36238
21794 | 3.12 | 1 | 2018-12-31 | 2019-12-31 | 365 | 3.5749 | 3 | 0.57492
21740 | 3.64 | 1 | 2018-12-31 | 2019-12-31 | 365 | 4.1707 | 4 | 0.17074
16207 | 4.59 | 1 | 2018-12-31 | 2019-12-31 | 365 | 5.2593 | 5 | 0.25926
19783 | 10.66 | 1 | 2018-12-31 | 2019-12-31 | 365 | 12.2143 | 12 | 0.21431
22400 | 20.4 | 1 | 2018-12-31 | 2019-12-31 | 365 | 23.3745 | 23 | 0.37448
22413 | 7.54 | 1 | 2018-12-31 | 2019-12-31 | 365 | 8.6394 | 8 | 0.63939
22425 | 3.9 | 1 | 2018-12-31 | 2019-12-31 | 365 | 4.4687 | 4 | 0.46865
22451 | 3.38 | 1 | 2018-12-31 | 2019-12-31 | 365 | 3.8728 | 3 | 0.87283
22453 | 3.825 | 1 | 2018-12-31 | 2019-12-31 | 365 | 4.3827 | 4 | 0.38272
22391 | 3.64 | 1 | 2018-12-31 | 2019-12-31 | 365 | 4.1707 | 4 | 0.17074
22382 | 6.24 | 1 | 2018-12-31 | 2019-12-31 | 365 | 7.1498 | 7 | 0.14984
22542 | 5.865 | 1 | 2018-12-31 | 2019-12-31 | 365 | 6.7202 | 6 | 0.72016
22193 | 12.75 | 1 | 2018-12-31 | 2019-12-31 | 365 | 14.6091 | 14 | 0.60905
21080 | 3.12 | 1 | 2018-12-31 | 2019-12-31 | 365 | 3.5749 | 3 | 0.57492
21208 | 5.98 | 1 | 2018-12-31 | 2019-12-31 | 365 | 6.8519 | 6 | 0.85193
21214 | 3.38 | 1 | 2018-12-31 | 2019-12-31 | 365 | 3.8728 | 3 | 0.87283
21294 | 3.64 | 1 | 2018-12-31 | 2019-12-31 | 365 | 4.1707 | 4 | 0.17074
14274 | 10.71 | 1 | 2018-12-31 | 2019-12-31 | 365 | 12.2716 | 12 | 0.2716
21238 | 4.08 | 1 | 2018-12-31 | 2019-12-31 | 365 | 4.6749 | 4 | 0.6749
23376 | 4.335 | 1 | 2018-12-31 | 2019-12-31 | 365 | 4.9671 | 4 | 0.96708
16263 | 9.69 | 1 | 2018-12-31 | 2019-12-31 | 365 | 11.1029 | 11 | 0.10288
18688 | 7.8 | 1 | 2018-12-31 | 2019-12-31 | 365 | 8.9373 | 8 | 0.9373
22933 | 5.1 | 1 | 2018-12-31 | 2019-12-31 | 365 | 5.8436 | 5 | 0.84362
22096 | 7.395 | 1 | 2018-12-31 | 2019-12-31 | 365 | 8.4733 | 8 | 0.47325
23101 | 15.86 | 1 | 2018-12-31 | 2019-12-31 | 365 | 18.1725 | 18 | 0.17251
19822 | 5 | 1 | 2018-12-31 | 2019-12-31 | 365 | 5.729 | 5 | 0.72904
21582 | 5.98 | 1 | 2018-12-31 | 2019-12-31 | 365 | 6.8519 | 6 | 0.85193
18298 | 5.72 | 1 | 2018-12-31 | 2019-12-31 | 365 | 6.554 | 6 | 0.55402
19511 | 7.8 | 1 | 2018-12-31 | 2019-12-31 | 365 | 8.9373 | 8 | 0.9373
23058 | 2.86 | 1 | 2018-12-31 | 2019-12-31 | 365 | 3.277 | 3 | 0.27701
21063 | 11.44 | 1 | 2018-12-31 | 2019-12-31 | 365 | 13.108 | 13 | 0.10804
21296 | 3.675 | 1 | 2018-12-31 | 2019-12-31 | 365 | 4.2108 | 4 | 0.21084
15131 | 2.805 | 1 | 2018-12-31 | 2019-12-31 | 365 | 3.214 | 3 | 0.21399
22511 | 3.9 | 1 | 2018-12-31 | 2019-12-31 | 365 | 4.4687 | 4 | 0.46865
20043 | 7.54 | 1 | 2018-12-31 | 2019-12-31 | 365 | 8.6394 | 8 | 0.63939
20501 | 5.72 | 1 | 2018-12-31 | 2019-12-31 | 365 | 6.554 | 6 | 0.55402
19744 | 8.58 | 1 | 2018-12-31 | 2019-12-31 | 365 | 9.831 | 9 | 0.83103
20495 | 6.76 | 1 | 2018-12-31 | 2019-12-31 | 365 | 7.7457 | 7 | 0.74566
20547 | 6.76 | 1 | 2018-12-31 | 2019-12-31 | 365 | 7.7457 | 7 | 0.74566
20548 | 5.46 | 1 | 2018-12-31 | 2019-12-31 | 365 | 6.2561 | 6 | 0.25611
19974 | 5.72 | 1 | 2018-12-31 | 2019-12-31 | 365 | 6.554 | 6 | 0.55402
19946 | 7.54 | 1 | 2018-12-31 | 2019-12-31 | 365 | 8.6394 | 8 | 0.63939
19856 | 6.5 | 1 | 2018-12-31 | 2019-12-31 | 365 | 7.4478 | 7 | 0.44775
19987 | 12.22 | 1 | 2018-12-31 | 2019-12-31 | 365 | 14.0018 | 14 | 0.0017738
19811 | 10.75 | 1 | 2018-12-31 | 2019-12-31 | 365 | 12.3174 | 12 | 0.31744
20595 | 5.72 | 1 | 2018-12-31 | 2019-12-31 | 365 | 6.554 | 6 | 0.55402
20661 | 6.76 | 1 | 2018-12-31 | 2019-12-31 | 365 | 7.7457 | 7 | 0.74566
20654 | 4.42 | 1 | 2018-12-31 | 2019-12-31 | 365 | 5.0645 | 5 | 0.064471
20649 | 3.9 | 1 | 2018-12-31 | 2019-12-31 | 365 | 4.4687 | 4 | 0.46865
16957 | 4.68 | 1 | 2018-12-31 | 2019-12-31 | 365 | 5.3624 | 5 | 0.36238
17299 | 3.9 | 1 | 2018-12-31 | 2019-12-31 | 365 | 4.4687 | 4 | 0.46865
20516 | 8.32 | 1 | 2018-12-31 | 2019-12-31 | 365 | 9.5331 | 9 | 0.53312
20505 | 7.28 | 1 | 2018-12-31 | 2019-12-31 | 365 | 8.3415 | 8 | 0.34148
20499 | 4.94 | 1 | 2018-12-31 | 2019-12-31 | 365 | 5.6603 | 5 | 0.66029
20485 | 8.32 | 1 | 2018-12-31 | 2019-12-31 | 365 | 9.5331 | 9 | 0.53312
16782 | 7 | 1 | 2018-12-31 | 2019-12-31 | 365 | 8.0207 | 8 | 0.020656
17411 | 4.68 | 1 | 2018-12-31 | 2019-12-31 | 365 | 5.3624 | 5 | 0.36238
17425 | 8.84 | 1 | 2018-12-31 | 2019-12-31 | 365 | 10.1289 | 10 | 0.12894
16796 | 4.68 | 1 | 2018-12-31 | 2019-12-31 | 365 | 5.3624 | 5 | 0.36238
16768 | 3 | 1 | 2018-12-31 | 2019-12-31 | 365 | 3.4374 | 3 | 0.43742
16620 | 7.28 | 1 | 2018-12-31 | 2019-12-31 | 365 | 8.3415 | 8 | 0.34148
16176 | 2.5 | 1 | 2018-12-31 | 2019-12-31 | 365 | 2.8645 | 2 | 0.86452
15861 | 6.76 | 1 | 2018-12-31 | 2019-12-31 | 365 | 7.7457 | 7 | 0.74566
20637 | 7.8 | 1 | 2018-12-31 | 2019-12-31 | 365 | 8.9373 | 8 | 0.9373
20632 | 7.28 | 1 | 2018-12-31 | 2019-12-31 | 365 | 8.3415 | 8 | 0.34148
20631 | 5.72 | 1 | 2018-12-31 | 2019-12-31 | 365 | 6.554 | 6 | 0.55402
20440 | 7.8 | 1 | 2018-12-31 | 2019-12-31 | 365 | 8.9373 | 8 | 0.9373
20436 | 8.84 | 1 | 2018-12-31 | 2019-12-31 | 365 | 10.1289 | 10 | 0.12894
17561 | 8.84 | 1 | 2018-12-31 | 2019-12-31 | 365 | 10.1289 | 10 | 0.12894
17960 | 6.75 | 1 | 2018-12-31 | 2019-12-31 | 365 | 7.7342 | 7 | 0.7342
17696 | 7.8 | 1 | 2018-12-31 | 2019-12-31 | 365 | 8.9373 | 8 | 0.9373
17491 | 7.905 | 1 | 2018-12-31 | 2019-12-31 | 365 | 9.0576 | 9 | 0.057612
17552 | 7.8 | 1 | 2018-12-31 | 2019-12-31 | 365 | 8.9373 | 8 | 0.9373
17605 | 10.66 | 1 | 2018-12-31 | 2019-12-31 | 365 | 12.2143 | 12 | 0.21431
17560 | 7.65 | 1 | 2018-12-31 | 2019-12-31 | 365 | 8.7654 | 8 | 0.76543
17646 | 5.46 | 1 | 2018-12-31 | 2019-12-31 | 365 | 6.2561 | 6 | 0.25611
17649 | 5.2 | 1 | 2018-12-31 | 2019-12-31 | 365 | 5.9582 | 5 | 0.9582
17710 | 6.5 | 1 | 2018-12-31 | 2019-12-31 | 365 | 7.4478 | 7 | 0.44775
17745 | 8.32 | 1 | 2018-12-31 | 2019-12-31 | 365 | 9.5331 | 9 | 0.53312
20717 | 6.24 | 1 | 2018-12-31 | 2019-12-31 | 365 | 7.1498 | 7 | 0.14984
20720 | 10.4 | 1 | 2018-12-31 | 2019-12-31 | 365 | 11.9164 | 11 | 0.9164
17000 | 5.2 | 1 | 2018-12-31 | 2019-12-31 | 365 | 5.9582 | 5 | 0.9582
17776 | 7.28 | 1 | 2018-12-31 | 2019-12-31 | 365 | 8.3415 | 8 | 0.34148
16794 | 8.25 | 1 | 2018-12-31 | 2019-12-31 | 365 | 9.4529 | 9 | 0.45292
17835 | 8.415 | 1 | 2018-12-31 | 2019-12-31 | 365 | 9.642 | 9 | 0.64197
19989 | 6.76 | 1 | 2018-12-31 | 2019-12-31 | 365 | 7.7457 | 7 | 0.74566
19983 | 2.86 | 1 | 2018-12-31 | 2019-12-31 | 365 | 3.277 | 3 | 0.27701
16686 | 3.64 | 1 | 2018-12-31 | 2019-12-31 | 365 | 4.1707 | 4 | 0.17074
16871 | 12.25 | 1 | 2018-12-31 | 2019-12-31 | 365 | 14.0361 | 14 | 0.036148
18383 | 6.24 | 1 | 2018-12-31 | 2019-12-31 | 365 | 7.1498 | 7 | 0.14984
18445 | 4.16 | 1 | 2018-12-31 | 2019-12-31 | 365 | 4.7666 | 4 | 0.76656
18567 | 4.68 | 1 | 2018-12-31 | 2019-12-31 | 365 | 5.3624 | 5 | 0.36238
17897 | 9.36 | 1 | 2018-12-31 | 2019-12-31 | 365 | 10.7248 | 10 | 0.72476
18295 | 7.8 | 1 | 2018-12-31 | 2019-12-31 | 365 | 8.9373 | 8 | 0.9373
17645 | 9.1 | 1 | 2018-12-31 | 2019-12-31 | 365 | 10.4269 | 10 | 0.42685
18392 | 7.28 | 1 | 2018-12-31 | 2019-12-31 | 365 | 8.3415 | 8 | 0.34148
16775 | 7.8 | 1 | 2018-12-31 | 2019-12-31 | 365 | 8.9373 | 8 | 0.9373
18712 | 8.06 | 1 | 2018-12-31 | 2019-12-31 | 365 | 9.2352 | 9 | 0.23521
18795 | 8.84 | 1 | 2018-12-31 | 2019-12-31 | 365 | 10.1289 | 10 | 0.12894
17949 | 6.76 | 1 | 2018-12-31 | 2019-12-31 | 365 | 7.7457 | 7 | 0.74566
17943 | 8.32 | 1 | 2018-12-31 | 2019-12-31 | 365 | 9.5331 | 9 | 0.53312
18564 | 6.24 | 1 | 2018-12-31 | 2019-12-31 | 365 | 7.1498 | 7 | 0.14984
17612 | 8.32 | 1 | 2018-12-31 | 2019-12-31 | 365 | 9.5331 | 9 | 0.53312
17627 | 6.24 | 1 | 2018-12-31 | 2019-12-31 | 365 | 7.1498 | 7 | 0.14984
19514 | 12.22 | 1 | 2018-12-31 | 2019-12-31 | 365 | 14.0018 | 14 | 0.0017738
19533 | 11.96 | 1 | 2018-12-31 | 2019-12-31 | 365 | 13.7039 | 13 | 0.70386
19560 | 9.62 | 1 | 2018-12-31 | 2019-12-31 | 365 | 11.0227 | 11 | 0.022673
19681 | 9.1 | 1 | 2018-12-31 | 2019-12-31 | 365 | 10.4269 | 10 | 0.42685
19568 | 4.68 | 1 | 2018-12-31 | 2019-12-31 | 365 | 5.3624 | 5 | 0.36238
19683 | 4.68 | 1 | 2018-12-31 | 2019-12-31 | 365 | 5.3624 | 5 | 0.36238
19751 | 11.44 | 1 | 2018-12-31 | 2019-12-31 | 365 | 13.108 | 13 | 0.10804
19777 | 6.24 | 1 | 2018-12-31 | 2019-12-31 | 365 | 7.1498 | 7 | 0.14984
19798 | 3.9 | 1 | 2018-12-31 | 2019-12-31 | 365 | 4.4687 | 4 | 0.46865
19804 | 7.28 | 1 | 2018-12-31 | 2019-12-31 | 365 | 8.3415 | 8 | 0.34148
19808 | 6.24 | 1 | 2018-12-31 | 2019-12-31 | 365 | 7.1498 | 7 | 0.14984
19839 | 5.98 | 1 | 2018-12-31 | 2019-12-31 | 365 | 6.8519 | 6 | 0.85193
19851 | 7.8 | 1 | 2018-12-31 | 2019-12-31 | 365 | 8.9373 | 8 | 0.9373
19862 | 9.62 | 1 | 2018-12-31 | 2019-12-31 | 365 | 11.0227 | 11 | 0.022673
19676 | 9.36 | 1 | 2018-12-31 | 2019-12-31 | 365 | 10.7248 | 10 | 0.72476
19680 | 5.98 | 1 | 2018-12-31 | 2019-12-31 | 365 | 6.8519 | 6 | 0.85193
19980 | 6.24 | 1 | 2018-12-31 | 2019-12-31 | 365 | 7.1498 | 7 | 0.14984
19991 | 8.32 | 1 | 2018-12-31 | 2019-12-31 | 365 | 9.5331 | 9 | 0.53312
20009 | 8.84 | 1 | 2018-12-31 | 2019-12-31 | 365 | 10.1289 | 10 | 0.12894
20014 | 12.74 | 1 | 2018-12-31 | 2019-12-31 | 365 | 14.5976 | 14 | 0.59759
19529 | 5.2 | 1 | 2018-12-31 | 2019-12-31 | 365 | 5.9582 | 5 | 0.9582
19918 | 7.8 | 1 | 2018-12-31 | 2019-12-31 | 365 | 8.9373 | 8 | 0.9373
19936 | 12.74 | 1 | 2018-12-31 | 2019-12-31 | 365 | 14.5976 | 14 | 0.59759
19952 | 6.24 | 1 | 2018-12-31 | 2019-12-31 | 365 | 7.1498 | 7 | 0.14984
19558 | 17.94 | 1 | 2018-12-31 | 2019-12-31 | 365 | 20.5558 | 20 | 0.5558
19565 | 4.94 | 1 | 2018-12-31 | 2019-12-31 | 365 | 5.6603 | 5 | 0.66029
19562 | 4.68 | 1 | 2018-12-31 | 2019-12-31 | 365 | 5.3624 | 5 | 0.36238
19566 | 5.98 | 1 | 2018-12-31 | 2019-12-31 | 365 | 6.8519 | 6 | 0.85193
19959 | 6.5 | 1 | 2018-12-31 | 2019-12-31 | 365 | 7.4478 | 7 | 0.44775
19973 | 10.14 | 1 | 2018-12-31 | 2019-12-31 | 365 | 11.6185 | 11 | 0.61849
19749 | 4.42 | 1 | 2018-12-31 | 2019-12-31 | 365 | 5.0645 | 5 | 0.064471
19786 | 3.9 | 1 | 2018-12-31 | 2019-12-31 | 365 | 4.4687 | 4 | 0.46865
19859 | 3.38 | 1 | 2018-12-31 | 2019-12-31 | 365 | 3.8728 | 3 | 0.87283
19995 | 4.16 | 1 | 2018-12-31 | 2019-12-31 | 365 | 4.7666 | 4 | 0.76656
20026 | 6.5 | 1 | 2018-12-31 | 2019-12-31 | 365 | 7.4478 | 7 | 0.44775
20033 | 11.7 | 1 | 2018-12-31 | 2019-12-31 | 365 | 13.406 | 13 | 0.40595
20037 | 9.62 | 1 | 2018-12-31 | 2019-12-31 | 365 | 11.0227 | 11 | 0.022673
20023 | 5.2 | 1 | 2018-12-31 | 2019-12-31 | 365 | 5.9582 | 5 | 0.9582
20030 | 9.36 | 1 | 2018-12-31 | 2019-12-31 | 365 | 10.7248 | 10 | 0.72476
19519 | 10.14 | 1 | 2018-12-31 | 2019-12-31 | 365 | 11.6185 | 11 | 0.61849
20403 | 11.73 | 1 | 2018-12-31 | 2019-12-31 | 365 | 13.4403 | 13 | 0.44033
19905 | 7.8 | 1 | 2018-12-31 | 2019-12-31 | 365 | 8.9373 | 8 | 0.9373
20286 | 5.72 | 1 | 2018-12-31 | 2019-12-31 | 365 | 6.554 | 6 | 0.55402
19942 | 7.28 | 1 | 2018-12-31 | 2019-12-31 | 365 | 8.3415 | 8 | 0.34148
19948 | 11.7 | 1 | 2018-12-31 | 2019-12-31 | 365 | 13.406 | 13 | 0.40595
20409 | 8.32 | 1 | 2018-12-31 | 2019-12-31 | 365 | 9.5331 | 9 | 0.53312
17713 | 4.42 | 1 | 2018-12-31 | 2019-12-31 | 365 | 5.0645 | 5 | 0.064471
14119 | 6.76 | 1 | 2018-12-31 | 2019-12-31 | 365 | 7.7457 | 7 | 0.74566
16905 | 9.18 | 1 | 2018-12-31 | 2019-12-31 | 365 | 10.5185 | 10 | 0.51852
17070 | 5.2 | 1 | 2018-12-31 | 2019-12-31 | 365 | 5.9582 | 5 | 0.9582
17484 | 3.9 | 1 | 2018-12-31 | 2019-12-31 | 365 | 4.4687 | 4 | 0.46865
17508 | 7.8 | 1 | 2018-12-31 | 2019-12-31 | 365 | 8.9373 | 8 | 0.9373
17625 | 13.26 | 1 | 2018-12-31 | 2019-12-31 | 365 | 15.1934 | 15 | 0.19341
18709 | 13.26 | 1 | 2018-12-31 | 2019-12-31 | 365 | 15.1934 | 15 | 0.19341
18705 | 6.5 | 1 | 2018-12-31 | 2019-12-31 | 365 | 7.4478 | 7 | 0.44775
18696 | 6.24 | 1 | 2018-12-31 | 2019-12-31 | 365 | 7.1498 | 7 | 0.14984
18635 | 3.9 | 1 | 2018-12-31 | 2019-12-31 | 365 | 4.4687 | 4 | 0.46865
18633 | 9.75 | 1 | 2018-12-31 | 2019-12-31 | 365 | 11.1716 | 11 | 0.17163
18631 | 4.42 | 1 | 2018-12-31 | 2019-12-31 | 365 | 5.0645 | 5 | 0.064471
20774 | 6.5 | 1 | 2018-12-31 | 2019-12-31 | 365 | 7.4478 | 7 | 0.44775
18622 | 8.58 | 1 | 2018-12-31 | 2019-12-31 | 365 | 9.831 | 9 | 0.83103
18594 | 5.5 | 1 | 2018-12-31 | 2019-12-31 | 365 | 6.3019 | 6 | 0.30194
20787 | 10.92 | 1 | 2018-12-31 | 2019-12-31 | 365 | 12.5122 | 12 | 0.51222
18593 | 6.75 | 1 | 2018-12-31 | 2019-12-31 | 365 | 7.7342 | 7 | 0.7342
18579 | 5.46 | 1 | 2018-12-31 | 2019-12-31 | 365 | 6.2561 | 6 | 0.25611
17619 | 6.24 | 1 | 2018-12-31 | 2019-12-31 | 365 | 7.1498 | 7 | 0.14984
18565 | 4.68 | 1 | 2018-12-31 | 2019-12-31 | 365 | 5.3624 | 5 | 0.36238
18463 | 5.46 | 1 | 2018-12-31 | 2019-12-31 | 365 | 6.2561 | 6 | 0.25611
17650 | 5.46 | 1 | 2018-12-31 | 2019-12-31 | 365 | 6.2561 | 6 | 0.25611
17779 | 11.44 | 1 | 2018-12-31 | 2019-12-31 | 365 | 13.108 | 13 | 0.10804
17755 | 9.88 | 1 | 2018-12-31 | 2019-12-31 | 365 | 11.3206 | 11 | 0.32058
17902 | 8.06 | 1 | 2018-12-31 | 2019-12-31 | 365 | 9.2352 | 9 | 0.23521
18082 | 8.32 | 1 | 2018-12-31 | 2019-12-31 | 365 | 9.5331 | 9 | 0.53312
18134 | 6.5 | 1 | 2018-12-31 | 2019-12-31 | 365 | 7.4478 | 7 | 0.44775
18137 | 7.54 | 1 | 2018-12-31 | 2019-12-31 | 365 | 8.6394 | 8 | 0.63939
18300 | 10.66 | 1 | 2018-12-31 | 2019-12-31 | 365 | 12.2143 | 12 | 0.21431
18303 | 8.06 | 1 | 2018-12-31 | 2019-12-31 | 365 | 9.2352 | 9 | 0.23521
18380 | 8.06 | 1 | 2018-12-31 | 2019-12-31 | 365 | 9.2352 | 9 | 0.23521
18447 | 11.96 | 1 | 2018-12-31 | 2019-12-31 | 365 | 13.7039 | 13 | 0.70386
20575 | 7.8 | 1 | 2018-12-31 | 2019-12-31 | 365 | 8.9373 | 8 | 0.9373
20600 | 7.28 | 1 | 2018-12-31 | 2019-12-31 | 365 | 8.3415 | 8 | 0.34148
20613 | 10.66 | 1 | 2018-12-31 | 2019-12-31 | 365 | 12.2143 | 12 | 0.21431
20607 | 5.2 | 1 | 2018-12-31 | 2019-12-31 | 365 | 5.9582 | 5 | 0.9582
20725 | 7.02 | 1 | 2018-12-31 | 2019-12-31 | 365 | 8.0436 | 8 | 0.043572
20634 | 8.32 | 1 | 2018-12-31 | 2019-12-31 | 365 | 9.5331 | 9 | 0.53312
20884 | 13.52 | 1 | 2018-12-31 | 2019-12-31 | 365 | 15.4913 | 15 | 0.49132
20917 | 8.06 | 1 | 2018-12-31 | 2019-12-31 | 365 | 9.2352 | 9 | 0.23521
20953 | 8.32 | 1 | 2018-12-31 | 2019-12-31 | 365 | 9.5331 | 9 | 0.53312
21026 | 9.1 | 1 | 2018-12-31 | 2019-12-31 | 365 | 10.4269 | 10 | 0.42685
21039 | 9.1 | 1 | 2018-12-31 | 2019-12-31 | 365 | 10.4269 | 10 | 0.42685
21046 | 4.68 | 1 | 2018-12-31 | 2019-12-31 | 365 | 5.3624 | 5 | 0.36238
21153 | 8.32 | 1 | 2018-12-31 | 2019-12-31 | 365 | 9.5331 | 9 | 0.53312
21144 | 7.54 | 1 | 2018-12-31 | 2019-12-31 | 365 | 8.6394 | 8 | 0.63939
21156 | 4.42 | 1 | 2018-12-31 | 2019-12-31 | 365 | 5.0645 | 5 | 0.064471
21205 | 9.36 | 1 | 2018-12-31 | 2019-12-31 | 365 | 10.7248 | 10 | 0.72476
21348 | 2.805 | 1 | 2018-12-31 | 2019-12-31 | 365 | 3.214 | 3 | 0.21399
19541 | 4.68 | 1 | 2018-12-31 | 2019-12-31 | 365 | 5.3624 | 5 | 0.36238
21250 | 8.84 | 1 | 2018-12-31 | 2019-12-31 | 365 | 10.1289 | 10 | 0.12894
21316 | 6.76 | 1 | 2018-12-31 | 2019-12-31 | 365 | 7.7457 | 7 | 0.74566
21326 | 5.98 | 1 | 2018-12-31 | 2019-12-31 | 365 | 6.8519 | 6 | 0.85193
17496 | 3.9 | 1 | 2018-12-31 | 2019-12-31 | 365 | 4.4687 | 4 | 0.46865
21418 | 7.8 | 1 | 2018-12-31 | 2019-12-31 | 365 | 8.9373 | 8 | 0.9373
21428 | 4.68 | 1 | 2018-12-31 | 2019-12-31 | 365 | 5.3624 | 5 | 0.36238
21454 | 7.28 | 1 | 2018-12-31 | 2019-12-31 | 365 | 8.3415 | 8 | 0.34148
21505 | 6.24 | 1 | 2018-12-31 | 2019-12-31 | 365 | 7.1498 | 7 | 0.14984
21511 | 7.28 | 1 | 2018-12-31 | 2019-12-31 | 365 | 8.3415 | 8 | 0.34148
21523 | 7.02 | 1 | 2018-12-31 | 2019-12-31 | 365 | 8.0436 | 8 | 0.043572
21530 | 5.2 | 1 | 2018-12-31 | 2019-12-31 | 365 | 5.9582 | 5 | 0.9582
16195 | 10.14 | 1 | 2018-12-31 | 2019-12-31 | 365 | 11.6185 | 11 | 0.61849
19547 | 8.84 | 1 | 2018-12-31 | 2019-12-31 | 365 | 10.1289 | 10 | 0.12894
20371 | 9.88 | 1 | 2018-12-31 | 2019-12-31 | 365 | 11.3206 | 11 | 0.32058
20958 | 7.28 | 1 | 2018-12-31 | 2019-12-31 | 365 | 8.3415 | 8 | 0.34148
21048 | 7.28 | 1 | 2018-12-31 | 2019-12-31 | 365 | 8.3415 | 8 | 0.34148
21097 | 8.84 | 1 | 2018-12-31 | 2019-12-31 | 365 | 10.1289 | 10 | 0.12894
21159 | 6.76 | 1 | 2018-12-31 | 2019-12-31 | 365 | 7.7457 | 7 | 0.74566
22136 | 7.14 | 1 | 2018-12-31 | 2019-12-31 | 365 | 8.1811 | 8 | 0.18107
21150 | 7.28 | 1 | 2018-12-31 | 2019-12-31 | 365 | 8.3415 | 8 | 0.34148
21589 | 7.02 | 1 | 2018-12-31 | 2019-12-31 | 365 | 8.0436 | 8 | 0.043572
21607 | 9.1 | 1 | 2018-12-31 | 2019-12-31 | 365 | 10.4269 | 10 | 0.42685
21610 | 9.62 | 1 | 2018-12-31 | 2019-12-31 | 365 | 11.0227 | 11 | 0.022673
20437 | 8.06 | 1 | 2018-12-31 | 2019-12-31 | 365 | 9.2352 | 9 | 0.23521
21737 | 6.5 | 1 | 2018-12-31 | 2019-12-31 | 365 | 7.4478 | 7 | 0.44775
21808 | 10.66 | 1 | 2018-12-31 | 2019-12-31 | 365 | 12.2143 | 12 | 0.21431
21996 | 4.16 | 1 | 2018-12-31 | 2019-12-31 | 365 | 4.7666 | 4 | 0.76656
19767 | 7.25 | 1 | 2018-12-31 | 2019-12-31 | 365 | 8.3071 | 8 | 0.30711
22110 | 8.32 | 1 | 2018-12-31 | 2019-12-31 | 365 | 9.5331 | 9 | 0.53312
21089 | 7.54 | 1 | 2018-12-31 | 2019-12-31 | 365 | 8.6394 | 8 | 0.63939
22210 | 5.2 | 1 | 2018-12-31 | 2019-12-31 | 365 | 5.9582 | 5 | 0.9582
21184 | 8.32 | 1 | 2018-12-31 | 2019-12-31 | 365 | 9.5331 | 9 | 0.53312
21203 | 3.9 | 1 | 2018-12-31 | 2019-12-31 | 365 | 4.4687 | 4 | 0.46865
21220 | 12.48 | 1 | 2018-12-31 | 2019-12-31 | 365 | 14.2997 | 14 | 0.29968
20767 | 10.4 | 1 | 2018-12-31 | 2019-12-31 | 365 | 11.9164 | 11 | 0.9164
21281 | 4.68 | 1 | 2018-12-31 | 2019-12-31 | 365 | 5.3624 | 5 | 0.36238
20786 | 6.24 | 1 | 2018-12-31 | 2019-12-31 | 365 | 7.1498 | 7 | 0.14984
20904 | 8.32 | 1 | 2018-12-31 | 2019-12-31 | 365 | 9.5331 | 9 | 0.53312
20827 | 13 | 1 | 2018-12-31 | 2019-12-31 | 365 | 14.8955 | 14 | 0.8955
22011 | 5.2 | 1 | 2018-12-31 | 2019-12-31 | 365 | 5.9582 | 5 | 0.9582
22089 | 7.28 | 1 | 2018-12-31 | 2019-12-31 | 365 | 8.3415 | 8 | 0.34148
22291 | 8.06 | 1 | 2018-12-31 | 2019-12-31 | 365 | 9.2352 | 9 | 0.23521
22295 | 6.24 | 1 | 2018-12-31 | 2019-12-31 | 365 | 7.1498 | 7 | 0.14984
19754 | 4.94 | 1 | 2018-12-31 | 2019-12-31 | 365 | 5.6603 | 5 | 0.66029
20024 | 4.94 | 1 | 2018-12-31 | 2019-12-31 | 365 | 5.6603 | 5 | 0.66029
19968 | 13.52 | 1 | 2018-12-31 | 2019-12-31 | 365 | 15.4913 | 15 | 0.49132
20005 | 4.16 | 1 | 2018-12-31 | 2019-12-31 | 365 | 4.7666 | 4 | 0.76656
17707 | 5.46 | 1 | 2018-12-31 | 2019-12-31 | 365 | 6.2561 | 6 | 0.25611
20604 | 9.36 | 1 | 2018-12-31 | 2019-12-31 | 365 | 10.7248 | 10 | 0.72476
20592 | 10.92 | 1 | 2018-12-31 | 2019-12-31 | 365 | 12.5122 | 12 | 0.51222
19733 | 13.26 | 1 | 2018-12-31 | 2019-12-31 | 365 | 15.1934 | 15 | 0.19341
23078 | 15.3 | 1 | 2018-12-31 | 2019-12-31 | 365 | 17.5309 | 17 | 0.53086
18457 | 5.2 | 1 | 2018-12-31 | 2019-12-31 | 365 | 5.9582 | 5 | 0.9582
17752 | 14.56 | 1 | 2018-12-31 | 2019-12-31 | 365 | 16.683 | 16 | 0.68296
18698 | 15.34 | 1 | 2018-12-31 | 2019-12-31 | 365 | 17.5767 | 17 | 0.57669
21921 | 6.24 | 1 | 2018-12-31 | 2019-12-31 | 365 | 7.1498 | 7 | 0.14984
21823 | 11.96 | 1 | 2018-12-31 | 2019-12-31 | 365 | 13.7039 | 13 | 0.70386
19553 | 8.84 | 1 | 2018-12-31 | 2019-12-31 | 365 | 10.1289 | 10 | 0.12894
22386 | 7.02 | 1 | 2018-12-31 | 2019-12-31 | 365 | 8.0436 | 8 | 0.043572
22430 | 12.74 | 1 | 2018-12-31 | 2019-12-31 | 365 | 14.5976 | 14 | 0.59759
22441 | 9.36 | 1 | 2018-12-31 | 2019-12-31 | 365 | 10.7248 | 10 | 0.72476
22444 | 13 | 1 | 2018-12-31 | 2019-12-31 | 365 | 14.8955 | 14 | 0.8955
22384 | 10.4 | 1 | 2018-12-31 | 2019-12-31 | 365 | 11.9164 | 11 | 0.9164
21102 | 5.2 | 1 | 2018-12-31 | 2019-12-31 | 365 | 5.9582 | 5 | 0.9582
20598 | 6.5 | 1 | 2018-12-31 | 2019-12-31 | 365 | 7.4478 | 7 | 0.44775
20664 | 7.8 | 1 | 2018-12-31 | 2019-12-31 | 365 | 8.9373 | 8 | 0.9373
22596 | 9.36 | 1 | 2018-12-31 | 2019-12-31 | 365 | 10.7248 | 10 | 0.72476
22615 | 13 | 1 | 2018-12-31 | 2019-12-31 | 365 | 14.8955 | 14 | 0.8955
22625 | 11.96 | 1 | 2018-12-31 | 2019-12-31 | 365 | 13.7039 | 13 | 0.70386
22802 | 10.4 | 1 | 2018-12-31 | 2019-12-31 | 365 | 11.9164 | 11 | 0.9164
22589 | 7.28 | 1 | 2018-12-31 | 2019-12-31 | 365 | 8.3415 | 8 | 0.34148
22021 | 8.06 | 1 | 2018-12-31 | 2019-12-31 | 365 | 9.2352 | 9 | 0.23521
23045 | 4.94 | 1 | 2018-12-31 | 2019-12-31 | 365 | 5.6603 | 5 | 0.66029
22793 | 9.36 | 1 | 2018-12-31 | 2019-12-31 | 365 | 10.7248 | 10 | 0.72476
20788 | 7.02 | 1 | 2018-12-31 | 2019-12-31 | 365 | 8.0436 | 8 | 0.043572
20885 | 2.34 | 1 | 2018-12-31 | 2019-12-31 | 365 | 2.6812 | 2 | 0.68119
21042 | 5.72 | 1 | 2018-12-31 | 2019-12-31 | 365 | 6.554 | 6 | 0.55402
21169 | 4.42 | 1 | 2018-12-31 | 2019-12-31 | 365 | 5.0645 | 5 | 0.064471
22098 | 6.24 | 1 | 2018-12-31 | 2019-12-31 | 365 | 7.1498 | 7 | 0.14984
22455 | 4.68 | 1 | 2018-12-31 | 2019-12-31 | 365 | 5.3624 | 5 | 0.36238
23150 | 6.24 | 1 | 2018-12-31 | 2019-12-31 | 365 | 7.1498 | 7 | 0.14984
23373 | 6.24 | 1 | 2018-12-31 | 2019-12-31 | 365 | 7.1498 | 7 | 0.14984
21927 | 6.5 | 1 | 2018-12-31 | 2019-12-31 | 365 | 7.4478 | 7 | 0.44775
23342 | 4.16 | 1 | 2018-12-31 | 2019-12-31 | 365 | 4.7666 | 4 | 0.76656
23160 | 10.4 | 1 | 2018-12-31 | 2019-12-31 | 365 | 11.9164 | 11 | 0.9164
22094 | 5.46 | 1 | 2018-12-31 | 2019-12-31 | 365 | 6.2561 | 6 | 0.25611
21577 | 4.16 | 1 | 2018-12-31 | 2019-12-31 | 365 | 4.7666 | 4 | 0.76656
20507 | 8.58 | 1 | 2018-12-31 | 2019-12-31 | 365 | 9.831 | 9 | 0.83103
21061 | 13.25 | 1 | 2018-12-31 | 2019-12-31 | 365 | 15.182 | 15 | 0.18196
22060 | 4.94 | 1 | 2018-12-31 | 2019-12-31 | 365 | 5.6603 | 5 | 0.66029
23572 | 10.92 | 1 | 2018-12-31 | 2019-12-31 | 365 | 12.5122 | 12 | 0.51222
23578 | 2.6 | 1 | 2018-12-31 | 2019-12-31 | 365 | 2.9791 | 2 | 0.9791
23608 | 8.32 | 1 | 2018-12-31 | 2019-12-31 | 365 | 9.5331 | 9 | 0.53312
23595 | 4.94 | 1 | 2018-12-31 | 2019-12-31 | 365 | 5.6603 | 5 | 0.66029
23607 | 9.36 | 1 | 2018-12-31 | 2019-12-31 | 365 | 10.7248 | 10 | 0.72476
23659 | 2.08 | 1 | 2018-12-31 | 2019-12-31 | 365 | 2.3833 | 2 | 0.38328
23751 | 2.6 | 1 | 2018-12-31 | 2019-12-31 | 365 | 2.9791 | 2 | 0.9791
23758 | 6.63 | 1 | 2018-12-31 | 2019-12-31 | 365 | 7.5967 | 7 | 0.59671
22105 | 6.24 | 1 | 2018-12-31 | 2019-12-31 | 365 | 7.1498 | 7 | 0.14984
23945 | 12.495 | 1 | 2018-12-31 | 2019-12-31 | 365 | 14.3169 | 14 | 0.31687
23575 | 5.46 | 1 | 2018-12-31 | 2019-12-31 | 365 | 6.2561 | 6 | 0.25611
22192 | 6.24 | 1 | 2018-12-31 | 2019-12-31 | 365 | 7.1498 | 7 | 0.14984
13503 | 2.45 | 1 | 2018-12-31 | 2019-12-31 | 365 | 2.8072 | 2 | 0.80723
20645 | 7.54 | 1 | 2018-12-31 | 2019-12-31 | 365 | 8.6394 | 8 | 0.63939
24091 | 7.8 | 1 | 2018-12-31 | 2019-12-31 | 365 | 8.9373 | 8 | 0.9373
14215 | 10.71 | 1 | 2018-12-31 | 2019-12-31 | 365 | 12.2716 | 12 | 0.2716
14162 | 13.75 | 1 | 2018-12-31 | 2019-12-31 | 365 | 15.7549 | 15 | 0.75486
24098 | 1.82 | 1 | 2018-12-31 | 2019-12-31 | 365 | 2.0854 | 2 | 0.085371
19876 | 15.81 | 1 | 2018-12-31 | 2019-12-31 | 365 | 18.1152 | 18 | 0.11522
22131 | 4.59 | 1 | 2018-12-31 | 2019-12-31 | 365 | 5.2593 | 5 | 0.25926
23610 | 4.68 | 1 | 2018-12-31 | 2019-12-31 | 365 | 5.3624 | 5 | 0.36238
23714 | 5.72 | 1 | 2018-12-31 | 2019-12-31 | 365 | 6.554 | 6 | 0.55402
23968 | 4.68 | 1 | 2018-12-31 | 2019-12-31 | 365 | 5.3624 | 5 | 0.36238
23587 | 6.76 | 1 | 2018-12-31 | 2019-12-31 | 365 | 7.7457 | 7 | 0.74566
23568 | 3.9 | 1 | 2018-12-31 | 2019-12-31 | 365 | 4.4687 | 4 | 0.46865
23593 | 5.98 | 1 | 2018-12-31 | 2019-12-31 | 365 | 6.8519 | 6 | 0.85193
23646 | 6.24 | 1 | 2018-12-31 | 2019-12-31 | 365 | 7.1498 | 7 | 0.14984
23665 | 3.9 | 1 | 2018-12-31 | 2019-12-31 | 365 | 4.4687 | 4 | 0.46865
23843 | 6.5 | 1 | 2018-12-31 | 2019-12-31 | 365 | 7.4478 | 7 | 0.44775
23851 | 3.9 | 1 | 2018-12-31 | 2019-12-31 | 365 | 4.4687 | 4 | 0.46865
23855 | 13 | 1 | 2018-12-31 | 2019-12-31 | 365 | 14.8955 | 14 | 0.8955
23943 | 9.36 | 1 | 2018-12-31 | 2019-12-31 | 365 | 10.7248 | 10 | 0.72476
23954 | 13 | 1 | 2018-12-31 | 2019-12-31 | 365 | 14.8955 | 14 | 0.8955
23946 | 15.08 | 1 | 2018-12-31 | 2019-12-31 | 365 | 17.2788 | 17 | 0.27878
23955 | 6.76 | 1 | 2018-12-31 | 2019-12-31 | 365 | 7.7457 | 7 | 0.74566
23959 | 11.18 | 1 | 2018-12-31 | 2019-12-31 | 365 | 12.8101 | 12 | 0.81013
24042 | 8.84 | 1 | 2018-12-31 | 2019-12-31 | 365 | 10.1289 | 10 | 0.12894
24014 | 7.8 | 1 | 2018-12-31 | 2019-12-31 | 365 | 8.9373 | 8 | 0.9373
24039 | 8.84 | 1 | 2018-12-31 | 2019-12-31 | 365 | 10.1289 | 10 | 0.12894
24052 | 5.61 | 1 | 2018-12-31 | 2019-12-31 | 365 | 6.428 | 6 | 0.42798
19978 | 7.28 | 1 | 2018-12-31 | 2019-12-31 | 365 | 8.3415 | 8 | 0.34148
20778 | 12.74 | 1 | 2018-12-31 | 2019-12-31 | 365 | 14.5976 | 14 | 0.59759
21216 | 3.38 | 1 | 2018-12-31 | 2019-12-31 | 365 | 3.8728 | 3 | 0.87283
20719 | 12.74 | 1 | 2018-12-31 | 2019-12-31 | 365 | 14.5976 | 14 | 0.59759
21028 | 4.42 | 1 | 2018-12-31 | 2019-12-31 | 365 | 5.0645 | 5 | 0.064471
17958 | 2.6 | 1 | 2018-12-31 | 2019-12-31 | 365 | 2.9791 | 2 | 0.9791
23950 | 4.68 | 1 | 2018-12-31 | 2019-12-31 | 365 | 5.3624 | 5 | 0.36238
24431 | 2.86 | 1 | 2018-12-31 | 2019-12-31 | 365 | 3.277 | 3 | 0.27701
24437 | 8.32 | 1 | 2018-12-31 | 2019-12-31 | 365 | 9.5331 | 9 | 0.53312
24533 | 2.08 | 1 | 2018-12-31 | 2019-12-31 | 365 | 2.3833 | 2 | 0.38328
24537 | 2.6 | 1 | 2018-12-31 | 2019-12-31 | 365 | 2.9791 | 2 | 0.9791
24538 | 8.84 | 1 | 2018-12-31 | 2019-12-31 | 365 | 10.1289 | 10 | 0.12894
24528 | 9.88 | 1 | 2018-12-31 | 2019-12-31 | 365 | 11.3206 | 11 | 0.32058
24715 | 6.12 | 1 | 2018-12-31 | 2019-12-31 | 365 | 7.0123 | 7 | 0.012345
24722 | 9.1 | 1 | 2018-12-31 | 2019-12-31 | 365 | 10.4269 | 10 | 0.42685
18395 | 6.24 | 1 | 2018-12-31 | 2019-12-31 | 365 | 7.1498 | 7 | 0.14984
18700 | 3.12 | 1 | 2018-12-31 | 2019-12-31 | 365 | 3.5749 | 3 | 0.57492
17783 | 12.24 | 1 | 2018-12-31 | 2019-12-31 | 365 | 14.0247 | 14 | 0.02469
16252 | 5.635 | 1 | 2018-12-31 | 2019-12-31 | 365 | 6.4566 | 6 | 0.45663
24168 | 3.38 | 1 | 2018-12-31 | 2019-12-31 | 365 | 3.8728 | 3 | 0.87283
24171 | 8.06 | 1 | 2018-12-31 | 2019-12-31 | 365 | 9.2352 | 9 | 0.23521
24179 | 8.84 | 1 | 2018-12-31 | 2019-12-31 | 365 | 10.1289 | 10 | 0.12894
24180 | 7.395 | 1 | 2018-12-31 | 2019-12-31 | 365 | 8.4733 | 8 | 0.47325
19734 | 4 | 1 | 2018-12-31 | 2019-12-31 | 365 | 4.5832 | 4 | 0.58323
23586 | 3.38 | 1 | 2018-12-31 | 2019-12-31 | 365 | 3.8728 | 3 | 0.87283
23687 | 6.63 | 1 | 2018-12-31 | 2019-12-31 | 365 | 7.5967 | 7 | 0.59671
24247 | 3.64 | 1 | 2018-12-31 | 2019-12-31 | 365 | 4.1707 | 4 | 0.17074
24256 | 7.28 | 1 | 2018-12-31 | 2019-12-31 | 365 | 8.3415 | 8 | 0.34148
25011 | 8.06 | 1 | 2018-12-31 | 2019-12-31 | 365 | 9.2352 | 9 | 0.23521
25013 | 3.825 | 1 | 2018-12-31 | 2019-12-31 | 365 | 4.3827 | 4 | 0.38272
25096 | 3.64 | 1 | 2018-12-31 | 2019-12-31 | 365 | 4.1707 | 4 | 0.17074
20554 | 4.16 | 1 | 2018-12-31 | 2019-12-31 | 365 | 4.7666 | 4 | 0.76656
21771 | 2.6 | 1 | 2018-12-31 | 2019-12-31 | 365 | 2.9791 | 2 | 0.9791
24444 | 3.315 | 1 | 2018-12-31 | 2019-12-31 | 365 | 3.7984 | 3 | 0.79835
24942 | 3.9 | 1 | 2018-12-31 | 2019-12-31 | 365 | 4.4687 | 4 | 0.46865
24951 | 5.2 | 1 | 2018-12-31 | 2019-12-31 | 365 | 5.9582 | 5 | 0.9582
24606 | 2.08 | 1 | 2018-12-31 | 2019-12-31 | 365 | 2.3833 | 2 | 0.38328
24608 | 3.64 | 1 | 2018-12-31 | 2019-12-31 | 365 | 4.1707 | 4 | 0.17074
16411 | 10.71 | 1 | 2018-12-31 | 2019-12-31 | 365 | 12.2716 | 12 | 0.2716
22284 | 6.5 | 1 | 2018-12-31 | 2019-12-31 | 365 | 7.4478 | 7 | 0.44775
17658 | 4.16 | 1 | 2018-12-31 | 2019-12-31 | 365 | 4.7666 | 4 | 0.76656
20597 | 4.42 | 1 | 2018-12-31 | 2019-12-31 | 365 | 5.0645 | 5 | 0.064471
24712 | 10.66 | 1 | 2018-12-31 | 2019-12-31 | 365 | 12.2143 | 12 | 0.21431
24099 | 7.28 | 1 | 2018-12-31 | 2019-12-31 | 365 | 8.3415 | 8 | 0.34148
24943 | 4.94 | 1 | 2018-12-31 | 2019-12-31 | 365 | 5.6603 | 5 | 0.66029
24946 | 4.16 | 1 | 2018-12-31 | 2019-12-31 | 365 | 4.7666 | 4 | 0.76656
24945 | 9.88 | 1 | 2018-12-31 | 2019-12-31 | 365 | 11.3206 | 11 | 0.32058
24950 | 9.36 | 1 | 2018-12-31 | 2019-12-31 | 365 | 10.7248 | 10 | 0.72476
24854 | 7.02 | 1 | 2018-12-31 | 2019-12-31 | 365 | 8.0436 | 8 | 0.043572
24859 | 8.06 | 1 | 2018-12-31 | 2019-12-31 | 365 | 9.2352 | 9 | 0.23521
25181 | 3.38 | 1 | 2018-12-31 | 2019-12-31 | 365 | 3.8728 | 3 | 0.87283
25553 | 12.48 | 1 | 2018-12-31 | 2019-12-31 | 365 | 14.2997 | 14 | 0.29968
25557 | 3.64 | 1 | 2018-12-31 | 2019-12-31 | 365 | 4.1707 | 4 | 0.17074
24529 | 10.92 | 1 | 2018-12-31 | 2019-12-31 | 365 | 12.5122 | 12 | 0.51222
24527 | 9.1 | 1 | 2018-12-31 | 2019-12-31 | 365 | 10.4269 | 10 | 0.42685
26666 | 8.06 | 1 | 2018-12-31 | 2019-12-31 | 365 | 9.2352 | 9 | 0.23521
26665 | 5.2 | 1 | 2018-12-31 | 2019-12-31 | 365 | 5.9582 | 5 | 0.9582
26670 | 3.38 | 1 | 2018-12-31 | 2019-12-31 | 365 | 3.8728 | 3 | 0.87283
26673 | 6.37 | 1 | 2018-12-31 | 2019-12-31 | 365 | 7.2988 | 7 | 0.2988
26667 | 6.5 | 1 | 2018-12-31 | 2019-12-31 | 365 | 7.4478 | 7 | 0.44775
26676 | 9.36 | 1 | 2018-12-31 | 2019-12-31 | 365 | 10.7248 | 10 | 0.72476
26696 | 3.9 | 1 | 2018-12-31 | 2019-12-31 | 365 | 4.4687 | 4 | 0.46865
26686 | 7.28 | 1 | 2018-12-31 | 2019-12-31 | 365 | 8.3415 | 8 | 0.34148
26705 | 13.26 | 1 | 2018-12-31 | 2019-12-31 | 365 | 15.1934 | 15 | 0.19341
26687 | 3.64 | 1 | 2018-12-31 | 2019-12-31 | 365 | 4.1707 | 4 | 0.17074
26717 | 7.5 | 1 | 2018-12-31 | 2019-12-31 | 365 | 8.5936 | 8 | 0.59356
26699 | 4.42 | 1 | 2018-12-31 | 2019-12-31 | 365 | 5.0645 | 5 | 0.064471
23589 | 6.63 | 1 | 2018-12-31 | 2019-12-31 | 365 | 7.5967 | 7 | 0.59671
24598 | 5.46 | 1 | 2018-12-31 | 2019-12-31 | 365 | 6.2561 | 6 | 0.25611
24600 | 6.5 | 1 | 2018-12-31 | 2019-12-31 | 365 | 7.4478 | 7 | 0.44775
24604 | 7.28 | 1 | 2018-12-31 | 2019-12-31 | 365 | 8.3415 | 8 | 0.34148
21069 | 3.9 | 1 | 2018-12-31 | 2019-12-31 | 365 | 4.4687 | 4 | 0.46865
21218 | 10.4 | 1 | 2018-12-31 | 2019-12-31 | 365 | 11.9164 | 11 | 0.9164
22604 | 5.2 | 1 | 2018-12-31 | 2019-12-31 | 365 | 5.9582 | 5 | 0.9582
26761 | 7.28 | 1 | 2018-12-31 | 2019-12-31 | 365 | 8.3415 | 8 | 0.34148
25206 | 11.7 | 1 | 2018-12-31 | 2019-12-31 | 365 | 13.406 | 13 | 0.40595
25531 | 4.16 | 1 | 2018-12-31 | 2019-12-31 | 365 | 4.7666 | 4 | 0.76656
25526 | 2.86 | 1 | 2018-12-31 | 2019-12-31 | 365 | 3.277 | 3 | 0.27701
25564 | 11.44 | 1 | 2018-12-31 | 2019-12-31 | 365 | 13.108 | 13 | 0.10804
26767 | 5.72 | 1 | 2018-12-31 | 2019-12-31 | 365 | 6.554 | 6 | 0.55402
26771 | 2.34 | 1 | 2018-12-31 | 2019-12-31 | 365 | 2.6812 | 2 | 0.68119
26775 | 4.94 | 1 | 2018-12-31 | 2019-12-31 | 365 | 5.6603 | 5 | 0.66029
21419 | 6.63 | 1 | 2018-12-31 | 2019-12-31 | 365 | 7.5967 | 7 | 0.59671
22191 | 8.16 | 1 | 2018-12-31 | 2019-12-31 | 365 | 9.3498 | 9 | 0.34979
23939 | 6.885 | 1 | 2018-12-31 | 2019-12-31 | 365 | 7.8889 | 7 | 0.88889
26860 | 5.2 | 1 | 2018-12-31 | 2019-12-31 | 365 | 5.9582 | 5 | 0.9582
25579 | 5.72 | 1 | 2018-12-31 | 2019-12-31 | 365 | 6.554 | 6 | 0.55402
26863 | 7.02 | 1 | 2018-12-31 | 2019-12-31 | 365 | 8.0436 | 8 | 0.043572
25591 | 3.64 | 1 | 2018-12-31 | 2019-12-31 | 365 | 4.1707 | 4 | 0.17074
26877 | 8.32 | 1 | 2018-12-31 | 2019-12-31 | 365 | 9.5331 | 9 | 0.53312
21078 | 5.2 | 1 | 2018-12-31 | 2019-12-31 | 365 | 5.9582 | 5 | 0.9582
23104 | 8.06 | 1 | 2018-12-31 | 2019-12-31 | 365 | 9.2352 | 9 | 0.23521
23650 | 5.72 | 1 | 2018-12-31 | 2019-12-31 | 365 | 6.554 | 6 | 0.55402
23916 | 9.1 | 1 | 2018-12-31 | 2019-12-31 | 365 | 10.4269 | 10 | 0.42685
20831 | 10.4 | 1 | 2018-12-31 | 2019-12-31 | 365 | 11.9164 | 11 | 0.9164
23932 | 5.72 | 1 | 2018-12-31 | 2019-12-31 | 365 | 6.554 | 6 | 0.55402
24038 | 4.68 | 1 | 2018-12-31 | 2019-12-31 | 365 | 5.3624 | 5 | 0.36238
24020 | 6.76 | 1 | 2018-12-31 | 2019-12-31 | 365 | 7.7457 | 7 | 0.74566
24025 | 8.32 | 1 | 2018-12-31 | 2019-12-31 | 365 | 9.5331 | 9 | 0.53312
26926 | 2.94 | 1 | 2018-12-31 | 2019-12-31 | 365 | 3.3687 | 3 | 0.36868
27168 | 4.16 | 1 | 2018-12-31 | 2019-12-31 | 365 | 4.7666 | 4 | 0.76656
25590 | 7.02 | 1 | 2018-12-31 | 2019-12-31 | 365 | 8.0436 | 8 | 0.043572
22411 | 4.68 | 1 | 2018-12-31 | 2019-12-31 | 365 | 5.3624 | 5 | 0.36238
26979 | 3.9 | 1 | 2018-12-31 | 2019-12-31 | 365 | 4.4687 | 4 | 0.46865
25529 | 4.16 | 1 | 2018-12-31 | 2019-12-31 | 365 | 4.7666 | 4 | 0.76656
27223 | 6.76 | 1 | 2018-12-31 | 2019-12-31 | 365 | 7.7457 | 7 | 0.74566
27219 | 3.12 | 1 | 2018-12-31 | 2019-12-31 | 365 | 3.5749 | 3 | 0.57492
26663 | 10.66 | 1 | 2018-12-31 | 2019-12-31 | 365 | 12.2143 | 12 | 0.21431
25424 | 12.22 | 1 | 2018-12-31 | 2019-12-31 | 365 | 14.0018 | 14 | 0.0017738
25584 | 7.54 | 1 | 2018-12-31 | 2019-12-31 | 365 | 8.6394 | 8 | 0.63939
25632 | 7.8 | 1 | 2018-12-31 | 2019-12-31 | 365 | 8.9373 | 8 | 0.9373
22025 | 6.24 | 1 | 2018-12-31 | 2019-12-31 | 365 | 7.1498 | 7 | 0.14984
22086 | 6.5 | 1 | 2018-12-31 | 2019-12-31 | 365 | 7.4478 | 7 | 0.44775
22078 | 8.58 | 1 | 2018-12-31 | 2019-12-31 | 365 | 9.831 | 9 | 0.83103
22387 | 5.2 | 1 | 2018-12-31 | 2019-12-31 | 365 | 5.9582 | 5 | 0.9582
15877 | 8.16 | 1 | 2018-12-31 | 2019-12-31 | 365 | 9.3498 | 9 | 0.34979
16958 | 5.72 | 1 | 2018-12-31 | 2019-12-31 | 365 | 6.554 | 6 | 0.55402
14184 | 10.2 | 1 | 2018-12-31 | 2019-12-31 | 365 | 11.6872 | 11 | 0.68724
14183 | 13.515 | 1 | 2018-12-31 | 2019-12-31 | 365 | 15.4856 | 15 | 0.4856
27454 | 3.825 | 1 | 2018-12-31 | 2019-12-31 | 365 | 4.3827 | 4 | 0.38272
16892 | 5.355 | 1 | 2018-12-31 | 2019-12-31 | 365 | 6.1358 | 6 | 0.1358
16869 | 11.73 | 1 | 2018-12-31 | 2019-12-31 | 365 | 13.4403 | 13 | 0.44033
16858 | 3.825 | 1 | 2018-12-31 | 2019-12-31 | 365 | 4.3827 | 4 | 0.38272
16827 | 15.81 | 1 | 2018-12-31 | 2019-12-31 | 365 | 18.1152 | 18 | 0.11522
16766 | 6.63 | 1 | 2018-12-31 | 2019-12-31 | 365 | 7.5967 | 7 | 0.59671
14197 | 11.73 | 1 | 2018-12-31 | 2019-12-31 | 365 | 13.4403 | 13 | 0.44033
16387 | 11.475 | 1 | 2018-12-31 | 2019-12-31 | 365 | 13.1481 | 13 | 0.14815
16086 | 7.65 | 1 | 2018-12-31 | 2019-12-31 | 365 | 8.7654 | 8 | 0.76543
13853 | 7.14 | 1 | 2018-12-31 | 2019-12-31 | 365 | 8.1811 | 8 | 0.18107
14034 | 5.61 | 1 | 2018-12-31 | 2019-12-31 | 365 | 6.428 | 6 | 0.42798
13590 | 4.59 | 1 | 2018-12-31 | 2019-12-31 | 365 | 5.2593 | 5 | 0.25926
16538 | 2.86 | 1 | 2018-12-31 | 2019-12-31 | 365 | 3.277 | 3 | 0.27701
16496 | 4.08 | 1 | 2018-12-31 | 2019-12-31 | 365 | 4.6749 | 4 | 0.6749
16498 | 7.395 | 1 | 2018-12-31 | 2019-12-31 | 365 | 8.4733 | 8 | 0.47325
16048 | 5.61 | 1 | 2018-12-31 | 2019-12-31 | 365 | 6.428 | 6 | 0.42798
15863 | 3.315 | 1 | 2018-12-31 | 2019-12-31 | 365 | 3.7984 | 3 | 0.79835
15811 | 6.12 | 1 | 2018-12-31 | 2019-12-31 | 365 | 7.0123 | 7 | 0.012345
14284 | 9.18 | 1 | 2018-12-31 | 2019-12-31 | 365 | 10.5185 | 10 | 0.51852
14354 | 6.5 | 1 | 2018-12-31 | 2019-12-31 | 365 | 7.4478 | 7 | 0.44775
14405 | 5.635 | 1 | 2018-12-31 | 2019-12-31 | 365 | 6.4566 | 6 | 0.45663
14614 | 6.125 | 1 | 2018-12-31 | 2019-12-31 | 365 | 7.0181 | 7 | 0.018074
14571 | 7.905 | 1 | 2018-12-31 | 2019-12-31 | 365 | 9.0576 | 9 | 0.057612
15943 | 6.75 | 1 | 2018-12-31 | 2019-12-31 | 365 | 7.7342 | 7 | 0.7342
15151 | 3.825 | 1 | 2018-12-31 | 2019-12-31 | 365 | 4.3827 | 4 | 0.38272
15034 | 1.53 | 1 | 2018-12-31 | 2019-12-31 | 365 | 1.7531 | 1 | 0.75309
14916 | 5.355 | 1 | 2018-12-31 | 2019-12-31 | 365 | 6.1358 | 6 | 0.1358
14665 | 4.335 | 1 | 2018-12-31 | 2019-12-31 | 365 | 4.9671 | 4 | 0.96708
14865 | 5.355 | 1 | 2018-12-31 | 2019-12-31 | 365 | 6.1358 | 6 | 0.1358
14881 | 3.06 | 1 | 2018-12-31 | 2019-12-31 | 365 | 3.5062 | 3 | 0.50617
14866 | 10.4 | 1 | 2018-12-31 | 2019-12-31 | 365 | 11.9164 | 11 | 0.9164
22631 | 4.94 | 1 | 2018-12-31 | 2019-12-31 | 365 | 5.6603 | 5 | 0.66029
27383 | 8.415 | 1 | 2018-12-31 | 2019-12-31 | 365 | 9.642 | 9 | 0.64197
27398 | 6.375 | 1 | 2018-12-31 | 2019-12-31 | 365 | 7.3045 | 7 | 0.30453
15724 | 11.985 | 1 | 2018-12-31 | 2019-12-31 | 365 | 13.7325 | 13 | 0.73251
22558 | 10.14 | 1 | 2018-12-31 | 2019-12-31 | 365 | 11.6185 | 11 | 0.61849
22565 | 5.2 | 1 | 2018-12-31 | 2019-12-31 | 365 | 5.9582 | 5 | 0.9582
27390 | 10.71 | 1 | 2018-12-31 | 2019-12-31 | 365 | 12.2716 | 12 | 0.2716
27404 | 6.885 | 1 | 2018-12-31 | 2019-12-31 | 365 | 7.8889 | 7 | 0.88889
27367 | 4.335 | 1 | 2018-12-31 | 2019-12-31 | 365 | 4.9671 | 4 | 0.96708
22797 | 8.06 | 1 | 2018-12-31 | 2019-12-31 | 365 | 9.2352 | 9 | 0.23521
23061 | 11.44 | 1 | 2018-12-31 | 2019-12-31 | 365 | 13.108 | 13 | 0.10804
23152 | 4.68 | 1 | 2018-12-31 | 2019-12-31 | 365 | 5.3624 | 5 | 0.36238
12790 | 4.08 | 1 | 2018-12-31 | 2019-12-31 | 365 | 4.6749 | 4 | 0.6749
27364 | 9.18 | 1 | 2018-12-31 | 2019-12-31 | 365 | 10.5185 | 10 | 0.51852
27373 | 6.63 | 1 | 2018-12-31 | 2019-12-31 | 365 | 7.5967 | 7 | 0.59671
27394 | 8.75 | 1 | 2018-12-31 | 2019-12-31 | 365 | 10.0258 | 10 | 0.02582
27413 | 6.12 | 1 | 2018-12-31 | 2019-12-31 | 365 | 7.0123 | 7 | 0.012345
27365 | 8.67 | 1 | 2018-12-31 | 2019-12-31 | 365 | 9.9342 | 9 | 0.93416
23348 | 5.2 | 1 | 2018-12-31 | 2019-12-31 | 365 | 5.9582 | 5 | 0.9582
27384 | 7.905 | 1 | 2018-12-31 | 2019-12-31 | 365 | 9.0576 | 9 | 0.057612
27399 | 10.2 | 1 | 2018-12-31 | 2019-12-31 | 365 | 11.6872 | 11 | 0.68724
27377 | 3.06 | 1 | 2018-12-31 | 2019-12-31 | 365 | 3.5062 | 3 | 0.50617
27382 | 6 | 1 | 2018-12-31 | 2019-12-31 | 365 | 6.8748 | 6 | 0.87485
27381 | 7.65 | 1 | 2018-12-31 | 2019-12-31 | 365 | 8.7654 | 8 | 0.76543
27503 | 4.335 | 1 | 2018-12-31 | 2019-12-31 | 365 | 4.9671 | 4 | 0.96708
21714 | 11.7 | 1 | 2018-12-31 | 2019-12-31 | 365 | 13.406 | 13 | 0.40595
27581 | 4.16 | 1 | 2018-12-31 | 2019-12-31 | 365 | 4.7666 | 4 | 0.76656
27472 | 3 | 1 | 2018-12-31 | 2019-12-31 | 365 | 3.4374 | 3 | 0.43742
27506 | 7.02 | 1 | 2018-12-31 | 2019-12-31 | 365 | 8.0436 | 8 | 0.043572
27515 | 7 | 1 | 2018-12-31 | 2019-12-31 | 365 | 8.0207 | 8 | 0.020656
24861 | 6.24 | 1 | 2018-12-31 | 2019-12-31 | 365 | 7.1498 | 7 | 0.14984
24534 | 3.9 | 1 | 2018-12-31 | 2019-12-31 | 365 | 4.4687 | 4 | 0.46865
25528 | 9.1 | 1 | 2018-12-31 | 2019-12-31 | 365 | 10.4269 | 10 | 0.42685
24535 | 5.2 | 1 | 2018-12-31 | 2019-12-31 | 365 | 5.9582 | 5 | 0.9582
25216 | 6.76 | 1 | 2018-12-31 | 2019-12-31 | 365 | 7.7457 | 7 | 0.74566
25220 | 5.46 | 1 | 2018-12-31 | 2019-12-31 | 365 | 6.2561 | 6 | 0.25611
24531 | 5.46 | 1 | 2018-12-31 | 2019-12-31 | 365 | 6.2561 | 6 | 0.25611
21876 | 3.9 | 1 | 2018-12-31 | 2019-12-31 | 365 | 4.4687 | 4 | 0.46865
24726 | 7.8 | 1 | 2018-12-31 | 2019-12-31 | 365 | 8.9373 | 8 | 0.9373
18574 | 4.16 | 1 | 2018-12-31 | 2019-12-31 | 365 | 4.7666 | 4 | 0.76656
24855 | 9.62 | 1 | 2018-12-31 | 2019-12-31 | 365 | 11.0227 | 11 | 0.022673
25422 | 4.42 | 1 | 2018-12-31 | 2019-12-31 | 365 | 5.0645 | 5 | 0.064471
21518 | 6.24 | 1 | 2018-12-31 | 2019-12-31 | 365 | 7.1498 | 7 | 0.14984
21047 | 5.72 | 1 | 2018-12-31 | 2019-12-31 | 365 | 6.554 | 6 | 0.55402
21779 | 6.5 | 1 | 2018-12-31 | 2019-12-31 | 365 | 7.4478 | 7 | 0.44775
24238 | 10.66 | 1 | 2018-12-31 | 2019-12-31 | 365 | 12.2143 | 12 | 0.21431
21809 | 5.2 | 1 | 2018-12-31 | 2019-12-31 | 365 | 5.9582 | 5 | 0.9582
25221 | 3.9 | 1 | 2018-12-31 | 2019-12-31 | 365 | 4.4687 | 4 | 0.46865
25627 | 2.86 | 1 | 2018-12-31 | 2019-12-31 | 365 | 3.277 | 3 | 0.27701
25655 | 6.12 | 1 | 2018-12-31 | 2019-12-31 | 365 | 7.0123 | 7 | 0.012345
25587 | 3.57 | 1 | 2018-12-31 | 2019-12-31 | 365 | 4.0905 | 4 | 0.090535
25770 | 10.92 | 1 | 2018-12-31 | 2019-12-31 | 365 | 12.5122 | 12 | 0.51222
24151 | 5.98 | 1 | 2018-12-31 | 2019-12-31 | 365 | 6.8519 | 6 | 0.85193
24161 | 3.64 | 1 | 2018-12-31 | 2019-12-31 | 365 | 4.1707 | 4 | 0.17074
24153 | 7.8 | 1 | 2018-12-31 | 2019-12-31 | 365 | 8.9373 | 8 | 0.9373
27386 | 5.355 | 1 | 2018-12-31 | 2019-12-31 | 365 | 6.1358 | 6 | 0.1358
17419 | 13.26 | 1 | 2018-12-31 | 2019-12-31 | 365 | 15.1934 | 15 | 0.19341
17550 | 2.6 | 1 | 2018-12-31 | 2019-12-31 | 365 | 2.9791 | 2 | 0.9791
17372 | 8.925 | 1 | 2018-12-31 | 2019-12-31 | 365 | 10.2263 | 10 | 0.22634
17523 | 2.55 | 1 | 2018-12-31 | 2019-12-31 | 365 | 2.9218 | 2 | 0.92181
17554 | 4.59 | 1 | 2018-12-31 | 2019-12-31 | 365 | 5.2593 | 5 | 0.25926
17655 | 5.865 | 1 | 2018-12-31 | 2019-12-31 | 365 | 6.7202 | 6 | 0.72016
17542 | 2.6 | 1 | 2018-12-31 | 2019-12-31 | 365 | 2.9791 | 2 | 0.9791
27487 | 8.25 | 1 | 2018-12-31 | 2019-12-31 | 365 | 9.4529 | 9 | 0.45292
27496 | 6.75 | 1 | 2018-12-31 | 2019-12-31 | 365 | 7.7342 | 7 | 0.7342
27498 | 10.2 | 1 | 2018-12-31 | 2019-12-31 | 365 | 11.6872 | 11 | 0.68724
17616 | 8.58 | 1 | 2018-12-31 | 2019-12-31 | 365 | 9.831 | 9 | 0.83103
25102 | 5.2 | 1 | 2018-12-31 | 2019-12-31 | 365 | 5.9582 | 5 | 0.9582
17593 | 5.39 | 1 | 2018-12-31 | 2019-12-31 | 365 | 6.1759 | 6 | 0.17591
27501 | 5.61 | 1 | 2018-12-31 | 2019-12-31 | 365 | 6.428 | 6 | 0.42798
24245 | 7.54 | 1 | 2018-12-31 | 2019-12-31 | 365 | 8.6394 | 8 | 0.63939
17642 | 5.355 | 1 | 2018-12-31 | 2019-12-31 | 365 | 6.1358 | 6 | 0.1358
27505 | 6.63 | 1 | 2018-12-31 | 2019-12-31 | 365 | 7.5967 | 7 | 0.59671
17865 | 9.435 | 1 | 2018-12-31 | 2019-12-31 | 365 | 10.8107 | 10 | 0.8107
27507 | 6.24 | 1 | 2018-12-31 | 2019-12-31 | 365 | 7.1498 | 7 | 0.14984
17717 | 3.06 | 1 | 2018-12-31 | 2019-12-31 | 365 | 3.5062 | 3 | 0.50617
17891 | 8.06 | 1 | 2018-12-31 | 2019-12-31 | 365 | 9.2352 | 9 | 0.23521
27508 | 14.3 | 1 | 2018-12-31 | 2019-12-31 | 365 | 16.3851 | 16 | 0.38505
27530 | 5.1 | 1 | 2018-12-31 | 2019-12-31 | 365 | 5.8436 | 5 | 0.84362
18074 | 5.61 | 1 | 2018-12-31 | 2019-12-31 | 365 | 6.428 | 6 | 0.42798
17992 | 4.08 | 1 | 2018-12-31 | 2019-12-31 | 365 | 4.6749 | 4 | 0.6749
24122 | 9.1 | 1 | 2018-12-31 | 2019-12-31 | 365 | 10.4269 | 10 | 0.42685
25210 | 7.28 | 1 | 2018-12-31 | 2019-12-31 | 365 | 8.3415 | 8 | 0.34148
24422 | 7.02 | 1 | 2018-12-31 | 2019-12-31 | 365 | 8.0436 | 8 | 0.043572
18112 | 13.78 | 1 | 2018-12-31 | 2019-12-31 | 365 | 15.7892 | 15 | 0.78923
18278 | 5.72 | 1 | 2018-12-31 | 2019-12-31 | 365 | 6.554 | 6 | 0.55402
18132 | 4.94 | 1 | 2018-12-31 | 2019-12-31 | 365 | 5.6603 | 5 | 0.66029
27397 | 7.905 | 1 | 2018-12-31 | 2019-12-31 | 365 | 9.0576 | 9 | 0.057612
20017 | 3.12 | 1 | 2018-12-31 | 2019-12-31 | 365 | 3.5749 | 3 | 0.57492
20635 | 6.24 | 1 | 2018-12-31 | 2019-12-31 | 365 | 7.1498 | 7 | 0.14984
20650 | 7.8 | 1 | 2018-12-31 | 2019-12-31 | 365 | 8.9373 | 8 | 0.9373
21025 | 4.68 | 1 | 2018-12-31 | 2019-12-31 | 365 | 5.3624 | 5 | 0.36238
21105 | 10.14 | 1 | 2018-12-31 | 2019-12-31 | 365 | 11.6185 | 11 | 0.61849
21213 | 5.72 | 1 | 2018-12-31 | 2019-12-31 | 365 | 6.554 | 6 | 0.55402
21442 | 6.5 | 1 | 2018-12-31 | 2019-12-31 | 365 | 7.4478 | 7 | 0.44775
20638 | 7.02 | 1 | 2018-12-31 | 2019-12-31 | 365 | 8.0436 | 8 | 0.043572
21812 | 11.96 | 1 | 2018-12-31 | 2019-12-31 | 365 | 13.7039 | 13 | 0.70386
21911 | 5.2 | 1 | 2018-12-31 | 2019-12-31 | 365 | 5.9582 | 5 | 0.9582
22071 | 7.54 | 1 | 2018-12-31 | 2019-12-31 | 365 | 8.6394 | 8 | 0.63939
22406 | 7.54 | 1 | 2018-12-31 | 2019-12-31 | 365 | 8.6394 | 8 | 0.63939
22408 | 8.32 | 1 | 2018-12-31 | 2019-12-31 | 365 | 9.5331 | 9 | 0.53312
22091 | 7.02 | 1 | 2018-12-31 | 2019-12-31 | 365 | 8.0436 | 8 | 0.043572
22000 | 4.68 | 1 | 2018-12-31 | 2019-12-31 | 365 | 5.3624 | 5 | 0.36238
27436 | 6.885 | 1 | 2018-12-31 | 2019-12-31 | 365 | 7.8889 | 7 | 0.88889
27438 | 4.16 | 1 | 2018-12-31 | 2019-12-31 | 365 | 4.7666 | 4 | 0.76656
27513 | 6.63 | 1 | 2018-12-31 | 2019-12-31 | 365 | 7.5967 | 7 | 0.59671
27444 | 7.905 | 1 | 2018-12-31 | 2019-12-31 | 365 | 9.0576 | 9 | 0.057612
27516 | 7.905 | 1 | 2018-12-31 | 2019-12-31 | 365 | 9.0576 | 9 | 0.057612
27442 | 4 | 1 | 2018-12-31 | 2019-12-31 | 365 | 4.5832 | 4 | 0.58323
27431 | 6.375 | 1 | 2018-12-31 | 2019-12-31 | 365 | 7.3045 | 7 | 0.30453
27451 | 10.78 | 1 | 2018-12-31 | 2019-12-31 | 365 | 12.3518 | 12 | 0.35181
27452 | 4.08 | 1 | 2018-12-31 | 2019-12-31 | 365 | 4.6749 | 4 | 0.6749
27456 | 7.02 | 1 | 2018-12-31 | 2019-12-31 | 365 | 8.0436 | 8 | 0.043572
27457 | 6.375 | 1 | 2018-12-31 | 2019-12-31 | 365 | 7.3045 | 7 | 0.30453
27499 | 4.08 | 1 | 2018-12-31 | 2019-12-31 | 365 | 4.6749 | 4 | 0.6749
27495 | 8.925 | 1 | 2018-12-31 | 2019-12-31 | 365 | 10.2263 | 10 | 0.22634
27504 | 11.22 | 1 | 2018-12-31 | 2019-12-31 | 365 | 12.856 | 12 | 0.85597
27512 | 3.825 | 1 | 2018-12-31 | 2019-12-31 | 365 | 4.3827 | 4 | 0.38272
27521 | 8.32 | 1 | 2018-12-31 | 2019-12-31 | 365 | 9.5331 | 9 | 0.53312
27526 | 4.08 | 1 | 2018-12-31 | 2019-12-31 | 365 | 4.6749 | 4 | 0.6749
27463 | 6.12 | 1 | 2018-12-31 | 2019-12-31 | 365 | 7.0123 | 7 | 0.012345
27460 | 3.825 | 1 | 2018-12-31 | 2019-12-31 | 365 | 4.3827 | 4 | 0.38272
26997 | 29.58 | 0.9 | 2018-12-31 | 2019-12-31 | 365 | 30.5037 | 30 | 0.5037
27466 | 2.295 | 1 | 2018-12-31 | 2019-12-31 | 365 | 2.6296 | 2 | 0.62963
27536 | 9.435 | 1 | 2018-12-31 | 2019-12-31 | 365 | 10.8107 | 10 | 0.8107
27393 | 13.005 | 1 | 2018-12-31 | 2019-12-31 | 365 | 14.9012 | 14 | 0.90123
27400 | 6.885 | 1 | 2018-12-31 | 2019-12-31 | 365 | 7.8889 | 7 | 0.88889
27410 | 7.65 | 1 | 2018-12-31 | 2019-12-31 | 365 | 8.7654 | 8 | 0.76543
27403 | 10.455 | 1 | 2018-12-31 | 2019-12-31 | 365 | 11.9794 | 11 | 0.97942
27406 | 6.12 | 1 | 2018-12-31 | 2019-12-31 | 365 | 7.0123 | 7 | 0.012345
27411 | 7.905 | 1 | 2018-12-31 | 2019-12-31 | 365 | 9.0576 | 9 | 0.057612
27391 | 3.5 | 1 | 2018-12-31 | 2019-12-31 | 365 | 4.0103 | 4 | 0.010328
27412 | 8.16 | 1 | 2018-12-31 | 2019-12-31 | 365 | 9.3498 | 9 | 0.34979
27409 | 5.865 | 1 | 2018-12-31 | 2019-12-31 | 365 | 6.7202 | 6 | 0.72016
27402 | 10.2 | 1 | 2018-12-31 | 2019-12-31 | 365 | 11.6872 | 11 | 0.68724
27561 | 3.75 | 1 | 2018-12-31 | 2019-12-31 | 365 | 4.2968 | 4 | 0.29678
27565 | 8.415 | 1 | 2018-12-31 | 2019-12-31 | 365 | 9.642 | 9 | 0.64197
27551 | 3.64 | 1 | 2018-12-31 | 2019-12-31 | 365 | 4.1707 | 4 | 0.17074
27427 | 6.63 | 1 | 2018-12-31 | 2019-12-31 | 365 | 7.5967 | 7 | 0.59671
26763 | 6.24 | 1 | 2018-12-31 | 2019-12-31 | 365 | 7.1498 | 7 | 0.14984
23594 | 5.98 | 1 | 2018-12-31 | 2019-12-31 | 365 | 6.8519 | 6 | 0.85193
27418 | 11.475 | 1 | 2018-12-31 | 2019-12-31 | 365 | 13.1481 | 13 | 0.14815
23591 | 9.1 | 1 | 2018-12-31 | 2019-12-31 | 365 | 10.4269 | 10 | 0.42685
27417 | 6.12 | 1 | 2018-12-31 | 2019-12-31 | 365 | 7.0123 | 7 | 0.012345
27428 | 11.985 | 1 | 2018-12-31 | 2019-12-31 | 365 | 13.7325 | 13 | 0.73251
24019 | 5.2 | 1 | 2018-12-31 | 2019-12-31 | 365 | 5.9582 | 5 | 0.9582
27420 | 9.69 | 1 | 2018-12-31 | 2019-12-31 | 365 | 11.1029 | 11 | 0.10288
23573 | 13 | 1 | 2018-12-31 | 2019-12-31 | 365 | 14.8955 | 14 | 0.8955
27439 | 7.395 | 1 | 2018-12-31 | 2019-12-31 | 365 | 8.4733 | 8 | 0.47325
27443 | 5.75 | 1 | 2018-12-31 | 2019-12-31 | 365 | 6.5884 | 6 | 0.5884
25016 | 4.42 | 1 | 2018-12-31 | 2019-12-31 | 365 | 5.0645 | 5 | 0.064471
18311 | 8.16 | 1 | 2018-12-31 | 2019-12-31 | 365 | 9.3498 | 9 | 0.34979
18076 | 8.84 | 1 | 2018-12-31 | 2019-12-31 | 365 | 10.1289 | 10 | 0.12894
19740 | 5.46 | 1 | 2018-12-31 | 2019-12-31 | 365 | 6.2561 | 6 | 0.25611
19775 | 3.25 | 1 | 2018-12-31 | 2019-12-31 | 365 | 3.7239 | 3 | 0.72388
19821 | 9.62 | 1 | 2018-12-31 | 2019-12-31 | 365 | 11.0227 | 11 | 0.022673
18465 | 2.805 | 1 | 2018-12-31 | 2019-12-31 | 365 | 3.214 | 3 | 0.21399
19535 | 5.2 | 1 | 2018-12-31 | 2019-12-31 | 365 | 5.9582 | 5 | 0.9582
19772 | 11.22 | 1 | 2018-12-31 | 2019-12-31 | 365 | 12.856 | 12 | 0.85597
18790 | 1.715 | 1 | 2018-12-31 | 2019-12-31 | 365 | 1.9651 | 1 | 0.96506
27529 | 5.72 | 1 | 2018-12-31 | 2019-12-31 | 365 | 6.554 | 6 | 0.55402
18787 | 4.75 | 1 | 2018-12-31 | 2019-12-31 | 365 | 5.4426 | 5 | 0.44259
18320 | 5.61 | 1 | 2018-12-31 | 2019-12-31 | 365 | 6.428 | 6 | 0.42798
27575 | 6 | 1 | 2018-12-31 | 2019-12-31 | 365 | 6.8748 | 6 | 0.87485
18733 | 5.1 | 1 | 2018-12-31 | 2019-12-31 | 365 | 5.8436 | 5 | 0.84362
27514 | 5.72 | 1 | 2018-12-31 | 2019-12-31 | 365 | 6.554 | 6 | 0.55402
18391 | 5.865 | 1 | 2018-12-31 | 2019-12-31 | 365 | 6.7202 | 6 | 0.72016
23108 | 5.46 | 1 | 2018-12-31 | 2019-12-31 | 365 | 6.2561 | 6 | 0.25611
27543 | 9.435 | 1 | 2018-12-31 | 2019-12-31 | 365 | 10.8107 | 10 | 0.8107
28051 | 12.74 | 1 | 2018-12-31 | 2019-12-31 | 365 | 14.5976 | 14 | 0.59759
23580 | 8.32 | 1 | 2018-12-31 | 2019-12-31 | 365 | 9.5331 | 9 | 0.53312
21085 | 9.36 | 1 | 2018-12-31 | 2019-12-31 | 365 | 10.7248 | 10 | 0.72476
13315 | 8.25 | 1 | 2018-12-31 | 2019-12-31 | 365 | 9.4529 | 9 | 0.45292
27517 | 5.865 | 1 | 2018-12-31 | 2019-12-31 | 365 | 6.7202 | 6 | 0.72016
23391 | 7.28 | 1 | 2018-12-31 | 2019-12-31 | 365 | 8.3415 | 8 | 0.34148
22003 | 7.28 | 1 | 2018-12-31 | 2019-12-31 | 365 | 8.3415 | 8 | 0.34148
23716 | 5.2 | 1 | 2018-12-31 | 2019-12-31 | 365 | 5.9582 | 5 | 0.9582
24030 | 5.2 | 1 | 2018-12-31 | 2019-12-31 | 365 | 5.9582 | 5 | 0.9582
24041 | 3.9 | 1 | 2018-12-31 | 2019-12-31 | 365 | 4.4687 | 4 | 0.46865
23661 | 3.12 | 1 | 2018-12-31 | 2019-12-31 | 365 | 3.5749 | 3 | 0.57492
24023 | 8.84 | 1 | 2018-12-31 | 2019-12-31 | 365 | 10.1289 | 10 | 0.12894
23754 | 4.68 | 1 | 2018-12-31 | 2019-12-31 | 365 | 5.3624 | 5 | 0.36238
24262 | 6.5 | 1 | 2018-12-31 | 2019-12-31 | 365 | 7.4478 | 7 | 0.44775
21075 | 4.365 | 1 | 2018-12-31 | 2019-12-31 | 365 | 5.0015 | 5 | 0.0014519
20881 | 3.43 | 1 | 2018-12-31 | 2019-12-31 | 365 | 3.9301 | 3 | 0.93012
18106 | 2.55 | 1 | 2018-12-31 | 2019-12-31 | 365 | 2.9218 | 2 | 0.92181
23699 | 3.64 | 1 | 2018-12-31 | 2019-12-31 | 365 | 4.1707 | 4 | 0.17074
23301 | 3.64 | 1 | 2018-12-31 | 2019-12-31 | 365 | 4.1707 | 4 | 0.17074
17699 | 3.64 | 1 | 2018-12-31 | 2019-12-31 | 365 | 4.1707 | 4 | 0.17074
16459 | 15.3 | 1 | 2018-12-31 | 2019-12-31 | 365 | 17.5309 | 17 | 0.53086
14882 | 11.22 | 1 | 2018-12-31 | 2019-12-31 | 365 | 12.856 | 12 | 0.85597
23165 | 4.16 | 1 | 2018-12-31 | 2019-12-31 | 365 | 4.7666 | 4 | 0.76656
15732 | 9.18 | 1 | 2018-12-31 | 2019-12-31 | 365 | 10.5185 | 10 | 0.51852
16221 | 4.335 | 1 | 2018-12-31 | 2019-12-31 | 365 | 4.9671 | 4 | 0.96708
14276 | 11.22 | 1 | 2018-12-31 | 2019-12-31 | 365 | 12.856 | 12 | 0.85597
13006 | 7.395 | 1 | 2018-12-31 | 2019-12-31 | 365 | 8.4733 | 8 | 0.47325
13926 | 4.9 | 1 | 2018-12-31 | 2019-12-31 | 365 | 5.6145 | 5 | 0.61446
27470 | 10.455 | 1 | 2018-12-31 | 2019-12-31 | 365 | 11.9794 | 11 | 0.97942
27480 | 3.92 | 1 | 2018-12-31 | 2019-12-31 | 365 | 4.4916 | 4 | 0.49157
27602 | 15.08 | 1 | 2018-12-31 | 2019-12-31 | 365 | 17.2788 | 17 | 0.27878
26765 | 11.7 | 1 | 2018-12-31 | 2019-12-31 | 365 | 13.406 | 13 | 0.40595
27619 | 7.54 | 1 | 2018-12-31 | 2019-12-31 | 365 | 8.6394 | 8 | 0.63939
27694 | 3.64 | 1 | 2018-12-31 | 2019-12-31 | 365 | 4.1707 | 4 | 0.17074
27695 | 5.61 | 1 | 2018-12-31 | 2019-12-31 | 365 | 6.428 | 6 | 0.42798
20955 | 3.38 | 1 | 2018-12-31 | 2019-12-31 | 365 | 3.8728 | 3 | 0.87283
27698 | 5.1 | 1 | 2018-12-31 | 2019-12-31 | 365 | 5.8436 | 5 | 0.84362
25592 | 8.58 | 1 | 2018-12-31 | 2019-12-31 | 365 | 9.831 | 9 | 0.83103
21106 | 7.395 | 1 | 2018-12-31 | 2019-12-31 | 365 | 8.4733 | 8 | 0.47325
21913 | 7.02 | 1 | 2018-12-31 | 2019-12-31 | 365 | 8.0436 | 8 | 0.043572
27702 | 5.72 | 1 | 2018-12-31 | 2019-12-31 | 365 | 6.554 | 6 | 0.55402
27640 | 9.18 | 1 | 2018-12-31 | 2019-12-31 | 365 | 10.5185 | 10 | 0.51852
26668 | 6.5 | 1 | 2018-12-31 | 2019-12-31 | 365 | 7.4478 | 7 | 0.44775
27003 | 8.32 | 1 | 2018-12-31 | 2019-12-31 | 365 | 9.5331 | 9 | 0.53312
27703 | 5.2 | 1 | 2018-12-31 | 2019-12-31 | 365 | 5.9582 | 5 | 0.9582
26756 | 4.68 | 1 | 2018-12-31 | 2019-12-31 | 365 | 5.3624 | 5 | 0.36238
27704 | 4.335 | 1 | 2018-12-31 | 2019-12-31 | 365 | 4.9671 | 4 | 0.96708
24255 | 7.02 | 1 | 2018-12-31 | 2019-12-31 | 365 | 8.0436 | 8 | 0.043572
27654 | 11.18 | 1 | 2018-12-31 | 2019-12-31 | 365 | 12.8101 | 12 | 0.81013
19675 | 8.58 | 1 | 2018-12-31 | 2019-12-31 | 365 | 9.831 | 9 | 0.83103
27657 | 3.9 | 1 | 2018-12-31 | 2019-12-31 | 365 | 4.4687 | 4 | 0.46865
19781 | 4.68 | 1 | 2018-12-31 | 2019-12-31 | 365 | 5.3624 | 5 | 0.36238
20498 | 8.32 | 1 | 2018-12-31 | 2019-12-31 | 365 | 9.5331 | 9 | 0.53312
24320 | 8.58 | 1 | 2018-12-31 | 2019-12-31 | 365 | 9.831 | 9 | 0.83103
25593 | 8.32 | 1 | 2018-12-31 | 2019-12-31 | 365 | 9.5331 | 9 | 0.53312
24104 | 8.32 | 1 | 2018-12-31 | 2019-12-31 | 365 | 9.5331 | 9 | 0.53312
27566 | 6.63 | 1 | 2018-12-31 | 2019-12-31 | 365 | 7.5967 | 7 | 0.59671
15941 | 10.455 | 1 | 2018-12-31 | 2019-12-31 | 365 | 11.9794 | 11 | 0.97942
27541 | 10.14 | 1 | 2018-12-31 | 2019-12-31 | 365 | 11.6185 | 11 | 0.61849
27559 | 6.12 | 1 | 2018-12-31 | 2019-12-31 | 365 | 7.0123 | 7 | 0.012345
27568 | 11.73 | 1 | 2018-12-31 | 2019-12-31 | 365 | 13.4403 | 13 | 0.44033
27587 | 7.75 | 1 | 2018-12-31 | 2019-12-31 | 365 | 8.88 | 8 | 0.88001
26754 | 5.98 | 1 | 2018-12-31 | 2019-12-31 | 365 | 6.8519 | 6 | 0.85193
27598 | 10.5 | 1 | 2018-12-31 | 2019-12-31 | 365 | 12.031 | 12 | 0.030984
26708 | 7.28 | 1 | 2018-12-31 | 2019-12-31 | 365 | 8.3415 | 8 | 0.34148
27622 | 5.865 | 1 | 2018-12-31 | 2019-12-31 | 365 | 6.7202 | 6 | 0.72016
26703 | 5.98 | 1 | 2018-12-31 | 2019-12-31 | 365 | 6.8519 | 6 | 0.85193
27624 | 4.42 | 1 | 2018-12-31 | 2019-12-31 | 365 | 5.0645 | 5 | 0.064471
27534 | 5.98 | 1 | 2018-12-31 | 2019-12-31 | 365 | 6.8519 | 6 | 0.85193
27538 | 9.1 | 1 | 2018-12-31 | 2019-12-31 | 365 | 10.4269 | 10 | 0.42685
27544 | 6.12 | 1 | 2018-12-31 | 2019-12-31 | 365 | 7.0123 | 7 | 0.012345
26752 | 3.9 | 1 | 2018-12-31 | 2019-12-31 | 365 | 4.4687 | 4 | 0.46865
23600 | 9.36 | 1 | 2018-12-31 | 2019-12-31 | 365 | 10.7248 | 10 | 0.72476
27707 | 4.08 | 1 | 2018-12-31 | 2019-12-31 | 365 | 4.6749 | 4 | 0.6749
27696 | 4.68 | 1 | 2018-12-31 | 2019-12-31 | 365 | 5.3624 | 5 | 0.36238
27709 | 4.68 | 1 | 2018-12-31 | 2019-12-31 | 365 | 5.3624 | 5 | 0.36238
21201 | 12.22 | 1 | 2018-12-31 | 2019-12-31 | 365 | 14.0018 | 14 | 0.0017738
27726 | 7.14 | 1 | 2018-12-31 | 2019-12-31 | 365 | 8.1811 | 8 | 0.18107
27712 | 3.9 | 1 | 2018-12-31 | 2019-12-31 | 365 | 4.4687 | 4 | 0.46865
27760 | 13.96 | 1 | 2018-12-31 | 2019-12-31 | 365 | 15.9955 | 15 | 0.99548
27725 | 11.18 | 1 | 2018-12-31 | 2019-12-31 | 365 | 12.8101 | 12 | 0.81013
27764 | 9.945 | 1 | 2018-12-31 | 2019-12-31 | 365 | 11.3951 | 11 | 0.39506
27717 | 3.825 | 1 | 2018-12-31 | 2019-12-31 | 365 | 4.3827 | 4 | 0.38272
21311 | 6.375 | 1 | 2018-12-31 | 2019-12-31 | 365 | 7.3045 | 7 | 0.30453
17066 | 5.2 | 1 | 2018-12-31 | 2019-12-31 | 365 | 5.9582 | 5 | 0.9582
27686 | 6.5 | 1 | 2018-12-31 | 2019-12-31 | 365 | 7.4478 | 7 | 0.44775
27683 | 16.9 | 1 | 2018-12-31 | 2019-12-31 | 365 | 19.3642 | 19 | 0.36416
27857 | 4.68 | 1 | 2018-12-31 | 2019-12-31 | 365 | 5.3624 | 5 | 0.36238
27859 | 4.42 | 1 | 2018-12-31 | 2019-12-31 | 365 | 5.0645 | 5 | 0.064471
27688 | 3.64 | 1 | 2018-12-31 | 2019-12-31 | 365 | 4.1707 | 4 | 0.17074
27708 | 8.58 | 1 | 2018-12-31 | 2019-12-31 | 365 | 9.831 | 9 | 0.83103
27861 | 7.54 | 1 | 2018-12-31 | 2019-12-31 | 365 | 8.6394 | 8 | 0.63939
27710 | 8.06 | 1 | 2018-12-31 | 2019-12-31 | 365 | 9.2352 | 9 | 0.23521
27623 | 7.28 | 1 | 2018-12-31 | 2019-12-31 | 365 | 8.3415 | 8 | 0.34148
27711 | 2.04 | 1 | 2018-12-31 | 2019-12-31 | 365 | 2.3374 | 2 | 0.33745
27627 | 7.14 | 1 | 2018-12-31 | 2019-12-31 | 365 | 8.1811 | 8 | 0.18107
27713 | 5.61 | 1 | 2018-12-31 | 2019-12-31 | 365 | 6.428 | 6 | 0.42798
27719 | 5.46 | 1 | 2018-12-31 | 2019-12-31 | 365 | 6.2561 | 6 | 0.25611
27714 | 6.76 | 1 | 2018-12-31 | 2019-12-31 | 365 | 7.7457 | 7 | 0.74566
27784 | 7.28 | 1 | 2018-12-31 | 2019-12-31 | 365 | 8.3415 | 8 | 0.34148
27769 | 7.905 | 1 | 2018-12-31 | 2019-12-31 | 365 | 9.0576 | 9 | 0.057612
21330 | 8.32 | 1 | 2018-12-31 | 2019-12-31 | 365 | 9.5331 | 9 | 0.53312
27845 | 5.1 | 1 | 2018-12-31 | 2019-12-31 | 365 | 5.8436 | 5 | 0.84362
27546 | 7.905 | 1 | 2018-12-31 | 2019-12-31 | 365 | 9.0576 | 9 | 0.057612
27355 | 3.825 | 1 | 2018-12-31 | 2019-12-31 | 365 | 4.3827 | 4 | 0.38272
20576 | 7.8 | 1 | 2018-12-31 | 2019-12-31 | 365 | 8.9373 | 8 | 0.9373
27614 | 9.5 | 1 | 2018-12-31 | 2019-12-31 | 365 | 10.8852 | 10 | 0.88518
27692 | 4.845 | 1 | 2018-12-31 | 2019-12-31 | 365 | 5.5514 | 5 | 0.55144
27766 | 2.55 | 1 | 2018-12-31 | 2019-12-31 | 365 | 2.9218 | 2 | 0.92181
27691 | 3.38 | 1 | 2018-12-31 | 2019-12-31 | 365 | 3.8728 | 3 | 0.87283
27767 | 3.9 | 1 | 2018-12-31 | 2019-12-31 | 365 | 4.4687 | 4 | 0.46865
27613 | 10.92 | 1 | 2018-12-31 | 2019-12-31 | 365 | 12.5122 | 12 | 0.51222
21423 | 8.84 | 1 | 2018-12-31 | 2019-12-31 | 365 | 10.1289 | 10 | 0.12894
27849 | 4.42 | 1 | 2018-12-31 | 2019-12-31 | 365 | 5.0645 | 5 | 0.064471
27756 | 4.42 | 1 | 2018-12-31 | 2019-12-31 | 365 | 5.0645 | 5 | 0.064471
27761 | 7.02 | 1 | 2018-12-31 | 2019-12-31 | 365 | 8.0436 | 8 | 0.043572
27563 | 9.18 | 1 | 2018-12-31 | 2019-12-31 | 365 | 10.5185 | 10 | 0.51852
27567 | 13.515 | 1 | 2018-12-31 | 2019-12-31 | 365 | 15.4856 | 15 | 0.4856
27603 | 8.84 | 1 | 2018-12-31 | 2019-12-31 | 365 | 10.1289 | 10 | 0.12894
27851 | 4.845 | 1 | 2018-12-31 | 2019-12-31 | 365 | 5.5514 | 5 | 0.55144
27668 | 8.16 | 1 | 2018-12-31 | 2019-12-31 | 365 | 9.3498 | 9 | 0.34979
27854 | 3.825 | 1 | 2018-12-31 | 2019-12-31 | 365 | 4.3827 | 4 | 0.38272
27672 | 7.02 | 1 | 2018-12-31 | 2019-12-31 | 365 | 8.0436 | 8 | 0.043572
27591 | 6.5 | 1 | 2018-12-31 | 2019-12-31 | 365 | 7.4478 | 7 | 0.44775
27855 | 8.84 | 1 | 2018-12-31 | 2019-12-31 | 365 | 10.1289 | 10 | 0.12894
27856 | 4.94 | 1 | 2018-12-31 | 2019-12-31 | 365 | 5.6603 | 5 | 0.66029
20910 | 4.94 | 1 | 2018-12-31 | 2019-12-31 | 365 | 5.6603 | 5 | 0.66029
27878 | 3.12 | 1 | 2018-12-31 | 2019-12-31 | 365 | 3.5749 | 3 | 0.57492
27883 | 8.67 | 1 | 2018-12-31 | 2019-12-31 | 365 | 9.9342 | 9 | 0.93416
17638 | 7.65 | 1 | 2018-12-31 | 2019-12-31 | 365 | 8.7654 | 8 | 0.76543
27881 | 6.24 | 1 | 2018-12-31 | 2019-12-31 | 365 | 7.1498 | 7 | 0.14984
27885 | 16.83 | 1 | 2018-12-31 | 2019-12-31 | 365 | 19.2839 | 19 | 0.28395
21284 | 11.18 | 1 | 2018-12-31 | 2019-12-31 | 365 | 12.8101 | 12 | 0.81013
27888 | 10.5 | 1 | 2018-12-31 | 2019-12-31 | 365 | 12.031 | 12 | 0.030984
27906 | 5.46 | 1 | 2018-12-31 | 2019-12-31 | 365 | 6.2561 | 6 | 0.25611
27860 | 2.5 | 1 | 2018-12-31 | 2019-12-31 | 365 | 2.8645 | 2 | 0.86452
27862 | 5.46 | 1 | 2018-12-31 | 2019-12-31 | 365 | 6.2561 | 6 | 0.25611
22289 | 4.16 | 1 | 2018-12-31 | 2019-12-31 | 365 | 4.7666 | 4 | 0.76656
27877 | 4.42 | 1 | 2018-12-31 | 2019-12-31 | 365 | 5.0645 | 5 | 0.064471
27788 | 5.865 | 1 | 2018-12-31 | 2019-12-31 | 365 | 6.7202 | 6 | 0.72016
27795 | 6.375 | 1 | 2018-12-31 | 2019-12-31 | 365 | 7.3045 | 7 | 0.30453
27803 | 14.04 | 1 | 2018-12-31 | 2019-12-31 | 365 | 16.0871 | 16 | 0.087144
27808 | 8.16 | 1 | 2018-12-31 | 2019-12-31 | 365 | 9.3498 | 9 | 0.34979
27880 | 15.81 | 1 | 2018-12-31 | 2019-12-31 | 365 | 18.1152 | 18 | 0.11522
27810 | 5.145 | 1 | 2018-12-31 | 2019-12-31 | 365 | 5.8952 | 5 | 0.89518
27815 | 4.845 | 1 | 2018-12-31 | 2019-12-31 | 365 | 5.5514 | 5 | 0.55144
27600 | 5.2 | 1 | 2018-12-31 | 2019-12-31 | 365 | 5.9582 | 5 | 0.9582
27836 | 10.455 | 1 | 2018-12-31 | 2019-12-31 | 365 | 11.9794 | 11 | 0.97942
27838 | 12.75 | 1 | 2018-12-31 | 2019-12-31 | 365 | 14.6091 | 14 | 0.60905
22617 | 3.38 | 1 | 2018-12-31 | 2019-12-31 | 365 | 3.8728 | 3 | 0.87283
27837 | 8 | 1 | 2018-12-31 | 2019-12-31 | 365 | 9.1665 | 9 | 0.16646
27630 | 10.2 | 1 | 2018-12-31 | 2019-12-31 | 365 | 11.6872 | 11 | 0.68724
27839 | 1.53 | 1 | 2018-12-31 | 2019-12-31 | 365 | 1.7531 | 1 | 0.75309
27882 | 6.885 | 1 | 2018-12-31 | 2019-12-31 | 365 | 7.8889 | 7 | 0.88889
27634 | 8.415 | 1 | 2018-12-31 | 2019-12-31 | 365 | 9.642 | 9 | 0.64197
27936 | 10.965 | 1 | 2018-12-31 | 2019-12-31 | 365 | 12.5638 | 12 | 0.56378
27915 | 7.54 | 1 | 2018-12-31 | 2019-12-31 | 365 | 8.6394 | 8 | 0.63939
27869 | 4.16 | 1 | 2018-12-31 | 2019-12-31 | 365 | 4.7666 | 4 | 0.76656
27887 | 3.9 | 1 | 2018-12-31 | 2019-12-31 | 365 | 4.4687 | 4 | 0.46865
27941 | 5.46 | 1 | 2018-12-31 | 2019-12-31 | 365 | 6.2561 | 6 | 0.25611
27678 | 6.76 | 1 | 2018-12-31 | 2019-12-31 | 365 | 7.7457 | 7 | 0.74566
27889 | 3.315 | 1 | 2018-12-31 | 2019-12-31 | 365 | 3.7984 | 3 | 0.79835
23705 | 4.94 | 1 | 2018-12-31 | 2019-12-31 | 365 | 5.6603 | 5 | 0.66029
27899 | 7.54 | 1 | 2018-12-31 | 2019-12-31 | 365 | 8.6394 | 8 | 0.63939
27907 | 7.28 | 1 | 2018-12-31 | 2019-12-31 | 365 | 8.3415 | 8 | 0.34148
27930 | 7.905 | 1 | 2018-12-31 | 2019-12-31 | 365 | 9.0576 | 9 | 0.057612
27642 | 10.41 | 1 | 2018-12-31 | 2019-12-31 | 365 | 11.9279 | 11 | 0.92786
20950 | 6.885 | 1 | 2018-12-31 | 2019-12-31 | 365 | 7.8889 | 7 | 0.88889
27682 | 8.67 | 1 | 2018-12-31 | 2019-12-31 | 365 | 9.9342 | 9 | 0.93416
27819 | 6.5 | 1 | 2018-12-31 | 2019-12-31 | 365 | 7.4478 | 7 | 0.44775
27830 | 5.2 | 1 | 2018-12-31 | 2019-12-31 | 365 | 5.9582 | 5 | 0.9582
27832 | 14.3 | 1 | 2018-12-31 | 2019-12-31 | 365 | 16.3851 | 16 | 0.38505
27937 | 13.52 | 1 | 2018-12-31 | 2019-12-31 | 365 | 15.4913 | 15 | 0.49132
22562 | 8.84 | 1 | 2018-12-31 | 2019-12-31 | 365 | 10.1289 | 10 | 0.12894
27956 | 10.445 | 1 | 2018-12-31 | 2019-12-31 | 365 | 11.968 | 11 | 0.96796
27738 | 9.36 | 1 | 2018-12-31 | 2019-12-31 | 365 | 10.7248 | 10 | 0.72476
28117 | 3.64 | 1 | 2018-12-31 | 2019-12-31 | 365 | 4.1707 | 4 | 0.17074
28104 | 4.94 | 1 | 2018-12-31 | 2019-12-31 | 365 | 5.6603 | 5 | 0.66029
28097 | 8.58 | 1 | 2018-12-31 | 2019-12-31 | 365 | 9.831 | 9 | 0.83103
28056 | 8.84 | 1 | 2018-12-31 | 2019-12-31 | 365 | 10.1289 | 10 | 0.12894
28092 | 4.94 | 1 | 2018-12-31 | 2019-12-31 | 365 | 5.6603 | 5 | 0.66029
28012 | 8.84 | 1 | 2018-12-31 | 2019-12-31 | 365 | 10.1289 | 10 | 0.12894
27933 | 5.72 | 1 | 2018-12-31 | 2019-12-31 | 365 | 6.554 | 6 | 0.55402
27927 | 9.88 | 1 | 2018-12-31 | 2019-12-31 | 365 | 11.3206 | 11 | 0.32058
27939 | 3.12 | 1 | 2018-12-31 | 2019-12-31 | 365 | 3.5749 | 3 | 0.57492
27923 | 6.76 | 1 | 2018-12-31 | 2019-12-31 | 365 | 7.7457 | 7 | 0.74566
27945 | 6.24 | 1 | 2018-12-31 | 2019-12-31 | 365 | 7.1498 | 7 | 0.14984
27948 | 2.295 | 1 | 2018-12-31 | 2019-12-31 | 365 | 2.6296 | 2 | 0.62963
28053 | 9.435 | 1 | 2018-12-31 | 2019-12-31 | 365 | 10.8107 | 10 | 0.8107
28061 | 8.84 | 1 | 2018-12-31 | 2019-12-31 | 365 | 10.1289 | 10 | 0.12894
27954 | 7.14 | 1 | 2018-12-31 | 2019-12-31 | 365 | 8.1811 | 8 | 0.18107
27953 | 7.14 | 1 | 2018-12-31 | 2019-12-31 | 365 | 8.1811 | 8 | 0.18107
28094 | 7.14 | 1 | 2018-12-31 | 2019-12-31 | 365 | 8.1811 | 8 | 0.18107
28098 | 5.98 | 1 | 2018-12-31 | 2019-12-31 | 365 | 6.8519 | 6 | 0.85193
28054 | 5.46 | 1 | 2018-12-31 | 2019-12-31 | 365 | 6.2561 | 6 | 0.25611
28062 | 4.94 | 1 | 2018-12-31 | 2019-12-31 | 365 | 5.6603 | 5 | 0.66029
28153 | 7.54 | 1 | 2018-12-31 | 2019-12-31 | 365 | 8.6394 | 8 | 0.63939
28188 | 5.2 | 1 | 2018-12-31 | 2019-12-31 | 365 | 5.9582 | 5 | 0.9582
28119 | 4.08 | 1 | 2018-12-31 | 2019-12-31 | 365 | 4.6749 | 4 | 0.6749
28121 | 5.72 | 1 | 2018-12-31 | 2019-12-31 | 365 | 6.554 | 6 | 0.55402
28107 | 3.9 | 1 | 2018-12-31 | 2019-12-31 | 365 | 4.4687 | 4 | 0.46865
23473 | 3.64 | 1 | 2018-12-31 | 2019-12-31 | 365 | 4.1707 | 4 | 0.17074
28162 | 7.905 | 1 | 2018-12-31 | 2019-12-31 | 365 | 9.0576 | 9 | 0.057612
28155 | 4.68 | 1 | 2018-12-31 | 2019-12-31 | 365 | 5.3624 | 5 | 0.36238
27951 | 2.55 | 1 | 2018-12-31 | 2019-12-31 | 365 | 2.9218 | 2 | 0.92181
28147 | 7.8 | 1 | 2018-12-31 | 2019-12-31 | 365 | 8.9373 | 8 | 0.9373
28086 | 4.16 | 1 | 2018-12-31 | 2019-12-31 | 365 | 4.7666 | 4 | 0.76656
28005 | 3.5 | 1 | 2018-12-31 | 2019-12-31 | 365 | 4.0103 | 4 | 0.010328
28009 | 13 | 1 | 2018-12-31 | 2019-12-31 | 365 | 14.8955 | 14 | 0.8955
28007 | 4.335 | 1 | 2018-12-31 | 2019-12-31 | 365 | 4.9671 | 4 | 0.96708
28019 | 3.57 | 1 | 2018-12-31 | 2019-12-31 | 365 | 4.0905 | 4 | 0.090535
28015 | 4.42 | 1 | 2018-12-31 | 2019-12-31 | 365 | 5.0645 | 5 | 0.064471
28028 | 5.2 | 1 | 2018-12-31 | 2019-12-31 | 365 | 5.9582 | 5 | 0.9582
28023 | 9.18 | 1 | 2018-12-31 | 2019-12-31 | 365 | 10.5185 | 10 | 0.51852
28032 | 11.22 | 1 | 2018-12-31 | 2019-12-31 | 365 | 12.856 | 12 | 0.85597
28072 | 4.94 | 1 | 2018-12-31 | 2019-12-31 | 365 | 5.6603 | 5 | 0.66029
28076 | 3.185 | 1 | 2018-12-31 | 2019-12-31 | 365 | 3.6494 | 3 | 0.6494
24169 | 10.66 | 1 | 2018-12-31 | 2019-12-31 | 365 | 12.2143 | 12 | 0.21431
25092 | 13.52 | 1 | 2018-12-31 | 2019-12-31 | 365 | 15.4913 | 15 | 0.49132
25228 | 3.12 | 1 | 2018-12-31 | 2019-12-31 | 365 | 3.5749 | 3 | 0.57492
25335 | 2.08 | 1 | 2018-12-31 | 2019-12-31 | 365 | 2.3833 | 2 | 0.38328
25614 | 12.74 | 1 | 2018-12-31 | 2019-12-31 | 365 | 14.5976 | 14 | 0.59759
26936 | 4.16 | 1 | 2018-12-31 | 2019-12-31 | 365 | 4.7666 | 4 | 0.76656
26937 | 3.825 | 1 | 2018-12-31 | 2019-12-31 | 365 | 4.3827 | 4 | 0.38272
27252 | 10.2 | 1 | 2018-12-31 | 2019-12-31 | 365 | 11.6872 | 11 | 0.68724
28172 | 6.5 | 1 | 2018-12-31 | 2019-12-31 | 365 | 7.4478 | 7 | 0.44775
28177 | 2.805 | 1 | 2018-12-31 | 2019-12-31 | 365 | 3.214 | 3 | 0.21399
28221 | 5.46 | 1 | 2018-12-31 | 2019-12-31 | 365 | 6.2561 | 6 | 0.25611
28230 | 9.88 | 1 | 2018-12-31 | 2019-12-31 | 365 | 11.3206 | 11 | 0.32058
28224 | 2.6 | 1 | 2018-12-31 | 2019-12-31 | 365 | 2.9791 | 2 | 0.9791
28242 | 3.64 | 1 | 2018-12-31 | 2019-12-31 | 365 | 4.1707 | 4 | 0.17074
28235 | 10.14 | 1 | 2018-12-31 | 2019-12-31 | 365 | 11.6185 | 11 | 0.61849
28154 | 4.16 | 1 | 2018-12-31 | 2019-12-31 | 365 | 4.7666 | 4 | 0.76656
28245 | 6.12 | 1 | 2018-12-31 | 2019-12-31 | 365 | 7.0123 | 7 | 0.012345
24730 | 7.8 | 1 | 2018-12-31 | 2019-12-31 | 365 | 8.9373 | 8 | 0.9373
28157 | 8.06 | 1 | 2018-12-31 | 2019-12-31 | 365 | 9.2352 | 9 | 0.23521
28178 | 5.72 | 1 | 2018-12-31 | 2019-12-31 | 365 | 6.554 | 6 | 0.55402
28206 | 3.64 | 1 | 2018-12-31 | 2019-12-31 | 365 | 4.1707 | 4 | 0.17074
28218 | 8.84 | 1 | 2018-12-31 | 2019-12-31 | 365 | 10.1289 | 10 | 0.12894
28228 | 8.84 | 1 | 2018-12-31 | 2019-12-31 | 365 | 10.1289 | 10 | 0.12894
28266 | 7.8 | 1 | 2018-12-31 | 2019-12-31 | 365 | 8.9373 | 8 | 0.9373
28237 | 3.12 | 1 | 2018-12-31 | 2019-12-31 | 365 | 3.5749 | 3 | 0.57492
28271 | 4.68 | 1 | 2018-12-31 | 2019-12-31 | 365 | 5.3624 | 5 | 0.36238
25208 | 4.68 | 1 | 2018-12-31 | 2019-12-31 | 365 | 5.3624 | 5 | 0.36238
28289 | 7.28 | 1 | 2018-12-31 | 2019-12-31 | 365 | 8.3415 | 8 | 0.34148
28292 | 3.12 | 1 | 2018-12-31 | 2019-12-31 | 365 | 3.5749 | 3 | 0.57492
28298 | 6.24 | 1 | 2018-12-31 | 2019-12-31 | 365 | 7.1498 | 7 | 0.14984
28316 | 2.805 | 1 | 2018-12-31 | 2019-12-31 | 365 | 3.214 | 3 | 0.21399
28309 | 6.76 | 1 | 2018-12-31 | 2019-12-31 | 365 | 7.7457 | 7 | 0.74566
28318 | 9.1 | 1 | 2018-12-31 | 2019-12-31 | 365 | 10.4269 | 10 | 0.42685
28306 | 9.36 | 1 | 2018-12-31 | 2019-12-31 | 365 | 10.7248 | 10 | 0.72476
28327 | 7.54 | 1 | 2018-12-31 | 2019-12-31 | 365 | 8.6394 | 8 | 0.63939
28355 | 3.64 | 1 | 2018-12-31 | 2019-12-31 | 365 | 4.1707 | 4 | 0.17074
23585 | 3.9 | 1 | 2018-12-31 | 2019-12-31 | 365 | 4.4687 | 4 | 0.46865
28711 | 8.06 | 1 | 2018-12-31 | 2019-12-31 | 365 | 9.2352 | 9 | 0.23521
28382 | 2.34 | 1 | 2018-12-31 | 2019-12-31 | 365 | 2.6812 | 2 | 0.68119
28404 | 9.1 | 1 | 2018-12-31 | 2019-12-31 | 365 | 10.4269 | 10 | 0.42685
28398 | 4.16 | 1 | 2018-12-31 | 2019-12-31 | 365 | 4.7666 | 4 | 0.76656
23368 | 5.72 | 1 | 2018-12-31 | 2019-12-31 | 365 | 6.554 | 6 | 0.55402
28436 | 7.54 | 1 | 2018-12-31 | 2019-12-31 | 365 | 8.6394 | 8 | 0.63939
28035 | 7.28 | 1 | 2018-12-31 | 2019-12-31 | 365 | 8.3415 | 8 | 0.34148
28017 | 4.16 | 1 | 2018-12-31 | 2019-12-31 | 365 | 4.7666 | 4 | 0.76656
28038 | 6.5 | 1 | 2018-12-31 | 2019-12-31 | 365 | 7.4478 | 7 | 0.44775
27558 | 7.02 | 1 | 2018-12-31 | 2019-12-31 | 365 | 8.0436 | 8 | 0.043572
28541 | 5.72 | 1 | 2018-12-31 | 2019-12-31 | 365 | 6.554 | 6 | 0.55402
28793 | 3.75 | 1 | 2018-12-31 | 2019-12-31 | 365 | 4.2968 | 4 | 0.29678
23707 | 3.9 | 1 | 2018-12-31 | 2019-12-31 | 365 | 4.4687 | 4 | 0.46865
22039 | 3.9 | 1 | 2018-12-31 | 2019-12-31 | 365 | 4.4687 | 4 | 0.46865
28540 | 10.92 | 1 | 2018-12-31 | 2019-12-31 | 365 | 12.5122 | 12 | 0.51222
28548 | 10.92 | 1 | 2018-12-31 | 2019-12-31 | 365 | 12.5122 | 12 | 0.51222
28554 | 4.94 | 1 | 2018-12-31 | 2019-12-31 | 365 | 5.6603 | 5 | 0.66029
27218 | 4.16 | 1 | 2018-12-31 | 2019-12-31 | 365 | 4.7666 | 4 | 0.76656
24170 | 11.96 | 1 | 2018-12-31 | 2019-12-31 | 365 | 13.7039 | 13 | 0.70386
28550 | 4.16 | 1 | 2018-12-31 | 2019-12-31 | 365 | 4.7666 | 4 | 0.76656
28557 | 16.83 | 1 | 2018-12-31 | 2019-12-31 | 365 | 19.2839 | 19 | 0.28395
28559 | 5.61 | 1 | 2018-12-31 | 2019-12-31 | 365 | 6.428 | 6 | 0.42798
23564 | 4.94 | 1 | 2018-12-31 | 2019-12-31 | 365 | 5.6603 | 5 | 0.66029
22398 | 5.2 | 1 | 2018-12-31 | 2019-12-31 | 365 | 5.9582 | 5 | 0.9582
28602 | 4.94 | 1 | 2018-12-31 | 2019-12-31 | 365 | 5.6603 | 5 | 0.66029
28610 | 7.8 | 1 | 2018-12-31 | 2019-12-31 | 365 | 8.9373 | 8 | 0.9373
27222 | 4.94 | 1 | 2018-12-31 | 2019-12-31 | 365 | 5.6603 | 5 | 0.66029
28567 | 4.68 | 1 | 2018-12-31 | 2019-12-31 | 365 | 5.3624 | 5 | 0.36238
20784 | 9.62 | 1 | 2018-12-31 | 2019-12-31 | 365 | 11.0227 | 11 | 0.022673
29261 | 4.845 | 1 | 2018-12-31 | 2019-12-31 | 365 | 5.5514 | 5 | 0.55144
24324 | 4.68 | 1 | 2018-12-31 | 2019-12-31 | 365 | 5.3624 | 5 | 0.36238
24101 | 6.24 | 1 | 2018-12-31 | 2019-12-31 | 365 | 7.1498 | 7 | 0.14984
28619 | 8.32 | 1 | 2018-12-31 | 2019-12-31 | 365 | 9.5331 | 9 | 0.53312
28609 | 4.68 | 1 | 2018-12-31 | 2019-12-31 | 365 | 5.3624 | 5 | 0.36238
28712 | 8.32 | 1 | 2018-12-31 | 2019-12-31 | 365 | 9.5331 | 9 | 0.53312
28615 | 4.08 | 1 | 2018-12-31 | 2019-12-31 | 365 | 4.6749 | 4 | 0.6749
28564 | 3.64 | 1 | 2018-12-31 | 2019-12-31 | 365 | 4.1707 | 4 | 0.17074
28594 | 7.8 | 1 | 2018-12-31 | 2019-12-31 | 365 | 8.9373 | 8 | 0.9373
28633 | 2.86 | 1 | 2018-12-31 | 2019-12-31 | 365 | 3.277 | 3 | 0.27701
28644 | 3.12 | 1 | 2018-12-31 | 2019-12-31 | 365 | 3.5749 | 3 | 0.57492
28784 | 8.16 | 1 | 2018-12-31 | 2019-12-31 | 365 | 9.3498 | 9 | 0.34979
28647 | 7.02 | 1 | 2018-12-31 | 2019-12-31 | 365 | 8.0436 | 8 | 0.043572
28800 | 3.64 | 1 | 2018-12-31 | 2019-12-31 | 365 | 4.1707 | 4 | 0.17074
28963 | 7.65 | 1 | 2018-12-31 | 2019-12-31 | 365 | 8.7654 | 8 | 0.76543
28713 | 8.32 | 1 | 2018-12-31 | 2019-12-31 | 365 | 9.5331 | 9 | 0.53312
28740 | 5.98 | 1 | 2018-12-31 | 2019-12-31 | 365 | 6.8519 | 6 | 0.85193
28721 | 7.28 | 1 | 2018-12-31 | 2019-12-31 | 365 | 8.3415 | 8 | 0.34148
28760 | 11.18 | 1 | 2018-12-31 | 2019-12-31 | 365 | 12.8101 | 12 | 0.81013
24856 | 2.08 | 1 | 2018-12-31 | 2019-12-31 | 365 | 2.3833 | 2 | 0.38328
28734 | 9.69 | 1 | 2018-12-31 | 2019-12-31 | 365 | 11.1029 | 11 | 0.10288
28715 | 4.94 | 1 | 2018-12-31 | 2019-12-31 | 365 | 5.6603 | 5 | 0.66029
28717 | 4.68 | 1 | 2018-12-31 | 2019-12-31 | 365 | 5.3624 | 5 | 0.36238
28719 | 4.16 | 1 | 2018-12-31 | 2019-12-31 | 365 | 4.7666 | 4 | 0.76656
28726 | 15.6 | 1 | 2018-12-31 | 2019-12-31 | 365 | 17.8746 | 17 | 0.8746
28943 | 11.475 | 1 | 2018-12-31 | 2019-12-31 | 365 | 13.1481 | 13 | 0.14815
29255 | 5.61 | 1 | 2018-12-31 | 2019-12-31 | 365 | 6.428 | 6 | 0.42798
29250 | 8.415 | 1 | 2018-12-31 | 2019-12-31 | 365 | 9.642 | 9 | 0.64197
29114 | 5.2 | 1 | 2018-12-31 | 2019-12-31 | 365 | 5.9582 | 5 | 0.9582
29117 | 10.4 | 1 | 2018-12-31 | 2019-12-31 | 365 | 11.9164 | 11 | 0.9164
29128 | 20.91 | 1 | 2018-12-31 | 2019-12-31 | 365 | 23.9588 | 23 | 0.95885
29124 | 5.98 | 1 | 2018-12-31 | 2019-12-31 | 365 | 6.8519 | 6 | 0.85193
29141 | 7.02 | 1 | 2018-12-31 | 2019-12-31 | 365 | 8.0436 | 8 | 0.043572
29175 | 5.46 | 1 | 2018-12-31 | 2019-12-31 | 365 | 6.2561 | 6 | 0.25611
29135 | 6.24 | 1 | 2018-12-31 | 2019-12-31 | 365 | 7.1498 | 7 | 0.14984
28790 | 5.2 | 1 | 2018-12-31 | 2019-12-31 | 365 | 5.9582 | 5 | 0.9582
29019 | 3.64 | 1 | 2018-12-31 | 2019-12-31 | 365 | 4.1707 | 4 | 0.17074
27763 | 5.39 | 1 | 2018-12-31 | 2019-12-31 | 365 | 6.1759 | 6 | 0.17591
29030 | 9.88 | 1 | 2018-12-31 | 2019-12-31 | 365 | 11.3206 | 11 | 0.32058
29039 | 10.14 | 1 | 2018-12-31 | 2019-12-31 | 365 | 11.6185 | 11 | 0.61849
29050 | 7.395 | 1 | 2018-12-31 | 2019-12-31 | 365 | 8.4733 | 8 | 0.47325
27866 | 16.9 | 1 | 2018-12-31 | 2019-12-31 | 365 | 19.3642 | 19 | 0.36416
29103 | 7.28 | 1 | 2018-12-31 | 2019-12-31 | 365 | 8.3415 | 8 | 0.34148
29108 | 3.12 | 1 | 2018-12-31 | 2019-12-31 | 365 | 3.5749 | 3 | 0.57492
29110 | 6.76 | 1 | 2018-12-31 | 2019-12-31 | 365 | 7.7457 | 7 | 0.74566
29243 | 6.76 | 1 | 2018-12-31 | 2019-12-31 | 365 | 7.7457 | 7 | 0.74566
29242 | 4.16 | 1 | 2018-12-31 | 2019-12-31 | 365 | 4.7666 | 4 | 0.76656
29235 | 13.26 | 1 | 2018-12-31 | 2019-12-31 | 365 | 15.1934 | 15 | 0.19341
29233 | 4.42 | 1 | 2018-12-31 | 2019-12-31 | 365 | 5.0645 | 5 | 0.064471
29227 | 5.46 | 1 | 2018-12-31 | 2019-12-31 | 365 | 6.2561 | 6 | 0.25611
29223 | 5.61 | 1 | 2018-12-31 | 2019-12-31 | 365 | 6.428 | 6 | 0.42798
29218 | 11.18 | 1 | 2018-12-31 | 2019-12-31 | 365 | 12.8101 | 12 | 0.81013
29215 | 6.24 | 1 | 2018-12-31 | 2019-12-31 | 365 | 7.1498 | 7 | 0.14984
29210 | 3.64 | 1 | 2018-12-31 | 2019-12-31 | 365 | 4.1707 | 4 | 0.17074
29219 | 6.76 | 1 | 2018-12-31 | 2019-12-31 | 365 | 7.7457 | 7 | 0.74566
29192 | 2.6 | 1 | 2018-12-31 | 2019-12-31 | 365 | 2.9791 | 2 | 0.9791
29194 | 8.32 | 1 | 2018-12-31 | 2019-12-31 | 365 | 9.5331 | 9 | 0.53312
29186 | 13.52 | 1 | 2018-12-31 | 2019-12-31 | 365 | 15.4913 | 15 | 0.49132
29183 | 13 | 1 | 2018-12-31 | 2019-12-31 | 365 | 14.8955 | 14 | 0.8955
29178 | 13.52 | 1 | 2018-12-31 | 2019-12-31 | 365 | 15.4913 | 15 | 0.49132
29177 | 11.7 | 1 | 2018-12-31 | 2019-12-31 | 365 | 13.406 | 13 | 0.40595
29170 | 8.84 | 1 | 2018-12-31 | 2019-12-31 | 365 | 10.1289 | 10 | 0.12894
29167 | 3.12 | 1 | 2018-12-31 | 2019-12-31 | 365 | 3.5749 | 3 | 0.57492
29209 | 6.76 | 1 | 2018-12-31 | 2019-12-31 | 365 | 7.7457 | 7 | 0.74566
29147 | 7.54 | 1 | 2018-12-31 | 2019-12-31 | 365 | 8.6394 | 8 | 0.63939
29174 | 13.52 | 1 | 2018-12-31 | 2019-12-31 | 365 | 15.4913 | 15 | 0.49132
29159 | 3.64 | 1 | 2018-12-31 | 2019-12-31 | 365 | 4.1707 | 4 | 0.17074
29168 | 6.76 | 1 | 2018-12-31 | 2019-12-31 | 365 | 7.7457 | 7 | 0.74566
29583 | 5.2 | 1 | 2018-12-31 | 2019-12-31 | 365 | 5.9582 | 5 | 0.9582
29165 | 9.1 | 1 | 2018-12-31 | 2019-12-31 | 365 | 10.4269 | 10 | 0.42685
29587 | 3.9 | 1 | 2018-12-31 | 2019-12-31 | 365 | 4.4687 | 4 | 0.46865
28344 | 7.395 | 1 | 2018-12-31 | 2019-12-31 | 365 | 8.4733 | 8 | 0.47325
28617 | 3.38 | 1 | 2018-12-31 | 2019-12-31 | 365 | 3.8728 | 3 | 0.87283
29158 | 4.335 | 1 | 2018-12-31 | 2019-12-31 | 365 | 4.9671 | 4 | 0.96708
29146 | 11.7 | 1 | 2018-12-31 | 2019-12-31 | 365 | 13.406 | 13 | 0.40595
29145 | 6.5 | 1 | 2018-12-31 | 2019-12-31 | 365 | 7.4478 | 7 | 0.44775
27699 | 6.24 | 1 | 2018-12-31 | 2019-12-31 | 365 | 7.1498 | 7 | 0.14984
19937 | 7.395 | 1 | 2018-12-31 | 2019-12-31 | 365 | 8.4733 | 8 | 0.47325
29592 | 5.46 | 1 | 2018-12-31 | 2019-12-31 | 365 | 6.2561 | 6 | 0.25611
29153 | 7.395 | 1 | 2018-12-31 | 2019-12-31 | 365 | 8.4733 | 8 | 0.47325
29600 | 9.88 | 1 | 2018-12-31 | 2019-12-31 | 365 | 11.3206 | 11 | 0.32058
29618 | 5.98 | 1 | 2018-12-31 | 2019-12-31 | 365 | 6.8519 | 6 | 0.85193
29639 | 7.54 | 1 | 2018-12-31 | 2019-12-31 | 365 | 8.6394 | 8 | 0.63939
29578 | 6.375 | 1 | 2018-12-31 | 2019-12-31 | 365 | 7.3045 | 7 | 0.30453
29636 | 4.68 | 1 | 2018-12-31 | 2019-12-31 | 365 | 5.3624 | 5 | 0.36238
29576 | 8 | 1 | 2018-12-31 | 2019-12-31 | 365 | 9.1665 | 9 | 0.16646
29586 | 5.72 | 1 | 2018-12-31 | 2019-12-31 | 365 | 6.554 | 6 | 0.55402
29598 | 14.3 | 1 | 2018-12-31 | 2019-12-31 | 365 | 16.3851 | 16 | 0.38505
29615 | 10.66 | 1 | 2018-12-31 | 2019-12-31 | 365 | 12.2143 | 12 | 0.21431
29617 | 9.1 | 1 | 2018-12-31 | 2019-12-31 | 365 | 10.4269 | 10 | 0.42685
29620 | 4.94 | 1 | 2018-12-31 | 2019-12-31 | 365 | 5.6603 | 5 | 0.66029
16997 | 5.2 | 1 | 2018-12-31 | 2019-12-31 | 365 | 5.9582 | 5 | 0.9582
28980 | 10.92 | 1 | 2018-12-31 | 2019-12-31 | 365 | 12.5122 | 12 | 0.51222
23596 | 6.24 | 1 | 2018-12-31 | 2019-12-31 | 365 | 7.1498 | 7 | 0.14984
16877 | 4.08 | 1 | 2018-12-31 | 2019-12-31 | 365 | 4.6749 | 4 | 0.6749
27867 | 4.42 | 1 | 2018-12-31 | 2019-12-31 | 365 | 5.0645 | 5 | 0.064471
9693 | 4.25 | 1 | 2018-12-31 | 2019-12-31 | 365 | 4.8697 | 4 | 0.86968
24864 | 3.38 | 1 | 2018-12-31 | 2019-12-31 | 365 | 3.8728 | 3 | 0.87283
13496 | 4.335 | 1 | 2018-12-31 | 2019-12-31 | 365 | 4.9671 | 4 | 0.96708
21882 | 3.12 | 1 | 2018-12-31 | 2019-12-31 | 365 | 3.5749 | 3 | 0.57492
29778 | 12.22 | 1 | 2018-12-31 | 2019-12-31 | 365 | 14.0018 | 14 | 0.0017738
29780 | 4.16 | 1 | 2018-12-31 | 2019-12-31 | 365 | 4.7666 | 4 | 0.76656
29912 | 6.375 | 1 | 2018-12-31 | 2019-12-31 | 365 | 7.3045 | 7 | 0.30453
29187 | 6.63 | 1 | 2018-12-31 | 2019-12-31 | 365 | 7.5967 | 7 | 0.59671
26777 | 7.395 | 1 | 2018-12-31 | 2019-12-31 | 365 | 8.4733 | 8 | 0.47325
30008 | 6.5 | 1 | 2018-12-31 | 2019-12-31 | 365 | 7.4478 | 7 | 0.44775
29220 | 8.58 | 1 | 2018-12-31 | 2019-12-31 | 365 | 9.831 | 9 | 0.83103
27555 | 5.46 | 1 | 2018-12-31 | 2019-12-31 | 365 | 6.2561 | 6 | 0.25611
22568 | 3.38 | 1 | 2018-12-31 | 2019-12-31 | 365 | 3.8728 | 3 | 0.87283
29229 | 2.86 | 1 | 2018-12-31 | 2019-12-31 | 365 | 3.277 | 3 | 0.27701
28261 | 8.32 | 1 | 2018-12-31 | 2019-12-31 | 365 | 9.5331 | 9 | 0.53312
28263 | 7.28 | 1 | 2018-12-31 | 2019-12-31 | 365 | 8.3415 | 8 | 0.34148
28273 | 8.06 | 1 | 2018-12-31 | 2019-12-31 | 365 | 9.2352 | 9 | 0.23521
28620 | 11.96 | 1 | 2018-12-31 | 2019-12-31 | 365 | 13.7039 | 13 | 0.70386
28385 | 5.98 | 1 | 2018-12-31 | 2019-12-31 | 365 | 6.8519 | 6 | 0.85193
29152 | 2.08 | 1 | 2018-12-31 | 2019-12-31 | 365 | 2.3833 | 2 | 0.38328
30261 | 3.9 | 1 | 2018-12-31 | 2019-12-31 | 365 | 4.4687 | 4 | 0.46865
30613 | 7.28 | 1 | 2018-12-31 | 2019-12-31 | 365 | 8.3415 | 8 | 0.34148
29591 | 12.48 | 1 | 2018-12-31 | 2019-12-31 | 365 | 14.2997 | 14 | 0.29968
29248 | 7.54 | 1 | 2018-12-31 | 2019-12-31 | 365 | 8.6394 | 8 | 0.63939
28148 | 6.76 | 1 | 2018-12-31 | 2019-12-31 | 365 | 7.7457 | 7 | 0.74566
28333 | 4.16 | 1 | 2018-12-31 | 2019-12-31 | 365 | 4.7666 | 4 | 0.76656
28347 | 5.2 | 1 | 2018-12-31 | 2019-12-31 | 365 | 5.9582 | 5 | 0.9582
28337 | 8.58 | 1 | 2018-12-31 | 2019-12-31 | 365 | 9.831 | 9 | 0.83103
28356 | 4.42 | 1 | 2018-12-31 | 2019-12-31 | 365 | 5.0645 | 5 | 0.064471
28357 | 5.72 | 1 | 2018-12-31 | 2019-12-31 | 365 | 6.554 | 6 | 0.55402
29241 | 6.24 | 1 | 2018-12-31 | 2019-12-31 | 365 | 7.1498 | 7 | 0.14984
28362 | 6.24 | 1 | 2018-12-31 | 2019-12-31 | 365 | 7.1498 | 7 | 0.14984
28390 | 5.2 | 1 | 2018-12-31 | 2019-12-31 | 365 | 5.9582 | 5 | 0.9582
28396 | 5.46 | 1 | 2018-12-31 | 2019-12-31 | 365 | 6.2561 | 6 | 0.25611
28420 | 3.9 | 1 | 2018-12-31 | 2019-12-31 | 365 | 4.4687 | 4 | 0.46865
27901 | 6.76 | 1 | 2018-12-31 | 2019-12-31 | 365 | 7.7457 | 7 | 0.74566
28538 | 6.24 | 1 | 2018-12-31 | 2019-12-31 | 365 | 7.1498 | 7 | 0.14984
29239 | 8.58 | 1 | 2018-12-31 | 2019-12-31 | 365 | 9.831 | 9 | 0.83103
29203 | 5.1 | 1 | 2018-12-31 | 2019-12-31 | 365 | 5.8436 | 5 | 0.84362
28045 | 3.57 | 1 | 2018-12-31 | 2019-12-31 | 365 | 4.0905 | 4 | 0.090535
29259 | 4.08 | 1 | 2018-12-31 | 2019-12-31 | 365 | 4.6749 | 4 | 0.6749
29236 | 8.32 | 1 | 2018-12-31 | 2019-12-31 | 365 | 9.5331 | 9 | 0.53312
29214 | 6.5 | 1 | 2018-12-31 | 2019-12-31 | 365 | 7.4478 | 7 | 0.44775
31637 | 7.54 | 1 | 2018-12-31 | 2019-12-31 | 365 | 8.6394 | 8 | 0.63939
27949 | 4.65 | 1 | 2018-12-31 | 2019-12-31 | 365 | 5.328 | 5 | 0.32801
31881 | 7.54 | 1 | 2018-12-31 | 2019-12-31 | 365 | 8.6394 | 8 | 0.63939
31905 | 8.58 | 1 | 2018-12-31 | 2019-12-31 | 365 | 9.831 | 9 | 0.83103
31907 | 3.64 | 1 | 2018-12-31 | 2019-12-31 | 365 | 4.1707 | 4 | 0.17074
31913 | 5.2 | 1 | 2018-12-31 | 2019-12-31 | 365 | 5.9582 | 5 | 0.9582
31918 | 4.16 | 1 | 2018-12-31 | 2019-12-31 | 365 | 4.7666 | 4 | 0.76656
31934 | 4.42 | 1 | 2018-12-31 | 2019-12-31 | 365 | 5.0645 | 5 | 0.064471
31963 | 10.66 | 1 | 2018-12-31 | 2019-12-31 | 365 | 12.2143 | 12 | 0.21431
32114 | 7.02 | 1 | 2018-12-31 | 2019-12-31 | 365 | 8.0436 | 8 | 0.043572
32040 | 3.64 | 1 | 2018-12-31 | 2019-12-31 | 365 | 4.1707 | 4 | 0.17074
32047 | 8.84 | 1 | 2018-12-31 | 2019-12-31 | 365 | 10.1289 | 10 | 0.12894
32044 | 6.76 | 1 | 2018-12-31 | 2019-12-31 | 365 | 7.7457 | 7 | 0.74566
32048 | 4.42 | 1 | 2018-12-31 | 2019-12-31 | 365 | 5.0645 | 5 | 0.064471
32053 | 8.58 | 1 | 2018-12-31 | 2019-12-31 | 365 | 9.831 | 9 | 0.83103
32067 | 12.74 | 1 | 2018-12-31 | 2019-12-31 | 365 | 14.5976 | 14 | 0.59759
32080 | 4.68 | 1 | 2018-12-31 | 2019-12-31 | 365 | 5.3624 | 5 | 0.36238
32089 | 3.12 | 1 | 2018-12-31 | 2019-12-31 | 365 | 3.5749 | 3 | 0.57492
32094 | 3.64 | 1 | 2018-12-31 | 2019-12-31 | 365 | 4.1707 | 4 | 0.17074
32125 | 5.98 | 1 | 2018-12-31 | 2019-12-31 | 365 | 6.8519 | 6 | 0.85193
32161 | 6.5 | 1 | 2018-12-31 | 2019-12-31 | 365 | 7.4478 | 7 | 0.44775
32204 | 11.44 | 1 | 2018-12-31 | 2019-12-31 | 365 | 13.108 | 13 | 0.10804
32064 | 4.16 | 1 | 2018-12-31 | 2019-12-31 | 365 | 4.7666 | 4 | 0.76656
26873 | 8.58 | 1 | 2018-12-31 | 2019-12-31 | 365 | 9.831 | 9 | 0.83103
29603 | 7.02 | 1 | 2018-12-31 | 2019-12-31 | 365 | 8.0436 | 8 | 0.043572
29601 | 11.96 | 1 | 2018-12-31 | 2019-12-31 | 365 | 13.7039 | 13 | 0.70386
29623 | 14.04 | 1 | 2018-12-31 | 2019-12-31 | 365 | 16.0871 | 16 | 0.087144
29630 | 11.44 | 1 | 2018-12-31 | 2019-12-31 | 365 | 13.108 | 13 | 0.10804
29191 | 6.5 | 1 | 2018-12-31 | 2019-12-31 | 365 | 7.4478 | 7 | 0.44775
23470 | 5.1 | 1 | 2018-12-31 | 2019-12-31 | 365 | 5.8436 | 5 | 0.84362
27502 | 10.965 | 1 | 2018-12-31 | 2019-12-31 | 365 | 12.5638 | 12 | 0.56378
27628 | 10.4 | 1 | 2018-12-31 | 2019-12-31 | 365 | 11.9164 | 11 | 0.9164
27693 | 3.38 | 1 | 2018-12-31 | 2019-12-31 | 365 | 3.8728 | 3 | 0.87283
28048 | 7.54 | 1 | 2018-12-31 | 2019-12-31 | 365 | 8.6394 | 8 | 0.63939
28330 | 1.82 | 1 | 2018-12-31 | 2019-12-31 | 365 | 2.0854 | 2 | 0.085371
28758 | 10.92 | 1 | 2018-12-31 | 2019-12-31 | 365 | 12.5122 | 12 | 0.51222
29126 | 5.46 | 1 | 2018-12-31 | 2019-12-31 | 365 | 6.2561 | 6 | 0.25611
29154 | 5.98 | 1 | 2018-12-31 | 2019-12-31 | 365 | 6.8519 | 6 | 0.85193
29198 | 5.2 | 1 | 2018-12-31 | 2019-12-31 | 365 | 5.9582 | 5 | 0.9582
29230 | 20.8 | 1 | 2018-12-31 | 2019-12-31 | 365 | 23.8328 | 23 | 0.83281
28071 | 6.24 | 1 | 2018-12-31 | 2019-12-31 | 365 | 7.1498 | 7 | 0.14984
27256 | 2.08 | 1 | 2018-12-31 | 2019-12-31 | 365 | 2.3833 | 2 | 0.38328
28247 | 5.1 | 1 | 2018-12-31 | 2019-12-31 | 365 | 5.8436 | 5 | 0.84362
28254 | 4.16 | 1 | 2018-12-31 | 2019-12-31 | 365 | 4.7666 | 4 | 0.76656
24944 | 3.64 | 1 | 2018-12-31 | 2019-12-31 | 365 | 4.1707 | 4 | 0.17074
30391 | 13.005 | 1 | 2018-12-31 | 2019-12-31 | 365 | 14.9012 | 14 | 0.90123
29898 | 8.06 | 1 | 2018-12-31 | 2019-12-31 | 365 | 9.2352 | 9 | 0.23521
18385 | 2.34 | 1 | 2018-12-31 | 2019-12-31 | 365 | 2.6812 | 2 | 0.68119
31466 | 5.98 | 1 | 2018-12-31 | 2019-12-31 | 365 | 6.8519 | 6 | 0.85193
17339 | 5.88 | 1 | 2018-12-31 | 2019-12-31 | 365 | 6.7374 | 6 | 0.73735
17814 | 5.865 | 1 | 2018-12-31 | 2019-12-31 | 365 | 6.7202 | 6 | 0.72016
31489 | 12.48 | 1 | 2018-12-31 | 2019-12-31 | 365 | 14.2997 | 14 | 0.29968
31600 | 5.95 | 1 | 2018-12-31 | 2019-12-31 | 365 | 6.8176 | 6 | 0.81756
27511 | 11.96 | 1 | 2018-12-31 | 2019-12-31 | 365 | 13.7039 | 13 | 0.70386
18789 | 3.43 | 1 | 2018-12-31 | 2019-12-31 | 365 | 3.9301 | 3 | 0.93012
31725 | 9.88 | 1 | 2018-12-31 | 2019-12-31 | 365 | 11.3206 | 11 | 0.32058
21315 | 5.46 | 1 | 2018-12-31 | 2019-12-31 | 365 | 6.2561 | 6 | 0.25611
21333 | 2.295 | 1 | 2018-12-31 | 2019-12-31 | 365 | 2.6296 | 2 | 0.62963
35487 | 6.5 | 1 | 2018-12-31 | 2019-12-31 | 365 | 7.4478 | 7 | 0.44775
21606 | 6.5 | 1 | 2018-12-31 | 2019-12-31 | 365 | 7.4478 | 7 | 0.44775
21711 | 5.46 | 1 | 2018-12-31 | 2019-12-31 | 365 | 6.2561 | 6 | 0.25611
21816 | 4.42 | 1 | 2018-12-31 | 2019-12-31 | 365 | 5.0645 | 5 | 0.064471
16847 | 9.435 | 1 | 2018-12-31 | 2019-12-31 | 365 | 10.8107 | 10 | 0.8107
15956 | 6.125 | 1 | 2018-12-31 | 2019-12-31 | 365 | 7.0181 | 7 | 0.018074
15787 | 6.75 | 1 | 2018-12-31 | 2019-12-31 | 365 | 7.7342 | 7 | 0.7342
14897 | 6.63 | 1 | 2018-12-31 | 2019-12-31 | 365 | 7.5967 | 7 | 0.59671
17708 | 2.08 | 1 | 2018-12-31 | 2019-12-31 | 365 | 2.3833 | 2 | 0.38328
30226 | 7.28 | 1 | 2018-12-31 | 2019-12-31 | 365 | 8.3415 | 8 | 0.34148
29884 | 7.28 | 1 | 2018-12-31 | 2019-12-31 | 365 | 8.3415 | 8 | 0.34148
29776 | 8.32 | 1 | 2018-12-31 | 2019-12-31 | 365 | 9.5331 | 9 | 0.53312
29758 | 9.36 | 1 | 2018-12-31 | 2019-12-31 | 365 | 10.7248 | 10 | 0.72476
29731 | 4.335 | 1 | 2018-12-31 | 2019-12-31 | 365 | 4.9671 | 4 | 0.96708
29719 | 9.88 | 1 | 2018-12-31 | 2019-12-31 | 365 | 11.3206 | 11 | 0.32058
29635 | 3.315 | 1 | 2018-12-31 | 2019-12-31 | 365 | 3.7984 | 3 | 0.79835
29624 | 2.86 | 1 | 2018-12-31 | 2019-12-31 | 365 | 3.277 | 3 | 0.27701
29606 | 9.62 | 1 | 2018-12-31 | 2019-12-31 | 365 | 11.0227 | 11 | 0.022673
29217 | 9.88 | 1 | 2018-12-31 | 2019-12-31 | 365 | 11.3206 | 11 | 0.32058
30636 | 11.18 | 1 | 2018-12-31 | 2019-12-31 | 365 | 12.8101 | 12 | 0.81013
28921 | 7.02 | 1 | 2018-12-31 | 2019-12-31 | 365 | 8.0436 | 8 | 0.043572
27716 | 3.315 | 1 | 2018-12-31 | 2019-12-31 | 365 | 3.7984 | 3 | 0.79835
27850 | 6.375 | 1 | 2018-12-31 | 2019-12-31 | 365 | 7.3045 | 7 | 0.30453
27868 | 5.355 | 1 | 2018-12-31 | 2019-12-31 | 365 | 6.1358 | 6 | 0.1358
27873 | 7.14 | 1 | 2018-12-31 | 2019-12-31 | 365 | 8.1811 | 8 | 0.18107
28997 | 5.98 | 1 | 2018-12-31 | 2019-12-31 | 365 | 6.8519 | 6 | 0.85193
28425 | 9.62 | 1 | 2018-12-31 | 2019-12-31 | 365 | 11.0227 | 11 | 0.022673
28599 | 4.42 | 1 | 2018-12-31 | 2019-12-31 | 365 | 5.0645 | 5 | 0.064471
29062 | 2.86 | 1 | 2018-12-31 | 2019-12-31 | 365 | 3.277 | 3 | 0.27701
29136 | 5.46 | 1 | 2018-12-31 | 2019-12-31 | 365 | 6.2561 | 6 | 0.25611
29197 | 13.26 | 1 | 2018-12-31 | 2019-12-31 | 365 | 15.1934 | 15 | 0.19341
29208 | 8.84 | 1 | 2018-12-31 | 2019-12-31 | 365 | 10.1289 | 10 | 0.12894
30533 | 11.7 | 1 | 2018-12-31 | 2019-12-31 | 365 | 13.406 | 13 | 0.40595
27715 | 3.64 | 1 | 2018-12-31 | 2019-12-31 | 365 | 4.1707 | 4 | 0.17074
29224 | 21.32 | 1 | 2018-12-31 | 2019-12-31 | 365 | 24.4286 | 24 | 0.42863
27646 | 10.4 | 1 | 2018-12-31 | 2019-12-31 | 365 | 11.9164 | 11 | 0.9164
19827 | 4.75 | 1 | 2018-12-31 | 2019-12-31 | 365 | 5.4426 | 5 | 0.44259
29628 | 4.68 | 1 | 2018-12-31 | 2019-12-31 | 365 | 5.3624 | 5 | 0.36238
30829 | 3.9 | 1 | 2018-12-31 | 2019-12-31 | 365 | 4.4687 | 4 | 0.46865
31217 | 5.98 | 1 | 2018-12-31 | 2019-12-31 | 365 | 6.8519 | 6 | 0.85193
27370 | 7 | 1 | 2018-12-31 | 2019-12-31 | 365 | 8.0207 | 8 | 0.020656
27485 | 4.59 | 1 | 2018-12-31 | 2019-12-31 | 365 | 5.2593 | 5 | 0.25926
14617 | 5.61 | 1 | 2018-12-31 | 2019-12-31 | 365 | 6.428 | 6 | 0.42798
19925 | 5.72 | 1 | 2018-12-31 | 2019-12-31 | 365 | 6.554 | 6 | 0.55402
27524 | 7.14 | 1 | 2018-12-31 | 2019-12-31 | 365 | 8.1811 | 8 | 0.18107
31485 | 7.02 | 1 | 2018-12-31 | 2019-12-31 | 365 | 8.0436 | 8 | 0.043572
31499 | 6.5 | 1 | 2018-12-31 | 2019-12-31 | 365 | 7.4478 | 7 | 0.44775
31505 | 7.54 | 1 | 2018-12-31 | 2019-12-31 | 365 | 8.6394 | 8 | 0.63939
31460 | 5.72 | 1 | 2018-12-31 | 2019-12-31 | 365 | 6.554 | 6 | 0.55402
31421 | 6.5 | 1 | 2018-12-31 | 2019-12-31 | 365 | 7.4478 | 7 | 0.44775
31470 | 3.12 | 1 | 2018-12-31 | 2019-12-31 | 365 | 3.5749 | 3 | 0.57492
31436 | 6.76 | 1 | 2018-12-31 | 2019-12-31 | 365 | 7.7457 | 7 | 0.74566
31473 | 5.98 | 1 | 2018-12-31 | 2019-12-31 | 365 | 6.8519 | 6 | 0.85193
31475 | 3.12 | 1 | 2018-12-31 | 2019-12-31 | 365 | 3.5749 | 3 | 0.57492
31441 | 8.58 | 1 | 2018-12-31 | 2019-12-31 | 365 | 9.831 | 9 | 0.83103
31497 | 13 | 1 | 2018-12-31 | 2019-12-31 | 365 | 14.8955 | 14 | 0.8955
31479 | 8.84 | 1 | 2018-12-31 | 2019-12-31 | 365 | 10.1289 | 10 | 0.12894
31446 | 6.24 | 1 | 2018-12-31 | 2019-12-31 | 365 | 7.1498 | 7 | 0.14984
31480 | 5.98 | 1 | 2018-12-31 | 2019-12-31 | 365 | 6.8519 | 6 | 0.85193
31481 | 7.54 | 1 | 2018-12-31 | 2019-12-31 | 365 | 8.6394 | 8 | 0.63939
31491 | 7.8 | 1 | 2018-12-31 | 2019-12-31 | 365 | 8.9373 | 8 | 0.9373
31494 | 5.98 | 1 | 2018-12-31 | 2019-12-31 | 365 | 6.8519 | 6 | 0.85193
31500 | 9.88 | 1 | 2018-12-31 | 2019-12-31 | 365 | 11.3206 | 11 | 0.32058
31510 | 13 | 1 | 2018-12-31 | 2019-12-31 | 365 | 14.8955 | 14 | 0.8955
31536 | 4.94 | 1 | 2018-12-31 | 2019-12-31 | 365 | 5.6603 | 5 | 0.66029
31515 | 5.2 | 1 | 2018-12-31 | 2019-12-31 | 365 | 5.9582 | 5 | 0.9582
31524 | 8.32 | 1 | 2018-12-31 | 2019-12-31 | 365 | 9.5331 | 9 | 0.53312
31526 | 3.9 | 1 | 2018-12-31 | 2019-12-31 | 365 | 4.4687 | 4 | 0.46865
31419 | 4.94 | 1 | 2018-12-31 | 2019-12-31 | 365 | 5.6603 | 5 | 0.66029
31433 | 7.28 | 1 | 2018-12-31 | 2019-12-31 | 365 | 8.3415 | 8 | 0.34148
31424 | 8.32 | 1 | 2018-12-31 | 2019-12-31 | 365 | 9.5331 | 9 | 0.53312
31608 | 4.68 | 1 | 2018-12-31 | 2019-12-31 | 365 | 5.3624 | 5 | 0.36238
31597 | 11.7 | 1 | 2018-12-31 | 2019-12-31 | 365 | 13.406 | 13 | 0.40595
31620 | 6.24 | 1 | 2018-12-31 | 2019-12-31 | 365 | 7.1498 | 7 | 0.14984
31598 | 12.48 | 1 | 2018-12-31 | 2019-12-31 | 365 | 14.2997 | 14 | 0.29968
31662 | 3.38 | 1 | 2018-12-31 | 2019-12-31 | 365 | 3.8728 | 3 | 0.87283
31669 | 13 | 1 | 2018-12-31 | 2019-12-31 | 365 | 14.8955 | 14 | 0.8955
31623 | 7.54 | 1 | 2018-12-31 | 2019-12-31 | 365 | 8.6394 | 8 | 0.63939
31643 | 11.18 | 1 | 2018-12-31 | 2019-12-31 | 365 | 12.8101 | 12 | 0.81013
31661 | 4.16 | 1 | 2018-12-31 | 2019-12-31 | 365 | 4.7666 | 4 | 0.76656
31430 | 7.02 | 1 | 2018-12-31 | 2019-12-31 | 365 | 8.0436 | 8 | 0.043572
31697 | 4.94 | 1 | 2018-12-31 | 2019-12-31 | 365 | 5.6603 | 5 | 0.66029
31675 | 5.72 | 1 | 2018-12-31 | 2019-12-31 | 365 | 6.554 | 6 | 0.55402
31718 | 3.9 | 1 | 2018-12-31 | 2019-12-31 | 365 | 4.4687 | 4 | 0.46865
31420 | 12.74 | 1 | 2018-12-31 | 2019-12-31 | 365 | 14.5976 | 14 | 0.59759
31749 | 2.34 | 1 | 2018-12-31 | 2019-12-31 | 365 | 2.6812 | 2 | 0.68119
31437 | 7.8 | 1 | 2018-12-31 | 2019-12-31 | 365 | 8.9373 | 8 | 0.9373
31708 | 9.62 | 1 | 2018-12-31 | 2019-12-31 | 365 | 11.0227 | 11 | 0.022673
31715 | 9.36 | 1 | 2018-12-31 | 2019-12-31 | 365 | 10.7248 | 10 | 0.72476
31728 | 11.18 | 1 | 2018-12-31 | 2019-12-31 | 365 | 12.8101 | 12 | 0.81013
31601 | 12.74 | 1 | 2018-12-31 | 2019-12-31 | 365 | 14.5976 | 14 | 0.59759
31832 | 3.64 | 1 | 2018-12-31 | 2019-12-31 | 365 | 4.1707 | 4 | 0.17074
31775 | 8.06 | 1 | 2018-12-31 | 2019-12-31 | 365 | 9.2352 | 9 | 0.23521
31603 | 13.26 | 1 | 2018-12-31 | 2019-12-31 | 365 | 15.1934 | 15 | 0.19341
31834 | 13 | 1 | 2018-12-31 | 2019-12-31 | 365 | 14.8955 | 14 | 0.8955
31837 | 7.54 | 1 | 2018-12-31 | 2019-12-31 | 365 | 8.6394 | 8 | 0.63939
31606 | 5.46 | 1 | 2018-12-31 | 2019-12-31 | 365 | 6.2561 | 6 | 0.25611
31610 | 9.88 | 1 | 2018-12-31 | 2019-12-31 | 365 | 11.3206 | 11 | 0.32058
31616 | 4.42 | 1 | 2018-12-31 | 2019-12-31 | 365 | 5.0645 | 5 | 0.064471
31624 | 3.12 | 1 | 2018-12-31 | 2019-12-31 | 365 | 3.5749 | 3 | 0.57492
31633 | 10.4 | 1 | 2018-12-31 | 2019-12-31 | 365 | 11.9164 | 11 | 0.9164
31640 | 12.22 | 1 | 2018-12-31 | 2019-12-31 | 365 | 14.0018 | 14 | 0.0017738
31655 | 7.54 | 1 | 2018-12-31 | 2019-12-31 | 365 | 8.6394 | 8 | 0.63939
31644 | 11.18 | 1 | 2018-12-31 | 2019-12-31 | 365 | 12.8101 | 12 | 0.81013
31660 | 4.42 | 1 | 2018-12-31 | 2019-12-31 | 365 | 5.0645 | 5 | 0.064471
31647 | 12.48 | 1 | 2018-12-31 | 2019-12-31 | 365 | 14.2997 | 14 | 0.29968
31666 | 7.28 | 1 | 2018-12-31 | 2019-12-31 | 365 | 8.3415 | 8 | 0.34148
31849 | 6.76 | 1 | 2018-12-31 | 2019-12-31 | 365 | 7.7457 | 7 | 0.74566
31680 | 5.46 | 1 | 2018-12-31 | 2019-12-31 | 365 | 6.2561 | 6 | 0.25611
31889 | 9.1 | 1 | 2018-12-31 | 2019-12-31 | 365 | 10.4269 | 10 | 0.42685
31689 | 11.96 | 1 | 2018-12-31 | 2019-12-31 | 365 | 13.7039 | 13 | 0.70386
31698 | 6.76 | 1 | 2018-12-31 | 2019-12-31 | 365 | 7.7457 | 7 | 0.74566
31704 | 7.8 | 1 | 2018-12-31 | 2019-12-31 | 365 | 8.9373 | 8 | 0.9373
31709 | 5.46 | 1 | 2018-12-31 | 2019-12-31 | 365 | 6.2561 | 6 | 0.25611
31439 | 8.06 | 1 | 2018-12-31 | 2019-12-31 | 365 | 9.2352 | 9 | 0.23521
31423 | 5.72 | 1 | 2018-12-31 | 2019-12-31 | 365 | 6.554 | 6 | 0.55402
31452 | 6.12 | 1 | 2018-12-31 | 2019-12-31 | 365 | 7.0123 | 7 | 0.012345
31449 | 5.2 | 1 | 2018-12-31 | 2019-12-31 | 365 | 5.9582 | 5 | 0.9582
31440 | 2.86 | 1 | 2018-12-31 | 2019-12-31 | 365 | 3.277 | 3 | 0.27701
31447 | 5.72 | 1 | 2018-12-31 | 2019-12-31 | 365 | 6.554 | 6 | 0.55402
31458 | 5.46 | 1 | 2018-12-31 | 2019-12-31 | 365 | 6.2561 | 6 | 0.25611
20921 | 7.02 | 1 | 2018-12-31 | 2019-12-31 | 365 | 8.0436 | 8 | 0.043572
31799 | 12.48 | 1 | 2018-12-31 | 2019-12-31 | 365 | 14.2997 | 14 | 0.29968
31846 | 9.36 | 1 | 2018-12-31 | 2019-12-31 | 365 | 10.7248 | 10 | 0.72476
31843 | 5.46 | 1 | 2018-12-31 | 2019-12-31 | 365 | 6.2561 | 6 | 0.25611
31847 | 8.06 | 1 | 2018-12-31 | 2019-12-31 | 365 | 9.2352 | 9 | 0.23521
27433 | 11.475 | 1 | 2018-12-31 | 2019-12-31 | 365 | 13.1481 | 13 | 0.14815
32043 | 4.94 | 1 | 2018-12-31 | 2019-12-31 | 365 | 5.6603 | 5 | 0.66029
31861 | 6.5 | 1 | 2018-12-31 | 2019-12-31 | 365 | 7.4478 | 7 | 0.44775
31851 | 8.58 | 1 | 2018-12-31 | 2019-12-31 | 365 | 9.831 | 9 | 0.83103
31885 | 6.5 | 1 | 2018-12-31 | 2019-12-31 | 365 | 7.4478 | 7 | 0.44775
31900 | 7.28 | 1 | 2018-12-31 | 2019-12-31 | 365 | 8.3415 | 8 | 0.34148
32209 | 9.36 | 1 | 2018-12-31 | 2019-12-31 | 365 | 10.7248 | 10 | 0.72476
31904 | 5.46 | 1 | 2018-12-31 | 2019-12-31 | 365 | 6.2561 | 6 | 0.25611
32057 | 7.8 | 1 | 2018-12-31 | 2019-12-31 | 365 | 8.9373 | 8 | 0.9373
31909 | 7.8 | 1 | 2018-12-31 | 2019-12-31 | 365 | 8.9373 | 8 | 0.9373
31960 | 6.76 | 1 | 2018-12-31 | 2019-12-31 | 365 | 7.7457 | 7 | 0.74566
31966 | 5.72 | 1 | 2018-12-31 | 2019-12-31 | 365 | 6.554 | 6 | 0.55402
31979 | 4.68 | 1 | 2018-12-31 | 2019-12-31 | 365 | 5.3624 | 5 | 0.36238
31984 | 2.34 | 1 | 2018-12-31 | 2019-12-31 | 365 | 2.6812 | 2 | 0.68119
31959 | 5.98 | 1 | 2018-12-31 | 2019-12-31 | 365 | 6.8519 | 6 | 0.85193
31958 | 9.88 | 1 | 2018-12-31 | 2019-12-31 | 365 | 11.3206 | 11 | 0.32058
32031 | 8.32 | 1 | 2018-12-31 | 2019-12-31 | 365 | 9.5331 | 9 | 0.53312
28052 | 11.73 | 1 | 2018-12-31 | 2019-12-31 | 365 | 13.4403 | 13 | 0.44033
32060 | 7.54 | 1 | 2018-12-31 | 2019-12-31 | 365 | 8.6394 | 8 | 0.63939
32055 | 10.14 | 1 | 2018-12-31 | 2019-12-31 | 365 | 11.6185 | 11 | 0.61849
28025 | 8.58 | 1 | 2018-12-31 | 2019-12-31 | 365 | 9.831 | 9 | 0.83103
27835 | 7.54 | 1 | 2018-12-31 | 2019-12-31 | 365 | 8.6394 | 8 | 0.63939
27834 | 7.8 | 1 | 2018-12-31 | 2019-12-31 | 365 | 8.9373 | 8 | 0.9373
27829 | 7.28 | 1 | 2018-12-31 | 2019-12-31 | 365 | 8.3415 | 8 | 0.34148
29264 | 8.06 | 1 | 2018-12-31 | 2019-12-31 | 365 | 9.2352 | 9 | 0.23521
27697 | 7.8 | 1 | 2018-12-31 | 2019-12-31 | 365 | 8.9373 | 8 | 0.9373
27552 | 5.2 | 1 | 2018-12-31 | 2019-12-31 | 365 | 5.9582 | 5 | 0.9582
27669 | 5.46 | 1 | 2018-12-31 | 2019-12-31 | 365 | 6.2561 | 6 | 0.25611
32258 | 3.64 | 1 | 2018-12-31 | 2019-12-31 | 365 | 4.1707 | 4 | 0.17074
32260 | 4.16 | 1 | 2018-12-31 | 2019-12-31 | 365 | 4.7666 | 4 | 0.76656
32133 | 7.54 | 1 | 2018-12-31 | 2019-12-31 | 365 | 8.6394 | 8 | 0.63939
32261 | 2.34 | 1 | 2018-12-31 | 2019-12-31 | 365 | 2.6812 | 2 | 0.68119
32065 | 8.58 | 1 | 2018-12-31 | 2019-12-31 | 365 | 9.831 | 9 | 0.83103
32211 | 6.5 | 1 | 2018-12-31 | 2019-12-31 | 365 | 7.4478 | 7 | 0.44775
32082 | 11.96 | 1 | 2018-12-31 | 2019-12-31 | 365 | 13.7039 | 13 | 0.70386
32217 | 7.8 | 1 | 2018-12-31 | 2019-12-31 | 365 | 8.9373 | 8 | 0.9373
32200 | 8.06 | 1 | 2018-12-31 | 2019-12-31 | 365 | 9.2352 | 9 | 0.23521
32218 | 7.28 | 1 | 2018-12-31 | 2019-12-31 | 365 | 8.3415 | 8 | 0.34148
32201 | 11.44 | 1 | 2018-12-31 | 2019-12-31 | 365 | 13.108 | 13 | 0.10804
32070 | 9.36 | 1 | 2018-12-31 | 2019-12-31 | 365 | 10.7248 | 10 | 0.72476
32096 | 9.36 | 1 | 2018-12-31 | 2019-12-31 | 365 | 10.7248 | 10 | 0.72476
32092 | 6.76 | 1 | 2018-12-31 | 2019-12-31 | 365 | 7.7457 | 7 | 0.74566
28018 | 10.4 | 1 | 2018-12-31 | 2019-12-31 | 365 | 11.9164 | 11 | 0.9164
32207 | 9.1 | 1 | 2018-12-31 | 2019-12-31 | 365 | 10.4269 | 10 | 0.42685
32160 | 9.88 | 1 | 2018-12-31 | 2019-12-31 | 365 | 11.3206 | 11 | 0.32058
32091 | 7.54 | 1 | 2018-12-31 | 2019-12-31 | 365 | 8.6394 | 8 | 0.63939
32106 | 2.86 | 1 | 2018-12-31 | 2019-12-31 | 365 | 3.277 | 3 | 0.27701
32110 | 6.24 | 1 | 2018-12-31 | 2019-12-31 | 365 | 7.1498 | 7 | 0.14984
32167 | 6.24 | 1 | 2018-12-31 | 2019-12-31 | 365 | 7.1498 | 7 | 0.14984
32176 | 5.98 | 1 | 2018-12-31 | 2019-12-31 | 365 | 6.8519 | 6 | 0.85193
32117 | 4.68 | 1 | 2018-12-31 | 2019-12-31 | 365 | 5.3624 | 5 | 0.36238
32162 | 4.94 | 1 | 2018-12-31 | 2019-12-31 | 365 | 5.6603 | 5 | 0.66029
32259 | 11.44 | 1 | 2018-12-31 | 2019-12-31 | 365 | 13.108 | 13 | 0.10804
32263 | 9.88 | 1 | 2018-12-31 | 2019-12-31 | 365 | 11.3206 | 11 | 0.32058
32192 | 9.88 | 1 | 2018-12-31 | 2019-12-31 | 365 | 11.3206 | 11 | 0.32058
32270 | 7.54 | 1 | 2018-12-31 | 2019-12-31 | 365 | 8.6394 | 8 | 0.63939
32195 | 8.84 | 1 | 2018-12-31 | 2019-12-31 | 365 | 10.1289 | 10 | 0.12894
32252 | 2.08 | 1 | 2018-12-31 | 2019-12-31 | 365 | 2.3833 | 2 | 0.38328
32256 | 8.84 | 1 | 2018-12-31 | 2019-12-31 | 365 | 10.1289 | 10 | 0.12894
32138 | 8.58 | 1 | 2018-12-31 | 2019-12-31 | 365 | 9.831 | 9 | 0.83103
32353 | 6.5 | 1 | 2018-12-31 | 2019-12-31 | 365 | 7.4478 | 7 | 0.44775
32363 | 4.94 | 1 | 2018-12-31 | 2019-12-31 | 365 | 5.6603 | 5 | 0.66029
32255 | 11.7 | 1 | 2018-12-31 | 2019-12-31 | 365 | 13.406 | 13 | 0.40595
32370 | 7.28 | 1 | 2018-12-31 | 2019-12-31 | 365 | 8.3415 | 8 | 0.34148
32122 | 5.72 | 1 | 2018-12-31 | 2019-12-31 | 365 | 6.554 | 6 | 0.55402
32262 | 9.88 | 1 | 2018-12-31 | 2019-12-31 | 365 | 11.3206 | 11 | 0.32058
32128 | 5.98 | 1 | 2018-12-31 | 2019-12-31 | 365 | 6.8519 | 6 | 0.85193
32280 | 8.32 | 1 | 2018-12-31 | 2019-12-31 | 365 | 9.5331 | 9 | 0.53312
32277 | 8.84 | 1 | 2018-12-31 | 2019-12-31 | 365 | 10.1289 | 10 | 0.12894
32285 | 6.76 | 1 | 2018-12-31 | 2019-12-31 | 365 | 7.7457 | 7 | 0.74566
32275 | 10.66 | 1 | 2018-12-31 | 2019-12-31 | 365 | 12.2143 | 12 | 0.21431
32158 | 6.24 | 1 | 2018-12-31 | 2019-12-31 | 365 | 7.1498 | 7 | 0.14984
32299 | 7.54 | 1 | 2018-12-31 | 2019-12-31 | 365 | 8.6394 | 8 | 0.63939
32311 | 5.98 | 1 | 2018-12-31 | 2019-12-31 | 365 | 6.8519 | 6 | 0.85193
32139 | 2.86 | 1 | 2018-12-31 | 2019-12-31 | 365 | 3.277 | 3 | 0.27701
32145 | 3.64 | 1 | 2018-12-31 | 2019-12-31 | 365 | 4.1707 | 4 | 0.17074
32150 | 5.2 | 1 | 2018-12-31 | 2019-12-31 | 365 | 5.9582 | 5 | 0.9582
32171 | 9.62 | 1 | 2018-12-31 | 2019-12-31 | 365 | 11.0227 | 11 | 0.022673
32300 | 8.06 | 1 | 2018-12-31 | 2019-12-31 | 365 | 9.2352 | 9 | 0.23521
32278 | 4.16 | 1 | 2018-12-31 | 2019-12-31 | 365 | 4.7666 | 4 | 0.76656
32286 | 10.92 | 1 | 2018-12-31 | 2019-12-31 | 365 | 12.5122 | 12 | 0.51222
32294 | 5.72 | 1 | 2018-12-31 | 2019-12-31 | 365 | 6.554 | 6 | 0.55402
32305 | 8.32 | 1 | 2018-12-31 | 2019-12-31 | 365 | 9.5331 | 9 | 0.53312
32287 | 5.46 | 1 | 2018-12-31 | 2019-12-31 | 365 | 6.2561 | 6 | 0.25611
32318 | 5.46 | 1 | 2018-12-31 | 2019-12-31 | 365 | 6.2561 | 6 | 0.25611
32308 | 9.1 | 1 | 2018-12-31 | 2019-12-31 | 365 | 10.4269 | 10 | 0.42685
32310 | 3.9 | 1 | 2018-12-31 | 2019-12-31 | 365 | 4.4687 | 4 | 0.46865
32361 | 3.64 | 1 | 2018-12-31 | 2019-12-31 | 365 | 4.1707 | 4 | 0.17074
32316 | 6.5 | 1 | 2018-12-31 | 2019-12-31 | 365 | 7.4478 | 7 | 0.44775
32383 | 9.36 | 1 | 2018-12-31 | 2019-12-31 | 365 | 10.7248 | 10 | 0.72476
32320 | 4.68 | 1 | 2018-12-31 | 2019-12-31 | 365 | 5.3624 | 5 | 0.36238
32441 | 6.67 | 1 | 2018-12-31 | 2019-12-31 | 365 | 7.6425 | 7 | 0.64254
32326 | 4.68 | 1 | 2018-12-31 | 2019-12-31 | 365 | 5.3624 | 5 | 0.36238
32402 | 11.7 | 1 | 2018-12-31 | 2019-12-31 | 365 | 13.406 | 13 | 0.40595
32430 | 9.75 | 1 | 2018-12-31 | 2019-12-31 | 365 | 11.1716 | 11 | 0.17163
32446 | 9.36 | 1 | 2018-12-31 | 2019-12-31 | 365 | 10.7248 | 10 | 0.72476
32455 | 2.86 | 1 | 2018-12-31 | 2019-12-31 | 365 | 3.277 | 3 | 0.27701
32457 | 3.12 | 1 | 2018-12-31 | 2019-12-31 | 365 | 3.5749 | 3 | 0.57492
32347 | 15.34 | 1 | 2018-12-31 | 2019-12-31 | 365 | 17.5767 | 17 | 0.57669
32369 | 9.1 | 1 | 2018-12-31 | 2019-12-31 | 365 | 10.4269 | 10 | 0.42685
32376 | 8.84 | 1 | 2018-12-31 | 2019-12-31 | 365 | 10.1289 | 10 | 0.12894
32396 | 7.8 | 1 | 2018-12-31 | 2019-12-31 | 365 | 8.9373 | 8 | 0.9373
32371 | 3.64 | 1 | 2018-12-31 | 2019-12-31 | 365 | 4.1707 | 4 | 0.17074
32406 | 3.64 | 1 | 2018-12-31 | 2019-12-31 | 365 | 4.1707 | 4 | 0.17074
32459 | 7.02 | 1 | 2018-12-31 | 2019-12-31 | 365 | 8.0436 | 8 | 0.043572
32484 | 5.2 | 1 | 2018-12-31 | 2019-12-31 | 365 | 5.9582 | 5 | 0.9582
32488 | 7.02 | 1 | 2018-12-31 | 2019-12-31 | 365 | 8.0436 | 8 | 0.043572
32480 | 2.86 | 1 | 2018-12-31 | 2019-12-31 | 365 | 3.277 | 3 | 0.27701
32407 | 13.77 | 1 | 2018-12-31 | 2019-12-31 | 365 | 15.7778 | 15 | 0.77778
32524 | 7.02 | 1 | 2018-12-31 | 2019-12-31 | 365 | 8.0436 | 8 | 0.043572
32533 | 8.32 | 1 | 2018-12-31 | 2019-12-31 | 365 | 9.5331 | 9 | 0.53312
32543 | 3.64 | 1 | 2018-12-31 | 2019-12-31 | 365 | 4.1707 | 4 | 0.17074
32575 | 10.4 | 1 | 2018-12-31 | 2019-12-31 | 365 | 11.9164 | 11 | 0.9164
32580 | 3.12 | 1 | 2018-12-31 | 2019-12-31 | 365 | 3.5749 | 3 | 0.57492
32534 | 9.88 | 1 | 2018-12-31 | 2019-12-31 | 365 | 11.3206 | 11 | 0.32058
32544 | 13 | 1 | 2018-12-31 | 2019-12-31 | 365 | 14.8955 | 14 | 0.8955
32574 | 2.6 | 1 | 2018-12-31 | 2019-12-31 | 365 | 2.9791 | 2 | 0.9791
32569 | 6.24 | 1 | 2018-12-31 | 2019-12-31 | 365 | 7.1498 | 7 | 0.14984
32578 | 8.32 | 1 | 2018-12-31 | 2019-12-31 | 365 | 9.5331 | 9 | 0.53312
32404 | 13.52 | 1 | 2018-12-31 | 2019-12-31 | 365 | 15.4913 | 15 | 0.49132
32414 | 9.88 | 1 | 2018-12-31 | 2019-12-31 | 365 | 11.3206 | 11 | 0.32058
32593 | 7.8 | 1 | 2018-12-31 | 2019-12-31 | 365 | 8.9373 | 8 | 0.9373
32646 | 4.94 | 1 | 2018-12-31 | 2019-12-31 | 365 | 5.6603 | 5 | 0.66029
32653 | 2.86 | 1 | 2018-12-31 | 2019-12-31 | 365 | 3.277 | 3 | 0.27701
32606 | 8.58 | 1 | 2018-12-31 | 2019-12-31 | 365 | 9.831 | 9 | 0.83103
32660 | 5.46 | 1 | 2018-12-31 | 2019-12-31 | 365 | 6.2561 | 6 | 0.25611
31503 | 9.36 | 1 | 2018-12-31 | 2019-12-31 | 365 | 10.7248 | 10 | 0.72476
28741 | 10.4 | 1 | 2018-12-31 | 2019-12-31 | 365 | 11.9164 | 11 | 0.9164
32199 | 13 | 1 | 2018-12-31 | 2019-12-31 | 365 | 14.8955 | 14 | 0.8955
32706 | 6.76 | 1 | 2018-12-31 | 2019-12-31 | 365 | 7.7457 | 7 | 0.74566
32708 | 9.36 | 1 | 2018-12-31 | 2019-12-31 | 365 | 10.7248 | 10 | 0.72476
32710 | 4.94 | 1 | 2018-12-31 | 2019-12-31 | 365 | 5.6603 | 5 | 0.66029
32838 | 2.86 | 1 | 2018-12-31 | 2019-12-31 | 365 | 3.277 | 3 | 0.27701
32776 | 4.94 | 1 | 2018-12-31 | 2019-12-31 | 365 | 5.6603 | 5 | 0.66029
32749 | 7.54 | 1 | 2018-12-31 | 2019-12-31 | 365 | 8.6394 | 8 | 0.63939
32780 | 6.76 | 1 | 2018-12-31 | 2019-12-31 | 365 | 7.7457 | 7 | 0.74566
32803 | 6.24 | 1 | 2018-12-31 | 2019-12-31 | 365 | 7.1498 | 7 | 0.14984
33209 | 10.4 | 1 | 2018-12-31 | 2019-12-31 | 365 | 11.9164 | 11 | 0.9164
33211 | 8.06 | 1 | 2018-12-31 | 2019-12-31 | 365 | 9.2352 | 9 | 0.23521
32616 | 5.2 | 1 | 2018-12-31 | 2019-12-31 | 365 | 5.9582 | 5 | 0.9582
33053 | 7.54 | 1 | 2018-12-31 | 2019-12-31 | 365 | 8.6394 | 8 | 0.63939
33239 | 5.2 | 1 | 2018-12-31 | 2019-12-31 | 365 | 5.9582 | 5 | 0.9582
33279 | 6.885 | 1 | 2018-12-31 | 2019-12-31 | 365 | 7.8889 | 7 | 0.88889
33055 | 5.46 | 1 | 2018-12-31 | 2019-12-31 | 365 | 6.2561 | 6 | 0.25611
33266 | 6.76 | 1 | 2018-12-31 | 2019-12-31 | 365 | 7.7457 | 7 | 0.74566
33271 | 5.2 | 1 | 2018-12-31 | 2019-12-31 | 365 | 5.9582 | 5 | 0.9582
33300 | 6.24 | 1 | 2018-12-31 | 2019-12-31 | 365 | 7.1498 | 7 | 0.14984
33052 | 5.46 | 1 | 2018-12-31 | 2019-12-31 | 365 | 6.2561 | 6 | 0.25611
33256 | 3.64 | 1 | 2018-12-31 | 2019-12-31 | 365 | 4.1707 | 4 | 0.17074
33303 | 7.8 | 1 | 2018-12-31 | 2019-12-31 | 365 | 8.9373 | 8 | 0.9373
33296 | 8.32 | 1 | 2018-12-31 | 2019-12-31 | 365 | 9.5331 | 9 | 0.53312
33346 | 6.76 | 1 | 2018-12-31 | 2019-12-31 | 365 | 7.7457 | 7 | 0.74566
33307 | 5.46 | 1 | 2018-12-31 | 2019-12-31 | 365 | 6.2561 | 6 | 0.25611
33315 | 5.72 | 1 | 2018-12-31 | 2019-12-31 | 365 | 6.554 | 6 | 0.55402
32714 | 6.5 | 1 | 2018-12-31 | 2019-12-31 | 365 | 7.4478 | 7 | 0.44775
33335 | 9.1 | 1 | 2018-12-31 | 2019-12-31 | 365 | 10.4269 | 10 | 0.42685
28296 | 5.98 | 1 | 2018-12-31 | 2019-12-31 | 365 | 6.8519 | 6 | 0.85193
32304 | 11.96 | 1 | 2018-12-31 | 2019-12-31 | 365 | 13.7039 | 13 | 0.70386
32242 | 5.46 | 1 | 2018-12-31 | 2019-12-31 | 365 | 6.2561 | 6 | 0.25611
34142 | 7.02 | 1 | 2018-12-31 | 2019-12-31 | 365 | 8.0436 | 8 | 0.043572
33945 | 10.14 | 1 | 2018-12-31 | 2019-12-31 | 365 | 11.6185 | 11 | 0.61849
33961 | 8.32 | 1 | 2018-12-31 | 2019-12-31 | 365 | 9.5331 | 9 | 0.53312
33956 | 4.68 | 1 | 2018-12-31 | 2019-12-31 | 365 | 5.3624 | 5 | 0.36238
33946 | 6.24 | 1 | 2018-12-31 | 2019-12-31 | 365 | 7.1498 | 7 | 0.14984
33947 | 4.68 | 1 | 2018-12-31 | 2019-12-31 | 365 | 5.3624 | 5 | 0.36238
33950 | 9.36 | 1 | 2018-12-31 | 2019-12-31 | 365 | 10.7248 | 10 | 0.72476
34109 | 6.24 | 1 | 2018-12-31 | 2019-12-31 | 365 | 7.1498 | 7 | 0.14984
34197 | 4.42 | 1 | 2018-12-31 | 2019-12-31 | 365 | 5.0645 | 5 | 0.064471
34284 | 6.5 | 1 | 2018-12-31 | 2019-12-31 | 365 | 7.4478 | 7 | 0.44775
34285 | 11.96 | 1 | 2018-12-31 | 2019-12-31 | 365 | 13.7039 | 13 | 0.70386
34347 | 8.84 | 1 | 2018-12-31 | 2019-12-31 | 365 | 10.1289 | 10 | 0.12894
34299 | 2.86 | 1 | 2018-12-31 | 2019-12-31 | 365 | 3.277 | 3 | 0.27701
34157 | 9.1 | 1 | 2018-12-31 | 2019-12-31 | 365 | 10.4269 | 10 | 0.42685
34053 | 6.5 | 1 | 2018-12-31 | 2019-12-31 | 365 | 7.4478 | 7 | 0.44775
34304 | 13.26 | 1 | 2018-12-31 | 2019-12-31 | 365 | 15.1934 | 15 | 0.19341
34318 | 5.2 | 1 | 2018-12-31 | 2019-12-31 | 365 | 5.9582 | 5 | 0.9582
34344 | 9.88 | 1 | 2018-12-31 | 2019-12-31 | 365 | 11.3206 | 11 | 0.32058
34261 | 6.76 | 1 | 2018-12-31 | 2019-12-31 | 365 | 7.7457 | 7 | 0.74566
34376 | 6.76 | 1 | 2018-12-31 | 2019-12-31 | 365 | 7.7457 | 7 | 0.74566
34399 | 8.32 | 1 | 2018-12-31 | 2019-12-31 | 365 | 9.5331 | 9 | 0.53312
34448 | 6.24 | 1 | 2018-12-31 | 2019-12-31 | 365 | 7.1498 | 7 | 0.14984
34384 | 5.46 | 1 | 2018-12-31 | 2019-12-31 | 365 | 6.2561 | 6 | 0.25611
33532 | 3.9 | 1 | 2018-12-31 | 2019-12-31 | 365 | 4.4687 | 4 | 0.46865
33788 | 11.18 | 1 | 2018-12-31 | 2019-12-31 | 365 | 12.8101 | 12 | 0.81013
33817 | 4.94 | 1 | 2018-12-31 | 2019-12-31 | 365 | 5.6603 | 5 | 0.66029
33548 | 4.94 | 1 | 2018-12-31 | 2019-12-31 | 365 | 5.6603 | 5 | 0.66029
33755 | 8.06 | 1 | 2018-12-31 | 2019-12-31 | 365 | 9.2352 | 9 | 0.23521
33763 | 8.58 | 1 | 2018-12-31 | 2019-12-31 | 365 | 9.831 | 9 | 0.83103
33879 | 5.46 | 1 | 2018-12-31 | 2019-12-31 | 365 | 6.2561 | 6 | 0.25611
33895 | 3.9 | 1 | 2018-12-31 | 2019-12-31 | 365 | 4.4687 | 4 | 0.46865
33903 | 12.48 | 1 | 2018-12-31 | 2019-12-31 | 365 | 14.2997 | 14 | 0.29968
33908 | 8.32 | 1 | 2018-12-31 | 2019-12-31 | 365 | 9.5331 | 9 | 0.53312
31596 | 8.84 | 1 | 2018-12-31 | 2019-12-31 | 365 | 10.1289 | 10 | 0.12894
32721 | 2.08 | 1 | 2018-12-31 | 2019-12-31 | 365 | 2.3833 | 2 | 0.38328
18117 | 5.2 | 1 | 2018-12-31 | 2019-12-31 | 365 | 5.9582 | 5 | 0.9582
34057 | 8.84 | 1 | 2018-12-31 | 2019-12-31 | 365 | 10.1289 | 10 | 0.12894
33839 | 8.58 | 1 | 2018-12-31 | 2019-12-31 | 365 | 9.831 | 9 | 0.83103
31432 | 4.94 | 1 | 2018-12-31 | 2019-12-31 | 365 | 5.6603 | 5 | 0.66029
35517 | 21.42 | 1 | 2018-12-31 | 2019-12-31 | 365 | 24.5432 | 24 | 0.54321
35529 | 3.12 | 1 | 2018-12-31 | 2019-12-31 | 365 | 3.5749 | 3 | 0.57492
35939 | 1.785 | 1 | 2018-12-31 | 2019-12-31 | 365 | 2.0453 | 2 | 0.045267
32276 | 9.62 | 1 | 2018-12-31 | 2019-12-31 | 365 | 11.0227 | 11 | 0.022673
33957 | 4.08 | 1 | 2018-12-31 | 2019-12-31 | 365 | 4.6749 | 4 | 0.6749
35550 | 3.64 | 1 | 2018-12-31 | 2019-12-31 | 365 | 4.1707 | 4 | 0.17074
31435 | 2.6 | 1 | 2018-12-31 | 2019-12-31 | 365 | 2.9791 | 2 | 0.9791
31469 | 5.72 | 1 | 2018-12-31 | 2019-12-31 | 365 | 6.554 | 6 | 0.55402
32428 | 10.92 | 1 | 2018-12-31 | 2019-12-31 | 365 | 12.5122 | 12 | 0.51222
32629 | 7.8 | 1 | 2018-12-31 | 2019-12-31 | 365 | 8.9373 | 8 | 0.9373
33268 | 8.58 | 1 | 2018-12-31 | 2019-12-31 | 365 | 9.831 | 9 | 0.83103
43682 | 10.92 | 1 | 2018-12-31 | 2019-12-31 | 365 | 12.5122 | 12 | 0.51222
37048 | 3.9 | 1 | 2018-12-31 | 2019-12-31 | 365 | 4.4687 | 4 | 0.46865
37015 | 8.58 | 1 | 2018-12-31 | 2019-12-31 | 365 | 9.831 | 9 | 0.83103
36891 | 4.42 | 1 | 2018-12-31 | 2019-12-31 | 365 | 5.0645 | 5 | 0.064471
36993 | 4.94 | 1 | 2018-12-31 | 2019-12-31 | 365 | 5.6603 | 5 | 0.66029
32726 | 4.42 | 1 | 2018-12-31 | 2019-12-31 | 365 | 5.0645 | 5 | 0.064471
35492 | 1.96 | 1 | 2018-12-31 | 2019-12-31 | 365 | 2.2458 | 2 | 0.24578
34430 | 9.36 | 1 | 2018-12-31 | 2019-12-31 | 365 | 10.7248 | 10 | 0.72476
23562 | 9 | 1 | 2018-12-31 | 2019-12-31 | 365 | 10.3123 | 10 | 0.31227
23599 | 3.5 | 1 | 2018-12-31 | 2019-12-31 | 365 | 4.0103 | 4 | 0.010328
37715 | 8.58 | 1 | 2018-12-31 | 2019-12-31 | 365 | 9.831 | 9 | 0.83103
37720 | 3.12 | 1 | 2018-12-31 | 2019-12-31 | 365 | 3.5749 | 3 | 0.57492
31733 | 5.2 | 1 | 2018-12-31 | 2019-12-31 | 365 | 5.9582 | 5 | 0.9582
26664 | 7.14 | 1 | 2018-12-31 | 2019-12-31 | 365 | 8.1811 | 8 | 0.18107
37729 | 12.22 | 1 | 2018-12-31 | 2019-12-31 | 365 | 14.0018 | 14 | 0.0017738
37848 | 4.68 | 1 | 2018-12-31 | 2019-12-31 | 365 | 5.3624 | 5 | 0.36238
37762 | 5.46 | 1 | 2018-12-31 | 2019-12-31 | 365 | 6.2561 | 6 | 0.25611
38009 | 6.24 | 1 | 2018-12-31 | 2019-12-31 | 365 | 7.1498 | 7 | 0.14984
37718 | 5.2 | 1 | 2018-12-31 | 2019-12-31 | 365 | 5.9582 | 5 | 0.9582
37724 | 4.42 | 1 | 2018-12-31 | 2019-12-31 | 365 | 5.0645 | 5 | 0.064471
37777 | 6.5 | 1 | 2018-12-31 | 2019-12-31 | 365 | 7.4478 | 7 | 0.44775
37754 | 3.38 | 1 | 2018-12-31 | 2019-12-31 | 365 | 3.8728 | 3 | 0.87283
37783 | 3.64 | 1 | 2018-12-31 | 2019-12-31 | 365 | 4.1707 | 4 | 0.17074
38051 | 5.72 | 1 | 2018-12-31 | 2019-12-31 | 365 | 6.554 | 6 | 0.55402
38103 | 7.65 | 1 | 2018-12-31 | 2019-12-31 | 365 | 8.7654 | 8 | 0.76543
21173 | 7.8 | 1 | 2018-12-31 | 2019-12-31 | 365 | 8.9373 | 8 | 0.9373
31534 | 6.76 | 1 | 2018-12-31 | 2019-12-31 | 365 | 7.7457 | 7 | 0.74566
21260 | 5.72 | 1 | 2018-12-31 | 2019-12-31 | 365 | 6.554 | 6 | 0.55402
18282 | 7.28 | 1 | 2018-12-31 | 2019-12-31 | 365 | 8.3415 | 8 | 0.34148
21286 | 4.94 | 1 | 2018-12-31 | 2019-12-31 | 365 | 5.6603 | 5 | 0.66029
21586 | 5.72 | 1 | 2018-12-31 | 2019-12-31 | 365 | 6.554 | 6 | 0.55402
22800 | 10.14 | 1 | 2018-12-31 | 2019-12-31 | 365 | 11.6185 | 11 | 0.61849
21247 | 5.865 | 1 | 2018-12-31 | 2019-12-31 | 365 | 6.7202 | 6 | 0.72016
38496 | 6.24 | 1 | 2018-12-31 | 2019-12-31 | 365 | 7.1498 | 7 | 0.14984
26706 | 4.16 | 1 | 2018-12-31 | 2019-12-31 | 365 | 4.7666 | 4 | 0.76656
38388 | 5.2 | 1 | 2018-12-31 | 2019-12-31 | 365 | 5.9582 | 5 | 0.9582
37892 | 11.96 | 1 | 2018-12-31 | 2019-12-31 | 365 | 13.7039 | 13 | 0.70386
38537 | 5.72 | 1 | 2018-12-31 | 2019-12-31 | 365 | 6.554 | 6 | 0.55402
38544 | 7.8 | 1 | 2018-12-31 | 2019-12-31 | 365 | 8.9373 | 8 | 0.9373
38007 | 7.02 | 1 | 2018-12-31 | 2019-12-31 | 365 | 8.0436 | 8 | 0.043572
37950 | 11.7 | 1 | 2018-12-31 | 2019-12-31 | 365 | 13.406 | 13 | 0.40595
37937 | 7.8 | 1 | 2018-12-31 | 2019-12-31 | 365 | 8.9373 | 8 | 0.9373
32035 | 5.2 | 1 | 2018-12-31 | 2019-12-31 | 365 | 5.9582 | 5 | 0.9582
24167 | 9.62 | 1 | 2018-12-31 | 2019-12-31 | 365 | 11.0227 | 11 | 0.022673
38209 | 10.66 | 1 | 2018-12-31 | 2019-12-31 | 365 | 12.2143 | 12 | 0.21431
38841 | 7.54 | 1 | 2018-12-31 | 2019-12-31 | 365 | 8.6394 | 8 | 0.63939
38900 | 7.28 | 1 | 2018-12-31 | 2019-12-31 | 365 | 8.3415 | 8 | 0.34148
38725 | 3.9 | 1 | 2018-12-31 | 2019-12-31 | 365 | 4.4687 | 4 | 0.46865
38751 | 4.94 | 1 | 2018-12-31 | 2019-12-31 | 365 | 5.6603 | 5 | 0.66029
39088 | 4.94 | 1 | 2018-12-31 | 2019-12-31 | 365 | 5.6603 | 5 | 0.66029
38745 | 4.68 | 1 | 2018-12-31 | 2019-12-31 | 365 | 5.3624 | 5 | 0.36238
38797 | 9.62 | 1 | 2018-12-31 | 2019-12-31 | 365 | 11.0227 | 11 | 0.022673
38818 | 4.94 | 1 | 2018-12-31 | 2019-12-31 | 365 | 5.6603 | 5 | 0.66029
38853 | 10.4 | 1 | 2018-12-31 | 2019-12-31 | 365 | 11.9164 | 11 | 0.9164
38943 | 7.02 | 1 | 2018-12-31 | 2019-12-31 | 365 | 8.0436 | 8 | 0.043572
16337 | 10.71 | 1 | 2018-12-31 | 2019-12-31 | 365 | 12.2716 | 12 | 0.2716
38997 | 12.74 | 1 | 2018-12-31 | 2019-12-31 | 365 | 14.5976 | 14 | 0.59759
27380 | 6.5 | 1 | 2018-12-31 | 2019-12-31 | 365 | 7.4478 | 7 | 0.44775
13991 | 6.375 | 1 | 2018-12-31 | 2019-12-31 | 365 | 7.3045 | 7 | 0.30453
15759 | 6.63 | 1 | 2018-12-31 | 2019-12-31 | 365 | 7.5967 | 7 | 0.59671
38639 | 8.84 | 1 | 2018-12-31 | 2019-12-31 | 365 | 10.1289 | 10 | 0.12894
15672 | 5.1 | 1 | 2018-12-31 | 2019-12-31 | 365 | 5.8436 | 5 | 0.84362
16495 | 7.905 | 1 | 2018-12-31 | 2019-12-31 | 365 | 9.0576 | 9 | 0.057612
34112 | 9.88 | 1 | 2018-12-31 | 2019-12-31 | 365 | 11.3206 | 11 | 0.32058
16722 | 5.61 | 1 | 2018-12-31 | 2019-12-31 | 365 | 6.428 | 6 | 0.42798
39846 | 4.59 | 1 | 2018-12-31 | 2019-12-31 | 365 | 5.2593 | 5 | 0.25926
17693 | 3.9 | 1 | 2018-12-31 | 2019-12-31 | 365 | 4.4687 | 4 | 0.46865
34392 | 7.8 | 1 | 2018-12-31 | 2019-12-31 | 365 | 8.9373 | 8 | 0.9373
38697 | 5.98 | 1 | 2018-12-31 | 2019-12-31 | 365 | 6.8519 | 6 | 0.85193
17963 | 10.92 | 1 | 2018-12-31 | 2019-12-31 | 365 | 12.5122 | 12 | 0.51222
36029 | 11.18 | 1 | 2018-12-31 | 2019-12-31 | 365 | 12.8101 | 12 | 0.81013
29249 | 6.885 | 1 | 2018-12-31 | 2019-12-31 | 365 | 7.8889 | 7 | 0.88889
31427 | 7.02 | 1 | 2018-12-31 | 2019-12-31 | 365 | 8.0436 | 8 | 0.043572
27224 | 6.76 | 1 | 2018-12-31 | 2019-12-31 | 365 | 7.7457 | 7 | 0.74566
38899 | 6.24 | 1 | 2018-12-31 | 2019-12-31 | 365 | 7.1498 | 7 | 0.14984
38010 | 5.98 | 1 | 2018-12-31 | 2019-12-31 | 365 | 6.8519 | 6 | 0.85193
38692 | 6.24 | 1 | 2018-12-31 | 2019-12-31 | 365 | 7.1498 | 7 | 0.14984
38772 | 2.86 | 1 | 2018-12-31 | 2019-12-31 | 365 | 3.277 | 3 | 0.27701
38847 | 8.32 | 1 | 2018-12-31 | 2019-12-31 | 365 | 9.5331 | 9 | 0.53312
38704 | 5.2 | 1 | 2018-12-31 | 2019-12-31 | 365 | 5.9582 | 5 | 0.9582
38707 | 6.24 | 1 | 2018-12-31 | 2019-12-31 | 365 | 7.1498 | 7 | 0.14984
39302 | 3.64 | 1 | 2018-12-31 | 2019-12-31 | 365 | 4.1707 | 4 | 0.17074
36695 | 3.12 | 1 | 2018-12-31 | 2019-12-31 | 365 | 3.5749 | 3 | 0.57492
18389 | 11.475 | 1 | 2018-12-31 | 2019-12-31 | 365 | 13.1481 | 13 | 0.14815
18452 | 7.8 | 1 | 2018-12-31 | 2019-12-31 | 365 | 8.9373 | 8 | 0.9373
39419 | 6.24 | 1 | 2018-12-31 | 2019-12-31 | 365 | 7.1498 | 7 | 0.14984
37835 | 4.68 | 1 | 2018-12-31 | 2019-12-31 | 365 | 5.3624 | 5 | 0.36238
39137 | 5.98 | 1 | 2018-12-31 | 2019-12-31 | 365 | 6.8519 | 6 | 0.85193
31919 | 8.84 | 1 | 2018-12-31 | 2019-12-31 | 365 | 10.1289 | 10 | 0.12894
29737 | 7.8 | 1 | 2018-12-31 | 2019-12-31 | 365 | 8.9373 | 8 | 0.9373
39796 | 10.965 | 1 | 2018-12-31 | 2019-12-31 | 365 | 12.5638 | 12 | 0.56378
41063 | 14.04 | 1 | 2018-12-31 | 2019-12-31 | 365 | 16.0871 | 16 | 0.087144
41155 | 13.78 | 1 | 2018-12-31 | 2019-12-31 | 365 | 15.7892 | 15 | 0.78923
38936 | 8.58 | 1 | 2018-12-31 | 2019-12-31 | 365 | 9.831 | 9 | 0.83103
41064 | 5.2 | 1 | 2018-12-31 | 2019-12-31 | 365 | 5.9582 | 5 | 0.9582
41123 | 12.48 | 1 | 2018-12-31 | 2019-12-31 | 365 | 14.2997 | 14 | 0.29968
39032 | 4.94 | 1 | 2018-12-31 | 2019-12-31 | 365 | 5.6603 | 5 | 0.66029
41240 | 6.24 | 1 | 2018-12-31 | 2019-12-31 | 365 | 7.1498 | 7 | 0.14984
39028 | 7.54 | 1 | 2018-12-31 | 2019-12-31 | 365 | 8.6394 | 8 | 0.63939
39141 | 7.8 | 1 | 2018-12-31 | 2019-12-31 | 365 | 8.9373 | 8 | 0.9373
39164 | 3.12 | 1 | 2018-12-31 | 2019-12-31 | 365 | 3.5749 | 3 | 0.57492
39167 | 5.46 | 1 | 2018-12-31 | 2019-12-31 | 365 | 6.2561 | 6 | 0.25611
41144 | 10.66 | 1 | 2018-12-31 | 2019-12-31 | 365 | 12.2143 | 12 | 0.21431
39469 | 3.64 | 1 | 2018-12-31 | 2019-12-31 | 365 | 4.1707 | 4 | 0.17074
39183 | 6.76 | 1 | 2018-12-31 | 2019-12-31 | 365 | 7.7457 | 7 | 0.74566
41004 | 8.32 | 1 | 2018-12-31 | 2019-12-31 | 365 | 9.5331 | 9 | 0.53312
40957 | 3.38 | 1 | 2018-12-31 | 2019-12-31 | 365 | 3.8728 | 3 | 0.87283
39281 | 3.64 | 1 | 2018-12-31 | 2019-12-31 | 365 | 4.1707 | 4 | 0.17074
40986 | 10.4 | 1 | 2018-12-31 | 2019-12-31 | 365 | 11.9164 | 11 | 0.9164
41153 | 11.44 | 1 | 2018-12-31 | 2019-12-31 | 365 | 13.108 | 13 | 0.10804
41093 | 8.32 | 1 | 2018-12-31 | 2019-12-31 | 365 | 9.5331 | 9 | 0.53312
41104 | 6.5 | 1 | 2018-12-31 | 2019-12-31 | 365 | 7.4478 | 7 | 0.44775
40991 | 12.22 | 1 | 2018-12-31 | 2019-12-31 | 365 | 14.0018 | 14 | 0.0017738
40998 | 10.92 | 1 | 2018-12-31 | 2019-12-31 | 365 | 12.5122 | 12 | 0.51222
36690 | 2.55 | 1 | 2018-12-31 | 2019-12-31 | 365 | 2.9218 | 2 | 0.92181
17676 | 7.65 | 1 | 2018-12-31 | 2019-12-31 | 365 | 8.7654 | 8 | 0.76543
31588 | 4.94 | 1 | 2018-12-31 | 2019-12-31 | 365 | 5.6603 | 5 | 0.66029
41007 | 9.62 | 1 | 2018-12-31 | 2019-12-31 | 365 | 11.0227 | 11 | 0.022673
31594 | 5.98 | 1 | 2018-12-31 | 2019-12-31 | 365 | 6.8519 | 6 | 0.85193
19788 | 7.65 | 1 | 2018-12-31 | 2019-12-31 | 365 | 8.7654 | 8 | 0.76543
15014 | 3.57 | 1 | 2018-12-31 | 2019-12-31 | 365 | 4.0905 | 4 | 0.090535
27615 | 11.96 | 1 | 2018-12-31 | 2019-12-31 | 365 | 13.7039 | 13 | 0.70386
27596 | 8.415 | 1 | 2018-12-31 | 2019-12-31 | 365 | 9.642 | 9 | 0.64197
41167 | 8.58 | 1 | 2018-12-31 | 2019-12-31 | 365 | 9.831 | 9 | 0.83103
41234 | 6.76 | 1 | 2018-12-31 | 2019-12-31 | 365 | 7.7457 | 7 | 0.74566
27462 | 5.46 | 1 | 2018-12-31 | 2019-12-31 | 365 | 6.2561 | 6 | 0.25611
21295 | 5.46 | 1 | 2018-12-31 | 2019-12-31 | 365 | 6.2561 | 6 | 0.25611
21697 | 7.02 | 1 | 2018-12-31 | 2019-12-31 | 365 | 8.0436 | 8 | 0.043572
21464 | 8.84 | 1 | 2018-12-31 | 2019-12-31 | 365 | 10.1289 | 10 | 0.12894
20502 | 5.46 | 1 | 2018-12-31 | 2019-12-31 | 365 | 6.2561 | 6 | 0.25611
27548 | 13.78 | 1 | 2018-12-31 | 2019-12-31 | 365 | 15.7892 | 15 | 0.78923
21024 | 3.64 | 1 | 2018-12-31 | 2019-12-31 | 365 | 4.1707 | 4 | 0.17074
19678 | 11.18 | 1 | 2018-12-31 | 2019-12-31 | 365 | 12.8101 | 12 | 0.81013
31425 | 8.58 | 1 | 2018-12-31 | 2019-12-31 | 365 | 9.831 | 9 | 0.83103
19512 | 7.54 | 1 | 2018-12-31 | 2019-12-31 | 365 | 8.6394 | 8 | 0.63939
19534 | 7.28 | 1 | 2018-12-31 | 2019-12-31 | 365 | 8.3415 | 8 | 0.34148
19981 | 4.68 | 1 | 2018-12-31 | 2019-12-31 | 365 | 5.3624 | 5 | 0.36238
20602 | 6.5 | 1 | 2018-12-31 | 2019-12-31 | 365 | 7.4478 | 7 | 0.44775
20010 | 6.24 | 1 | 2018-12-31 | 2019-12-31 | 365 | 7.1498 | 7 | 0.14984
17558 | 4.42 | 1 | 2018-12-31 | 2019-12-31 | 365 | 5.0645 | 5 | 0.064471
19965 | 3.06 | 1 | 2018-12-31 | 2019-12-31 | 365 | 3.5062 | 3 | 0.50617
20494 | 4.42 | 1 | 2018-12-31 | 2019-12-31 | 365 | 5.0645 | 5 | 0.064471
31527 | 13 | 1 | 2018-12-31 | 2019-12-31 | 365 | 14.8955 | 14 | 0.8955
20663 | 8.32 | 1 | 2018-12-31 | 2019-12-31 | 365 | 9.5331 | 9 | 0.53312
20718 | 10.14 | 1 | 2018-12-31 | 2019-12-31 | 365 | 11.6185 | 11 | 0.61849
20721 | 7.8 | 1 | 2018-12-31 | 2019-12-31 | 365 | 8.9373 | 8 | 0.9373
21179 | 7.28 | 1 | 2018-12-31 | 2019-12-31 | 365 | 8.3415 | 8 | 0.34148
31426 | 4.68 | 1 | 2018-12-31 | 2019-12-31 | 365 | 5.3624 | 5 | 0.36238
21198 | 9.62 | 1 | 2018-12-31 | 2019-12-31 | 365 | 11.0227 | 11 | 0.022673
31223 | 5.2 | 1 | 2018-12-31 | 2019-12-31 | 365 | 5.9582 | 5 | 0.9582
37827 | 10.92 | 1 | 2018-12-31 | 2019-12-31 | 365 | 12.5122 | 12 | 0.51222
37828 | 6.76 | 1 | 2018-12-31 | 2019-12-31 | 365 | 7.7457 | 7 | 0.74566
41677 | 2.86 | 1 | 2018-12-31 | 2019-12-31 | 365 | 3.277 | 3 | 0.27701
41667 | 7.02 | 1 | 2018-12-31 | 2019-12-31 | 365 | 8.0436 | 8 | 0.043572
42864 | 4.5 | 1 | 2018-12-31 | 2019-12-31 | 365 | 5.1561 | 5 | 0.15614
29642 | 9.1 | 1 | 2018-12-31 | 2019-12-31 | 365 | 10.4269 | 10 | 0.42685
33792 | 9.69 | 1 | 2018-12-31 | 2019-12-31 | 365 | 11.1029 | 11 | 0.10288
21482 | 7.02 | 1 | 2018-12-31 | 2019-12-31 | 365 | 8.0436 | 8 | 0.043572
42916 | 8.84 | 1 | 2018-12-31 | 2019-12-31 | 365 | 10.1289 | 10 | 0.12894
42902 | 7.02 | 1 | 2018-12-31 | 2019-12-31 | 365 | 8.0436 | 8 | 0.043572
42905 | 4.68 | 1 | 2018-12-31 | 2019-12-31 | 365 | 5.3624 | 5 | 0.36238
42890 | 6.5 | 1 | 2018-12-31 | 2019-12-31 | 365 | 7.4478 | 7 | 0.44775
32339 | 9.88 | 1 | 2018-12-31 | 2019-12-31 | 365 | 11.3206 | 11 | 0.32058
42899 | 5.98 | 1 | 2018-12-31 | 2019-12-31 | 365 | 6.8519 | 6 | 0.85193
32525 | 4.845 | 1 | 2018-12-31 | 2019-12-31 | 365 | 5.5514 | 5 | 0.55144
21484 | 8.32 | 1 | 2018-12-31 | 2019-12-31 | 365 | 9.5331 | 9 | 0.53312
42927 | 6.5 | 1 | 2018-12-31 | 2019-12-31 | 365 | 7.4478 | 7 | 0.44775
32588 | 5.865 | 1 | 2018-12-31 | 2019-12-31 | 365 | 6.7202 | 6 | 0.72016
32948 | 2.08 | 1 | 2018-12-31 | 2019-12-31 | 365 | 2.3833 | 2 | 0.38328
33261 | 7.02 | 1 | 2018-12-31 | 2019-12-31 | 365 | 8.0436 | 8 | 0.043572
21487 | 7.28 | 1 | 2018-12-31 | 2019-12-31 | 365 | 8.3415 | 8 | 0.34148
22303 | 4.68 | 1 | 2018-12-31 | 2019-12-31 | 365 | 5.3624 | 5 | 0.36238
22253 | 4.42 | 1 | 2018-12-31 | 2019-12-31 | 365 | 5.0645 | 5 | 0.064471
35917 | 4.94 | 1 | 2018-12-31 | 2019-12-31 | 365 | 5.6603 | 5 | 0.66029
22389 | 7.28 | 1 | 2018-12-31 | 2019-12-31 | 365 | 8.3415 | 8 | 0.34148
21728 | 11.7 | 1 | 2018-12-31 | 2019-12-31 | 365 | 13.406 | 13 | 0.40595
39337 | 7.02 | 1 | 2018-12-31 | 2019-12-31 | 365 | 8.0436 | 8 | 0.043572
33942 | 13 | 1 | 2018-12-31 | 2019-12-31 | 365 | 14.8955 | 14 | 0.8955
33949 | 8.84 | 1 | 2018-12-31 | 2019-12-31 | 365 | 10.1289 | 10 | 0.12894
34090 | 4.68 | 1 | 2018-12-31 | 2019-12-31 | 365 | 5.3624 | 5 | 0.36238
34273 | 9.1 | 1 | 2018-12-31 | 2019-12-31 | 365 | 10.4269 | 10 | 0.42685
41613 | 3.9 | 1 | 2018-12-31 | 2019-12-31 | 365 | 4.4687 | 4 | 0.46865
42917 | 7.28 | 1 | 2018-12-31 | 2019-12-31 | 365 | 8.3415 | 8 | 0.34148
23311 | 5.98 | 1 | 2018-12-31 | 2019-12-31 | 365 | 6.8519 | 6 | 0.85193
23979 | 7.02 | 1 | 2018-12-31 | 2019-12-31 | 365 | 8.0436 | 8 | 0.043572
24017 | 5.46 | 1 | 2018-12-31 | 2019-12-31 | 365 | 6.2561 | 6 | 0.25611
24024 | 3.64 | 1 | 2018-12-31 | 2019-12-31 | 365 | 4.1707 | 4 | 0.17074
24242 | 8.58 | 1 | 2018-12-31 | 2019-12-31 | 365 | 9.831 | 9 | 0.83103
35863 | 4.16 | 1 | 2018-12-31 | 2019-12-31 | 365 | 4.7666 | 4 | 0.76656
28145 | 4.08 | 1 | 2018-12-31 | 2019-12-31 | 365 | 4.6749 | 4 | 0.6749
28146 | 4.335 | 1 | 2018-12-31 | 2019-12-31 | 365 | 4.9671 | 4 | 0.96708
25104 | 6.24 | 1 | 2018-12-31 | 2019-12-31 | 365 | 7.1498 | 7 | 0.14984
25185 | 4.68 | 1 | 2018-12-31 | 2019-12-31 | 365 | 5.3624 | 5 | 0.36238
25195 | 4.68 | 1 | 2018-12-31 | 2019-12-31 | 365 | 5.3624 | 5 | 0.36238
28336 | 3.38 | 1 | 2018-12-31 | 2019-12-31 | 365 | 3.8728 | 3 | 0.87283
25223 | 4.16 | 1 | 2018-12-31 | 2019-12-31 | 365 | 4.7666 | 4 | 0.76656
15852 | 6.375 | 1 | 2018-12-31 | 2019-12-31 | 365 | 7.3045 | 7 | 0.30453
22007 | 13 | 1 | 2018-12-31 | 2019-12-31 | 365 | 14.8955 | 14 | 0.8955
22242 | 6.5 | 1 | 2018-12-31 | 2019-12-31 | 365 | 7.4478 | 7 | 0.44775
23334 | 7.8 | 1 | 2018-12-31 | 2019-12-31 | 365 | 8.9373 | 8 | 0.9373
23647 | 7.28 | 1 | 2018-12-31 | 2019-12-31 | 365 | 8.3415 | 8 | 0.34148
41186 | 4.68 | 1 | 2018-12-31 | 2019-12-31 | 365 | 5.3624 | 5 | 0.36238
23653 | 15.08 | 1 | 2018-12-31 | 2019-12-31 | 365 | 17.2788 | 17 | 0.27878
16649 | 11.475 | 1 | 2018-12-31 | 2019-12-31 | 365 | 13.1481 | 13 | 0.14815
23672 | 7.8 | 1 | 2018-12-31 | 2019-12-31 | 365 | 8.9373 | 8 | 0.9373
24851 | 9.1 | 1 | 2018-12-31 | 2019-12-31 | 365 | 10.4269 | 10 | 0.42685
27572 | 5.46 | 1 | 2018-12-31 | 2019-12-31 | 365 | 6.2561 | 6 | 0.25611
21526 | 7.8 | 1 | 2018-12-31 | 2019-12-31 | 365 | 8.9373 | 8 | 0.9373
21700 | 4.16 | 1 | 2018-12-31 | 2019-12-31 | 365 | 4.7666 | 4 | 0.76656
22032 | 9.36 | 1 | 2018-12-31 | 2019-12-31 | 365 | 10.7248 | 10 | 0.72476
32220 | 12.22 | 1 | 2018-12-31 | 2019-12-31 | 365 | 14.0018 | 14 | 0.0017738
31226 | 6.12 | 1 | 2018-12-31 | 2019-12-31 | 365 | 7.0123 | 7 | 0.012345
31390 | 3.38 | 1 | 2018-12-31 | 2019-12-31 | 365 | 3.8728 | 3 | 0.87283
32221 | 8.06 | 1 | 2018-12-31 | 2019-12-31 | 365 | 9.2352 | 9 | 0.23521
31378 | 6.76 | 1 | 2018-12-31 | 2019-12-31 | 365 | 7.7457 | 7 | 0.74566
32520 | 3.9 | 1 | 2018-12-31 | 2019-12-31 | 365 | 4.4687 | 4 | 0.46865
32545 | 4.16 | 1 | 2018-12-31 | 2019-12-31 | 365 | 4.7666 | 4 | 0.76656
36375 | 2.34 | 1 | 2018-12-31 | 2019-12-31 | 365 | 2.6812 | 2 | 0.68119
32245 | 8.58 | 1 | 2018-12-31 | 2019-12-31 | 365 | 9.831 | 9 | 0.83103
15906 | 8.415 | 1 | 2018-12-31 | 2019-12-31 | 365 | 9.642 | 9 | 0.64197
27437 | 7.395 | 1 | 2018-12-31 | 2019-12-31 | 365 | 8.4733 | 8 | 0.47325
16778 | 8.67 | 1 | 2018-12-31 | 2019-12-31 | 365 | 9.9342 | 9 | 0.93416
22228 | 4.42 | 1 | 2018-12-31 | 2019-12-31 | 365 | 5.0645 | 5 | 0.064471
29058 | 9.88 | 1 | 2018-12-31 | 2019-12-31 | 365 | 11.3206 | 11 | 0.32058
22224 | 4.94 | 1 | 2018-12-31 | 2019-12-31 | 365 | 5.6603 | 5 | 0.66029
22741 | 9.88 | 1 | 2018-12-31 | 2019-12-31 | 365 | 11.3206 | 11 | 0.32058
22307 | 4.94 | 1 | 2018-12-31 | 2019-12-31 | 365 | 5.6603 | 5 | 0.66029
27169 | 5.72 | 1 | 2018-12-31 | 2019-12-31 | 365 | 6.554 | 6 | 0.55402
43156 | 6.885 | 1 | 2018-12-31 | 2019-12-31 | 365 | 7.8889 | 7 | 0.88889
42847 | 8.58 | 1 | 2018-12-31 | 2019-12-31 | 365 | 9.831 | 9 | 0.83103
31932 | 4.68 | 1 | 2018-12-31 | 2019-12-31 | 365 | 5.3624 | 5 | 0.36238
31221 | 4.94 | 1 | 2018-12-31 | 2019-12-31 | 365 | 5.6603 | 5 | 0.66029
42839 | 2.08 | 1 | 2018-12-31 | 2019-12-31 | 365 | 2.3833 | 2 | 0.38328
44001 | 7.02 | 1 | 2018-12-31 | 2019-12-31 | 365 | 8.0436 | 8 | 0.043572
27368 | 5.75 | 1 | 2018-12-31 | 2019-12-31 | 365 | 6.5884 | 6 | 0.5884
14452 | 14 | 1 | 2018-12-31 | 2019-12-31 | 365 | 16.0413 | 16 | 0.041312
43109 | 4.335 | 1 | 2018-12-31 | 2019-12-31 | 365 | 4.9671 | 4 | 0.96708
14590 | 9.945 | 1 | 2018-12-31 | 2019-12-31 | 365 | 11.3951 | 11 | 0.39506
27424 | 5.355 | 1 | 2018-12-31 | 2019-12-31 | 365 | 6.1358 | 6 | 0.1358
15779 | 7.905 | 1 | 2018-12-31 | 2019-12-31 | 365 | 9.0576 | 9 | 0.057612
27426 | 14.025 | 1 | 2018-12-31 | 2019-12-31 | 365 | 16.07 | 16 | 0.069957
17512 | 8.06 | 1 | 2018-12-31 | 2019-12-31 | 365 | 9.2352 | 9 | 0.23521
18281 | 5.2 | 1 | 2018-12-31 | 2019-12-31 | 365 | 5.9582 | 5 | 0.9582
25525 | 3.64 | 1 | 2018-12-31 | 2019-12-31 | 365 | 4.1707 | 4 | 0.17074
18634 | 5.46 | 1 | 2018-12-31 | 2019-12-31 | 365 | 6.2561 | 6 | 0.25611
25545 | 4.68 | 1 | 2018-12-31 | 2019-12-31 | 365 | 5.3624 | 5 | 0.36238
27618 | 6.76 | 1 | 2018-12-31 | 2019-12-31 | 365 | 7.7457 | 7 | 0.74566
20435 | 8.5 | 1 | 2018-12-31 | 2019-12-31 | 365 | 9.7394 | 9 | 0.73937
26683 | 9.1 | 1 | 2018-12-31 | 2019-12-31 | 365 | 10.4269 | 10 | 0.42685
20503 | 9.88 | 1 | 2018-12-31 | 2019-12-31 | 365 | 11.3206 | 11 | 0.32058
20601 | 4.86 | 1 | 2018-12-31 | 2019-12-31 | 365 | 5.5686 | 5 | 0.56863
33557 | 9.36 | 1 | 2018-12-31 | 2019-12-31 | 365 | 10.7248 | 10 | 0.72476
22546 | 6.24 | 1 | 2018-12-31 | 2019-12-31 | 365 | 7.1498 | 7 | 0.14984
27519 | 15.34 | 1 | 2018-12-31 | 2019-12-31 | 365 | 17.5767 | 17 | 0.57669
26842 | 10.92 | 1 | 2018-12-31 | 2019-12-31 | 365 | 12.5122 | 12 | 0.51222
26854 | 8.06 | 1 | 2018-12-31 | 2019-12-31 | 365 | 9.2352 | 9 | 0.23521
33565 | 7.8 | 1 | 2018-12-31 | 2019-12-31 | 365 | 8.9373 | 8 | 0.9373
33869 | 11.7 | 1 | 2018-12-31 | 2019-12-31 | 365 | 13.406 | 13 | 0.40595
33963 | 5.72 | 1 | 2018-12-31 | 2019-12-31 | 365 | 6.554 | 6 | 0.55402
32731 | 10.14 | 1 | 2018-12-31 | 2019-12-31 | 365 | 11.6185 | 11 | 0.61849
34193 | 4.94 | 1 | 2018-12-31 | 2019-12-31 | 365 | 5.6603 | 5 | 0.66029
34409 | 7.28 | 1 | 2018-12-31 | 2019-12-31 | 365 | 8.3415 | 8 | 0.34148
35942 | 4.42 | 1 | 2018-12-31 | 2019-12-31 | 365 | 5.0645 | 5 | 0.064471
35959 | 5.72 | 1 | 2018-12-31 | 2019-12-31 | 365 | 6.554 | 6 | 0.55402
43051 | 5.46 | 1 | 2018-12-31 | 2019-12-31 | 365 | 6.2561 | 6 | 0.25611
43102 | 5.46 | 1 | 2018-12-31 | 2019-12-31 | 365 | 6.2561 | 6 | 0.25611
35989 | 8.58 | 1 | 2018-12-31 | 2019-12-31 | 365 | 9.831 | 9 | 0.83103
43458 | 5.2 | 1 | 2018-12-31 | 2019-12-31 | 365 | 5.9582 | 5 | 0.9582
43106 | 2.6 | 1 | 2018-12-31 | 2019-12-31 | 365 | 2.9791 | 2 | 0.9791
37786 | 8.58 | 1 | 2018-12-31 | 2019-12-31 | 365 | 9.831 | 9 | 0.83103
39124 | 11.18 | 1 | 2018-12-31 | 2019-12-31 | 365 | 12.8101 | 12 | 0.81013
42904 | 11.96 | 1 | 2018-12-31 | 2019-12-31 | 365 | 13.7039 | 13 | 0.70386
32866 | 7.28 | 1 | 2018-12-31 | 2019-12-31 | 365 | 8.3415 | 8 | 0.34148
44041 | 7.54 | 1 | 2018-12-31 | 2019-12-31 | 365 | 8.6394 | 8 | 0.63939
33808 | 8.58 | 1 | 2018-12-31 | 2019-12-31 | 365 | 9.831 | 9 | 0.83103
21536 | 10.445 | 1 | 2018-12-31 | 2019-12-31 | 365 | 11.968 | 11 | 0.96796
31771 | 2.34 | 1 | 2018-12-31 | 2019-12-31 | 365 | 2.6812 | 2 | 0.68119
43998 | 8.58 | 1 | 2018-12-31 | 2019-12-31 | 365 | 9.831 | 9 | 0.83103
32214 | 3.64 | 1 | 2018-12-31 | 2019-12-31 | 365 | 4.1707 | 4 | 0.17074
30857 | 4.94 | 1 | 2018-12-31 | 2019-12-31 | 365 | 5.6603 | 5 | 0.66029
32438 | 5.355 | 1 | 2018-12-31 | 2019-12-31 | 365 | 6.1358 | 6 | 0.1358
37681 | 3.12 | 1 | 2018-12-31 | 2019-12-31 | 365 | 3.5749 | 3 | 0.57492
41080 | 2.86 | 1 | 2018-12-31 | 2019-12-31 | 365 | 3.277 | 3 | 0.27701
43257 | 12.22 | 1 | 2018-12-31 | 2019-12-31 | 365 | 14.0018 | 14 | 0.0017738
43663 | 5.2 | 1 | 2018-12-31 | 2019-12-31 | 365 | 5.9582 | 5 | 0.9582
43668 | 8.58 | 1 | 2018-12-31 | 2019-12-31 | 365 | 9.831 | 9 | 0.83103
42392 | 5.46 | 1 | 2018-12-31 | 2019-12-31 | 365 | 6.2561 | 6 | 0.25611
21086 | 10.92 | 1 | 2018-12-31 | 2019-12-31 | 365 | 12.5122 | 12 | 0.51222
21285 | 9.1 | 1 | 2018-12-31 | 2019-12-31 | 365 | 10.4269 | 10 | 0.42685
21517 | 8.06 | 1 | 2018-12-31 | 2019-12-31 | 365 | 9.2352 | 9 | 0.23521
21288 | 4.16 | 1 | 2018-12-31 | 2019-12-31 | 365 | 4.7666 | 4 | 0.76656
21513 | 5.2 | 1 | 2018-12-31 | 2019-12-31 | 365 | 5.9582 | 5 | 0.9582
43666 | 6.76 | 1 | 2018-12-31 | 2019-12-31 | 365 | 7.7457 | 7 | 0.74566
44198 | 5.98 | 1 | 2018-12-31 | 2019-12-31 | 365 | 6.8519 | 6 | 0.85193
44124 | 11.44 | 1 | 2018-12-31 | 2019-12-31 | 365 | 13.108 | 13 | 0.10804
44133 | 4.75 | 1 | 2018-12-31 | 2019-12-31 | 365 | 5.4426 | 5 | 0.44259
25530 | 13 | 1 | 2018-12-31 | 2019-12-31 | 365 | 14.8955 | 14 | 0.8955
31379 | 5.25 | 1 | 2018-12-31 | 2019-12-31 | 365 | 6.0155 | 6 | 0.015492
31509 | 12.48 | 1 | 2018-12-31 | 2019-12-31 | 365 | 14.2997 | 14 | 0.29968
27884 | 15.555 | 1 | 2018-12-31 | 2019-12-31 | 365 | 17.823 | 17 | 0.82304
31977 | 3.12 | 1 | 2018-12-31 | 2019-12-31 | 365 | 3.5749 | 3 | 0.57492
29876 | 3.38 | 1 | 2018-12-31 | 2019-12-31 | 365 | 3.8728 | 3 | 0.87283
33084 | 5.1 | 1 | 2018-12-31 | 2019-12-31 | 365 | 5.8436 | 5 | 0.84362
35563 | 3.64 | 1 | 2018-12-31 | 2019-12-31 | 365 | 4.1707 | 4 | 0.17074
44260 | 2.86 | 1 | 2018-12-31 | 2019-12-31 | 365 | 3.277 | 3 | 0.27701
21023 | 4.68 | 1 | 2018-12-31 | 2019-12-31 | 365 | 5.3624 | 5 | 0.36238
44291 | 6.5 | 1 | 2018-12-31 | 2019-12-31 | 365 | 7.4478 | 7 | 0.44775
44554 | 9.36 | 1 | 2018-12-31 | 2019-12-31 | 365 | 10.7248 | 10 | 0.72476
34456 | 3.12 | 1 | 2018-12-31 | 2019-12-31 | 365 | 3.5749 | 3 | 0.57492
44237 | 5.98 | 1 | 2018-12-31 | 2019-12-31 | 365 | 6.8519 | 6 | 0.85193
44571 | 4.16 | 1 | 2018-12-31 | 2019-12-31 | 365 | 4.7666 | 4 | 0.76656
44586 | 6.24 | 1 | 2018-12-31 | 2019-12-31 | 365 | 7.1498 | 7 | 0.14984
44576 | 6.5 | 1 | 2018-12-31 | 2019-12-31 | 365 | 7.4478 | 7 | 0.44775
16454 | 12.24 | 1 | 2018-12-31 | 2019-12-31 | 365 | 14.0247 | 14 | 0.02469
29253 | 5.355 | 1 | 2018-12-31 | 2019-12-31 | 365 | 6.1358 | 6 | 0.1358
14919 | 10.2 | 1 | 2018-12-31 | 2019-12-31 | 365 | 11.6872 | 11 | 0.68724
22033 | 9.62 | 1 | 2018-12-31 | 2019-12-31 | 365 | 11.0227 | 11 | 0.022673
22143 | 12.74 | 1 | 2018-12-31 | 2019-12-31 | 365 | 14.5976 | 14 | 0.59759
45296 | 5.98 | 1 | 2018-12-31 | 2019-12-31 | 365 | 6.8519 | 6 | 0.85193
24096 | 7.54 | 1 | 2018-12-31 | 2019-12-31 | 365 | 8.6394 | 8 | 0.63939
27570 | 10.965 | 1 | 2018-12-31 | 2019-12-31 | 365 | 12.5638 | 12 | 0.56378
31782 | 7.28 | 1 | 2018-12-31 | 2019-12-31 | 365 | 8.3415 | 8 | 0.34148
31693 | 5.2 | 1 | 2018-12-31 | 2019-12-31 | 365 | 5.9582 | 5 | 0.9582
44953 | 3.64 | 1 | 2018-12-31 | 2019-12-31 | 365 | 4.1707 | 4 | 0.17074
44988 | 4.68 | 1 | 2018-12-31 | 2019-12-31 | 365 | 5.3624 | 5 | 0.36238
44625 | 5.98 | 1 | 2018-12-31 | 2019-12-31 | 365 | 6.8519 | 6 | 0.85193
45306 | 11.7 | 1 | 2018-12-31 | 2019-12-31 | 365 | 13.406 | 13 | 0.40595
45006 | 7.28 | 1 | 2018-12-31 | 2019-12-31 | 365 | 8.3415 | 8 | 0.34148
45037 | 11.44 | 1 | 2018-12-31 | 2019-12-31 | 365 | 13.108 | 13 | 0.10804
45354 | 5.72 | 1 | 2018-12-31 | 2019-12-31 | 365 | 6.554 | 6 | 0.55402
45358 | 16.64 | 1 | 2018-12-31 | 2019-12-31 | 365 | 19.0662 | 19 | 0.066245
27571 | 8.16 | 1 | 2018-12-31 | 2019-12-31 | 365 | 9.3498 | 9 | 0.34979
45369 | 5.2 | 1 | 2018-12-31 | 2019-12-31 | 365 | 5.9582 | 5 | 0.9582
45652 | 11.96 | 1 | 2018-12-31 | 2019-12-31 | 365 | 13.7039 | 13 | 0.70386
29861 | 7.28 | 1 | 2018-12-31 | 2019-12-31 | 365 | 8.3415 | 8 | 0.34148
30259 | 5.2 | 1 | 2018-12-31 | 2019-12-31 | 365 | 5.9582 | 5 | 0.9582
32481 | 4.16 | 1 | 2018-12-31 | 2019-12-31 | 365 | 4.7666 | 4 | 0.76656
31457 | 11.7 | 1 | 2018-12-31 | 2019-12-31 | 365 | 13.406 | 13 | 0.40595
32452 | 7.8 | 1 | 2018-12-31 | 2019-12-31 | 365 | 8.9373 | 8 | 0.9373
32784 | 4.42 | 1 | 2018-12-31 | 2019-12-31 | 365 | 5.0645 | 5 | 0.064471
27432 | 1.785 | 1 | 2018-12-31 | 2019-12-31 | 365 | 2.0453 | 2 | 0.045267
29104 | 6.76 | 1 | 2018-12-31 | 2019-12-31 | 365 | 7.7457 | 7 | 0.74566
32306 | 8.84 | 1 | 2018-12-31 | 2019-12-31 | 365 | 10.1289 | 10 | 0.12894
32050 | 3.38 | 1 | 2018-12-31 | 2019-12-31 | 365 | 3.8728 | 3 | 0.87283
32177 | 5.98 | 1 | 2018-12-31 | 2019-12-31 | 365 | 6.8519 | 6 | 0.85193
45436 | 8.32 | 1 | 2018-12-31 | 2019-12-31 | 365 | 9.5331 | 9 | 0.53312
32157 | 5.2 | 1 | 2018-12-31 | 2019-12-31 | 365 | 5.9582 | 5 | 0.9582
32170 | 7.8 | 1 | 2018-12-31 | 2019-12-31 | 365 | 8.9373 | 8 | 0.9373
32398 | 4.16 | 1 | 2018-12-31 | 2019-12-31 | 365 | 4.7666 | 4 | 0.76656
32416 | 4.42 | 1 | 2018-12-31 | 2019-12-31 | 365 | 5.0645 | 5 | 0.064471
32515 | 8.32 | 1 | 2018-12-31 | 2019-12-31 | 365 | 9.5331 | 9 | 0.53312
45458 | 7.8 | 1 | 2018-12-31 | 2019-12-31 | 365 | 8.9373 | 8 | 0.9373
32722 | 6.24 | 1 | 2018-12-31 | 2019-12-31 | 365 | 7.1498 | 7 | 0.14984
27874 | 8.06 | 1 | 2018-12-31 | 2019-12-31 | 365 | 9.2352 | 9 | 0.23521
31442 | 6.76 | 1 | 2018-12-31 | 2019-12-31 | 365 | 7.7457 | 7 | 0.74566
16845 | 7.8 | 1 | 2018-12-31 | 2019-12-31 | 365 | 8.9373 | 8 | 0.9373
27913 | 13 | 1 | 2018-12-31 | 2019-12-31 | 365 | 14.8955 | 14 | 0.8955
32368 | 4.68 | 1 | 2018-12-31 | 2019-12-31 | 365 | 5.3624 | 5 | 0.36238
29142 | 12.495 | 1 | 2018-12-31 | 2019-12-31 | 365 | 14.3169 | 14 | 0.31687
29238 | 5.2 | 1 | 2018-12-31 | 2019-12-31 | 365 | 5.9582 | 5 | 0.9582
32397 | 5.98 | 1 | 2018-12-31 | 2019-12-31 | 365 | 6.8519 | 6 | 0.85193
32421 | 6.5 | 1 | 2018-12-31 | 2019-12-31 | 365 | 7.4478 | 7 | 0.44775
21262 | 5.2 | 1 | 2018-12-31 | 2019-12-31 | 365 | 5.9582 | 5 | 0.9582
37065 | 4 | 1 | 2018-12-31 | 2019-12-31 | 365 | 4.5832 | 4 | 0.58323
45449 | 10.92 | 1 | 2018-12-31 | 2019-12-31 | 365 | 12.5122 | 12 | 0.51222
46215 | 5.98 | 1 | 2018-12-31 | 2019-12-31 | 365 | 6.8519 | 6 | 0.85193
27416 | 4.08 | 1 | 2018-12-31 | 2019-12-31 | 365 | 4.6749 | 4 | 0.6749
22208 | 5.46 | 1 | 2018-12-31 | 2019-12-31 | 365 | 6.2561 | 6 | 0.25611
22449 | 6.5 | 1 | 2018-12-31 | 2019-12-31 | 365 | 7.4478 | 7 | 0.44775
33260 | 8.84 | 1 | 2018-12-31 | 2019-12-31 | 365 | 10.1289 | 10 | 0.12894
24530 | 5.47 | 1 | 2018-12-31 | 2019-12-31 | 365 | 6.2676 | 6 | 0.26757
29262 | 6.885 | 1 | 2018-12-31 | 2019-12-31 | 365 | 7.8889 | 7 | 0.88889
33954 | 5.72 | 1 | 2018-12-31 | 2019-12-31 | 365 | 6.554 | 6 | 0.55402
32715 | 3.12 | 1 | 2018-12-31 | 2019-12-31 | 365 | 3.5749 | 3 | 0.57492
45631 | 5.72 | 1 | 2018-12-31 | 2019-12-31 | 365 | 6.554 | 6 | 0.55402
26980 | 4.16 | 1 | 2018-12-31 | 2019-12-31 | 365 | 4.7666 | 4 | 0.76656
45437 | 8.58 | 1 | 2018-12-31 | 2019-12-31 | 365 | 9.831 | 9 | 0.83103
34279 | 5.2 | 1 | 2018-12-31 | 2019-12-31 | 365 | 5.9582 | 5 | 0.9582
45495 | 8.32 | 1 | 2018-12-31 | 2019-12-31 | 365 | 9.5331 | 9 | 0.53312
45446 | 8.58 | 1 | 2018-12-31 | 2019-12-31 | 365 | 9.831 | 9 | 0.83103
45541 | 7.28 | 1 | 2018-12-31 | 2019-12-31 | 365 | 8.3415 | 8 | 0.34148
45452 | 5.46 | 1 | 2018-12-31 | 2019-12-31 | 365 | 6.2561 | 6 | 0.25611
45562 | 3.64 | 1 | 2018-12-31 | 2019-12-31 | 365 | 4.1707 | 4 | 0.17074
45519 | 4.16 | 1 | 2018-12-31 | 2019-12-31 | 365 | 4.7666 | 4 | 0.76656
16769 | 2.45 | 1 | 2018-12-31 | 2019-12-31 | 365 | 2.8072 | 2 | 0.80723
45677 | 12.48 | 1 | 2018-12-31 | 2019-12-31 | 365 | 14.2997 | 14 | 0.29968
45553 | 14.56 | 1 | 2018-12-31 | 2019-12-31 | 365 | 16.683 | 16 | 0.68296
45633 | 5.98 | 1 | 2018-12-31 | 2019-12-31 | 365 | 6.8519 | 6 | 0.85193
45643 | 4.16 | 1 | 2018-12-31 | 2019-12-31 | 365 | 4.7666 | 4 | 0.76656
45654 | 7.02 | 1 | 2018-12-31 | 2019-12-31 | 365 | 8.0436 | 8 | 0.043572
37045 | 9.36 | 1 | 2018-12-31 | 2019-12-31 | 365 | 10.7248 | 10 | 0.72476
37083 | 7.28 | 1 | 2018-12-31 | 2019-12-31 | 365 | 8.3415 | 8 | 0.34148
37938 | 7.28 | 1 | 2018-12-31 | 2019-12-31 | 365 | 8.3415 | 8 | 0.34148
45289 | 3.12 | 1 | 2018-12-31 | 2019-12-31 | 365 | 3.5749 | 3 | 0.57492
28568 | 3.64 | 1 | 2018-12-31 | 2019-12-31 | 365 | 4.1707 | 4 | 0.17074
28601 | 6.76 | 1 | 2018-12-31 | 2019-12-31 | 365 | 7.7457 | 7 | 0.74566
45726 | 2.86 | 1 | 2018-12-31 | 2019-12-31 | 365 | 3.277 | 3 | 0.27701
44233 | 7.02 | 1 | 2018-12-31 | 2019-12-31 | 365 | 8.0436 | 8 | 0.043572
39166 | 4.42 | 1 | 2018-12-31 | 2019-12-31 | 365 | 5.0645 | 5 | 0.064471
25089 | 9.62 | 1 | 2018-12-31 | 2019-12-31 | 365 | 11.0227 | 11 | 0.022673
31700 | 8.32 | 1 | 2018-12-31 | 2019-12-31 | 365 | 9.5331 | 9 | 0.53312
24860 | 8.84 | 1 | 2018-12-31 | 2019-12-31 | 365 | 10.1289 | 10 | 0.12894
26984 | 5.2 | 1 | 2018-12-31 | 2019-12-31 | 365 | 5.9582 | 5 | 0.9582
26992 | 5.46 | 1 | 2018-12-31 | 2019-12-31 | 365 | 6.2561 | 6 | 0.25611
26993 | 11.44 | 1 | 2018-12-31 | 2019-12-31 | 365 | 13.108 | 13 | 0.10804
31493 | 9.88 | 1 | 2018-12-31 | 2019-12-31 | 365 | 11.3206 | 11 | 0.32058
31914 | 7.8 | 1 | 2018-12-31 | 2019-12-31 | 365 | 8.9373 | 8 | 0.9373
31916 | 9.36 | 1 | 2018-12-31 | 2019-12-31 | 365 | 10.7248 | 10 | 0.72476
28257 | 5.46 | 1 | 2018-12-31 | 2019-12-31 | 365 | 6.2561 | 6 | 0.25611
28769 | 5.98 | 1 | 2018-12-31 | 2019-12-31 | 365 | 6.8519 | 6 | 0.85193
42341 | 4.68 | 1 | 2018-12-31 | 2019-12-31 | 365 | 5.3624 | 5 | 0.36238
41603 | 4.08 | 1 | 2018-12-31 | 2019-12-31 | 365 | 4.6749 | 4 | 0.6749
32747 | 4.42 | 1 | 2018-12-31 | 2019-12-31 | 365 | 5.0645 | 5 | 0.064471
32733 | 9.88 | 1 | 2018-12-31 | 2019-12-31 | 365 | 11.3206 | 11 | 0.32058
23163 | 13 | 1 | 2018-12-31 | 2019-12-31 | 365 | 14.8955 | 14 | 0.8955
32792 | 7.54 | 1 | 2018-12-31 | 2019-12-31 | 365 | 8.6394 | 8 | 0.63939
32718 | 7.02 | 1 | 2018-12-31 | 2019-12-31 | 365 | 8.0436 | 8 | 0.043572
32852 | 10.14 | 1 | 2018-12-31 | 2019-12-31 | 365 | 11.6185 | 11 | 0.61849
33783 | 2.6 | 1 | 2018-12-31 | 2019-12-31 | 365 | 2.9791 | 2 | 0.9791
32284 | 9.88 | 1 | 2018-12-31 | 2019-12-31 | 365 | 11.3206 | 11 | 0.32058
32875 | 9.1 | 1 | 2018-12-31 | 2019-12-31 | 365 | 10.4269 | 10 | 0.42685
31923 | 5.72 | 1 | 2018-12-31 | 2019-12-31 | 365 | 6.554 | 6 | 0.55402
22513 | 7.02 | 1 | 2018-12-31 | 2019-12-31 | 365 | 8.0436 | 8 | 0.043572
46632 | 5.72 | 1 | 2018-12-31 | 2019-12-31 | 365 | 6.554 | 6 | 0.55402
46518 | 8.06 | 1 | 2018-12-31 | 2019-12-31 | 365 | 9.2352 | 9 | 0.23521
46521 | 6.63 | 1 | 2018-12-31 | 2019-12-31 | 365 | 7.5967 | 7 | 0.59671
22238 | 4.16 | 1 | 2018-12-31 | 2019-12-31 | 365 | 4.7666 | 4 | 0.76656
22285 | 5.72 | 1 | 2018-12-31 | 2019-12-31 | 365 | 6.554 | 6 | 0.55402
22561 | 12.24 | 1 | 2018-12-31 | 2019-12-31 | 365 | 14.0247 | 14 | 0.02469
27872 | 12.48 | 1 | 2018-12-31 | 2019-12-31 | 365 | 14.2997 | 14 | 0.29968
27876 | 7.65 | 1 | 2018-12-31 | 2019-12-31 | 365 | 8.7654 | 8 | 0.76543
44208 | 5.98 | 1 | 2018-12-31 | 2019-12-31 | 365 | 6.8519 | 6 | 0.85193
44100 | 5.2 | 1 | 2018-12-31 | 2019-12-31 | 365 | 5.9582 | 5 | 0.9582
44087 | 12.48 | 1 | 2018-12-31 | 2019-12-31 | 365 | 14.2997 | 14 | 0.29968
43272 | 8.84 | 1 | 2018-12-31 | 2019-12-31 | 365 | 10.1289 | 10 | 0.12894
22133 | 4.94 | 1 | 2018-12-31 | 2019-12-31 | 365 | 5.6603 | 5 | 0.66029
43264 | 7.28 | 1 | 2018-12-31 | 2019-12-31 | 365 | 8.3415 | 8 | 0.34148
43180 | 7.02 | 1 | 2018-12-31 | 2019-12-31 | 365 | 8.0436 | 8 | 0.043572
23971 | 5.98 | 1 | 2018-12-31 | 2019-12-31 | 365 | 6.8519 | 6 | 0.85193
43712 | 4.68 | 1 | 2018-12-31 | 2019-12-31 | 365 | 5.3624 | 5 | 0.36238
28244 | 4.94 | 1 | 2018-12-31 | 2019-12-31 | 365 | 5.6603 | 5 | 0.66029
21566 | 6.76 | 1 | 2018-12-31 | 2019-12-31 | 365 | 7.7457 | 7 | 0.74566
29138 | 19.38 | 1 | 2018-12-31 | 2019-12-31 | 365 | 22.2058 | 22 | 0.20576
25322 | 7.28 | 1 | 2018-12-31 | 2019-12-31 | 365 | 8.3415 | 8 | 0.34148
32333 | 7.54 | 1 | 2018-12-31 | 2019-12-31 | 365 | 8.6394 | 8 | 0.63939
41746 | 7.28 | 1 | 2018-12-31 | 2019-12-31 | 365 | 8.3415 | 8 | 0.34148
41635 | 12.74 | 1 | 2018-12-31 | 2019-12-31 | 365 | 14.5976 | 14 | 0.59759
41620 | 8.58 | 1 | 2018-12-31 | 2019-12-31 | 365 | 9.831 | 9 | 0.83103
32107 | 8.84 | 1 | 2018-12-31 | 2019-12-31 | 365 | 10.1289 | 10 | 0.12894
38241 | 5.98 | 1 | 2018-12-31 | 2019-12-31 | 365 | 6.8519 | 6 | 0.85193
19825 | 3.38 | 1 | 2018-12-31 | 2019-12-31 | 365 | 3.8728 | 3 | 0.87283
19518 | 4.42 | 1 | 2018-12-31 | 2019-12-31 | 365 | 5.0645 | 5 | 0.064471
43724 | 9.36 | 1 | 2018-12-31 | 2019-12-31 | 365 | 10.7248 | 10 | 0.72476
44079 | 8.58 | 1 | 2018-12-31 | 2019-12-31 | 365 | 9.831 | 9 | 0.83103
44071 | 3.9 | 1 | 2018-12-31 | 2019-12-31 | 365 | 4.4687 | 4 | 0.46865
44261 | 9.1 | 1 | 2018-12-31 | 2019-12-31 | 365 | 10.4269 | 10 | 0.42685
22564 | 4.5 | 1 | 2018-12-31 | 2019-12-31 | 365 | 5.1561 | 5 | 0.15614
24424 | 15.55 | 1 | 2018-12-31 | 2019-12-31 | 365 | 17.8173 | 17 | 0.81731
45645 | 4.16 | 1 | 2018-12-31 | 2019-12-31 | 365 | 4.7666 | 4 | 0.76656
45474 | 7.28 | 1 | 2018-12-31 | 2019-12-31 | 365 | 8.3415 | 8 | 0.34148
45461 | 5.98 | 1 | 2018-12-31 | 2019-12-31 | 365 | 6.8519 | 6 | 0.85193
45513 | 13.78 | 1 | 2018-12-31 | 2019-12-31 | 365 | 15.7892 | 15 | 0.78923
31864 | 4.68 | 1 | 2018-12-31 | 2019-12-31 | 365 | 5.3624 | 5 | 0.36238
27361 | 8.75 | 1 | 2018-12-31 | 2019-12-31 | 365 | 10.0258 | 10 | 0.02582
32146 | 5.2 | 1 | 2018-12-31 | 2019-12-31 | 365 | 5.9582 | 5 | 0.9582
29920 | 6.5 | 1 | 2018-12-31 | 2019-12-31 | 365 | 7.4478 | 7 | 0.44775
16930 | 10.455 | 1 | 2018-12-31 | 2019-12-31 | 365 | 11.9794 | 11 | 0.97942
20722 | 3.64 | 1 | 2018-12-31 | 2019-12-31 | 365 | 4.1707 | 4 | 0.17074
16720 | 5.2 | 1 | 2018-12-31 | 2019-12-31 | 365 | 5.9582 | 5 | 0.9582
20951 | 12.22 | 1 | 2018-12-31 | 2019-12-31 | 365 | 14.0018 | 14 | 0.0017738
18387 | 13 | 1 | 2018-12-31 | 2019-12-31 | 365 | 14.8955 | 14 | 0.8955
27625 | 6.5 | 1 | 2018-12-31 | 2019-12-31 | 365 | 7.4478 | 7 | 0.44775
36367 | 8.67 | 1 | 2018-12-31 | 2019-12-31 | 365 | 9.9342 | 9 | 0.93416
31521 | 6.5 | 1 | 2018-12-31 | 2019-12-31 | 365 | 7.4478 | 7 | 0.44775
31444 | 5.98 | 1 | 2018-12-31 | 2019-12-31 | 365 | 6.8519 | 6 | 0.85193
18630 | 5.2 | 1 | 2018-12-31 | 2019-12-31 | 365 | 5.9582 | 5 | 0.9582
31451 | 7.02 | 1 | 2018-12-31 | 2019-12-31 | 365 | 8.0436 | 8 | 0.043572
31513 | 6.76 | 1 | 2018-12-31 | 2019-12-31 | 365 | 7.7457 | 7 | 0.74566
31464 | 13.78 | 1 | 2018-12-31 | 2019-12-31 | 365 | 15.7892 | 15 | 0.78923
30225 | 9.36 | 1 | 2018-12-31 | 2019-12-31 | 365 | 10.7248 | 10 | 0.72476
27944 | 9.62 | 1 | 2018-12-31 | 2019-12-31 | 365 | 11.0227 | 11 | 0.022673
32129 | 4.68 | 1 | 2018-12-31 | 2019-12-31 | 365 | 5.3624 | 5 | 0.36238
32422 | 6.76 | 1 | 2018-12-31 | 2019-12-31 | 365 | 7.7457 | 7 | 0.74566
32198 | 7.54 | 1 | 2018-12-31 | 2019-12-31 | 365 | 8.6394 | 8 | 0.63939
24719 | 4.59 | 1 | 2018-12-31 | 2019-12-31 | 365 | 5.2593 | 5 | 0.25926
32197 | 5.72 | 1 | 2018-12-31 | 2019-12-31 | 365 | 6.554 | 6 | 0.55402
26981 | 7.28 | 1 | 2018-12-31 | 2019-12-31 | 365 | 8.3415 | 8 | 0.34148
30229 | 4.68 | 1 | 2018-12-31 | 2019-12-31 | 365 | 5.3624 | 5 | 0.36238
32191 | 4.16 | 1 | 2018-12-31 | 2019-12-31 | 365 | 4.7666 | 4 | 0.76656
32169 | 5.98 | 1 | 2018-12-31 | 2019-12-31 | 365 | 6.8519 | 6 | 0.85193
32249 | 11.18 | 1 | 2018-12-31 | 2019-12-31 | 365 | 12.8101 | 12 | 0.81013
26932 | 5.75 | 1 | 2018-12-31 | 2019-12-31 | 365 | 6.5884 | 6 | 0.5884
32142 | 8.84 | 1 | 2018-12-31 | 2019-12-31 | 365 | 10.1289 | 10 | 0.12894
32271 | 5.2 | 1 | 2018-12-31 | 2019-12-31 | 365 | 5.9582 | 5 | 0.9582
32203 | 8.32 | 1 | 2018-12-31 | 2019-12-31 | 365 | 9.5331 | 9 | 0.53312
46706 | 4.68 | 1 | 2018-12-31 | 2019-12-31 | 365 | 5.3624 | 5 | 0.36238
32215 | 13 | 1 | 2018-12-31 | 2019-12-31 | 365 | 14.8955 | 14 | 0.8955
27171 | 7.8 | 1 | 2018-12-31 | 2019-12-31 | 365 | 8.9373 | 8 | 0.9373
31000 | 10.4 | 1 | 2018-12-31 | 2019-12-31 | 365 | 11.9164 | 11 | 0.9164
31941 | 4.42 | 1 | 2018-12-31 | 2019-12-31 | 365 | 5.0645 | 5 | 0.064471
32155 | 4.68 | 1 | 2018-12-31 | 2019-12-31 | 365 | 5.3624 | 5 | 0.36238
27269 | 4.42 | 1 | 2018-12-31 | 2019-12-31 | 365 | 5.0645 | 5 | 0.064471
32136 | 4.16 | 1 | 2018-12-31 | 2019-12-31 | 365 | 4.7666 | 4 | 0.76656
47726 | 4.94 | 1 | 2018-12-31 | 2019-12-31 | 365 | 5.6603 | 5 | 0.66029
47344 | 8.06 | 1 | 2018-12-31 | 2019-12-31 | 365 | 9.2352 | 9 | 0.23521
47733 | 4.16 | 1 | 2018-12-31 | 2019-12-31 | 365 | 4.7666 | 4 | 0.76656
32246 | 6.5 | 1 | 2018-12-31 | 2019-12-31 | 365 | 7.4478 | 7 | 0.44775
32130 | 9.36 | 1 | 2018-12-31 | 2019-12-31 | 365 | 10.7248 | 10 | 0.72476
47393 | 5.2 | 1 | 2018-12-31 | 2019-12-31 | 365 | 5.9582 | 5 | 0.9582
32153 | 11.18 | 1 | 2018-12-31 | 2019-12-31 | 365 | 12.8101 | 12 | 0.81013
31770 | 8.58 | 1 | 2018-12-31 | 2019-12-31 | 365 | 9.831 | 9 | 0.83103
32173 | 11.18 | 1 | 2018-12-31 | 2019-12-31 | 365 | 12.8101 | 12 | 0.81013
30995 | 3.9 | 1 | 2018-12-31 | 2019-12-31 | 365 | 4.4687 | 4 | 0.46865
32219 | 5.72 | 1 | 2018-12-31 | 2019-12-31 | 365 | 6.554 | 6 | 0.55402
32372 | 9.88 | 1 | 2018-12-31 | 2019-12-31 | 365 | 11.3206 | 11 | 0.32058
32564 | 9.62 | 1 | 2018-12-31 | 2019-12-31 | 365 | 11.0227 | 11 | 0.022673
32400 | 13 | 1 | 2018-12-31 | 2019-12-31 | 365 | 14.8955 | 14 | 0.8955
25653 | 12.22 | 1 | 2018-12-31 | 2019-12-31 | 365 | 14.0018 | 14 | 0.0017738
32332 | 4.42 | 1 | 2018-12-31 | 2019-12-31 | 365 | 5.0645 | 5 | 0.064471
47786 | 7.28 | 1 | 2018-12-31 | 2019-12-31 | 365 | 8.3415 | 8 | 0.34148
30832 | 7.28 | 1 | 2018-12-31 | 2019-12-31 | 365 | 8.3415 | 8 | 0.34148
47448 | 10.4 | 1 | 2018-12-31 | 2019-12-31 | 365 | 11.9164 | 11 | 0.9164
32500 | 6.24 | 1 | 2018-12-31 | 2019-12-31 | 365 | 7.1498 | 7 | 0.14984
31684 | 8.58 | 1 | 2018-12-31 | 2019-12-31 | 365 | 9.831 | 9 | 0.83103
32566 | 6.5 | 1 | 2018-12-31 | 2019-12-31 | 365 | 7.4478 | 7 | 0.44775
47422 | 4.68 | 1 | 2018-12-31 | 2019-12-31 | 365 | 5.3624 | 5 | 0.36238
32411 | 7.54 | 1 | 2018-12-31 | 2019-12-31 | 365 | 8.6394 | 8 | 0.63939
32828 | 11.44 | 1 | 2018-12-31 | 2019-12-31 | 365 | 13.108 | 13 | 0.10804
44594 | 7.28 | 1 | 2018-12-31 | 2019-12-31 | 365 | 8.3415 | 8 | 0.34148
32490 | 5.72 | 1 | 2018-12-31 | 2019-12-31 | 365 | 6.554 | 6 | 0.55402
31686 | 9.88 | 1 | 2018-12-31 | 2019-12-31 | 365 | 11.3206 | 11 | 0.32058
24258 | 13.26 | 1 | 2018-12-31 | 2019-12-31 | 365 | 15.1934 | 15 | 0.19341
32658 | 6.24 | 1 | 2018-12-31 | 2019-12-31 | 365 | 7.1498 | 7 | 0.14984
32652 | 4.94 | 1 | 2018-12-31 | 2019-12-31 | 365 | 5.6603 | 5 | 0.66029
32424 | 5.98 | 1 | 2018-12-31 | 2019-12-31 | 365 | 6.8519 | 6 | 0.85193
32518 | 8.06 | 1 | 2018-12-31 | 2019-12-31 | 365 | 9.2352 | 9 | 0.23521
24243 | 7.54 | 1 | 2018-12-31 | 2019-12-31 | 365 | 8.6394 | 8 | 0.63939
33252 | 8.06 | 1 | 2018-12-31 | 2019-12-31 | 365 | 9.2352 | 9 | 0.23521
48013 | 7.54 | 1 | 2018-12-31 | 2019-12-31 | 365 | 8.6394 | 8 | 0.63939
32713 | 11.18 | 1 | 2018-12-31 | 2019-12-31 | 365 | 12.8101 | 12 | 0.81013
33129 | 8.84 | 1 | 2018-12-31 | 2019-12-31 | 365 | 10.1289 | 10 | 0.12894
32811 | 5.72 | 1 | 2018-12-31 | 2019-12-31 | 365 | 6.554 | 6 | 0.55402
31884 | 8.58 | 1 | 2018-12-31 | 2019-12-31 | 365 | 9.831 | 9 | 0.83103
32719 | 7.28 | 1 | 2018-12-31 | 2019-12-31 | 365 | 8.3415 | 8 | 0.34148
29627 | 4.94 | 1 | 2018-12-31 | 2019-12-31 | 365 | 5.6603 | 5 | 0.66029
32086 | 13.26 | 1 | 2018-12-31 | 2019-12-31 | 365 | 15.1934 | 15 | 0.19341
47391 | 8.32 | 1 | 2018-12-31 | 2019-12-31 | 365 | 9.5331 | 9 | 0.53312
32918 | 7.8 | 1 | 2018-12-31 | 2019-12-31 | 365 | 8.9373 | 8 | 0.9373
33088 | 9.1 | 1 | 2018-12-31 | 2019-12-31 | 365 | 10.4269 | 10 | 0.42685
32656 | 7.28 | 1 | 2018-12-31 | 2019-12-31 | 365 | 8.3415 | 8 | 0.34148
32325 | 4.42 | 1 | 2018-12-31 | 2019-12-31 | 365 | 5.0645 | 5 | 0.064471
47958 | 4.94 | 1 | 2018-12-31 | 2019-12-31 | 365 | 5.6603 | 5 | 0.66029
32756 | 12.74 | 1 | 2018-12-31 | 2019-12-31 | 365 | 14.5976 | 14 | 0.59759
47348 | 11.44 | 1 | 2018-12-31 | 2019-12-31 | 365 | 13.108 | 13 | 0.10804
37097 | 9.88 | 1 | 2018-12-31 | 2019-12-31 | 365 | 11.3206 | 11 | 0.32058
36514 | 7.54 | 1 | 2018-12-31 | 2019-12-31 | 365 | 8.6394 | 8 | 0.63939
37738 | 6.5 | 1 | 2018-12-31 | 2019-12-31 | 365 | 7.4478 | 7 | 0.44775
37085 | 11.18 | 1 | 2018-12-31 | 2019-12-31 | 365 | 12.8101 | 12 | 0.81013
36688 | 4.19 | 1 | 2018-12-31 | 2019-12-31 | 365 | 4.8009 | 4 | 0.80094
37413 | 5.72 | 1 | 2018-12-31 | 2019-12-31 | 365 | 6.554 | 6 | 0.55402
35584 | 8.32 | 1 | 2018-12-31 | 2019-12-31 | 365 | 9.5331 | 9 | 0.53312
37018 | 5.72 | 1 | 2018-12-31 | 2019-12-31 | 365 | 6.554 | 6 | 0.55402
23314 | 9.36 | 1 | 2018-12-31 | 2019-12-31 | 365 | 10.7248 | 10 | 0.72476
32072 | 7.28 | 1 | 2018-12-31 | 2019-12-31 | 365 | 8.3415 | 8 | 0.34148
34402 | 4.68 | 1 | 2018-12-31 | 2019-12-31 | 365 | 5.3624 | 5 | 0.36238
47989 | 5.2 | 1 | 2018-12-31 | 2019-12-31 | 365 | 5.9582 | 5 | 0.9582
34278 | 5.72 | 1 | 2018-12-31 | 2019-12-31 | 365 | 6.554 | 6 | 0.55402
48344 | 4.94 | 1 | 2018-12-31 | 2019-12-31 | 365 | 5.6603 | 5 | 0.66029
34100 | 8.58 | 1 | 2018-12-31 | 2019-12-31 | 365 | 9.831 | 9 | 0.83103
32335 | 8.58 | 1 | 2018-12-31 | 2019-12-31 | 365 | 9.831 | 9 | 0.83103
47738 | 7.905 | 1 | 2018-12-31 | 2019-12-31 | 365 | 9.0576 | 9 | 0.057612
48341 | 5.2 | 1 | 2018-12-31 | 2019-12-31 | 365 | 5.9582 | 5 | 0.9582
32338 | 4.68 | 1 | 2018-12-31 | 2019-12-31 | 365 | 5.3624 | 5 | 0.36238
34289 | 4.68 | 1 | 2018-12-31 | 2019-12-31 | 365 | 5.3624 | 5 | 0.36238
34319 | 12.22 | 1 | 2018-12-31 | 2019-12-31 | 365 | 14.0018 | 14 | 0.0017738
42906 | 6.24 | 1 | 2018-12-31 | 2019-12-31 | 365 | 7.1498 | 7 | 0.14984
33744 | 7.28 | 1 | 2018-12-31 | 2019-12-31 | 365 | 8.3415 | 8 | 0.34148
32449 | 5.46 | 1 | 2018-12-31 | 2019-12-31 | 365 | 6.2561 | 6 | 0.25611
31398 | 13 | 1 | 2018-12-31 | 2019-12-31 | 365 | 14.8955 | 14 | 0.8955
33295 | 4.42 | 1 | 2018-12-31 | 2019-12-31 | 365 | 5.0645 | 5 | 0.064471
32716 | 7.8 | 1 | 2018-12-31 | 2019-12-31 | 365 | 8.9373 | 8 | 0.9373
33543 | 8.06 | 1 | 2018-12-31 | 2019-12-31 | 365 | 9.2352 | 9 | 0.23521
34188 | 5.98 | 1 | 2018-12-31 | 2019-12-31 | 365 | 6.8519 | 6 | 0.85193
48343 | 5.865 | 1 | 2018-12-31 | 2019-12-31 | 365 | 6.7202 | 6 | 0.72016
33510 | 8.58 | 1 | 2018-12-31 | 2019-12-31 | 365 | 9.831 | 9 | 0.83103
34123 | 7.02 | 1 | 2018-12-31 | 2019-12-31 | 365 | 8.0436 | 8 | 0.043572
34082 | 7.02 | 1 | 2018-12-31 | 2019-12-31 | 365 | 8.0436 | 8 | 0.043572
33564 | 2.86 | 1 | 2018-12-31 | 2019-12-31 | 365 | 3.277 | 3 | 0.27701
32295 | 7.28 | 1 | 2018-12-31 | 2019-12-31 | 365 | 8.3415 | 8 | 0.34148
32709 | 4.94 | 1 | 2018-12-31 | 2019-12-31 | 365 | 5.6603 | 5 | 0.66029
33311 | 5.2 | 1 | 2018-12-31 | 2019-12-31 | 365 | 5.9582 | 5 | 0.9582
32675 | 8.84 | 1 | 2018-12-31 | 2019-12-31 | 365 | 10.1289 | 10 | 0.12894
32343 | 7.54 | 1 | 2018-12-31 | 2019-12-31 | 365 | 8.6394 | 8 | 0.63939
34310 | 10.14 | 1 | 2018-12-31 | 2019-12-31 | 365 | 11.6185 | 11 | 0.61849
33607 | 4.68 | 1 | 2018-12-31 | 2019-12-31 | 365 | 5.3624 | 5 | 0.36238
33778 | 5.72 | 1 | 2018-12-31 | 2019-12-31 | 365 | 6.554 | 6 | 0.55402
37109 | 5.72 | 1 | 2018-12-31 | 2019-12-31 | 365 | 6.554 | 6 | 0.55402
32812 | 8.58 | 1 | 2018-12-31 | 2019-12-31 | 365 | 9.831 | 9 | 0.83103
32947 | 10.4 | 1 | 2018-12-31 | 2019-12-31 | 365 | 11.9164 | 11 | 0.9164
48361 | 4.42 | 1 | 2018-12-31 | 2019-12-31 | 365 | 5.0645 | 5 | 0.064471
33227 | 4.94 | 1 | 2018-12-31 | 2019-12-31 | 365 | 5.6603 | 5 | 0.66029
32950 | 4.16 | 1 | 2018-12-31 | 2019-12-31 | 365 | 4.7666 | 4 | 0.76656
33317 | 8.58 | 1 | 2018-12-31 | 2019-12-31 | 365 | 9.831 | 9 | 0.83103
34277 | 3.12 | 1 | 2018-12-31 | 2019-12-31 | 365 | 3.5749 | 3 | 0.57492
33491 | 9.88 | 1 | 2018-12-31 | 2019-12-31 | 365 | 11.3206 | 11 | 0.32058
35850 | 7.54 | 1 | 2018-12-31 | 2019-12-31 | 365 | 8.6394 | 8 | 0.63939
35618 | 8.32 | 1 | 2018-12-31 | 2019-12-31 | 365 | 9.5331 | 9 | 0.53312
34077 | 6.76 | 1 | 2018-12-31 | 2019-12-31 | 365 | 7.7457 | 7 | 0.74566
36976 | 4.16 | 1 | 2018-12-31 | 2019-12-31 | 365 | 4.7666 | 4 | 0.76656
36926 | 7.28 | 1 | 2018-12-31 | 2019-12-31 | 365 | 8.3415 | 8 | 0.34148
34444 | 4.94 | 1 | 2018-12-31 | 2019-12-31 | 365 | 5.6603 | 5 | 0.66029
33528 | 7.02 | 1 | 2018-12-31 | 2019-12-31 | 365 | 8.0436 | 8 | 0.043572
37118 | 10.14 | 1 | 2018-12-31 | 2019-12-31 | 365 | 11.6185 | 11 | 0.61849
34405 | 3.38 | 1 | 2018-12-31 | 2019-12-31 | 365 | 3.8728 | 3 | 0.87283
34221 | 7.28 | 1 | 2018-12-31 | 2019-12-31 | 365 | 8.3415 | 8 | 0.34148
34395 | 5.46 | 1 | 2018-12-31 | 2019-12-31 | 365 | 6.2561 | 6 | 0.25611
38360 | 4.42 | 1 | 2018-12-31 | 2019-12-31 | 365 | 5.0645 | 5 | 0.064471
35882 | 5.98 | 1 | 2018-12-31 | 2019-12-31 | 365 | 6.8519 | 6 | 0.85193
36931 | 6.5 | 1 | 2018-12-31 | 2019-12-31 | 365 | 7.4478 | 7 | 0.44775
34426 | 2.6 | 1 | 2018-12-31 | 2019-12-31 | 365 | 2.9791 | 2 | 0.9791
33493 | 7.28 | 1 | 2018-12-31 | 2019-12-31 | 365 | 8.3415 | 8 | 0.34148
32610 | 7.28 | 1 | 2018-12-31 | 2019-12-31 | 365 | 8.3415 | 8 | 0.34148
48366 | 3.64 | 1 | 2018-12-31 | 2019-12-31 | 365 | 4.1707 | 4 | 0.17074
35980 | 7.8 | 1 | 2018-12-31 | 2019-12-31 | 365 | 8.9373 | 8 | 0.9373
37106 | 3.38 | 1 | 2018-12-31 | 2019-12-31 | 365 | 3.8728 | 3 | 0.87283
32640 | 5.98 | 1 | 2018-12-31 | 2019-12-31 | 365 | 6.8519 | 6 | 0.85193
38809 | 6.76 | 1 | 2018-12-31 | 2019-12-31 | 365 | 7.7457 | 7 | 0.74566
37753 | 5.98 | 1 | 2018-12-31 | 2019-12-31 | 365 | 6.8519 | 6 | 0.85193
34388 | 4.42 | 1 | 2018-12-31 | 2019-12-31 | 365 | 5.0645 | 5 | 0.064471
37733 | 6.76 | 1 | 2018-12-31 | 2019-12-31 | 365 | 7.7457 | 7 | 0.74566
40967 | 9.36 | 1 | 2018-12-31 | 2019-12-31 | 365 | 10.7248 | 10 | 0.72476
33653 | 8.32 | 1 | 2018-12-31 | 2019-12-31 | 365 | 9.5331 | 9 | 0.53312
39148 | 3.315 | 1 | 2018-12-31 | 2019-12-31 | 365 | 3.7984 | 3 | 0.79835
32433 | 13 | 1 | 2018-12-31 | 2019-12-31 | 365 | 14.8955 | 14 | 0.8955
32267 | 13 | 1 | 2018-12-31 | 2019-12-31 | 365 | 14.8955 | 14 | 0.8955
36947 | 12.74 | 1 | 2018-12-31 | 2019-12-31 | 365 | 14.5976 | 14 | 0.59759
33216 | 5.46 | 1 | 2018-12-31 | 2019-12-31 | 365 | 6.2561 | 6 | 0.25611
31671 | 5.2 | 1 | 2018-12-31 | 2019-12-31 | 365 | 5.9582 | 5 | 0.9582
33278 | 9.36 | 1 | 2018-12-31 | 2019-12-31 | 365 | 10.7248 | 10 | 0.72476
38949 | 4.42 | 1 | 2018-12-31 | 2019-12-31 | 365 | 5.0645 | 5 | 0.064471
35561 | 10.66 | 1 | 2018-12-31 | 2019-12-31 | 365 | 12.2143 | 12 | 0.21431
37765 | 4.68 | 1 | 2018-12-31 | 2019-12-31 | 365 | 5.3624 | 5 | 0.36238
28087 | 6.24 | 1 | 2018-12-31 | 2019-12-31 | 365 | 7.1498 | 7 | 0.14984
38886 | 4.42 | 1 | 2018-12-31 | 2019-12-31 | 365 | 5.0645 | 5 | 0.064471
48426 | 2.6 | 1 | 2018-12-31 | 2019-12-31 | 365 | 2.9791 | 2 | 0.9791
41691 | 4.42 | 1 | 2018-12-31 | 2019-12-31 | 365 | 5.0645 | 5 | 0.064471
37091 | 14.535 | 1 | 2018-12-31 | 2019-12-31 | 365 | 16.6543 | 16 | 0.65432
37970 | 6.5 | 1 | 2018-12-31 | 2019-12-31 | 365 | 7.4478 | 7 | 0.44775
39157 | 9.62 | 1 | 2018-12-31 | 2019-12-31 | 365 | 11.0227 | 11 | 0.022673
37781 | 8.58 | 1 | 2018-12-31 | 2019-12-31 | 365 | 9.831 | 9 | 0.83103
48415 | 7.02 | 1 | 2018-12-31 | 2019-12-31 | 365 | 8.0436 | 8 | 0.043572
28827 | 9.36 | 1 | 2018-12-31 | 2019-12-31 | 365 | 10.7248 | 10 | 0.72476
38526 | 4.68 | 1 | 2018-12-31 | 2019-12-31 | 365 | 5.3624 | 5 | 0.36238
43099 | 3.9 | 1 | 2018-12-31 | 2019-12-31 | 365 | 4.4687 | 4 | 0.46865
37983 | 5.2 | 1 | 2018-12-31 | 2019-12-31 | 365 | 5.9582 | 5 | 0.9582
39326 | 8.32 | 1 | 2018-12-31 | 2019-12-31 | 365 | 9.5331 | 9 | 0.53312
41264 | 6.5 | 1 | 2018-12-31 | 2019-12-31 | 365 | 7.4478 | 7 | 0.44775
40966 | 6.24 | 1 | 2018-12-31 | 2019-12-31 | 365 | 7.1498 | 7 | 0.14984
40994 | 3.9 | 1 | 2018-12-31 | 2019-12-31 | 365 | 4.4687 | 4 | 0.46865
48432 | 3.64 | 1 | 2018-12-31 | 2019-12-31 | 365 | 4.1707 | 4 | 0.17074
41101 | 11.96 | 1 | 2018-12-31 | 2019-12-31 | 365 | 13.7039 | 13 | 0.70386
39294 | 9.1 | 1 | 2018-12-31 | 2019-12-31 | 365 | 10.4269 | 10 | 0.42685
36972 | 6.24 | 1 | 2018-12-31 | 2019-12-31 | 365 | 7.1498 | 7 | 0.14984
44269 | 2.6 | 1 | 2018-12-31 | 2019-12-31 | 365 | 2.9791 | 2 | 0.9791
44541 | 3.38 | 1 | 2018-12-31 | 2019-12-31 | 365 | 3.8728 | 3 | 0.87283
48488 | 4.16 | 1 | 2018-12-31 | 2019-12-31 | 365 | 4.7666 | 4 | 0.76656
27221 | 7.54 | 1 | 2018-12-31 | 2019-12-31 | 365 | 8.6394 | 8 | 0.63939
44973 | 4.16 | 1 | 2018-12-31 | 2019-12-31 | 365 | 4.7666 | 4 | 0.76656
43722 | 9.36 | 1 | 2018-12-31 | 2019-12-31 | 365 | 10.7248 | 10 | 0.72476
44684 | 5.46 | 1 | 2018-12-31 | 2019-12-31 | 365 | 6.2561 | 6 | 0.25611
39143 | 3.64 | 1 | 2018-12-31 | 2019-12-31 | 365 | 4.1707 | 4 | 0.17074
39346 | 8.32 | 1 | 2018-12-31 | 2019-12-31 | 365 | 9.5331 | 9 | 0.53312
45322 | 7.8 | 1 | 2018-12-31 | 2019-12-31 | 365 | 8.9373 | 8 | 0.9373
44949 | 4.94 | 1 | 2018-12-31 | 2019-12-31 | 365 | 5.6603 | 5 | 0.66029
41002 | 5.72 | 1 | 2018-12-31 | 2019-12-31 | 365 | 6.554 | 6 | 0.55402
45438 | 3.9 | 1 | 2018-12-31 | 2019-12-31 | 365 | 4.4687 | 4 | 0.46865
26758 | 12.22 | 1 | 2018-12-31 | 2019-12-31 | 365 | 14.0018 | 14 | 0.0017738
31895 | 5.72 | 1 | 2018-12-31 | 2019-12-31 | 365 | 6.554 | 6 | 0.55402
44584 | 6.5 | 1 | 2018-12-31 | 2019-12-31 | 365 | 7.4478 | 7 | 0.44775
36730 | 6.24 | 1 | 2018-12-31 | 2019-12-31 | 365 | 7.1498 | 7 | 0.14984
39301 | 7.54 | 1 | 2018-12-31 | 2019-12-31 | 365 | 8.6394 | 8 | 0.63939
38491 | 9.69 | 1 | 2018-12-31 | 2019-12-31 | 365 | 11.1029 | 11 | 0.10288
38041 | 5.2 | 1 | 2018-12-31 | 2019-12-31 | 365 | 5.9582 | 5 | 0.9582
44559 | 5.98 | 1 | 2018-12-31 | 2019-12-31 | 365 | 6.8519 | 6 | 0.85193
42942 | 4.16 | 1 | 2018-12-31 | 2019-12-31 | 365 | 4.7666 | 4 | 0.76656
34451 | 2.86 | 1 | 2018-12-31 | 2019-12-31 | 365 | 3.277 | 3 | 0.27701
48670 | 4.16 | 1 | 2018-12-31 | 2019-12-31 | 365 | 4.7666 | 4 | 0.76656
44591 | 8.06 | 1 | 2018-12-31 | 2019-12-31 | 365 | 9.2352 | 9 | 0.23521
36678 | 8.84 | 1 | 2018-12-31 | 2019-12-31 | 365 | 10.1289 | 10 | 0.12894
48397 | 4.68 | 1 | 2018-12-31 | 2019-12-31 | 365 | 5.3624 | 5 | 0.36238
48645 | 6.24 | 1 | 2018-12-31 | 2019-12-31 | 365 | 7.1498 | 7 | 0.14984
31888 | 5.98 | 1 | 2018-12-31 | 2019-12-31 | 365 | 6.8519 | 6 | 0.85193
44678 | 7.54 | 1 | 2018-12-31 | 2019-12-31 | 365 | 8.6394 | 8 | 0.63939
24332 | 13 | 1 | 2018-12-31 | 2019-12-31 | 365 | 14.8955 | 14 | 0.8955
44127 | 4.68 | 1 | 2018-12-31 | 2019-12-31 | 365 | 5.3624 | 5 | 0.36238
48629 | 4.68 | 1 | 2018-12-31 | 2019-12-31 | 365 | 5.3624 | 5 | 0.36238
41654 | 9.1 | 1 | 2018-12-31 | 2019-12-31 | 365 | 10.4269 | 10 | 0.42685
39003 | 6.5 | 1 | 2018-12-31 | 2019-12-31 | 365 | 7.4478 | 7 | 0.44775
33546 | 7.28 | 1 | 2018-12-31 | 2019-12-31 | 365 | 8.3415 | 8 | 0.34148
43669 | 9.62 | 1 | 2018-12-31 | 2019-12-31 | 365 | 11.0227 | 11 | 0.022673
48615 | 8.06 | 1 | 2018-12-31 | 2019-12-31 | 365 | 9.2352 | 9 | 0.23521
41626 | 8.58 | 1 | 2018-12-31 | 2019-12-31 | 365 | 9.831 | 9 | 0.83103
44150 | 5.2 | 1 | 2018-12-31 | 2019-12-31 | 365 | 5.9582 | 5 | 0.9582
43283 | 4.16 | 1 | 2018-12-31 | 2019-12-31 | 365 | 4.7666 | 4 | 0.76656
32282 | 10.4 | 1 | 2018-12-31 | 2019-12-31 | 365 | 11.9164 | 11 | 0.9164
48735 | 3.64 | 1 | 2018-12-31 | 2019-12-31 | 365 | 4.1707 | 4 | 0.17074
48643 | 4.94 | 1 | 2018-12-31 | 2019-12-31 | 365 | 5.6603 | 5 | 0.66029
41730 | 5.98 | 1 | 2018-12-31 | 2019-12-31 | 365 | 6.8519 | 6 | 0.85193
48733 | 4.94 | 1 | 2018-12-31 | 2019-12-31 | 365 | 5.6603 | 5 | 0.66029
43289 | 13 | 1 | 2018-12-31 | 2019-12-31 | 365 | 14.8955 | 14 | 0.8955
48605 | 2.08 | 1 | 2018-12-31 | 2019-12-31 | 365 | 2.3833 | 2 | 0.38328
48599 | 5.72 | 1 | 2018-12-31 | 2019-12-31 | 365 | 6.554 | 6 | 0.55402
45441 | 12.74 | 1 | 2018-12-31 | 2019-12-31 | 365 | 14.5976 | 14 | 0.59759
48576 | 9.62 | 1 | 2018-12-31 | 2019-12-31 | 365 | 11.0227 | 11 | 0.022673
48694 | 6.5 | 1 | 2018-12-31 | 2019-12-31 | 365 | 7.4478 | 7 | 0.44775
48635 | 10.66 | 1 | 2018-12-31 | 2019-12-31 | 365 | 12.2143 | 12 | 0.21431
48671 | 3.06 | 1 | 2018-12-31 | 2019-12-31 | 365 | 3.5062 | 3 | 0.50617
48654 | 3.9 | 1 | 2018-12-31 | 2019-12-31 | 365 | 4.4687 | 4 | 0.46865
31712 | 2.6 | 1 | 2018-12-31 | 2019-12-31 | 365 | 2.9791 | 2 | 0.9791
25190 | 9.1 | 1 | 2018-12-31 | 2019-12-31 | 365 | 10.4269 | 10 | 0.42685
47132 | 10.5 | 1 | 2018-12-31 | 2019-12-31 | 365 | 12.031 | 12 | 0.030984
31859 | 6.5 | 1 | 2018-12-31 | 2019-12-31 | 365 | 7.4478 | 7 | 0.44775
23603 | 3.9 | 1 | 2018-12-31 | 2019-12-31 | 365 | 4.4687 | 4 | 0.46865
23668 | 8.32 | 1 | 2018-12-31 | 2019-12-31 | 365 | 9.5331 | 9 | 0.53312
23850 | 5.72 | 1 | 2018-12-31 | 2019-12-31 | 365 | 6.554 | 6 | 0.55402
23980 | 9.62 | 1 | 2018-12-31 | 2019-12-31 | 365 | 11.0227 | 11 | 0.022673
23923 | 11.44 | 1 | 2018-12-31 | 2019-12-31 | 365 | 13.108 | 13 | 0.10804
32352 | 5.2 | 1 | 2018-12-31 | 2019-12-31 | 365 | 5.9582 | 5 | 0.9582
31663 | 5.2 | 1 | 2018-12-31 | 2019-12-31 | 365 | 5.9582 | 5 | 0.9582
24050 | 7.02 | 1 | 2018-12-31 | 2019-12-31 | 365 | 8.0436 | 8 | 0.043572
28125 | 7.02 | 1 | 2018-12-31 | 2019-12-31 | 365 | 8.0436 | 8 | 0.043572
31714 | 5.46 | 1 | 2018-12-31 | 2019-12-31 | 365 | 6.2561 | 6 | 0.25611
25192 | 7.28 | 1 | 2018-12-31 | 2019-12-31 | 365 | 8.3415 | 8 | 0.34148
46566 | 6.76 | 1 | 2018-12-31 | 2019-12-31 | 365 | 7.7457 | 7 | 0.74566
46597 | 5.98 | 1 | 2018-12-31 | 2019-12-31 | 365 | 6.8519 | 6 | 0.85193
25222 | 5.72 | 1 | 2018-12-31 | 2019-12-31 | 365 | 6.554 | 6 | 0.55402
28560 | 6.76 | 1 | 2018-12-31 | 2019-12-31 | 365 | 7.7457 | 7 | 0.74566
25536 | 5.98 | 1 | 2018-12-31 | 2019-12-31 | 365 | 6.8519 | 6 | 0.85193
25331 | 9.36 | 1 | 2018-12-31 | 2019-12-31 | 365 | 10.7248 | 10 | 0.72476
26710 | 4.68 | 1 | 2018-12-31 | 2019-12-31 | 365 | 5.3624 | 5 | 0.36238
27920 | 5.72 | 1 | 2018-12-31 | 2019-12-31 | 365 | 6.554 | 6 | 0.55402
32535 | 10.92 | 1 | 2018-12-31 | 2019-12-31 | 365 | 12.5122 | 12 | 0.51222
46568 | 3.9 | 1 | 2018-12-31 | 2019-12-31 | 365 | 4.4687 | 4 | 0.46865
32551 | 6.24 | 1 | 2018-12-31 | 2019-12-31 | 365 | 7.1498 | 7 | 0.14984
32582 | 8.58 | 1 | 2018-12-31 | 2019-12-31 | 365 | 9.831 | 9 | 0.83103
32587 | 4.94 | 1 | 2018-12-31 | 2019-12-31 | 365 | 5.6603 | 5 | 0.66029
45445 | 9.36 | 1 | 2018-12-31 | 2019-12-31 | 365 | 10.7248 | 10 | 0.72476
32655 | 5.46 | 1 | 2018-12-31 | 2019-12-31 | 365 | 6.2561 | 6 | 0.25611
33121 | 3.12 | 1 | 2018-12-31 | 2019-12-31 | 365 | 3.5749 | 3 | 0.57492
33775 | 4.94 | 1 | 2018-12-31 | 2019-12-31 | 365 | 5.6603 | 5 | 0.66029
13758 | 8.67 | 1 | 2018-12-31 | 2019-12-31 | 365 | 9.9342 | 9 | 0.93416
31627 | 3.9 | 1 | 2018-12-31 | 2019-12-31 | 365 | 4.4687 | 4 | 0.46865
44117 | 4.68 | 1 | 2018-12-31 | 2019-12-31 | 365 | 5.3624 | 5 | 0.36238
44021 | 7.54 | 1 | 2018-12-31 | 2019-12-31 | 365 | 8.6394 | 8 | 0.63939
32922 | 4.68 | 1 | 2018-12-31 | 2019-12-31 | 365 | 5.3624 | 5 | 0.36238
27500 | 4.845 | 1 | 2018-12-31 | 2019-12-31 | 365 | 5.5514 | 5 | 0.55144
43657 | 13 | 1 | 2018-12-31 | 2019-12-31 | 365 | 14.8955 | 14 | 0.8955
32115 | 10.92 | 1 | 2018-12-31 | 2019-12-31 | 365 | 12.5122 | 12 | 0.51222
31013 | 8.58 | 1 | 2018-12-31 | 2019-12-31 | 365 | 9.831 | 9 | 0.83103
48790 | 12.22 | 1 | 2018-12-31 | 2019-12-31 | 365 | 14.0018 | 14 | 0.0017738
48781 | 7.28 | 1 | 2018-12-31 | 2019-12-31 | 365 | 8.3415 | 8 | 0.34148
29228 | 6.76 | 1 | 2018-12-31 | 2019-12-31 | 365 | 7.7457 | 7 | 0.74566
48649 | 8.58 | 1 | 2018-12-31 | 2019-12-31 | 365 | 9.831 | 9 | 0.83103
44940 | 9.62 | 1 | 2018-12-31 | 2019-12-31 | 365 | 11.0227 | 11 | 0.022673
48712 | 9.1 | 1 | 2018-12-31 | 2019-12-31 | 365 | 10.4269 | 10 | 0.42685
48701 | 4.42 | 1 | 2018-12-31 | 2019-12-31 | 365 | 5.0645 | 5 | 0.064471
48693 | 4.68 | 1 | 2018-12-31 | 2019-12-31 | 365 | 5.3624 | 5 | 0.36238
48729 | 8.84 | 1 | 2018-12-31 | 2019-12-31 | 365 | 10.1289 | 10 | 0.12894
44239 | 6.76 | 1 | 2018-12-31 | 2019-12-31 | 365 | 7.7457 | 7 | 0.74566
48771 | 5.72 | 1 | 2018-12-31 | 2019-12-31 | 365 | 6.554 | 6 | 0.55402
48772 | 6.24 | 1 | 2018-12-31 | 2019-12-31 | 365 | 7.1498 | 7 | 0.14984
48766 | 7.28 | 1 | 2018-12-31 | 2019-12-31 | 365 | 8.3415 | 8 | 0.34148
41636 | 2.34 | 1 | 2018-12-31 | 2019-12-31 | 365 | 2.6812 | 2 | 0.68119
48655 | 4.16 | 1 | 2018-12-31 | 2019-12-31 | 365 | 4.7666 | 4 | 0.76656
48623 | 11.7 | 1 | 2018-12-31 | 2019-12-31 | 365 | 13.406 | 13 | 0.40595
48590 | 5.2 | 1 | 2018-12-31 | 2019-12-31 | 365 | 5.9582 | 5 | 0.9582
48595 | 6.24 | 1 | 2018-12-31 | 2019-12-31 | 365 | 7.1498 | 7 | 0.14984
48390 | 5.46 | 1 | 2018-12-31 | 2019-12-31 | 365 | 6.2561 | 6 | 0.25611
40975 | 5.2 | 1 | 2018-12-31 | 2019-12-31 | 365 | 5.9582 | 5 | 0.9582
38929 | 5.2 | 1 | 2018-12-31 | 2019-12-31 | 365 | 5.9582 | 5 | 0.9582
32178 | 9.36 | 1 | 2018-12-31 | 2019-12-31 | 365 | 10.7248 | 10 | 0.72476
43258 | 7.28 | 1 | 2018-12-31 | 2019-12-31 | 365 | 8.3415 | 8 | 0.34148
32247 | 8.32 | 1 | 2018-12-31 | 2019-12-31 | 365 | 9.5331 | 9 | 0.53312
32212 | 7.28 | 1 | 2018-12-31 | 2019-12-31 | 365 | 8.3415 | 8 | 0.34148
29631 | 7.54 | 1 | 2018-12-31 | 2019-12-31 | 365 | 8.6394 | 8 | 0.63939
31939 | 5.72 | 1 | 2018-12-31 | 2019-12-31 | 365 | 6.554 | 6 | 0.55402
31938 | 4.42 | 1 | 2018-12-31 | 2019-12-31 | 365 | 5.0645 | 5 | 0.064471
26990 | 7.28 | 1 | 2018-12-31 | 2019-12-31 | 365 | 8.3415 | 8 | 0.34148
31833 | 6.5 | 1 | 2018-12-31 | 2019-12-31 | 365 | 7.4478 | 7 | 0.44775
31742 | 5.46 | 1 | 2018-12-31 | 2019-12-31 | 365 | 6.2561 | 6 | 0.25611
24173 | 5.46 | 1 | 2018-12-31 | 2019-12-31 | 365 | 6.2561 | 6 | 0.25611
23853 | 10.66 | 1 | 2018-12-31 | 2019-12-31 | 365 | 12.2143 | 12 | 0.21431
22394 | 4.16 | 1 | 2018-12-31 | 2019-12-31 | 365 | 4.7666 | 4 | 0.76656
48815 | 10.14 | 1 | 2018-12-31 | 2019-12-31 | 365 | 11.6185 | 11 | 0.61849
48803 | 3.12 | 1 | 2018-12-31 | 2019-12-31 | 365 | 3.5749 | 3 | 0.57492
32562 | 4.42 | 1 | 2018-12-31 | 2019-12-31 | 365 | 5.0645 | 5 | 0.064471
48795 | 6.24 | 1 | 2018-12-31 | 2019-12-31 | 365 | 7.1498 | 7 | 0.14984
34420 | 4.42 | 1 | 2018-12-31 | 2019-12-31 | 365 | 5.0645 | 5 | 0.064471
48661 | 6.24 | 1 | 2018-12-31 | 2019-12-31 | 365 | 7.1498 | 7 | 0.14984
48505 | 5.72 | 1 | 2018-12-31 | 2019-12-31 | 365 | 6.554 | 6 | 0.55402
36873 | 3.38 | 1 | 2018-12-31 | 2019-12-31 | 365 | 3.8728 | 3 | 0.87283
33287 | 4.42 | 1 | 2018-12-31 | 2019-12-31 | 365 | 5.0645 | 5 | 0.064471
32413 | 9.36 | 1 | 2018-12-31 | 2019-12-31 | 365 | 10.7248 | 10 | 0.72476
41892 | 7.28 | 1 | 2018-12-31 | 2019-12-31 | 365 | 8.3415 | 8 | 0.34148
48650 | 2.34 | 1 | 2018-12-31 | 2019-12-31 | 365 | 2.6812 | 2 | 0.68119
32945 | 9.88 | 1 | 2018-12-31 | 2019-12-31 | 365 | 11.3206 | 11 | 0.32058
48920 | 5.98 | 1 | 2018-12-31 | 2019-12-31 | 365 | 6.8519 | 6 | 0.85193
48935 | 7.02 | 1 | 2018-12-31 | 2019-12-31 | 365 | 8.0436 | 8 | 0.043572
48932 | 5.2 | 1 | 2018-12-31 | 2019-12-31 | 365 | 5.9582 | 5 | 0.9582
48934 | 4.94 | 1 | 2018-12-31 | 2019-12-31 | 365 | 5.6603 | 5 | 0.66029
32736 | 4.94 | 1 | 2018-12-31 | 2019-12-31 | 365 | 5.6603 | 5 | 0.66029
32501 | 9.1 | 1 | 2018-12-31 | 2019-12-31 | 365 | 10.4269 | 10 | 0.42685
48952 | 4.16 | 1 | 2018-12-31 | 2019-12-31 | 365 | 4.7666 | 4 | 0.76656
33066 | 5.72 | 1 | 2018-12-31 | 2019-12-31 | 365 | 6.554 | 6 | 0.55402
48942 | 3.38 | 1 | 2018-12-31 | 2019-12-31 | 365 | 3.8728 | 3 | 0.87283
39256 | 7.02 | 1 | 2018-12-31 | 2019-12-31 | 365 | 8.0436 | 8 | 0.043572
48962 | 7.28 | 1 | 2018-12-31 | 2019-12-31 | 365 | 8.3415 | 8 | 0.34148
31229 | 5.98 | 1 | 2018-12-31 | 2019-12-31 | 365 | 6.8519 | 6 | 0.85193
32761 | 16.83 | 1 | 2018-12-31 | 2019-12-31 | 365 | 19.2839 | 19 | 0.28395
48947 | 3.9 | 1 | 2018-12-31 | 2019-12-31 | 365 | 4.4687 | 4 | 0.46865
48898 | 11.44 | 1 | 2018-12-31 | 2019-12-31 | 365 | 13.108 | 13 | 0.10804
48943 | 11.18 | 1 | 2018-12-31 | 2019-12-31 | 365 | 12.8101 | 12 | 0.81013
48625 | 5.72 | 1 | 2018-12-31 | 2019-12-31 | 365 | 6.554 | 6 | 0.55402
48987 | 8.58 | 1 | 2018-12-31 | 2019-12-31 | 365 | 9.831 | 9 | 0.83103
48683 | 4.16 | 1 | 2018-12-31 | 2019-12-31 | 365 | 4.7666 | 4 | 0.76656
34367 | 9.36 | 1 | 2018-12-31 | 2019-12-31 | 365 | 10.7248 | 10 | 0.72476
48726 | 6.5 | 1 | 2018-12-31 | 2019-12-31 | 365 | 7.4478 | 7 | 0.44775
48953 | 9.88 | 1 | 2018-12-31 | 2019-12-31 | 365 | 11.3206 | 11 | 0.32058
33497 | 4.68 | 1 | 2018-12-31 | 2019-12-31 | 365 | 5.3624 | 5 | 0.36238
48923 | 2.6 | 1 | 2018-12-31 | 2019-12-31 | 365 | 2.9791 | 2 | 0.9791
49001 | 7.28 | 1 | 2018-12-31 | 2019-12-31 | 365 | 8.3415 | 8 | 0.34148
48659 | 4.68 | 1 | 2018-12-31 | 2019-12-31 | 365 | 5.3624 | 5 | 0.36238
48702 | 15.08 | 1 | 2018-12-31 | 2019-12-31 | 365 | 17.2788 | 17 | 0.27878
48631 | 10.4 | 1 | 2018-12-31 | 2019-12-31 | 365 | 11.9164 | 11 | 0.9164
42878 | 2.34 | 1 | 2018-12-31 | 2019-12-31 | 365 | 2.6812 | 2 | 0.68119
31391 | 3.38 | 1 | 2018-12-31 | 2019-12-31 | 365 | 3.8728 | 3 | 0.87283
43677 | 10.14 | 1 | 2018-12-31 | 2019-12-31 | 365 | 11.6185 | 11 | 0.61849
48922 | 12.22 | 1 | 2018-12-31 | 2019-12-31 | 365 | 14.0018 | 14 | 0.0017738
48913 | 11.18 | 1 | 2018-12-31 | 2019-12-31 | 365 | 12.8101 | 12 | 0.81013
37837 | 4.94 | 1 | 2018-12-31 | 2019-12-31 | 365 | 5.6603 | 5 | 0.66029
48912 | 11.18 | 1 | 2018-12-31 | 2019-12-31 | 365 | 12.8101 | 12 | 0.81013
32666 | 9.1 | 1 | 2018-12-31 | 2019-12-31 | 365 | 10.4269 | 10 | 0.42685
37851 | 6.76 | 1 | 2018-12-31 | 2019-12-31 | 365 | 7.7457 | 7 | 0.74566
48933 | 4.68 | 1 | 2018-12-31 | 2019-12-31 | 365 | 5.3624 | 5 | 0.36238
48906 | 4.94 | 1 | 2018-12-31 | 2019-12-31 | 365 | 5.6603 | 5 | 0.66029
19931 | 8.67 | 1 | 2018-12-31 | 2019-12-31 | 365 | 9.9342 | 9 | 0.93416
48709 | 6.76 | 1 | 2018-12-31 | 2019-12-31 | 365 | 7.7457 | 7 | 0.74566
24164 | 4.94 | 1 | 2018-12-31 | 2019-12-31 | 365 | 5.6603 | 5 | 0.66029
37817 | 6.76 | 1 | 2018-12-31 | 2019-12-31 | 365 | 7.7457 | 7 | 0.74566
48908 | 7.54 | 1 | 2018-12-31 | 2019-12-31 | 365 | 8.6394 | 8 | 0.63939
48925 | 8.84 | 1 | 2018-12-31 | 2019-12-31 | 365 | 10.1289 | 10 | 0.12894
26879 | 5.2 | 1 | 2018-12-31 | 2019-12-31 | 365 | 5.9582 | 5 | 0.9582
48899 | 4.68 | 1 | 2018-12-31 | 2019-12-31 | 365 | 5.3624 | 5 | 0.36238
48989 | 12.22 | 1 | 2018-12-31 | 2019-12-31 | 365 | 14.0018 | 14 | 0.0017738
47443 | 3.64 | 1 | 2018-12-31 | 2019-12-31 | 365 | 4.1707 | 4 | 0.17074
48761 | 2.34 | 1 | 2018-12-31 | 2019-12-31 | 365 | 2.6812 | 2 | 0.68119
47482 | 7.8 | 1 | 2018-12-31 | 2019-12-31 | 365 | 8.9373 | 8 | 0.9373
48905 | 7.8 | 1 | 2018-12-31 | 2019-12-31 | 365 | 8.9373 | 8 | 0.9373
32863 | 8.06 | 1 | 2018-12-31 | 2019-12-31 | 365 | 9.2352 | 9 | 0.23521
48916 | 9.88 | 1 | 2018-12-31 | 2019-12-31 | 365 | 11.3206 | 11 | 0.32058
48663 | 9.62 | 1 | 2018-12-31 | 2019-12-31 | 365 | 11.0227 | 11 | 0.022673
32730 | 4.42 | 1 | 2018-12-31 | 2019-12-31 | 365 | 5.0645 | 5 | 0.064471
49012 | 5.46 | 1 | 2018-12-31 | 2019-12-31 | 365 | 6.2561 | 6 | 0.25611
48948 | 5.98 | 1 | 2018-12-31 | 2019-12-31 | 365 | 6.8519 | 6 | 0.85193
45750 | 11.7 | 1 | 2018-12-31 | 2019-12-31 | 365 | 13.406 | 13 | 0.40595
34394 | 4.94 | 1 | 2018-12-31 | 2019-12-31 | 365 | 5.6603 | 5 | 0.66029
36837 | 3.38 | 1 | 2018-12-31 | 2019-12-31 | 365 | 3.8728 | 3 | 0.87283
37740 | 7.28 | 1 | 2018-12-31 | 2019-12-31 | 365 | 8.3415 | 8 | 0.34148
48975 | 6.5 | 1 | 2018-12-31 | 2019-12-31 | 365 | 7.4478 | 7 | 0.44775
27864 | 5.355 | 1 | 2018-12-31 | 2019-12-31 | 365 | 6.1358 | 6 | 0.1358
33068 | 4.94 | 1 | 2018-12-31 | 2019-12-31 | 365 | 5.6603 | 5 | 0.66029
24031 | 10.92 | 1 | 2018-12-31 | 2019-12-31 | 365 | 12.5122 | 12 | 0.51222
25554 | 5.2 | 1 | 2018-12-31 | 2019-12-31 | 365 | 5.9582 | 5 | 0.9582
32377 | 4.16 | 1 | 2018-12-31 | 2019-12-31 | 365 | 4.7666 | 4 | 0.76656
37398 | 8.06 | 1 | 2018-12-31 | 2019-12-31 | 365 | 9.2352 | 9 | 0.23521
37767 | 4.94 | 1 | 2018-12-31 | 2019-12-31 | 365 | 5.6603 | 5 | 0.66029
47973 | 3.64 | 1 | 2018-12-31 | 2019-12-31 | 365 | 4.1707 | 4 | 0.17074
38045 | 5.72 | 1 | 2018-12-31 | 2019-12-31 | 365 | 6.554 | 6 | 0.55402
35950 | 5.72 | 1 | 2018-12-31 | 2019-12-31 | 365 | 6.554 | 6 | 0.55402
28074 | 7.65 | 1 | 2018-12-31 | 2019-12-31 | 365 | 8.7654 | 8 | 0.76543
49078 | 2.86 | 1 | 2018-12-31 | 2019-12-31 | 365 | 3.277 | 3 | 0.27701
48597 | 5.2 | 1 | 2018-12-31 | 2019-12-31 | 365 | 5.9582 | 5 | 0.9582
37867 | 2.08 | 1 | 2018-12-31 | 2019-12-31 | 365 | 2.3833 | 2 | 0.38328
37942 | 3.64 | 1 | 2018-12-31 | 2019-12-31 | 365 | 4.1707 | 4 | 0.17074
49099 | 13.26 | 1 | 2018-12-31 | 2019-12-31 | 365 | 15.1934 | 15 | 0.19341
44082 | 3.9 | 1 | 2018-12-31 | 2019-12-31 | 365 | 4.4687 | 4 | 0.46865
32542 | 5.72 | 1 | 2018-12-31 | 2019-12-31 | 365 | 6.554 | 6 | 0.55402
48992 | 12.22 | 1 | 2018-12-31 | 2019-12-31 | 365 | 14.0018 | 14 | 0.0017738
48961 | 7.54 | 1 | 2018-12-31 | 2019-12-31 | 365 | 8.6394 | 8 | 0.63939
49082 | 4.16 | 1 | 2018-12-31 | 2019-12-31 | 365 | 4.7666 | 4 | 0.76656
33135 | 6.5 | 1 | 2018-12-31 | 2019-12-31 | 365 | 7.4478 | 7 | 0.44775
48964 | 7.54 | 1 | 2018-12-31 | 2019-12-31 | 365 | 8.6394 | 8 | 0.63939
34085 | 9.1 | 1 | 2018-12-31 | 2019-12-31 | 365 | 10.4269 | 10 | 0.42685
48983 | 3.12 | 1 | 2018-12-31 | 2019-12-31 | 365 | 3.5749 | 3 | 0.57492
45709 | 5.2 | 1 | 2018-12-31 | 2019-12-31 | 365 | 5.9582 | 5 | 0.9582
48486 | 9.1 | 1 | 2018-12-31 | 2019-12-31 | 365 | 10.4269 | 10 | 0.42685
48999 | 7.54 | 1 | 2018-12-31 | 2019-12-31 | 365 | 8.6394 | 8 | 0.63939
49010 | 3.64 | 1 | 2018-12-31 | 2019-12-31 | 365 | 4.1707 | 4 | 0.17074
49007 | 12.48 | 1 | 2018-12-31 | 2019-12-31 | 365 | 14.2997 | 14 | 0.29968
49018 | 5.98 | 1 | 2018-12-31 | 2019-12-31 | 365 | 6.8519 | 6 | 0.85193
36938 | 6.5 | 1 | 2018-12-31 | 2019-12-31 | 365 | 7.4478 | 7 | 0.44775
49050 | 8.58 | 1 | 2018-12-31 | 2019-12-31 | 365 | 9.831 | 9 | 0.83103
37844 | 4.94 | 1 | 2018-12-31 | 2019-12-31 | 365 | 5.6603 | 5 | 0.66029
49073 | 6.5 | 1 | 2018-12-31 | 2019-12-31 | 365 | 7.4478 | 7 | 0.44775
49087 | 7.8 | 1 | 2018-12-31 | 2019-12-31 | 365 | 8.9373 | 8 | 0.9373
49074 | 5.2 | 1 | 2018-12-31 | 2019-12-31 | 365 | 5.9582 | 5 | 0.9582
38721 | 7.28 | 1 | 2018-12-31 | 2019-12-31 | 365 | 8.3415 | 8 | 0.34148
37087 | 4.68 | 1 | 2018-12-31 | 2019-12-31 | 365 | 5.3624 | 5 | 0.36238
49101 | 4.42 | 1 | 2018-12-31 | 2019-12-31 | 365 | 5.0645 | 5 | 0.064471
49103 | 4.42 | 1 | 2018-12-31 | 2019-12-31 | 365 | 5.0645 | 5 | 0.064471
37406 | 5.98 | 1 | 2018-12-31 | 2019-12-31 | 365 | 6.8519 | 6 | 0.85193
49094 | 8.58 | 1 | 2018-12-31 | 2019-12-31 | 365 | 9.831 | 9 | 0.83103
29179 | 7.28 | 1 | 2018-12-31 | 2019-12-31 | 365 | 8.3415 | 8 | 0.34148
33779 | 4.42 | 1 | 2018-12-31 | 2019-12-31 | 365 | 5.0645 | 5 | 0.064471
41299 | 8.06 | 1 | 2018-12-31 | 2019-12-31 | 365 | 9.2352 | 9 | 0.23521
29596 | 13 | 1 | 2018-12-31 | 2019-12-31 | 365 | 14.8955 | 14 | 0.8955
38906 | 21.06 | 1 | 2018-12-31 | 2019-12-31 | 365 | 24.1307 | 24 | 0.13072
49117 | 13 | 1 | 2018-12-31 | 2019-12-31 | 365 | 14.8955 | 14 | 0.8955
41875 | 5.2 | 1 | 2018-12-31 | 2019-12-31 | 365 | 5.9582 | 5 | 0.9582
37943 | 7.28 | 1 | 2018-12-31 | 2019-12-31 | 365 | 8.3415 | 8 | 0.34148
43672 | 4.16 | 1 | 2018-12-31 | 2019-12-31 | 365 | 4.7666 | 4 | 0.76656
39307 | 11.18 | 1 | 2018-12-31 | 2019-12-31 | 365 | 12.8101 | 12 | 0.81013
43676 | 6.5 | 1 | 2018-12-31 | 2019-12-31 | 365 | 7.4478 | 7 | 0.44775
39485 | 3.12 | 1 | 2018-12-31 | 2019-12-31 | 365 | 3.5749 | 3 | 0.57492
39177 | 3.64 | 1 | 2018-12-31 | 2019-12-31 | 365 | 4.1707 | 4 | 0.17074
48446 | 13 | 1 | 2018-12-31 | 2019-12-31 | 365 | 14.8955 | 14 | 0.8955
32227 | 5.46 | 1 | 2018-12-31 | 2019-12-31 | 365 | 6.2561 | 6 | 0.25611
35929 | 7.28 | 1 | 2018-12-31 | 2019-12-31 | 365 | 8.3415 | 8 | 0.34148
24443 | 5.2 | 1 | 2018-12-31 | 2019-12-31 | 365 | 5.9582 | 5 | 0.9582
48893 | 9.62 | 1 | 2018-12-31 | 2019-12-31 | 365 | 11.0227 | 11 | 0.022673
39012 | 6.5 | 1 | 2018-12-31 | 2019-12-31 | 365 | 7.4478 | 7 | 0.44775
24119 | 9.62 | 1 | 2018-12-31 | 2019-12-31 | 365 | 11.0227 | 11 | 0.022673
32482 | 5.2 | 1 | 2018-12-31 | 2019-12-31 | 365 | 5.9582 | 5 | 0.9582
32102 | 12.48 | 1 | 2018-12-31 | 2019-12-31 | 365 | 14.2997 | 14 | 0.29968
48515 | 4.42 | 1 | 2018-12-31 | 2019-12-31 | 365 | 5.0645 | 5 | 0.064471
22946 | 4.94 | 1 | 2018-12-31 | 2019-12-31 | 365 | 5.6603 | 5 | 0.66029
48968 | 5.2 | 1 | 2018-12-31 | 2019-12-31 | 365 | 5.9582 | 5 | 0.9582
48988 | 4.42 | 1 | 2018-12-31 | 2019-12-31 | 365 | 5.0645 | 5 | 0.064471
49212 | 4.68 | 1 | 2018-12-31 | 2019-12-31 | 365 | 5.3624 | 5 | 0.36238
48998 | 9.88 | 1 | 2018-12-31 | 2019-12-31 | 365 | 11.3206 | 11 | 0.32058
28226 | 5.46 | 1 | 2018-12-31 | 2019-12-31 | 365 | 6.2561 | 6 | 0.25611
49217 | 7.28 | 1 | 2018-12-31 | 2019-12-31 | 365 | 8.3415 | 8 | 0.34148
32639 | 2.08 | 1 | 2018-12-31 | 2019-12-31 | 365 | 2.3833 | 2 | 0.38328
37996 | 7.54 | 1 | 2018-12-31 | 2019-12-31 | 365 | 8.6394 | 8 | 0.63939
49222 | 3.9 | 1 | 2018-12-31 | 2019-12-31 | 365 | 4.4687 | 4 | 0.46865
38131 | 6.12 | 1 | 2018-12-31 | 2019-12-31 | 365 | 7.0123 | 7 | 0.012345
49123 | 3.38 | 1 | 2018-12-31 | 2019-12-31 | 365 | 3.8728 | 3 | 0.87283
48756 | 5.2 | 1 | 2018-12-31 | 2019-12-31 | 365 | 5.9582 | 5 | 0.9582
42891 | 4.94 | 1 | 2018-12-31 | 2019-12-31 | 365 | 5.6603 | 5 | 0.66029
31373 | 7.8 | 1 | 2018-12-31 | 2019-12-31 | 365 | 8.9373 | 8 | 0.9373
38037 | 7.54 | 1 | 2018-12-31 | 2019-12-31 | 365 | 8.6394 | 8 | 0.63939
49289 | 7.8 | 1 | 2018-12-31 | 2019-12-31 | 365 | 8.9373 | 8 | 0.9373
37697 | 7.54 | 1 | 2018-12-31 | 2019-12-31 | 365 | 8.6394 | 8 | 0.63939
36868 | 3.64 | 1 | 2018-12-31 | 2019-12-31 | 365 | 4.1707 | 4 | 0.17074
21539 | 8.06 | 1 | 2018-12-31 | 2019-12-31 | 365 | 9.2352 | 9 | 0.23521
37795 | 4.94 | 1 | 2018-12-31 | 2019-12-31 | 365 | 5.6603 | 5 | 0.66029
33795 | 9.88 | 1 | 2018-12-31 | 2019-12-31 | 365 | 11.3206 | 11 | 0.32058
22305 | 4.16 | 1 | 2018-12-31 | 2019-12-31 | 365 | 4.7666 | 4 | 0.76656
41128 | 7.28 | 1 | 2018-12-31 | 2019-12-31 | 365 | 8.3415 | 8 | 0.34148
41243 | 10.4 | 1 | 2018-12-31 | 2019-12-31 | 365 | 11.9164 | 11 | 0.9164
43661 | 5.2 | 1 | 2018-12-31 | 2019-12-31 | 365 | 5.9582 | 5 | 0.9582
43658 | 8.06 | 1 | 2018-12-31 | 2019-12-31 | 365 | 9.2352 | 9 | 0.23521
45691 | 3.9 | 1 | 2018-12-31 | 2019-12-31 | 365 | 4.4687 | 4 | 0.46865
23166 | 13 | 1 | 2018-12-31 | 2019-12-31 | 365 | 14.8955 | 14 | 0.8955
25197 | 4.16 | 1 | 2018-12-31 | 2019-12-31 | 365 | 4.7666 | 4 | 0.76656
23154 | 6.76 | 1 | 2018-12-31 | 2019-12-31 | 365 | 7.7457 | 7 | 0.74566
24732 | 7.02 | 1 | 2018-12-31 | 2019-12-31 | 365 | 8.0436 | 8 | 0.043572
25186 | 9.1 | 1 | 2018-12-31 | 2019-12-31 | 365 | 10.4269 | 10 | 0.42685
49219 | 6.5 | 1 | 2018-12-31 | 2019-12-31 | 365 | 7.4478 | 7 | 0.44775
23155 | 3.9 | 1 | 2018-12-31 | 2019-12-31 | 365 | 4.4687 | 4 | 0.46865
23759 | 13 | 1 | 2018-12-31 | 2019-12-31 | 365 | 14.8955 | 14 | 0.8955
45710 | 5.46 | 1 | 2018-12-31 | 2019-12-31 | 365 | 6.2561 | 6 | 0.25611
49816 | 8.58 | 1 | 2018-12-31 | 2019-12-31 | 365 | 9.831 | 9 | 0.83103
47462 | 3.64 | 1 | 2018-12-31 | 2019-12-31 | 365 | 4.1707 | 4 | 0.17074
48710 | 7.54 | 1 | 2018-12-31 | 2019-12-31 | 365 | 8.6394 | 8 | 0.63939
48677 | 8.84 | 1 | 2018-12-31 | 2019-12-31 | 365 | 10.1289 | 10 | 0.12894
48641 | 10.14 | 1 | 2018-12-31 | 2019-12-31 | 365 | 11.6185 | 11 | 0.61849
48636 | 6.24 | 1 | 2018-12-31 | 2019-12-31 | 365 | 7.1498 | 7 | 0.14984
49225 | 2.86 | 1 | 2018-12-31 | 2019-12-31 | 365 | 3.277 | 3 | 0.27701
49124 | 8.84 | 1 | 2018-12-31 | 2019-12-31 | 365 | 10.1289 | 10 | 0.12894
28008 | 5.46 | 1 | 2018-12-31 | 2019-12-31 | 365 | 6.2561 | 6 | 0.25611
25098 | 4.68 | 1 | 2018-12-31 | 2019-12-31 | 365 | 5.3624 | 5 | 0.36238
16960 | 10.71 | 1 | 2018-12-31 | 2019-12-31 | 365 | 12.2716 | 12 | 0.2716
32273 | 4.68 | 1 | 2018-12-31 | 2019-12-31 | 365 | 5.3624 | 5 | 0.36238
30852 | 9.62 | 1 | 2018-12-31 | 2019-12-31 | 365 | 11.0227 | 11 | 0.022673
48608 | 8.58 | 1 | 2018-12-31 | 2019-12-31 | 365 | 9.831 | 9 | 0.83103
32186 | 5.2 | 1 | 2018-12-31 | 2019-12-31 | 365 | 5.9582 | 5 | 0.9582
29244 | 6.895 | 1 | 2018-12-31 | 2019-12-31 | 365 | 7.9003 | 7 | 0.90035
36937 | 3.12 | 1 | 2018-12-31 | 2019-12-31 | 365 | 3.5749 | 3 | 0.57492
38787 | 5.46 | 1 | 2018-12-31 | 2019-12-31 | 365 | 6.2561 | 6 | 0.25611
32264 | 7.54 | 1 | 2018-12-31 | 2019-12-31 | 365 | 8.6394 | 8 | 0.63939
50176 | 13 | 1 | 2018-12-31 | 2019-12-31 | 365 | 14.8955 | 14 | 0.8955
49026 | 4.68 | 1 | 2018-12-31 | 2019-12-31 | 365 | 5.3624 | 5 | 0.36238
33638 | 3.12 | 1 | 2018-12-31 | 2019-12-31 | 365 | 3.5749 | 3 | 0.57492
48722 | 6.5 | 1 | 2018-12-31 | 2019-12-31 | 365 | 7.4478 | 7 | 0.44775
50168 | 5.46 | 1 | 2018-12-31 | 2019-12-31 | 365 | 6.2561 | 6 | 0.25611
48648 | 6.5 | 1 | 2018-12-31 | 2019-12-31 | 365 | 7.4478 | 7 | 0.44775
48542 | 11.44 | 1 | 2018-12-31 | 2019-12-31 | 365 | 13.108 | 13 | 0.10804
35915 | 10.14 | 1 | 2018-12-31 | 2019-12-31 | 365 | 11.6185 | 11 | 0.61849
48907 | 3.12 | 1 | 2018-12-31 | 2019-12-31 | 365 | 3.5749 | 3 | 0.57492
48821 | 5.2 | 1 | 2018-12-31 | 2019-12-31 | 365 | 5.9582 | 5 | 0.9582
48812 | 4.42 | 1 | 2018-12-31 | 2019-12-31 | 365 | 5.0645 | 5 | 0.064471
48996 | 2.86 | 1 | 2018-12-31 | 2019-12-31 | 365 | 3.277 | 3 | 0.27701
49023 | 7.54 | 1 | 2018-12-31 | 2019-12-31 | 365 | 8.6394 | 8 | 0.63939
45472 | 7.28 | 1 | 2018-12-31 | 2019-12-31 | 365 | 8.3415 | 8 | 0.34148
50557 | 6.24 | 1 | 2018-12-31 | 2019-12-31 | 365 | 7.1498 | 7 | 0.14984
50787 | 3.9 | 1 | 2018-12-31 | 2019-12-31 | 365 | 4.4687 | 4 | 0.46865
48994 | 8.58 | 1 | 2018-12-31 | 2019-12-31 | 365 | 9.831 | 9 | 0.83103
45467 | 5.2 | 1 | 2018-12-31 | 2019-12-31 | 365 | 5.9582 | 5 | 0.9582
50792 | 4.42 | 1 | 2018-12-31 | 2019-12-31 | 365 | 5.0645 | 5 | 0.064471
48941 | 7.8 | 1 | 2018-12-31 | 2019-12-31 | 365 | 8.9373 | 8 | 0.9373
43427 | 16.83 | 1 | 2018-12-31 | 2019-12-31 | 365 | 19.2839 | 19 | 0.28395
25617 | 16.32 | 1 | 2018-12-31 | 2019-12-31 | 365 | 18.6996 | 18 | 0.69959
37961 | 7.02 | 1 | 2018-12-31 | 2019-12-31 | 365 | 8.0436 | 8 | 0.043572
49229 | 10.14 | 1 | 2018-12-31 | 2019-12-31 | 365 | 11.6185 | 11 | 0.61849
46556 | 4.68 | 1 | 2018-12-31 | 2019-12-31 | 365 | 5.3624 | 5 | 0.36238
46130 | 10.455 | 1 | 2018-12-31 | 2019-12-31 | 365 | 11.9794 | 11 | 0.97942
49003 | 4.68 | 1 | 2018-12-31 | 2019-12-31 | 365 | 5.3624 | 5 | 0.36238
50788 | 5.72 | 1 | 2018-12-31 | 2019-12-31 | 365 | 6.554 | 6 | 0.55402
50791 | 7.8 | 1 | 2018-12-31 | 2019-12-31 | 365 | 8.9373 | 8 | 0.9373
32493 | 9.1 | 1 | 2018-12-31 | 2019-12-31 | 365 | 10.4269 | 10 | 0.42685
37712 | 5.2 | 1 | 2018-12-31 | 2019-12-31 | 365 | 5.9582 | 5 | 0.9582
50815 | 10.66 | 1 | 2018-12-31 | 2019-12-31 | 365 | 12.2143 | 12 | 0.21431
48587 | 7.8 | 1 | 2018-12-31 | 2019-12-31 | 365 | 8.9373 | 8 | 0.9373
48911 | 9.1 | 1 | 2018-12-31 | 2019-12-31 | 365 | 10.4269 | 10 | 0.42685
50816 | 4.94 | 1 | 2018-12-31 | 2019-12-31 | 365 | 5.6603 | 5 | 0.66029
49142 | 4.94 | 1 | 2018-12-31 | 2019-12-31 | 365 | 5.6603 | 5 | 0.66029
48930 | 13 | 1 | 2018-12-31 | 2019-12-31 | 365 | 14.8955 | 14 | 0.8955
50825 | 2.75 | 1 | 2018-12-31 | 2019-12-31 | 365 | 3.151 | 3 | 0.15097
32669 | 12.74 | 1 | 2018-12-31 | 2019-12-31 | 365 | 14.5976 | 14 | 0.59759
48921 | 13.26 | 1 | 2018-12-31 | 2019-12-31 | 365 | 15.1934 | 15 | 0.19341
16832 | 7.54 | 1 | 2018-12-31 | 2019-12-31 | 365 | 8.6394 | 8 | 0.63939
50795 | 7.8 | 1 | 2018-12-31 | 2019-12-31 | 365 | 8.9373 | 8 | 0.9373
50938 | 9.88 | 1 | 2018-12-31 | 2019-12-31 | 365 | 11.3206 | 11 | 0.32058
41623 | 10.14 | 1 | 2018-12-31 | 2019-12-31 | 365 | 11.6185 | 11 | 0.61849
33100 | 4.68 | 1 | 2018-12-31 | 2019-12-31 | 365 | 5.3624 | 5 | 0.36238
32380 | 7.54 | 1 | 2018-12-31 | 2019-12-31 | 365 | 8.6394 | 8 | 0.63939
30844 | 5.72 | 1 | 2018-12-31 | 2019-12-31 | 365 | 6.554 | 6 | 0.55402
31005 | 4.68 | 1 | 2018-12-31 | 2019-12-31 | 365 | 5.3624 | 5 | 0.36238
30989 | 13 | 1 | 2018-12-31 | 2019-12-31 | 365 | 14.8955 | 14 | 0.8955
49821 | 5.98 | 1 | 2018-12-31 | 2019-12-31 | 365 | 6.8519 | 6 | 0.85193
49042 | 4.16 | 1 | 2018-12-31 | 2019-12-31 | 365 | 4.7666 | 4 | 0.76656
48611 | 5.2 | 1 | 2018-12-31 | 2019-12-31 | 365 | 5.9582 | 5 | 0.9582
48469 | 4.68 | 1 | 2018-12-31 | 2019-12-31 | 365 | 5.3624 | 5 | 0.36238
43104 | 9.62 | 1 | 2018-12-31 | 2019-12-31 | 365 | 11.0227 | 11 | 0.022673
48668 | 4.94 | 1 | 2018-12-31 | 2019-12-31 | 365 | 5.6603 | 5 | 0.66029
23709 | 5.2 | 1 | 2018-12-31 | 2019-12-31 | 365 | 5.9582 | 5 | 0.9582
48951 | 2.86 | 1 | 2018-12-31 | 2019-12-31 | 365 | 3.277 | 3 | 0.27701
48732 | 9.1 | 1 | 2018-12-31 | 2019-12-31 | 365 | 10.4269 | 10 | 0.42685
50054 | 7.28 | 1 | 2018-12-31 | 2019-12-31 | 365 | 8.3415 | 8 | 0.34148
32349 | 3.12 | 1 | 2018-12-31 | 2019-12-31 | 365 | 3.5749 | 3 | 0.57492
32384 | 8.06 | 1 | 2018-12-31 | 2019-12-31 | 365 | 9.2352 | 9 | 0.23521
50065 | 5.72 | 1 | 2018-12-31 | 2019-12-31 | 365 | 6.554 | 6 | 0.55402
30860 | 13 | 1 | 2018-12-31 | 2019-12-31 | 365 | 14.8955 | 14 | 0.8955
31943 | 6.24 | 1 | 2018-12-31 | 2019-12-31 | 365 | 7.1498 | 7 | 0.14984
48944 | 7.28 | 1 | 2018-12-31 | 2019-12-31 | 365 | 8.3415 | 8 | 0.34148
45351 | 9.1 | 1 | 2018-12-31 | 2019-12-31 | 365 | 10.4269 | 10 | 0.42685
48811 | 5.72 | 1 | 2018-12-31 | 2019-12-31 | 365 | 6.554 | 6 | 0.55402
45639 | 11.7 | 1 | 2018-12-31 | 2019-12-31 | 365 | 13.406 | 13 | 0.40595
16801 | 22.44 | 1 | 2018-12-31 | 2019-12-31 | 365 | 25.7119 | 25 | 0.71193
48392 | 3.12 | 1 | 2018-12-31 | 2019-12-31 | 365 | 3.5749 | 3 | 0.57492
41221 | 4.94 | 1 | 2018-12-31 | 2019-12-31 | 365 | 5.6603 | 5 | 0.66029
48970 | 8.06 | 1 | 2018-12-31 | 2019-12-31 | 365 | 9.2352 | 9 | 0.23521
48945 | 5.72 | 1 | 2018-12-31 | 2019-12-31 | 365 | 6.554 | 6 | 0.55402
44563 | 13 | 1 | 2018-12-31 | 2019-12-31 | 365 | 14.8955 | 14 | 0.8955
44579 | 6.5 | 1 | 2018-12-31 | 2019-12-31 | 365 | 7.4478 | 7 | 0.44775
48928 | 7.54 | 1 | 2018-12-31 | 2019-12-31 | 365 | 8.6394 | 8 | 0.63939
37823 | 11.7 | 1 | 2018-12-31 | 2019-12-31 | 365 | 13.406 | 13 | 0.40595
33574 | 3.38 | 1 | 2018-12-31 | 2019-12-31 | 365 | 3.8728 | 3 | 0.87283
29610 | 10.92 | 1 | 2018-12-31 | 2019-12-31 | 365 | 12.5122 | 12 | 0.51222
49085 | 3.38 | 1 | 2018-12-31 | 2019-12-31 | 365 | 3.8728 | 3 | 0.87283
49139 | 7.28 | 1 | 2018-12-31 | 2019-12-31 | 365 | 8.3415 | 8 | 0.34148
47221 | 7.28 | 1 | 2018-12-31 | 2019-12-31 | 365 | 8.3415 | 8 | 0.34148
50814 | 7.54 | 1 | 2018-12-31 | 2019-12-31 | 365 | 8.6394 | 8 | 0.63939
32124 | 5.72 | 1 | 2018-12-31 | 2019-12-31 | 365 | 6.554 | 6 | 0.55402
48609 | 5.355 | 1 | 2018-12-31 | 2019-12-31 | 365 | 6.1358 | 6 | 0.1358
50841 | 5.2 | 1 | 2018-12-31 | 2019-12-31 | 365 | 5.9582 | 5 | 0.9582
51462 | 5.2 | 1 | 2018-12-31 | 2019-12-31 | 365 | 5.9582 | 5 | 0.9582
48754 | 5.46 | 1 | 2018-12-31 | 2019-12-31 | 365 | 6.2561 | 6 | 0.25611
50858 | 7.54 | 1 | 2018-12-31 | 2019-12-31 | 365 | 8.6394 | 8 | 0.63939
50804 | 4.42 | 1 | 2018-12-31 | 2019-12-31 | 365 | 5.0645 | 5 | 0.064471
48767 | 5.98 | 1 | 2018-12-31 | 2019-12-31 | 365 | 6.8519 | 6 | 0.85193
50793 | 15.6 | 1 | 2018-12-31 | 2019-12-31 | 365 | 17.8746 | 17 | 0.8746
38374 | 2.86 | 1 | 2018-12-31 | 2019-12-31 | 365 | 3.277 | 3 | 0.27701
48939 | 5.2 | 1 | 2018-12-31 | 2019-12-31 | 365 | 5.9582 | 5 | 0.9582
48997 | 4.68 | 1 | 2018-12-31 | 2019-12-31 | 365 | 5.3624 | 5 | 0.36238
48681 | 5.72 | 1 | 2018-12-31 | 2019-12-31 | 365 | 6.554 | 6 | 0.55402
48991 | 5.98 | 1 | 2018-12-31 | 2019-12-31 | 365 | 6.8519 | 6 | 0.85193
39019 | 6.5 | 1 | 2018-12-31 | 2019-12-31 | 365 | 7.4478 | 7 | 0.44775
32194 | 4.94 | 1 | 2018-12-31 | 2019-12-31 | 365 | 5.6603 | 5 | 0.66029
37935 | 4.94 | 1 | 2018-12-31 | 2019-12-31 | 365 | 5.6603 | 5 | 0.66029
32132 | 5.46 | 1 | 2018-12-31 | 2019-12-31 | 365 | 6.2561 | 6 | 0.25611
32254 | 5.2 | 1 | 2018-12-31 | 2019-12-31 | 365 | 5.9582 | 5 | 0.9582
45459 | 3.64 | 1 | 2018-12-31 | 2019-12-31 | 365 | 4.1707 | 4 | 0.17074
46276 | 5.2 | 1 | 2018-12-31 | 2019-12-31 | 365 | 5.9582 | 5 | 0.9582
33319 | 6.63 | 1 | 2018-12-31 | 2019-12-31 | 365 | 7.5967 | 7 | 0.59671
48971 | 5.72 | 1 | 2018-12-31 | 2019-12-31 | 365 | 6.554 | 6 | 0.55402
48695 | 6.76 | 1 | 2018-12-31 | 2019-12-31 | 365 | 7.7457 | 7 | 0.74566
48788 | 8.32 | 1 | 2018-12-31 | 2019-12-31 | 365 | 9.5331 | 9 | 0.53312
48678 | 5.46 | 1 | 2018-12-31 | 2019-12-31 | 365 | 6.2561 | 6 | 0.25611
45269 | 5.1 | 1 | 2018-12-31 | 2019-12-31 | 365 | 5.8436 | 5 | 0.84362
36303 | 5.39 | 1 | 2018-12-31 | 2019-12-31 | 365 | 6.1759 | 6 | 0.17591
15072 | 4.08 | 1 | 2018-12-31 | 2019-12-31 | 365 | 4.6749 | 4 | 0.6749
29188 | 7.395 | 1 | 2018-12-31 | 2019-12-31 | 365 | 8.4733 | 8 | 0.47325
29741 | 3.12 | 1 | 2018-12-31 | 2019-12-31 | 365 | 3.5749 | 3 | 0.57492
32185 | 4.16 | 1 | 2018-12-31 | 2019-12-31 | 365 | 4.7666 | 4 | 0.76656
51711 | 6.63 | 1 | 2018-12-31 | 2019-12-31 | 365 | 7.5967 | 7 | 0.59671
49080 | 3.12 | 1 | 2018-12-31 | 2019-12-31 | 365 | 3.5749 | 3 | 0.57492
51699 | 8.58 | 1 | 2018-12-31 | 2019-12-31 | 365 | 9.831 | 9 | 0.83103
51686 | 11.18 | 1 | 2018-12-31 | 2019-12-31 | 365 | 12.8101 | 12 | 0.81013
51690 | 8.06 | 1 | 2018-12-31 | 2019-12-31 | 365 | 9.2352 | 9 | 0.23521
51703 | 5.72 | 1 | 2018-12-31 | 2019-12-31 | 365 | 6.554 | 6 | 0.55402
51706 | 10.4 | 1 | 2018-12-31 | 2019-12-31 | 365 | 11.9164 | 11 | 0.9164
51702 | 4.42 | 1 | 2018-12-31 | 2019-12-31 | 365 | 5.0645 | 5 | 0.064471
32602 | 9.36 | 1 | 2018-12-31 | 2019-12-31 | 365 | 10.7248 | 10 | 0.72476
51685 | 6.24 | 1 | 2018-12-31 | 2019-12-31 | 365 | 7.1498 | 7 | 0.14984
51698 | 8.06 | 1 | 2018-12-31 | 2019-12-31 | 365 | 9.2352 | 9 | 0.23521
51672 | 4.16 | 1 | 2018-12-31 | 2019-12-31 | 365 | 4.7666 | 4 | 0.76656
51701 | 6.24 | 1 | 2018-12-31 | 2019-12-31 | 365 | 7.1498 | 7 | 0.14984
51684 | 3.64 | 1 | 2018-12-31 | 2019-12-31 | 365 | 4.1707 | 4 | 0.17074
29207 | 10.92 | 1 | 2018-12-31 | 2019-12-31 | 365 | 12.5122 | 12 | 0.51222
51681 | 6.24 | 1 | 2018-12-31 | 2019-12-31 | 365 | 7.1498 | 7 | 0.14984
51708 | 6.24 | 1 | 2018-12-31 | 2019-12-31 | 365 | 7.1498 | 7 | 0.14984
50809 | 8.84 | 1 | 2018-12-31 | 2019-12-31 | 365 | 10.1289 | 10 | 0.12894
49221 | 6.5 | 1 | 2018-12-31 | 2019-12-31 | 365 | 7.4478 | 7 | 0.44775
49213 | 8.58 | 1 | 2018-12-31 | 2019-12-31 | 365 | 9.831 | 9 | 0.83103
50857 | 4.16 | 1 | 2018-12-31 | 2019-12-31 | 365 | 4.7666 | 4 | 0.76656
49105 | 5.46 | 1 | 2018-12-31 | 2019-12-31 | 365 | 6.2561 | 6 | 0.25611
50864 | 11.44 | 1 | 2018-12-31 | 2019-12-31 | 365 | 13.108 | 13 | 0.10804
50828 | 7.28 | 1 | 2018-12-31 | 2019-12-31 | 365 | 8.3415 | 8 | 0.34148
50881 | 11.7 | 1 | 2018-12-31 | 2019-12-31 | 365 | 13.406 | 13 | 0.40595
50900 | 7.8 | 1 | 2018-12-31 | 2019-12-31 | 365 | 8.9373 | 8 | 0.9373
41668 | 2.6 | 1 | 2018-12-31 | 2019-12-31 | 365 | 2.9791 | 2 | 0.9791
48634 | 5.98 | 1 | 2018-12-31 | 2019-12-31 | 365 | 6.8519 | 6 | 0.85193
50945 | 5.72 | 1 | 2018-12-31 | 2019-12-31 | 365 | 6.554 | 6 | 0.55402
31912 | 10.14 | 1 | 2018-12-31 | 2019-12-31 | 365 | 11.6185 | 11 | 0.61849
48715 | 9.36 | 1 | 2018-12-31 | 2019-12-31 | 365 | 10.7248 | 10 | 0.72476
48454 | 5.2 | 1 | 2018-12-31 | 2019-12-31 | 365 | 5.9582 | 5 | 0.9582
32071 | 3.9 | 1 | 2018-12-31 | 2019-12-31 | 365 | 4.4687 | 4 | 0.46865
49009 | 7.28 | 1 | 2018-12-31 | 2019-12-31 | 365 | 8.3415 | 8 | 0.34148
46630 | 6.375 | 1 | 2018-12-31 | 2019-12-31 | 365 | 7.3045 | 7 | 0.30453
51354 | 8.58 | 1 | 2018-12-31 | 2019-12-31 | 365 | 9.831 | 9 | 0.83103
51361 | 3.64 | 1 | 2018-12-31 | 2019-12-31 | 365 | 4.1707 | 4 | 0.17074
51370 | 5.72 | 1 | 2018-12-31 | 2019-12-31 | 365 | 6.554 | 6 | 0.55402
51371 | 2.86 | 1 | 2018-12-31 | 2019-12-31 | 365 | 3.277 | 3 | 0.27701
51425 | 6.24 | 1 | 2018-12-31 | 2019-12-31 | 365 | 7.1498 | 7 | 0.14984
49002 | 5.46 | 1 | 2018-12-31 | 2019-12-31 | 365 | 6.2561 | 6 | 0.25611
30988 | 10.92 | 1 | 2018-12-31 | 2019-12-31 | 365 | 12.5122 | 12 | 0.51222
48457 | 7.54 | 1 | 2018-12-31 | 2019-12-31 | 365 | 8.6394 | 8 | 0.63939
49084 | 5.2 | 1 | 2018-12-31 | 2019-12-31 | 365 | 5.9582 | 5 | 0.9582
49004 | 3.64 | 1 | 2018-12-31 | 2019-12-31 | 365 | 4.1707 | 4 | 0.17074
49005 | 9.88 | 1 | 2018-12-31 | 2019-12-31 | 365 | 11.3206 | 11 | 0.32058
48917 | 5.72 | 1 | 2018-12-31 | 2019-12-31 | 365 | 6.554 | 6 | 0.55402
51356 | 3.12 | 1 | 2018-12-31 | 2019-12-31 | 365 | 3.5749 | 3 | 0.57492
48653 | 10.4 | 1 | 2018-12-31 | 2019-12-31 | 365 | 11.9164 | 11 | 0.9164
45314 | 11.96 | 1 | 2018-12-31 | 2019-12-31 | 365 | 13.7039 | 13 | 0.70386
51610 | 6.5 | 1 | 2018-12-31 | 2019-12-31 | 365 | 7.4478 | 7 | 0.44775
51614 | 7.28 | 1 | 2018-12-31 | 2019-12-31 | 365 | 8.3415 | 8 | 0.34148
51616 | 4.94 | 1 | 2018-12-31 | 2019-12-31 | 365 | 5.6603 | 5 | 0.66029
51617 | 4.94 | 1 | 2018-12-31 | 2019-12-31 | 365 | 5.6603 | 5 | 0.66029
45330 | 2.08 | 1 | 2018-12-31 | 2019-12-31 | 365 | 2.3833 | 2 | 0.38328
34294 | 3.38 | 1 | 2018-12-31 | 2019-12-31 | 365 | 3.8728 | 3 | 0.87283
44220 | 7.8 | 1 | 2018-12-31 | 2019-12-31 | 365 | 8.9373 | 8 | 0.9373
51664 | 7.54 | 1 | 2018-12-31 | 2019-12-31 | 365 | 8.6394 | 8 | 0.63939
51662 | 7.02 | 1 | 2018-12-31 | 2019-12-31 | 365 | 8.0436 | 8 | 0.043572
48780 | 7.28 | 1 | 2018-12-31 | 2019-12-31 | 365 | 8.3415 | 8 | 0.34148
49230 | 13 | 1 | 2018-12-31 | 2019-12-31 | 365 | 14.8955 | 14 | 0.8955
51605 | 4.42 | 1 | 2018-12-31 | 2019-12-31 | 365 | 5.0645 | 5 | 0.064471
51603 | 5.2 | 1 | 2018-12-31 | 2019-12-31 | 365 | 5.9582 | 5 | 0.9582
51787 | 6.24 | 1 | 2018-12-31 | 2019-12-31 | 365 | 7.1498 | 7 | 0.14984
51784 | 3.64 | 1 | 2018-12-31 | 2019-12-31 | 365 | 4.1707 | 4 | 0.17074
51781 | 12.48 | 1 | 2018-12-31 | 2019-12-31 | 365 | 14.2997 | 14 | 0.29968
51778 | 5.2 | 1 | 2018-12-31 | 2019-12-31 | 365 | 5.9582 | 5 | 0.9582
51789 | 5.46 | 1 | 2018-12-31 | 2019-12-31 | 365 | 6.2561 | 6 | 0.25611
22918 | 9.1 | 1 | 2018-12-31 | 2019-12-31 | 365 | 10.4269 | 10 | 0.42685
32319 | 10.4 | 1 | 2018-12-31 | 2019-12-31 | 365 | 11.9164 | 11 | 0.9164
33873 | 7.02 | 1 | 2018-12-31 | 2019-12-31 | 365 | 8.0436 | 8 | 0.043572
38991 | 3.38 | 1 | 2018-12-31 | 2019-12-31 | 365 | 3.8728 | 3 | 0.87283
48751 | 4.42 | 1 | 2018-12-31 | 2019-12-31 | 365 | 5.0645 | 5 | 0.064471
51358 | 8.06 | 1 | 2018-12-31 | 2019-12-31 | 365 | 9.2352 | 9 | 0.23521
51359 | 5.46 | 1 | 2018-12-31 | 2019-12-31 | 365 | 6.2561 | 6 | 0.25611
51770 | 5.72 | 1 | 2018-12-31 | 2019-12-31 | 365 | 6.554 | 6 | 0.55402
51768 | 9.1 | 1 | 2018-12-31 | 2019-12-31 | 365 | 10.4269 | 10 | 0.42685
51720 | 3.12 | 1 | 2018-12-31 | 2019-12-31 | 365 | 3.5749 | 3 | 0.57492
49110 | 5.46 | 1 | 2018-12-31 | 2019-12-31 | 365 | 6.2561 | 6 | 0.25611
51765 | 9.36 | 1 | 2018-12-31 | 2019-12-31 | 365 | 10.7248 | 10 | 0.72476
51844 | 2.34 | 1 | 2018-12-31 | 2019-12-31 | 365 | 2.6812 | 2 | 0.68119
51840 | 7.02 | 1 | 2018-12-31 | 2019-12-31 | 365 | 8.0436 | 8 | 0.043572
51810 | 10.66 | 1 | 2018-12-31 | 2019-12-31 | 365 | 12.2143 | 12 | 0.21431
43113 | 8.575 | 1 | 2018-12-31 | 2019-12-31 | 365 | 9.8253 | 9 | 0.8253
29902 | 6.5 | 1 | 2018-12-31 | 2019-12-31 | 365 | 7.4478 | 7 | 0.44775
51831 | 4.16 | 1 | 2018-12-31 | 2019-12-31 | 365 | 4.7666 | 4 | 0.76656
51232 | 7.02 | 1 | 2018-12-31 | 2019-12-31 | 365 | 8.0436 | 8 | 0.043572
39272 | 8.32 | 1 | 2018-12-31 | 2019-12-31 | 365 | 9.5331 | 9 | 0.53312
41156 | 5.98 | 1 | 2018-12-31 | 2019-12-31 | 365 | 6.8519 | 6 | 0.85193
51229 | 6.76 | 1 | 2018-12-31 | 2019-12-31 | 365 | 7.7457 | 7 | 0.74566
37695 | 3.12 | 1 | 2018-12-31 | 2019-12-31 | 365 | 3.5749 | 3 | 0.57492
51821 | 4.68 | 1 | 2018-12-31 | 2019-12-31 | 365 | 5.3624 | 5 | 0.36238
51820 | 2.6 | 1 | 2018-12-31 | 2019-12-31 | 365 | 2.9791 | 2 | 0.9791
48642 | 9.36 | 1 | 2018-12-31 | 2019-12-31 | 365 | 10.7248 | 10 | 0.72476
51819 | 4.94 | 1 | 2018-12-31 | 2019-12-31 | 365 | 5.6603 | 5 | 0.66029
51818 | 4.16 | 1 | 2018-12-31 | 2019-12-31 | 365 | 4.7666 | 4 | 0.76656
49226 | 2.34 | 1 | 2018-12-31 | 2019-12-31 | 365 | 2.6812 | 2 | 0.68119
51809 | 5.98 | 1 | 2018-12-31 | 2019-12-31 | 365 | 6.8519 | 6 | 0.85193
51806 | 7.28 | 1 | 2018-12-31 | 2019-12-31 | 365 | 8.3415 | 8 | 0.34148
48633 | 9.1 | 1 | 2018-12-31 | 2019-12-31 | 365 | 10.4269 | 10 | 0.42685
34352 | 11.7 | 1 | 2018-12-31 | 2019-12-31 | 365 | 13.406 | 13 | 0.40595
48656 | 3.64 | 1 | 2018-12-31 | 2019-12-31 | 365 | 4.1707 | 4 | 0.17074
48436 | 6.5 | 1 | 2018-12-31 | 2019-12-31 | 365 | 7.4478 | 7 | 0.44775
43275 | 7.28 | 1 | 2018-12-31 | 2019-12-31 | 365 | 8.3415 | 8 | 0.34148
51791 | 3.12 | 1 | 2018-12-31 | 2019-12-31 | 365 | 3.5749 | 3 | 0.57492
51797 | 4.68 | 1 | 2018-12-31 | 2019-12-31 | 365 | 5.3624 | 5 | 0.36238
37862 | 3.64 | 1 | 2018-12-31 | 2019-12-31 | 365 | 4.1707 | 4 | 0.17074
34274 | 8.32 | 1 | 2018-12-31 | 2019-12-31 | 365 | 9.5331 | 9 | 0.53312
33680 | 4.42 | 1 | 2018-12-31 | 2019-12-31 | 365 | 5.0645 | 5 | 0.064471
47368 | 7.54 | 1 | 2018-12-31 | 2019-12-31 | 365 | 8.6394 | 8 | 0.63939
45453 | 2.34 | 1 | 2018-12-31 | 2019-12-31 | 365 | 2.6812 | 2 | 0.68119
51794 | 2.34 | 1 | 2018-12-31 | 2019-12-31 | 365 | 2.6812 | 2 | 0.68119
51796 | 11.96 | 1 | 2018-12-31 | 2019-12-31 | 365 | 13.7039 | 13 | 0.70386
51785 | 4.16 | 1 | 2018-12-31 | 2019-12-31 | 365 | 4.7666 | 4 | 0.76656
51749 | 6.5 | 1 | 2018-12-31 | 2019-12-31 | 365 | 7.4478 | 7 | 0.44775
51906 | 4.59 | 1 | 2018-12-31 | 2019-12-31 | 365 | 5.2593 | 5 | 0.25926
24250 | 6.76 | 1 | 2018-12-31 | 2019-12-31 | 365 | 7.7457 | 7 | 0.74566
51756 | 7.54 | 1 | 2018-12-31 | 2019-12-31 | 365 | 8.6394 | 8 | 0.63939
51600 | 8.58 | 1 | 2018-12-31 | 2019-12-31 | 365 | 9.831 | 9 | 0.83103
51852 | 7.02 | 1 | 2018-12-31 | 2019-12-31 | 365 | 8.0436 | 8 | 0.043572
24264 | 5.2 | 1 | 2018-12-31 | 2019-12-31 | 365 | 5.9582 | 5 | 0.9582
37967 | 15.6 | 1 | 2018-12-31 | 2019-12-31 | 365 | 17.8746 | 17 | 0.8746
33644 | 7.02 | 1 | 2018-12-31 | 2019-12-31 | 365 | 8.0436 | 8 | 0.043572
27727 | 9 | 1 | 2018-12-31 | 2019-12-31 | 365 | 10.3123 | 10 | 0.31227
51535 | 5.2 | 1 | 2018-12-31 | 2019-12-31 | 365 | 5.9582 | 5 | 0.9582
51563 | 8.06 | 1 | 2018-12-31 | 2019-12-31 | 365 | 9.2352 | 9 | 0.23521
22138 | 5.98 | 1 | 2018-12-31 | 2019-12-31 | 365 | 6.8519 | 6 | 0.85193
30531 | 4.68 | 1 | 2018-12-31 | 2019-12-31 | 365 | 5.3624 | 5 | 0.36238
31962 | 11.18 | 1 | 2018-12-31 | 2019-12-31 | 365 | 12.8101 | 12 | 0.81013
51406 | 8.06 | 1 | 2018-12-31 | 2019-12-31 | 365 | 9.2352 | 9 | 0.23521
51621 | 5.98 | 1 | 2018-12-31 | 2019-12-31 | 365 | 6.8519 | 6 | 0.85193
16626 | 6.885 | 1 | 2018-12-31 | 2019-12-31 | 365 | 7.8889 | 7 | 0.88889
50906 | 7.02 | 1 | 2018-12-31 | 2019-12-31 | 365 | 8.0436 | 8 | 0.043572
35614 | 7.54 | 1 | 2018-12-31 | 2019-12-31 | 365 | 8.6394 | 8 | 0.63939
51872 | 12.22 | 1 | 2018-12-31 | 2019-12-31 | 365 | 14.0018 | 14 | 0.0017738
33097 | 6.5 | 1 | 2018-12-31 | 2019-12-31 | 365 | 7.4478 | 7 | 0.44775
51836 | 9.36 | 1 | 2018-12-31 | 2019-12-31 | 365 | 10.7248 | 10 | 0.72476
51835 | 4.42 | 1 | 2018-12-31 | 2019-12-31 | 365 | 5.0645 | 5 | 0.064471
51849 | 3.9 | 1 | 2018-12-31 | 2019-12-31 | 365 | 4.4687 | 4 | 0.46865
51846 | 8.58 | 1 | 2018-12-31 | 2019-12-31 | 365 | 9.831 | 9 | 0.83103
51936 | 7.28 | 1 | 2018-12-31 | 2019-12-31 | 365 | 8.3415 | 8 | 0.34148
51935 | 9.88 | 1 | 2018-12-31 | 2019-12-31 | 365 | 11.3206 | 11 | 0.32058
29921 | 2.805 | 1 | 2018-12-31 | 2019-12-31 | 365 | 3.214 | 3 | 0.21399
51571 | 11.18 | 1 | 2018-12-31 | 2019-12-31 | 365 | 12.8101 | 12 | 0.81013
51577 | 6.24 | 1 | 2018-12-31 | 2019-12-31 | 365 | 7.1498 | 7 | 0.14984
51567 | 8.32 | 1 | 2018-12-31 | 2019-12-31 | 365 | 9.5331 | 9 | 0.53312
51560 | 6.5 | 1 | 2018-12-31 | 2019-12-31 | 365 | 7.4478 | 7 | 0.44775
51566 | 5.46 | 1 | 2018-12-31 | 2019-12-31 | 365 | 6.2561 | 6 | 0.25611
51564 | 8.32 | 1 | 2018-12-31 | 2019-12-31 | 365 | 9.5331 | 9 | 0.53312
50876 | 9.62 | 1 | 2018-12-31 | 2019-12-31 | 365 | 11.0227 | 11 | 0.022673
49211 | 6.76 | 1 | 2018-12-31 | 2019-12-31 | 365 | 7.7457 | 7 | 0.74566
48666 | 9.36 | 1 | 2018-12-31 | 2019-12-31 | 365 | 10.7248 | 10 | 0.72476
51934 | 8.84 | 1 | 2018-12-31 | 2019-12-31 | 365 | 10.1289 | 10 | 0.12894
51933 | 5.2 | 1 | 2018-12-31 | 2019-12-31 | 365 | 5.9582 | 5 | 0.9582
50851 | 8.06 | 1 | 2018-12-31 | 2019-12-31 | 365 | 9.2352 | 9 | 0.23521
50813 | 5.72 | 1 | 2018-12-31 | 2019-12-31 | 365 | 6.554 | 6 | 0.55402
51930 | 6.76 | 1 | 2018-12-31 | 2019-12-31 | 365 | 7.7457 | 7 | 0.74566
51718 | 7.54 | 1 | 2018-12-31 | 2019-12-31 | 365 | 8.6394 | 8 | 0.63939
51668 | 4.16 | 1 | 2018-12-31 | 2019-12-31 | 365 | 4.7666 | 4 | 0.76656
51585 | 7.02 | 1 | 2018-12-31 | 2019-12-31 | 365 | 8.0436 | 8 | 0.043572
51918 | 5.98 | 1 | 2018-12-31 | 2019-12-31 | 365 | 6.8519 | 6 | 0.85193
48904 | 7.54 | 1 | 2018-12-31 | 2019-12-31 | 365 | 8.6394 | 8 | 0.63939
44226 | 9.88 | 1 | 2018-12-31 | 2019-12-31 | 365 | 11.3206 | 11 | 0.32058
50950 | 6.24 | 1 | 2018-12-31 | 2019-12-31 | 365 | 7.1498 | 7 | 0.14984
44285 | 8.06 | 1 | 2018-12-31 | 2019-12-31 | 365 | 9.2352 | 9 | 0.23521
51587 | 2.86 | 1 | 2018-12-31 | 2019-12-31 | 365 | 3.277 | 3 | 0.27701
51579 | 8.84 | 1 | 2018-12-31 | 2019-12-31 | 365 | 10.1289 | 10 | 0.12894
51924 | 5.98 | 1 | 2018-12-31 | 2019-12-31 | 365 | 6.8519 | 6 | 0.85193
48646 | 6.24 | 1 | 2018-12-31 | 2019-12-31 | 365 | 7.1498 | 7 | 0.14984
48764 | 5.2 | 1 | 2018-12-31 | 2019-12-31 | 365 | 5.9582 | 5 | 0.9582
49098 | 4.68 | 1 | 2018-12-31 | 2019-12-31 | 365 | 5.3624 | 5 | 0.36238
48679 | 5.98 | 1 | 2018-12-31 | 2019-12-31 | 365 | 6.8519 | 6 | 0.85193
48809 | 10.14 | 1 | 2018-12-31 | 2019-12-31 | 365 | 11.6185 | 11 | 0.61849
49218 | 10.66 | 1 | 2018-12-31 | 2019-12-31 | 365 | 12.2143 | 12 | 0.21431
48744 | 2.08 | 1 | 2018-12-31 | 2019-12-31 | 365 | 2.3833 | 2 | 0.38328
48689 | 10.66 | 1 | 2018-12-31 | 2019-12-31 | 365 | 12.2143 | 12 | 0.21431
50885 | 13.26 | 1 | 2018-12-31 | 2019-12-31 | 365 | 15.1934 | 15 | 0.19341
51753 | 10.66 | 1 | 2018-12-31 | 2019-12-31 | 365 | 12.2143 | 12 | 0.21431
48938 | 8.06 | 1 | 2018-12-31 | 2019-12-31 | 365 | 9.2352 | 9 | 0.23521
51748 | 6.24 | 1 | 2018-12-31 | 2019-12-31 | 365 | 7.1498 | 7 | 0.14984
51746 | 9.36 | 1 | 2018-12-31 | 2019-12-31 | 365 | 10.7248 | 10 | 0.72476
51747 | 6.5 | 1 | 2018-12-31 | 2019-12-31 | 365 | 7.4478 | 7 | 0.44775
51745 | 4.16 | 1 | 2018-12-31 | 2019-12-31 | 365 | 4.7666 | 4 | 0.76656
51736 | 9.62 | 1 | 2018-12-31 | 2019-12-31 | 365 | 11.0227 | 11 | 0.022673
51735 | 7.02 | 1 | 2018-12-31 | 2019-12-31 | 365 | 8.0436 | 8 | 0.043572
51717 | 5.46 | 1 | 2018-12-31 | 2019-12-31 | 365 | 6.2561 | 6 | 0.25611
51730 | 7.02 | 1 | 2018-12-31 | 2019-12-31 | 365 | 8.0436 | 8 | 0.043572
50812 | 9.62 | 1 | 2018-12-31 | 2019-12-31 | 365 | 11.0227 | 11 | 0.022673
51729 | 3.64 | 1 | 2018-12-31 | 2019-12-31 | 365 | 4.1707 | 4 | 0.17074
51719 | 3.64 | 1 | 2018-12-31 | 2019-12-31 | 365 | 4.1707 | 4 | 0.17074
51724 | 2.34 | 1 | 2018-12-31 | 2019-12-31 | 365 | 2.6812 | 2 | 0.68119
51673 | 9.36 | 1 | 2018-12-31 | 2019-12-31 | 365 | 10.7248 | 10 | 0.72476
33290 | 5.46 | 1 | 2018-12-31 | 2019-12-31 | 365 | 6.2561 | 6 | 0.25611
51910 | 9.88 | 1 | 2018-12-31 | 2019-12-31 | 365 | 11.3206 | 11 | 0.32058
36999 | 9.1 | 1 | 2018-12-31 | 2019-12-31 | 365 | 10.4269 | 10 | 0.42685
51939 | 3.9 | 1 | 2018-12-31 | 2019-12-31 | 365 | 4.4687 | 4 | 0.46865
51917 | 5.72 | 1 | 2018-12-31 | 2019-12-31 | 365 | 6.554 | 6 | 0.55402
51920 | 7.02 | 1 | 2018-12-31 | 2019-12-31 | 365 | 8.0436 | 8 | 0.043572
52065 | 3.64 | 1 | 2018-12-31 | 2019-12-31 | 365 | 4.1707 | 4 | 0.17074
36669 | 8.32 | 1 | 2018-12-31 | 2019-12-31 | 365 | 9.5331 | 9 | 0.53312
52056 | 3.38 | 1 | 2018-12-31 | 2019-12-31 | 365 | 3.8728 | 3 | 0.87283
34414 | 5.2 | 1 | 2018-12-31 | 2019-12-31 | 365 | 5.9582 | 5 | 0.9582
33486 | 7.54 | 1 | 2018-12-31 | 2019-12-31 | 365 | 8.6394 | 8 | 0.63939
32231 | 10.92 | 1 | 2018-12-31 | 2019-12-31 | 365 | 12.5122 | 12 | 0.51222
31766 | 7.28 | 1 | 2018-12-31 | 2019-12-31 | 365 | 8.3415 | 8 | 0.34148
21537 | 4.94 | 1 | 2018-12-31 | 2019-12-31 | 365 | 5.6603 | 5 | 0.66029
51967 | 9.62 | 1 | 2018-12-31 | 2019-12-31 | 365 | 11.0227 | 11 | 0.022673
52019 | 4.94 | 1 | 2018-12-31 | 2019-12-31 | 365 | 5.6603 | 5 | 0.66029
52017 | 8.84 | 1 | 2018-12-31 | 2019-12-31 | 365 | 10.1289 | 10 | 0.12894
51980 | 13.26 | 1 | 2018-12-31 | 2019-12-31 | 365 | 15.1934 | 15 | 0.19341
51973 | 6.5 | 1 | 2018-12-31 | 2019-12-31 | 365 | 7.4478 | 7 | 0.44775
51962 | 6.5 | 1 | 2018-12-31 | 2019-12-31 | 365 | 7.4478 | 7 | 0.44775
49016 | 4.16 | 1 | 2018-12-31 | 2019-12-31 | 365 | 4.7666 | 4 | 0.76656
48918 | 12.22 | 1 | 2018-12-31 | 2019-12-31 | 365 | 14.0018 | 14 | 0.0017738
52110 | 10.92 | 1 | 2018-12-31 | 2019-12-31 | 365 | 12.5122 | 12 | 0.51222
52050 | 4.68 | 1 | 2018-12-31 | 2019-12-31 | 365 | 5.3624 | 5 | 0.36238
48674 | 4.94 | 1 | 2018-12-31 | 2019-12-31 | 365 | 5.6603 | 5 | 0.66029
48967 | 5.72 | 1 | 2018-12-31 | 2019-12-31 | 365 | 6.554 | 6 | 0.55402
31969 | 4.68 | 1 | 2018-12-31 | 2019-12-31 | 365 | 5.3624 | 5 | 0.36238
52149 | 9.88 | 1 | 2018-12-31 | 2019-12-31 | 365 | 11.3206 | 11 | 0.32058
52148 | 7.8 | 1 | 2018-12-31 | 2019-12-31 | 365 | 8.9373 | 8 | 0.9373
52147 | 4.16 | 1 | 2018-12-31 | 2019-12-31 | 365 | 4.7666 | 4 | 0.76656
52146 | 2.34 | 1 | 2018-12-31 | 2019-12-31 | 365 | 2.6812 | 2 | 0.68119
52135 | 9.945 | 1 | 2018-12-31 | 2019-12-31 | 365 | 11.3951 | 11 | 0.39506
32032 | 3.9 | 1 | 2018-12-31 | 2019-12-31 | 365 | 4.4687 | 4 | 0.46865
52132 | 5.72 | 1 | 2018-12-31 | 2019-12-31 | 365 | 6.554 | 6 | 0.55402
27349 | 7.8 | 1 | 2018-12-31 | 2019-12-31 | 365 | 8.9373 | 8 | 0.9373
52240 | 7.8 | 1 | 2018-12-31 | 2019-12-31 | 365 | 8.9373 | 8 | 0.9373
32222 | 6.76 | 1 | 2018-12-31 | 2019-12-31 | 365 | 7.7457 | 7 | 0.74566
52256 | 7.54 | 1 | 2018-12-31 | 2019-12-31 | 365 | 8.6394 | 8 | 0.63939
52255 | 8.06 | 1 | 2018-12-31 | 2019-12-31 | 365 | 9.2352 | 9 | 0.23521
52257 | 5.46 | 1 | 2018-12-31 | 2019-12-31 | 365 | 6.2561 | 6 | 0.25611
52260 | 3.64 | 1 | 2018-12-31 | 2019-12-31 | 365 | 4.1707 | 4 | 0.17074
52251 | 12.22 | 1 | 2018-12-31 | 2019-12-31 | 365 | 14.0018 | 14 | 0.0017738
52246 | 8.32 | 1 | 2018-12-31 | 2019-12-31 | 365 | 9.5331 | 9 | 0.53312
52243 | 5.46 | 1 | 2018-12-31 | 2019-12-31 | 365 | 6.2561 | 6 | 0.25611
52254 | 5.98 | 1 | 2018-12-31 | 2019-12-31 | 365 | 6.8519 | 6 | 0.85193
52253 | 9.88 | 1 | 2018-12-31 | 2019-12-31 | 365 | 11.3206 | 11 | 0.32058
52249 | 8.06 | 1 | 2018-12-31 | 2019-12-31 | 365 | 9.2352 | 9 | 0.23521
52245 | 7.8 | 1 | 2018-12-31 | 2019-12-31 | 365 | 8.9373 | 8 | 0.9373
52236 | 8.84 | 1 | 2018-12-31 | 2019-12-31 | 365 | 10.1289 | 10 | 0.12894
52232 | 9.1 | 1 | 2018-12-31 | 2019-12-31 | 365 | 10.4269 | 10 | 0.42685
52230 | 9.62 | 1 | 2018-12-31 | 2019-12-31 | 365 | 11.0227 | 11 | 0.022673
52226 | 16.9 | 1 | 2018-12-31 | 2019-12-31 | 365 | 19.3642 | 19 | 0.36416
52208 | 4.94 | 1 | 2018-12-31 | 2019-12-31 | 365 | 5.6603 | 5 | 0.66029
52186 | 5.2 | 1 | 2018-12-31 | 2019-12-31 | 365 | 5.9582 | 5 | 0.9582
52202 | 3.38 | 1 | 2018-12-31 | 2019-12-31 | 365 | 3.8728 | 3 | 0.87283
52302 | 4.68 | 1 | 2018-12-31 | 2019-12-31 | 365 | 5.3624 | 5 | 0.36238
52301 | 8.58 | 1 | 2018-12-31 | 2019-12-31 | 365 | 9.831 | 9 | 0.83103
52314 | 6.5 | 1 | 2018-12-31 | 2019-12-31 | 365 | 7.4478 | 7 | 0.44775
52287 | 12.48 | 1 | 2018-12-31 | 2019-12-31 | 365 | 14.2997 | 14 | 0.29968
52290 | 8.06 | 1 | 2018-12-31 | 2019-12-31 | 365 | 9.2352 | 9 | 0.23521
52286 | 4.42 | 1 | 2018-12-31 | 2019-12-31 | 365 | 5.0645 | 5 | 0.064471
52285 | 4.94 | 1 | 2018-12-31 | 2019-12-31 | 365 | 5.6603 | 5 | 0.66029
52284 | 3.9 | 1 | 2018-12-31 | 2019-12-31 | 365 | 4.4687 | 4 | 0.46865
52281 | 3.38 | 1 | 2018-12-31 | 2019-12-31 | 365 | 3.8728 | 3 | 0.87283
52279 | 4.16 | 1 | 2018-12-31 | 2019-12-31 | 365 | 4.7666 | 4 | 0.76656
52278 | 4.94 | 1 | 2018-12-31 | 2019-12-31 | 365 | 5.6603 | 5 | 0.66029
28927 | 4.68 | 1 | 2018-12-31 | 2019-12-31 | 365 | 5.3624 | 5 | 0.36238
52268 | 5.2 | 1 | 2018-12-31 | 2019-12-31 | 365 | 5.9582 | 5 | 0.9582
52231 | 3.38 | 1 | 2018-12-31 | 2019-12-31 | 365 | 3.8728 | 3 | 0.87283
52271 | 3.64 | 1 | 2018-12-31 | 2019-12-31 | 365 | 4.1707 | 4 | 0.17074
51795 | 5.72 | 1 | 2018-12-31 | 2019-12-31 | 365 | 6.554 | 6 | 0.55402
52098 | 2.08 | 1 | 2018-12-31 | 2019-12-31 | 365 | 2.3833 | 2 | 0.38328
52310 | 7.54 | 1 | 2018-12-31 | 2019-12-31 | 365 | 8.6394 | 8 | 0.63939
52101 | 5.46 | 1 | 2018-12-31 | 2019-12-31 | 365 | 6.2561 | 6 | 0.25611
52244 | 6.5 | 1 | 2018-12-31 | 2019-12-31 | 365 | 7.4478 | 7 | 0.44775
38507 | 3.38 | 1 | 2018-12-31 | 2019-12-31 | 365 | 3.8728 | 3 | 0.87283
52227 | 7.8 | 1 | 2018-12-31 | 2019-12-31 | 365 | 8.9373 | 8 | 0.9373
52095 | 3.64 | 1 | 2018-12-31 | 2019-12-31 | 365 | 4.1707 | 4 | 0.17074
52200 | 3.9 | 1 | 2018-12-31 | 2019-12-31 | 365 | 4.4687 | 4 | 0.46865
52094 | 9.36 | 1 | 2018-12-31 | 2019-12-31 | 365 | 10.7248 | 10 | 0.72476
52205 | 10.92 | 1 | 2018-12-31 | 2019-12-31 | 365 | 12.5122 | 12 | 0.51222
21515 | 5.2 | 1 | 2018-12-31 | 2019-12-31 | 365 | 5.9582 | 5 | 0.9582
52295 | 9.36 | 1 | 2018-12-31 | 2019-12-31 | 365 | 10.7248 | 10 | 0.72476
52057 | 10.4 | 1 | 2018-12-31 | 2019-12-31 | 365 | 11.9164 | 11 | 0.9164
52070 | 9.1 | 1 | 2018-12-31 | 2019-12-31 | 365 | 10.4269 | 10 | 0.42685
52081 | 10.92 | 1 | 2018-12-31 | 2019-12-31 | 365 | 12.5122 | 12 | 0.51222
51763 | 3.9 | 1 | 2018-12-31 | 2019-12-31 | 365 | 4.4687 | 4 | 0.46865
52382 | 12.48 | 1 | 2018-12-31 | 2019-12-31 | 365 | 14.2997 | 14 | 0.29968
52381 | 8.84 | 1 | 2018-12-31 | 2019-12-31 | 365 | 10.1289 | 10 | 0.12894
52350 | 6.76 | 1 | 2018-12-31 | 2019-12-31 | 365 | 7.7457 | 7 | 0.74566
52347 | 8.32 | 1 | 2018-12-31 | 2019-12-31 | 365 | 9.5331 | 9 | 0.53312
52358 | 7.28 | 1 | 2018-12-31 | 2019-12-31 | 365 | 8.3415 | 8 | 0.34148
52357 | 8.06 | 1 | 2018-12-31 | 2019-12-31 | 365 | 9.2352 | 9 | 0.23521
37955 | 6.76 | 1 | 2018-12-31 | 2019-12-31 | 365 | 7.7457 | 7 | 0.74566
21322 | 9.396 | 1 | 2018-12-31 | 2019-12-31 | 365 | 10.766 | 10 | 0.76601
15886 | 11.22 | 1 | 2018-12-31 | 2019-12-31 | 365 | 12.856 | 12 | 0.85597
52393 | 4.68 | 1 | 2018-12-31 | 2019-12-31 | 365 | 5.3624 | 5 | 0.36238
52345 | 2.34 | 1 | 2018-12-31 | 2019-12-31 | 365 | 2.6812 | 2 | 0.68119
52346 | 4.42 | 1 | 2018-12-31 | 2019-12-31 | 365 | 5.0645 | 5 | 0.064471
52338 | 6.76 | 1 | 2018-12-31 | 2019-12-31 | 365 | 7.7457 | 7 | 0.74566
52333 | 10.92 | 1 | 2018-12-31 | 2019-12-31 | 365 | 12.5122 | 12 | 0.51222
52332 | 11.18 | 1 | 2018-12-31 | 2019-12-31 | 365 | 12.8101 | 12 | 0.81013
52322 | 4.68 | 1 | 2018-12-31 | 2019-12-31 | 365 | 5.3624 | 5 | 0.36238
52315 | 8.32 | 1 | 2018-12-31 | 2019-12-31 | 365 | 9.5331 | 9 | 0.53312
52312 | 8.06 | 1 | 2018-12-31 | 2019-12-31 | 365 | 9.2352 | 9 | 0.23521
51734 | 12.74 | 1 | 2018-12-31 | 2019-12-31 | 365 | 14.5976 | 14 | 0.59759
52076 | 7.8 | 1 | 2018-12-31 | 2019-12-31 | 365 | 8.9373 | 8 | 0.9373
37870 | 5.2 | 1 | 2018-12-31 | 2019-12-31 | 365 | 5.9582 | 5 | 0.9582
52470 | 9.1 | 1 | 2018-12-31 | 2019-12-31 | 365 | 10.4269 | 10 | 0.42685
52463 | 13.26 | 1 | 2018-12-31 | 2019-12-31 | 365 | 15.1934 | 15 | 0.19341
52459 | 9.36 | 1 | 2018-12-31 | 2019-12-31 | 365 | 10.7248 | 10 | 0.72476
52133 | 1.56 | 1 | 2018-12-31 | 2019-12-31 | 365 | 1.7875 | 1 | 0.78746
52453 | 10.4 | 1 | 2018-12-31 | 2019-12-31 | 365 | 11.9164 | 11 | 0.9164
52130 | 6.24 | 1 | 2018-12-31 | 2019-12-31 | 365 | 7.1498 | 7 | 0.14984
52125 | 13.52 | 1 | 2018-12-31 | 2019-12-31 | 365 | 15.4913 | 15 | 0.49132
52122 | 9.36 | 1 | 2018-12-31 | 2019-12-31 | 365 | 10.7248 | 10 | 0.72476
52155 | 8.84 | 1 | 2018-12-31 | 2019-12-31 | 365 | 10.1289 | 10 | 0.12894
52364 | 9.36 | 1 | 2018-12-31 | 2019-12-31 | 365 | 10.7248 | 10 | 0.72476
50843 | 12.22 | 1 | 2018-12-31 | 2019-12-31 | 365 | 14.0018 | 14 | 0.0017738
52424 | 4.42 | 1 | 2018-12-31 | 2019-12-31 | 365 | 5.0645 | 5 | 0.064471
36497 | 10.66 | 1 | 2018-12-31 | 2019-12-31 | 365 | 12.2143 | 12 | 0.21431
52433 | 9.88 | 1 | 2018-12-31 | 2019-12-31 | 365 | 11.3206 | 11 | 0.32058
52174 | 8.06 | 1 | 2018-12-31 | 2019-12-31 | 365 | 9.2352 | 9 | 0.23521
52170 | 4.94 | 1 | 2018-12-31 | 2019-12-31 | 365 | 5.6603 | 5 | 0.66029
32387 | 8.32 | 1 | 2018-12-31 | 2019-12-31 | 365 | 9.5331 | 9 | 0.53312
52168 | 10.4 | 1 | 2018-12-31 | 2019-12-31 | 365 | 11.9164 | 11 | 0.9164
32111 | 16.64 | 1 | 2018-12-31 | 2019-12-31 | 365 | 19.0662 | 19 | 0.066245
52117 | 13 | 1 | 2018-12-31 | 2019-12-31 | 365 | 14.8955 | 14 | 0.8955
52118 | 12.74 | 1 | 2018-12-31 | 2019-12-31 | 365 | 14.5976 | 14 | 0.59759
51937 | 11.7 | 1 | 2018-12-31 | 2019-12-31 | 365 | 13.406 | 13 | 0.40595
52178 | 10.4 | 1 | 2018-12-31 | 2019-12-31 | 365 | 11.9164 | 11 | 0.9164
32663 | 8.06 | 1 | 2018-12-31 | 2019-12-31 | 365 | 9.2352 | 9 | 0.23521
51926 | 6.24 | 1 | 2018-12-31 | 2019-12-31 | 365 | 7.1498 | 7 | 0.14984
49140 | 8.06 | 1 | 2018-12-31 | 2019-12-31 | 365 | 9.2352 | 9 | 0.23521
52392 | 4.16 | 1 | 2018-12-31 | 2019-12-31 | 365 | 4.7666 | 4 | 0.76656
52390 | 8.58 | 1 | 2018-12-31 | 2019-12-31 | 365 | 9.831 | 9 | 0.83103
52385 | 11.7 | 1 | 2018-12-31 | 2019-12-31 | 365 | 13.406 | 13 | 0.40595
30218 | 7.28 | 1 | 2018-12-31 | 2019-12-31 | 365 | 8.3415 | 8 | 0.34148
52488 | 7.54 | 1 | 2018-12-31 | 2019-12-31 | 365 | 8.6394 | 8 | 0.63939
52536 | 7.28 | 1 | 2018-12-31 | 2019-12-31 | 365 | 8.3415 | 8 | 0.34148
52150 | 4.16 | 1 | 2018-12-31 | 2019-12-31 | 365 | 4.7666 | 4 | 0.76656
52534 | 7.54 | 1 | 2018-12-31 | 2019-12-31 | 365 | 8.6394 | 8 | 0.63939
45367 | 8.84 | 1 | 2018-12-31 | 2019-12-31 | 365 | 10.1289 | 10 | 0.12894
52068 | 3.64 | 1 | 2018-12-31 | 2019-12-31 | 365 | 4.1707 | 4 | 0.17074
52516 | 2.86 | 1 | 2018-12-31 | 2019-12-31 | 365 | 3.277 | 3 | 0.27701
52499 | 4.16 | 1 | 2018-12-31 | 2019-12-31 | 365 | 4.7666 | 4 | 0.76656
52138 | 8.32 | 1 | 2018-12-31 | 2019-12-31 | 365 | 9.5331 | 9 | 0.53312
52139 | 3.825 | 1 | 2018-12-31 | 2019-12-31 | 365 | 4.3827 | 4 | 0.38272
52532 | 7.8 | 1 | 2018-12-31 | 2019-12-31 | 365 | 8.9373 | 8 | 0.9373
52140 | 4.94 | 1 | 2018-12-31 | 2019-12-31 | 365 | 5.6603 | 5 | 0.66029
52505 | 13 | 1 | 2018-12-31 | 2019-12-31 | 365 | 14.8955 | 14 | 0.8955
52141 | 8.58 | 1 | 2018-12-31 | 2019-12-31 | 365 | 9.831 | 9 | 0.83103
52502 | 7.02 | 1 | 2018-12-31 | 2019-12-31 | 365 | 8.0436 | 8 | 0.043572
52121 | 5.2 | 1 | 2018-12-31 | 2019-12-31 | 365 | 5.9582 | 5 | 0.9582
52489 | 5.2 | 1 | 2018-12-31 | 2019-12-31 | 365 | 5.9582 | 5 | 0.9582
52116 | 5.2 | 1 | 2018-12-31 | 2019-12-31 | 365 | 5.9582 | 5 | 0.9582
52482 | 5.46 | 1 | 2018-12-31 | 2019-12-31 | 365 | 6.2561 | 6 | 0.25611
52479 | 7.8 | 1 | 2018-12-31 | 2019-12-31 | 365 | 8.9373 | 8 | 0.9373
52111 | 6.76 | 1 | 2018-12-31 | 2019-12-31 | 365 | 7.7457 | 7 | 0.74566
52475 | 7.54 | 1 | 2018-12-31 | 2019-12-31 | 365 | 8.6394 | 8 | 0.63939
52165 | 7.28 | 1 | 2018-12-31 | 2019-12-31 | 365 | 8.3415 | 8 | 0.34148
52438 | 3.64 | 1 | 2018-12-31 | 2019-12-31 | 365 | 4.1707 | 4 | 0.17074
51822 | 5.98 | 1 | 2018-12-31 | 2019-12-31 | 365 | 6.8519 | 6 | 0.85193
52154 | 6.5 | 1 | 2018-12-31 | 2019-12-31 | 365 | 7.4478 | 7 | 0.44775
51812 | 5.98 | 1 | 2018-12-31 | 2019-12-31 | 365 | 6.8519 | 6 | 0.85193
29881 | 7.8 | 1 | 2018-12-31 | 2019-12-31 | 365 | 8.9373 | 8 | 0.9373
52461 | 13 | 1 | 2018-12-31 | 2019-12-31 | 365 | 14.8955 | 14 | 0.8955
52460 | 3.64 | 1 | 2018-12-31 | 2019-12-31 | 365 | 4.1707 | 4 | 0.17074
52464 | 9.62 | 1 | 2018-12-31 | 2019-12-31 | 365 | 11.0227 | 11 | 0.022673
52439 | 3.38 | 1 | 2018-12-31 | 2019-12-31 | 365 | 3.8728 | 3 | 0.87283
52466 | 4.16 | 1 | 2018-12-31 | 2019-12-31 | 365 | 4.7666 | 4 | 0.76656
52467 | 5.72 | 1 | 2018-12-31 | 2019-12-31 | 365 | 6.554 | 6 | 0.55402
49114 | 6.5 | 1 | 2018-12-31 | 2019-12-31 | 365 | 7.4478 | 7 | 0.44775
31690 | 7.28 | 1 | 2018-12-31 | 2019-12-31 | 365 | 8.3415 | 8 | 0.34148
52527 | 13 | 1 | 2018-12-31 | 2019-12-31 | 365 | 14.8955 | 14 | 0.8955
52417 | 5.46 | 1 | 2018-12-31 | 2019-12-31 | 365 | 6.2561 | 6 | 0.25611
52423 | 5.2 | 1 | 2018-12-31 | 2019-12-31 | 365 | 5.9582 | 5 | 0.9582
52493 | 2.06 | 1 | 2018-12-31 | 2019-12-31 | 365 | 2.3604 | 2 | 0.36036
52484 | 6.24 | 1 | 2018-12-31 | 2019-12-31 | 365 | 7.1498 | 7 | 0.14984
51998 | 8.32 | 1 | 2018-12-31 | 2019-12-31 | 365 | 9.5331 | 9 | 0.53312
52481 | 7.02 | 1 | 2018-12-31 | 2019-12-31 | 365 | 8.0436 | 8 | 0.043572
52480 | 8.32 | 1 | 2018-12-31 | 2019-12-31 | 365 | 9.5331 | 9 | 0.53312
52517 | 6.76 | 1 | 2018-12-31 | 2019-12-31 | 365 | 7.7457 | 7 | 0.74566
52003 | 13 | 1 | 2018-12-31 | 2019-12-31 | 365 | 14.8955 | 14 | 0.8955
52526 | 3.64 | 1 | 2018-12-31 | 2019-12-31 | 365 | 4.1707 | 4 | 0.17074
52629 | 5.98 | 1 | 2018-12-31 | 2019-12-31 | 365 | 6.8519 | 6 | 0.85193
52519 | 9.88 | 1 | 2018-12-31 | 2019-12-31 | 365 | 11.3206 | 11 | 0.32058
28200 | 6.76 | 1 | 2018-12-31 | 2019-12-31 | 365 | 7.7457 | 7 | 0.74566
52506 | 3.64 | 1 | 2018-12-31 | 2019-12-31 | 365 | 4.1707 | 4 | 0.17074
52503 | 10.66 | 1 | 2018-12-31 | 2019-12-31 | 365 | 12.2143 | 12 | 0.21431
52497 | 4.94 | 1 | 2018-12-31 | 2019-12-31 | 365 | 5.6603 | 5 | 0.66029
52372 | 10.14 | 1 | 2018-12-31 | 2019-12-31 | 365 | 11.6185 | 11 | 0.61849
28231 | 4.16 | 1 | 2018-12-31 | 2019-12-31 | 365 | 4.7666 | 4 | 0.76656
52501 | 7.02 | 1 | 2018-12-31 | 2019-12-31 | 365 | 8.0436 | 8 | 0.043572
33549 | 4.68 | 1 | 2018-12-31 | 2019-12-31 | 365 | 5.3624 | 5 | 0.36238
49233 | 4.94 | 1 | 2018-12-31 | 2019-12-31 | 365 | 5.6603 | 5 | 0.66029
48703 | 5.46 | 1 | 2018-12-31 | 2019-12-31 | 365 | 6.2561 | 6 | 0.25611
43751 | 15.08 | 1 | 2018-12-31 | 2019-12-31 | 365 | 17.2788 | 17 | 0.27878
52203 | 6.24 | 1 | 2018-12-31 | 2019-12-31 | 365 | 7.1498 | 7 | 0.14984
48776 | 7.28 | 1 | 2018-12-31 | 2019-12-31 | 365 | 8.3415 | 8 | 0.34148
52182 | 7.28 | 1 | 2018-12-31 | 2019-12-31 | 365 | 8.3415 | 8 | 0.34148
52561 | 8.32 | 1 | 2018-12-31 | 2019-12-31 | 365 | 9.5331 | 9 | 0.53312
52166 | 12.48 | 1 | 2018-12-31 | 2019-12-31 | 365 | 14.2997 | 14 | 0.29968
32274 | 8.84 | 1 | 2018-12-31 | 2019-12-31 | 365 | 10.1289 | 10 | 0.12894
26680 | 7.28 | 1 | 2018-12-31 | 2019-12-31 | 365 | 8.3415 | 8 | 0.34148
52556 | 7.54 | 1 | 2018-12-31 | 2019-12-31 | 365 | 8.6394 | 8 | 0.63939
52153 | 5.46 | 1 | 2018-12-31 | 2019-12-31 | 365 | 6.2561 | 6 | 0.25611
48606 | 8.84 | 1 | 2018-12-31 | 2019-12-31 | 365 | 10.1289 | 10 | 0.12894
52197 | 9.88 | 1 | 2018-12-31 | 2019-12-31 | 365 | 11.3206 | 11 | 0.32058
52128 | 9.1 | 1 | 2018-12-31 | 2019-12-31 | 365 | 10.4269 | 10 | 0.42685
52566 | 9.88 | 1 | 2018-12-31 | 2019-12-31 | 365 | 11.3206 | 11 | 0.32058
52509 | 7.54 | 1 | 2018-12-31 | 2019-12-31 | 365 | 8.6394 | 8 | 0.63939
51813 | 4.68 | 1 | 2018-12-31 | 2019-12-31 | 365 | 5.3624 | 5 | 0.36238
52613 | 4.68 | 1 | 2018-12-31 | 2019-12-31 | 365 | 5.3624 | 5 | 0.36238
52123 | 7.02 | 1 | 2018-12-31 | 2019-12-31 | 365 | 8.0436 | 8 | 0.043572
52572 | 4.16 | 1 | 2018-12-31 | 2019-12-31 | 365 | 4.7666 | 4 | 0.76656
51739 | 6.24 | 1 | 2018-12-31 | 2019-12-31 | 365 | 7.1498 | 7 | 0.14984
52552 | 6.5 | 1 | 2018-12-31 | 2019-12-31 | 365 | 7.4478 | 7 | 0.44775
52611 | 4.94 | 1 | 2018-12-31 | 2019-12-31 | 365 | 5.6603 | 5 | 0.66029
36487 | 5.46 | 1 | 2018-12-31 | 2019-12-31 | 365 | 6.2561 | 6 | 0.25611
52577 | 10.92 | 1 | 2018-12-31 | 2019-12-31 | 365 | 12.5122 | 12 | 0.51222
52430 | 11.96 | 1 | 2018-12-31 | 2019-12-31 | 365 | 13.7039 | 13 | 0.70386
22418 | 13.26 | 1 | 2018-12-31 | 2019-12-31 | 365 | 15.1934 | 15 | 0.19341
34128 | 4.16 | 1 | 2018-12-31 | 2019-12-31 | 365 | 4.7666 | 4 | 0.76656
33485 | 6.76 | 1 | 2018-12-31 | 2019-12-31 | 365 | 7.7457 | 7 | 0.74566
29169 | 9.1 | 1 | 2018-12-31 | 2019-12-31 | 365 | 10.4269 | 10 | 0.42685
33790 | 10.4 | 1 | 2018-12-31 | 2019-12-31 | 365 | 11.9164 | 11 | 0.9164
31740 | 3.9 | 1 | 2018-12-31 | 2019-12-31 | 365 | 4.4687 | 4 | 0.46865
33629 | 3.64 | 1 | 2018-12-31 | 2019-12-31 | 365 | 4.1707 | 4 | 0.17074
52789 | 8.84 | 1 | 2018-12-31 | 2019-12-31 | 365 | 10.1289 | 10 | 0.12894
52782 | 8.84 | 1 | 2018-12-31 | 2019-12-31 | 365 | 10.1289 | 10 | 0.12894
52787 | 13 | 1 | 2018-12-31 | 2019-12-31 | 365 | 14.8955 | 14 | 0.8955
52771 | 10.4 | 1 | 2018-12-31 | 2019-12-31 | 365 | 11.9164 | 11 | 0.9164
52769 | 4.94 | 1 | 2018-12-31 | 2019-12-31 | 365 | 5.6603 | 5 | 0.66029
52766 | 9.62 | 1 | 2018-12-31 | 2019-12-31 | 365 | 11.0227 | 11 | 0.022673
52761 | 2.86 | 1 | 2018-12-31 | 2019-12-31 | 365 | 3.277 | 3 | 0.27701
52759 | 2.6 | 1 | 2018-12-31 | 2019-12-31 | 365 | 2.9791 | 2 | 0.9791
52160 | 4.68 | 1 | 2018-12-31 | 2019-12-31 | 365 | 5.3624 | 5 | 0.36238
44202 | 11.96 | 1 | 2018-12-31 | 2019-12-31 | 365 | 13.7039 | 13 | 0.70386
52791 | 5.98 | 1 | 2018-12-31 | 2019-12-31 | 365 | 6.8519 | 6 | 0.85193
52718 | 5.72 | 1 | 2018-12-31 | 2019-12-31 | 365 | 6.554 | 6 | 0.55402
52684 | 4.42 | 1 | 2018-12-31 | 2019-12-31 | 365 | 5.0645 | 5 | 0.064471
52436 | 8.84 | 1 | 2018-12-31 | 2019-12-31 | 365 | 10.1289 | 10 | 0.12894
52210 | 4.42 | 1 | 2018-12-31 | 2019-12-31 | 365 | 5.0645 | 5 | 0.064471
52209 | 2.08 | 1 | 2018-12-31 | 2019-12-31 | 365 | 2.3833 | 2 | 0.38328
52521 | 8.06 | 1 | 2018-12-31 | 2019-12-31 | 365 | 9.2352 | 9 | 0.23521
44589 | 4.94 | 1 | 2018-12-31 | 2019-12-31 | 365 | 5.6603 | 5 | 0.66029
52844 | 5.98 | 1 | 2018-12-31 | 2019-12-31 | 365 | 6.8519 | 6 | 0.85193
52854 | 6.5 | 1 | 2018-12-31 | 2019-12-31 | 365 | 7.4478 | 7 | 0.44775
52573 | 5.98 | 1 | 2018-12-31 | 2019-12-31 | 365 | 6.8519 | 6 | 0.85193
52432 | 5.98 | 1 | 2018-12-31 | 2019-12-31 | 365 | 6.8519 | 6 | 0.85193
52465 | 9.1 | 1 | 2018-12-31 | 2019-12-31 | 365 | 10.4269 | 10 | 0.42685
52837 | 2.86 | 1 | 2018-12-31 | 2019-12-31 | 365 | 3.277 | 3 | 0.27701
52455 | 3.9 | 1 | 2018-12-31 | 2019-12-31 | 365 | 4.4687 | 4 | 0.46865
52351 | 8.84 | 1 | 2018-12-31 | 2019-12-31 | 365 | 10.1289 | 10 | 0.12894
52340 | 7.02 | 1 | 2018-12-31 | 2019-12-31 | 365 | 8.0436 | 8 | 0.043572
32420 | 5.2 | 1 | 2018-12-31 | 2019-12-31 | 365 | 5.9582 | 5 | 0.9582
32392 | 7.28 | 1 | 2018-12-31 | 2019-12-31 | 365 | 8.3415 | 8 | 0.34148
52895 | 3.9 | 1 | 2018-12-31 | 2019-12-31 | 365 | 4.4687 | 4 | 0.46865
52889 | 6.5 | 1 | 2018-12-31 | 2019-12-31 | 365 | 7.4478 | 7 | 0.44775
52778 | 5.2 | 1 | 2018-12-31 | 2019-12-31 | 365 | 5.9582 | 5 | 0.9582
52881 | 8.06 | 1 | 2018-12-31 | 2019-12-31 | 365 | 9.2352 | 9 | 0.23521
52880 | 11.96 | 1 | 2018-12-31 | 2019-12-31 | 365 | 13.7039 | 13 | 0.70386
52877 | 7.02 | 1 | 2018-12-31 | 2019-12-31 | 365 | 8.0436 | 8 | 0.043572
52756 | 9.1 | 1 | 2018-12-31 | 2019-12-31 | 365 | 10.4269 | 10 | 0.42685
48936 | 4.42 | 1 | 2018-12-31 | 2019-12-31 | 365 | 5.0645 | 5 | 0.064471
43997 | 4.75 | 1 | 2018-12-31 | 2019-12-31 | 365 | 5.4426 | 5 | 0.44259
52928 | 7.02 | 1 | 2018-12-31 | 2019-12-31 | 365 | 8.0436 | 8 | 0.043572
52920 | 6.5 | 1 | 2018-12-31 | 2019-12-31 | 365 | 7.4478 | 7 | 0.44775
52515 | 8.58 | 1 | 2018-12-31 | 2019-12-31 | 365 | 9.831 | 9 | 0.83103
51767 | 13 | 1 | 2018-12-31 | 2019-12-31 | 365 | 14.8955 | 14 | 0.8955
52916 | 8.32 | 1 | 2018-12-31 | 2019-12-31 | 365 | 9.5331 | 9 | 0.53312
48603 | 9.1 | 1 | 2018-12-31 | 2019-12-31 | 365 | 10.4269 | 10 | 0.42685
38022 | 10.66 | 1 | 2018-12-31 | 2019-12-31 | 365 | 12.2143 | 12 | 0.21431
52720 | 11.7 | 1 | 2018-12-31 | 2019-12-31 | 365 | 13.406 | 13 | 0.40595
52633 | 10.14 | 1 | 2018-12-31 | 2019-12-31 | 365 | 11.6185 | 11 | 0.61849
52112 | 9.1 | 1 | 2018-12-31 | 2019-12-31 | 365 | 10.4269 | 10 | 0.42685
44272 | 5.2 | 1 | 2018-12-31 | 2019-12-31 | 365 | 5.9582 | 5 | 0.9582
39222 | 12.22 | 1 | 2018-12-31 | 2019-12-31 | 365 | 14.0018 | 14 | 0.0017738
52730 | 6.24 | 1 | 2018-12-31 | 2019-12-31 | 365 | 7.1498 | 7 | 0.14984
52729 | 8.32 | 1 | 2018-12-31 | 2019-12-31 | 365 | 9.5331 | 9 | 0.53312
52617 | 5.72 | 1 | 2018-12-31 | 2019-12-31 | 365 | 6.554 | 6 | 0.55402
27535 | 5.46 | 1 | 2018-12-31 | 2019-12-31 | 365 | 6.2561 | 6 | 0.25611
34072 | 4.42 | 1 | 2018-12-31 | 2019-12-31 | 365 | 5.0645 | 5 | 0.064471
52669 | 6.5 | 1 | 2018-12-31 | 2019-12-31 | 365 | 7.4478 | 7 | 0.44775
48662 | 3.64 | 1 | 2018-12-31 | 2019-12-31 | 365 | 4.1707 | 4 | 0.17074
52678 | 2.6 | 1 | 2018-12-31 | 2019-12-31 | 365 | 2.9791 | 2 | 0.9791
24948 | 7.8 | 1 | 2018-12-31 | 2019-12-31 | 365 | 8.9373 | 8 | 0.9373
52648 | 5.46 | 1 | 2018-12-31 | 2019-12-31 | 365 | 6.2561 | 6 | 0.25611
52768 | 3.12 | 1 | 2018-12-31 | 2019-12-31 | 365 | 3.5749 | 3 | 0.57492
52642 | 8.06 | 1 | 2018-12-31 | 2019-12-31 | 365 | 9.2352 | 9 | 0.23521
52722 | 5.98 | 1 | 2018-12-31 | 2019-12-31 | 365 | 6.8519 | 6 | 0.85193
53013 | 3.64 | 1 | 2018-12-31 | 2019-12-31 | 365 | 4.1707 | 4 | 0.17074
52349 | 8.06 | 1 | 2018-12-31 | 2019-12-31 | 365 | 9.2352 | 9 | 0.23521
31848 | 3.9 | 1 | 2018-12-31 | 2019-12-31 | 365 | 4.4687 | 4 | 0.46865
31890 | 7.28 | 1 | 2018-12-31 | 2019-12-31 | 365 | 8.3415 | 8 | 0.34148
53010 | 5.72 | 1 | 2018-12-31 | 2019-12-31 | 365 | 6.554 | 6 | 0.55402
32390 | 3.64 | 1 | 2018-12-31 | 2019-12-31 | 365 | 4.1707 | 4 | 0.17074
53023 | 2.86 | 1 | 2018-12-31 | 2019-12-31 | 365 | 3.277 | 3 | 0.27701
52362 | 8.84 | 1 | 2018-12-31 | 2019-12-31 | 365 | 10.1289 | 10 | 0.12894
52437 | 2.86 | 1 | 2018-12-31 | 2019-12-31 | 365 | 3.277 | 3 | 0.27701
52792 | 9.36 | 1 | 2018-12-31 | 2019-12-31 | 365 | 10.7248 | 10 | 0.72476
52375 | 1.82 | 1 | 2018-12-31 | 2019-12-31 | 365 | 2.0854 | 2 | 0.085371
52992 | 13 | 1 | 2018-12-31 | 2019-12-31 | 365 | 14.8955 | 14 | 0.8955
53048 | 2.86 | 1 | 2018-12-31 | 2019-12-31 | 365 | 3.277 | 3 | 0.27701
51625 | 6.76 | 1 | 2018-12-31 | 2019-12-31 | 365 | 7.7457 | 7 | 0.74566
52431 | 2.08 | 1 | 2018-12-31 | 2019-12-31 | 365 | 2.3833 | 2 | 0.38328
53022 | 11.18 | 1 | 2018-12-31 | 2019-12-31 | 365 | 12.8101 | 12 | 0.81013
53037 | 7.8 | 1 | 2018-12-31 | 2019-12-31 | 365 | 8.9373 | 8 | 0.9373
53120 | 8.58 | 1 | 2018-12-31 | 2019-12-31 | 365 | 9.831 | 9 | 0.83103
53122 | 6.5 | 1 | 2018-12-31 | 2019-12-31 | 365 | 7.4478 | 7 | 0.44775
53128 | 7.8 | 1 | 2018-12-31 | 2019-12-31 | 365 | 8.9373 | 8 | 0.9373
52982 | 6.5 | 1 | 2018-12-31 | 2019-12-31 | 365 | 7.4478 | 7 | 0.44775
53129 | 4.94 | 1 | 2018-12-31 | 2019-12-31 | 365 | 5.6603 | 5 | 0.66029
36960 | 4.42 | 1 | 2018-12-31 | 2019-12-31 | 365 | 5.0645 | 5 | 0.064471
53125 | 6.76 | 1 | 2018-12-31 | 2019-12-31 | 365 | 7.7457 | 7 | 0.74566
52990 | 8.58 | 1 | 2018-12-31 | 2019-12-31 | 365 | 9.831 | 9 | 0.83103
47742 | 5.865 | 1 | 2018-12-31 | 2019-12-31 | 365 | 6.7202 | 6 | 0.72016
52979 | 9.62 | 1 | 2018-12-31 | 2019-12-31 | 365 | 11.0227 | 11 | 0.022673
25327 | 9.62 | 1 | 2018-12-31 | 2019-12-31 | 365 | 11.0227 | 11 | 0.022673
52973 | 8.84 | 1 | 2018-12-31 | 2019-12-31 | 365 | 10.1289 | 10 | 0.12894
18309 | 6.24 | 1 | 2018-12-31 | 2019-12-31 | 365 | 7.1498 | 7 | 0.14984
24021 | 2.86 | 1 | 2018-12-31 | 2019-12-31 | 365 | 3.277 | 3 | 0.27701
22748 | 5.61 | 1 | 2018-12-31 | 2019-12-31 | 365 | 6.428 | 6 | 0.42798
52772 | 7.02 | 1 | 2018-12-31 | 2019-12-31 | 365 | 8.0436 | 8 | 0.043572
52777 | 4.68 | 1 | 2018-12-31 | 2019-12-31 | 365 | 5.3624 | 5 | 0.36238
52957 | 4.42 | 1 | 2018-12-31 | 2019-12-31 | 365 | 5.0645 | 5 | 0.064471
52927 | 5.2 | 1 | 2018-12-31 | 2019-12-31 | 365 | 5.9582 | 5 | 0.9582
13845 | 4.08 | 1 | 2018-12-31 | 2019-12-31 | 365 | 4.6749 | 4 | 0.6749
53209 | 8.84 | 1 | 2018-12-31 | 2019-12-31 | 365 | 10.1289 | 10 | 0.12894
53206 | 4.16 | 1 | 2018-12-31 | 2019-12-31 | 365 | 4.7666 | 4 | 0.76656
52946 | 4.42 | 1 | 2018-12-31 | 2019-12-31 | 365 | 5.0645 | 5 | 0.064471
35966 | 1.56 | 1 | 2018-12-31 | 2019-12-31 | 365 | 1.7875 | 1 | 0.78746
52997 | 5.72 | 1 | 2018-12-31 | 2019-12-31 | 365 | 6.554 | 6 | 0.55402
52949 | 2.34 | 1 | 2018-12-31 | 2019-12-31 | 365 | 2.6812 | 2 | 0.68119
37402 | 4.16 | 1 | 2018-12-31 | 2019-12-31 | 365 | 4.7666 | 4 | 0.76656
52999 | 6.24 | 1 | 2018-12-31 | 2019-12-31 | 365 | 7.1498 | 7 | 0.14984
53009 | 2.86 | 1 | 2018-12-31 | 2019-12-31 | 365 | 3.277 | 3 | 0.27701
34316 | 8.06 | 1 | 2018-12-31 | 2019-12-31 | 365 | 9.2352 | 9 | 0.23521
47244 | 5.46 | 1 | 2018-12-31 | 2019-12-31 | 365 | 6.2561 | 6 | 0.25611
32141 | 4.94 | 1 | 2018-12-31 | 2019-12-31 | 365 | 5.6603 | 5 | 0.66029
53036 | 9.62 | 1 | 2018-12-31 | 2019-12-31 | 365 | 11.0227 | 11 | 0.022673
53034 | 7.8 | 1 | 2018-12-31 | 2019-12-31 | 365 | 8.9373 | 8 | 0.9373
25657 | 4.68 | 1 | 2018-12-31 | 2019-12-31 | 365 | 5.3624 | 5 | 0.36238
53029 | 7.28 | 1 | 2018-12-31 | 2019-12-31 | 365 | 8.3415 | 8 | 0.34148
53028 | 5.72 | 1 | 2018-12-31 | 2019-12-31 | 365 | 6.554 | 6 | 0.55402
53024 | 5.46 | 1 | 2018-12-31 | 2019-12-31 | 365 | 6.2561 | 6 | 0.25611
28004 | 5.46 | 1 | 2018-12-31 | 2019-12-31 | 365 | 6.2561 | 6 | 0.25611
53215 | 8.06 | 1 | 2018-12-31 | 2019-12-31 | 365 | 9.2352 | 9 | 0.23521
53195 | 5.72 | 1 | 2018-12-31 | 2019-12-31 | 365 | 6.554 | 6 | 0.55402
36815 | 3.57 | 1 | 2018-12-31 | 2019-12-31 | 365 | 4.0905 | 4 | 0.090535
52890 | 7.28 | 1 | 2018-12-31 | 2019-12-31 | 365 | 8.3415 | 8 | 0.34148
52530 | 5.2 | 1 | 2018-12-31 | 2019-12-31 | 365 | 5.9582 | 5 | 0.9582
33771 | 5.98 | 1 | 2018-12-31 | 2019-12-31 | 365 | 6.8519 | 6 | 0.85193
52355 | 2.6 | 1 | 2018-12-31 | 2019-12-31 | 365 | 2.9791 | 2 | 0.9791
51606 | 10.4 | 1 | 2018-12-31 | 2019-12-31 | 365 | 11.9164 | 11 | 0.9164
53085 | 7.8 | 1 | 2018-12-31 | 2019-12-31 | 365 | 8.9373 | 8 | 0.9373
48664 | 3.38 | 1 | 2018-12-31 | 2019-12-31 | 365 | 3.8728 | 3 | 0.87283
52520 | 8.06 | 1 | 2018-12-31 | 2019-12-31 | 365 | 9.2352 | 9 | 0.23521
53088 | 2.08 | 1 | 2018-12-31 | 2019-12-31 | 365 | 2.3833 | 2 | 0.38328
50901 | 8.84 | 1 | 2018-12-31 | 2019-12-31 | 365 | 10.1289 | 10 | 0.12894
52537 | 3.12 | 1 | 2018-12-31 | 2019-12-31 | 365 | 3.5749 | 3 | 0.57492
51995 | 4.68 | 1 | 2018-12-31 | 2019-12-31 | 365 | 5.3624 | 5 | 0.36238
52538 | 9.1 | 1 | 2018-12-31 | 2019-12-31 | 365 | 10.4269 | 10 | 0.42685
43699 | 10.14 | 1 | 2018-12-31 | 2019-12-31 | 365 | 11.6185 | 11 | 0.61849
52115 | 3.9 | 1 | 2018-12-31 | 2019-12-31 | 365 | 4.4687 | 4 | 0.46865
49045 | 3.38 | 1 | 2018-12-31 | 2019-12-31 | 365 | 3.8728 | 3 | 0.87283
52158 | 8.84 | 1 | 2018-12-31 | 2019-12-31 | 365 | 10.1289 | 10 | 0.12894
51790 | 3.64 | 1 | 2018-12-31 | 2019-12-31 | 365 | 4.1707 | 4 | 0.17074
51575 | 5.72 | 1 | 2018-12-31 | 2019-12-31 | 365 | 6.554 | 6 | 0.55402
49526 | 7.54 | 1 | 2018-12-31 | 2019-12-31 | 365 | 8.6394 | 8 | 0.63939
52628 | 13 | 1 | 2018-12-31 | 2019-12-31 | 365 | 14.8955 | 14 | 0.8955
51931 | 11.18 | 1 | 2018-12-31 | 2019-12-31 | 365 | 12.8101 | 12 | 0.81013
52732 | 4.94 | 1 | 2018-12-31 | 2019-12-31 | 365 | 5.6603 | 5 | 0.66029
52291 | 4.16 | 1 | 2018-12-31 | 2019-12-31 | 365 | 4.7666 | 4 | 0.76656
52360 | 10.14 | 1 | 2018-12-31 | 2019-12-31 | 365 | 11.6185 | 11 | 0.61849
29112 | 7.8 | 1 | 2018-12-31 | 2019-12-31 | 365 | 8.9373 | 8 | 0.9373
47356 | 2.6 | 1 | 2018-12-31 | 2019-12-31 | 365 | 2.9791 | 2 | 0.9791
52498 | 6.24 | 1 | 2018-12-31 | 2019-12-31 | 365 | 7.1498 | 7 | 0.14984
32857 | 4.42 | 1 | 2018-12-31 | 2019-12-31 | 365 | 5.0645 | 5 | 0.064471
22512 | 4.42 | 1 | 2018-12-31 | 2019-12-31 | 365 | 5.0645 | 5 | 0.064471
41113 | 7.28 | 1 | 2018-12-31 | 2019-12-31 | 365 | 8.3415 | 8 | 0.34148
23472 | 7.8 | 1 | 2018-12-31 | 2019-12-31 | 365 | 8.9373 | 8 | 0.9373
43735 | 3.64 | 1 | 2018-12-31 | 2019-12-31 | 365 | 4.1707 | 4 | 0.17074
32168 | 8.58 | 1 | 2018-12-31 | 2019-12-31 | 365 | 9.831 | 9 | 0.83103
33689 | 2.86 | 1 | 2018-12-31 | 2019-12-31 | 365 | 3.277 | 3 | 0.27701
34421 | 10.92 | 1 | 2018-12-31 | 2019-12-31 | 365 | 12.5122 | 12 | 0.51222
44216 | 4.16 | 1 | 2018-12-31 | 2019-12-31 | 365 | 4.7666 | 4 | 0.76656
44647 | 6.5 | 1 | 2018-12-31 | 2019-12-31 | 365 | 7.4478 | 7 | 0.44775
49220 | 7.02 | 1 | 2018-12-31 | 2019-12-31 | 365 | 8.0436 | 8 | 0.043572
53086 | 7.02 | 1 | 2018-12-31 | 2019-12-31 | 365 | 8.0436 | 8 | 0.043572
45543 | 4.16 | 1 | 2018-12-31 | 2019-12-31 | 365 | 4.7666 | 4 | 0.76656
48816 | 4.16 | 1 | 2018-12-31 | 2019-12-31 | 365 | 4.7666 | 4 | 0.76656
48676 | 8.06 | 1 | 2018-12-31 | 2019-12-31 | 365 | 9.2352 | 9 | 0.23521
48628 | 11.18 | 1 | 2018-12-31 | 2019-12-31 | 365 | 12.8101 | 12 | 0.81013
51072 | 7.28 | 1 | 2018-12-31 | 2019-12-31 | 365 | 8.3415 | 8 | 0.34148
50904 | 4.16 | 1 | 2018-12-31 | 2019-12-31 | 365 | 4.7666 | 4 | 0.76656
50970 | 13 | 1 | 2018-12-31 | 2019-12-31 | 365 | 14.8955 | 14 | 0.8955
51942 | 10.4 | 1 | 2018-12-31 | 2019-12-31 | 365 | 11.9164 | 11 | 0.9164
50963 | 7.54 | 1 | 2018-12-31 | 2019-12-31 | 365 | 8.6394 | 8 | 0.63939
51622 | 6.24 | 1 | 2018-12-31 | 2019-12-31 | 365 | 7.1498 | 7 | 0.14984
52228 | 5.98 | 1 | 2018-12-31 | 2019-12-31 | 365 | 6.8519 | 6 | 0.85193
33393 | 7.8 | 1 | 2018-12-31 | 2019-12-31 | 365 | 8.9373 | 8 | 0.9373
52462 | 9.1 | 1 | 2018-12-31 | 2019-12-31 | 365 | 10.4269 | 10 | 0.42685
37811 | 8.32 | 1 | 2018-12-31 | 2019-12-31 | 365 | 9.5331 | 9 | 0.53312
51737 | 2.86 | 1 | 2018-12-31 | 2019-12-31 | 365 | 3.277 | 3 | 0.27701
52282 | 2.34 | 1 | 2018-12-31 | 2019-12-31 | 365 | 2.6812 | 2 | 0.68119
53323 | 8.58 | 1 | 2018-12-31 | 2019-12-31 | 365 | 9.831 | 9 | 0.83103
53346 | 3.38 | 1 | 2018-12-31 | 2019-12-31 | 365 | 3.8728 | 3 | 0.87283
53349 | 6.24 | 1 | 2018-12-31 | 2019-12-31 | 365 | 7.1498 | 7 | 0.14984
53351 | 5.72 | 1 | 2018-12-31 | 2019-12-31 | 365 | 6.554 | 6 | 0.55402
53354 | 2.08 | 1 | 2018-12-31 | 2019-12-31 | 365 | 2.3833 | 2 | 0.38328
53360 | 5.2 | 1 | 2018-12-31 | 2019-12-31 | 365 | 5.9582 | 5 | 0.9582
53368 | 5.46 | 1 | 2018-12-31 | 2019-12-31 | 365 | 6.2561 | 6 | 0.25611
53353 | 4.16 | 1 | 2018-12-31 | 2019-12-31 | 365 | 4.7666 | 4 | 0.76656
53357 | 4.16 | 1 | 2018-12-31 | 2019-12-31 | 365 | 4.7666 | 4 | 0.76656
52525 | 4.94 | 1 | 2018-12-31 | 2019-12-31 | 365 | 5.6603 | 5 | 0.66029
52476 | 12.48 | 1 | 2018-12-31 | 2019-12-31 | 365 | 14.2997 | 14 | 0.29968
29773 | 4.16 | 1 | 2018-12-31 | 2019-12-31 | 365 | 4.7666 | 4 | 0.76656
53534 | 3.9 | 1 | 2018-12-31 | 2019-12-31 | 365 | 4.4687 | 4 | 0.46865
53535 | 6.76 | 1 | 2018-12-31 | 2019-12-31 | 365 | 7.7457 | 7 | 0.74566
53541 | 7.28 | 1 | 2018-12-31 | 2019-12-31 | 365 | 8.3415 | 8 | 0.34148
53547 | 4.94 | 1 | 2018-12-31 | 2019-12-31 | 365 | 5.6603 | 5 | 0.66029
53542 | 6.5 | 1 | 2018-12-31 | 2019-12-31 | 365 | 7.4478 | 7 | 0.44775
53548 | 2.6 | 1 | 2018-12-31 | 2019-12-31 | 365 | 2.9791 | 2 | 0.9791
52850 | 5.46 | 1 | 2018-12-31 | 2019-12-31 | 365 | 6.2561 | 6 | 0.25611
32395 | 7.8 | 1 | 2018-12-31 | 2019-12-31 | 365 | 8.9373 | 8 | 0.9373
48686 | 5.865 | 1 | 2018-12-31 | 2019-12-31 | 365 | 6.7202 | 6 | 0.72016
37728 | 6.24 | 1 | 2018-12-31 | 2019-12-31 | 365 | 7.1498 | 7 | 0.14984
51618 | 5.2 | 1 | 2018-12-31 | 2019-12-31 | 365 | 5.9582 | 5 | 0.9582
23109 | 1.785 | 1 | 2018-12-31 | 2019-12-31 | 365 | 2.0453 | 2 | 0.045267
51847 | 9.62 | 1 | 2018-12-31 | 2019-12-31 | 365 | 11.0227 | 11 | 0.022673
51834 | 14.79 | 1 | 2018-12-31 | 2019-12-31 | 365 | 16.9465 | 16 | 0.9465
53069 | 5.72 | 1 | 2018-12-31 | 2019-12-31 | 365 | 6.554 | 6 | 0.55402
32590 | 4.42 | 1 | 2018-12-31 | 2019-12-31 | 365 | 5.0645 | 5 | 0.064471
53065 | 10.92 | 1 | 2018-12-31 | 2019-12-31 | 365 | 12.5122 | 12 | 0.51222
53055 | 9.36 | 1 | 2018-12-31 | 2019-12-31 | 365 | 10.7248 | 10 | 0.72476
52570 | 11.7 | 1 | 2018-12-31 | 2019-12-31 | 365 | 13.406 | 13 | 0.40595
53021 | 10.92 | 1 | 2018-12-31 | 2019-12-31 | 365 | 12.5122 | 12 | 0.51222
52152 | 7.02 | 1 | 2018-12-31 | 2019-12-31 | 365 | 8.0436 | 8 | 0.043572
53026 | 3.9 | 1 | 2018-12-31 | 2019-12-31 | 365 | 4.4687 | 4 | 0.46865
53032 | 7.28 | 1 | 2018-12-31 | 2019-12-31 | 365 | 8.3415 | 8 | 0.34148
53068 | 6.76 | 1 | 2018-12-31 | 2019-12-31 | 365 | 7.7457 | 7 | 0.74566
53083 | 4.42 | 1 | 2018-12-31 | 2019-12-31 | 365 | 5.0645 | 5 | 0.064471
53066 | 13 | 1 | 2018-12-31 | 2019-12-31 | 365 | 14.8955 | 14 | 0.8955
53080 | 7.02 | 1 | 2018-12-31 | 2019-12-31 | 365 | 8.0436 | 8 | 0.043572
53049 | 9.1 | 1 | 2018-12-31 | 2019-12-31 | 365 | 10.4269 | 10 | 0.42685
53046 | 10.14 | 1 | 2018-12-31 | 2019-12-31 | 365 | 11.6185 | 11 | 0.61849
32591 | 3.38 | 1 | 2018-12-31 | 2019-12-31 | 365 | 3.8728 | 3 | 0.87283
51578 | 2.6 | 1 | 2018-12-31 | 2019-12-31 | 365 | 2.9791 | 2 | 0.9791
28850 | 4.42 | 1 | 2018-12-31 | 2019-12-31 | 365 | 5.0645 | 5 | 0.064471
51833 | 4.94 | 1 | 2018-12-31 | 2019-12-31 | 365 | 5.6603 | 5 | 0.66029
23606 | 9.88 | 1 | 2018-12-31 | 2019-12-31 | 365 | 11.3206 | 11 | 0.32058
37760 | 8.06 | 1 | 2018-12-31 | 2019-12-31 | 365 | 9.2352 | 9 | 0.23521
52318 | 11.96 | 1 | 2018-12-31 | 2019-12-31 | 365 | 13.7039 | 13 | 0.70386
51355 | 8.58 | 1 | 2018-12-31 | 2019-12-31 | 365 | 9.831 | 9 | 0.83103
48638 | 3.12 | 1 | 2018-12-31 | 2019-12-31 | 365 | 3.5749 | 3 | 0.57492
51366 | 6.24 | 1 | 2018-12-31 | 2019-12-31 | 365 | 7.1498 | 7 | 0.14984
48977 | 6.24 | 1 | 2018-12-31 | 2019-12-31 | 365 | 7.1498 | 7 | 0.14984
51612 | 5.72 | 1 | 2018-12-31 | 2019-12-31 | 365 | 6.554 | 6 | 0.55402
51766 | 3.64 | 1 | 2018-12-31 | 2019-12-31 | 365 | 4.1707 | 4 | 0.17074
51225 | 2.34 | 1 | 2018-12-31 | 2019-12-31 | 365 | 2.6812 | 2 | 0.68119
52045 | 2.34 | 1 | 2018-12-31 | 2019-12-31 | 365 | 2.6812 | 2 | 0.68119
52015 | 4.42 | 1 | 2018-12-31 | 2019-12-31 | 365 | 5.0645 | 5 | 0.064471
52634 | 6.76 | 1 | 2018-12-31 | 2019-12-31 | 365 | 7.7457 | 7 | 0.74566
53562 | 4.94 | 1 | 2018-12-31 | 2019-12-31 | 365 | 5.6603 | 5 | 0.66029
38645 | 5.2 | 1 | 2018-12-31 | 2019-12-31 | 365 | 5.9582 | 5 | 0.9582
53380 | 9.1 | 1 | 2018-12-31 | 2019-12-31 | 365 | 10.4269 | 10 | 0.42685
53391 | 12.48 | 1 | 2018-12-31 | 2019-12-31 | 365 | 14.2997 | 14 | 0.29968
53399 | 4.16 | 1 | 2018-12-31 | 2019-12-31 | 365 | 4.7666 | 4 | 0.76656
53420 | 4.94 | 1 | 2018-12-31 | 2019-12-31 | 365 | 5.6603 | 5 | 0.66029
53419 | 9.36 | 1 | 2018-12-31 | 2019-12-31 | 365 | 10.7248 | 10 | 0.72476
53421 | 7.54 | 1 | 2018-12-31 | 2019-12-31 | 365 | 8.6394 | 8 | 0.63939
53371 | 4.42 | 1 | 2018-12-31 | 2019-12-31 | 365 | 5.0645 | 5 | 0.064471
53382 | 5.98 | 1 | 2018-12-31 | 2019-12-31 | 365 | 6.8519 | 6 | 0.85193
53425 | 11.7 | 1 | 2018-12-31 | 2019-12-31 | 365 | 13.406 | 13 | 0.40595
53469 | 11.18 | 1 | 2018-12-31 | 2019-12-31 | 365 | 12.8101 | 12 | 0.81013
53397 | 13 | 1 | 2018-12-31 | 2019-12-31 | 365 | 14.8955 | 14 | 0.8955
26678 | 4.16 | 1 | 2018-12-31 | 2019-12-31 | 365 | 4.7666 | 4 | 0.76656
53641 | 3.9 | 1 | 2018-12-31 | 2019-12-31 | 365 | 4.4687 | 4 | 0.46865
53389 | 9.555 | 1 | 2018-12-31 | 2019-12-31 | 365 | 10.9482 | 10 | 0.9482
53512 | 8.84 | 1 | 2018-12-31 | 2019-12-31 | 365 | 10.1289 | 10 | 0.12894
53481 | 3.38 | 1 | 2018-12-31 | 2019-12-31 | 365 | 3.8728 | 3 | 0.87283
53480 | 5.46 | 1 | 2018-12-31 | 2019-12-31 | 365 | 6.2561 | 6 | 0.25611
53471 | 5.46 | 1 | 2018-12-31 | 2019-12-31 | 365 | 6.2561 | 6 | 0.25611
53429 | 4.42 | 1 | 2018-12-31 | 2019-12-31 | 365 | 5.0645 | 5 | 0.064471
53463 | 5.72 | 1 | 2018-12-31 | 2019-12-31 | 365 | 6.554 | 6 | 0.55402
53449 | 10.66 | 1 | 2018-12-31 | 2019-12-31 | 365 | 12.2143 | 12 | 0.21431
53446 | 9.62 | 1 | 2018-12-31 | 2019-12-31 | 365 | 11.0227 | 11 | 0.022673
16670 | 9.88 | 1 | 2018-12-31 | 2019-12-31 | 365 | 11.3206 | 11 | 0.32058
46291 | 8.32 | 1 | 2018-12-31 | 2019-12-31 | 365 | 9.5331 | 9 | 0.53312
28366 | 4.16 | 1 | 2018-12-31 | 2019-12-31 | 365 | 4.7666 | 4 | 0.76656