## Input Page
Guideline Version Date: 07/15/2026
RPS Class I 225 CMR 14.00
Solar Carve-Out II
Guideline
Preliminary Calculation of Annual Compliance Obligations
(Page 1 - Calculation Inputs)
|  | Solar PV Capacity Factor | 13% | 1138.4936 | MWh/year per MW
Market Sector SREC Factors
|  | Market Sector A | 1
0.8
0.7
0.65
|  | Market Sector B | 0.9
0.7
0.6
0.55
|  | Market Sector C | 0.8
0.65
0.55
0.5
|  | Managed Growth | 0.7
0.55
0.5
0.45
|  | SREC Term Limit, quarters | 40
|  | Percent of Annual Generation in Quarter (based on NREL data table to right) |  |  | NREL Insolation Data, Worcester, kWh/m2/day (Non-Tracking, Tilt = Latitude)
|  | Q1 | 0.23006 |  | Jan | 3.4 | 0.23006 | Quarterly Contribu-tion to Annual Total
|  | Q2 | 0.28942 |  | Feb | 4.2
|  | Q3 | 0.29314 |  | Mar | 4.8
|  | Q4 | 0.18738 |  | Apr | 5 | 0.28942
[5 empty] | May | 5.2
[5 empty] | Jun | 5.4
[5 empty] | Jul | 5.5 | 0.29314
[5 empty] | Aug | 5.3
[5 empty] | Sep | 5
[5 empty] | Oct | 4.3 | 0.18738
[5 empty] | Nov | 3
[5 empty] | Dec | 2.8
[5 empty] | Annual | 4.5 | 1

## Minimum Standards
RPS Class I 225 CMR 14.00
Solar Carve-Out II
Guideline
Preliminary Calculation of Annual Compliance Obligations and Minimum Standards
(Page 2 - Minimum Standard by Contract Execution Date)
Contract Execution Date | 2027 Compliance Obligation (MWh) | Total Retail Load Obligation from 2 Years Prior (MWh) | 2027 Minimum Standard (%)
Before 4/25/2014 | 0 | 44836902 | 0%
On or after 4/25/2014 and before 5/8/2016 | 938407.0434 |  | 2.093%
On or after 5/8/2016 | 550119.5356 |  | 1.227%
Note: Details behind the calculations used to determine these Compliance Obligations and Minimum Standards can be found in the other worksheets in this workbook

## Compliance Obligation
RPS Class I 225 CMR 14.00 | [5 empty] | Data Code | Black | Set Values by Regulation
Solar Carve-Out II | [6 empty] | Red | Values input by DOER over time as provided by regulation
Guideline | [6 empty] | Blue | Calculated Values by formulas in spreadsheet
Preliminary Calculation of Annual Compliance Obligations and Minimum Standards
(Page 3 - Compliance Obligation Calculation Spreadsheet)
Note: This worksheet calculates the 2027 Compliance Obligation and Minimum Standard and includes all SREC II eligible capacity. This Compliance Obligation and Minimum Standard applies to all retail electricity load served under contracts executed on or after 5/8/16.
| Year |  | 2013 | 2014 | 2014 | 2014 | 2014 | 2015 | 2015 | 2015 | 2015 | 2016 | 2016 | 2016 | 2016 | 2017 | 2017 | 2017 | 2017 | 2018 | 2018 | 2018 | 2018 | 2019 | 2019 | 2019 | 2019 | 2020 | 2020 | 2020 | 2020 | 2021 | 2021 | 2021 | 2021 | 2022 | 2022 | 2022 | 2022 | 2023 | 2023 | 2023 | 2023 | 2024 | 2024 | 2024 | 2024 | 2025 | 2025 | 2025 | 2025 | 2026 | 2026 | 2026 | 2026 | 2027 | 2027 | 2027 | 2027
| Quarter |  | Q4 | Q1 | Q2 | Q3 | Q4 | Q1 | Q2 | Q3 | Q4 | Q1 | Q2 | Q3 | Q4 | Q1 | Q2 | Q3 | Q4 | Q1 | Q2 | Q3 | Q4 | Q1 | Q2 | Q3 | Q4 | Q1 | Q2 | Q3 | Q4 | Q1 | Q2 | Q3 | Q4 | Q1 | Q2 | Q3 | Q4 | Q1 | Q2 | Q3 | Q4 | Q1 | Q2 | Q3 | Q4 | Q1 | Q2 | Q3 | Q4 | Q1 | Q2 | Q3 | Q4 | Q1 | Q2 | Q3 | Q4
| Program Quarter |  |  | 1 | 2 | 3 | 4 | 5 | 6 | 7 | 8 | 9 | 10 | 11 | 12 | 13 | 14 | 15 | 16 | 17 | 18 | 19 | 20 | 21 | 22 | 23 | 24 | 25 | 26 | 27 | 28 | 29 | 30 | 31 | 32 | 33 | 34 | 35 | 36 | 37 | 38 | 39 | 40 | 41 | 42 | 43 | 44 | 45 | 46 | 47 | 48 | 49 | 50 | 51 | 52 | 53 | 54 | 55 | 56
Compliance Obligation Terms 225 CMR 14.07(3)(e)1-5
Installed Capacity 225 CMR 14.07(3)(e)1 |  |  |  | Q1 1: Data to be entered by DOER on a Quarterly Basis during the subsequent quarter
| QUARTERLY Installed Capacities (MW) |  |  | 5.8023 | 8.2155 | 17.3926 | 23.5652 | 64.0521 | 68.0482 | 71.6028 | 61.6538 | 126.5163 | 102.798 | 74.327 | 90.34 | 175.3908 | 152.1678 | 128.4721 | 146.8154 | 139.2314 | 79 | 77 | 80 | 29 | 17 | 3 | 1 | 5 | 0 | 8 | 0 | 0 | 0 | 0 | 0 | 0 | 0 | 0 | 0 | 0 | 0 | 0 | 0 | 0 | 0 | 0 | 0 | 0 | 0 | 0 | 0 | 0 | 0 | 0 | 0 | 0 | 0 | 0 | 0
| Market Sector | SREC Factor
| Market Sector A | 1 |  | 0.49926 | 6.3875 | 11.8388 | 20.341 | 30.1805 | 43.2115 | 41.5157 | 45.6727 | 64.1915 | 65.6423 | 59.5303 | 57.5545 | 82.9341 | 39.7489 | 56.5126 | 57.1309 | 49 | 7 | 8 | 5 | 1 | 0 | 0 | 0 | 0 | 0 | 0 | 0 | 0 | 0 | 0 | 0 | 0 | 0 | 0 | 0
|  | 0.8 |  | 0 | 0 | 0 | 0 | 0 | 0 | 0 | 0 | 0 | 0 | 0 | 0 | 14.3864 | 19.4708 | 22.3593 | 27.7236 | 46 | 33 | 29 | 21 | 1 | 0 | 0 | 0 | 0 | 0 | 0 | 0 | 0 | 0 | 0 | 0 | 0 | 0 | 0 | 0
|  | 0.7 |  | 0 | 0 | 0 | 0 | 0 | 0 | 0 | 0 | 0 | 0 | 0 | 0 | 0 | 0.5985 | 0 | 0.09412 | 7 | 14 | 5 | 11 | 4 | 6 | 0 | 1 | 0 | 0 | 0 | 0 | 0 | 0 | 0 | 0 | 0 | 0 | 0 | 0
|  | 0.65 |  | 0 | 0 | 0 | 0 | 0 | 0 | 0 | 0 | 0 | 0 | 0 | 0 | 0 | 0 | 0 | 0 | 0 | 1 | 7 | 11 | 19 | 8 | 1 | 0 | 4 | 0 | 2 | 0 | 0 | 0 | 0 | 0 | 0 | 0 | 0 | 0
| Market Sector B | 0.9 |  | 5.303 | 1.828 | 4.8877 | 3.1248 | 17.0361 | 15.6119 | 8.4838 | 10.7796 | 15.9877 | 14.7732 | 7.7708 | 18.2347 | 31.488 | 32.8652 | 15.1713 | 2.7911 | 12.8029 | 1 | 5 | 0 | 1 | 0 | 0 | 0 | 0 | 0 | 0 | 0 | 0 | 0 | 0 | 0 | 0 | 0 | 0 | 0
|  | 0.7 |  | 0 | 0 | 0 | 0 | 0 | 0 | 0 | 0 | 0 | 0 | 0 | 0 | 0.23814 | 4.1118 | 7.4028 | 8.1153 | 1.5678 | 1 | 1 | 1 | 0 | 0 | 0 | 0 | 0 | 0 | 0 | 0 | 0 | 0 | 0 | 0 | 0 | 0 | 0 | 0
|  | 0.6 |  | 0 | 0 | 0 | 0 | 0 | 0 | 0 | 0 | 0 | 0 | 0 | 0 | 0.0765 | 0.29866 | 0.81917 | 9.3486 | 12.1563 | 10 | 6 | 9 | 1 | 0 | 0 | 0 | 0 | 0 | 0 | 0 | 0 | 0 | 0 | 0 | 0 | 0 | 0 | 0
|  | 0.55 |  | 0 | 0 | 0 | 0 | 0 | 0 | 0 | 0 | 0 | 0 | 0 | 0 | 0 | 0 | 0 | 0 | 0 | 1 | 5 | 8 | 1 | 3 | 2 | 0 | 1 | 0 | 0 | 0 | 0 | 0 | 0 | 0 | 0 | 0 | 0 | 0
| Market Sector C | 0.8 |  | 0 | 0 | 0.66612 | 0.099408 | 7.8867 | 0.4984 | 4.3432 | 5.2014 | 19.9 | 10.8848 | 5.044 | 9.2882 | 43.0117 | 47.3554 | 18.7271 | 25.2744 | 7 | 2 | 1 | 1 | 1 | 0 | 0 | 0 | 0 | 0 | 0 | 0 | 0 | 0 | 0 | 0 | 0 | 0 | 0 | 0
|  | 0.65 |  | 0 | 0 | 0 | 0 | 0 | 0 | 0 | 0 | 0 | 0 | 0 | 0 | 0 | 0 | 5.058 | 7.9538 | 1.7102 | 0 | 4 | 0 | 0 | 0 | 0 | 0 | 0 | 0 | 0 | 0 | 0 | 0 | 0 | 0 | 0 | 0 | 0 | 0
|  | 0.55 |  | 0 | 0 | 0 | 0 | 0 | 0 | 0 | 0 | 0 | 0 | 0 | 0 | 0 | 0 | 2.4219 | 1.1293 | 0 | 6 | 5 | 7 | 0 | 0 | 0 | 0 | 0 | 0 | 0 | 0 | 0 | 0 | 0 | 0 | 0 | 0 | 0 | 0
|  | 0.5 |  | 0 | 0 | 0 | 0 | 0 | 0 | 0 | 0 | 0 | 0 | 0 | 0 | 0 | 0 | 0 | 0 | 0 | 0 | 1 | 0 | 0 | 0 | 0 | 0 | 0 | 0 | 0 | 0 | 0 | 0 | 0 | 0 | 0 | 0 | 0 | 0
| Managed Growth | 0.7 |  | 0 | 0 | 0 | 0 | 8.9488 | 8.7264 | 17.2601 | 0 | 26.4371 | 11.4977 | 1.9819 | 5.2626 | 3.256 | 7.7186 | 0 | 7.2543 | 1.9942 | 3 | 0 | 0 | 0 | 0 | 0 | 0 | 0 | 0 | 0 | 0 | 0 | 0 | 0 | 0 | 0 | 0 | 0 | 0
|  | 0.55 |  | 0 | 0 | 0 | 0 | 0 | 0 | 0 | 0 | 0 | 0 | 0 | 0 | 0 | 0 | 0 | 0 | 0 | 0 | 0 | 0 | 0 | 0 | 0 | 0 | 0 | 0 | 0 | 0 | 0 | 0 | 0 | 0 | 0 | 0 | 0 | 0
|  | 0.5 |  | 0 | 0 | 0 | 0 | 0 | 0 | 0 | 0 | 0 | 0 | 0 | 0 | 0 | 0 | 0 | 0 | 0 | 0 | 0 | 6 | 0 | 0 | 0 | 0 | 0 | 0 | 6 | 0 | 0 | 0 | 0 | 0 | 0 | 0 | 0 | 0
|  | 0.45 |  | 0 | 0 | 0 | 0 | 0 | 0 | 0 | 0 | 0 | 0 | 0 | 0 | 0 | 0 | 0 | 0 | 0 | 0 | 0 | 0 | 0 | 0 | 0 | 0 | 0 | 0 | 0 | 0 | 0 | 0 | 0 | 0 | 0 | 0 | 0 | 0
| CUMULATIVE Installed Capacities (MW) |  |  | 5.8023 | 14.0178 | 31.4105 | 54.9756 | 119.0277 | 187.076 | 258.6787 | 320.3325 | 446.8488 | 549.6468 | 623.9738 | 714.3138 | 889.7047 | 1041.8724 | 1170.3446 | 1317.16 | 1456.3914 | 1535.3914 | 1612.3914 | 1692.3914 | 1721.3914 | 1738.3914 | 1741.3914 | 1742.3914 | 1747.3914 | 1747.3914 | 1755.3914 | 1755.3914 | 1755.3914 | 1755.3914 | 1755.3914 | 1755.3914 | 1755.3914 | 1755.3914 | 1755.3914 | 1755.3914 | 1755.3914 | 1755.3914 | 1755.3914 | 1755.3914 | 1734.1792 | 1726.8672 | 1707.3164 | 1694.8172 | 1626.6728 | 1564.225 | 1530.2897 | 1487.1711 | 1423.2205 | 1364.1275 | 1333.0442 | 1260.1053 | 1132.895 | 983.7922 | 890.2192 | 809.1994
| Market Sector | SREC Factor
| Market Sector A | 1 |  | 0.49926 | 6.8868 | 18.7256 | 39.0665 | 69.2471 | 112.4586 | 153.9743 | 199.647 | 263.8385 | 329.4808 | 389.0111 | 446.5656 | 529.4997 | 569.2486 | 625.7611 | 682.892 | 731.892 | 738.892 | 746.892 | 751.892 | 752.892 | 752.892 | 752.892 | 752.892 | 752.892 | 752.892 | 752.892 | 752.892 | 752.892 | 752.892 | 752.892 | 752.892 | 752.892 | 752.892 | 752.892 | 752.892 | 752.892 | 752.892 | 752.892 | 752.892 | 747.589 | 745.761 | 740.8733 | 737.7485 | 720.7124 | 705.1004 | 696.6166 | 685.8369 | 669.8493 | 655.0761 | 647.3052 | 629.0705 | 597.5825 | 564.7173 | 549.546 | 546.7549 | 12
|  | 0.8 |  | 0 | 0 | 0 | 0 | 0 | 0 | 0 | 0 | 0 | 0 | 0 | 0 | 14.3864 | 33.8572 | 56.2165 | 83.9401 | 129.9401 | 162.9401 | 191.9401 | 212.9401 | 213.9401 | 213.9401 | 213.9401 | 213.9401 | 213.9401 | 213.9401 | 213.9401 | 213.9401 | 213.9401 | 213.9401 | 213.9401 | 213.9401 | 213.9401 | 213.9401 | 213.9401 | 213.9401 | 213.9401 | 213.9401 | 213.9401 | 213.9401 | 208.637 | 206.809 | 201.9213 | 198.7965 | 181.7604 | 166.1484 | 157.6646 | 146.885 | 130.8973 | 116.1241 | 108.3533 | 90.1185 | 58.6306 | 25.7654 | 10.5941 | 7.803 | 12
|  | 0.7 |  | 0 | 0 | 0 | 0 | 0 | 0 | 0 | 0 | 0 | 0 | 0 | 0 | 0 | 0.5985 | 0.5985 | 0.69262 | 7.6926 | 21.6926 | 26.6926 | 37.6926 | 41.6926 | 47.6926 | 47.6926 | 48.6926 | 48.6926 | 48.6926 | 48.6926 | 48.6926 | 48.6926 | 48.6926 | 48.6926 | 48.6926 | 48.6926 | 48.6926 | 48.6926 | 48.6926 | 48.6926 | 48.6926 | 48.6926 | 48.6926 | 43.3896 | 41.5616 | 36.6739 | 33.5491 | 16.513 | 0.90101 | -7.5828 | -18.3624 | -34.3501 | -49.1233 | -56.8942 | -75.1289 | -106.6169 | -139.4821 | -154.6534 | -157.4445 | 12
|  | 0.65 |  | 0 | 0 | 0 | 0 | 0 | 0 | 0 | 0 | 0 | 0 | 0 | 0 | 0 | 0 | 0 | 0 | 0 | 1 | 8 | 19 | 38 | 46 | 47 | 47 | 51 | 51 | 53 | 53 | 53 | 53 | 53 | 53 | 53 | 53 | 53 | 53 | 53 | 53 | 53 | 53 | 47.697 | 45.869 | 40.9812 | 37.8565 | 20.8203 | 5.2084 | -3.2754 | -14.0551 | -30.0427 | -44.816 | -52.5868 | -70.8215 | -102.3095 | -135.1747 | -150.346 | -153.1371 | 12
| Market Sector B | 0.9 |  | 5.303 | 7.131 | 12.0188 | 15.1435 | 32.1797 | 47.7916 | 56.2754 | 67.0551 | 83.0427 | 97.816 | 105.5868 | 123.8215 | 155.3095 | 188.1747 | 203.346 | 206.1371 | 218.94 | 219.94 | 224.94 | 224.94 | 225.94 | 225.94 | 225.94 | 225.94 | 225.94 | 225.94 | 225.94 | 225.94 | 225.94 | 225.94 | 225.94 | 225.94 | 225.94 | 225.94 | 225.94 | 225.94 | 225.94 | 225.94 | 225.94 | 225.94 | 225.94 | 225.94 | 225.94 | 225.94 | 225.94 | 225.94 | 225.94 | 225.94 | 225.94 | 225.94 | 225.94 | 225.94 | 225.7018 | 221.59 | 214.1872 | 206.0719 | 13
|  | 0.7 |  | 0 | 0 | 0 | 0 | 0 | 0 | 0 | 0 | 0 | 0 | 0 | 0 | 0.23814 | 4.3499 | 11.7527 | 19.868 | 21.4359 | 22.4359 | 23.4359 | 24.4359 | 24.4359 | 24.4359 | 24.4359 | 24.4359 | 24.4359 | 24.4359 | 24.4359 | 24.4359 | 24.4359 | 24.4359 | 24.4359 | 24.4359 | 24.4359 | 24.4359 | 24.4359 | 24.4359 | 24.4359 | 24.4359 | 24.4359 | 24.4359 | 24.4359 | 24.4359 | 24.4359 | 24.4359 | 24.4359 | 24.4359 | 24.4359 | 24.4359 | 24.4359 | 24.4359 | 24.4359 | 24.4359 | 24.1977 | 20.0859 | 12.6831 | 4.5678 | 13
|  | 0.6 |  | 0 | 0 | 0 | 0 | 0 | 0 | 0 | 0 | 0 | 0 | 0 | 0 | 0.0765 | 0.37516 | 1.1943 | 10.5429 | 22.6992 | 32.6992 | 38.6992 | 47.6992 | 48.6992 | 48.6992 | 48.6992 | 48.6992 | 48.6992 | 48.6992 | 48.6992 | 48.6992 | 48.6992 | 48.6992 | 48.6992 | 48.6992 | 48.6992 | 48.6992 | 48.6992 | 48.6992 | 48.6992 | 48.6992 | 48.6992 | 48.6992 | 48.6992 | 48.6992 | 48.6992 | 48.6992 | 48.6992 | 48.6992 | 48.6992 | 48.6992 | 48.6992 | 48.6992 | 48.6992 | 48.6992 | 48.4611 | 44.3493 | 36.9465 | 28.8312 | 13
|  | 0.55 |  | 0 | 0 | 0 | 0 | 0 | 0 | 0 | 0 | 0 | 0 | 0 | 0 | 0 | 0 | 0 | 0 | 0 | 1 | 6 | 14 | 15 | 18 | 20 | 20 | 21 | 21 | 21 | 21 | 21 | 21 | 21 | 21 | 21 | 21 | 21 | 21 | 21 | 21 | 21 | 21 | 21 | 21 | 21 | 21 | 21 | 21 | 21 | 21 | 21 | 21 | 21 | 21 | 20.7619 | 16.6501 | 9.2473 | 1.132 | 13
| Market Sector C | 0.8 |  | 0 | 0 | 0.66612 | 0.76553 | 8.6522 | 9.1506 | 13.4938 | 18.6951 | 38.5951 | 49.4799 | 54.5239 | 63.8121 | 106.8238 | 154.1792 | 172.9064 | 198.1808 | 205.1808 | 207.1808 | 208.1808 | 209.1808 | 210.1808 | 210.1808 | 210.1808 | 210.1808 | 210.1808 | 210.1808 | 210.1808 | 210.1808 | 210.1808 | 210.1808 | 210.1808 | 210.1808 | 210.1808 | 210.1808 | 210.1808 | 210.1808 | 210.1808 | 210.1808 | 210.1808 | 210.1808 | 210.1808 | 210.1808 | 210.1808 | 210.1808 | 210.1808 | 210.1808 | 210.1808 | 210.1808 | 210.1808 | 210.1808 | 210.1808 | 210.1808 | 210.1043 | 209.8056 | 208.9864 | 199.6379 | 14
|  | 0.65 |  | 0 | 0 | 0 | 0 | 0 | 0 | 0 | 0 | 0 | 0 | 0 | 0 | 0 | 0 | 5.058 | 13.0118 | 14.722 | 14.722 | 18.722 | 18.722 | 18.722 | 18.722 | 18.722 | 18.722 | 18.722 | 18.722 | 18.722 | 18.722 | 18.722 | 18.722 | 18.722 | 18.722 | 18.722 | 18.722 | 18.722 | 18.722 | 18.722 | 18.722 | 18.722 | 18.722 | 18.722 | 18.722 | 18.722 | 18.722 | 18.722 | 18.722 | 18.722 | 18.722 | 18.722 | 18.722 | 18.722 | 18.722 | 18.6455 | 18.3468 | 17.5277 | 8.1791 | 14
|  | 0.55 |  | 0 | 0 | 0 | 0 | 0 | 0 | 0 | 0 | 0 | 0 | 0 | 0 | 0 | 0 | 2.4219 | 3.5512 | 3.5512 | 9.5512 | 14.5512 | 21.5512 | 21.5512 | 21.5512 | 21.5512 | 21.5512 | 21.5512 | 21.5512 | 21.5512 | 21.5512 | 21.5512 | 21.5512 | 21.5512 | 21.5512 | 21.5512 | 21.5512 | 21.5512 | 21.5512 | 21.5512 | 21.5512 | 21.5512 | 21.5512 | 21.5512 | 21.5512 | 21.5512 | 21.5512 | 21.5512 | 21.5512 | 21.5512 | 21.5512 | 21.5512 | 21.5512 | 21.5512 | 21.5512 | 21.4747 | 21.176 | 20.3568 | 11.0083 | 14
|  | 0.5 |  | 0 | 0 | 0 | 0 | 0 | 0 | 0 | 0 | 0 | 0 | 0 | 0 | 0 | 0 | 0 | 0 | 0 | 0 | 1 | 1 | 1 | 1 | 1 | 1 | 1 | 1 | 1 | 1 | 1 | 1 | 1 | 1 | 1 | 1 | 1 | 1 | 1 | 1 | 1 | 1 | 1 | 1 | 1 | 1 | 1 | 1 | 1 | 1 | 1 | 1 | 1 | 1 | 0.9235 | 0.62484 | -0.19433 | -9.5429 | 14
| Managed Growth | 0.7 |  | 0 | 0 | 0 | 0 | 8.9488 | 17.6752 | 34.9352 | 34.9352 | 61.3724 | 72.8701 | 74.852 | 80.1146 | 83.3706 | 91.0892 | 91.0892 | 98.3436 | 100.3378 | 103.3378 | 103.3378 | 103.3378 | 103.3378 | 103.3378 | 103.3378 | 103.3378 | 103.3378 | 103.3378 | 103.3378 | 103.3378 | 103.3378 | 103.3378 | 103.3378 | 103.3378 | 103.3378 | 103.3378 | 103.3378 | 103.3378 | 103.3378 | 103.3378 | 103.3378 | 103.3378 | 103.3378 | 103.3378 | 103.3378 | 103.3378 | 103.3378 | 103.3378 | 103.3378 | 103.3378 | 103.3378 | 103.3378 | 103.3378 | 103.3378 | 103.3378 | 103.3378 | 103.3378 | 103.3378 | 15
|  | 0.55 |  | 0 | 0 | 0 | 0 | 0 | 0 | 0 | 0 | 0 | 0 | 0 | 0 | 0 | 0 | 0 | 0 | 0 | 0 | 0 | 0 | 0 | 0 | 0 | 0 | 0 | 0 | 0 | 0 | 0 | 0 | 0 | 0 | 0 | 0 | 0 | 0 | 0 | 0 | 0 | 0 | 0 | 0 | 0 | 0 | 0 | 0 | 0 | 0 | 0 | 0 | 0 | 0 | 0 | 0 | 0 | 0 | 15
|  | 0.5 |  | 0 | 0 | 0 | 0 | 0 | 0 | 0 | 0 | 0 | 0 | 0 | 0 | 0 | 0 | 0 | 0 | 0 | 0 | 0 | 6 | 6 | 6 | 6 | 6 | 6 | 6 | 12 | 12 | 12 | 12 | 12 | 12 | 12 | 12 | 12 | 12 | 12 | 12 | 12 | 12 | 12 | 12 | 12 | 12 | 12 | 12 | 12 | 12 | 12 | 12 | 12 | 12 | 12 | 12 | 12 | 12 | 15
|  | 0.45 |  | 0 | 0 | 0 | 0 | 0 | 0 | 0 | 0 | 0 | 0 | 0 | 0 | 0 | 0 | 0 | 0 | 0 | 0 | 0 | 0 | 0 | 0 | 0 | 0 | 0 | 0 | 0 | 0 | 0 | 0 | 0 | 0 | 0 | 0 | 0 | 0 | 0 | 0 | 0 | 0 | 0 | 0 | 0 | 0 | 0 | 0 | 0 | 0 | 0 | 0 | 0 | 0 | 0 | 0 | 0 | 0 | 15
Qualified but not Installed SREC-II Supply 225 CMR 14.07(3)(e)2 |  |  |  | Q1 1: New data to be entered by DOER before August 30 of each CY after 2014 in determining Compliance Obligation for the next CY
| QUARTERLY Qualified but not Installed Capacities (MW) |  |  | Q3 31: 0; Q4 32: 0; Q1 33: 0; Q2 34: 0; Q3 35: 0; Q4 36: 0; Q1 37: 0; Q2 38: 0; Q3 39: 0; Q4 40: 0; Q1 41: 0; Q2 42: 0; Q3 43: 0; Q4 44: 0; Q1 45: 0; Q2 46: 0; Q3 47: 0; Q4 48: 0; Q1 49: 0; Q2 50: 0; Q3 51: 0; Q4 52: 0; Q1 53: 0; Q2 54: 0; Q3 55: 0; Q4 56: 0
| Market Sector | SREC Factor
| Market Sector A | 1 | bar: Q1 1 to Q2 30
0.8 | bar: Q1 1 to Q2 30
0.7 | bar: Q1 1 to Q2 30
0.65 | bar: Q1 1 to Q2 30
| Market Sector B | 0.9 | bar: Q1 1 to Q2 30
0.7 | bar: Q1 1 to Q2 30
0.6 | bar: Q1 1 to Q2 30
0.55 | bar: Q1 1 to Q2 30
| Market Sector C | 0.8 | bar: Q1 1 to Q2 30
0.65 | bar: Q1 1 to Q2 30
0.55 | bar: Q1 1 to Q2 30
0.5 | bar: Q1 1 to Q2 30
| Managed Growth | 0.7 | bar: Q1 1 to Q2 30
0.55 | bar: Q1 1 to Q2 30
0.5 | bar: Q1 1 to Q2 30
0.45 | bar: Q1 1 to Q2 30
| CUMULATIVE Qualified but not Installed Capacities (MW) |  |  | Q3 31: 0; Q4 32: 0; Q1 33: 0; Q2 34: 0; Q3 35: 0; Q4 36: 0; Q1 37: 0; Q2 38: 0; Q3 39: 0; Q4 40: 0; Q1 41: 0; Q2 42: 0; Q3 43: 0; Q4 44: 0; Q1 45: 0; Q2 46: 0; Q3 47: 0; Q4 48: 0; Q1 49: 0; Q2 50: 0; Q3 51: 0; Q4 52: 0; Q1 53: 0; Q2 54: 0; Q3 55: 0; Q4 56: 0
| Market Sector | SREC Factor
| Market Sector A | 1 |  | Q3 31: 0; Q4 32: 0; Q1 33: 0; Q2 34: 0; Q3 35: 0; Q4 36: 0; Q1 37: 0; Q2 38: 0; Q3 39: 0; Q4 40: 0; Q1 41: 0; Q2 42: 0; Q3 43: 0; Q4 44: 0; Q1 45: 0; Q2 46: 0; Q3 47: 0; Q4 48: 0; Q1 49: 0; Q2 50: 0; Q3 51: 0; Q4 52: 0; Q1 53: 0; Q2 54: 0; Q3 55: 0; Q4 56: 0
|  | 0.8 |  | Q3 31: 0; Q4 32: 0; Q1 33: 0; Q2 34: 0; Q3 35: 0; Q4 36: 0; Q1 37: 0; Q2 38: 0; Q3 39: 0; Q4 40: 0; Q1 41: 0; Q2 42: 0; Q3 43: 0; Q4 44: 0; Q1 45: 0; Q2 46: 0; Q3 47: 0; Q4 48: 0; Q1 49: 0; Q2 50: 0; Q3 51: 0; Q4 52: 0; Q1 53: 0; Q2 54: 0; Q3 55: 0; Q4 56: 0
|  | 0.7 |  | Q3 31: 0; Q4 32: 0; Q1 33: 0; Q2 34: 0; Q3 35: 0; Q4 36: 0; Q1 37: 0; Q2 38: 0; Q3 39: 0; Q4 40: 0; Q1 41: 0; Q2 42: 0; Q3 43: 0; Q4 44: 0; Q1 45: 0; Q2 46: 0; Q3 47: 0; Q4 48: 0; Q1 49: 0; Q2 50: 0; Q3 51: 0; Q4 52: 0; Q1 53: 0; Q2 54: 0; Q3 55: 0; Q4 56: 0
|  | 0.65 |  | Q3 31: 0; Q4 32: 0; Q1 33: 0; Q2 34: 0; Q3 35: 0; Q4 36: 0; Q1 37: 0; Q2 38: 0; Q3 39: 0; Q4 40: 0; Q1 41: 0; Q2 42: 0; Q3 43: 0; Q4 44: 0; Q1 45: 0; Q2 46: 0; Q3 47: 0; Q4 48: 0; Q1 49: 0; Q2 50: 0; Q3 51: 0; Q4 52: 0; Q1 53: 0; Q2 54: 0; Q3 55: 0; Q4 56: 0
| Market Sector B | 0.9 |  | Q3 31: 0; Q4 32: 0; Q1 33: 0; Q2 34: 0; Q3 35: 0; Q4 36: 0; Q1 37: 0; Q2 38: 0; Q3 39: 0; Q4 40: 0; Q1 41: 0; Q2 42: 0; Q3 43: 0; Q4 44: 0; Q1 45: 0; Q2 46: 0; Q3 47: 0; Q4 48: 0; Q1 49: 0; Q2 50: 0; Q3 51: 0; Q4 52: 0; Q1 53: 0; Q2 54: 0; Q3 55: 0; Q4 56: 0
|  | 0.7 |  | Q3 31: 0; Q4 32: 0; Q1 33: 0; Q2 34: 0; Q3 35: 0; Q4 36: 0; Q1 37: 0; Q2 38: 0; Q3 39: 0; Q4 40: 0; Q1 41: 0; Q2 42: 0; Q3 43: 0; Q4 44: 0; Q1 45: 0; Q2 46: 0; Q3 47: 0; Q4 48: 0; Q1 49: 0; Q2 50: 0; Q3 51: 0; Q4 52: 0; Q1 53: 0; Q2 54: 0; Q3 55: 0; Q4 56: 0
|  | 0.6 |  | Q3 31: 0; Q4 32: 0; Q1 33: 0; Q2 34: 0; Q3 35: 0; Q4 36: 0; Q1 37: 0; Q2 38: 0; Q3 39: 0; Q4 40: 0; Q1 41: 0; Q2 42: 0; Q3 43: 0; Q4 44: 0; Q1 45: 0; Q2 46: 0; Q3 47: 0; Q4 48: 0; Q1 49: 0; Q2 50: 0; Q3 51: 0; Q4 52: 0; Q1 53: 0; Q2 54: 0; Q3 55: 0; Q4 56: 0
|  | 0.55 |  | Q3 31: 0; Q4 32: 0; Q1 33: 0; Q2 34: 0; Q3 35: 0; Q4 36: 0; Q1 37: 0; Q2 38: 0; Q3 39: 0; Q4 40: 0; Q1 41: 0; Q2 42: 0; Q3 43: 0; Q4 44: 0; Q1 45: 0; Q2 46: 0; Q3 47: 0; Q4 48: 0; Q1 49: 0; Q2 50: 0; Q3 51: 0; Q4 52: 0; Q1 53: 0; Q2 54: 0; Q3 55: 0; Q4 56: 0
| Market Sector C | 0.8 |  | Q3 31: 0; Q4 32: 0; Q1 33: 0; Q2 34: 0; Q3 35: 0; Q4 36: 0; Q1 37: 0; Q2 38: 0; Q3 39: 0; Q4 40: 0; Q1 41: 0; Q2 42: 0; Q3 43: 0; Q4 44: 0; Q1 45: 0; Q2 46: 0; Q3 47: 0; Q4 48: 0; Q1 49: 0; Q2 50: 0; Q3 51: 0; Q4 52: 0; Q1 53: 0; Q2 54: 0; Q3 55: 0; Q4 56: 0
|  | 0.65 |  | Q3 31: 0; Q4 32: 0; Q1 33: 0; Q2 34: 0; Q3 35: 0; Q4 36: 0; Q1 37: 0; Q2 38: 0; Q3 39: 0; Q4 40: 0; Q1 41: 0; Q2 42: 0; Q3 43: 0; Q4 44: 0; Q1 45: 0; Q2 46: 0; Q3 47: 0; Q4 48: 0; Q1 49: 0; Q2 50: 0; Q3 51: 0; Q4 52: 0; Q1 53: 0; Q2 54: 0; Q3 55: 0; Q4 56: 0
|  | 0.55 |  | Q3 31: 0; Q4 32: 0; Q1 33: 0; Q2 34: 0; Q3 35: 0; Q4 36: 0; Q1 37: 0; Q2 38: 0; Q3 39: 0; Q4 40: 0; Q1 41: 0; Q2 42: 0; Q3 43: 0; Q4 44: 0; Q1 45: 0; Q2 46: 0; Q3 47: 0; Q4 48: 0; Q1 49: 0; Q2 50: 0; Q3 51: 0; Q4 52: 0; Q1 53: 0; Q2 54: 0; Q3 55: 0; Q4 56: 0
|  | 0.5 |  | Q3 31: 0; Q4 32: 0; Q1 33: 0; Q2 34: 0; Q3 35: 0; Q4 36: 0; Q1 37: 0; Q2 38: 0; Q3 39: 0; Q4 40: 0; Q1 41: 0; Q2 42: 0; Q3 43: 0; Q4 44: 0; Q1 45: 0; Q2 46: 0; Q3 47: 0; Q4 48: 0; Q1 49: 0; Q2 50: 0; Q3 51: 0; Q4 52: 0; Q1 53: 0; Q2 54: 0; Q3 55: 0; Q4 56: 0
| Managed Growth | 0.7 |  | Q3 31: 0; Q4 32: 0; Q1 33: 0; Q2 34: 0; Q3 35: 0; Q4 36: 0; Q1 37: 0; Q2 38: 0; Q3 39: 0; Q4 40: 0; Q1 41: 0; Q2 42: 0; Q3 43: 0; Q4 44: 0; Q1 45: 0; Q2 46: 0; Q3 47: 0; Q4 48: 0; Q1 49: 0; Q2 50: 0; Q3 51: 0; Q4 52: 0; Q1 53: 0; Q2 54: 0; Q3 55: 0; Q4 56: 0
|  | 0.55 |  | Q3 31: 0; Q4 32: 0; Q1 33: 0; Q2 34: 0; Q3 35: 0; Q4 36: 0; Q1 37: 0; Q2 38: 0; Q3 39: 0; Q4 40: 0; Q1 41: 0; Q2 42: 0; Q3 43: 0; Q4 44: 0; Q1 45: 0; Q2 46: 0; Q3 47: 0; Q4 48: 0; Q1 49: 0; Q2 50: 0; Q3 51: 0; Q4 52: 0; Q1 53: 0; Q2 54: 0; Q3 55: 0; Q4 56: 0
|  | 0.5 |  | Q3 31: 0; Q4 32: 0; Q1 33: 0; Q2 34: 0; Q3 35: 0; Q4 36: 0; Q1 37: 0; Q2 38: 0; Q3 39: 0; Q4 40: 0; Q1 41: 0; Q2 42: 0; Q3 43: 0; Q4 44: 0; Q1 45: 0; Q2 46: 0; Q3 47: 0; Q4 48: 0; Q1 49: 0; Q2 50: 0; Q3 51: 0; Q4 52: 0; Q1 53: 0; Q2 54: 0; Q3 55: 0; Q4 56: 0
|  | 0.45 |  | Q3 31: 0; Q4 32: 0; Q1 33: 0; Q2 34: 0; Q3 35: 0; Q4 36: 0; Q1 37: 0; Q2 38: 0; Q3 39: 0; Q4 40: 0; Q1 41: 0; Q2 42: 0; Q3 43: 0; Q4 44: 0; Q1 45: 0; Q2 46: 0; Q3 47: 0; Q4 48: 0; Q1 49: 0; Q2 50: 0; Q3 51: 0; Q4 52: 0; Q1 53: 0; Q2 54: 0; Q3 55: 0; Q4 56: 0
Projected New Supply 225 CMR 14.07(3)(e)3 |  |  |  | Q1 1: New data to be entered by DOER before August 30 of each CY after 2014 in determining Compliance Obligation for the next CY
QUARTERLY Projected New Capacities (MW)
| Market Sector | SREC Factor
| Market Sector A | 1
0.8
0.7
0.65
| Market Sector B | 0.9
0.7
0.6
0.55
| Market Sector C | 0.8
0.65
0.55
0.5
| Managed Growth | 0.7
0.55
0.5
0.45
CUMULATIVE Projected New Capacities (MW)
| Market Sector | SREC Factor
| Market Sector A | 1
0.8
0.7
0.65
| Market Sector B | 0.9
0.7
0.6
0.55
| Market Sector C | 0.8
0.65
0.55
0.5
| Managed Growth | 0.7
0.55
0.5
0.45
Rollover Volumes 225 CMR 14.07(3)(e)4 |  |  |  | Q1 1: Data to be entered by DOER before August 30 of each CY in determining Compliance Obligation for the next CY
Rollover Volumes (MWh)
| Reminted, Unsettled Auction Attributes from CY-3 |  |  | Q1 9: N/A; Q1 13: 0; Q1 17: 45856; Q1 21: 0; Q1 25: 0; Q1 29: 0; Q1 33: 0; Q1 37: 0; Q1 41: 0; Q1 45: 0; Q1 49: 0
| Reminted, Unsettled Auction Attributes from CY-2 |  |  | Q1 9: 0; Q1 13: 67046; Q1 17: 243377; Q1 21: 12071; Q1 25: 4626; Q1 29: 85; Q1 33: 3958; Q1 37: 1283; Q1 41: 2187; Q1 45: 1008; Q1 49: 15289
| Banked Volume from CY-2 |  |  | Q1 9: 41; Q1 13: 3007; Q1 17: 9992; Q1 21: 27384; Q1 25: 18623; Q1 29: 19886; Q1 33: 40163; Q1 37: 5379; Q1 41: 5906; Q1 45: 48847; Q1 49: 38680
Third Round Auction Volume Doubling 225 CMR 14.07(3)(e)5 |  |  |  | Q1 1: Data to be entered by DOER before August 30 of each CY in determining Compliance Obligation for the next CY
| Auction Volume from CY-2, if 3rd Round (MWh) |  |  | Q1 9: 0; Q1 13: 0; Q1 17: 0; Q1 21: 0; Q1 25: 0; Q1 29: 0; Q1 33: 0; Q1 37: 0; Q1 41: 0; Q1 45: 0
CUMULATIVE Accounting of SREC Supply from Installed, Qualified but not Installed, and Projected New Supply
Cumulative Capacities by Market Sector (MW)
| Market Sector | SREC Factor |  | 5.8023 | 14.0178 | 31.4105 | 54.9756 | 119.0277 | 187.076 | 258.6787 | 320.3325 | 446.8488 | 549.6468 | 623.9738 | 714.3138 | 889.7047 | 1041.8724 | 1170.3446 | 1317.16 | 1456.3914 | 1535.3914 | 1612.3914 | 1692.3914 | 1721.3914 | 1738.3914 | 1741.3914 | 1742.3914 | 1747.3914 | 1747.3914 | 1755.3914 | 1755.3914 | 1755.3914 | 1755.3914 | 1755.3914 | 1755.3914 | 1755.3914 | 1755.3914 | 1755.3914 | 1755.3914 | 1755.3914 | 1755.3914 | 1755.3914 | 1755.3914 | 1734.1792 | 1726.8672 | 1707.3164 | 1694.8172 | 1626.6728 | 1564.225 | 1530.2897 | 1487.1711 | 1423.2205 | 1364.1275 | 1333.0442 | 1260.1053 | 1132.895 | 983.7922 | 890.2192 | 809.1994
| Market Sector A | 1 |  | 0.49926 | 6.8868 | 18.7256 | 39.0665 | 69.2471 | 112.4586 | 153.9743 | 199.647 | 263.8385 | 329.4808 | 389.0111 | 446.5656 | 529.4997 | 569.2486 | 625.7611 | 682.892 | 731.892 | 738.892 | 746.892 | 751.892 | 752.892 | 752.892 | 752.892 | 752.892 | 752.892 | 752.892 | 752.892 | 752.892 | 752.892 | 752.892 | 752.892 | 752.892 | 752.892 | 752.892 | 752.892 | 752.892 | 752.892 | 752.892 | 752.892 | 752.892 | 747.589 | 745.761 | 740.8733 | 737.7485 | 720.7124 | 705.1004 | 696.6166 | 685.8369 | 669.8493 | 655.0761 | 647.3052 | 629.0705 | 597.5825 | 564.7173 | 549.546 | 546.7549
|  | 0.8 |  | 0 | 0 | 0 | 0 | 0 | 0 | 0 | 0 | 0 | 0 | 0 | 0 | 14.3864 | 33.8572 | 56.2165 | 83.9401 | 129.9401 | 162.9401 | 191.9401 | 212.9401 | 213.9401 | 213.9401 | 213.9401 | 213.9401 | 213.9401 | 213.9401 | 213.9401 | 213.9401 | 213.9401 | 213.9401 | 213.9401 | 213.9401 | 213.9401 | 213.9401 | 213.9401 | 213.9401 | 213.9401 | 213.9401 | 213.9401 | 213.9401 | 208.637 | 206.809 | 201.9213 | 198.7965 | 181.7604 | 166.1484 | 157.6646 | 146.885 | 130.8973 | 116.1241 | 108.3533 | 90.1185 | 58.6306 | 25.7654 | 10.5941 | 7.803
|  | 0.7 |  | 0 | 0 | 0 | 0 | 0 | 0 | 0 | 0 | 0 | 0 | 0 | 0 | 0 | 0.5985 | 0.5985 | 0.69262 | 7.6926 | 21.6926 | 26.6926 | 37.6926 | 41.6926 | 47.6926 | 47.6926 | 48.6926 | 48.6926 | 48.6926 | 48.6926 | 48.6926 | 48.6926 | 48.6926 | 48.6926 | 48.6926 | 48.6926 | 48.6926 | 48.6926 | 48.6926 | 48.6926 | 48.6926 | 48.6926 | 48.6926 | 43.3896 | 41.5616 | 36.6739 | 33.5491 | 16.513 | 0.90101 | -7.5828 | -18.3624 | -34.3501 | -49.1233 | -56.8942 | -75.1289 | -106.6169 | -139.4821 | -154.6534 | -157.4445
|  | 0.65 |  | 0 | 0 | 0 | 0 | 0 | 0 | 0 | 0 | 0 | 0 | 0 | 0 | 0 | 0 | 0 | 0 | 0 | 1 | 8 | 19 | 38 | 46 | 47 | 47 | 51 | 51 | 53 | 53 | 53 | 53 | 53 | 53 | 53 | 53 | 53 | 53 | 53 | 53 | 53 | 53 | 47.697 | 45.869 | 40.9812 | 37.8565 | 20.8203 | 5.2084 | -3.2754 | -14.0551 | -30.0427 | -44.816 | -52.5868 | -70.8215 | -102.3095 | -135.1747 | -150.346 | -153.1371
| Market Sector B | 0.9 |  | 5.303 | 7.131 | 12.0188 | 15.1435 | 32.1797 | 47.7916 | 56.2754 | 67.0551 | 83.0427 | 97.816 | 105.5868 | 123.8215 | 155.3095 | 188.1747 | 203.346 | 206.1371 | 218.94 | 219.94 | 224.94 | 224.94 | 225.94 | 225.94 | 225.94 | 225.94 | 225.94 | 225.94 | 225.94 | 225.94 | 225.94 | 225.94 | 225.94 | 225.94 | 225.94 | 225.94 | 225.94 | 225.94 | 225.94 | 225.94 | 225.94 | 225.94 | 225.94 | 225.94 | 225.94 | 225.94 | 225.94 | 225.94 | 225.94 | 225.94 | 225.94 | 225.94 | 225.94 | 225.94 | 225.7018 | 221.59 | 214.1872 | 206.0719
|  | 0.7 |  | 0 | 0 | 0 | 0 | 0 | 0 | 0 | 0 | 0 | 0 | 0 | 0 | 0.23814 | 4.3499 | 11.7527 | 19.868 | 21.4359 | 22.4359 | 23.4359 | 24.4359 | 24.4359 | 24.4359 | 24.4359 | 24.4359 | 24.4359 | 24.4359 | 24.4359 | 24.4359 | 24.4359 | 24.4359 | 24.4359 | 24.4359 | 24.4359 | 24.4359 | 24.4359 | 24.4359 | 24.4359 | 24.4359 | 24.4359 | 24.4359 | 24.4359 | 24.4359 | 24.4359 | 24.4359 | 24.4359 | 24.4359 | 24.4359 | 24.4359 | 24.4359 | 24.4359 | 24.4359 | 24.4359 | 24.1977 | 20.0859 | 12.6831 | 4.5678
|  | 0.6 |  | 0 | 0 | 0 | 0 | 0 | 0 | 0 | 0 | 0 | 0 | 0 | 0 | 0.0765 | 0.37516 | 1.1943 | 10.5429 | 22.6992 | 32.6992 | 38.6992 | 47.6992 | 48.6992 | 48.6992 | 48.6992 | 48.6992 | 48.6992 | 48.6992 | 48.6992 | 48.6992 | 48.6992 | 48.6992 | 48.6992 | 48.6992 | 48.6992 | 48.6992 | 48.6992 | 48.6992 | 48.6992 | 48.6992 | 48.6992 | 48.6992 | 48.6992 | 48.6992 | 48.6992 | 48.6992 | 48.6992 | 48.6992 | 48.6992 | 48.6992 | 48.6992 | 48.6992 | 48.6992 | 48.6992 | 48.4611 | 44.3493 | 36.9465 | 28.8312
|  | 0.55 |  | 0 | 0 | 0 | 0 | 0 | 0 | 0 | 0 | 0 | 0 | 0 | 0 | 0 | 0 | 0 | 0 | 0 | 1 | 6 | 14 | 15 | 18 | 20 | 20 | 21 | 21 | 21 | 21 | 21 | 21 | 21 | 21 | 21 | 21 | 21 | 21 | 21 | 21 | 21 | 21 | 21 | 21 | 21 | 21 | 21 | 21 | 21 | 21 | 21 | 21 | 21 | 21 | 20.7619 | 16.6501 | 9.2473 | 1.132
| Market Sector C | 0.8 |  | 0 | 0 | 0.66612 | 0.76553 | 8.6522 | 9.1506 | 13.4938 | 18.6951 | 38.5951 | 49.4799 | 54.5239 | 63.8121 | 106.8238 | 154.1792 | 172.9064 | 198.1808 | 205.1808 | 207.1808 | 208.1808 | 209.1808 | 210.1808 | 210.1808 | 210.1808 | 210.1808 | 210.1808 | 210.1808 | 210.1808 | 210.1808 | 210.1808 | 210.1808 | 210.1808 | 210.1808 | 210.1808 | 210.1808 | 210.1808 | 210.1808 | 210.1808 | 210.1808 | 210.1808 | 210.1808 | 210.1808 | 210.1808 | 210.1808 | 210.1808 | 210.1808 | 210.1808 | 210.1808 | 210.1808 | 210.1808 | 210.1808 | 210.1808 | 210.1808 | 210.1043 | 209.8056 | 208.9864 | 199.6379
|  | 0.65 |  | 0 | 0 | 0 | 0 | 0 | 0 | 0 | 0 | 0 | 0 | 0 | 0 | 0 | 0 | 5.058 | 13.0118 | 14.722 | 14.722 | 18.722 | 18.722 | 18.722 | 18.722 | 18.722 | 18.722 | 18.722 | 18.722 | 18.722 | 18.722 | 18.722 | 18.722 | 18.722 | 18.722 | 18.722 | 18.722 | 18.722 | 18.722 | 18.722 | 18.722 | 18.722 | 18.722 | 18.722 | 18.722 | 18.722 | 18.722 | 18.722 | 18.722 | 18.722 | 18.722 | 18.722 | 18.722 | 18.722 | 18.722 | 18.6455 | 18.3468 | 17.5277 | 8.1791
|  | 0.55 |  | 0 | 0 | 0 | 0 | 0 | 0 | 0 | 0 | 0 | 0 | 0 | 0 | 0 | 0 | 2.4219 | 3.5512 | 3.5512 | 9.5512 | 14.5512 | 21.5512 | 21.5512 | 21.5512 | 21.5512 | 21.5512 | 21.5512 | 21.5512 | 21.5512 | 21.5512 | 21.5512 | 21.5512 | 21.5512 | 21.5512 | 21.5512 | 21.5512 | 21.5512 | 21.5512 | 21.5512 | 21.5512 | 21.5512 | 21.5512 | 21.5512 | 21.5512 | 21.5512 | 21.5512 | 21.5512 | 21.5512 | 21.5512 | 21.5512 | 21.5512 | 21.5512 | 21.5512 | 21.5512 | 21.4747 | 21.176 | 20.3568 | 11.0083
|  | 0.5 |  | 0 | 0 | 0 | 0 | 0 | 0 | 0 | 0 | 0 | 0 | 0 | 0 | 0 | 0 | 0 | 0 | 0 | 0 | 1 | 1 | 1 | 1 | 1 | 1 | 1 | 1 | 1 | 1 | 1 | 1 | 1 | 1 | 1 | 1 | 1 | 1 | 1 | 1 | 1 | 1 | 1 | 1 | 1 | 1 | 1 | 1 | 1 | 1 | 1 | 1 | 1 | 1 | 0.9235 | 0.62484 | -0.19433 | -9.5429
| Managed Growth | 0.7 |  | 0 | 0 | 0 | 0 | 8.9488 | 17.6752 | 34.9352 | 34.9352 | 61.3724 | 72.8701 | 74.852 | 80.1146 | 83.3706 | 91.0892 | 91.0892 | 98.3436 | 100.3378 | 103.3378 | 103.3378 | 103.3378 | 103.3378 | 103.3378 | 103.3378 | 103.3378 | 103.3378 | 103.3378 | 103.3378 | 103.3378 | 103.3378 | 103.3378 | 103.3378 | 103.3378 | 103.3378 | 103.3378 | 103.3378 | 103.3378 | 103.3378 | 103.3378 | 103.3378 | 103.3378 | 103.3378 | 103.3378 | 103.3378 | 103.3378 | 103.3378 | 103.3378 | 103.3378 | 103.3378 | 103.3378 | 103.3378 | 103.3378 | 103.3378 | 103.3378 | 103.3378 | 103.3378 | 103.3378
|  | 0.55 |  | 0 | 0 | 0 | 0 | 0 | 0 | 0 | 0 | 0 | 0 | 0 | 0 | 0 | 0 | 0 | 0 | 0 | 0 | 0 | 0 | 0 | 0 | 0 | 0 | 0 | 0 | 0 | 0 | 0 | 0 | 0 | 0 | 0 | 0 | 0 | 0 | 0 | 0 | 0 | 0 | 0 | 0 | 0 | 0 | 0 | 0 | 0 | 0 | 0 | 0 | 0 | 0 | 0 | 0 | 0 | 0
|  | 0.5 |  | 0 | 0 | 0 | 0 | 0 | 0 | 0 | 0 | 0 | 0 | 0 | 0 | 0 | 0 | 0 | 0 | 0 | 0 | 0 | 6 | 6 | 6 | 6 | 6 | 6 | 6 | 12 | 12 | 12 | 12 | 12 | 12 | 12 | 12 | 12 | 12 | 12 | 12 | 12 | 12 | 12 | 12 | 12 | 12 | 12 | 12 | 12 | 12 | 12 | 12 | 12 | 12 | 12 | 12 | 12 | 12
|  | 0.45 |  | 0 | 0 | 0 | 0 | 0 | 0 | 0 | 0 | 0 | 0 | 0 | 0 | 0 | 0 | 0 | 0 | 0 | 0 | 0 | 0 | 0 | 0 | 0 | 0 | 0 | 0 | 0 | 0 | 0 | 0 | 0 | 0 | 0 | 0 | 0 | 0 | 0 | 0 | 0 | 0 | 0 | 0 | 0 | 0 | 0 | 0 | 0 | 0 | 0 | 0 | 0 | 0 | 0 | 0 | 0 | 0
SREC Generation (Projected) in the Quarter (MWh)
| Market Sector | SREC Factor |  | 718 | 2365 | 6872 | 5953 | 16594 | 51130 | 73660 | 51450 | 82496 | 168106 | 189512 | 116383 | 147854 | 303796 | 359000 | 203627 | 219100 | 464360 | 466856 | 237370 | TBD | TBD | TBD | TBD | TBD | TBD | TBD | TBD | TBD | TBD | TBD | TBD | TBD | TBD | TBD | TBD | TBD | TBD | TBD | TBD | TBD | TBD | TBD | TBD | TBD | TBD | TBD | TBD | TBD | TBD | TBD | TBD | TBD | TBD | TBD | TBD
| Market Sector A | 1
0.8
0.7
0.65
| Market Sector B | 0.9
0.7
0.6
0.55
| Market Sector C | 0.8
0.65
0.55
0.5
| Managed Growth | 0.7
0.55
0.5
0.45
Compliance Obligation Calculation (MWh) |  |  |  | Q1 1: 2014; Q1 5: 2015; Q1 9: 2016; Q1 13: 2017; Q1 17: 2018; Q1 21: 2019; Q1 25: 2020; Q1 29: 2021; Q1 33: 2022; Q1 37: 2023; Q1 41: 2024; Q1 45: 2025; Q1 49: 2026; Q1 53: 2027
| SRECs Generation from Installed, Qualified and Projected Supply |  |  | Q1 33: 1733776; Q1 37: 1508687; Q1 41: 1514831.82; Q1 45: 1470414; Q1 49: 985624; Q1 53: 511439.5356
| Rollover Volume |  |  | Q1 33: 44121; Q1 37: 6662; Q1 41: 8093; Q1 45: 49855; Q1 49: 43269; Q1 53: 38680
| Third Round Auction Volume Doubling |  |  | Q1 33: 0; Q1 37: 0; Q1 41: 0; Q1 45: 0; Q1 49: 0; Q1 53: 0
Compliance Obligation 225 CMR 14.07(3)(c-e) |  |  |  | Q1 9: 377877; Q1 13: 1374406; Q1 17: 1906578; Q1 21: 1789639; Q1 25: 1765527; Q1 29: 1756220; Q1 33: 1777897; Q1 37: 1515349; Q1 41: 1522924.82; Q1 45: 1520269; Q1 49: 1028893; Q1 53: 550119.5356
| Compliance Obligations Set in Regulation 225 CMR 14.07(3)(c and d) |  |  | Q1 1: 41278; Q1 5: 161958; Q1 21: Compliance Obligations are not final until August 30th of the Preceding Year
| Retail Electric Load from Two Years Prior (MWh) |  |  | Q1 1: 48992429; Q1 5: 49252581; Q1 9: 48129291; Q1 13: 48009723; Q1 17: 46864431; Q1 21: 45722855; Q1 25: 46448304; Q1 29: 44705754; Q1 33: 43673802; Q1 37: 44374193; Q1 41: 44139836; Q1 45: 43282337; Q1 49: 44474791; Q1 53: 44836902
| Minimum Standard Percentage |  |  | Q1 1: 0.08425%; Q1 5: 0.3288%; Q1 9: 0.7851%; Q1 13: 2.863%; Q1 17: 4.068%; Q1 21: 3.914%; Q1 25: 3.801%; Q1 29: 3.928%; Q1 33: 4.071%; Q1 37: 3.415%; Q1 41: 3.45%; Q1 45: 3.512%; Q1 49: 2.313%; Q1 53: 1.227%
NOTE: The Compliance Obligation calculated hereby is not strictly the demand for SREC-IIs in the CY. The calculated Compliance Obligation is divided by the retail load in CY-2 [in 225 CMR 14.07(3)(a)] to set the CY Minimum Standard (% of retail load). The actual SREC-II demand is then equal to the actual settled retail load in CY times the Minimum Standard.

## Baseline (Pre 5-9-16 Contracts)
RPS Class I 225 CMR 14.00
Solar Carve-Out II
Guideline
Preliminary Calculation of Annual Compliance Obligations and Minimum Standards
(Page 4 - Pre-5/9/16 Compliance Obligation Calculation Spreadsheet)
Note: This worksheet calculates the 2027 Compliance Obligation and Minimum Standard as if the SREC II Program Cap had never been lifted on 4/8/16. It is therefore assumed that no more than 947.7 MW of capacity would have been installed and that all of it would have been operational before 1/1/18. The allocation to Market Sectors is based on the percent of capacity qualified in each sector as of 4/8/16. This Compliance Obligation and Minimum Standard applies to all retail electricity load served under contracts executed after 4/25/14 and on or before 5/8/16.
| Market Sector | % Share of Qualified Capacity | MW at Original SREC II Cap | SREC Factor | Capacity Factor | Hrs/Year | Expected MWh
| Market Sector A | 54.58% | 517.2547 | 1 | 13% | 8760 | 589049.6068
| Market Sector B | 20.2% | 191.4354 | 0.9 | 13% | 8760 | 196205.9702
| Market Sector C | 17.22% | 163.1939 | 0.8 | 13% | 8760 | 148676.2071
| Managed Growth | 8% | 75.816 | 0.7 | 13% | 8760 | 60437.4826
[6 empty] | Total Generation | 883430.0434
[6 empty] | Auction Volume (CY-3) | 1008
[6 empty] | Auction Volume (CY-2) | 15289
[6 empty] | Banked Volume | 38680
[6 empty] | Total Obligation | 938407.0434

## 2021 SREC II Supply Analysis (hidden)
ID | Nameplate Capacity (kW) | SREC Factor | Days Operating in 2021 | Total Expected Eligible Output (MWh) | Carry Forward from 2020 | Total SRECs | Carry Forward to 2022
20961 | 5.76 | 1 | 365 | 6.5577 | 0.19971 | 6 | 0.75743
921 | 5.06 | 1 | 365 | 5.7608 | 0.59558 | 6 | 0.35635
8709 | 3.99 | 1 | 365 | 4.5426 | 0.14355 | 4 | 0.68614
70867 | 7.5 | 1 | 365 | 8.5387 | 0.18712 | 8 | 0.72582
13202 | 2.94 | 1 | 365 | 3.3472 | 0.73735 | 4 | 0.084522
5958 | 5.7 | 1 | 365 | 6.4894 | 0.062211 | 6 | 0.55162
1752 | 3.92 | 1 | 365 | 4.4629 | 0.98313 | 5 | 0.44603
4413 | 11.04 | 1 | 365 | 12.569 | 0.29944 | 12 | 0.86841
4592 | 7.52 | 1 | 365 | 8.5615 | 0.23295 | 8 | 0.79442
10803 | 4.41 | 1 | 365 | 5.0208 | 0.10603 | 5 | 0.12678
1715 | 4.68 | 1 | 365 | 5.3282 | 0.72476 | 6 | 0.052913
19702 | 4.5 | 1 | 365 | 5.1232 | 0.31227 | 5 | 0.43549
4598 | 6 | 1 | 365 | 6.831 | 0.7497 | 7 | 0.58066
76872 | 7.68 | 1 | 365 | 8.7436 | 0.59961 | 9 | 0.34324
365 | 4.9 | 1 | 365 | 5.5786 | 0.22892 | 5 | 0.80754
366 | 5.145 | 1 | 365 | 5.8575 | 0.79036 | 6 | 0.64791
909 | 4.9 | 1 | 365 | 5.5786 | 0.22892 | 5 | 0.80754
315 | 9.5 | 1 | 365 | 10.8157 | 0.77035 | 11 | 0.58604
25886 | 7.35 | 1 | 365 | 8.3679 | 0.84338 | 9 | 0.21131
5315 | 3.44 | 1 | 365 | 3.9164 | 0.88316 | 4 | 0.79958
283 | 7.28 | 1 | 365 | 8.2882 | 0.68296 | 8 | 0.9712
5679 | 2.25 | 1 | 365 | 2.5616 | 0.15614 | 2 | 0.71775
52032 | 7.84 | 1 | 365 | 8.9258 | 0.96627 | 9 | 0.89206
25887 | 9.555 | 1 | 365 | 10.8783 | 0.89639 | 11 | 0.7747
2280 | 9 | 1 | 365 | 10.2464 | 0.62454 | 10 | 0.87099
2038 | 7.75 | 1 | 365 | 8.8233 | 0.76002 | 9 | 0.58335
65 | 9 | 1 | 365 | 10.2464 | 0.62454 | 10 | 0.87099
4401 | 10.535 | 1 | 365 | 11.994 | 0.14217 | 12 | 0.1362
2279 | 5.5 | 1 | 365 | 6.2617 | 0.60389 | 6 | 0.8656
2678 | 6 | 1 | 365 | 6.831 | 0.7497 | 7 | 0.58066
18641 | 9.9 | 1 | 365 | 11.2711 | 0.687 | 11 | 0.95809
367 | 8.32 | 1 | 365 | 9.4723 | 0.066245 | 9 | 0.53851
7456 | 15 | 1 | 365 | 17.0774 | 0.37424 | 17 | 0.45164
3160 | 5.25 | 1 | 365 | 5.9771 | 0.030984 | 6 | 0.0080754
214 | 4.68 | 1 | 365 | 5.3282 | 0.72476 | 6 | 0.052913
6467 | 12.15 | 1 | 365 | 13.8327 | 0.84313 | 14 | 0.67583
12147 | 8.4 | 1 | 365 | 9.5633 | 0.24957 | 9 | 0.81292
64149 | 4 | 1 | 365 | 4.554 | 0.16646 | 4 | 0.72044
320 | 9.25 | 1 | 365 | 10.5311 | 0.19745 | 10 | 0.72851
3504 | 4.655 | 1 | 365 | 5.2997 | 0.66747 | 5 | 0.96716
50773 | 10.56 | 1 | 365 | 12.0225 | 0.19946 | 12 | 0.22196
17197 | 11.44 | 1 | 365 | 13.0244 | 0.21609 | 13 | 0.24045
16590 | 11.772 | 1 | 365 | 13.4023 | 0.9769 | 14 | 0.37925
4478 | 7.5 | 1 | 365 | 8.5387 | 0.18712 | 8 | 0.72582
573 | 7.035 | 1 | 365 | 8.0093 | 0.12152 | 8 | 0.13082
3054 | 5 | 1 | 365 | 5.6925 | 0.45808 | 6 | 0.15055
560 | 7.035 | 1 | 365 | 8.0093 | 0.12152 | 8 | 0.13082
845 | 9.25 | 1 | 365 | 10.5311 | 0.19745 | 10 | 0.72851
1592 | 3 | 1 | 365 | 3.4155 | 0.87485 | 4 | 0.29033
-0.25858 | 5.5 | 1 | 365 | 6.2617 | 0.25858 | 6 | 0.5203
1060 | 4.165 | 1 | 365 | 4.7418 | 0.54458 | 5 | 0.28641
32957 | 8.97 | 1 | 365 | 10.2123 | 0.5558 | 10 | 0.76808
13898 | 4.9 | 1 | 365 | 5.5786 | 0.22892 | 5 | 0.80754
802 | 4.5 | 1 | 365 | 5.1232 | 0.31227 | 5 | 0.43549
6407 | 5.025 | 1 | 365 | 5.7209 | 0.51537 | 6 | 0.2363
2018 | 9.5 | 1 | 365 | 10.8157 | 0.77035 | 11 | 0.58604
2068 | 2.5 | 1 | 365 | 2.8462 | 0.72904 | 3 | 0.57527
368 | 5.76 | 1 | 365 | 6.5577 | 0.19971 | 6 | 0.75743
59061 | 3.51 | 1 | 365 | 3.9961 | 0.043572 | 4 | 0.039685
7875 | 2.7 | 1 | 365 | 3.0739 | 0.18736 | 3 | 0.2613
3174 | 6.03 | 1 | 365 | 6.8651 | 0.81844 | 7 | 0.68356
269 | 6 | 1 | 365 | 6.831 | 0.7497 | 7 | 0.58066
1143 | 4.355 | 1 | 365 | 4.9581 | 0.97999 | 5 | 0.93813
3790 | 2.08 | 1 | 365 | 2.3681 | 0.76656 | 3 | 0.13463
25353 | 8.829 | 1 | 365 | 10.0518 | 0.23268 | 10 | 0.28444
92 | 5.52 | 1 | 365 | 6.2845 | 0.64972 | 6 | 0.9342
37130 | 6.84 | 1 | 365 | 7.7873 | 0.67465 | 8 | 0.46195
42992 | 6.16 | 1 | 365 | 7.0131 | 0.11635 | 7 | 0.12948
386 | 5.175 | 1 | 365 | 5.8917 | 0.85911 | 6 | 0.75082
18597 | 9.36 | 1 | 365 | 10.6563 | 0.44953 | 11 | 0.10583
1019 | 17.08 | 1 | 365 | 19.4455 | 0.1408 | 19 | 0.58627
681 | 12.5 | 1 | 365 | 14.2312 | 0.6452 | 14 | 0.87637
31166 | 7.37 | 1 | 365 | 8.3907 | 0.88921 | 9 | 0.27991
61263 | 5.5 | 1 | 365 | 6.2617 | 0.60389 | 6 | 0.8656
11729 | 5.025 | 1 | 365 | 5.7209 | 0.51537 | 6 | 0.2363
12600 | 3.43 | 1 | 365 | 3.905 | 0.86024 | 4 | 0.76528
1061 | 7.848 | 1 | 365 | 8.9349 | 0.9846 | 9 | 0.9195
6365 | 8.04 | 1 | 365 | 9.1535 | 0.42459 | 9 | 0.57808
6458 | 12.06 | 1 | 365 | 13.7302 | 0.63689 | 14 | 0.36712
369 | 9 | 1 | 365 | 10.2464 | 0.62454 | 10 | 0.87099
330 | 11.5 | 1 | 365 | 13.0927 | 0.35358 | 13 | 0.44626
3649 | 3.9 | 1 | 365 | 4.4401 | 0.9373 | 5 | 0.37743
1089 | 3.9 | 1 | 365 | 4.4401 | 0.9373 | 5 | 0.37743
69882 | 3.92 | 1 | 365 | 4.4629 | 0.98313 | 5 | 0.44603
370 | 4 | 1 | 365 | 4.554 | 0.16646 | 4 | 0.72044
1376 | 14 | 1 | 365 | 15.9389 | 0.082624 | 16 | 0.021534
1941 | 9.6 | 1 | 365 | 10.9295 | 0.99951 | 11 | 0.92905
1164 | 4.355 | 1 | 365 | 4.9581 | 0.97999 | 5 | 0.93813
1442 | 5.2 | 1 | 365 | 5.9202 | 0.9164 | 6 | 0.83657
1042 | 5.695 | 1 | 365 | 6.4837 | 0.050753 | 6 | 0.53447
328 | 4.5 | 1 | 365 | 5.1232 | 0.31227 | 5 | 0.43549
16242 | 8 | 1 | 365 | 9.1079 | 0.33293 | 9 | 0.44088
13284 | 9.38 | 1 | 365 | 10.6791 | 0.49536 | 11 | 0.17443
77444 | 7.75 | 1 | 365 | 8.8233 | 0.76002 | 9 | 0.58335
11374 | 5.775 | 1 | 365 | 6.5748 | 0.23408 | 6 | 0.80888
896 | 3.75 | 1 | 365 | 4.2694 | 0.59356 | 4 | 0.86291
347 | 2.94 | 1 | 365 | 3.3472 | 0.73735 | 4 | 0.084522
3814 | 5 | 1 | 365 | 5.6925 | 0.45808 | 6 | 0.15055
1987 | 4.05 | 1 | 365 | 4.6109 | 0.28104 | 4 | 0.89194
260 | 4.75 | 1 | 365 | 5.4078 | 0.88518 | 6 | 0.29302
1787 | 3.675 | 1 | 365 | 4.184 | 0.42169 | 4 | 0.60565
8776 | 8.175 | 1 | 365 | 9.3072 | 0.73396 | 10 | 0.041146
10195 | 4.77 | 1 | 365 | 5.4306 | 0.93101 | 6 | 0.36162
854 | 2 | 1 | 365 | 2.277 | 0.58323 | 2 | 0.86022
77605 | 7.5 | 1 | 365 | 8.5387 | 0.18712 | 8 | 0.72582
1394 | 3.924 | 1 | 365 | 4.4674 | 0.9923 | 5 | 0.45975
25083 | 7.59 | 1 | 365 | 8.6412 | 0.39337 | 9 | 0.034532
5127 | 8.745 | 1 | 365 | 9.9561 | 0.040182 | 9 | 0.99631
2478 | 5.46 | 1 | 365 | 6.2162 | 0.51222 | 6 | 0.7284
4042 | 4.5 | 1 | 365 | 5.1232 | 0.31227 | 5 | 0.43549
1451 | 5.695 | 1 | 365 | 6.4837 | 0.050753 | 6 | 0.53447
1970 | 11.5 | 1 | 365 | 13.0927 | 0.35358 | 13 | 0.44626
2862 | 5.36 | 1 | 365 | 6.1023 | 0.28306 | 6 | 0.38539
1012 | 6.7 | 1 | 365 | 7.6279 | 0.35383 | 7 | 0.98173
372 | 7.105 | 1 | 365 | 8.089 | 0.28193 | 8 | 0.37093
373 | 4.9 | 1 | 365 | 5.5786 | 0.22892 | 5 | 0.80754
1179 | 7.37 | 1 | 365 | 8.3907 | 0.88921 | 9 | 0.27991
1279 | 8.5 | 1 | 365 | 9.6772 | 0.47874 | 10 | 0.15593
3175 | 7.84 | 1 | 365 | 8.9258 | 0.96627 | 9 | 0.89206
1208 | 4.02 | 1 | 365 | 4.5767 | 0.2123 | 4 | 0.78904
1449 | 7.035 | 1 | 365 | 8.0093 | 0.12152 | 8 | 0.13082
1009 | 3.35 | 1 | 365 | 3.814 | 0.67691 | 4 | 0.49087
4239 | 6.37 | 1 | 365 | 7.2522 | 0.59759 | 7 | 0.8498
1251 | 8.75 | 1 | 365 | 9.9618 | 0.05164 | 10 | 0.013459
75 | 5.39 | 1 | 365 | 6.1365 | 0.35181 | 6 | 0.48829
1113 | 7.14 | 1 | 365 | 8.1288 | 0.36214 | 8 | 0.49098
546 | 11.25 | 1 | 365 | 12.8081 | 0.78068 | 13 | 0.58873
5280 | 4.905 | 1 | 365 | 5.5843 | 0.24038 | 5 | 0.82469
13355 | 9.765 | 1 | 365 | 11.1174 | 0.37763 | 11 | 0.49502
252 | 8.085 | 1 | 365 | 9.2047 | 0.52772 | 9 | 0.73244
16316 | 5.1 | 1 | 365 | 5.8063 | 0.68724 | 6 | 0.49356
593 | 3.38 | 1 | 365 | 3.8481 | 0.74566 | 4 | 0.59377
3224 | 3.675 | 1 | 365 | 4.184 | 0.42169 | 4 | 0.60565
2015 | 8.46 | 1 | 365 | 9.6317 | 0.38707 | 10 | 0.018727
3156 | 4.5 | 1 | 365 | 5.1232 | 0.31227 | 5 | 0.43549
15677 | 9.81 | 1 | 365 | 11.1686 | 0.48075 | 11 | 0.64938
1485 | 9.5 | 1 | 365 | 10.8157 | 0.77035 | 11 | 0.58604
82 | 4.75 | 1 | 365 | 5.4078 | 0.88518 | 6 | 0.29302
1177 | 3.35 | 1 | 365 | 3.814 | 0.67691 | 4 | 0.49087
375 | 9.36 | 1 | 365 | 10.6563 | 0.44953 | 11 | 0.10583
2507 | 3.75 | 1 | 365 | 4.2694 | 0.59356 | 4 | 0.86291
1155 | 5.25 | 1 | 365 | 5.9771 | 0.030984 | 6 | 0.0080754
18252 | 4.86 | 1 | 365 | 5.5331 | 0.13725 | 5 | 0.67033
3840 | 3.45 | 1 | 365 | 3.9278 | 0.90608 | 4 | 0.83388
402 | 8.04 | 1 | 365 | 9.1535 | 0.42459 | 9 | 0.57808
1944 | 3.35 | 1 | 365 | 3.814 | 0.67691 | 4 | 0.49087
1336 | 6.9 | 1 | 365 | 7.8556 | 0.81215 | 8 | 0.66776
1831 | 3.975 | 1 | 365 | 4.5255 | 0.10917 | 4 | 0.63469
491 | 4.25 | 1 | 365 | 4.8386 | 0.73937 | 5 | 0.57797
2197 | 1.75 | 1 | 365 | 1.9924 | 0.010328 | 2 | 0.0026918
3212 | 5.13 | 1 | 365 | 5.8405 | 0.75599 | 6 | 0.59646
88369 | 3.35 | 1 | 365 | 3.814 | 0.67691 | 4 | 0.49087
56351 | 5.5 | 1 | 365 | 6.2617 | 0.60389 | 6 | 0.8656
566 | 4.69 | 1 | 365 | 5.3395 | 0.74768 | 6 | 0.087214
15197 | 3.675 | 1 | 365 | 4.184 | 0.42169 | 4 | 0.60565
887 | 3.924 | 1 | 365 | 4.4674 | 0.9923 | 5 | 0.45975
323 | 6 | 1 | 365 | 6.831 | 0.7497 | 7 | 0.58066
1759 | 8.085 | 1 | 365 | 9.2047 | 0.52772 | 9 | 0.73244
2160 | 9.25 | 1 | 365 | 10.5311 | 0.19745 | 10 | 0.72851
2019 | 4.9 | 1 | 365 | 5.5786 | 0.22892 | 5 | 0.80754
3677 | 9.156 | 1 | 365 | 10.424 | 0.98204 | 11 | 0.40608
3377 | 5.25 | 1 | 365 | 5.9771 | 0.030984 | 6 | 0.0080754
51177 | 5.4 | 1 | 365 | 6.1479 | 0.37473 | 6 | 0.52259
804 | 6.25 | 1 | 365 | 7.1156 | 0.3226 | 7 | 0.43818
1722 | 5.88 | 1 | 365 | 6.6943 | 0.4747 | 7 | 0.16904
15196 | 4.355 | 1 | 365 | 4.9581 | 0.97999 | 5 | 0.93813
1204 | 5.36 | 1 | 365 | 6.1023 | 0.28306 | 6 | 0.38539
1883 | 4.02 | 1 | 365 | 4.5767 | 0.2123 | 4 | 0.78904
42575 | 3.43 | 1 | 365 | 3.905 | 0.86024 | 4 | 0.76528
563 | 11.55 | 1 | 365 | 13.1496 | 0.46816 | 13 | 0.61777
1839 | 6.7 | 1 | 365 | 7.6279 | 0.35383 | 7 | 0.98173
1059 | 8.04 | 1 | 365 | 9.1535 | 0.42459 | 9 | 0.57808
1032 | 7.37 | 1 | 365 | 8.3907 | 0.88921 | 9 | 0.27991
1056 | 4.355 | 1 | 365 | 4.9581 | 0.97999 | 5 | 0.93813
1721 | 5.75 | 1 | 365 | 6.5463 | 0.17679 | 6 | 0.72313
2022 | 5.5 | 1 | 365 | 6.2617 | 0.60389 | 6 | 0.8656
64708 | 11.75 | 1 | 365 | 13.3773 | 0.92649 | 14 | 0.30379
2527 | 12.099 | 1 | 365 | 13.7746 | 0.72626 | 14 | 0.5009
2254 | 4.9 | 1 | 365 | 5.5786 | 0.22892 | 5 | 0.80754
2028 | 5.145 | 1 | 365 | 5.8575 | 0.79036 | 6 | 0.64791
1236 | 4.83 | 1 | 365 | 5.4989 | 0.068505 | 5 | 0.56743
2080 | 6.5 | 1 | 365 | 7.4002 | 0.8955 | 8 | 0.29571
1507 | 7.5 | 1 | 365 | 8.5387 | 0.18712 | 8 | 0.72582
10410 | 1.56 | 1 | 365 | 1.7761 | 0.57492 | 2 | 0.35097
84150 | 4.02 | 1 | 365 | 4.5767 | 0.2123 | 4 | 0.78904
3758 | 13.08 | 1 | 365 | 14.8915 | 0.97434 | 15 | 0.86583
5691 | 11.055 | 1 | 365 | 12.586 | 0.33381 | 12 | 0.91986
49981 | 7.035 | 1 | 365 | 8.0093 | 0.12152 | 8 | 0.13082
3120 | 9.8 | 1 | 365 | 11.1572 | 0.45784 | 11 | 0.61507
3335 | 4.69 | 1 | 365 | 5.3395 | 0.74768 | 6 | 0.087214
674 | 8.829 | 1 | 365 | 10.0518 | 0.23268 | 10 | 0.28444
1210 | 9.045 | 1 | 365 | 10.2977 | 0.72767 | 11 | 0.025341
2385 | 12.099 | 1 | 365 | 13.7746 | 0.72626 | 14 | 0.5009
1448 | 7.035 | 1 | 365 | 8.0093 | 0.12152 | 8 | 0.13082
1788 | 4.69 | 1 | 365 | 5.3395 | 0.74768 | 6 | 0.087214
1381 | 5.2 | 1 | 365 | 5.9202 | 0.9164 | 6 | 0.83657
1516 | 6 | 1 | 365 | 6.831 | 0.7497 | 7 | 0.58066
403 | 5.98 | 1 | 365 | 6.8082 | 0.70386 | 7 | 0.51206
1436 | 5.67 | 1 | 365 | 6.4553 | 0.99346 | 7 | 0.44872
1380 | 5.36 | 1 | 365 | 6.1023 | 0.28306 | 6 | 0.38539
1041 | 4.02 | 1 | 365 | 4.5767 | 0.2123 | 4 | 0.78904
1543 | 10 | 1 | 365 | 11.3849 | 0.91616 | 12 | 0.3011
3220 | 6.125 | 1 | 365 | 6.9733 | 0.036148 | 7 | 0.0094213
1726 | 9 | 1 | 365 | 10.2464 | 0.62454 | 10 | 0.87099
1034 | 4.02 | 1 | 365 | 4.5767 | 0.2123 | 4 | 0.78904
3167 | 12.75 | 1 | 365 | 14.5158 | 0.2181 | 14 | 0.7339
1872 | 11.055 | 1 | 365 | 12.586 | 0.33381 | 12 | 0.91986
5360 | 4.86 | 1 | 365 | 5.5331 | 0.13725 | 5 | 0.67033
2809 | 8.75 | 1 | 365 | 9.9618 | 0.05164 | 10 | 0.013459
1881 | 4.165 | 1 | 365 | 4.7418 | 0.54458 | 5 | 0.28641
28967 | 3.685 | 1 | 365 | 4.1953 | 0.4446 | 4 | 0.63995
251 | 5 | 1 | 365 | 5.6925 | 0.45808 | 6 | 0.15055
1414 | 8.28 | 1 | 365 | 9.4267 | 0.97458 | 10 | 0.40131
3548 | 3.35 | 1 | 365 | 3.814 | 0.67691 | 4 | 0.49087
1024 | 7.37 | 1 | 365 | 8.3907 | 0.88921 | 9 | 0.27991
3221 | 2.45 | 1 | 365 | 2.7893 | 0.61446 | 3 | 0.40377
602 | 7.75 | 1 | 365 | 8.8233 | 0.76002 | 9 | 0.58335
704 | 5.25 | 1 | 365 | 5.9771 | 0.030984 | 6 | 0.0080754
1180 | 5.025 | 1 | 365 | 5.7209 | 0.51537 | 6 | 0.2363
1779 | 7.035 | 1 | 365 | 8.0093 | 0.12152 | 8 | 0.13082
1742 | 9.54 | 1 | 365 | 10.8612 | 0.86202 | 11 | 0.72325
1142 | 6.54 | 1 | 365 | 7.4457 | 0.98717 | 8 | 0.43292
86 | 7.75 | 1 | 365 | 8.8233 | 0.76002 | 9 | 0.58335
3670 | 11.25 | 1 | 365 | 12.8081 | 0.78068 | 13 | 0.58873
1731 | 5.232 | 1 | 365 | 5.9566 | 0.98973 | 6 | 0.94633
1416 | 4.355 | 1 | 365 | 4.9581 | 0.97999 | 5 | 0.93813
201 | 13.75 | 1 | 365 | 15.6543 | 0.50972 | 16 | 0.16401
2203 | 14.75 | 1 | 365 | 16.7928 | 0.80134 | 17 | 0.59412
1919 | 8.25 | 1 | 365 | 9.3926 | 0.90583 | 10 | 0.2984
1057 | 4.02 | 1 | 365 | 4.5767 | 0.2123 | 4 | 0.78904
1826 | 3.685 | 1 | 365 | 4.1953 | 0.4446 | 4 | 0.63995
1390 | 3.35 | 1 | 365 | 3.814 | 0.67691 | 4 | 0.49087
6459 | 4.69 | 1 | 365 | 5.3395 | 0.74768 | 6 | 0.087214
12022 | 6.375 | 1 | 365 | 7.2579 | 0.60905 | 7 | 0.86695
3738 | 5.4 | 1 | 365 | 6.1479 | 0.37473 | 6 | 0.52259
1219 | 8.82 | 1 | 365 | 10.0415 | 0.21205 | 10 | 0.25357
1035 | 3.35 | 1 | 365 | 3.814 | 0.67691 | 4 | 0.49087
378 | 2.94 | 1 | 365 | 3.3472 | 0.73735 | 4 | 0.084522
376 | 5.25 | 1 | 365 | 5.9771 | 0.030984 | 6 | 0.0080754
963 | 4.75 | 1 | 365 | 5.4078 | 0.88518 | 6 | 0.29302
2346 | 5.2 | 1 | 365 | 5.9202 | 0.9164 | 6 | 0.83657
1266 | 5 | 1 | 365 | 5.6925 | 0.45808 | 6 | 0.15055
10360 | 8.91 | 1 | 365 | 10.144 | 0.4183 | 10 | 0.56228
3189 | 1 | 1 | 365 | 1.1385 | 0.29162 | 1 | 0.43011
12529 | 7.5 | 1 | 365 | 8.5387 | 0.18712 | 8 | 0.72582
31191 | 3.75 | 1 | 365 | 4.2694 | 0.59356 | 4 | 0.86291
1450 | 6.7 | 1 | 365 | 7.6279 | 0.35383 | 7 | 0.98173
10394 | 11.772 | 1 | 365 | 13.4023 | 0.9769 | 14 | 0.37925
281 | 7.035 | 1 | 365 | 8.0093 | 0.12152 | 8 | 0.13082
1955 | 8.71 | 1 | 365 | 9.9163 | 0.95998 | 10 | 0.87625
1811 | 4 | 1 | 365 | 4.554 | 0.16646 | 4 | 0.72044
371 | 6 | 1 | 365 | 6.831 | 0.7497 | 7 | 0.58066
3253 | 5.5 | 1 | 365 | 6.2617 | 0.60389 | 6 | 0.8656
377 | 5.5 | 1 | 365 | 6.2617 | 0.60389 | 6 | 0.8656
890 | 6.25 | 1 | 365 | 7.1156 | 0.3226 | 7 | 0.43818
1039 | 5.36 | 1 | 365 | 6.1023 | 0.28306 | 6 | 0.38539
1367 | 9.38 | 1 | 365 | 10.6791 | 0.49536 | 11 | 0.17443
3234 | 4.77 | 1 | 365 | 5.4306 | 0.93101 | 6 | 0.36162
1810 | 6.03 | 1 | 365 | 6.8651 | 0.81844 | 7 | 0.68356
1202 | 5.36 | 1 | 365 | 6.1023 | 0.28306 | 6 | 0.38539
592 | 5.25 | 1 | 365 | 5.9771 | 0.030984 | 6 | 0.0080754
4289 | 4.02 | 1 | 365 | 4.5767 | 0.2123 | 4 | 0.78904
89 | 8.48 | 1 | 365 | 9.6544 | 0.4329 | 10 | 0.087329
4168 | 8.04 | 1 | 365 | 9.1535 | 0.42459 | 9 | 0.57808
3497 | 3.685 | 1 | 365 | 4.1953 | 0.4446 | 4 | 0.63995
5053 | 5 | 1 | 365 | 5.6925 | 0.45808 | 6 | 0.15055
2210 | 12 | 1 | 365 | 13.6619 | 0.49939 | 14 | 0.16132
22181 | 5 | 1 | 365 | 5.6925 | 0.45808 | 6 | 0.15055
22082 | 6 | 1 | 365 | 6.831 | 0.7497 | 7 | 0.58066
22179 | 5 | 1 | 365 | 5.6925 | 0.45808 | 6 | 0.15055
4510 | 5.886 | 1 | 365 | 6.7012 | 0.48845 | 7 | 0.18963
379 | 9.8 | 1 | 365 | 11.1572 | 0.45784 | 11 | 0.61507
1818 | 5.025 | 1 | 365 | 5.7209 | 0.51537 | 6 | 0.2363
1530 | 4.02 | 1 | 365 | 4.5767 | 0.2123 | 4 | 0.78904
3105 | 4.69 | 1 | 365 | 5.3395 | 0.74768 | 6 | 0.087214
1767 | 4.905 | 1 | 365 | 5.5843 | 0.24038 | 5 | 0.82469
1147 | 6.7 | 1 | 365 | 7.6279 | 0.35383 | 7 | 0.98173
4019 | 5.025 | 1 | 365 | 5.7209 | 0.51537 | 6 | 0.2363
1768 | 4.69 | 1 | 365 | 5.3395 | 0.74768 | 6 | 0.087214
1431 | 7.705 | 1 | 365 | 8.7721 | 0.6569 | 9 | 0.42899
1727 | 5 | 1 | 365 | 5.6925 | 0.45808 | 6 | 0.15055
349 | 5.39 | 1 | 365 | 6.1365 | 0.35181 | 6 | 0.48829
653 | 5.5 | 1 | 365 | 6.2617 | 0.60389 | 6 | 0.8656
805 | 6.5 | 1 | 365 | 7.4002 | 0.8955 | 8 | 0.29571
4832 | 4.75 | 1 | 365 | 5.4078 | 0.88518 | 6 | 0.29302
5070 | 12.73 | 1 | 365 | 14.493 | 0.17227 | 14 | 0.6653
1887 | 6.365 | 1 | 365 | 7.2465 | 0.58614 | 7 | 0.83265
811 | 3.5 | 1 | 365 | 3.9847 | 0.020656 | 4 | 0.0053836
1232 | 5.2 | 1 | 365 | 5.9202 | 0.9164 | 6 | 0.83657
807 | 7.5 | 1 | 365 | 8.5387 | 0.18712 | 8 | 0.72582
1090 | 6 | 1 | 365 | 6.831 | 0.7497 | 7 | 0.58066
575 | 8.925 | 1 | 365 | 10.1611 | 0.45267 | 10 | 0.61373
580 | 14.388 | 1 | 365 | 16.3806 | 0.97177 | 17 | 0.35242
550 | 5.46 | 1 | 365 | 6.2162 | 0.51222 | 6 | 0.7284
806 | 4 | 1 | 365 | 4.554 | 0.16646 | 4 | 0.72044
1866 | 3.35 | 1 | 365 | 3.814 | 0.67691 | 4 | 0.49087
833 | 10.35 | 1 | 365 | 11.7834 | 0.71823 | 12 | 0.50163
2963 | 4.355 | 1 | 365 | 4.9581 | 0.97999 | 5 | 0.93813
1128 | 3.92 | 1 | 365 | 4.4629 | 0.98313 | 5 | 0.44603
999 | 6.03 | 1 | 365 | 6.8651 | 0.81844 | 7 | 0.68356
1166 | 3.27 | 1 | 365 | 3.7229 | 0.49358 | 4 | 0.21646
683 | 8 | 1 | 365 | 9.1079 | 0.33293 | 9 | 0.44088
90 | 9.81 | 1 | 365 | 11.1686 | 0.48075 | 11 | 0.64938
1229 | 4.69 | 1 | 365 | 5.3395 | 0.74768 | 6 | 0.087214
2062 | 8.5 | 1 | 365 | 9.6772 | 0.47874 | 10 | 0.15593
1885 | 5.695 | 1 | 365 | 6.4837 | 0.050753 | 6 | 0.53447
14046 | 7 | 1 | 365 | 7.9695 | 0.041312 | 8 | 0.010767
1108 | 4.69 | 1 | 365 | 5.3395 | 0.74768 | 6 | 0.087214
1062 | 4.69 | 1 | 365 | 5.3395 | 0.74768 | 6 | 0.087214
1542 | 6 | 1 | 365 | 6.831 | 0.7497 | 7 | 0.58066
46756 | 7 | 1 | 365 | 7.9695 | 0.041312 | 8 | 0.010767
2167 | 11.772 | 1 | 365 | 13.4023 | 0.9769 | 14 | 0.37925
815 | 9.54 | 1 | 365 | 10.8612 | 0.86202 | 11 | 0.72325
3219 | 2.695 | 1 | 365 | 3.0682 | 0.17591 | 3 | 0.24415
1127 | 10.05 | 1 | 365 | 11.4419 | 0.030741 | 11 | 0.4726
1040 | 5.36 | 1 | 365 | 6.1023 | 0.28306 | 6 | 0.38539
24605 | 9.31 | 1 | 365 | 10.5994 | 0.33494 | 10 | 0.93432
77603 | 6.86 | 1 | 365 | 7.8101 | 0.72049 | 8 | 0.53055
1037 | 7.37 | 1 | 365 | 8.3907 | 0.88921 | 9 | 0.27991
3222 | 5.635 | 1 | 365 | 6.4154 | 0.91326 | 7 | 0.32867
3163 | 7.5 | 1 | 365 | 8.5387 | 0.18712 | 8 | 0.72582
5124 | 4.69 | 1 | 365 | 5.3395 | 0.74768 | 6 | 0.087214
4509 | 4.69 | 1 | 365 | 5.3395 | 0.74768 | 6 | 0.087214
2220 | 5.88 | 1 | 365 | 6.6943 | 0.4747 | 7 | 0.16904
1716 | 6.615 | 1 | 365 | 7.5311 | 0.15904 | 7 | 0.69018
2300 | 2.94 | 1 | 365 | 3.3472 | 0.73735 | 4 | 0.084522
1756 | 6.37 | 1 | 365 | 7.2522 | 0.59759 | 7 | 0.8498
3159 | 4.165 | 1 | 365 | 4.7418 | 0.54458 | 5 | 0.28641
5099 | 5.22 | 1 | 365 | 5.9429 | 0.96224 | 6 | 0.90517
2017 | 3.57 | 1 | 365 | 4.0644 | 0.18107 | 4 | 0.24549
1717 | 8.75 | 1 | 365 | 9.9618 | 0.05164 | 10 | 0.013459
2072 | 6.37 | 1 | 365 | 7.2522 | 0.59759 | 7 | 0.8498
3211 | 3.43 | 1 | 365 | 3.905 | 0.86024 | 4 | 0.76528
1415 | 2.5 | 1 | 365 | 2.8462 | 0.72904 | 3 | 0.57527
22180 | 5 | 1 | 365 | 5.6925 | 0.45808 | 6 | 0.15055
3673 | 5.5 | 1 | 365 | 6.2617 | 0.60389 | 6 | 0.8656
3171 | 4.41 | 1 | 365 | 5.0208 | 0.10603 | 5 | 0.12678
1805 | 6.03 | 1 | 365 | 6.8651 | 0.81844 | 7 | 0.68356
1388 | 4.02 | 1 | 365 | 4.5767 | 0.2123 | 4 | 0.78904
17927 | 4.9 | 1 | 365 | 5.5786 | 0.22892 | 5 | 0.80754
1209 | 3.685 | 1 | 365 | 4.1953 | 0.4446 | 4 | 0.63995
1906 | 4.69 | 1 | 365 | 5.3395 | 0.74768 | 6 | 0.087214
3428 | 6.03 | 1 | 365 | 6.8651 | 0.81844 | 7 | 0.68356
808 | 9.18 | 1 | 365 | 10.4514 | 0.037035 | 10 | 0.48841
1760 | 7.5 | 1 | 365 | 8.5387 | 0.18712 | 8 | 0.72582
695 | 5 | 1 | 365 | 5.6925 | 0.45808 | 6 | 0.15055
319 | 8.25 | 1 | 365 | 9.3926 | 0.90583 | 10 | 0.2984
1817 | 5.025 | 1 | 365 | 5.7209 | 0.51537 | 6 | 0.2363
2380 | 8.16 | 1 | 365 | 9.2901 | 0.69959 | 9 | 0.98969
1812 | 6.03 | 1 | 365 | 6.8651 | 0.81844 | 7 | 0.68356
1372 | 8.04 | 1 | 365 | 9.1535 | 0.42459 | 9 | 0.57808
489 | 4.68 | 1 | 365 | 5.3282 | 0.72476 | 6 | 0.052913
1126 | 4.251 | 1 | 365 | 4.8397 | 0.74166 | 5 | 0.5814
1437 | 4.5 | 1 | 365 | 5.1232 | 0.31227 | 5 | 0.43549
2066 | 8.16 | 1 | 365 | 9.2901 | 0.69959 | 9 | 0.98969
1537 | 6.375 | 1 | 365 | 7.2579 | 0.60905 | 7 | 0.86695
96 | 5.17 | 1 | 365 | 5.886 | 0.84765 | 6 | 0.73367
2023 | 5.61 | 1 | 365 | 6.3869 | 0.85597 | 7 | 0.24291
2789 | 7.5 | 1 | 365 | 8.5387 | 0.18712 | 8 | 0.72582
1473 | 10.5 | 1 | 365 | 11.9542 | 0.061968 | 12 | 0.016151
1683 | 7 | 1 | 365 | 7.9695 | 0.041312 | 8 | 0.010767
998 | 14.84 | 1 | 365 | 16.8952 | 0.0075814 | 16 | 0.90283
3380 | 5.605 | 1 | 365 | 6.3813 | 0.84451 | 7 | 0.22576
1775 | 5.83 | 1 | 365 | 6.6374 | 0.36012 | 6 | 0.99754
2360 | 5.5 | 1 | 365 | 6.2617 | 0.60389 | 6 | 0.8656
14234 | 5.695 | 1 | 365 | 6.4837 | 0.050753 | 6 | 0.53447
1123 | 8.75 | 1 | 365 | 9.9618 | 0.05164 | 10 | 0.013459
1093 | 5.355 | 1 | 365 | 6.0966 | 0.2716 | 6 | 0.36824
1096 | 6.25 | 1 | 365 | 7.1156 | 0.3226 | 7 | 0.43818
1559 | 7.75 | 1 | 365 | 8.8233 | 0.76002 | 9 | 0.58335
21233 | 9.75 | 1 | 365 | 11.1003 | 0.34326 | 11 | 0.44357
1532 | 7.5 | 1 | 365 | 8.5387 | 0.18712 | 8 | 0.72582
2065 | 9.18 | 1 | 365 | 10.4514 | 0.037035 | 10 | 0.48841
3256 | 4.75 | 1 | 365 | 5.4078 | 0.88518 | 6 | 0.29302
5001 | 8.415 | 1 | 365 | 9.5804 | 0.28395 | 9 | 0.86437
1773 | 5.3 | 1 | 365 | 6.034 | 0.14556 | 6 | 0.17958
1455 | 6 | 1 | 365 | 6.831 | 0.7497 | 7 | 0.58066
1933 | 3.43 | 1 | 365 | 3.905 | 0.86024 | 4 | 0.76528
1097 | 7.395 | 1 | 365 | 8.4192 | 0.9465 | 9 | 0.36566
6451 | 6.5 | 1 | 365 | 7.4002 | 0.8955 | 8 | 0.29571
263 | 8.25 | 1 | 365 | 9.3926 | 0.90583 | 10 | 0.2984
814 | 6.615 | 1 | 365 | 7.5311 | 0.15904 | 7 | 0.69018
414 | 5 | 1 | 365 | 5.6925 | 0.45808 | 6 | 0.15055
816 | 7.14 | 1 | 365 | 8.1288 | 0.36214 | 8 | 0.49098
4663 | 9 | 1 | 365 | 10.2464 | 0.62454 | 10 | 0.87099
817 | 8.925 | 1 | 365 | 10.1611 | 0.45267 | 10 | 0.61373
1456 | 3.5 | 1 | 365 | 3.9847 | 0.020656 | 4 | 0.0053836
616 | 4.5 | 1 | 365 | 5.1232 | 0.31227 | 5 | 0.43549
2379 | 5.355 | 1 | 365 | 6.0966 | 0.2716 | 6 | 0.36824
1813 | 3.35 | 1 | 365 | 3.814 | 0.67691 | 4 | 0.49087
1181 | 7.705 | 1 | 365 | 8.7721 | 0.6569 | 9 | 0.42899
3795 | 4.355 | 1 | 365 | 4.9581 | 0.97999 | 5 | 0.93813
401 | 4.42 | 1 | 365 | 5.0321 | 0.12894 | 5 | 0.16108
4085 | 14.4 | 1 | 365 | 16.3943 | 0.99927 | 17 | 0.39358
1325 | 7.8 | 1 | 365 | 8.8803 | 0.8746 | 9 | 0.75485
818 | 6.375 | 1 | 365 | 7.2579 | 0.60905 | 7 | 0.86695
1119 | 7.14 | 1 | 365 | 8.1288 | 0.36214 | 8 | 0.49098
1534 | 5.355 | 1 | 365 | 6.0966 | 0.2716 | 6 | 0.36824
3249 | 8.25 | 1 | 365 | 9.3926 | 0.90583 | 10 | 0.2984
2201 | 7.25 | 1 | 365 | 8.2541 | 0.61422 | 8 | 0.86829
1054 | 5.36 | 1 | 365 | 6.1023 | 0.28306 | 6 | 0.38539
3694 | 5.39 | 1 | 365 | 6.1365 | 0.35181 | 6 | 0.48829
1588 | 6.03 | 1 | 365 | 6.8651 | 0.81844 | 7 | 0.68356
1816 | 6.03 | 1 | 365 | 6.8651 | 0.81844 | 7 | 0.68356
383 | 12.255 | 1 | 365 | 13.9522 | 0.083754 | 14 | 0.035993
1249 | 8.58 | 1 | 365 | 9.7683 | 0.66207 | 10 | 0.43034
1268 | 5 | 1 | 365 | 5.6925 | 0.45808 | 6 | 0.15055
2222 | 7 | 1 | 365 | 7.9695 | 0.041312 | 8 | 0.010767
3072 | 5.559 | 1 | 365 | 6.3289 | 0.73909 | 7 | 0.067979
1130 | 6.7 | 1 | 365 | 7.6279 | 0.35383 | 7 | 0.98173
3214 | 6.05 | 1 | 365 | 6.8879 | 0.86428 | 7 | 0.75216
2214 | 5.5 | 1 | 365 | 6.2617 | 0.60389 | 6 | 0.8656
2284 | 5.5 | 1 | 365 | 6.2617 | 0.60389 | 6 | 0.8656
1112 | 10.2 | 1 | 365 | 11.6126 | 0.37448 | 11 | 0.98712
1512 | 5.36 | 1 | 365 | 6.1023 | 0.28306 | 6 | 0.38539
3058 | 5.36 | 1 | 365 | 6.1023 | 0.28306 | 6 | 0.38539
2377 | 3.43 | 1 | 365 | 3.905 | 0.86024 | 4 | 0.76528
1815 | 4.69 | 1 | 365 | 5.3395 | 0.74768 | 6 | 0.087214
1216 | 7.25 | 1 | 365 | 8.2541 | 0.61422 | 8 | 0.86829
1880 | 6.03 | 1 | 365 | 6.8651 | 0.81844 | 7 | 0.68356
1228 | 11.5 | 1 | 365 | 13.0927 | 0.35358 | 13 | 0.44626
17140 | 6 | 1 | 365 | 6.831 | 0.7497 | 7 | 0.58066
11285 | 6.365 | 1 | 365 | 7.2465 | 0.58614 | 7 | 0.83265
172 | 7 | 1 | 365 | 7.9695 | 0.041312 | 8 | 0.010767
14924 | 4.76 | 1 | 365 | 5.4192 | 0.90809 | 6 | 0.32732
578 | 3.42 | 1 | 365 | 3.8936 | 0.83733 | 4 | 0.73097
809 | 4.845 | 1 | 365 | 5.516 | 0.10288 | 5 | 0.61888
3419 | 4.5 | 1 | 365 | 5.1232 | 0.31227 | 5 | 0.43549
1540 | 3.57 | 1 | 365 | 4.0644 | 0.18107 | 4 | 0.24549
812 | 6.37 | 1 | 365 | 7.2522 | 0.59759 | 7 | 0.8498
1828 | 7.705 | 1 | 365 | 8.7721 | 0.6569 | 9 | 0.42899
1144 | 6.63 | 1 | 365 | 7.5482 | 0.19341 | 7 | 0.74163
4211 | 6.5 | 1 | 365 | 7.4002 | 0.8955 | 8 | 0.29571
1234 | 6.3 | 1 | 365 | 7.1725 | 0.43718 | 7 | 0.60969
791 | 6.5 | 1 | 365 | 7.4002 | 0.8955 | 8 | 0.29571
2488 | 6.25 | 1 | 365 | 7.1156 | 0.3226 | 7 | 0.43818
13951 | 3.78 | 1 | 365 | 4.3035 | 0.66231 | 4 | 0.96581
797 | 7.848 | 1 | 365 | 8.9349 | 0.9846 | 9 | 0.9195
1211 | 3.35 | 1 | 365 | 3.814 | 0.67691 | 4 | 0.49087
1000 | 7.848 | 1 | 365 | 8.9349 | 0.9846 | 9 | 0.9195
996 | 3.18 | 1 | 365 | 3.6204 | 0.28734 | 3 | 0.90775
3872 | 7.75 | 1 | 365 | 8.8233 | 0.76002 | 9 | 0.58335
1392 | 5.025 | 1 | 365 | 5.7209 | 0.51537 | 6 | 0.2363
4600 | 5.355 | 1 | 365 | 6.0966 | 0.2716 | 6 | 0.36824
4743 | 5.75 | 1 | 365 | 6.5463 | 0.17679 | 6 | 0.72313
6422 | 10.965 | 1 | 365 | 12.4836 | 0.12757 | 12 | 0.61115
5526 | 4.5 | 1 | 365 | 5.1232 | 0.31227 | 5 | 0.43549
5504 | 5.75 | 1 | 365 | 6.5463 | 0.17679 | 6 | 0.72313
1055 | 3.35 | 1 | 365 | 3.814 | 0.67691 | 4 | 0.49087
1638 | 5.75 | 1 | 365 | 6.5463 | 0.17679 | 6 | 0.72313
3644 | 3.924 | 1 | 365 | 4.4674 | 0.9923 | 5 | 0.45975
7441 | 9 | 1 | 365 | 10.2464 | 0.62454 | 10 | 0.87099
1173 | 6.75 | 1 | 365 | 7.6848 | 0.46841 | 8 | 0.15324
1383 | 5.75 | 1 | 365 | 6.5463 | 0.17679 | 6 | 0.72313
317 | 6.5 | 1 | 365 | 7.4002 | 0.8955 | 8 | 0.29571
1052 | 6.03 | 1 | 365 | 6.8651 | 0.81844 | 7 | 0.68356
7591 | 6 | 1 | 365 | 6.831 | 0.7497 | 7 | 0.58066
1370 | 7.5 | 1 | 365 | 8.5387 | 0.18712 | 8 | 0.72582
1564 | 10.72 | 1 | 365 | 12.2047 | 0.56612 | 12 | 0.77077
2086 | 4.485 | 1 | 365 | 5.1061 | 0.2779 | 5 | 0.38404
891 | 4.905 | 1 | 365 | 5.5843 | 0.24038 | 5 | 0.82469
2156 | 7.95 | 1 | 365 | 9.051 | 0.21835 | 9 | 0.26937
2345 | 7.5 | 1 | 365 | 8.5387 | 0.18712 | 8 | 0.72582
2516 | 9 | 1 | 365 | 10.2464 | 0.62454 | 10 | 0.87099
1428 | 6 | 1 | 365 | 6.831 | 0.7497 | 7 | 0.58066
5632 | 7 | 1 | 365 | 7.9695 | 0.041312 | 8 | 0.010767
2223 | 3 | 1 | 365 | 3.4155 | 0.87485 | 4 | 0.29033
2063 | 3.75 | 1 | 365 | 4.2694 | 0.59356 | 4 | 0.86291
4603 | 6.63 | 1 | 365 | 7.5482 | 0.19341 | 7 | 0.74163
4701 | 5 | 1 | 365 | 5.6925 | 0.45808 | 6 | 0.15055
4605 | 3.825 | 1 | 365 | 4.3547 | 0.76543 | 5 | 0.12017
3157 | 4.9 | 1 | 365 | 5.5786 | 0.22892 | 5 | 0.80754
4607 | 3.825 | 1 | 365 | 4.3547 | 0.76543 | 5 | 0.12017
1124 | 4.02 | 1 | 365 | 4.5767 | 0.2123 | 4 | 0.78904
879 | 11.772 | 1 | 365 | 13.4023 | 0.9769 | 14 | 0.37925
638 | 3.5 | 1 | 365 | 3.9847 | 0.020656 | 4 | 0.0053836
1088 | 4.25 | 1 | 365 | 4.8386 | 0.73937 | 5 | 0.57797
1391 | 3.35 | 1 | 365 | 3.814 | 0.67691 | 4 | 0.49087
2887 | 4.355 | 1 | 365 | 4.9581 | 0.97999 | 5 | 0.93813
813 | 5.1 | 1 | 365 | 5.8063 | 0.68724 | 6 | 0.49356
1928 | 4.59 | 1 | 365 | 5.2257 | 0.51852 | 5 | 0.7442
2064 | 3.5 | 1 | 365 | 3.9847 | 0.020656 | 4 | 0.0053836
3415 | 14.74 | 1 | 365 | 16.7814 | 0.77842 | 17 | 0.55982
796 | 12.753 | 1 | 365 | 14.5192 | 0.22498 | 14 | 0.74419
2255 | 6.12 | 1 | 365 | 6.9676 | 0.02469 | 6 | 0.99227
1648 | 6.25 | 1 | 365 | 7.1156 | 0.3226 | 7 | 0.43818
10603 | 4.5 | 1 | 365 | 5.1232 | 0.31227 | 5 | 0.43549
1713 | 7.14 | 1 | 365 | 8.1288 | 0.36214 | 8 | 0.49098
820 | 4.335 | 1 | 365 | 4.9354 | 0.93416 | 5 | 0.86953
53103 | 7.84 | 1 | 365 | 8.9258 | 0.96627 | 9 | 0.89206
11275 | 3.75 | 1 | 365 | 4.2694 | 0.59356 | 4 | 0.86291
259 | 9 | 1 | 365 | 10.2464 | 0.62454 | 10 | 0.87099
5208 | 4.24 | 1 | 365 | 4.8272 | 0.71645 | 5 | 0.54366
3177 | 9.045 | 1 | 365 | 10.2977 | 0.72767 | 11 | 0.025341
2303 | 5.5 | 1 | 365 | 6.2617 | 0.60389 | 6 | 0.8656
2302 | 8.085 | 1 | 365 | 9.2047 | 0.52772 | 9 | 0.73244
1723 | 6.25 | 1 | 365 | 7.1156 | 0.3226 | 7 | 0.43818
1323 | 7 | 1 | 365 | 7.9695 | 0.041312 | 8 | 0.010767
2221 | 3.92 | 1 | 365 | 4.4629 | 0.98313 | 5 | 0.44603
1393 | 7.035 | 1 | 365 | 8.0093 | 0.12152 | 8 | 0.13082
13228 | 6 | 1 | 365 | 6.831 | 0.7497 | 7 | 0.58066
3411 | 4.69 | 1 | 365 | 5.3395 | 0.74768 | 6 | 0.087214
1225 | 5.39 | 1 | 365 | 6.1365 | 0.35181 | 6 | 0.48829
4609 | 7.5 | 1 | 365 | 8.5387 | 0.18712 | 8 | 0.72582
2159 | 4 | 1 | 365 | 4.554 | 0.16646 | 4 | 0.72044
847 | 7.705 | 1 | 365 | 8.7721 | 0.6569 | 9 | 0.42899
28304 | 9.045 | 1 | 365 | 10.2977 | 0.72767 | 11 | 0.025341
586 | 6.25 | 1 | 365 | 7.1156 | 0.3226 | 7 | 0.43818
1650 | 4.845 | 1 | 365 | 5.516 | 0.10288 | 5 | 0.61888
10185 | 4.75 | 1 | 365 | 5.4078 | 0.88518 | 6 | 0.29302
1989 | 8.04 | 1 | 365 | 9.1535 | 0.42459 | 9 | 0.57808
645 | 10.25 | 1 | 365 | 11.6696 | 0.48906 | 12 | 0.15862
1930 | 7.25 | 1 | 365 | 8.2541 | 0.61422 | 8 | 0.86829
3490 | 5 | 1 | 365 | 5.6925 | 0.45808 | 6 | 0.15055
1685 | 9.12 | 1 | 365 | 10.3831 | 0.89954 | 11 | 0.2826
1714 | 9.75 | 1 | 365 | 11.1003 | 0.34326 | 11 | 0.44357
4195 | 9.9 | 1 | 365 | 11.2711 | 0.687 | 11 | 0.95809
1205 | 6.7 | 1 | 365 | 7.6279 | 0.35383 | 7 | 0.98173
3074 | 4 | 1 | 365 | 4.554 | 0.16646 | 4 | 0.72044
731 | 3.5 | 1 | 365 | 3.9847 | 0.020656 | 4 | 0.0053836
668 | 4.75 | 1 | 365 | 5.4078 | 0.88518 | 6 | 0.29302
171 | 3 | 1 | 365 | 3.4155 | 0.87485 | 4 | 0.29033
2791 | 10 | 1 | 365 | 11.3849 | 0.91616 | 12 | 0.3011
19990 | 5 | 1 | 365 | 5.6925 | 0.45808 | 6 | 0.15055
1371 | 3.92 | 1 | 365 | 4.4629 | 0.98313 | 5 | 0.44603
1730 | 7.56 | 1 | 365 | 8.607 | 0.32462 | 8 | 0.93163
175 | 7 | 1 | 365 | 7.9695 | 0.041312 | 8 | 0.010767
986 | 11.75 | 1 | 365 | 13.3773 | 0.92649 | 14 | 0.30379
655 | 10.75 | 1 | 365 | 12.2388 | 0.63487 | 12 | 0.87368
676 | 2.12 | 1 | 365 | 2.4136 | 0.85823 | 3 | 0.27183
54634 | 8.375 | 1 | 365 | 9.5349 | 0.19228 | 9 | 0.72717
1762 | 3.35 | 1 | 365 | 3.814 | 0.67691 | 4 | 0.49087
846 | 4.355 | 1 | 365 | 4.9581 | 0.97999 | 5 | 0.93813
893 | 7.035 | 1 | 365 | 8.0093 | 0.12152 | 8 | 0.13082
2161 | 5.83 | 1 | 365 | 6.6374 | 0.36012 | 6 | 0.99754
753 | 5.5 | 1 | 365 | 6.2617 | 0.60389 | 6 | 0.8656
1838 | 3.685 | 1 | 365 | 4.1953 | 0.4446 | 4 | 0.63995
520 | 8.1 | 1 | 365 | 9.2218 | 0.56209 | 9 | 0.78389
409 | 8.25 | 1 | 365 | 9.3926 | 0.90583 | 10 | 0.2984
702 | 4.165 | 1 | 365 | 4.7418 | 0.54458 | 5 | 0.28641
1148 | 2.94 | 1 | 365 | 3.3472 | 0.73735 | 4 | 0.084522
1886 | 4.9 | 1 | 365 | 5.5786 | 0.22892 | 5 | 0.80754
2075 | 4.59 | 1 | 365 | 5.2257 | 0.51852 | 5 | 0.7442
4106 | 4.9 | 1 | 365 | 5.5786 | 0.22892 | 5 | 0.80754
1875 | 4.41 | 1 | 365 | 5.0208 | 0.10603 | 5 | 0.12678
1612 | 6.75 | 1 | 365 | 7.6848 | 0.46841 | 8 | 0.15324
3184 | 11.772 | 1 | 365 | 13.4023 | 0.9769 | 14 | 0.37925
1538 | 5.5 | 1 | 365 | 6.2617 | 0.60389 | 6 | 0.8656
584 | 9.5 | 1 | 365 | 10.8157 | 0.77035 | 11 | 0.58604
4234 | 7 | 1 | 365 | 7.9695 | 0.041312 | 8 | 0.010767
3376 | 5 | 1 | 365 | 5.6925 | 0.45808 | 6 | 0.15055
1233 | 4.02 | 1 | 365 | 4.5767 | 0.2123 | 4 | 0.78904
1212 | 3.675 | 1 | 365 | 4.184 | 0.42169 | 4 | 0.60565
2950 | 6.7 | 1 | 365 | 7.6279 | 0.35383 | 7 | 0.98173
1150 | 4.69 | 1 | 365 | 5.3395 | 0.74768 | 6 | 0.087214
2859 | 5.36 | 1 | 365 | 6.1023 | 0.28306 | 6 | 0.38539
657 | 6.5 | 1 | 365 | 7.4002 | 0.8955 | 8 | 0.29571
524 | 6.03 | 1 | 365 | 6.8651 | 0.81844 | 7 | 0.68356
1822 | 4.25 | 1 | 365 | 4.8386 | 0.73937 | 5 | 0.57797
4304 | 6.9 | 1 | 365 | 7.8556 | 0.81215 | 8 | 0.66776
1593 | 3.924 | 1 | 365 | 4.4674 | 0.9923 | 5 | 0.45975
2429 | 4.4 | 1 | 365 | 5.0094 | 0.08311 | 5 | 0.092482
1095 | 6.885 | 1 | 365 | 7.8385 | 0.77778 | 8 | 0.6163
880 | 10.725 | 1 | 365 | 12.2103 | 0.57758 | 12 | 0.78793
352 | 10.2 | 1 | 365 | 11.6126 | 0.37448 | 11 | 0.98712
1433 | 5 | 1 | 365 | 5.6925 | 0.45808 | 6 | 0.15055
3678 | 8.25 | 1 | 365 | 9.3926 | 0.90583 | 10 | 0.2984
1058 | 7.705 | 1 | 365 | 8.7721 | 0.6569 | 9 | 0.42899
1170 | 6.5 | 1 | 365 | 7.4002 | 0.8955 | 8 | 0.29571
1561 | 6.25 | 1 | 365 | 7.1156 | 0.3226 | 7 | 0.43818
168 | 11.5 | 1 | 365 | 13.0927 | 0.35358 | 13 | 0.44626
3101 | 3.35 | 1 | 365 | 3.814 | 0.67691 | 4 | 0.49087
1642 | 8.5 | 1 | 365 | 9.6772 | 0.47874 | 10 | 0.15593
1321 | 2.25 | 1 | 365 | 2.5616 | 0.15614 | 2 | 0.71775
5464 | 5 | 1 | 365 | 5.6925 | 0.45808 | 6 | 0.15055
1843 | 5.5 | 1 | 365 | 6.2617 | 0.60389 | 6 | 0.8656
3316 | 7.848 | 1 | 365 | 8.9349 | 0.9846 | 9 | 0.9195
2212 | 6 | 1 | 365 | 6.831 | 0.7497 | 7 | 0.58066
556 | 8.91 | 1 | 365 | 10.144 | 0.4183 | 10 | 0.56228
3312 | 6.89 | 1 | 365 | 7.8442 | 0.78923 | 8 | 0.63346
5470 | 7.15 | 1 | 365 | 8.1402 | 0.13616 | 8 | 0.27639
1840 | 1.92 | 1 | 365 | 2.1859 | 0.3999 | 2 | 0.58581
1859 | 9.8 | 1 | 365 | 11.1572 | 0.45784 | 11 | 0.61507
2483 | 9.275 | 1 | 365 | 10.5595 | 0.25474 | 10 | 0.81427
350 | 4.5 | 1 | 365 | 5.1232 | 0.31227 | 5 | 0.43549
7877 | 5.36 | 1 | 365 | 6.1023 | 0.28306 | 6 | 0.38539
7304 | 4.9 | 1 | 365 | 5.5786 | 0.22892 | 5 | 0.80754
987 | 5.25 | 1 | 365 | 5.9771 | 0.030984 | 6 | 0.0080754
3787 | 3.64 | 1 | 365 | 4.1441 | 0.34148 | 4 | 0.4856
3232 | 10.335 | 1 | 365 | 11.7663 | 0.68385 | 12 | 0.45018
2740 | 13.08 | 1 | 365 | 14.8915 | 0.97434 | 15 | 0.86583
2506 | 9 | 1 | 365 | 10.2464 | 0.62454 | 10 | 0.87099
1958 | 4.14 | 1 | 365 | 4.7134 | 0.48729 | 5 | 0.20065
623 | 8.48 | 1 | 365 | 9.6544 | 0.4329 | 10 | 0.087329
1876 | 5.025 | 1 | 365 | 5.7209 | 0.51537 | 6 | 0.2363
19120 | 5.25 | 1 | 365 | 5.9771 | 0.030984 | 6 | 0.0080754
1644 | 6.25 | 1 | 365 | 7.1156 | 0.3226 | 7 | 0.43818
899 | 5.886 | 1 | 365 | 6.7012 | 0.48845 | 7 | 0.18963
1262 | 5.83 | 1 | 365 | 6.6374 | 0.36012 | 6 | 0.99754
1529 | 7 | 1 | 365 | 7.9695 | 0.041312 | 8 | 0.010767
2957 | 4.69 | 1 | 365 | 5.3395 | 0.74768 | 6 | 0.087214
576 | 7.37 | 1 | 365 | 8.3907 | 0.88921 | 9 | 0.27991
1535 | 3.57 | 1 | 365 | 4.0644 | 0.18107 | 4 | 0.24549
405 | 5 | 1 | 365 | 5.6925 | 0.45808 | 6 | 0.15055
3742 | 5 | 1 | 365 | 5.6925 | 0.45808 | 6 | 0.15055
1755 | 4.08 | 1 | 365 | 4.6451 | 0.34979 | 4 | 0.99485
2409 | 7.25 | 1 | 365 | 8.2541 | 0.61422 | 8 | 0.86829
1176 | 8.04 | 1 | 365 | 9.1535 | 0.42459 | 9 | 0.57808
4199 | 4.02 | 1 | 365 | 4.5767 | 0.2123 | 4 | 0.78904
978 | 6 | 1 | 365 | 6.831 | 0.7497 | 7 | 0.58066
2741 | 8.28 | 1 | 365 | 9.4267 | 0.97458 | 10 | 0.40131
1098 | 4.75 | 1 | 365 | 5.4078 | 0.88518 | 6 | 0.29302
1146 | 6.03 | 1 | 365 | 6.8651 | 0.81844 | 7 | 0.68356
54026 | 4.578 | 1 | 365 | 5.212 | 0.49102 | 5 | 0.70304
48215 | 11 | 1 | 365 | 12.5234 | 0.20778 | 12 | 0.73121
2289 | 13.5 | 1 | 365 | 15.3697 | 0.93682 | 16 | 0.30648
3868 | 3 | 1 | 365 | 3.4155 | 0.87485 | 4 | 0.29033
3152 | 4.41 | 1 | 365 | 5.0208 | 0.10603 | 5 | 0.12678
5967 | 11.96 | 1 | 365 | 13.6164 | 0.40773 | 14 | 0.024111
1111 | 6.5 | 1 | 365 | 7.4002 | 0.8955 | 8 | 0.29571
2989 | 4.25 | 1 | 365 | 4.8386 | 0.73937 | 5 | 0.57797
2291 | 5 | 1 | 365 | 5.6925 | 0.45808 | 6 | 0.15055
333 | 3.675 | 1 | 365 | 4.184 | 0.42169 | 4 | 0.60565
2521 | 12.25 | 1 | 365 | 13.9465 | 0.072296 | 14 | 0.018843
59923 | 4 | 1 | 365 | 4.554 | 0.16646 | 4 | 0.72044
1853 | 3.5 | 1 | 365 | 3.9847 | 0.020656 | 4 | 0.0053836
3115 | 7.5 | 1 | 365 | 8.5387 | 0.18712 | 8 | 0.72582
3067 | 6 | 1 | 365 | 6.831 | 0.7497 | 7 | 0.58066
1697 | 6.25 | 1 | 365 | 7.1156 | 0.3226 | 7 | 0.43818
1339 | 7.84 | 1 | 365 | 8.9258 | 0.96627 | 9 | 0.89206
1789 | 3.35 | 1 | 365 | 3.814 | 0.67691 | 4 | 0.49087
3334 | 7.28 | 1 | 365 | 8.2882 | 0.68296 | 8 | 0.9712
2030 | 3.5 | 1 | 365 | 3.9847 | 0.020656 | 4 | 0.0053836
3142 | 3.5 | 1 | 365 | 3.9847 | 0.020656 | 4 | 0.0053836
3208 | 4.75 | 1 | 365 | 5.4078 | 0.88518 | 6 | 0.29302
2508 | 7 | 1 | 365 | 7.9695 | 0.041312 | 8 | 0.010767
1168 | 3.924 | 1 | 365 | 4.4674 | 0.9923 | 5 | 0.45975
1235 | 10.5 | 1 | 365 | 11.9542 | 0.061968 | 12 | 0.016151
1952 | 5.775 | 1 | 365 | 6.5748 | 0.23408 | 6 | 0.80888
1160 | 9 | 1 | 365 | 10.2464 | 0.62454 | 10 | 0.87099
1330 | 7.75 | 1 | 365 | 8.8233 | 0.76002 | 9 | 0.58335
1472 | 6.75 | 1 | 365 | 7.6848 | 0.46841 | 8 | 0.15324
3146 | 5.88 | 1 | 365 | 6.6943 | 0.4747 | 7 | 0.16904
5469 | 5.25 | 1 | 365 | 5.9771 | 0.030984 | 6 | 0.0080754
13205 | 7.848 | 1 | 365 | 8.9349 | 0.9846 | 9 | 0.9195
1172 | 4.5 | 1 | 365 | 5.1232 | 0.31227 | 5 | 0.43549
1156 | 8.5 | 1 | 365 | 9.6772 | 0.47874 | 10 | 0.15593
2442 | 6.7 | 1 | 365 | 7.6279 | 0.35383 | 7 | 0.98173
9645 | 9.18 | 1 | 365 | 10.4514 | 0.037035 | 10 | 0.48841
2287 | 3.12 | 1 | 365 | 3.5521 | 0.14984 | 3 | 0.70194
4086 | 7 | 1 | 365 | 7.9695 | 0.041312 | 8 | 0.010767
3828 | 9 | 1 | 365 | 10.2464 | 0.62454 | 10 | 0.87099
56593 | 7.848 | 1 | 365 | 8.9349 | 0.9846 | 9 | 0.9195
2990 | 4.75 | 1 | 365 | 5.4078 | 0.88518 | 6 | 0.29302
6329 | 5 | 1 | 365 | 5.6925 | 0.45808 | 6 | 0.15055
1201 | 4.5 | 1 | 365 | 5.1232 | 0.31227 | 5 | 0.43549
16286 | 5.61 | 1 | 365 | 6.3869 | 0.85597 | 7 | 0.24291
530 | 10.8 | 1 | 365 | 12.2957 | 0.74945 | 13 | 0.045184
1252 | 5.98 | 1 | 365 | 6.8082 | 0.70386 | 7 | 0.51206
3158 | 8.5 | 1 | 365 | 9.6772 | 0.47874 | 10 | 0.15593
354 | 7.14 | 1 | 365 | 8.1288 | 0.36214 | 8 | 0.49098
1769 | 6.37 | 1 | 365 | 7.2522 | 0.59759 | 7 | 0.8498
754 | 3.5 | 1 | 365 | 3.9847 | 0.020656 | 4 | 0.0053836
2158 | 6.5 | 1 | 365 | 7.4002 | 0.8955 | 8 | 0.29571
876 | 5 | 1 | 365 | 5.6925 | 0.45808 | 6 | 0.15055
3556 | 5.36 | 1 | 365 | 6.1023 | 0.28306 | 6 | 0.38539
570 | 3.75 | 1 | 365 | 4.2694 | 0.59356 | 4 | 0.86291
669 | 2 | 1 | 365 | 2.277 | 0.58323 | 2 | 0.86022
170 | 12 | 1 | 365 | 13.6619 | 0.49939 | 14 | 0.16132
2174 | 5.5 | 1 | 365 | 6.2617 | 0.60389 | 6 | 0.8656
4136 | 6.03 | 1 | 365 | 6.8651 | 0.81844 | 7 | 0.68356
1341 | 6.375 | 1 | 365 | 7.2579 | 0.60905 | 7 | 0.86695
1271 | 4.08 | 1 | 365 | 4.6451 | 0.34979 | 4 | 0.99485
965 | 10.464 | 1 | 365 | 11.9132 | 0.97947 | 12 | 0.89267
6567 | 3.43 | 1 | 365 | 3.905 | 0.86024 | 4 | 0.76528
1785 | 7.84 | 1 | 365 | 8.9258 | 0.96627 | 9 | 0.89206
1765 | 5.695 | 1 | 365 | 6.4837 | 0.050753 | 6 | 0.53447
353 | 6.25 | 1 | 365 | 7.1156 | 0.3226 | 7 | 0.43818
4748 | 5.5 | 1 | 365 | 6.2617 | 0.60389 | 6 | 0.8656
3200 | 2.5 | 1 | 365 | 2.8462 | 0.72904 | 3 | 0.57527
14095 | 15 | 1 | 365 | 17.0774 | 0.37424 | 17 | 0.45164
714 | 7.5 | 1 | 365 | 8.5387 | 0.18712 | 8 | 0.72582
612 | 2.25 | 1 | 365 | 2.5616 | 0.15614 | 2 | 0.71775
1165 | 6.03 | 1 | 365 | 6.8651 | 0.81844 | 7 | 0.68356
1869 | 7.37 | 1 | 365 | 8.3907 | 0.88921 | 9 | 0.27991
27805 | 11.4 | 1 | 365 | 12.9788 | 0.12442 | 13 | 0.10325
2852 | 3.35 | 1 | 365 | 3.814 | 0.67691 | 4 | 0.49087
3589 | 7.5 | 1 | 365 | 8.5387 | 0.18712 | 8 | 0.72582
1781 | 7.035 | 1 | 365 | 8.0093 | 0.12152 | 8 | 0.13082
2961 | 7.035 | 1 | 365 | 8.0093 | 0.12152 | 8 | 0.13082
617 | 3.75 | 1 | 365 | 4.2694 | 0.59356 | 4 | 0.86291
749 | 6 | 1 | 365 | 6.831 | 0.7497 | 7 | 0.58066
404 | 5.886 | 1 | 365 | 6.7012 | 0.48845 | 7 | 0.18963
1335 | 7 | 1 | 365 | 7.9695 | 0.041312 | 8 | 0.010767
48165 | 3.5 | 1 | 365 | 3.9847 | 0.020656 | 4 | 0.0053836
1174 | 3.25 | 1 | 365 | 3.7001 | 0.44775 | 4 | 0.14786
1364 | 7.194 | 1 | 365 | 8.1903 | 0.48589 | 8 | 0.67621
624 | 7 | 1 | 365 | 7.9695 | 0.041312 | 8 | 0.010767
167 | 4.5 | 1 | 365 | 5.1232 | 0.31227 | 5 | 0.43549
1422 | 9.9 | 1 | 365 | 11.2711 | 0.687 | 11 | 0.95809
597 | 4 | 1 | 365 | 4.554 | 0.16646 | 4 | 0.72044
581 | 6.75 | 1 | 365 | 7.6848 | 0.46841 | 8 | 0.15324
1792 | 4.02 | 1 | 365 | 4.5767 | 0.2123 | 4 | 0.78904
4179 | 8.04 | 1 | 365 | 9.1535 | 0.42459 | 9 | 0.57808
1217 | 8.04 | 1 | 365 | 9.1535 | 0.42459 | 9 | 0.57808
2860 | 3.35 | 1 | 365 | 3.814 | 0.67691 | 4 | 0.49087
1424 | 6.03 | 1 | 365 | 6.8651 | 0.81844 | 7 | 0.68356
1218 | 5.94 | 1 | 365 | 6.7627 | 0.6122 | 7 | 0.37485
1597 | 14.25 | 1 | 365 | 16.2235 | 0.65553 | 16 | 0.87906
2819 | 9 | 1 | 365 | 10.2464 | 0.62454 | 10 | 0.87099
1435 | 5.025 | 1 | 365 | 5.7209 | 0.51537 | 6 | 0.2363
1270 | 2.5 | 1 | 365 | 2.8462 | 0.72904 | 3 | 0.57527
1737 | 6.54 | 1 | 365 | 7.4457 | 0.98717 | 8 | 0.43292
7880 | 6.05 | 1 | 365 | 6.8879 | 0.86428 | 7 | 0.75216
3170 | 3.35 | 1 | 365 | 3.814 | 0.67691 | 4 | 0.49087
1206 | 4.69 | 1 | 365 | 5.3395 | 0.74768 | 6 | 0.087214
3528 | 6.9 | 1 | 365 | 7.8556 | 0.81215 | 8 | 0.66776
1492 | 7 | 1 | 365 | 7.9695 | 0.041312 | 8 | 0.010767
3164 | 9 | 1 | 365 | 10.2464 | 0.62454 | 10 | 0.87099
614 | 4 | 1 | 365 | 4.554 | 0.16646 | 4 | 0.72044
2788 | 5 | 1 | 365 | 5.6925 | 0.45808 | 6 | 0.15055
1725 | 5.75 | 1 | 365 | 6.5463 | 0.17679 | 6 | 0.72313
2374 | 9.5 | 1 | 365 | 10.8157 | 0.77035 | 11 | 0.58604
4284 | 4.56 | 1 | 365 | 5.1915 | 0.44977 | 5 | 0.6413
1520 | 6.76 | 1 | 365 | 7.6962 | 0.49132 | 8 | 0.18754
44958 | 7.5 | 1 | 365 | 8.5387 | 0.18712 | 8 | 0.72582
257 | 9 | 1 | 365 | 10.2464 | 0.62454 | 10 | 0.87099
1169 | 6 | 1 | 365 | 6.831 | 0.7497 | 7 | 0.58066
440 | 6.5 | 1 | 365 | 7.4002 | 0.8955 | 8 | 0.29571
6192 | 3.75 | 1 | 365 | 4.2694 | 0.59356 | 4 | 0.86291
1560 | 8.5 | 1 | 365 | 9.6772 | 0.47874 | 10 | 0.15593
1531 | 8.67 | 1 | 365 | 9.8707 | 0.86831 | 10 | 0.73905
454 | 5.25 | 1 | 365 | 5.9771 | 0.030984 | 6 | 0.0080754
145 | 12.5 | 1 | 365 | 14.2312 | 0.6452 | 14 | 0.87637
1145 | 4.9 | 1 | 365 | 5.5786 | 0.22892 | 5 | 0.80754
1411 | 7.5 | 1 | 365 | 8.5387 | 0.18712 | 8 | 0.72582
439 | 8.75 | 1 | 365 | 9.9618 | 0.05164 | 10 | 0.013459
1182 | 6.7 | 1 | 365 | 7.6279 | 0.35383 | 7 | 0.98173
904 | 6.75 | 1 | 365 | 7.6848 | 0.46841 | 8 | 0.15324
1870 | 3.35 | 1 | 365 | 3.814 | 0.67691 | 4 | 0.49087
339 | 8 | 1 | 365 | 9.1079 | 0.33293 | 9 | 0.44088
3602 | 9 | 1 | 365 | 10.2464 | 0.62454 | 10 | 0.87099
4608 | 6.12 | 1 | 365 | 6.9676 | 0.02469 | 6 | 0.99227
3594 | 8 | 1 | 365 | 9.1079 | 0.33293 | 9 | 0.44088
1149 | 4.02 | 1 | 365 | 4.5767 | 0.2123 | 4 | 0.78904
628 | 4.75 | 1 | 365 | 5.4078 | 0.88518 | 6 | 0.29302
964 | 10.05 | 1 | 365 | 11.4419 | 0.030741 | 11 | 0.4726
381 | 10.5 | 1 | 365 | 11.9542 | 0.061968 | 12 | 0.016151
848 | 6.213 | 1 | 365 | 7.0735 | 0.23781 | 7 | 0.31127
582 | 2.75 | 1 | 365 | 3.1309 | 0.30194 | 3 | 0.4328
4076 | 4.5 | 1 | 365 | 5.1232 | 0.31227 | 5 | 0.43549
4712 | 5 | 1 | 365 | 5.6925 | 0.45808 | 6 | 0.15055
460 | 4.75 | 1 | 365 | 5.4078 | 0.88518 | 6 | 0.29302
2211 | 5.25 | 1 | 365 | 5.9771 | 0.030984 | 6 | 0.0080754
3980 | 6.5 | 1 | 365 | 7.4002 | 0.8955 | 8 | 0.29571
1957 | 12.65 | 1 | 365 | 14.4019 | 0.98894 | 15 | 0.39089
3876 | 3.71 | 1 | 365 | 4.2238 | 0.5019 | 4 | 0.72571
1480 | 3.597 | 1 | 365 | 4.0952 | 0.24294 | 4 | 0.3381
5467 | 5.5 | 1 | 365 | 6.2617 | 0.60389 | 6 | 0.8656
1557 | 13.734 | 1 | 365 | 15.6361 | 0.47305 | 16 | 0.10913
2512 | 7.65 | 1 | 365 | 8.7095 | 0.53086 | 9 | 0.24034
2890 | 12.075 | 1 | 365 | 13.7473 | 0.67126 | 14 | 0.41857
2076 | 14.75 | 1 | 365 | 16.7928 | 0.80134 | 17 | 0.59412
4567 | 3.78 | 1 | 365 | 4.3035 | 0.66231 | 4 | 0.96581
2694 | 3.27 | 1 | 365 | 3.7229 | 0.49358 | 4 | 0.21646
1796 | 7.848 | 1 | 365 | 8.9349 | 0.9846 | 9 | 0.9195
10543 | 4.8 | 1 | 365 | 5.4648 | 0.99976 | 6 | 0.46453
703 | 6.25 | 1 | 365 | 7.1156 | 0.3226 | 7 | 0.43818
19739 | 10.2 | 1 | 365 | 11.6126 | 0.37448 | 11 | 0.98712
52673 | 6.67 | 1 | 365 | 7.5938 | 0.28508 | 7 | 0.87883
1022 | 6.12 | 1 | 365 | 6.9676 | 0.02469 | 6 | 0.99227
3206 | 7.7 | 1 | 365 | 8.7664 | 0.64544 | 9 | 0.41184
710 | 4.5 | 1 | 365 | 5.1232 | 0.31227 | 5 | 0.43549
1302 | 5 | 1 | 365 | 5.6925 | 0.45808 | 6 | 0.15055
589 | 5 | 1 | 365 | 5.6925 | 0.45808 | 6 | 0.15055
772 | 5.75 | 1 | 365 | 6.5463 | 0.17679 | 6 | 0.72313
1178 | 5.695 | 1 | 365 | 6.4837 | 0.050753 | 6 | 0.53447
3205 | 4.25 | 1 | 365 | 4.8386 | 0.73937 | 5 | 0.57797
650 | 6 | 1 | 365 | 6.831 | 0.7497 | 7 | 0.58066
962 | 7.194 | 1 | 365 | 8.1903 | 0.48589 | 8 | 0.67621
2995 | 8 | 1 | 365 | 9.1079 | 0.33293 | 9 | 0.44088
2100 | 7.395 | 1 | 365 | 8.4192 | 0.9465 | 9 | 0.36566
2594 | 9.805 | 1 | 365 | 11.1629 | 0.46929 | 11 | 0.63222
819 | 10.25 | 1 | 365 | 11.6696 | 0.48906 | 12 | 0.15862
1438 | 10.92 | 1 | 365 | 12.4324 | 0.024447 | 12 | 0.4568
2968 | 7.8 | 1 | 365 | 8.8803 | 0.8746 | 9 | 0.75485
6492 | 4.5 | 1 | 365 | 5.1232 | 0.31227 | 5 | 0.43549
1453 | 7.035 | 1 | 365 | 8.0093 | 0.12152 | 8 | 0.13082
662 | 3.5 | 1 | 365 | 3.9847 | 0.020656 | 4 | 0.0053836
9526 | 8.25 | 1 | 365 | 9.3926 | 0.90583 | 10 | 0.2984
3754 | 5.865 | 1 | 365 | 6.6773 | 0.44033 | 7 | 0.11759
770 | 8 | 1 | 365 | 9.1079 | 0.33293 | 9 | 0.44088
3229 | 3 | 1 | 365 | 3.4155 | 0.87485 | 4 | 0.29033
14016 | 6.75 | 1 | 365 | 7.6848 | 0.46841 | 8 | 0.15324
7950 | 6.21 | 1 | 365 | 7.07 | 0.23094 | 7 | 0.30098
831 | 6.5 | 1 | 365 | 7.4002 | 0.8955 | 8 | 0.29571
734 | 6.75 | 1 | 365 | 7.6848 | 0.46841 | 8 | 0.15324
2229 | 3.43 | 1 | 365 | 3.905 | 0.86024 | 4 | 0.76528
755 | 7.75 | 1 | 365 | 8.8233 | 0.76002 | 9 | 0.58335
10183 | 4 | 1 | 365 | 4.554 | 0.16646 | 4 | 0.72044
2754 | 4.5 | 1 | 365 | 5.1232 | 0.31227 | 5 | 0.43549
4003 | 4.75 | 1 | 365 | 5.4078 | 0.88518 | 6 | 0.29302
2117 | 9.25 | 1 | 365 | 10.5311 | 0.19745 | 10 | 0.72851
647 | 10.5 | 1 | 365 | 11.9542 | 0.061968 | 12 | 0.016151
1888 | 5.88 | 1 | 365 | 6.6943 | 0.4747 | 7 | 0.16904
1004 | 10.26 | 1 | 365 | 11.6809 | 0.51198 | 12 | 0.19292
1877 | 6.03 | 1 | 365 | 6.8651 | 0.81844 | 7 | 0.68356
3136 | 3.5 | 1 | 365 | 3.9847 | 0.020656 | 4 | 0.0053836
932 | 5.5 | 1 | 365 | 6.2617 | 0.60389 | 6 | 0.8656
3336 | 7.035 | 1 | 365 | 8.0093 | 0.12152 | 8 | 0.13082
1227 | 6.37 | 1 | 365 | 7.2522 | 0.59759 | 7 | 0.8498
3028 | 4 | 1 | 365 | 4.554 | 0.16646 | 4 | 0.72044
4299 | 7.75 | 1 | 365 | 8.8233 | 0.76002 | 9 | 0.58335
6412 | 5 | 1 | 365 | 5.6925 | 0.45808 | 6 | 0.15055
6286 | 4 | 1 | 365 | 4.554 | 0.16646 | 4 | 0.72044
6246 | 3.78 | 1 | 365 | 4.3035 | 0.66231 | 4 | 0.96581
939 | 8.25 | 1 | 365 | 9.3926 | 0.90583 | 10 | 0.2984
2130 | 12 | 1 | 365 | 13.6619 | 0.49939 | 14 | 0.16132
1491 | 8.67 | 1 | 365 | 9.8707 | 0.86831 | 10 | 0.73905
2416 | 8 | 1 | 365 | 9.1079 | 0.33293 | 9 | 0.44088
2014 | 5 | 1 | 365 | 5.6925 | 0.45808 | 6 | 0.15055
4599 | 7.65 | 1 | 365 | 8.7095 | 0.53086 | 9 | 0.24034
2959 | 4.165 | 1 | 365 | 4.7418 | 0.54458 | 5 | 0.28641
2006 | 8.04 | 1 | 365 | 9.1535 | 0.42459 | 9 | 0.57808
2276 | 3.75 | 1 | 365 | 4.2694 | 0.59356 | 4 | 0.86291
607 | 5.5 | 1 | 365 | 6.2617 | 0.60389 | 6 | 0.8656
773 | 3.75 | 1 | 365 | 4.2694 | 0.59356 | 4 | 0.86291
6233 | 9 | 1 | 365 | 10.2464 | 0.62454 | 10 | 0.87099
6384 | 5.4 | 1 | 365 | 6.1479 | 0.37473 | 6 | 0.52259
3201 | 4.25 | 1 | 365 | 4.8386 | 0.73937 | 5 | 0.57797
24679 | 8.04 | 1 | 365 | 9.1535 | 0.42459 | 9 | 0.57808
1763 | 7.595 | 1 | 365 | 8.6469 | 0.40482 | 9 | 0.051682
2482 | 4.24 | 1 | 365 | 4.8272 | 0.71645 | 5 | 0.54366
2005 | 6 | 1 | 365 | 6.831 | 0.7497 | 7 | 0.58066
632 | 11.25 | 1 | 365 | 12.8081 | 0.78068 | 13 | 0.58873
1782 | 3.685 | 1 | 365 | 4.1953 | 0.4446 | 4 | 0.63995
2013 | 4.25 | 1 | 365 | 4.8386 | 0.73937 | 5 | 0.57797
6275 | 6.25 | 1 | 365 | 7.1156 | 0.3226 | 7 | 0.43818
1083 | 3.25 | 1 | 365 | 3.7001 | 0.44775 | 4 | 0.14786
803 | 7.848 | 1 | 365 | 8.9349 | 0.9846 | 9 | 0.9195
712 | 3.75 | 1 | 365 | 4.2694 | 0.59356 | 4 | 0.86291
3183 | 4.69 | 1 | 365 | 5.3395 | 0.74768 | 6 | 0.087214
2715 | 5.5 | 1 | 365 | 6.2617 | 0.60389 | 6 | 0.8656
2953 | 4.655 | 1 | 365 | 5.2997 | 0.66747 | 5 | 0.96716
2451 | 7.75 | 1 | 365 | 8.8233 | 0.76002 | 9 | 0.58335
1016 | 3.75 | 1 | 365 | 4.2694 | 0.59356 | 4 | 0.86291
629 | 11 | 1 | 365 | 12.5234 | 0.20778 | 12 | 0.73121
1213 | 3.685 | 1 | 365 | 4.1953 | 0.4446 | 4 | 0.63995
1809 | 3.35 | 1 | 365 | 3.814 | 0.67691 | 4 | 0.49087
961 | 5.5 | 1 | 365 | 6.2617 | 0.60389 | 6 | 0.8656
7124 | 4.69 | 1 | 365 | 5.3395 | 0.74768 | 6 | 0.087214
12319 | 4.5 | 1 | 365 | 5.1232 | 0.31227 | 5 | 0.43549
10903 | 5 | 1 | 365 | 5.6925 | 0.45808 | 6 | 0.15055
2988 | 14.25 | 1 | 365 | 16.2235 | 0.65553 | 16 | 0.87906
3739 | 11 | 1 | 365 | 12.5234 | 0.20778 | 12 | 0.73121
1579 | 8 | 1 | 365 | 9.1079 | 0.33293 | 9 | 0.44088
639 | 2.5 | 1 | 365 | 2.8462 | 0.72904 | 3 | 0.57527
2954 | 2.75 | 1 | 365 | 3.1309 | 0.30194 | 3 | 0.4328
1051 | 8 | 1 | 365 | 9.1079 | 0.33293 | 9 | 0.44088
2275 | 5.5 | 1 | 365 | 6.2617 | 0.60389 | 6 | 0.8656
673 | 3 | 1 | 365 | 3.4155 | 0.87485 | 4 | 0.29033
2441 | 6.48 | 1 | 365 | 7.3774 | 0.84967 | 8 | 0.22711
723 | 4 | 1 | 365 | 4.554 | 0.16646 | 4 | 0.72044
568 | 3.75 | 1 | 365 | 4.2694 | 0.59356 | 4 | 0.86291
608 | 6.25 | 1 | 365 | 7.1156 | 0.3226 | 7 | 0.43818
6476 | 6.615 | 1 | 365 | 7.5311 | 0.15904 | 7 | 0.69018
4231 | 6.25 | 1 | 365 | 7.1156 | 0.3226 | 7 | 0.43818
2007 | 8.525 | 1 | 365 | 9.7057 | 0.53603 | 10 | 0.24168
1611 | 4.5 | 1 | 365 | 5.1232 | 0.31227 | 5 | 0.43549
1802 | 6.37 | 1 | 365 | 7.2522 | 0.59759 | 7 | 0.8498
5512 | 6.03 | 1 | 365 | 6.8651 | 0.81844 | 7 | 0.68356
689 | 2.5 | 1 | 365 | 2.8462 | 0.72904 | 3 | 0.57527
611 | 4.5 | 1 | 365 | 5.1232 | 0.31227 | 5 | 0.43549
3401 | 6.37 | 1 | 365 | 7.2522 | 0.59759 | 7 | 0.8498
604 | 12.5 | 1 | 365 | 14.2312 | 0.6452 | 14 | 0.87637
2734 | 9.18 | 1 | 365 | 10.4514 | 0.037035 | 10 | 0.48841
2691 | 4.56 | 1 | 365 | 5.1915 | 0.44977 | 5 | 0.6413
569 | 6.095 | 1 | 365 | 6.9391 | 0.9674 | 7 | 0.90652
613 | 4.5 | 1 | 365 | 5.1232 | 0.31227 | 5 | 0.43549
3551 | 7.84 | 1 | 365 | 8.9258 | 0.96627 | 9 | 0.89206
3482 | 4.335 | 1 | 365 | 4.9354 | 0.93416 | 5 | 0.86953
52664 | 8.28 | 1 | 365 | 9.4267 | 0.97458 | 10 | 0.40131
6004 | 6.7 | 1 | 365 | 7.6279 | 0.35383 | 7 | 0.98173
595 | 4.75 | 1 | 365 | 5.4078 | 0.88518 | 6 | 0.29302
2170 | 9.81 | 1 | 365 | 11.1686 | 0.48075 | 11 | 0.64938
2171 | 10.53 | 1 | 365 | 11.9883 | 0.13072 | 12 | 0.11905
2008 | 8.4 | 1 | 365 | 9.5633 | 0.24957 | 9 | 0.81292
52672 | 11.5 | 1 | 365 | 13.0927 | 0.35358 | 13 | 0.44626
625 | 4.75 | 1 | 365 | 5.4078 | 0.88518 | 6 | 0.29302
355 | 9.18 | 1 | 365 | 10.4514 | 0.037035 | 10 | 0.48841
2085 | 7.28 | 1 | 365 | 8.2882 | 0.68296 | 8 | 0.9712
615 | 2.12 | 1 | 365 | 2.4136 | 0.85823 | 3 | 0.27183
751 | 7 | 1 | 365 | 7.9695 | 0.041312 | 8 | 0.010767
1905 | 9.18 | 1 | 365 | 10.4514 | 0.037035 | 10 | 0.48841
3213 | 8.1 | 1 | 365 | 9.2218 | 0.56209 | 9 | 0.78389
3223 | 4.75 | 1 | 365 | 5.4078 | 0.88518 | 6 | 0.29302
2392 | 5.25 | 1 | 365 | 5.9771 | 0.030984 | 6 | 0.0080754
2505 | 9 | 1 | 365 | 10.2464 | 0.62454 | 10 | 0.87099
4583 | 7.5 | 1 | 365 | 8.5387 | 0.18712 | 8 | 0.72582
2107 | 7.425 | 1 | 365 | 8.4533 | 0.015249 | 8 | 0.46856
910 | 7.15 | 1 | 365 | 8.1402 | 0.38505 | 8 | 0.52528
2659 | 5.5 | 1 | 365 | 6.2617 | 0.60389 | 6 | 0.8656
4281 | 4.56 | 1 | 365 | 5.1915 | 0.44977 | 5 | 0.6413
4884 | 11.25 | 1 | 365 | 12.8081 | 0.78068 | 13 | 0.58873
1220 | 8.75 | 1 | 365 | 9.9618 | 0.05164 | 10 | 0.013459
1382 | 5.25 | 1 | 365 | 5.9771 | 0.030984 | 6 | 0.0080754
5578 | 12.06 | 1 | 365 | 13.7302 | 0.63689 | 14 | 0.36712
3207 | 5.88 | 1 | 365 | 6.6943 | 0.4747 | 7 | 0.16904
4028 | 7.5 | 1 | 365 | 8.5387 | 0.18712 | 8 | 0.72582
672 | 14.715 | 1 | 365 | 16.7529 | 0.72113 | 17 | 0.47406
1698 | 3.12 | 1 | 365 | 3.5521 | 0.14984 | 3 | 0.70194
760 | 3.185 | 1 | 365 | 3.6261 | 0.2988 | 3 | 0.9249
1921 | 5 | 1 | 365 | 5.6925 | 0.45808 | 6 | 0.15055
1413 | 9 | 1 | 365 | 10.2464 | 0.62454 | 10 | 0.87099
2730 | 10.72 | 1 | 365 | 12.2047 | 0.56612 | 12 | 0.77077
6473 | 12.426 | 1 | 365 | 14.1469 | 0.47562 | 14 | 0.62254
959 | 8.25 | 1 | 365 | 9.3926 | 0.90583 | 10 | 0.2984
1965 | 10.8 | 1 | 365 | 12.2957 | 0.74945 | 13 | 0.045184
1506 | 8.64 | 1 | 365 | 9.8366 | 0.79956 | 10 | 0.63615
3695 | 4.75 | 1 | 365 | 5.4078 | 0.88518 | 6 | 0.29302
1421 | 5 | 1 | 365 | 5.6925 | 0.45808 | 6 | 0.15055
3197 | 6.48 | 1 | 365 | 7.3774 | 0.84967 | 8 | 0.22711
3199 | 5.75 | 1 | 365 | 6.5463 | 0.17679 | 6 | 0.72313
2375 | 4.845 | 1 | 365 | 5.516 | 0.10288 | 5 | 0.61888
10805 | 5 | 1 | 365 | 5.6925 | 0.45808 | 6 | 0.15055
2077 | 13.25 | 1 | 365 | 15.085 | 0.36391 | 15 | 0.44895
663 | 4.5 | 1 | 365 | 5.1232 | 0.31227 | 5 | 0.43549
1807 | 7.035 | 1 | 365 | 8.0093 | 0.12152 | 8 | 0.13082
1772 | 3.43 | 1 | 365 | 3.905 | 0.86024 | 4 | 0.76528
2123 | 4.505 | 1 | 365 | 5.1289 | 0.32373 | 5 | 0.45264
1680 | 5.5 | 1 | 365 | 6.2617 | 0.60389 | 6 | 0.8656
1476 | 7.7 | 1 | 365 | 8.7664 | 0.64544 | 9 | 0.41184
1497 | 3.975 | 1 | 365 | 4.5255 | 0.10917 | 4 | 0.63469
2485 | 4.02 | 1 | 365 | 4.5767 | 0.2123 | 4 | 0.78904
680 | 8 | 1 | 365 | 9.1079 | 0.33293 | 9 | 0.44088
3148 | 9.75 | 1 | 365 | 11.1003 | 0.34326 | 11 | 0.44357
4627 | 5.83 | 1 | 365 | 6.6374 | 0.36012 | 6 | 0.99754
2952 | 3.75 | 1 | 365 | 4.2694 | 0.59356 | 4 | 0.86291
2331 | 5.25 | 1 | 365 | 5.9771 | 0.030984 | 6 | 0.0080754
1871 | 3.35 | 1 | 365 | 3.814 | 0.67691 | 4 | 0.49087
20143 | 5 | 1 | 365 | 5.6925 | 0.45808 | 6 | 0.15055
2958 | 6.37 | 1 | 365 | 7.2522 | 0.59759 | 7 | 0.8498
4105 | 3 | 1 | 365 | 3.4155 | 0.87485 | 4 | 0.29033
747 | 4 | 1 | 365 | 4.554 | 0.16646 | 4 | 0.72044
1929 | 6 | 1 | 365 | 6.831 | 0.7497 | 7 | 0.58066
3090 | 3.5 | 1 | 365 | 3.9847 | 0.020656 | 4 | 0.0053836
3109 | 6.37 | 1 | 365 | 7.2522 | 0.59759 | 7 | 0.8498
2198 | 8.4 | 1 | 365 | 9.5633 | 0.24957 | 9 | 0.81292
3917 | 5.36 | 1 | 365 | 6.1023 | 0.28306 | 6 | 0.38539
3310 | 6.03 | 1 | 365 | 6.8651 | 0.81844 | 7 | 0.68356
2340 | 7.25 | 1 | 365 | 8.2541 | 0.61422 | 8 | 0.86829
1999 | 5.5 | 1 | 365 | 6.2617 | 0.60389 | 6 | 0.8656
698 | 6 | 1 | 365 | 6.831 | 0.7497 | 7 | 0.58066
971 | 6.25 | 1 | 365 | 7.1156 | 0.3226 | 7 | 0.43818
1345 | 8.1 | 1 | 365 | 9.2218 | 0.56209 | 9 | 0.78389
3555 | 5.25 | 1 | 365 | 5.9771 | 0.030984 | 6 | 0.0080754
1387 | 4.25 | 1 | 365 | 4.8386 | 0.73937 | 5 | 0.57797
3554 | 7.37 | 1 | 365 | 8.3907 | 0.88921 | 9 | 0.27991
1618 | 6.25 | 1 | 365 | 7.1156 | 0.3226 | 7 | 0.43818
733 | 5.25 | 1 | 365 | 5.9771 | 0.030984 | 6 | 0.0080754
4944 | 5.5 | 1 | 365 | 6.2617 | 0.60389 | 6 | 0.8656
1699 | 8.5 | 1 | 365 | 9.6772 | 0.47874 | 10 | 0.15593
4468 | 8.5 | 1 | 365 | 9.6772 | 0.47874 | 10 | 0.15593
16258 | 9.5 | 1 | 365 | 10.8157 | 0.77035 | 11 | 0.58604
3323 | 11.505 | 1 | 365 | 13.0984 | 0.36504 | 13 | 0.46341
3640 | 3.315 | 1 | 365 | 3.7741 | 0.59671 | 4 | 0.37081
4437 | 9 | 1 | 365 | 10.2464 | 0.62454 | 10 | 0.87099
6181 | 6.37 | 1 | 365 | 7.2522 | 0.59759 | 7 | 0.8498
3209 | 5.94 | 1 | 365 | 6.7627 | 0.6122 | 7 | 0.37485
1858 | 5.5 | 1 | 365 | 6.2617 | 0.60389 | 6 | 0.8656
3215 | 7.29 | 1 | 365 | 8.2996 | 0.70588 | 9 | 0.005499
4077 | 4.16 | 1 | 365 | 4.7361 | 0.53312 | 5 | 0.26926
2186 | 6.5 | 1 | 365 | 7.4002 | 0.8955 | 8 | 0.29571
3601 | 8.32 | 1 | 365 | 9.4723 | 0.066245 | 9 | 0.53851
5440 | 6.12 | 1 | 365 | 6.9676 | 0.02469 | 6 | 0.99227
3427 | 3 | 1 | 365 | 3.4155 | 0.87485 | 4 | 0.29033
11782 | 6.48 | 1 | 365 | 7.3774 | 0.84967 | 8 | 0.22711
2690 | 3.5 | 1 | 365 | 3.9847 | 0.020656 | 4 | 0.0053836
1488 | 6 | 1 | 365 | 6.831 | 0.7497 | 7 | 0.58066
3442 | 6.03 | 1 | 365 | 6.8651 | 0.81844 | 7 | 0.68356
6566 | 7.035 | 1 | 365 | 8.0093 | 0.12152 | 8 | 0.13082
20530 | 11.45 | 1 | 365 | 13.0358 | 0.239 | 13 | 0.27475
6173 | 6.12 | 1 | 365 | 6.9676 | 0.02469 | 6 | 0.99227
6201 | 8 | 1 | 365 | 9.1079 | 0.33293 | 9 | 0.44088
6240 | 3.78 | 1 | 365 | 4.3035 | 0.66231 | 4 | 0.96581
1892 | 4.165 | 1 | 365 | 4.7418 | 0.54458 | 5 | 0.28641
3172 | 3.35 | 1 | 365 | 3.814 | 0.67691 | 4 | 0.49087
642 | 7.25 | 1 | 365 | 8.2541 | 0.61422 | 8 | 0.86829
901 | 8.25 | 1 | 365 | 9.3926 | 0.90583 | 10 | 0.2984
6375 | 5.4 | 1 | 365 | 6.1479 | 0.37473 | 6 | 0.52259
4955 | 6.63 | 1 | 365 | 7.5482 | 0.19341 | 7 | 0.74163
7862 | 6.63 | 1 | 365 | 7.5482 | 0.19341 | 7 | 0.74163
3198 | 4.845 | 1 | 365 | 5.516 | 0.10288 | 5 | 0.61888
1260 | 5 | 1 | 365 | 5.6925 | 0.45808 | 6 | 0.15055
1864 | 3.685 | 1 | 365 | 4.1953 | 0.4446 | 4 | 0.63995
3203 | 4.02 | 1 | 365 | 4.5767 | 0.2123 | 4 | 0.78904
764 | 3.75 | 1 | 365 | 4.2694 | 0.59356 | 4 | 0.86291
1867 | 5.695 | 1 | 365 | 6.4837 | 0.050753 | 6 | 0.53447
1764 | 5.88 | 1 | 365 | 6.6943 | 0.4747 | 7 | 0.16904
763 | 3.25 | 1 | 365 | 3.7001 | 0.44775 | 4 | 0.14786
622 | 4.75 | 1 | 365 | 5.4078 | 0.88518 | 6 | 0.29302
3248 | 8.7 | 1 | 365 | 9.9049 | 0.93706 | 10 | 0.84195
1847 | 5 | 1 | 365 | 5.6925 | 0.45808 | 6 | 0.15055
588 | 2.5 | 1 | 365 | 2.8462 | 0.72904 | 3 | 0.57527
6500 | 6 | 1 | 365 | 6.831 | 0.7497 | 7 | 0.58066
606 | 4.75 | 1 | 365 | 5.4078 | 0.88518 | 6 | 0.29302
6217 | 8.75 | 1 | 365 | 9.9618 | 0.05164 | 10 | 0.013459
6241 | 5.4 | 1 | 365 | 6.1479 | 0.37473 | 6 | 0.52259
1385 | 7.29 | 1 | 365 | 8.2996 | 0.70588 | 9 | 0.005499
1549 | 4.75 | 1 | 365 | 5.4078 | 0.88518 | 6 | 0.29302
1378 | 7.35 | 1 | 365 | 8.3679 | 0.84338 | 9 | 0.21131
6248 | 9.99 | 1 | 365 | 11.3736 | 0.89324 | 12 | 0.26679
1637 | 5 | 1 | 365 | 5.6925 | 0.45808 | 6 | 0.15055
3123 | 7.5 | 1 | 365 | 8.5387 | 0.18712 | 8 | 0.72582
1432 | 9.945 | 1 | 365 | 11.3223 | 0.79012 | 12 | 0.11244
691 | 3.75 | 1 | 365 | 4.2694 | 0.59356 | 4 | 0.86291
957 | 4 | 1 | 365 | 4.554 | 0.16646 | 4 | 0.72044
1140 | 2.25 | 1 | 365 | 2.5616 | 0.15614 | 2 | 0.71775
2168 | 10.72 | 1 | 365 | 12.2047 | 0.56612 | 12 | 0.77077
3691 | 6.75 | 1 | 365 | 7.6848 | 0.46841 | 8 | 0.15324
4049 | 4.75 | 1 | 365 | 5.4078 | 0.88518 | 6 | 0.29302
340 | 4.5 | 1 | 365 | 5.1232 | 0.31227 | 5 | 0.43549
6138 | 8 | 1 | 365 | 9.1079 | 0.33293 | 9 | 0.44088
1946 | 8.96 | 1 | 365 | 10.2009 | 0.53288 | 10 | 0.73378
3246 | 8.04 | 1 | 365 | 9.1535 | 0.42459 | 9 | 0.57808
886 | 7.848 | 1 | 365 | 8.9349 | 0.9846 | 9 | 0.9195
699 | 11 | 1 | 365 | 12.5234 | 0.20778 | 12 | 0.73121
1790 | 3.685 | 1 | 365 | 4.1953 | 0.4446 | 4 | 0.63995
4084 | 2.5 | 1 | 365 | 2.8462 | 0.72904 | 3 | 0.57527
3161 | 5.1 | 1 | 365 | 5.8063 | 0.68724 | 6 | 0.49356
4065 | 9.075 | 1 | 365 | 10.3318 | 0.79642 | 11 | 0.12824
2356 | 5.94 | 1 | 365 | 6.7627 | 0.6122 | 7 | 0.37485
1936 | 10.75 | 1 | 365 | 12.2388 | 0.63487 | 12 | 0.87368
1911 | 8.745 | 1 | 365 | 9.9561 | 0.040182 | 9 | 0.99631
6103 | 3.35 | 1 | 365 | 3.814 | 0.67691 | 4 | 0.49087
2886 | 9.12 | 1 | 365 | 10.3831 | 0.89954 | 11 | 0.2826
700 | 5.25 | 1 | 365 | 5.9771 | 0.030984 | 6 | 0.0080754
3031 | 4.25 | 1 | 365 | 4.8386 | 0.73937 | 5 | 0.57797
2074 | 6.25 | 1 | 365 | 7.1156 | 0.3226 | 7 | 0.43818
1837 | 5.36 | 1 | 365 | 6.1023 | 0.28306 | 6 | 0.38539
3919 | 4.02 | 1 | 365 | 4.5767 | 0.2123 | 4 | 0.78904
6426 | 9.75 | 1 | 365 | 11.1003 | 0.34326 | 11 | 0.44357
6421 | 9.18 | 1 | 365 | 10.4514 | 0.037035 | 10 | 0.48841
6148 | 5.75 | 1 | 365 | 6.5463 | 0.17679 | 6 | 0.72313
693 | 4.5 | 1 | 365 | 5.1232 | 0.31227 | 5 | 0.43549
4590 | 4.25 | 1 | 365 | 4.8386 | 0.73937 | 5 | 0.57797
2884 | 3 | 1 | 365 | 3.4155 | 0.87485 | 4 | 0.29033
3743 | 10.2 | 1 | 365 | 11.6126 | 0.37448 | 11 | 0.98712
1115 | 11.25 | 1 | 365 | 12.8081 | 0.78068 | 13 | 0.58873
16865 | 5.025 | 1 | 365 | 5.7209 | 0.51537 | 6 | 0.2363
765 | 7 | 1 | 365 | 7.9695 | 0.041312 | 8 | 0.010767
4180 | 4.95 | 1 | 365 | 5.6355 | 0.3435 | 5 | 0.97904
1379 | 9 | 1 | 365 | 10.2464 | 0.62454 | 10 | 0.87099
4018 | 5.7 | 1 | 365 | 6.4894 | 0.062211 | 6 | 0.55162
52668 | 8.28 | 1 | 365 | 9.4267 | 0.97458 | 10 | 0.40131
651 | 5.25 | 1 | 365 | 5.9771 | 0.030984 | 6 | 0.0080754
5337 | 9.72 | 1 | 365 | 11.0662 | 0.27451 | 11 | 0.34067
3150 | 10 | 1 | 365 | 11.3849 | 0.91616 | 12 | 0.3011
2020 | 4.5 | 1 | 365 | 5.1232 | 0.31227 | 5 | 0.43549
1118 | 11 | 1 | 365 | 12.5234 | 0.20778 | 12 | 0.73121
1614 | 8 | 1 | 365 | 9.1079 | 0.33293 | 9 | 0.44088
7915 | 7.5 | 1 | 365 | 8.5387 | 0.18712 | 8 | 0.72582
988 | 3.5 | 1 | 365 | 3.9847 | 0.020656 | 4 | 0.0053836
2685 | 7 | 1 | 365 | 7.9695 | 0.041312 | 8 | 0.010767
10962 | 9.75 | 1 | 365 | 11.1003 | 0.34326 | 11 | 0.44357
4107 | 5.4 | 1 | 365 | 6.1479 | 0.37473 | 6 | 0.52259
2447 | 6.6 | 1 | 365 | 7.5141 | 0.12467 | 7 | 0.63872
1519 | 4.77 | 1 | 365 | 5.4306 | 0.93101 | 6 | 0.36162
7839 | 4 | 1 | 365 | 4.554 | 0.16646 | 4 | 0.72044
8423 | 9.25 | 1 | 365 | 10.5311 | 0.19745 | 10 | 0.72851
2078 | 7.194 | 1 | 365 | 8.1903 | 0.48589 | 8 | 0.67621
5689 | 5.1 | 1 | 365 | 5.8063 | 0.68724 | 6 | 0.49356
2725 | 6.6 | 1 | 365 | 7.5141 | 0.12467 | 7 | 0.63872
2069 | 3.924 | 1 | 365 | 4.4674 | 0.9923 | 5 | 0.45975
2218 | 9.5 | 1 | 365 | 10.8157 | 0.77035 | 11 | 0.58604
2523 | 8 | 1 | 365 | 9.1079 | 0.33293 | 9 | 0.44088
1109 | 7.67 | 1 | 365 | 8.7322 | 0.57669 | 9 | 0.30894
7800 | 3.75 | 1 | 365 | 4.2694 | 0.59356 | 4 | 0.86291
3817 | 7 | 1 | 365 | 7.9695 | 0.041312 | 8 | 0.010767
3693 | 6.9 | 1 | 365 | 7.8556 | 0.81215 | 8 | 0.66776
3204 | 4.165 | 1 | 365 | 4.7418 | 0.54458 | 5 | 0.28641
3926 | 12.15 | 1 | 365 | 13.8327 | 0.84313 | 14 | 0.67583
16563 | 5.83 | 1 | 365 | 6.6374 | 0.36012 | 6 | 0.99754
3233 | 11.5 | 1 | 365 | 13.0927 | 0.35358 | 13 | 0.44626
4442 | 6 | 1 | 365 | 6.831 | 0.7497 | 7 | 0.58066
4636 | 4.2 | 1 | 365 | 4.7817 | 0.62479 | 5 | 0.40646
2623 | 8.8 | 1 | 365 | 10.0187 | 0.16622 | 10 | 0.18496
2786 | 10.2 | 1 | 365 | 11.6126 | 0.37448 | 11 | 0.98712
3726 | 7 | 1 | 365 | 7.9695 | 0.041312 | 8 | 0.010767
4151 | 8.84 | 1 | 365 | 10.0643 | 0.25789 | 10 | 0.32217
8924 | 3.5 | 1 | 365 | 3.9847 | 0.020656 | 4 | 0.0053836
52670 | 5.79 | 1 | 365 | 6.5919 | 0.26846 | 6 | 0.86033
4935 | 5.98 | 1 | 365 | 6.8082 | 0.70386 | 7 | 0.51206
2344 | 5.46 | 1 | 365 | 6.2162 | 0.51222 | 6 | 0.7284
3929 | 11.22 | 1 | 365 | 12.7739 | 0.71193 | 13 | 0.48583
2208 | 6 | 1 | 365 | 6.831 | 0.7497 | 7 | 0.58066
1776 | 6.86 | 1 | 365 | 7.8101 | 0.72049 | 8 | 0.53055
2224 | 7.5 | 1 | 365 | 8.5387 | 0.18712 | 8 | 0.72582
7854 | 5.5 | 1 | 365 | 6.2617 | 0.60389 | 6 | 0.8656
1587 | 4.77 | 1 | 365 | 5.4306 | 0.93101 | 6 | 0.36162
10088 | 5.025 | 1 | 365 | 5.7209 | 0.51537 | 6 | 0.2363
3099 | 8.71 | 1 | 365 | 9.9163 | 0.95998 | 10 | 0.87625
1746 | 6.25 | 1 | 365 | 7.1156 | 0.3226 | 7 | 0.43818
4204 | 4.505 | 1 | 365 | 5.1289 | 0.32373 | 5 | 0.45264
1536 | 5.52 | 1 | 365 | 6.2845 | 0.64972 | 6 | 0.9342
3846 | 5.145 | 1 | 365 | 5.8575 | 0.79036 | 6 | 0.64791
1724 | 6 | 1 | 365 | 6.831 | 0.7497 | 7 | 0.58066
2040 | 6.16 | 1 | 365 | 7.0131 | 0.11635 | 7 | 0.12948
2166 | 11.725 | 1 | 365 | 13.3488 | 0.8692 | 14 | 0.21804
20753 | 5.6 | 1 | 365 | 6.3756 | 0.83305 | 7 | 0.20861
2726 | 4.578 | 1 | 365 | 5.212 | 0.49102 | 5 | 0.70304
4118 | 4 | 1 | 365 | 4.554 | 0.16646 | 4 | 0.72044
6284 | 5.4 | 1 | 365 | 6.1479 | 0.37473 | 6 | 0.52259
3780 | 2.5 | 1 | 365 | 2.8462 | 0.72904 | 3 | 0.57527
4187 | 5.415 | 1 | 365 | 6.1649 | 0.4091 | 6 | 0.57404
856 | 5.5 | 1 | 365 | 6.2617 | 0.60389 | 6 | 0.8656
3688 | 5.145 | 1 | 365 | 5.8575 | 0.79036 | 6 | 0.64791
6168 | 8.1 | 1 | 365 | 9.2218 | 0.56209 | 9 | 0.78389
1915 | 4 | 1 | 365 | 4.554 | 0.16646 | 4 | 0.72044
6428 | 10 | 1 | 365 | 11.3849 | 0.91616 | 12 | 0.3011
4390 | 7.035 | 1 | 365 | 8.0093 | 0.12152 | 8 | 0.13082
3954 | 5.225 | 1 | 365 | 5.9486 | 0.97369 | 6 | 0.92232
5508 | 2.2 | 1 | 365 | 2.5047 | 0.041555 | 2 | 0.54624
1895 | 5.6 | 1 | 365 | 6.3756 | 0.83305 | 7 | 0.20861
6319 | 7.56 | 1 | 365 | 8.607 | 0.32462 | 8 | 0.93163
2033 | 7.5 | 1 | 365 | 8.5387 | 0.18712 | 8 | 0.72582
1916 | 5.72 | 1 | 365 | 6.5122 | 0.10804 | 6 | 0.62023
2824 | 6.03 | 1 | 365 | 6.8651 | 0.81844 | 7 | 0.68356
3095 | 6.75 | 1 | 365 | 7.6848 | 0.46841 | 8 | 0.15324
3952 | 8.25 | 1 | 365 | 9.3926 | 0.90583 | 10 | 0.2984
1774 | 4.02 | 1 | 365 | 4.5767 | 0.2123 | 4 | 0.78904
1616 | 5.25 | 1 | 365 | 5.9771 | 0.030984 | 6 | 0.0080754
3642 | 11 | 1 | 365 | 12.5234 | 0.20778 | 12 | 0.73121
4208 | 6.6 | 1 | 365 | 7.5141 | 0.12467 | 7 | 0.63872
4402 | 4.675 | 1 | 365 | 5.3225 | 0.7133 | 6 | 0.035762
2393 | 5.25 | 1 | 365 | 5.9771 | 0.030984 | 6 | 0.0080754
6199 | 4.05 | 1 | 365 | 4.6109 | 0.28104 | 4 | 0.89194
2645 | 14 | 1 | 365 | 15.9389 | 0.082624 | 16 | 0.021534
3169 | 3.685 | 1 | 365 | 4.1953 | 0.4446 | 4 | 0.63995
6713 | 4.69 | 1 | 365 | 5.3395 | 0.74768 | 6 | 0.087214
6232 | 6.21 | 1 | 365 | 7.07 | 0.23094 | 7 | 0.30098
3270 | 6 | 1 | 365 | 6.831 | 0.7497 | 7 | 0.58066
5041 | 4.02 | 1 | 365 | 4.5767 | 0.2123 | 4 | 0.78904
1852 | 2.25 | 1 | 365 | 2.5616 | 0.15614 | 2 | 0.71775
2389 | 6.5 | 1 | 365 | 7.4002 | 0.8955 | 8 | 0.29571
4876 | 3.5 | 1 | 365 | 3.9847 | 0.020656 | 4 | 0.0053836
5046 | 2.94 | 1 | 365 | 3.3472 | 0.73735 | 4 | 0.084522
4054 | 5.25 | 1 | 365 | 5.9771 | 0.030984 | 6 | 0.0080754
3444 | 7.105 | 1 | 365 | 8.089 | 0.28193 | 8 | 0.37093
6463 | 5 | 1 | 365 | 5.6925 | 0.45808 | 6 | 0.15055
12204 | 5.1 | 1 | 365 | 5.8063 | 0.68724 | 6 | 0.49356
3538 | 4.41 | 1 | 365 | 5.0208 | 0.10603 | 5 | 0.12678
2787 | 8.829 | 1 | 365 | 10.0518 | 0.23268 | 10 | 0.28444
4665 | 6.03 | 1 | 365 | 6.8651 | 0.81844 | 7 | 0.68356
4659 | 6.5 | 1 | 365 | 7.4002 | 0.8955 | 8 | 0.29571
1836 | 4.83 | 1 | 365 | 5.4989 | 0.068505 | 5 | 0.56743
3429 | 3.35 | 1 | 365 | 3.814 | 0.67691 | 4 | 0.49087
1322 | 5.75 | 1 | 365 | 6.5463 | 0.17679 | 6 | 0.72313
2592 | 9 | 1 | 365 | 10.2464 | 0.62454 | 10 | 0.87099
1342 | 7 | 1 | 365 | 7.9695 | 0.041312 | 8 | 0.010767
3113 | 4.2 | 1 | 365 | 4.7817 | 0.62479 | 5 | 0.40646
1861 | 5.5 | 1 | 365 | 6.2617 | 0.60389 | 6 | 0.8656
2584 | 6.75 | 1 | 365 | 7.6848 | 0.46841 | 8 | 0.15324
3591 | 4.25 | 1 | 365 | 4.8386 | 0.73937 | 5 | 0.57797
3537 | 3.3 | 1 | 365 | 3.757 | 0.56233 | 4 | 0.31936
26882 | 7.75 | 1 | 365 | 8.8233 | 0.76002 | 9 | 0.58335
2537 | 6.5 | 1 | 365 | 7.4002 | 0.8955 | 8 | 0.29571
1800 | 4.02 | 1 | 365 | 4.5767 | 0.2123 | 4 | 0.78904
4293 | 11 | 1 | 365 | 12.5234 | 0.20778 | 12 | 0.73121
4225 | 5.2 | 1 | 365 | 5.9202 | 0.9164 | 6 | 0.83657
1581 | 4 | 1 | 365 | 4.554 | 0.16646 | 4 | 0.72044
10391 | 5.4 | 1 | 365 | 6.1479 | 0.37473 | 6 | 0.52259
1429 | 6.885 | 1 | 365 | 7.8385 | 0.77778 | 8 | 0.6163
12262 | 5.1 | 1 | 365 | 5.8063 | 0.68724 | 6 | 0.49356
6552 | 7.42 | 1 | 365 | 8.4476 | 0.0037907 | 8 | 0.45141
1338 | 5 | 1 | 365 | 5.6925 | 0.45808 | 6 | 0.15055
4013 | 10.25 | 1 | 365 | 11.6696 | 0.48906 | 12 | 0.15862
2036 | 8.525 | 1 | 365 | 9.7057 | 0.53603 | 10 | 0.24168
4461 | 7.5 | 1 | 365 | 8.5387 | 0.18712 | 8 | 0.72582
2372 | 5 | 1 | 365 | 5.6925 | 0.45808 | 6 | 0.15055
2298 | 7.5 | 1 | 365 | 8.5387 | 0.18712 | 8 | 0.72582
22077 | 6.03 | 1 | 365 | 6.8651 | 0.89978 | 7 | 0.7649
2145 | 3 | 1 | 365 | 3.4155 | 0.87485 | 4 | 0.29033
2281 | 8.5 | 1 | 365 | 9.6772 | 0.47874 | 10 | 0.15593
3666 | 3.5 | 1 | 365 | 3.9847 | 0.020656 | 4 | 0.0053836
6322 | 3.685 | 1 | 365 | 4.1953 | 0.4446 | 4 | 0.63995
3451 | 4.165 | 1 | 365 | 4.7418 | 0.54458 | 5 | 0.28641
3792 | 2 | 1 | 365 | 2.277 | 0.58323 | 2 | 0.86022
7257 | 3.25 | 1 | 365 | 3.7001 | 0.44775 | 4 | 0.14786
6383 | 8.64 | 1 | 365 | 9.8366 | 0.79956 | 10 | 0.63615
3915 | 3.06 | 1 | 365 | 3.4838 | 0.012345 | 3 | 0.49614
2248 | 7 | 1 | 365 | 7.9695 | 0.041312 | 8 | 0.010767
3447 | 5 | 1 | 365 | 5.6925 | 0.45808 | 6 | 0.15055
3544 | 5.1 | 1 | 365 | 5.8063 | 0.68724 | 6 | 0.49356
4139 | 4.9 | 1 | 365 | 5.5786 | 0.22892 | 5 | 0.80754
11886 | 5 | 1 | 365 | 5.6925 | 0.45808 | 6 | 0.15055
4090 | 2.94 | 1 | 365 | 3.3472 | 0.73735 | 4 | 0.084522
6750 | 6 | 1 | 365 | 6.831 | 0.7497 | 7 | 0.58066
3042 | 3 | 1 | 365 | 3.4155 | 0.87485 | 4 | 0.29033
3179 | 5.025 | 1 | 365 | 5.7209 | 0.51537 | 6 | 0.2363
6367 | 13.25 | 1 | 365 | 15.085 | 0.36391 | 15 | 0.44895
8072 | 7.56 | 1 | 365 | 8.607 | 0.32462 | 8 | 0.93163
6260 | 8.91 | 1 | 365 | 10.144 | 0.4183 | 10 | 0.56228
3922 | 5.36 | 1 | 365 | 6.1023 | 0.28306 | 6 | 0.38539
2586 | 12 | 1 | 365 | 13.6619 | 0.49939 | 14 | 0.16132
1304 | 5.25 | 1 | 365 | 5.9771 | 0.030984 | 6 | 0.0080754
4181 | 6.6 | 1 | 365 | 7.5141 | 0.12467 | 7 | 0.63872
853 | 4.5 | 1 | 365 | 5.1232 | 0.31227 | 5 | 0.43549
8054 | 4 | 1 | 365 | 4.554 | 0.16646 | 4 | 0.72044
5492 | 4.25 | 1 | 365 | 4.8386 | 0.73937 | 5 | 0.57797
4703 | 3.35 | 1 | 365 | 3.814 | 0.67691 | 4 | 0.49087
4388 | 4.41 | 1 | 365 | 5.0208 | 0.10603 | 5 | 0.12678
6135 | 6.75 | 1 | 365 | 7.6848 | 0.46841 | 8 | 0.15324
3393 | 8 | 1 | 365 | 9.1079 | 0.33293 | 9 | 0.44088
2134 | 5.5 | 1 | 365 | 6.2617 | 0.60389 | 6 | 0.8656
2397 | 5.75 | 1 | 365 | 6.5463 | 0.17679 | 6 | 0.72313
3352 | 10.5 | 1 | 365 | 11.9542 | 0.061968 | 12 | 0.016151
2853 | 9.8 | 1 | 365 | 11.1572 | 0.45784 | 11 | 0.61507
6355 | 4.86 | 1 | 365 | 5.5331 | 0.13725 | 5 | 0.67033
2851 | 9.805 | 1 | 365 | 11.1629 | 0.46929 | 11 | 0.63222
2401 | 3 | 1 | 365 | 3.4155 | 0.87485 | 4 | 0.29033
3387 | 4.02 | 1 | 365 | 4.5767 | 0.2123 | 4 | 0.78904
3111 | 5.695 | 1 | 365 | 6.4837 | 0.050753 | 6 | 0.53447
1754 | 5.25 | 1 | 365 | 5.9771 | 0.030984 | 6 | 0.0080754
3599 | 5.25 | 1 | 365 | 5.9771 | 0.030984 | 6 | 0.0080754
2962 | 8.04 | 1 | 365 | 9.1535 | 0.42459 | 9 | 0.57808
3100 | 4.02 | 1 | 365 | 4.5767 | 0.2123 | 4 | 0.78904
3426 | 8.575 | 1 | 365 | 9.7626 | 0.65061 | 10 | 0.41319
1793 | 6.5 | 1 | 365 | 7.4002 | 0.8955 | 8 | 0.29571
6331 | 4.32 | 1 | 365 | 4.9183 | 0.89978 | 5 | 0.81807
1891 | 6.03 | 1 | 365 | 6.8651 | 0.81844 | 7 | 0.68356
2858 | 5.36 | 1 | 365 | 6.1023 | 0.28306 | 6 | 0.38539
1961 | 13.734 | 1 | 365 | 15.6361 | 0.47305 | 16 | 0.10913
2856 | 4.8 | 1 | 365 | 5.4648 | 0.99976 | 6 | 0.46453
4791 | 4.14 | 1 | 365 | 4.7134 | 0.48729 | 5 | 0.20065
10145 | 5.025 | 1 | 365 | 5.7209 | 0.51537 | 6 | 0.2363
2263 | 6.89 | 1 | 365 | 7.8442 | 0.78923 | 8 | 0.63346
2627 | 7.975 | 1 | 365 | 9.0795 | 0.27564 | 9 | 0.35512
3107 | 6.125 | 1 | 365 | 6.9733 | 0.036148 | 7 | 0.0094213
4492 | 5.5 | 1 | 365 | 6.2617 | 0.60389 | 6 | 0.8656
2308 | 6.6 | 1 | 365 | 7.5141 | 0.12467 | 7 | 0.63872
14322 | 7.65 | 1 | 365 | 8.7095 | 0.53086 | 9 | 0.24034
2705 | 12.42 | 1 | 365 | 14.1401 | 0.46187 | 14 | 0.60196
12176 | 2 | 1 | 365 | 2.277 | 0.58323 | 2 | 0.86022
4207 | 5.3 | 1 | 365 | 6.034 | 0.14556 | 6 | 0.17958
3311 | 4.355 | 1 | 365 | 4.9581 | 0.97999 | 5 | 0.93813
1889 | 4.9 | 1 | 365 | 5.5786 | 0.22892 | 5 | 0.80754
3410 | 11.76 | 1 | 365 | 13.3887 | 0.9494 | 14 | 0.33809
6746 | 4.41 | 1 | 365 | 5.0208 | 0.10603 | 5 | 0.12678
1446 | 5.1 | 1 | 365 | 5.8063 | 0.68724 | 6 | 0.49356
2796 | 7.25 | 1 | 365 | 8.2541 | 0.61422 | 8 | 0.86829
4933 | 9.36 | 1 | 365 | 10.6563 | 0.44953 | 11 | 0.10583
2987 | 10 | 1 | 365 | 11.3849 | 0.91616 | 12 | 0.3011
1747 | 6.25 | 1 | 365 | 7.1156 | 0.3226 | 7 | 0.43818
1743 | 5 | 1 | 365 | 5.6925 | 0.45808 | 6 | 0.15055
2661 | 4.25 | 1 | 365 | 4.8386 | 0.73937 | 5 | 0.57797
10957 | 10.92 | 1 | 365 | 12.4324 | 0.024447 | 12 | 0.4568
2777 | 8.25 | 1 | 365 | 9.3926 | 0.90583 | 10 | 0.2984
5935 | 3.25 | 1 | 365 | 3.7001 | 0.44775 | 4 | 0.14786
2245 | 7.75 | 1 | 365 | 8.8233 | 0.76002 | 9 | 0.58335
3118 | 4.25 | 1 | 365 | 4.8386 | 0.73937 | 5 | 0.57797
10303 | 6 | 1 | 365 | 6.831 | 0.7497 | 7 | 0.58066
2489 | 3.5 | 1 | 365 | 3.9847 | 0.020656 | 4 | 0.0053836
3923 | 6.7 | 1 | 365 | 7.6279 | 0.35383 | 7 | 0.98173
1783 | 5.88 | 1 | 365 | 6.6943 | 0.4747 | 7 | 0.16904
6256 | 6.48 | 1 | 365 | 7.3774 | 0.84967 | 8 | 0.22711
4752 | 6.5 | 1 | 365 | 7.4002 | 0.8955 | 8 | 0.29571
1778 | 9.555 | 1 | 365 | 10.8783 | 0.89639 | 11 | 0.7747
2910 | 5.25 | 1 | 365 | 5.9771 | 0.030984 | 6 | 0.0080754
3606 | 4.25 | 1 | 365 | 4.8386 | 0.73937 | 5 | 0.57797
859 | 2 | 1 | 365 | 2.277 | 0.58323 | 2 | 0.86022
6264 | 5.355 | 1 | 365 | 6.0966 | 0.2716 | 6 | 0.36824
2820 | 6.5 | 1 | 365 | 7.4002 | 0.8955 | 8 | 0.29571
11447 | 9.945 | 1 | 365 | 11.3223 | 0.79012 | 12 | 0.11244
6250 | 9.99 | 1 | 365 | 11.3736 | 0.89324 | 12 | 0.26679
10463 | 4.5 | 1 | 365 | 5.1232 | 0.31227 | 5 | 0.43549
2555 | 6.25 | 1 | 365 | 7.1156 | 0.3226 | 7 | 0.43818
4014 | 5.025 | 1 | 365 | 5.7209 | 0.51537 | 6 | 0.2363
11413 | 9.52 | 1 | 365 | 10.8385 | 0.81618 | 11 | 0.65464
6169 | 4.86 | 1 | 365 | 5.5331 | 0.13725 | 5 | 0.67033
2710 | 9.5 | 1 | 365 | 10.8157 | 0.77035 | 11 | 0.58604
2985 | 3.75 | 1 | 365 | 4.2694 | 0.59356 | 4 | 0.86291
4952 | 7.5 | 1 | 365 | 8.5387 | 0.18712 | 8 | 0.72582
5069 | 5.886 | 1 | 365 | 6.7012 | 0.48845 | 7 | 0.18963
2849 | 8 | 1 | 365 | 9.1079 | 0.33293 | 9 | 0.44088
1968 | 2.6 | 1 | 365 | 2.9601 | 0.9582 | 3 | 0.91828
1434 | 6.12 | 1 | 365 | 6.9676 | 0.02469 | 6 | 0.99227
4455 | 5.5 | 1 | 365 | 6.2617 | 0.60389 | 6 | 0.8656
1646 | 5.61 | 1 | 365 | 6.3869 | 0.85597 | 7 | 0.24291
1427 | 7.75 | 1 | 365 | 8.8233 | 0.76002 | 9 | 0.58335
3918 | 6.21 | 1 | 365 | 7.07 | 0.23094 | 7 | 0.30098
6456 | 8.97 | 1 | 365 | 10.2123 | 0.5558 | 10 | 0.76808
1084 | 6.5 | 1 | 365 | 7.4002 | 0.8955 | 8 | 0.29571
4302 | 6.49 | 1 | 365 | 7.3888 | 0.87259 | 8 | 0.26141
1269 | 12.24 | 1 | 365 | 13.9352 | 0.04938 | 13 | 0.98454
2136 | 2.75 | 1 | 365 | 3.1309 | 0.30194 | 3 | 0.4328
1243 | 5 | 1 | 365 | 5.6925 | 0.45808 | 6 | 0.15055
1258 | 9.75 | 1 | 365 | 11.1003 | 0.34326 | 11 | 0.44357
2057 | 6.25 | 1 | 365 | 7.1156 | 0.3226 | 7 | 0.43818
6147 | 8.91 | 1 | 365 | 10.144 | 0.4183 | 10 | 0.56228
3348 | 12.5 | 1 | 365 | 14.2312 | 0.6452 | 14 | 0.87637
1314 | 8.415 | 1 | 365 | 9.5804 | 0.28395 | 9 | 0.86437
2978 | 6.6 | 1 | 365 | 7.5141 | 0.12467 | 7 | 0.63872
2016 | 6.48 | 1 | 365 | 7.3774 | 0.84967 | 8 | 0.22711
4277 | 7.5 | 1 | 365 | 8.5387 | 0.18712 | 8 | 0.72582
1352 | 14.74 | 1 | 365 | 16.7814 | 0.77842 | 17 | 0.55982
3332 | 12.9 | 1 | 365 | 14.6866 | 0.56185 | 15 | 0.24841
3056 | 9.555 | 1 | 365 | 10.8783 | 0.89639 | 11 | 0.7747
2180 | 7.5 | 1 | 365 | 8.5387 | 0.18712 | 8 | 0.72582
3239 | 5.4 | 1 | 365 | 6.1479 | 0.37473 | 6 | 0.52259
2629 | 12.42 | 1 | 365 | 14.1401 | 0.46187 | 14 | 0.60196
2264 | 4.5 | 1 | 365 | 5.1232 | 0.31227 | 5 | 0.43549
2889 | 5.145 | 1 | 365 | 5.8575 | 0.79036 | 6 | 0.64791
4348 | 6.5 | 1 | 365 | 7.4002 | 0.8955 | 8 | 0.29571
2082 | 5.25 | 1 | 365 | 5.9771 | 0.030984 | 6 | 0.0080754
857 | 9.25 | 1 | 365 | 10.5311 | 0.19745 | 10 | 0.72851
2299 | 7.15 | 1 | 365 | 8.1402 | 0.38505 | 8 | 0.52528
883 | 11.04 | 1 | 365 | 12.569 | 0.29944 | 12 | 0.86841
2470 | 9.24 | 1 | 365 | 10.5197 | 0.17453 | 10 | 0.69421
4083 | 6 | 1 | 365 | 6.831 | 0.7497 | 7 | 0.58066
9667 | 3.35 | 1 | 365 | 3.814 | 0.67691 | 4 | 0.49087
1425 | 7.5 | 1 | 365 | 8.5387 | 0.18712 | 8 | 0.72582
19871 | 13.8 | 1 | 365 | 15.7112 | 0.6243 | 16 | 0.33551
2009 | 7.75 | 1 | 365 | 8.8233 | 0.76002 | 9 | 0.58335
4612 | 6.75 | 1 | 365 | 7.6848 | 0.46841 | 8 | 0.15324
5621 | 8.04 | 1 | 365 | 9.1535 | 0.42459 | 9 | 0.57808
858 | 6.5 | 1 | 365 | 7.4002 | 0.8955 | 8 | 0.29571
48823 | 6.5 | 1 | 365 | 7.4002 | 0.39651 | 7 | 0.79671
2277 | 6.75 | 1 | 365 | 7.6848 | 0.46841 | 8 | 0.15324
32844 | 6.16 | 1 | 365 | 7.0131 | 0.11635 | 7 | 0.12948
1771 | 6.7 | 1 | 365 | 7.6279 | 0.35383 | 7 | 0.98173
37556 | 5.025 | 1 | 365 | 5.7209 | 0.51537 | 6 | 0.2363
3874 | 9 | 1 | 365 | 10.2464 | 0.62454 | 10 | 0.87099
8404 | 9 | 1 | 365 | 10.2464 | 0.62454 | 10 | 0.87099
5997 | 6.21 | 1 | 365 | 7.07 | 0.23094 | 7 | 0.30098
2304 | 6.36 | 1 | 365 | 7.2408 | 0.57468 | 7 | 0.8155
3646 | 6.72 | 1 | 365 | 7.6507 | 0.39966 | 8 | 0.050337
1824 | 3.445 | 1 | 365 | 3.9221 | 0.89462 | 4 | 0.81673
2399 | 9.5 | 1 | 365 | 10.8157 | 0.77035 | 11 | 0.58604
2101 | 5.32 | 1 | 365 | 6.0568 | 0.1914 | 6 | 0.24818
4041 | 7.02 | 1 | 365 | 7.9922 | 0.087144 | 8 | 0.079369
934 | 7 | 1 | 365 | 7.9695 | 0.041312 | 8 | 0.010767
4491 | 7.705 | 1 | 365 | 8.7721 | 0.6569 | 9 | 0.42899
1819 | 14.85 | 1 | 365 | 16.9066 | 0.030498 | 16 | 0.93713
2169 | 10.53 | 1 | 365 | 11.9883 | 0.13072 | 12 | 0.11905
4930 | 9.72 | 1 | 365 | 11.0662 | 0.27451 | 11 | 0.34067
1735 | 7.2 | 1 | 365 | 8.1972 | 0.49964 | 8 | 0.69679
1310 | 7.56 | 1 | 365 | 8.607 | 0.32462 | 8 | 0.93163
1443 | 9.045 | 1 | 365 | 10.2977 | 0.72767 | 11 | 0.025341
1444 | 5 | 1 | 365 | 5.6925 | 0.45808 | 6 | 0.15055
1780 | 5.695 | 1 | 365 | 6.4837 | 0.050753 | 6 | 0.53447
3778 | 4 | 1 | 365 | 4.554 | 0.16646 | 4 | 0.72044
5505 | 5.5 | 1 | 365 | 6.2617 | 0.60389 | 6 | 0.8656
1334 | 4.578 | 1 | 365 | 5.212 | 0.49102 | 5 | 0.70304
1344 | 6.37 | 1 | 365 | 7.2522 | 0.59759 | 7 | 0.8498
2823 | 4.02 | 1 | 365 | 4.5767 | 0.2123 | 4 | 0.78904
1604 | 2.55 | 1 | 365 | 2.9032 | 0.84362 | 3 | 0.74678
4528 | 5.5 | 1 | 365 | 6.2617 | 0.60389 | 6 | 0.8656
1600 | 6.36 | 1 | 365 | 7.2408 | 0.57468 | 7 | 0.8155
855 | 6.25 | 1 | 365 | 7.1156 | 0.3226 | 7 | 0.43818
2039 | 5.22 | 1 | 365 | 5.9429 | 0.96224 | 6 | 0.90517
6176 | 5 | 1 | 365 | 5.6925 | 0.45808 | 6 | 0.15055
4051 | 9 | 1 | 365 | 10.2464 | 0.62454 | 10 | 0.87099
2854 | 14.74 | 1 | 365 | 16.7814 | 0.77842 | 17 | 0.55982
3564 | 5 | 1 | 365 | 5.6925 | 0.45808 | 6 | 0.15055
3518 | 10 | 1 | 365 | 11.3849 | 0.91616 | 12 | 0.3011
3453 | 5.88 | 1 | 365 | 6.6943 | 0.4747 | 7 | 0.16904
1063 | 3.25 | 1 | 365 | 3.7001 | 0.44775 | 4 | 0.14786
2595 | 7.59 | 1 | 365 | 8.6412 | 0.39337 | 9 | 0.034532
2817 | 11 | 1 | 365 | 12.5234 | 0.20778 | 12 | 0.73121
36647 | 5.13 | 1 | 365 | 5.8405 | 0.75599 | 6 | 0.59646
2626 | 7.98 | 1 | 365 | 9.0852 | 0.2871 | 9 | 0.37227
1100 | 4 | 1 | 365 | 4.554 | 0.16646 | 4 | 0.72044
4177 | 5.5 | 1 | 365 | 6.2617 | 0.60389 | 6 | 0.8656
6245 | 7.56 | 1 | 365 | 8.607 | 0.32462 | 8 | 0.93163
2261 | 6.6 | 1 | 365 | 7.5141 | 0.12467 | 7 | 0.63872
3317 | 2.04 | 1 | 365 | 2.3225 | 0.6749 | 2 | 0.99742
4290 | 7.035 | 1 | 365 | 8.0093 | 0.12152 | 8 | 0.13082
2286 | 7.7 | 1 | 365 | 8.7664 | 0.64544 | 9 | 0.41184
5172 | 3.64 | 1 | 365 | 4.1441 | 0.34148 | 4 | 0.4856
2614 | 4.75 | 1 | 365 | 5.4078 | 0.88518 | 6 | 0.29302
20028 | 6.5 | 1 | 365 | 7.4002 | 0.8955 | 8 | 0.29571
3553 | 6.37 | 1 | 365 | 7.2522 | 0.59759 | 7 | 0.8498
1920 | 7 | 1 | 365 | 7.9695 | 0.041312 | 8 | 0.010767
2818 | 5.5 | 1 | 365 | 6.2617 | 0.60389 | 6 | 0.8656
1303 | 9.25 | 1 | 365 | 10.5311 | 0.19745 | 10 | 0.72851
2237 | 3.25 | 1 | 365 | 3.7001 | 0.44775 | 4 | 0.14786
15632 | 7.14 | 1 | 365 | 8.1288 | 0.36214 | 8 | 0.49098
10276 | 9.18 | 1 | 365 | 10.4514 | 0.037035 | 10 | 0.48841
6381 | 8.829 | 1 | 365 | 10.0518 | 0.23268 | 10 | 0.28444
6471 | 5.94 | 1 | 365 | 6.7627 | 0.6122 | 7 | 0.37485
4149 | 3.6 | 1 | 365 | 4.0986 | 0.24982 | 4 | 0.34839
5515 | 9.35 | 1 | 365 | 10.6449 | 0.42661 | 11 | 0.071525
5125 | 7.84 | 1 | 365 | 8.9258 | 0.96627 | 9 | 0.89206
2534 | 13.08 | 1 | 365 | 14.8915 | 0.97434 | 15 | 0.86583
3176 | 8.04 | 1 | 365 | 9.1535 | 0.42459 | 9 | 0.57808
2182 | 8.25 | 1 | 365 | 9.3926 | 0.90583 | 10 | 0.2984
4898 | 6.25 | 1 | 365 | 7.1156 | 0.3226 | 7 | 0.43818
4556 | 5 | 1 | 365 | 5.6925 | 0.45808 | 6 | 0.15055
52674 | 7.26 | 1 | 365 | 8.2655 | 0.63713 | 8 | 0.9026
6564 | 8.16 | 1 | 365 | 9.2901 | 0.69959 | 9 | 0.98969
3390 | 6.03 | 1 | 365 | 6.8651 | 0.81844 | 7 | 0.68356
3496 | 3 | 1 | 365 | 3.4155 | 0.87485 | 4 | 0.29033
11713 | 4.2 | 1 | 365 | 4.7817 | 0.62479 | 5 | 0.40646
4265 | 7.75 | 1 | 365 | 8.8233 | 0.76002 | 9 | 0.58335
3194 | 9.72 | 1 | 365 | 11.0662 | 0.27451 | 11 | 0.34067
3921 | 4.69 | 1 | 365 | 5.3395 | 0.74768 | 6 | 0.087214
5383 | 11.118 | 1 | 365 | 12.6578 | 0.47819 | 13 | 0.13596
3196 | 9.8 | 1 | 365 | 11.1572 | 0.45784 | 11 | 0.61507
2378 | 6.25 | 1 | 365 | 7.1156 | 0.3226 | 7 | 0.43818
2271 | 2.5 | 1 | 365 | 2.8462 | 0.72904 | 3 | 0.57527
6263 | 6.885 | 1 | 365 | 7.8385 | 0.77778 | 8 | 0.6163
1071 | 5.75 | 1 | 365 | 6.5463 | 0.17679 | 6 | 0.72313
2305 | 8.5 | 1 | 365 | 9.6772 | 0.47874 | 10 | 0.15593
7585 | 4.845 | 1 | 365 | 5.516 | 0.10288 | 5 | 0.61888
4052 | 4 | 1 | 365 | 4.554 | 0.16646 | 4 | 0.72044
3137 | 2.75 | 1 | 365 | 3.1309 | 0.30194 | 3 | 0.4328
2143 | 7 | 1 | 365 | 7.9695 | 0.041312 | 8 | 0.010767
6724 | 3.18 | 1 | 365 | 3.6204 | 0.28734 | 3 | 0.90775
4792 | 5.39 | 1 | 365 | 6.1365 | 0.35181 | 6 | 0.48829
4354 | 6 | 1 | 365 | 6.831 | 0.7497 | 7 | 0.58066
3452 | 5.1 | 1 | 365 | 5.8063 | 0.68724 | 6 | 0.49356
2797 | 9.75 | 1 | 365 | 11.1003 | 0.34326 | 11 | 0.44357
2058 | 7 | 1 | 365 | 7.9695 | 0.041312 | 8 | 0.010767
4376 | 11.055 | 1 | 365 | 12.586 | 0.33381 | 12 | 0.91986
3430 | 6.7 | 1 | 365 | 7.6279 | 0.35383 | 7 | 0.98173
16236 | 6.325 | 1 | 365 | 7.201 | 0.49447 | 7 | 0.69544
3384 | 4.69 | 1 | 365 | 5.3395 | 0.74768 | 6 | 0.087214
3849 | 6.03 | 1 | 365 | 6.8651 | 0.81844 | 7 | 0.68356
3102 | 3.5 | 1 | 365 | 3.9847 | 0.020656 | 4 | 0.0053836
4584 | 4.5 | 1 | 365 | 5.1232 | 0.31227 | 5 | 0.43549
2388 | 5.25 | 1 | 365 | 5.9771 | 0.030984 | 6 | 0.0080754
6161 | 6.21 | 1 | 365 | 7.07 | 0.23094 | 7 | 0.30098
3525 | 4.355 | 1 | 365 | 4.9581 | 0.97999 | 5 | 0.93813
3801 | 5.36 | 1 | 365 | 6.1023 | 0.28306 | 6 | 0.38539
3240 | 4.9 | 1 | 365 | 5.5786 | 0.22892 | 5 | 0.80754
6585 | 7.705 | 1 | 365 | 8.7721 | 0.6569 | 9 | 0.42899
4460 | 6 | 1 | 365 | 6.831 | 0.7497 | 7 | 0.58066
5514 | 4.95 | 1 | 365 | 5.6355 | 0.3435 | 5 | 0.97904
2634 | 6.25 | 1 | 365 | 7.1156 | 0.3226 | 7 | 0.43818
2620 | 5 | 1 | 365 | 5.6925 | 0.45808 | 6 | 0.15055
3437 | 6.365 | 1 | 365 | 7.2465 | 0.58614 | 7 | 0.83265
952 | 6.5 | 1 | 365 | 7.4002 | 0.8955 | 8 | 0.29571
8913 | 7.02 | 1 | 365 | 7.9922 | 0.087144 | 8 | 0.079369
4414 | 8.75 | 1 | 365 | 9.9618 | 0.05164 | 10 | 0.013459
884 | 5.886 | 1 | 365 | 6.7012 | 0.48845 | 7 | 0.18963
6126 | 5.36 | 1 | 365 | 6.1023 | 0.28306 | 6 | 0.38539
1552 | 2.5 | 1 | 365 | 2.8462 | 0.72904 | 3 | 0.57527
6171 | 6.48 | 1 | 365 | 7.3774 | 0.84967 | 8 | 0.22711
1751 | 4.25 | 1 | 365 | 4.8386 | 0.73937 | 5 | 0.57797
2357 | 6.6 | 1 | 365 | 7.5141 | 0.12467 | 7 | 0.63872
2553 | 6 | 1 | 365 | 6.831 | 0.7497 | 7 | 0.58066
12421 | 5.1 | 1 | 365 | 5.8063 | 0.68724 | 6 | 0.49356
12570 | 6.875 | 1 | 365 | 7.8271 | 0.75486 | 8 | 0.582
2094 | 7 | 1 | 365 | 7.9695 | 0.041312 | 8 | 0.010767
4153 | 14.07 | 1 | 365 | 16.0186 | 0.24304 | 16 | 0.26164
6504 | 4.59 | 1 | 365 | 5.2257 | 0.51852 | 5 | 0.7442
3308 | 7 | 1 | 365 | 7.9695 | 0.041312 | 8 | 0.010767
2110 | 4.95 | 1 | 365 | 5.6355 | 0.3435 | 5 | 0.97904
2964 | 7.5 | 1 | 365 | 8.5387 | 0.18712 | 8 | 0.72582
1245 | 7 | 1 | 365 | 7.9695 | 0.041312 | 8 | 0.010767
2293 | 6.75 | 1 | 365 | 7.6848 | 0.46841 | 8 | 0.15324
3793 | 4.9 | 1 | 365 | 5.5786 | 0.22892 | 5 | 0.80754
3850 | 3.35 | 1 | 365 | 3.814 | 0.67691 | 4 | 0.49087
6373 | 13.44 | 1 | 365 | 15.3014 | 0.79932 | 16 | 0.10067
6480 | 4.05 | 1 | 365 | 4.6109 | 0.28104 | 4 | 0.89194
2949 | 3.35 | 1 | 365 | 3.814 | 0.67691 | 4 | 0.49087
3103 | 6.7 | 1 | 365 | 7.6279 | 0.35383 | 7 | 0.98173
3057 | 4.02 | 1 | 365 | 4.5767 | 0.2123 | 4 | 0.78904
6386 | 6.03 | 1 | 365 | 6.8651 | 0.81844 | 7 | 0.68356
5441 | 3.92 | 1 | 365 | 4.4629 | 0.98313 | 5 | 0.44603
2550 | 8.25 | 1 | 365 | 9.3926 | 0.90583 | 10 | 0.2984
16254 | 5.13 | 1 | 365 | 5.8405 | 0.75599 | 6 | 0.59646
3104 | 5.695 | 1 | 365 | 6.4837 | 0.050753 | 6 | 0.53447
6479 | 8.1 | 1 | 365 | 9.2218 | 0.56209 | 9 | 0.78389
13050 | 5 | 1 | 365 | 5.6925 | 0.68962 | 6 | 0.38209
4391 | 6.86 | 1 | 365 | 7.8101 | 0.72049 | 8 | 0.53055
16942 | 5.1 | 1 | 365 | 5.8063 | 0.68724 | 6 | 0.49356
6262 | 8.91 | 1 | 365 | 10.144 | 0.4183 | 10 | 0.56228
3837 | 4.69 | 1 | 365 | 5.3395 | 0.74768 | 6 | 0.087214
5118 | 5.695 | 1 | 365 | 6.4837 | 0.050753 | 6 | 0.53447
6297 | 13.005 | 1 | 365 | 14.8061 | 0.80247 | 15 | 0.60858
980 | 9.75 | 1 | 365 | 11.1003 | 0.34326 | 11 | 0.44357
4154 | 4 | 1 | 365 | 4.554 | 0.16646 | 4 | 0.72044
3407 | 3.43 | 1 | 365 | 3.905 | 0.86024 | 4 | 0.76528
2666 | 10.53 | 1 | 365 | 11.9883 | 0.13072 | 12 | 0.11905
1430 | 3.35 | 1 | 365 | 3.814 | 0.67691 | 4 | 0.49087
7661 | 11.66 | 1 | 365 | 13.2748 | 0.72024 | 13 | 0.99508
3106 | 4.69 | 1 | 365 | 5.3395 | 0.74768 | 6 | 0.087214
3181 | 5.88 | 1 | 365 | 6.6943 | 0.4747 | 7 | 0.16904
2252 | 6 | 1 | 365 | 6.831 | 0.7497 | 7 | 0.58066
3178 | 4.9 | 1 | 365 | 5.5786 | 0.22892 | 5 | 0.80754
2945 | 6.03 | 1 | 365 | 6.8651 | 0.81844 | 7 | 0.68356
3405 | 3.35 | 1 | 365 | 3.814 | 0.67691 | 4 | 0.49087
5450 | 10 | 1 | 365 | 11.3849 | 0.91616 | 12 | 0.3011
3162 | 12.5 | 1 | 365 | 14.2312 | 0.6452 | 14 | 0.87637
7955 | 9.18 | 1 | 365 | 10.4514 | 0.037035 | 10 | 0.48841
5278 | 4.95 | 1 | 365 | 5.6355 | 0.3435 | 5 | 0.97904
2370 | 5.25 | 1 | 365 | 5.9771 | 0.030984 | 6 | 0.0080754
3433 | 3 | 1 | 365 | 3.4155 | 0.87485 | 4 | 0.29033
10874 | 6.7 | 1 | 365 | 7.6279 | 0.35383 | 7 | 0.98173
3958 | 8.68 | 1 | 365 | 9.8821 | 0.89123 | 10 | 0.77335
24049 | 5.7 | 1 | 365 | 6.4894 | 0.062211 | 6 | 0.55162
2179 | 4.5 | 1 | 365 | 5.1232 | 0.31227 | 5 | 0.43549
52671 | 6.44 | 1 | 365 | 7.3319 | 0.75801 | 8 | 0.089906
3524 | 10.05 | 1 | 365 | 11.4419 | 0.030741 | 11 | 0.4726
6442 | 11 | 1 | 365 | 12.5234 | 0.20778 | 12 | 0.73121
2593 | 12.925 | 1 | 365 | 14.715 | 0.61914 | 15 | 0.33417
2021 | 11.5 | 1 | 365 | 13.0927 | 0.35358 | 13 | 0.44626
2625 | 5.232 | 1 | 365 | 5.9566 | 0.98973 | 6 | 0.94633
2960 | 5.695 | 1 | 365 | 6.4837 | 0.050753 | 6 | 0.53447
1305 | 2.5 | 1 | 365 | 2.8462 | 0.72904 | 3 | 0.57527
4287 | 4.9 | 1 | 365 | 5.5786 | 0.22892 | 5 | 0.80754
17075 | 4.75 | 1 | 365 | 5.4078 | 0.88518 | 6 | 0.29302
989 | 6.25 | 1 | 365 | 7.1156 | 0.3226 | 7 | 0.43818
2822 | 4.77 | 1 | 365 | 5.4306 | 0.93101 | 6 | 0.36162
1318 | 4.5 | 1 | 365 | 5.1232 | 0.31227 | 5 | 0.43549
1874 | 5.025 | 1 | 365 | 5.7209 | 0.51537 | 6 | 0.2363
1990 | 6.05 | 1 | 365 | 6.8879 | 0.86428 | 7 | 0.75216
3062 | 9.805 | 1 | 365 | 11.1629 | 0.46929 | 11 | 0.63222
1617 | 4 | 1 | 365 | 4.554 | 0.16646 | 4 | 0.72044
5608 | 12.5 | 1 | 365 | 14.2312 | 0.6452 | 14 | 0.87637
860 | 2.5 | 1 | 365 | 2.8462 | 0.72904 | 3 | 0.57527
1254 | 6.5 | 1 | 365 | 7.4002 | 0.8955 | 8 | 0.29571
4016 | 3.35 | 1 | 365 | 3.814 | 0.67691 | 4 | 0.49087
3414 | 6.125 | 1 | 365 | 6.9733 | 0.036148 | 7 | 0.0094213
6134 | 9.715 | 1 | 365 | 11.0605 | 0.26305 | 11 | 0.32351
2689 | 7.848 | 1 | 365 | 8.9349 | 0.9846 | 9 | 0.9195
2826 | 5.39 | 1 | 365 | 6.1365 | 0.35181 | 6 | 0.48829
2621 | 5.865 | 1 | 365 | 6.6773 | 0.44033 | 7 | 0.11759
6151 | 5.4 | 1 | 365 | 6.1479 | 0.37473 | 6 | 0.52259
6506 | 5 | 1 | 365 | 5.6925 | 0.45808 | 6 | 0.15055
882 | 12.099 | 1 | 365 | 13.7746 | 0.72626 | 14 | 0.5009
936 | 2.25 | 1 | 365 | 2.5616 | 0.15614 | 2 | 0.71775
4155 | 8.75 | 1 | 365 | 9.9618 | 0.05164 | 10 | 0.013459
52220 | 4.95 | 1 | 365 | 5.6355 | 0.3435 | 5 | 0.97904
2515 | 7.5 | 1 | 365 | 8.5387 | 0.18712 | 8 | 0.72582
6538 | 3.185 | 1 | 365 | 3.6261 | 0.2988 | 3 | 0.9249
2368 | 5.5 | 1 | 365 | 6.2617 | 0.60389 | 6 | 0.8656
6197 | 3.78 | 1 | 365 | 4.3035 | 0.66231 | 4 | 0.96581
6751 | 9 | 1 | 365 | 10.2464 | 0.62454 | 10 | 0.87099
4570 | 2.94 | 1 | 365 | 3.3472 | 0.73735 | 4 | 0.084522
4275 | 6.86 | 1 | 365 | 7.8101 | 0.72049 | 8 | 0.53055
1501 | 6 | 1 | 365 | 6.831 | 0.7497 | 7 | 0.58066
3550 | 5.5 | 1 | 365 | 6.2617 | 0.60389 | 6 | 0.8656
6196 | 4.05 | 1 | 365 | 4.6109 | 0.28104 | 4 | 0.89194
2088 | 8.829 | 1 | 365 | 10.0518 | 0.23268 | 10 | 0.28444
1458 | 6.25 | 1 | 365 | 7.1156 | 0.3226 | 7 | 0.43818
1320 | 6.625 | 1 | 365 | 7.5425 | 0.18196 | 7 | 0.72448
2285 | 5.25 | 1 | 365 | 5.9771 | 0.030984 | 6 | 0.0080754
6142 | 6.21 | 1 | 365 | 7.07 | 0.23094 | 7 | 0.30098
6389 | 4.59 | 1 | 365 | 5.2257 | 0.51852 | 5 | 0.7442
1018 | 5.75 | 1 | 365 | 6.5463 | 0.17679 | 6 | 0.72313
17211 | 6.6 | 1 | 365 | 7.5141 | 0.12467 | 7 | 0.63872
16239 | 7.56 | 1 | 365 | 8.607 | 0.32462 | 8 | 0.93163
6441 | 6.12 | 1 | 365 | 6.9676 | 0.02469 | 6 | 0.99227
4048 | 2.5 | 1 | 365 | 2.8462 | 0.72904 | 3 | 0.57527
981 | 9.5 | 1 | 365 | 10.8157 | 0.77035 | 11 | 0.58604
4709 | 6.63 | 1 | 365 | 7.5482 | 0.19341 | 7 | 0.74163
67840 | 5 | 1 | 365 | 5.6925 | 0.45808 | 6 | 0.15055
2840 | 4.5 | 1 | 365 | 5.1232 | 0.31227 | 5 | 0.43549
2262 | 8.28 | 1 | 365 | 9.4267 | 0.97458 | 10 | 0.40131
4575 | 9.35 | 1 | 365 | 10.6449 | 0.42661 | 11 | 0.071525
6361 | 4.59 | 1 | 365 | 5.2257 | 0.51852 | 5 | 0.7442
4789 | 6.24 | 1 | 365 | 7.1042 | 0.29968 | 7 | 0.40388
1835 | 3.75 | 1 | 365 | 4.2694 | 0.59356 | 4 | 0.86291
2591 | 9.9 | 1 | 365 | 11.2711 | 0.687 | 11 | 0.95809
861 | 11.25 | 1 | 365 | 12.8081 | 0.78068 | 13 | 0.58873
1324 | 10.35 | 1 | 365 | 11.7834 | 0.71823 | 12 | 0.50163
872 | 4 | 1 | 365 | 4.554 | 0.16646 | 4 | 0.72044
3422 | 4.165 | 1 | 365 | 4.7418 | 0.54458 | 5 | 0.28641
3241 | 4.25 | 1 | 365 | 4.8386 | 0.73937 | 5 | 0.57797
1860 | 3.5 | 1 | 365 | 3.9847 | 0.020656 | 4 | 0.0053836
2041 | 11.445 | 1 | 365 | 13.0301 | 0.22755 | 13 | 0.2576
3949 | 13.52 | 1 | 365 | 15.3924 | 0.98265 | 16 | 0.37508
2196 | 5.25 | 1 | 365 | 5.9771 | 0.030984 | 6 | 0.0080754
19276 | 8.1 | 1 | 365 | 9.2218 | 0.56209 | 9 | 0.78389
940 | 7 | 1 | 365 | 7.9695 | 0.041312 | 8 | 0.010767
1794 | 7.848 | 1 | 365 | 8.9349 | 0.9846 | 9 | 0.9195
2132 | 5.75 | 1 | 365 | 6.5463 | 0.17679 | 6 | 0.72313
1533 | 7.8 | 1 | 365 | 8.8803 | 0.8746 | 9 | 0.75485
4228 | 5.25 | 1 | 365 | 5.9771 | 0.030984 | 6 | 0.0080754
4250 | 5.75 | 1 | 365 | 6.5463 | 0.17679 | 6 | 0.72313
982 | 6.75 | 1 | 365 | 7.6848 | 0.46841 | 8 | 0.15324
6235 | 7.56 | 1 | 365 | 8.607 | 0.32462 | 8 | 0.93163
1808 | 5.695 | 1 | 365 | 6.4837 | 0.050753 | 6 | 0.53447
46757 | 7 | 1 | 365 | 7.9695 | 0.041312 | 8 | 0.010767
3547 | 5.695 | 1 | 365 | 6.4837 | 0.050753 | 6 | 0.53447
2025 | 6.9 | 1 | 365 | 7.8556 | 0.81215 | 8 | 0.66776
2265 | 4.4 | 1 | 365 | 5.0094 | 0.08311 | 5 | 0.092482
2071 | 9 | 1 | 365 | 10.2464 | 0.62454 | 10 | 0.87099
2735 | 5 | 1 | 365 | 5.6925 | 0.45808 | 6 | 0.15055
4484 | 3.35 | 1 | 365 | 3.814 | 0.67691 | 4 | 0.49087
2149 | 3.75 | 1 | 365 | 4.2694 | 0.59356 | 4 | 0.86291
2164 | 4.32 | 1 | 365 | 4.9183 | 0.89978 | 5 | 0.81807
2692 | 5.94 | 1 | 365 | 6.7627 | 0.6122 | 7 | 0.37485
1777 | 6.7 | 1 | 365 | 7.6279 | 0.35383 | 7 | 0.98173
1365 | 5 | 1 | 365 | 5.6925 | 0.45808 | 6 | 0.15055
3008 | 9.81 | 1 | 365 | 11.1686 | 0.48075 | 11 | 0.64938
6265 | 5.25 | 1 | 365 | 5.9771 | 0.030984 | 6 | 0.0080754
881 | 6.54 | 1 | 365 | 7.4457 | 0.98717 | 8 | 0.43292
1307 | 7 | 1 | 365 | 7.9695 | 0.041312 | 8 | 0.010767
1496 | 4 | 1 | 365 | 4.554 | 0.16646 | 4 | 0.72044
2314 | 4.25 | 1 | 365 | 4.8386 | 0.73937 | 5 | 0.57797
946 | 4.75 | 1 | 365 | 5.4078 | 0.88518 | 6 | 0.29302
6675 | 9 | 1 | 365 | 10.2464 | 0.62454 | 10 | 0.87099
3420 | 5.025 | 1 | 365 | 5.7209 | 0.51537 | 6 | 0.2363
2767 | 3.25 | 1 | 365 | 3.7001 | 0.44775 | 4 | 0.14786
1315 | 7.84 | 1 | 365 | 8.9258 | 0.96627 | 9 | 0.89206
4713 | 4.86 | 1 | 365 | 5.5331 | 0.13725 | 5 | 0.67033
3271 | 9.38 | 1 | 365 | 10.6791 | 0.49536 | 11 | 0.17443
3959 | 2.695 | 1 | 365 | 3.0682 | 0.17591 | 3 | 0.24415
914 | 6.25 | 1 | 365 | 7.1156 | 0.3226 | 7 | 0.43818
1409 | 4.25 | 1 | 365 | 4.8386 | 0.73937 | 5 | 0.57797
1426 | 4.69 | 1 | 365 | 5.3395 | 0.74768 | 6 | 0.087214
3488 | 4.32 | 1 | 365 | 4.9183 | 0.89978 | 5 | 0.81807
3231 | 9.75 | 1 | 365 | 11.1003 | 0.34326 | 11 | 0.44357
3672 | 7 | 1 | 365 | 7.9695 | 0.041312 | 8 | 0.010767
3579 | 8.06 | 1 | 365 | 9.1763 | 0.47042 | 9 | 0.64668
6317 | 8.64 | 1 | 365 | 9.8366 | 0.79956 | 10 | 0.63615
6414 | 4.59 | 1 | 365 | 5.2257 | 0.51852 | 5 | 0.7442
4040 | 8 | 1 | 365 | 9.1079 | 0.33293 | 9 | 0.44088
1494 | 3.5 | 1 | 365 | 3.9847 | 0.020656 | 4 | 0.0053836
3392 | 8 | 1 | 365 | 9.1079 | 0.33293 | 9 | 0.44088
1104 | 5.25 | 1 | 365 | 5.9771 | 0.030984 | 6 | 0.0080754
3826 | 7.75 | 1 | 365 | 8.8233 | 0.76002 | 9 | 0.58335
3956 | 4.5 | 1 | 365 | 5.1232 | 0.31227 | 5 | 0.43549
3375 | 5.865 | 1 | 365 | 6.6773 | 0.44033 | 7 | 0.11759
2688 | 9.35 | 1 | 365 | 10.6449 | 0.42661 | 11 | 0.071525
6356 | 5.4 | 1 | 365 | 6.1479 | 0.37473 | 6 | 0.52259
6165 | 3.51 | 1 | 365 | 3.9961 | 0.043572 | 4 | 0.039685
6146 | 6.5 | 1 | 365 | 7.4002 | 0.8955 | 8 | 0.29571
2335 | 6.71 | 1 | 365 | 7.6393 | 0.37674 | 8 | 0.016035
6520 | 3.25 | 1 | 365 | 3.7001 | 0.44775 | 4 | 0.14786
6140 | 6.5 | 1 | 365 | 7.4002 | 0.8955 | 8 | 0.29571
3736 | 6.1 | 1 | 365 | 6.9448 | 0.97886 | 7 | 0.92367
6499 | 9.72 | 1 | 365 | 11.0662 | 0.27451 | 11 | 0.34067
6390 | 7.29 | 1 | 365 | 8.2996 | 0.70588 | 9 | 0.005499
4167 | 8.5 | 1 | 365 | 9.6772 | 0.47874 | 10 | 0.15593
3675 | 5.635 | 1 | 365 | 6.4154 | 0.91326 | 7 | 0.32867
8073 | 3.25 | 1 | 365 | 3.7001 | 0.44775 | 4 | 0.14786
4159 | 7.8 | 1 | 365 | 8.8803 | 0.8746 | 9 | 0.75485
6494 | 9.18 | 1 | 365 | 10.4514 | 0.037035 | 10 | 0.48841
6482 | 8.16 | 1 | 365 | 9.2901 | 0.69959 | 9 | 0.98969
2827 | 7.15 | 1 | 365 | 8.1402 | 0.38505 | 8 | 0.52528
4221 | 7 | 1 | 365 | 7.9695 | 0.041312 | 8 | 0.010767
9128 | 11.6 | 1 | 365 | 13.2065 | 0.58275 | 13 | 0.78927
12821 | 6.9 | 1 | 365 | 7.8556 | 0.81215 | 8 | 0.66776
4394 | 4.68 | 1 | 365 | 5.3282 | 0.72476 | 6 | 0.052913
2070 | 6.325 | 1 | 365 | 7.201 | 0.49447 | 7 | 0.69544
2707 | 6.05 | 1 | 365 | 6.8879 | 0.86428 | 7 | 0.75216
2307 | 9.54 | 1 | 365 | 10.8612 | 0.86202 | 11 | 0.72325
2518 | 5 | 1 | 365 | 5.6925 | 0.45808 | 6 | 0.15055
4174 | 4.8 | 1 | 365 | 5.4648 | 0.99976 | 6 | 0.46453
4197 | 5.4 | 1 | 365 | 6.1479 | 0.37473 | 6 | 0.52259
1047 | 5.13 | 1 | 365 | 5.8405 | 0.75599 | 6 | 0.59646
1384 | 6.63 | 1 | 365 | 7.5482 | 0.19341 | 7 | 0.74163
1373 | 4.25 | 1 | 365 | 4.8386 | 0.73937 | 5 | 0.57797
6193 | 9.18 | 1 | 365 | 10.4514 | 0.037035 | 10 | 0.48841
2585 | 10.05 | 1 | 365 | 11.4419 | 0.030741 | 11 | 0.4726
2315 | 5.5 | 1 | 365 | 6.2617 | 0.60389 | 6 | 0.8656
4660 | 3.924 | 1 | 365 | 4.4674 | 0.9923 | 5 | 0.45975
2861 | 6.05 | 1 | 365 | 6.8879 | 0.86428 | 7 | 0.75216
5415 | 3.5 | 1 | 365 | 3.9847 | 0.020656 | 4 | 0.0053836
20945 | 4.95 | 1 | 365 | 5.6355 | 0.3435 | 5 | 0.97904
4860 | 6.7 | 1 | 365 | 7.6279 | 0.35383 | 7 | 0.98173
3458 | 12.753 | 1 | 365 | 14.5192 | 0.22498 | 14 | 0.74419
5289 | 4.25 | 1 | 365 | 4.8386 | 0.73937 | 5 | 0.57797
32121 | 5.355 | 1 | 365 | 6.0966 | 0.2716 | 6 | 0.36824
9248 | 6.375 | 1 | 365 | 7.2579 | 0.60905 | 7 | 0.86695
2440 | 11.75 | 1 | 365 | 13.3773 | 0.92649 | 14 | 0.30379
8892 | 8.25 | 1 | 365 | 9.3926 | 0.90583 | 10 | 0.2984
3425 | 5.36 | 1 | 365 | 6.1023 | 0.28306 | 6 | 0.38539
3424 | 5.39 | 1 | 365 | 6.1365 | 0.35181 | 6 | 0.48829
3295 | 14.85 | 1 | 365 | 16.9066 | 0.030498 | 16 | 0.93713
6341 | 10.72 | 1 | 365 | 12.2047 | 0.56612 | 12 | 0.77077
3398 | 6.5 | 1 | 365 | 7.4002 | 0.8955 | 8 | 0.29571
3277 | 4.5 | 1 | 365 | 5.1232 | 0.31227 | 5 | 0.43549
4132 | 5 | 1 | 365 | 5.6925 | 0.45808 | 6 | 0.15055
4017 | 5.36 | 1 | 365 | 6.1023 | 0.28306 | 6 | 0.38539
5416 | 2.75 | 1 | 365 | 3.1309 | 0.30194 | 3 | 0.4328
5128 | 4.8 | 1 | 365 | 5.4648 | 0.99976 | 6 | 0.46453
2994 | 4.25 | 1 | 365 | 4.8386 | 0.73937 | 5 | 0.57797
6335 | 6.365 | 1 | 365 | 7.2465 | 0.58614 | 7 | 0.83265
5744 | 6.75 | 1 | 365 | 7.6848 | 0.46841 | 8 | 0.15324
4071 | 4.68 | 1 | 365 | 5.3282 | 0.72476 | 6 | 0.052913
3671 | 6 | 1 | 365 | 6.831 | 0.7497 | 7 | 0.58066
34807 | 4.48 | 1 | 365 | 5.1005 | 0.26644 | 5 | 0.36689
2187 | 4.5 | 1 | 365 | 5.1232 | 0.31227 | 5 | 0.43549
3471 | 10.791 | 1 | 365 | 12.2855 | 0.72883 | 13 | 0.014313
3536 | 6.03 | 1 | 365 | 6.8651 | 0.81844 | 7 | 0.68356
6433 | 4.59 | 1 | 365 | 5.2257 | 0.51852 | 5 | 0.7442
6324 | 5.145 | 1 | 365 | 5.8575 | 0.79036 | 6 | 0.64791
2428 | 5.886 | 1 | 365 | 6.7012 | 0.48845 | 7 | 0.18963
6385 | 7.83 | 1 | 365 | 8.9144 | 0.94335 | 9 | 0.85776
2113 | 6.75 | 1 | 365 | 7.6848 | 0.46841 | 8 | 0.15324
2699 | 5 | 1 | 365 | 5.6925 | 0.45808 | 6 | 0.15055
5403 | 8.04 | 1 | 365 | 9.1535 | 0.42459 | 9 | 0.57808
3011 | 5.5 | 1 | 365 | 6.2617 | 0.60389 | 6 | 0.8656
4305 | 7.84 | 1 | 365 | 8.9258 | 0.96627 | 9 | 0.89206
4508 | 8.71 | 1 | 365 | 9.9163 | 0.95998 | 10 | 0.87625
22070 | 6 | 1 | 365 | 6.831 | 0.7497 | 7 | 0.58066
3864 | 4.5 | 1 | 365 | 5.1232 | 0.31227 | 5 | 0.43549
4543 | 3.75 | 1 | 365 | 4.2694 | 0.59356 | 4 | 0.86291
2354 | 5 | 1 | 365 | 5.6925 | 0.45808 | 6 | 0.15055
3340 | 4.8 | 1 | 365 | 5.4648 | 0.99976 | 6 | 0.46453
5010 | 5.88 | 1 | 365 | 6.6943 | 0.4747 | 7 | 0.16904
5439 | 5.695 | 1 | 365 | 6.4837 | 0.050753 | 6 | 0.53447
3297 | 3.75 | 1 | 365 | 4.2694 | 0.59356 | 4 | 0.86291
9802 | 4.41 | 1 | 365 | 5.0208 | 0.10603 | 5 | 0.12678
4450 | 8.04 | 1 | 365 | 9.1535 | 0.42459 | 9 | 0.57808
5040 | 6.867 | 1 | 365 | 7.818 | 0.73653 | 8 | 0.55456
2366 | 13.455 | 1 | 365 | 15.3184 | 0.83369 | 16 | 0.15212
3456 | 6.03 | 1 | 365 | 6.8651 | 0.81844 | 7 | 0.68356
1319 | 2.5 | 1 | 365 | 2.8462 | 0.72904 | 3 | 0.57527
3284 | 11.055 | 1 | 365 | 12.586 | 0.33381 | 12 | 0.91986
4714 | 9.38 | 1 | 365 | 10.6791 | 0.49536 | 11 | 0.17443
7238 | 5.88 | 1 | 365 | 6.6943 | 0.4747 | 7 | 0.16904
2664 | 8.25 | 1 | 365 | 9.3926 | 0.90583 | 10 | 0.2984
4864 | 5.025 | 1 | 365 | 5.7209 | 0.51537 | 6 | 0.2363
6625 | 12.75 | 1 | 365 | 14.5158 | 0.2181 | 14 | 0.7339
4102 | 9.075 | 1 | 365 | 10.3318 | 0.79642 | 11 | 0.12824
12153 | 5.4 | 1 | 365 | 6.1479 | 0.37473 | 6 | 0.52259
7981 | 4.4 | 1 | 365 | 5.0094 | 0.08311 | 5 | 0.092482
2940 | 9.54 | 1 | 365 | 10.8612 | 0.86202 | 11 | 0.72325
16348 | 6 | 1 | 365 | 6.831 | 0.7497 | 7 | 0.58066
2027 | 10.2 | 1 | 365 | 11.6126 | 0.37448 | 11 | 0.98712
1308 | 4 | 1 | 365 | 4.554 | 0.16646 | 4 | 0.72044
4069 | 3 | 1 | 365 | 3.4155 | 0.87485 | 4 | 0.29033
3066 | 7.15 | 1 | 365 | 8.1402 | 0.38505 | 8 | 0.52528
6113 | 5.232 | 1 | 365 | 5.9566 | 0.98973 | 6 | 0.94633
2792 | 8.28 | 1 | 365 | 9.4267 | 0.97458 | 10 | 0.40131
15070 | 6.5 | 1 | 365 | 7.4002 | 0.8955 | 8 | 0.29571
11063 | 5.025 | 1 | 365 | 5.7209 | 0.51537 | 6 | 0.2363
6353 | 6.86 | 1 | 365 | 7.8101 | 0.72049 | 8 | 0.53055
2413 | 3.5 | 1 | 365 | 3.9847 | 0.020656 | 4 | 0.0053836
3402 | 5.025 | 1 | 365 | 5.7209 | 0.51537 | 6 | 0.2363
6159 | 7.29 | 1 | 365 | 8.2996 | 0.70588 | 9 | 0.005499
4637 | 3.78 | 1 | 365 | 4.3035 | 0.66231 | 4 | 0.96581
37538 | 6.75 | 1 | 365 | 7.6848 | 0.46841 | 8 | 0.15324
18637 | 14.95 | 1 | 365 | 17.0205 | 0.25966 | 17 | 0.28014
3884 | 7.245 | 1 | 365 | 8.2484 | 0.60276 | 8 | 0.85114
4488 | 9.18 | 1 | 365 | 10.4514 | 0.037035 | 10 | 0.48841
10806 | 13.2 | 1 | 365 | 15.0281 | 0.24933 | 15 | 0.27745
3423 | 8.375 | 1 | 365 | 9.5349 | 0.19228 | 9 | 0.72717
52062 | 5 | 1 | 365 | 5.6925 | 0.45808 | 6 | 0.15055
7243 | 3.27 | 1 | 365 | 3.7229 | 0.49358 | 4 | 0.21646
10963 | 4.75 | 1 | 365 | 5.4078 | 0.88518 | 6 | 0.29302
3472 | 4.251 | 1 | 365 | 4.8397 | 0.74166 | 5 | 0.5814
11289 | 11.78 | 1 | 365 | 13.4115 | 0.99524 | 14 | 0.40669
11292 | 5.775 | 1 | 365 | 6.5748 | 0.23408 | 6 | 0.80888
5474 | 6.05 | 1 | 365 | 6.8879 | 0.86428 | 7 | 0.75216
3643 | 3.6 | 1 | 365 | 4.0986 | 0.24982 | 4 | 0.34839
4420 | 6.24 | 1 | 365 | 7.1042 | 0.29968 | 7 | 0.40388
3381 | 6 | 1 | 365 | 6.831 | 0.7497 | 7 | 0.58066
6923 | 12 | 1 | 365 | 13.6619 | 0.49939 | 14 | 0.16132
3457 | 5.75 | 1 | 365 | 6.5463 | 0.17679 | 6 | 0.72313
3450 | 3.315 | 1 | 365 | 3.7741 | 0.59671 | 4 | 0.37081
6856 | 4.69 | 1 | 365 | 5.3395 | 0.74768 | 6 | 0.087214
5007 | 6.375 | 1 | 365 | 7.2579 | 0.60905 | 7 | 0.86695
4381 | 7.15 | 1 | 365 | 8.1402 | 0.38505 | 8 | 0.52528
3155 | 7.14 | 1 | 365 | 8.1288 | 0.36214 | 8 | 0.49098
3852 | 3 | 1 | 365 | 3.4155 | 0.87485 | 4 | 0.29033
6656 | 3.06 | 1 | 365 | 3.4838 | 0.012345 | 3 | 0.49614
4568 | 6.615 | 1 | 365 | 7.5311 | 0.15904 | 7 | 0.69018
10801 | 7.29 | 1 | 365 | 8.2996 | 0.70588 | 9 | 0.005499
2670 | 4.77 | 1 | 365 | 5.4306 | 0.93101 | 6 | 0.36162
2358 | 9.35 | 1 | 365 | 10.6449 | 0.42661 | 11 | 0.071525
52795 | 6 | 1 | 365 | 6.831 | 0.7497 | 7 | 0.58066
34121 | 12 | 1 | 365 | 13.6619 | 0.49939 | 14 | 0.16132
10438 | 6 | 1 | 365 | 6.831 | 0.7497 | 7 | 0.58066
6082 | 5.2 | 1 | 365 | 5.9202 | 0.9164 | 6 | 0.83657
2667 | 12.24 | 1 | 365 | 13.9352 | 0.04938 | 13 | 0.98454
3331 | 5.6 | 1 | 365 | 6.3756 | 0.83305 | 7 | 0.20861
2839 | 7.2 | 1 | 365 | 8.1972 | 0.49964 | 8 | 0.69679
4646 | 9.9 | 1 | 365 | 11.2711 | 0.687 | 11 | 0.95809
15206 | 11.88 | 1 | 365 | 13.5253 | 0.2244 | 13 | 0.7497
12241 | 7.02 | 1 | 365 | 7.9922 | 0.087144 | 8 | 0.079369
3254 | 6.625 | 1 | 365 | 7.5425 | 0.18196 | 7 | 0.72448
3604 | 8.25 | 1 | 365 | 9.3926 | 0.90583 | 10 | 0.2984
10432 | 9 | 1 | 365 | 10.2464 | 0.62454 | 10 | 0.87099
6628 | 4.578 | 1 | 365 | 5.212 | 0.49102 | 5 | 0.70304
4291 | 7.15 | 1 | 365 | 8.1402 | 0.38505 | 8 | 0.52528
2821 | 3.77 | 1 | 365 | 4.2921 | 0.63939 | 4 | 0.93151
5499 | 7.7 | 1 | 365 | 8.7664 | 0.64544 | 9 | 0.41184
4189 | 8.1 | 1 | 365 | 9.2218 | 0.56209 | 9 | 0.78389
10441 | 4.5 | 1 | 365 | 5.1232 | 0.31227 | 5 | 0.43549
7782 | 7.25 | 1 | 365 | 8.2541 | 0.61422 | 8 | 0.86829
4170 | 3.5 | 1 | 365 | 3.9847 | 0.020656 | 4 | 0.0053836
4640 | 4.5 | 1 | 365 | 5.1232 | 0.31227 | 5 | 0.43549
16287 | 5.1 | 1 | 365 | 5.8063 | 0.68724 | 6 | 0.49356
5468 | 7.02 | 1 | 365 | 7.9922 | 0.087144 | 8 | 0.079369
5279 | 5.88 | 1 | 365 | 6.6943 | 0.4747 | 7 | 0.16904
4822 | 6.615 | 1 | 365 | 7.5311 | 0.15904 | 7 | 0.69018
3935 | 3.57 | 1 | 365 | 4.0644 | 0.18107 | 4 | 0.24549
11001 | 4.69 | 1 | 365 | 5.3395 | 0.74768 | 6 | 0.087214
8688 | 3.85 | 1 | 365 | 4.3832 | 0.82272 | 5 | 0.20592
1850 | 5.25 | 1 | 365 | 5.9771 | 0.030984 | 6 | 0.0080754
3122 | 7 | 1 | 365 | 7.9695 | 0.041312 | 8 | 0.010767
2996 | 7.7 | 1 | 365 | 8.7664 | 0.64544 | 9 | 0.41184
3859 | 6 | 1 | 365 | 6.831 | 0.7497 | 7 | 0.58066
20789 | 9 | 1 | 365 | 10.2464 | 0.62454 | 10 | 0.87099
3963 | 8.91 | 1 | 365 | 10.144 | 0.4183 | 10 | 0.56228
5498 | 2.805 | 1 | 365 | 3.1935 | 0.42798 | 3 | 0.62146
6234 | 5.94 | 1 | 365 | 6.7627 | 0.6122 | 7 | 0.37485
4708 | 5.5 | 1 | 365 | 6.2617 | 0.60389 | 6 | 0.8656
10722 | 7.14 | 1 | 365 | 8.1288 | 0.36214 | 8 | 0.49098
4237 | 6.63 | 1 | 365 | 7.5482 | 0.19341 | 7 | 0.74163
3545 | 6.3 | 1 | 365 | 7.1725 | 0.43718 | 7 | 0.60969
3432 | 4.02 | 1 | 365 | 4.5767 | 0.2123 | 4 | 0.78904
3965 | 9.35 | 1 | 365 | 10.6449 | 0.42661 | 11 | 0.071525
41182 | 7.28 | 1 | 365 | 8.2882 | 0.68296 | 8 | 0.9712
2905 | 5.75 | 1 | 365 | 6.5463 | 0.17679 | 6 | 0.72313
18471 | 8.04 | 1 | 365 | 9.1535 | 0.42459 | 9 | 0.57808
7305 | 4.59 | 1 | 365 | 5.2257 | 0.51852 | 5 | 0.7442
5617 | 10.791 | 1 | 365 | 12.2855 | 0.72883 | 13 | 0.014313
9767 | 6.25 | 1 | 365 | 7.1156 | 0.3226 | 7 | 0.43818
3558 | 5.88 | 1 | 365 | 6.6943 | 0.4747 | 7 | 0.16904
5938 | 10.25 | 1 | 365 | 11.6696 | 0.48906 | 12 | 0.15862
2571 | 5.75 | 1 | 365 | 6.5463 | 0.17679 | 6 | 0.72313
1498 | 10.8 | 1 | 365 | 12.2957 | 0.74945 | 13 | 0.045184
17470 | 2.2 | 1 | 365 | 2.5047 | 0.041555 | 2 | 0.54624
6149 | 6.75 | 1 | 365 | 7.6848 | 0.46841 | 8 | 0.15324
3685 | 6.12 | 1 | 365 | 6.9676 | 0.02469 | 6 | 0.99227
3655 | 13.26 | 1 | 365 | 15.0964 | 0.38683 | 15 | 0.48325
5111 | 3.025 | 1 | 365 | 3.4439 | 0.93214 | 4 | 0.37608
1959 | 9.75 | 1 | 365 | 11.1003 | 0.34326 | 11 | 0.44357
3243 | 8.525 | 1 | 365 | 9.7057 | 0.53603 | 10 | 0.24168
12163 | 3.57 | 1 | 365 | 4.0644 | 0.18107 | 4 | 0.24549
7132 | 6.03 | 1 | 365 | 6.8651 | 0.81844 | 7 | 0.68356
3400 | 4.9 | 1 | 365 | 5.5786 | 0.22892 | 5 | 0.80754
4178 | 4.4 | 1 | 365 | 5.0094 | 0.08311 | 5 | 0.092482
4918 | 3.35 | 1 | 365 | 3.814 | 0.67691 | 4 | 0.49087
19226 | 6 | 1 | 365 | 6.831 | 0.7497 | 7 | 0.58066
4238 | 5.1 | 1 | 365 | 5.8063 | 0.68724 | 6 | 0.49356
52616 | 6.28 | 1 | 365 | 7.1497 | 0.14616 | 7 | 0.2959
26087 | 11.96 | 1 | 365 | 13.6164 | 0.40773 | 14 | 0.024111
4486 | 9.62 | 1 | 365 | 10.9523 | 0.045346 | 10 | 0.99765
2294 | 10.75 | 1 | 365 | 12.2388 | 0.63487 | 12 | 0.87368
5281 | 8.829 | 1 | 365 | 10.0518 | 0.23268 | 10 | 0.28444
2256 | 9 | 1 | 365 | 10.2464 | 0.62454 | 10 | 0.87099
2997 | 4.05 | 1 | 365 | 4.6109 | 0.28104 | 4 | 0.89194
5002 | 10 | 1 | 365 | 11.3849 | 0.91616 | 12 | 0.3011
4871 | 9.72 | 1 | 365 | 11.0662 | 0.27451 | 11 | 0.34067
5361 | 7.15 | 1 | 365 | 8.1402 | 0.38505 | 8 | 0.52528
2850 | 9.01 | 1 | 365 | 10.2578 | 0.64746 | 10 | 0.90529
4101 | 6.72 | 1 | 365 | 7.6507 | 0.39966 | 8 | 0.050337
86021 | 9.135 | 1 | 365 | 10.4001 | 0.93391 | 11 | 0.33405
6058 | 7 | 1 | 365 | 7.9695 | 0.041312 | 8 | 0.010767
2655 | 5.17 | 1 | 365 | 5.886 | 0.84765 | 6 | 0.73367
3951 | 8.1 | 1 | 365 | 9.2218 | 0.56209 | 9 | 0.78389
4635 | 4.76 | 1 | 365 | 5.4192 | 0.90809 | 6 | 0.32732
26635 | 12.985 | 1 | 365 | 14.7833 | 0.75663 | 15 | 0.53997
3832 | 6.48 | 1 | 365 | 7.3774 | 0.84967 | 8 | 0.22711
3455 | 3.35 | 1 | 365 | 3.814 | 0.67691 | 4 | 0.49087
13440 | 5.6 | 1 | 365 | 6.3756 | 0.83305 | 7 | 0.20861
1504 | 4 | 1 | 365 | 4.554 | 0.16646 | 4 | 0.72044
4202 | 9.54 | 1 | 365 | 10.8612 | 0.86202 | 11 | 0.72325
11449 | 2.5 | 1 | 365 | 2.8462 | 0.72904 | 3 | 0.57527
5622 | 9.35 | 1 | 365 | 10.6449 | 0.42661 | 11 | 0.071525
2956 | 5.36 | 1 | 365 | 6.1023 | 0.28306 | 6 | 0.38539
1459 | 4.75 | 1 | 365 | 5.4078 | 0.88518 | 6 | 0.29302
6857 | 12.88 | 1 | 365 | 14.6638 | 0.51601 | 15 | 0.17981
5486 | 6.63 | 1 | 365 | 7.5482 | 0.19341 | 7 | 0.74163
3370 | 5 | 1 | 365 | 5.6925 | 0.45808 | 6 | 0.15055
5977 | 4.4 | 1 | 365 | 5.0094 | 0.08311 | 5 | 0.092482
11411 | 4.125 | 1 | 365 | 4.6963 | 0.45292 | 5 | 0.1492
5931 | 6.21 | 1 | 365 | 7.07 | 0.23094 | 7 | 0.30098
3679 | 8.7 | 1 | 365 | 9.9049 | 0.93706 | 10 | 0.84195
3559 | 4.655 | 1 | 365 | 5.2997 | 0.66747 | 5 | 0.96716
7723 | 3.36 | 1 | 365 | 3.8253 | 0.69983 | 4 | 0.52517
4625 | 10.8 | 1 | 365 | 12.2957 | 0.74945 | 13 | 0.045184
19603 | 10.8 | 1 | 365 | 12.2957 | 0.74945 | 13 | 0.045184
12080 | 6.76 | 1 | 365 | 7.6962 | 0.49132 | 8 | 0.18754
10719 | 6.1 | 1 | 365 | 6.9448 | 0.97886 | 7 | 0.92367
6131 | 5.775 | 1 | 365 | 6.5748 | 0.23408 | 6 | 0.80888
5413 | 13.23 | 1 | 365 | 15.0623 | 0.31808 | 15 | 0.38035
5146 | 9.18 | 1 | 365 | 10.4514 | 0.037035 | 10 | 0.48841
51864 | 4.08 | 1 | 365 | 4.6451 | 0.34979 | 4 | 0.99485
4396 | 5.865 | 1 | 365 | 6.6773 | 0.44033 | 7 | 0.11759
2548 | 5.75 | 1 | 365 | 6.5463 | 0.17679 | 6 | 0.72313
4872 | 3 | 1 | 365 | 3.4155 | 0.87485 | 4 | 0.29033
3408 | 8.04 | 1 | 365 | 9.1535 | 0.42459 | 9 | 0.57808
5503 | 8.925 | 1 | 365 | 10.1611 | 0.45267 | 10 | 0.61373
3059 | 6.03 | 1 | 365 | 6.8651 | 0.81844 | 7 | 0.68356
3434 | 5.88 | 1 | 365 | 6.6943 | 0.4747 | 7 | 0.16904
6349 | 3 | 1 | 365 | 3.4155 | 0.87485 | 4 | 0.29033
7790 | 5.5 | 1 | 365 | 6.2617 | 0.60389 | 6 | 0.8656
52031 | 8.835 | 1 | 365 | 10.0586 | 0.24643 | 10 | 0.30502
3258 | 7.84 | 1 | 365 | 8.9258 | 0.96627 | 9 | 0.89206
8947 | 4.08 | 1 | 365 | 4.6451 | 0.34979 | 4 | 0.99485
3662 | 2.5 | 1 | 365 | 2.8462 | 0.72904 | 3 | 0.57527
2152 | 4.75 | 1 | 365 | 5.4078 | 0.88518 | 6 | 0.29302
1555 | 6.25 | 1 | 365 | 7.1156 | 0.3226 | 7 | 0.43818
7872 | 5.1 | 1 | 365 | 5.8063 | 0.68724 | 6 | 0.49356
4711 | 6.375 | 1 | 365 | 7.2579 | 0.60905 | 7 | 0.86695
5506 | 4.95 | 1 | 365 | 5.6355 | 0.3435 | 5 | 0.97904
3809 | 5.39 | 1 | 365 | 6.1365 | 0.35181 | 6 | 0.48829
4007 | 5 | 1 | 365 | 5.6925 | 0.45808 | 6 | 0.15055
10198 | 5.88 | 1 | 365 | 6.6943 | 0.4747 | 7 | 0.16904
3813 | 14.82 | 1 | 365 | 16.8725 | 0.96175 | 17 | 0.83422
2643 | 4.4 | 1 | 365 | 5.0094 | 0.08311 | 5 | 0.092482
2844 | 2 | 1 | 365 | 2.277 | 0.58323 | 2 | 0.86022
2119 | 4.845 | 1 | 365 | 5.516 | 0.10288 | 5 | 0.61888
2122 | 8 | 1 | 365 | 9.1079 | 0.33293 | 9 | 0.44088
10549 | 5 | 1 | 365 | 5.6925 | 0.45808 | 6 | 0.15055
3445 | 4.9 | 1 | 365 | 5.5786 | 0.22892 | 5 | 0.80754
4452 | 8.04 | 1 | 365 | 9.1535 | 0.42459 | 9 | 0.57808
4405 | 9.625 | 1 | 365 | 10.958 | 0.056804 | 11 | 0.014805
3853 | 4.41 | 1 | 365 | 5.0208 | 0.10603 | 5 | 0.12678
4188 | 7.08 | 1 | 365 | 8.0605 | 0.22464 | 8 | 0.28518
32052 | 5.04 | 1 | 365 | 5.738 | 0.54974 | 6 | 0.28775
3802 | 5.88 | 1 | 365 | 6.6943 | 0.4747 | 7 | 0.16904
6387 | 6.48 | 1 | 365 | 7.3774 | 0.84967 | 8 | 0.22711
16675 | 8.4 | 1 | 365 | 9.5633 | 0.24957 | 9 | 0.81292
2448 | 8.37 | 1 | 365 | 9.5292 | 0.18083 | 9 | 0.71002
3890 | 5.232 | 1 | 365 | 5.9566 | 0.98973 | 6 | 0.94633
6359 | 5.559 | 1 | 365 | 6.3289 | 0.73909 | 7 | 0.067979
7873 | 6.375 | 1 | 365 | 7.2579 | 0.60905 | 7 | 0.86695
11386 | 2.805 | 1 | 365 | 3.1935 | 0.42798 | 3 | 0.62146
4573 | 6.03 | 1 | 365 | 6.8651 | 0.81844 | 7 | 0.68356
4303 | 6.37 | 1 | 365 | 7.2522 | 0.59759 | 7 | 0.8498
19594 | 4.4 | 1 | 365 | 5.0094 | 0.08311 | 5 | 0.092482
5044 | 5.88 | 1 | 365 | 6.6943 | 0.4747 | 7 | 0.16904
7426 | 3.575 | 1 | 365 | 4.0701 | 0.19253 | 4 | 0.26264
6941 | 10.791 | 1 | 365 | 12.2855 | 0.72883 | 13 | 0.014313
3755 | 4.48 | 1 | 365 | 5.1005 | 0.26644 | 5 | 0.36689
10208 | 9.405 | 1 | 365 | 10.7075 | 0.55265 | 11 | 0.26018
5519 | 4.14 | 1 | 365 | 4.7134 | 0.48729 | 5 | 0.20065
14715 | 5.94 | 1 | 365 | 6.7627 | 0.6122 | 7 | 0.37485
2326 | 6 | 1 | 365 | 6.831 | 0.7497 | 7 | 0.58066
3309 | 8.82 | 1 | 365 | 10.0415 | 0.21205 | 10 | 0.25357
3808 | 6.213 | 1 | 365 | 7.0735 | 0.23781 | 7 | 0.31127
3073 | 8.28 | 1 | 365 | 9.4267 | 0.97458 | 10 | 0.40131
3527 | 4.165 | 1 | 365 | 4.7418 | 0.54458 | 5 | 0.28641
3925 | 6.54 | 1 | 365 | 7.4457 | 0.98717 | 8 | 0.43292
9932 | 6.54 | 1 | 365 | 7.4457 | 0.98717 | 8 | 0.43292
3327 | 11.118 | 1 | 365 | 12.6578 | 0.47819 | 13 | 0.13596
3810 | 13.25 | 1 | 365 | 15.085 | 0.36391 | 15 | 0.44895
3596 | 11.76 | 1 | 365 | 13.3887 | 0.9494 | 14 | 0.33809
4959 | 3.25 | 1 | 365 | 3.7001 | 0.44775 | 4 | 0.14786
3190 | 8.04 | 1 | 365 | 9.1535 | 0.42459 | 9 | 0.57808
2733 | 9.9 | 1 | 365 | 11.2711 | 0.687 | 11 | 0.95809
5131 | 5.7 | 1 | 365 | 6.4894 | 0.062211 | 6 | 0.55162
2793 | 6.555 | 1 | 365 | 7.4628 | 0.021543 | 7 | 0.48437
4702 | 8.64 | 1 | 365 | 9.8366 | 0.79956 | 10 | 0.63615
15075 | 7.5 | 1 | 365 | 8.5387 | 0.18712 | 8 | 0.72582
21192 | 8.4 | 1 | 365 | 9.5633 | 0.24957 | 9 | 0.81292
22184 | 7 | 1 | 365 | 7.9695 | 0.041312 | 8 | 0.010767
22186 | 6 | 1 | 365 | 6.831 | 0.7497 | 7 | 0.58066
3217 | 5.355 | 1 | 365 | 6.0966 | 0.2716 | 6 | 0.36824
7593 | 5.865 | 1 | 365 | 6.6773 | 0.44033 | 7 | 0.11759
22166 | 6 | 1 | 365 | 6.831 | 0.7497 | 7 | 0.58066
4021 | 4.4 | 1 | 365 | 5.0094 | 0.08311 | 5 | 0.092482
4212 | 9.36 | 1 | 365 | 10.6563 | 0.44953 | 11 | 0.10583
3382 | 5.39 | 1 | 365 | 6.1365 | 0.35181 | 6 | 0.48829
13338 | 15 | 1 | 365 | 17.0774 | 0.37424 | 17 | 0.45164
14425 | 8.25 | 1 | 365 | 9.3926 | 0.90583 | 10 | 0.2984
4176 | 5.232 | 1 | 365 | 5.9566 | 0.98973 | 6 | 0.94633
63190 | 9.9 | 1 | 365 | 11.2711 | 0.687 | 11 | 0.95809
2437 | 6.6 | 1 | 365 | 7.5141 | 0.12467 | 7 | 0.63872
3077 | 4.08 | 1 | 365 | 4.6451 | 0.34979 | 4 | 0.99485
4182 | 7.425 | 1 | 365 | 8.4533 | 0.015249 | 8 | 0.46856
4096 | 6.16 | 1 | 365 | 7.0131 | 0.11635 | 7 | 0.12948
22162 | 7 | 1 | 365 | 7.9695 | 0.041312 | 8 | 0.010767
2554 | 7.14 | 1 | 365 | 8.1288 | 0.36214 | 8 | 0.49098
4280 | 4.76 | 1 | 365 | 5.4192 | 0.90809 | 6 | 0.32732
3892 | 7.25 | 1 | 365 | 8.2541 | 0.61422 | 8 | 0.86829
4462 | 5.36 | 1 | 365 | 6.1023 | 0.28306 | 6 | 0.38539
3523 | 7.65 | 1 | 365 | 8.7095 | 0.53086 | 9 | 0.24034
9426 | 4.5 | 1 | 365 | 5.1232 | 0.31227 | 5 | 0.43549
2536 | 7.56 | 1 | 365 | 8.607 | 0.32462 | 8 | 0.93163
5242 | 5.88 | 1 | 365 | 6.6943 | 0.4747 | 7 | 0.16904
2948 | 9.69 | 1 | 365 | 11.032 | 0.20576 | 11 | 0.23776
3043 | 5 | 1 | 365 | 5.6925 | 0.45808 | 6 | 0.15055
2758 | 5 | 1 | 365 | 5.6925 | 0.45808 | 6 | 0.15055
2476 | 8.1 | 1 | 365 | 9.2218 | 0.56209 | 9 | 0.78389
16288 | 5.1 | 1 | 365 | 5.8063 | 0.68724 | 6 | 0.49356
6104 | 6.7 | 1 | 365 | 7.6279 | 0.35383 | 7 | 0.98173
420 | 3.5 | 1 | 365 | 3.9847 | 0.020656 | 4 | 0.0053836
10749 | 7.65 | 1 | 365 | 8.7095 | 0.53086 | 9 | 0.24034
52660 | 7.965 | 1 | 365 | 9.0681 | 0.25272 | 9 | 0.32082
2472 | 10.36 | 1 | 365 | 11.7948 | 0.74114 | 12 | 0.53594
9120 | 11.56 | 1 | 365 | 13.161 | 0.49108 | 13 | 0.65207
4311 | 7.848 | 1 | 365 | 8.9349 | 0.9846 | 9 | 0.9195
5636 | 10 | 1 | 365 | 11.3849 | 0.91616 | 12 | 0.3011
4705 | 4.86 | 1 | 365 | 5.5331 | 0.13725 | 5 | 0.67033
17171 | 4.59 | 1 | 365 | 5.2257 | 0.51852 | 5 | 0.7442
4201 | 3.924 | 1 | 365 | 4.4674 | 0.9923 | 5 | 0.45975
3378 | 7.15 | 1 | 365 | 8.1402 | 0.38505 | 8 | 0.52528
4114 | 9 | 1 | 365 | 10.2464 | 0.62454 | 10 | 0.87099
3842 | 5.175 | 1 | 365 | 5.8917 | 0.85911 | 6 | 0.75082
4652 | 6.63 | 1 | 365 | 7.5482 | 0.19341 | 7 | 0.74163
4353 | 9.81 | 1 | 365 | 11.1686 | 0.48075 | 11 | 0.64938
4093 | 11.772 | 1 | 365 | 13.4023 | 0.9769 | 14 | 0.37925
15540 | 6.9 | 1 | 365 | 7.8556 | 0.81215 | 8 | 0.66776
3015 | 8 | 1 | 365 | 9.1079 | 0.33293 | 9 | 0.44088
4210 | 5.3 | 1 | 365 | 6.034 | 0.14556 | 6 | 0.17958
6549 | 6.37 | 1 | 365 | 7.2522 | 0.59759 | 7 | 0.8498
5614 | 7.25 | 1 | 365 | 8.2541 | 0.61422 | 8 | 0.86829
2965 | 9.36 | 1 | 365 | 10.6563 | 0.44953 | 11 | 0.10583
7597 | 10.2 | 1 | 365 | 11.6126 | 0.37448 | 11 | 0.98712
2297 | 5.25 | 1 | 365 | 5.9771 | 0.030984 | 6 | 0.0080754
5066 | 10.335 | 1 | 365 | 11.7663 | 0.68385 | 12 | 0.45018
2559 | 6.5 | 1 | 365 | 7.4002 | 0.8955 | 8 | 0.29571
3125 | 2 | 1 | 365 | 2.277 | 0.58323 | 2 | 0.86022
5192 | 4.08 | 1 | 365 | 4.6451 | 0.34979 | 4 | 0.99485
2921 | 4.335 | 1 | 365 | 4.9354 | 0.93416 | 5 | 0.86953
16564 | 9.9 | 1 | 365 | 11.2711 | 0.687 | 11 | 0.95809
54405 | 8.745 | 1 | 365 | 9.9561 | 0.040182 | 9 | 0.99631
5003 | 3.92 | 1 | 365 | 4.4629 | 0.98313 | 5 | 0.44603
22183 | 7 | 1 | 365 | 7.9695 | 0.041312 | 8 | 0.010767
22182 | 6 | 1 | 365 | 6.831 | 0.7497 | 7 | 0.58066
4649 | 7 | 1 | 365 | 7.9695 | 0.041312 | 8 | 0.010767
44009 | 8.28 | 1 | 365 | 9.4267 | 0.97458 | 10 | 0.40131
44017 | 7.59 | 1 | 365 | 8.6412 | 0.39337 | 9 | 0.034532
22187 | 7 | 1 | 365 | 7.9695 | 0.041312 | 8 | 0.010767
4015 | 5.025 | 1 | 365 | 5.7209 | 0.51537 | 6 | 0.2363
81461 | 6.72 | 1 | 365 | 7.6507 | 0.39966 | 8 | 0.050337
2825 | 7 | 1 | 365 | 7.9695 | 0.041312 | 8 | 0.010767
4034 | 7.975 | 1 | 365 | 9.0795 | 0.27564 | 9 | 0.35512
3863 | 5.94 | 1 | 365 | 6.7627 | 0.6122 | 7 | 0.37485
10295 | 6.8 | 1 | 365 | 7.7418 | 0.58299 | 8 | 0.32475
3026 | 7.8 | 1 | 365 | 8.8803 | 0.8746 | 9 | 0.75485
4526 | 9 | 1 | 365 | 10.2464 | 0.62454 | 10 | 0.87099
3699 | 4.24 | 1 | 365 | 4.8272 | 0.71645 | 5 | 0.54366
10287 | 9 | 1 | 365 | 10.2464 | 0.62454 | 10 | 0.87099
4750 | 5 | 1 | 365 | 5.6925 | 0.45808 | 6 | 0.15055
10745 | 6 | 1 | 365 | 6.831 | 0.7497 | 7 | 0.58066
19713 | 5.32 | 1 | 365 | 6.0568 | 0.1914 | 6 | 0.24818
2272 | 5 | 1 | 365 | 5.6925 | 0.45808 | 6 | 0.15055
5772 | 14.535 | 1 | 365 | 16.548 | 0.30864 | 16 | 0.85664
4058 | 7.395 | 1 | 365 | 8.4192 | 0.9465 | 9 | 0.36566
8686 | 5.75 | 1 | 365 | 6.5463 | 0.17679 | 6 | 0.72313
4025 | 9.36 | 1 | 365 | 10.6563 | 0.44953 | 11 | 0.10583
4055 | 5.25 | 1 | 365 | 5.9771 | 0.030984 | 6 | 0.0080754
2418 | 3.57 | 1 | 365 | 4.0644 | 0.18107 | 4 | 0.24549
15996 | 3.315 | 1 | 365 | 3.7741 | 0.59671 | 4 | 0.37081
4914 | 9.52 | 1 | 365 | 10.8385 | 0.81618 | 11 | 0.65464
2702 | 5 | 1 | 365 | 5.6925 | 0.45808 | 6 | 0.15055
2369 | 3 | 1 | 365 | 3.4155 | 0.87485 | 4 | 0.29033
5043 | 3.75 | 1 | 365 | 4.2694 | 0.59356 | 4 | 0.86291
2547 | 4.75 | 1 | 365 | 5.4078 | 0.88518 | 6 | 0.29302
3907 | 8.82 | 1 | 365 | 10.0415 | 0.21205 | 10 | 0.25357
5435 | 5.04 | 1 | 365 | 5.738 | 0.54974 | 6 | 0.28775
6672 | 5.145 | 1 | 365 | 5.8575 | 0.79036 | 6 | 0.64791
11614 | 14.715 | 1 | 365 | 16.7529 | 0.72113 | 17 | 0.47406
4730 | 7.14 | 1 | 365 | 8.1288 | 0.36214 | 8 | 0.49098
6364 | 5.67 | 1 | 365 | 6.4553 | 0.99346 | 7 | 0.44872
2930 | 4.25 | 1 | 365 | 4.8386 | 0.73937 | 5 | 0.57797
3431 | 3.685 | 1 | 365 | 4.1953 | 0.4446 | 4 | 0.63995
3133 | 12.24 | 1 | 365 | 13.9352 | 0.04938 | 13 | 0.98454
2376 | 3.75 | 1 | 365 | 4.2694 | 0.59356 | 4 | 0.86291
3905 | 6.325 | 1 | 365 | 7.201 | 0.49447 | 7 | 0.69544
3202 | 8.64 | 1 | 365 | 9.8366 | 0.79956 | 10 | 0.63615
4773 | 2.5 | 1 | 365 | 2.8462 | 0.72904 | 3 | 0.57527
12144 | 5.94 | 1 | 365 | 6.7627 | 0.6122 | 7 | 0.37485
3272 | 4.32 | 1 | 365 | 4.9183 | 0.89978 | 5 | 0.81807
4137 | 9.156 | 1 | 365 | 10.424 | 0.98204 | 11 | 0.40608
3885 | 6.37 | 1 | 365 | 7.2522 | 0.59759 | 7 | 0.8498
3257 | 8 | 1 | 365 | 9.1079 | 0.33293 | 9 | 0.44088
2760 | 4.32 | 1 | 365 | 4.9183 | 0.89978 | 5 | 0.81807
4459 | 2.75 | 1 | 365 | 3.1309 | 0.30194 | 3 | 0.4328
4185 | 7.521 | 1 | 365 | 8.5626 | 0.23524 | 8 | 0.79785
4710 | 3.185 | 1 | 365 | 3.6261 | 0.2988 | 3 | 0.9249
5073 | 9.66 | 1 | 365 | 10.9978 | 0.13701 | 11 | 0.13486
8812 | 3 | 1 | 365 | 3.4155 | 0.87485 | 4 | 0.29033
5095 | 7.425 | 1 | 365 | 8.4533 | 0.015249 | 8 | 0.46856
4240 | 7.395 | 1 | 365 | 8.4192 | 0.9465 | 9 | 0.36566
10455 | 11.55 | 1 | 365 | 13.1496 | 0.46816 | 13 | 0.61777
5343 | 7.5 | 1 | 365 | 8.5387 | 0.18712 | 8 | 0.72582
10919 | 11.55 | 1 | 365 | 13.1496 | 0.46816 | 13 | 0.61777
18235 | 10.05 | 1 | 365 | 11.4419 | 0.030741 | 11 | 0.4726
4653 | 5.865 | 1 | 365 | 6.6773 | 0.44033 | 7 | 0.11759
4128 | 7.425 | 1 | 365 | 8.4533 | 0.015249 | 8 | 0.46856
3069 | 5.232 | 1 | 365 | 5.9566 | 0.98973 | 6 | 0.94633
52665 | 4.37 | 1 | 365 | 4.9752 | 0.014362 | 4 | 0.98958
3467 | 9.483 | 1 | 365 | 10.7963 | 0.73139 | 11 | 0.52773
3330 | 12.1 | 1 | 365 | 13.7758 | 0.72855 | 14 | 0.50433
4206 | 12.96 | 1 | 365 | 14.7549 | 0.69934 | 15 | 0.45422
52663 | 7.26 | 1 | 365 | 8.2655 | 0.63713 | 8 | 0.9026
2173 | 8.502 | 1 | 365 | 9.6795 | 0.48332 | 10 | 0.16279
7240 | 2.55 | 1 | 365 | 2.9032 | 0.84362 | 3 | 0.74678
4850 | 8.04 | 1 | 365 | 9.1535 | 0.42459 | 9 | 0.57808
29200 | 5.06 | 1 | 365 | 5.7608 | 0.59558 | 6 | 0.35635
6484 | 9.99 | 1 | 365 | 11.3736 | 0.89324 | 12 | 0.26679
5117 | 4.655 | 1 | 365 | 5.2997 | 0.66747 | 5 | 0.96716
14254 | 5.94 | 1 | 365 | 6.7627 | 0.6122 | 7 | 0.37485
3071 | 5.5 | 1 | 365 | 6.2617 | 0.60389 | 6 | 0.8656
4380 | 5.865 | 1 | 365 | 6.6773 | 0.44033 | 7 | 0.11759
3647 | 9.81 | 1 | 365 | 11.1686 | 0.48075 | 11 | 0.64938
6444 | 8.25 | 1 | 365 | 9.3926 | 0.90583 | 10 | 0.2984
2274 | 4.75 | 1 | 365 | 5.4078 | 0.88518 | 6 | 0.29302
4050 | 5.25 | 1 | 365 | 5.9771 | 0.030984 | 6 | 0.0080754
6423 | 10 | 1 | 365 | 11.3849 | 0.91616 | 12 | 0.3011
2343 | 8 | 1 | 365 | 9.1079 | 0.33293 | 9 | 0.44088
3701 | 5.25 | 1 | 365 | 5.9771 | 0.030984 | 6 | 0.0080754
7258 | 6 | 1 | 365 | 6.831 | 0.7497 | 7 | 0.58066
3658 | 4.845 | 1 | 365 | 5.516 | 0.10288 | 5 | 0.61888
2613 | 5.61 | 1 | 365 | 6.3869 | 0.85597 | 7 | 0.24291
7940 | 7.5 | 1 | 365 | 8.5387 | 0.18712 | 8 | 0.72582
5484 | 7.65 | 1 | 365 | 8.7095 | 0.53086 | 9 | 0.24034
3574 | 4.25 | 1 | 365 | 4.8386 | 0.73937 | 5 | 0.57797
2296 | 3.06 | 1 | 365 | 3.4838 | 0.012345 | 3 | 0.49614
16238 | 8.91 | 1 | 365 | 10.144 | 0.4183 | 10 | 0.56228
2406 | 4 | 1 | 365 | 4.554 | 0.16646 | 4 | 0.72044
19469 | 5.775 | 1 | 365 | 6.5748 | 0.23408 | 6 | 0.80888
2461 | 2.295 | 1 | 365 | 2.6128 | 0.25926 | 2 | 0.8721
11131 | 6.25 | 1 | 365 | 7.1156 | 0.3226 | 7 | 0.43818
3228 | 10.25 | 1 | 365 | 11.6696 | 0.48906 | 12 | 0.15862
2328 | 7 | 1 | 365 | 7.9695 | 0.041312 | 8 | 0.010767
2799 | 5.5 | 1 | 365 | 6.2617 | 0.60389 | 6 | 0.8656
9298 | 7 | 1 | 365 | 7.9695 | 0.041312 | 8 | 0.010767
2390 | 10 | 1 | 365 | 11.3849 | 0.91616 | 12 | 0.3011
2463 | 7.5 | 1 | 365 | 8.5387 | 0.18712 | 8 | 0.72582
2226 | 4.75 | 1 | 365 | 5.4078 | 0.88518 | 6 | 0.29302
2283 | 3.75 | 1 | 365 | 4.2694 | 0.59356 | 4 | 0.86291
2408 | 2.5 | 1 | 365 | 2.8462 | 0.72904 | 3 | 0.57527
4196 | 4.59 | 1 | 365 | 5.2257 | 0.51852 | 5 | 0.7442
5005 | 5 | 1 | 365 | 5.6925 | 0.45808 | 6 | 0.15055
3712 | 3.75 | 1 | 365 | 4.2694 | 0.59356 | 4 | 0.86291
6162 | 5.67 | 1 | 365 | 6.4553 | 0.99346 | 7 | 0.44872
4053 | 3.315 | 1 | 365 | 3.7741 | 0.59671 | 4 | 0.37081
6290 | 9.45 | 1 | 365 | 10.7588 | 0.65577 | 11 | 0.41454
4698 | 4.08 | 1 | 365 | 4.6451 | 0.34979 | 4 | 0.99485
8654 | 2 | 1 | 365 | 2.277 | 0.58323 | 2 | 0.86022
2249 | 9.99 | 1 | 365 | 11.3736 | 0.89324 | 12 | 0.26679
3238 | 8.37 | 1 | 365 | 9.5292 | 0.18083 | 9 | 0.71002
4220 | 11.18 | 1 | 365 | 12.7284 | 0.62027 | 13 | 0.34863
15191 | 3.71 | 1 | 365 | 4.2238 | 0.5019 | 4 | 0.72571
5373 | 5.3 | 1 | 365 | 6.034 | 0.14556 | 6 | 0.17958
6118 | 4.355 | 1 | 365 | 4.9581 | 0.97999 | 5 | 0.93813
8697 | 9.075 | 1 | 365 | 10.3318 | 0.79642 | 11 | 0.12824
3838 | 5.145 | 1 | 365 | 5.8575 | 0.79036 | 6 | 0.64791
3835 | 5.025 | 1 | 365 | 5.7209 | 0.51537 | 6 | 0.2363
6485 | 9.72 | 1 | 365 | 11.0662 | 0.27451 | 11 | 0.34067
3108 | 5.04 | 1 | 365 | 5.738 | 0.54974 | 6 | 0.28775
3493 | 4.48 | 1 | 365 | 5.1005 | 0.26644 | 5 | 0.36689
2677 | 5.1 | 1 | 365 | 5.8063 | 0.68724 | 6 | 0.49356
10761 | 4.41 | 1 | 365 | 5.0208 | 0.10603 | 5 | 0.12678
6787 | 8.28 | 1 | 365 | 9.4267 | 0.97458 | 10 | 0.40131
3856 | 7.15 | 1 | 365 | 8.1402 | 0.38505 | 8 | 0.52528
19483 | 11.825 | 1 | 365 | 13.4627 | 0.098359 | 13 | 0.56105
5491 | 5.225 | 1 | 365 | 5.9486 | 0.97369 | 6 | 0.92232
10211 | 10.92 | 1 | 365 | 12.4324 | 0.024447 | 12 | 0.4568
4580 | 7.5 | 1 | 365 | 8.5387 | 0.18712 | 8 | 0.72582
3485 | 9.5 | 1 | 365 | 10.8157 | 0.77035 | 11 | 0.58604
52659 | 3.68 | 1 | 365 | 4.1897 | 0.43315 | 4 | 0.6228
29164 | 14.82 | 1 | 365 | 16.8725 | 0.96175 | 17 | 0.83422
3897 | 8.25 | 1 | 365 | 9.3926 | 0.90583 | 10 | 0.2984
10941 | 5.145 | 1 | 365 | 5.8575 | 0.79036 | 6 | 0.64791
16940 | 3.06 | 1 | 365 | 3.4838 | 0.012345 | 3 | 0.49614
4229 | 6.21 | 1 | 365 | 7.07 | 0.23094 | 7 | 0.30098
3800 | 12.65 | 1 | 365 | 14.4019 | 0.98894 | 15 | 0.39089
5072 | 6.6 | 1 | 365 | 7.5141 | 0.12467 | 7 | 0.63872
4704 | 7 | 1 | 365 | 7.9695 | 0.041312 | 8 | 0.010767
22700 | 8.25 | 1 | 365 | 9.3926 | 0.90583 | 10 | 0.2984
4152 | 9.483 | 1 | 365 | 10.7963 | 0.73139 | 11 | 0.52773
5288 | 6.54 | 1 | 365 | 7.4457 | 0.98717 | 8 | 0.43292
5623 | 5.886 | 1 | 365 | 6.7012 | 0.48845 | 7 | 0.18963
6489 | 7.035 | 1 | 365 | 8.0093 | 0.12152 | 8 | 0.13082
3857 | 8.575 | 1 | 365 | 9.7626 | 0.65061 | 10 | 0.41319
3369 | 7.65 | 1 | 365 | 8.7095 | 0.53086 | 9 | 0.24034
6581 | 6.16 | 1 | 365 | 7.0131 | 0.11635 | 7 | 0.12948
4209 | 4.5 | 1 | 365 | 5.1232 | 0.31227 | 5 | 0.43549
53966 | 9.9 | 1 | 365 | 11.2711 | 0.687 | 11 | 0.95809
4087 | 8.25 | 1 | 365 | 9.3926 | 0.90583 | 10 | 0.2984
4591 | 8 | 1 | 365 | 9.1079 | 0.33293 | 9 | 0.44088
10363 | 6 | 1 | 365 | 6.831 | 0.7497 | 7 | 0.58066
18527 | 7.8 | 1 | 365 | 8.8803 | 0.8746 | 9 | 0.75485
4183 | 5.232 | 1 | 365 | 5.9566 | 0.98973 | 6 | 0.94633
3418 | 8.82 | 1 | 365 | 10.0415 | 0.21205 | 10 | 0.25357
52038 | 4.335 | 1 | 365 | 4.9354 | 0.93416 | 5 | 0.86953
27034 | 6.84 | 1 | 365 | 7.7873 | 0.67465 | 8 | 0.46195
3339 | 6.7 | 1 | 365 | 7.6279 | 0.35383 | 7 | 0.98173
4100 | 8.28 | 1 | 365 | 9.4267 | 0.97458 | 10 | 0.40131
27225 | 6.213 | 1 | 365 | 7.0735 | 0.23781 | 7 | 0.31127
14080 | 4.69 | 1 | 365 | 5.3395 | 0.74768 | 6 | 0.087214
2225 | 4.25 | 1 | 365 | 4.8386 | 0.73937 | 5 | 0.57797
14036 | 5 | 1 | 365 | 5.6925 | 0.45808 | 6 | 0.15055
3875 | 6 | 1 | 365 | 6.831 | 0.7497 | 7 | 0.58066
5077 | 8.4 | 1 | 365 | 9.5633 | 0.24957 | 9 | 0.81292
3060 | 6.16 | 1 | 365 | 7.0131 | 0.11635 | 7 | 0.12948
48822 | 10.8 | 1 | 365 | 12.2957 | 0.74945 | 13 | 0.045184
5266 | 9.75 | 1 | 365 | 11.1003 | 0.34326 | 11 | 0.44357
3687 | 8.525 | 1 | 365 | 9.7057 | 0.53603 | 10 | 0.24168
3281 | 3.3 | 1 | 365 | 3.757 | 0.56233 | 4 | 0.31936
4786 | 2.94 | 1 | 365 | 3.3472 | 0.73735 | 4 | 0.084522
11893 | 4.25 | 1 | 365 | 4.8386 | 0.73937 | 5 | 0.57797
4377 | 5.39 | 1 | 365 | 6.1365 | 0.35181 | 6 | 0.48829
5543 | 3 | 1 | 365 | 3.4155 | 0.87485 | 4 | 0.29033
5286 | 12.1 | 1 | 365 | 13.7758 | 0.72855 | 14 | 0.50433
4463 | 8.4 | 1 | 365 | 9.5633 | 0.24957 | 9 | 0.81292
3242 | 6.75 | 1 | 365 | 7.6848 | 0.46841 | 8 | 0.15324
24979 | 9.18 | 1 | 365 | 10.4514 | 0.037035 | 10 | 0.48841
22507 | 5.1 | 1 | 365 | 5.8063 | 0.68724 | 6 | 0.49356
6557 | 9.54 | 1 | 365 | 10.8612 | 0.86202 | 11 | 0.72325
11415 | 7.84 | 1 | 365 | 8.9258 | 0.96627 | 9 | 0.89206
53844 | 3.75 | 1 | 365 | 4.2694 | 0.59356 | 4 | 0.86291
3389 | 8.04 | 1 | 365 | 9.1535 | 0.42459 | 9 | 0.57808
2456 | 7.5 | 1 | 365 | 8.5387 | 0.18712 | 8 | 0.72582
14027 | 5.1 | 1 | 365 | 5.8063 | 0.68724 | 6 | 0.49356
8028 | 4.845 | 1 | 365 | 5.516 | 0.10288 | 5 | 0.61888
8701 | 5.61 | 1 | 365 | 6.3869 | 0.85597 | 7 | 0.24291
3510 | 5.5 | 1 | 365 | 6.2617 | 0.60389 | 6 | 0.8656
11201 | 14.4 | 1 | 365 | 16.3943 | 0.99927 | 17 | 0.39358
5419 | 7.14 | 1 | 365 | 8.1288 | 0.36214 | 8 | 0.49098
9294 | 7.905 | 1 | 365 | 8.9998 | 0.11522 | 9 | 0.11502
3070 | 7.95 | 1 | 365 | 9.051 | 0.21835 | 9 | 0.26937
3483 | 7.5 | 1 | 365 | 8.5387 | 0.18712 | 8 | 0.72582
14108 | 5.1 | 1 | 365 | 5.8063 | 0.68724 | 6 | 0.49356
5493 | 6.867 | 1 | 365 | 7.818 | 0.73653 | 8 | 0.55456
3487 | 7.14 | 1 | 365 | 8.1288 | 0.36214 | 8 | 0.49098
3473 | 7.848 | 1 | 365 | 8.9349 | 0.9846 | 9 | 0.9195
5490 | 9.52 | 1 | 365 | 10.8385 | 0.81618 | 11 | 0.65464
3803 | 6.36 | 1 | 365 | 7.2408 | 0.57468 | 7 | 0.8155
3916 | 6.37 | 1 | 365 | 7.2522 | 0.59759 | 7 | 0.8498
4301 | 5.88 | 1 | 365 | 6.6943 | 0.4747 | 7 | 0.16904
4891 | 3.5 | 1 | 365 | 3.9847 | 0.020656 | 4 | 0.0053836
3278 | 9.18 | 1 | 365 | 10.4514 | 0.037035 | 10 | 0.48841
3603 | 4.68 | 1 | 365 | 5.3282 | 0.72476 | 6 | 0.052913
2509 | 8.82 | 1 | 365 | 10.0415 | 0.21205 | 10 | 0.25357
4831 | 7.595 | 1 | 365 | 8.6469 | 0.40482 | 9 | 0.051682
4075 | 8.085 | 1 | 365 | 9.2047 | 0.52772 | 9 | 0.73244
4078 | 5.88 | 1 | 365 | 6.6943 | 0.4747 | 7 | 0.16904
6424 | 4.5 | 1 | 365 | 5.1232 | 0.31227 | 5 | 0.43549
6267 | 8.25 | 1 | 365 | 9.3926 | 0.90583 | 10 | 0.2984
6327 | 6.25 | 1 | 365 | 7.1156 | 0.3226 | 7 | 0.43818
2227 | 4 | 1 | 365 | 4.554 | 0.16646 | 4 | 0.72044
43397 | 9 | 1 | 365 | 10.2464 | 0.62454 | 10 | 0.87099
12468 | 7.02 | 1 | 365 | 7.9922 | 0.087144 | 8 | 0.079369
5707 | 8.48 | 1 | 365 | 9.6544 | 0.4329 | 10 | 0.087329
6052 | 5.1 | 1 | 365 | 5.8063 | 0.68724 | 6 | 0.49356
2742 | 6.21 | 1 | 365 | 7.07 | 0.23094 | 7 | 0.30098
6321 | 4.125 | 1 | 365 | 4.6963 | 0.45292 | 5 | 0.1492
4564 | 5.2 | 1 | 365 | 5.9202 | 0.9164 | 6 | 0.83657
3759 | 5.94 | 1 | 365 | 6.7627 | 0.6122 | 7 | 0.37485
7166 | 4.59 | 1 | 365 | 5.2257 | 0.51852 | 5 | 0.7442
5087 | 4.5 | 1 | 365 | 5.1232 | 0.31227 | 5 | 0.43549
3969 | 5.25 | 1 | 365 | 5.9771 | 0.030984 | 6 | 0.0080754
9463 | 7.5 | 1 | 365 | 8.5387 | 0.18712 | 8 | 0.72582
3515 | 3.5 | 1 | 365 | 3.9847 | 0.020656 | 4 | 0.0053836
2857 | 5.5 | 1 | 365 | 6.2617 | 0.60389 | 6 | 0.8656
4469 | 3.675 | 1 | 365 | 4.184 | 0.42169 | 4 | 0.60565
3796 | 6.82 | 1 | 365 | 7.7645 | 0.62882 | 8 | 0.39335
14411 | 6.48 | 1 | 365 | 7.3774 | 0.84967 | 8 | 0.22711
3502 | 4.59 | 1 | 365 | 5.2257 | 0.51852 | 5 | 0.7442
14994 | 4.5 | 1 | 365 | 5.1232 | 0.31227 | 5 | 0.43549
2711 | 3.825 | 1 | 365 | 4.3547 | 0.76543 | 5 | 0.12017
3567 | 4.75 | 1 | 365 | 5.4078 | 0.88518 | 6 | 0.29302
3967 | 5.5 | 1 | 365 | 6.2617 | 0.60389 | 6 | 0.8656
10956 | 9.9 | 1 | 365 | 11.2711 | 0.687 | 11 | 0.95809
4897 | 7.5 | 1 | 365 | 8.5387 | 0.18712 | 8 | 0.72582
2729 | 12.1 | 1 | 365 | 13.7758 | 0.72855 | 14 | 0.50433
3385 | 6.095 | 1 | 365 | 6.9391 | 0.9674 | 7 | 0.90652
6690 | 12.72 | 1 | 365 | 14.4816 | 0.14936 | 14 | 0.63099
6416 | 8.415 | 1 | 365 | 9.5804 | 0.28395 | 9 | 0.86437
4529 | 9.045 | 1 | 365 | 10.2977 | 0.72767 | 11 | 0.025341
4534 | 8.25 | 1 | 365 | 9.3926 | 0.90583 | 10 | 0.2984
6744 | 4.75 | 1 | 365 | 5.4078 | 0.88518 | 6 | 0.29302
3767 | 8 | 1 | 365 | 9.1079 | 0.33293 | 9 | 0.44088
2748 | 7.395 | 1 | 365 | 8.4192 | 0.9465 | 9 | 0.36566
2720 | 5.1 | 1 | 365 | 5.8063 | 0.68724 | 6 | 0.49356
20975 | 5.865 | 1 | 365 | 6.6773 | 0.44033 | 7 | 0.11759
4395 | 7.56 | 1 | 365 | 8.607 | 0.32462 | 8 | 0.93163
3848 | 5.6 | 1 | 365 | 6.3756 | 0.83305 | 7 | 0.20861
6300 | 5.25 | 1 | 365 | 5.9771 | 0.030984 | 6 | 0.0080754
6812 | 6.7 | 1 | 365 | 7.6279 | 0.35383 | 7 | 0.98173
2712 | 5.5 | 1 | 365 | 6.2617 | 0.60389 | 6 | 0.8656
6330 | 5.4 | 1 | 365 | 6.1479 | 0.37473 | 6 | 0.52259
5535 | 7.8 | 1 | 365 | 8.8803 | 0.8746 | 9 | 0.75485
5850 | 8 | 1 | 365 | 9.1079 | 0.33293 | 9 | 0.44088
4407 | 10.14 | 1 | 365 | 11.5443 | 0.23699 | 11 | 0.78131
3727 | 4.08 | 1 | 365 | 4.6451 | 0.34979 | 4 | 0.99485
4165 | 3.675 | 1 | 365 | 4.184 | 0.42169 | 4 | 0.60565
3049 | 8.67 | 1 | 365 | 9.8707 | 0.86831 | 10 | 0.73905
8040 | 5.75 | 1 | 365 | 6.5463 | 0.17679 | 6 | 0.72313
6003 | 8 | 1 | 365 | 9.1079 | 0.33293 | 9 | 0.44088
5726 | 6.44 | 1 | 365 | 7.3319 | 0.75801 | 8 | 0.089906
6059 | 8.75 | 1 | 365 | 9.9618 | 0.05164 | 10 | 0.013459
4471 | 6.125 | 1 | 365 | 6.9733 | 0.036148 | 7 | 0.0094213
10546 | 5.565 | 1 | 365 | 6.3357 | 0.75284 | 7 | 0.08856
4810 | 5.886 | 1 | 365 | 6.7012 | 0.48845 | 7 | 0.18963
2762 | 2.295 | 1 | 365 | 2.6128 | 0.25926 | 2 | 0.8721
3955 | 5.75 | 1 | 365 | 6.5463 | 0.17679 | 6 | 0.72313
3667 | 6.25 | 1 | 365 | 7.1156 | 0.3226 | 7 | 0.43818
14205 | 4.655 | 1 | 365 | 5.2997 | 0.66747 | 5 | 0.96716
4719 | 8.91 | 1 | 365 | 10.144 | 0.4183 | 10 | 0.56228
4689 | 4.41 | 1 | 365 | 5.0208 | 0.10603 | 5 | 0.12678
4527 | 9.065 | 1 | 365 | 10.3204 | 0.7735 | 11 | 0.093944
4135 | 7.02 | 1 | 365 | 7.9922 | 0.087144 | 8 | 0.079369
7653 | 9.01 | 1 | 365 | 10.2578 | 0.64746 | 10 | 0.90529
4288 | 6.6 | 1 | 365 | 7.5141 | 0.12467 | 7 | 0.63872
13522 | 4.08 | 1 | 365 | 4.6451 | 0.34979 | 4 | 0.99485
11332 | 12.32 | 1 | 365 | 14.0262 | 0.23271 | 14 | 0.25895
2935 | 4.335 | 1 | 365 | 4.9354 | 0.93416 | 5 | 0.86953
4148 | 4 | 1 | 365 | 4.554 | 0.16646 | 4 | 0.72044
3486 | 9.18 | 1 | 365 | 10.4514 | 0.037035 | 10 | 0.48841
6303 | 11 | 1 | 365 | 12.5234 | 0.20778 | 12 | 0.73121
6487 | 8.1 | 1 | 365 | 9.2218 | 0.56209 | 9 | 0.78389
14705 | 8.1 | 1 | 365 | 9.2218 | 0.56209 | 9 | 0.78389
14315 | 7.5 | 1 | 365 | 8.5387 | 0.18712 | 8 | 0.72582
6430 | 10 | 1 | 365 | 11.3849 | 0.91616 | 12 | 0.3011
6415 | 5.355 | 1 | 365 | 6.0966 | 0.2716 | 6 | 0.36824
15038 | 8.96 | 1 | 365 | 10.2009 | 0.53288 | 10 | 0.73378
33499 | 10.8 | 1 | 365 | 12.2957 | 0.74945 | 13 | 0.045184
6305 | 5.61 | 1 | 365 | 6.3869 | 0.85597 | 7 | 0.24291
4059 | 3.825 | 1 | 365 | 4.3547 | 0.76543 | 5 | 0.12017
3086 | 4.08 | 1 | 365 | 4.6451 | 0.34979 | 4 | 0.99485
4535 | 5.865 | 1 | 365 | 6.6773 | 0.44033 | 7 | 0.11759
14611 | 5.145 | 1 | 365 | 5.8575 | 0.79036 | 6 | 0.64791
22106 | 4.5 | 1 | 365 | 5.1232 | 0.31227 | 5 | 0.43549
5975 | 5.61 | 1 | 365 | 6.3869 | 0.85597 | 7 | 0.24291
2746 | 2.25 | 1 | 365 | 2.5616 | 0.15614 | 2 | 0.71775
5978 | 5.5 | 1 | 365 | 6.2617 | 0.60389 | 6 | 0.8656
5478 | 8.5 | 1 | 365 | 9.6772 | 0.47874 | 10 | 0.15593
5495 | 7 | 1 | 365 | 7.9695 | 0.041312 | 8 | 0.010767
6450 | 5.4 | 1 | 365 | 6.1479 | 0.37473 | 6 | 0.52259
6055 | 6.5 | 1 | 365 | 7.4002 | 0.8955 | 8 | 0.29571
6466 | 7.25 | 1 | 365 | 8.2541 | 0.61422 | 8 | 0.86829
2745 | 8 | 1 | 365 | 9.1079 | 0.33293 | 9 | 0.44088
5476 | 3.75 | 1 | 365 | 4.2694 | 0.59356 | 4 | 0.86291
2714 | 2.5 | 1 | 365 | 2.8462 | 0.72904 | 3 | 0.57527
3236 | 9.99 | 1 | 365 | 11.3736 | 0.89324 | 12 | 0.26679
6326 | 5.61 | 1 | 365 | 6.3869 | 0.85597 | 7 | 0.24291
14436 | 4.59 | 1 | 365 | 5.2257 | 0.51852 | 5 | 0.7442
6491 | 5.61 | 1 | 365 | 6.3869 | 0.85597 | 7 | 0.24291
7081 | 11.7 | 1 | 365 | 13.3204 | 0.81191 | 14 | 0.13228
6238 | 3.825 | 1 | 365 | 4.3547 | 0.76543 | 5 | 0.12017
14682 | 4.5 | 1 | 365 | 5.1232 | 0.31227 | 5 | 0.43549
16523 | 6.96 | 1 | 365 | 7.9239 | 0.94965 | 8 | 0.87356
6200 | 9.25 | 1 | 365 | 10.5311 | 0.19745 | 10 | 0.72851
14622 | 8.1 | 1 | 365 | 9.2218 | 0.56209 | 9 | 0.78389
6259 | 6.5 | 1 | 365 | 7.4002 | 0.8955 | 8 | 0.29571
4466 | 8.4 | 1 | 365 | 9.5633 | 0.24957 | 9 | 0.81292
4883 | 3 | 1 | 365 | 3.4155 | 0.87485 | 4 | 0.29033
3541 | 7.15 | 1 | 365 | 8.1402 | 0.38505 | 8 | 0.52528
3324 | 6.7 | 1 | 365 | 7.6279 | 0.35383 | 7 | 0.98173
3076 | 7 | 1 | 365 | 7.9695 | 0.041312 | 8 | 0.010767
6214 | 7.02 | 1 | 365 | 7.9922 | 0.087144 | 8 | 0.079369
3836 | 8.97 | 1 | 365 | 10.2123 | 0.5558 | 10 | 0.76808
2763 | 2.55 | 1 | 365 | 2.9032 | 0.84362 | 3 | 0.74678
4799 | 4.08 | 1 | 365 | 4.6451 | 0.34979 | 4 | 0.99485
4160 | 9.81 | 1 | 365 | 11.1686 | 0.48075 | 11 | 0.64938
3961 | 3.825 | 1 | 365 | 4.3547 | 0.76543 | 5 | 0.12017
10879 | 9.45 | 1 | 365 | 10.7588 | 0.65577 | 11 | 0.41454
2743 | 10.25 | 1 | 365 | 11.6696 | 0.48906 | 12 | 0.15862
3651 | 8.16 | 1 | 365 | 9.2901 | 0.69959 | 9 | 0.98969
3777 | 4.59 | 1 | 365 | 5.2257 | 0.51852 | 5 | 0.7442
15374 | 4.59 | 1 | 365 | 5.2257 | 0.51852 | 5 | 0.7442
21643 | 8.25 | 1 | 365 | 9.3926 | 0.90583 | 10 | 0.2984
3083 | 3.315 | 1 | 365 | 3.7741 | 0.59671 | 4 | 0.37081
3484 | 8.415 | 1 | 365 | 9.5804 | 0.28395 | 9 | 0.86437
2780 | 7.65 | 1 | 365 | 8.7095 | 0.53086 | 9 | 0.24034
3085 | 3.825 | 1 | 365 | 4.3547 | 0.76543 | 5 | 0.12017
6357 | 8.16 | 1 | 365 | 9.2901 | 0.69959 | 9 | 0.98969
2753 | 4.845 | 1 | 365 | 5.516 | 0.10288 | 5 | 0.61888
14364 | 7.96 | 1 | 365 | 9.0624 | 0.24126 | 9 | 0.30367
2747 | 5.355 | 1 | 365 | 6.0966 | 0.2716 | 6 | 0.36824
3607 | 3.75 | 1 | 365 | 4.2694 | 0.59356 | 4 | 0.86291
5483 | 5.39 | 1 | 365 | 6.1365 | 0.35181 | 6 | 0.48829
4186 | 8.175 | 1 | 365 | 9.3072 | 0.73396 | 10 | 0.041146
3735 | 4.59 | 1 | 365 | 5.2257 | 0.51852 | 5 | 0.7442
6579 | 13.065 | 1 | 365 | 14.8744 | 0.93996 | 15 | 0.81438
3264 | 10.965 | 1 | 365 | 12.4836 | 0.12757 | 12 | 0.61115
4494 | 7.02 | 1 | 365 | 7.9922 | 0.087144 | 8 | 0.079369
12640 | 9.81 | 1 | 365 | 11.1686 | 0.48075 | 11 | 0.64938
14689 | 5.5 | 1 | 365 | 6.2617 | 0.60389 | 6 | 0.8656
6474 | 5.4 | 1 | 365 | 6.1479 | 0.37473 | 6 | 0.52259
6312 | 9.72 | 1 | 365 | 11.0662 | 0.27451 | 11 | 0.34067
3235 | 6.12 | 1 | 365 | 6.9676 | 0.02469 | 6 | 0.99227
12456 | 13.4 | 1 | 365 | 15.2558 | 0.70765 | 15 | 0.96347
3476 | 5.639 | 1 | 365 | 6.42 | 0.92242 | 7 | 0.34239
10961 | 4.59 | 1 | 365 | 5.2257 | 0.51852 | 5 | 0.7442
5225 | 9.5 | 1 | 365 | 10.8157 | 0.77035 | 11 | 0.58604
9312 | 5 | 1 | 365 | 5.6925 | 0.45808 | 6 | 0.15055
6257 | 9.75 | 1 | 365 | 11.1003 | 0.34326 | 11 | 0.44357
4551 | 4.08 | 1 | 365 | 4.6451 | 0.34979 | 4 | 0.99485
4490 | 3.06 | 1 | 365 | 3.4838 | 0.012345 | 3 | 0.49614
3374 | 6.12 | 1 | 365 | 6.9676 | 0.02469 | 6 | 0.99227
6092 | 6.12 | 1 | 365 | 6.9676 | 0.02469 | 6 | 0.99227
7583 | 3.06 | 1 | 365 | 3.4838 | 0.012345 | 3 | 0.49614
9787 | 4.5 | 1 | 365 | 5.1232 | 0.31227 | 5 | 0.43549
10701 | 4.59 | 1 | 365 | 5.2257 | 0.51852 | 5 | 0.7442
6007 | 3.75 | 1 | 365 | 4.2694 | 0.59356 | 4 | 0.86291
6054 | 7.25 | 1 | 365 | 8.2541 | 0.61422 | 8 | 0.86829
9691 | 10.5 | 1 | 365 | 11.9542 | 0.061968 | 12 | 0.016151
3557 | 8.4 | 1 | 365 | 9.5633 | 0.24957 | 9 | 0.81292
3286 | 5.1 | 1 | 365 | 5.8063 | 0.68724 | 6 | 0.49356
2750 | 5.25 | 1 | 365 | 5.9771 | 0.030984 | 6 | 0.0080754
3529 | 8.5 | 1 | 365 | 9.6772 | 0.47874 | 10 | 0.15593
3568 | 5 | 1 | 365 | 5.6925 | 0.45808 | 6 | 0.15055
2749 | 3.25 | 1 | 365 | 3.7001 | 0.44775 | 4 | 0.14786
3703 | 5.5 | 1 | 365 | 6.2617 | 0.60389 | 6 | 0.8656
6116 | 6.12 | 1 | 365 | 6.9676 | 0.02469 | 6 | 0.99227
9250 | 9.35 | 1 | 365 | 10.6449 | 0.42661 | 11 | 0.071525
6684 | 7.56 | 1 | 365 | 8.607 | 0.32462 | 8 | 0.93163
6562 | 6.36 | 1 | 365 | 7.2408 | 0.57468 | 7 | 0.8155
4169 | 6.25 | 1 | 365 | 7.1156 | 0.3226 | 7 | 0.43818
4387 | 6 | 1 | 365 | 6.831 | 0.7497 | 7 | 0.58066
5378 | 3 | 1 | 365 | 3.4155 | 0.87485 | 4 | 0.29033
6602 | 5.98 | 1 | 365 | 6.8082 | 0.70386 | 7 | 0.51206
6660 | 8.25 | 1 | 365 | 9.3926 | 0.90583 | 10 | 0.2984
3314 | 6.6 | 1 | 365 | 7.5141 | 0.12467 | 7 | 0.63872
3880 | 8.25 | 1 | 365 | 9.3926 | 0.90583 | 10 | 0.2984
4443 | 6.37 | 1 | 365 | 7.2522 | 0.59759 | 7 | 0.8498
3475 | 6.54 | 1 | 365 | 7.4457 | 0.98717 | 8 | 0.43292
4171 | 8.25 | 1 | 365 | 9.3926 | 0.90583 | 10 | 0.2984
3063 | 9.945 | 1 | 365 | 11.3223 | 0.79012 | 12 | 0.11244
5702 | 3.18 | 1 | 365 | 3.6204 | 0.28734 | 3 | 0.90775
3237 | 5.39 | 1 | 365 | 6.1365 | 0.35181 | 6 | 0.48829
3573 | 7.7 | 1 | 365 | 8.7664 | 0.64544 | 9 | 0.41184
6607 | 2.45 | 1 | 365 | 2.7893 | 0.61446 | 3 | 0.40377
4813 | 4.32 | 1 | 365 | 4.9183 | 0.89978 | 5 | 0.81807
5818 | 7.905 | 1 | 365 | 8.9998 | 0.11522 | 9 | 0.11502
2877 | 10.25 | 1 | 365 | 11.6696 | 0.48906 | 12 | 0.15862
3540 | 2.915 | 1 | 365 | 3.3187 | 0.68006 | 3 | 0.99877
5487 | 3.315 | 1 | 365 | 3.7741 | 0.59671 | 4 | 0.37081
2970 | 7.25 | 1 | 365 | 8.2541 | 0.61422 | 8 | 0.86829
5222 | 8.16 | 1 | 365 | 9.2901 | 0.69959 | 9 | 0.98969
22426 | 3.36 | 1 | 365 | 3.8253 | 0.69983 | 4 | 0.52517
4138 | 3.75 | 1 | 365 | 4.2694 | 0.59356 | 4 | 0.86291
2631 | 7 | 1 | 365 | 7.9695 | 0.041312 | 8 | 0.010767
7942 | 12.5 | 1 | 365 | 14.2312 | 0.6452 | 14 | 0.87637
3119 | 4.845 | 1 | 365 | 5.516 | 0.10288 | 5 | 0.61888
4111 | 5.4 | 1 | 365 | 6.1479 | 0.37473 | 6 | 0.52259
2829 | 11.25 | 1 | 365 | 12.8081 | 0.78068 | 13 | 0.58873
6198 | 6.375 | 1 | 365 | 7.2579 | 0.60905 | 7 | 0.86695
7223 | 4.335 | 1 | 365 | 4.9354 | 0.93416 | 5 | 0.86953
4661 | 3.06 | 1 | 365 | 3.4838 | 0.012345 | 3 | 0.49614
14068 | 3 | 1 | 365 | 3.4155 | 0.87485 | 4 | 0.29033
6947 | 6.24 | 1 | 365 | 7.1042 | 0.29968 | 7 | 0.40388
24322 | 3.925 | 1 | 365 | 4.4686 | 0.99459 | 5 | 0.46318
6249 | 3.5 | 1 | 365 | 3.9847 | 0.020656 | 4 | 0.0053836
20973 | 4.25 | 1 | 365 | 4.8386 | 0.73937 | 5 | 0.57797
6216 | 4.335 | 1 | 365 | 4.9354 | 0.93416 | 5 | 0.86953
14625 | 6.96 | 1 | 365 | 7.9239 | 0.94965 | 8 | 0.87356
14707 | 5.395 | 1 | 365 | 6.1422 | 0.36327 | 6 | 0.50544
4300 | 5.5 | 1 | 365 | 6.2617 | 0.60389 | 6 | 0.8656
2937 | 7.25 | 1 | 365 | 8.2541 | 0.61422 | 8 | 0.86829
7229 | 3.6 | 1 | 365 | 4.0986 | 0.24982 | 4 | 0.34839
5548 | 9.3 | 1 | 365 | 10.588 | 0.31203 | 10 | 0.90002
5369 | 5.4 | 1 | 365 | 6.1479 | 0.37473 | 6 | 0.52259
4874 | 7.705 | 1 | 365 | 8.7721 | 0.6569 | 9 | 0.42899
20428 | 9.45 | 1 | 365 | 10.7588 | 0.65577 | 11 | 0.41454
3037 | 8.25 | 1 | 365 | 9.3926 | 0.90583 | 10 | 0.2984
2828 | 5.25 | 1 | 365 | 5.9771 | 0.030984 | 6 | 0.0080754
5314 | 4.335 | 1 | 365 | 4.9354 | 0.93416 | 5 | 0.86953
3660 | 7.25 | 1 | 365 | 8.2541 | 0.61422 | 8 | 0.86829
6251 | 5.61 | 1 | 365 | 6.3869 | 0.85597 | 7 | 0.24291
16143 | 8.8 | 1 | 365 | 10.0187 | 0.16622 | 10 | 0.18496
2900 | 12.42 | 1 | 365 | 14.1401 | 0.46187 | 14 | 0.60196
4091 | 7.035 | 1 | 365 | 8.0093 | 0.12152 | 8 | 0.13082
4386 | 7.2 | 1 | 365 | 8.1972 | 0.49964 | 8 | 0.69679
3526 | 6.9 | 1 | 365 | 7.8556 | 0.81215 | 8 | 0.66776
3303 | 7.14 | 1 | 365 | 8.1288 | 0.36214 | 8 | 0.49098
5014 | 5.88 | 1 | 365 | 6.6943 | 0.4747 | 7 | 0.16904
10960 | 8.67 | 1 | 365 | 9.8707 | 0.86831 | 10 | 0.73905
3438 | 12.24 | 1 | 365 | 13.9352 | 0.04938 | 13 | 0.98454
3465 | 4.02 | 1 | 365 | 4.5767 | 0.2123 | 4 | 0.78904
4993 | 6.75 | 1 | 365 | 7.6848 | 0.46841 | 8 | 0.15324
3064 | 8.28 | 1 | 365 | 9.4267 | 0.97458 | 10 | 0.40131
4022 | 5.1 | 1 | 365 | 5.8063 | 0.68724 | 6 | 0.49356
3542 | 9.9 | 1 | 365 | 11.2711 | 0.687 | 11 | 0.95809
6662 | 10 | 1 | 365 | 11.3849 | 0.91616 | 12 | 0.3011
4990 | 7.395 | 1 | 365 | 8.4192 | 0.9465 | 9 | 0.36566
4841 | 4.9 | 1 | 365 | 5.5786 | 0.22892 | 5 | 0.80754
4449 | 4.9 | 1 | 365 | 5.5786 | 0.22892 | 5 | 0.80754
4458 | 6.86 | 1 | 365 | 7.8101 | 0.72049 | 8 | 0.53055
12431 | 7.65 | 1 | 365 | 8.7095 | 0.53086 | 9 | 0.24034
6965 | 7.2 | 1 | 365 | 8.1972 | 0.49964 | 8 | 0.69679
4297 | 3 | 1 | 365 | 3.4155 | 0.87485 | 4 | 0.29033
5547 | 12.395 | 1 | 365 | 14.1116 | 0.40458 | 14 | 0.51621
3924 | 4.41 | 1 | 365 | 5.0208 | 0.10603 | 5 | 0.12678
4794 | 4.8 | 1 | 365 | 5.4648 | 0.99976 | 6 | 0.46453
3285 | 15 | 1 | 365 | 17.0774 | 0.37424 | 17 | 0.45164
3020 | 7.395 | 1 | 365 | 8.4192 | 0.9465 | 9 | 0.36566
3621 | 6.63 | 1 | 365 | 7.5482 | 0.19341 | 7 | 0.74163
4382 | 4.02 | 1 | 365 | 4.5767 | 0.2123 | 4 | 0.78904
5006 | 7.65 | 1 | 365 | 8.7095 | 0.53086 | 9 | 0.24034
4863 | 4.02 | 1 | 365 | 4.5767 | 0.2123 | 4 | 0.78904
3704 | 5.4 | 1 | 365 | 6.1479 | 0.37473 | 6 | 0.52259
3882 | 4.9 | 1 | 365 | 5.5786 | 0.22892 | 5 | 0.80754
4039 | 4.655 | 1 | 365 | 5.2997 | 0.66747 | 5 | 0.96716
5662 | 3.3 | 1 | 365 | 3.757 | 0.56233 | 4 | 0.31936
5193 | 9.945 | 1 | 365 | 11.3223 | 0.79012 | 12 | 0.11244
6247 | 7.14 | 1 | 365 | 8.1288 | 0.36214 | 8 | 0.49098
7228 | 4.69 | 1 | 365 | 5.3395 | 0.74768 | 6 | 0.087214
3772 | 6.5 | 1 | 365 | 7.4002 | 0.8955 | 8 | 0.29571
3032 | 3 | 1 | 365 | 3.4155 | 0.87485 | 4 | 0.29033
12657 | 5.25 | 1 | 365 | 5.9771 | 0.030984 | 6 | 0.0080754
18010 | 6.867 | 1 | 365 | 7.818 | 0.73653 | 8 | 0.55456
6793 | 2 | 1 | 365 | 2.277 | 0.58323 | 2 | 0.86022
3117 | 5.1 | 1 | 365 | 5.8063 | 0.68724 | 6 | 0.49356
6701 | 10.385 | 1 | 365 | 11.8233 | 0.79843 | 12 | 0.62169
8939 | 12.32 | 1 | 365 | 14.0262 | 0.23271 | 14 | 0.25895
6989 | 3.08 | 1 | 365 | 3.5066 | 0.058177 | 3 | 0.56474
5408 | 5.775 | 1 | 365 | 6.5748 | 0.23408 | 6 | 0.80888
11186 | 4.75 | 1 | 365 | 5.4078 | 0.88518 | 6 | 0.29302
10328 | 10.791 | 1 | 365 | 12.2855 | 0.72883 | 13 | 0.014313
6388 | 11.772 | 1 | 365 | 13.4023 | 0.9769 | 14 | 0.37925
3570 | 4 | 1 | 365 | 4.554 | 0.16646 | 4 | 0.72044
24117 | 4.8 | 1 | 365 | 5.4648 | 0.99976 | 6 | 0.46453
10232 | 2 | 1 | 365 | 2.277 | 0.58323 | 2 | 0.86022
826 | 9 | 1 | 365 | 10.2464 | 0.62454 | 10 | 0.87099
3887 | 7.95 | 1 | 365 | 9.051 | 0.21835 | 9 | 0.26937
7334 | 8.085 | 1 | 365 | 9.2047 | 0.52772 | 9 | 0.73244
7443 | 11.76 | 1 | 365 | 13.3887 | 0.9494 | 14 | 0.33809
26012 | 15 | 1 | 365 | 17.0774 | 0.37424 | 17 | 0.45164
26075 | 9 | 1 | 365 | 10.2464 | 0.62454 | 10 | 0.87099
14094 | 9.6 | 1 | 365 | 10.9295 | 0.99951 | 11 | 0.92905
5527 | 4.8 | 1 | 365 | 5.4648 | 0.99976 | 6 | 0.46453
22258 | 6.72 | 1 | 365 | 7.6507 | 0.39966 | 8 | 0.050337
6183 | 7.56 | 1 | 365 | 8.607 | 0.32462 | 8 | 0.93163
4690 | 3.06 | 1 | 365 | 3.4838 | 0.012345 | 3 | 0.49614
4648 | 9.075 | 1 | 365 | 10.3318 | 0.79642 | 11 | 0.12824
11616 | 6.12 | 1 | 365 | 6.9676 | 0.02469 | 6 | 0.99227
10939 | 7.8 | 1 | 365 | 8.8803 | 0.8746 | 9 | 0.75485
5990 | 5.635 | 1 | 365 | 6.4154 | 0.91326 | 7 | 0.32867
5294 | 6.9 | 1 | 365 | 7.8556 | 0.81215 | 8 | 0.66776
4578 | 6.5 | 1 | 365 | 7.4002 | 0.8955 | 8 | 0.29571
4129 | 7 | 1 | 365 | 7.9695 | 0.041312 | 8 | 0.010767
7927 | 6.5 | 1 | 365 | 7.4002 | 0.8955 | 8 | 0.29571
4173 | 5.5 | 1 | 365 | 6.2617 | 0.60389 | 6 | 0.8656
3944 | 4.86 | 1 | 365 | 5.5331 | 0.13725 | 5 | 0.67033
5379 | 6.05 | 1 | 365 | 6.8879 | 0.86428 | 7 | 0.75216
16597 | 6.72 | 1 | 365 | 7.6507 | 0.39966 | 8 | 0.050337
3920 | 3.92 | 1 | 365 | 4.4629 | 0.98313 | 5 | 0.44603
31038 | 6.72 | 1 | 365 | 7.6507 | 0.39966 | 8 | 0.050337
5965 | 9.36 | 1 | 365 | 10.6563 | 0.44953 | 11 | 0.10583
11209 | 5.025 | 1 | 365 | 5.7209 | 0.51537 | 6 | 0.2363
17343 | 3.57 | 1 | 365 | 4.0644 | 0.18107 | 4 | 0.24549
4433 | 5.2 | 1 | 365 | 5.9202 | 0.9164 | 6 | 0.83657
52658 | 8.97 | 1 | 365 | 10.2123 | 0.5558 | 10 | 0.76808
3595 | 5.1 | 1 | 365 | 5.8063 | 0.68724 | 6 | 0.49356
6155 | 4.335 | 1 | 365 | 4.9354 | 0.93416 | 5 | 0.86953
12838 | 10.05 | 1 | 365 | 11.4419 | 0.030741 | 11 | 0.4726
5129 | 6.3 | 1 | 365 | 7.1725 | 0.43718 | 7 | 0.60969
7620 | 10.005 | 1 | 365 | 11.3906 | 0.92762 | 12 | 0.31825
8692 | 6.5 | 1 | 365 | 7.4002 | 0.8955 | 8 | 0.29571
10593 | 5.61 | 1 | 365 | 6.3869 | 0.85597 | 7 | 0.24291
7871 | 5.5 | 1 | 365 | 6.2617 | 0.60389 | 6 | 0.8656
5243 | 11 | 1 | 365 | 12.5234 | 0.20778 | 12 | 0.73121
3711 | 8.75 | 1 | 365 | 9.9618 | 0.05164 | 10 | 0.013459
3597 | 2.55 | 1 | 365 | 2.9032 | 0.84362 | 3 | 0.74678
3620 | 3.6 | 1 | 365 | 4.0986 | 0.24982 | 4 | 0.34839
7878 | 13.44 | 1 | 365 | 15.3014 | 0.79932 | 16 | 0.10067
3854 | 4.845 | 1 | 365 | 5.516 | 0.10288 | 5 | 0.61888
4796 | 4.02 | 1 | 365 | 4.5767 | 0.2123 | 4 | 0.78904
16728 | 3.9 | 1 | 365 | 4.4401 | 0.9373 | 5 | 0.37743
6432 | 3.57 | 1 | 365 | 4.0644 | 0.18107 | 4 | 0.24549
4587 | 3.57 | 1 | 365 | 4.0644 | 0.18107 | 4 | 0.24549
3625 | 4.5 | 1 | 365 | 5.1232 | 0.31227 | 5 | 0.43549
5409 | 4.8 | 1 | 365 | 5.4648 | 0.99976 | 6 | 0.46453
4735 | 10.2 | 1 | 365 | 11.6126 | 0.37448 | 11 | 0.98712
6345 | 4.845 | 1 | 365 | 5.516 | 0.10288 | 5 | 0.61888
4715 | 5.36 | 1 | 365 | 6.1023 | 0.28306 | 6 | 0.38539
3878 | 5.355 | 1 | 365 | 6.0966 | 0.2716 | 6 | 0.36824
12416 | 6.885 | 1 | 365 | 7.8385 | 0.77778 | 8 | 0.6163
3731 | 4.59 | 1 | 365 | 5.2257 | 0.51852 | 5 | 0.7442
4901 | 6.63 | 1 | 365 | 7.5482 | 0.19341 | 7 | 0.74163
6477 | 9.99 | 1 | 365 | 11.3736 | 0.89324 | 12 | 0.26679
8899 | 14.85 | 1 | 365 | 16.9066 | 0.030498 | 16 | 0.93713
73951 | 3.315 | 1 | 365 | 3.7741 | 0.77222 | 4 | 0.54632
5068 | 3.315 | 1 | 365 | 3.7741 | 0.59671 | 4 | 0.37081
3580 | 9.6 | 1 | 365 | 10.9295 | 0.99951 | 11 | 0.92905
18639 | 10.175 | 1 | 365 | 11.5842 | 0.31719 | 11 | 0.90137
4397 | 5.1 | 1 | 365 | 5.8063 | 0.68724 | 6 | 0.49356
73311 | 3.9 | 1 | 365 | 4.4401 | 0.4379 | 4 | 0.87803
20194 | 6.72 | 1 | 365 | 7.6507 | 0.39966 | 8 | 0.050337
13229 | 10 | 1 | 365 | 11.3849 | 0.91616 | 12 | 0.3011
10396 | 9 | 1 | 365 | 10.2464 | 0.62454 | 10 | 0.87099
4887 | 7.02 | 1 | 365 | 7.9922 | 0.087144 | 8 | 0.079369
4515 | 3.75 | 1 | 365 | 4.2694 | 0.59356 | 4 | 0.86291
7253 | 6.5 | 1 | 365 | 7.4002 | 0.8955 | 8 | 0.29571
12572 | 3.3 | 1 | 365 | 3.757 | 0.56233 | 4 | 0.31936
4267 | 5.1 | 1 | 365 | 5.8063 | 0.68724 | 6 | 0.49356
5015 | 3.57 | 1 | 365 | 4.0644 | 0.18107 | 4 | 0.24549
16241 | 4.845 | 1 | 365 | 5.516 | 0.10288 | 5 | 0.61888
5230 | 8.1 | 1 | 365 | 9.2218 | 0.56209 | 9 | 0.78389
10733 | 6.5 | 1 | 365 | 7.4002 | 0.8955 | 8 | 0.29571
4797 | 4.8 | 1 | 365 | 5.4648 | 0.99976 | 6 | 0.46453
9818 | 4.59 | 1 | 365 | 5.2257 | 0.51852 | 5 | 0.7442
32837 | 8.67 | 1 | 365 | 9.8707 | 0.86831 | 10 | 0.73905
3583 | 4.08 | 1 | 365 | 4.6451 | 0.34979 | 4 | 0.99485
4047 | 4.335 | 1 | 365 | 4.9354 | 0.93416 | 5 | 0.86953
6258 | 8.25 | 1 | 365 | 9.3926 | 0.90583 | 10 | 0.2984
6397 | 8.16 | 1 | 365 | 9.2901 | 0.69959 | 9 | 0.98969
10138 | 4.845 | 1 | 365 | 5.516 | 0.10288 | 5 | 0.61888
7225 | 9 | 1 | 365 | 10.2464 | 0.62454 | 10 | 0.87099
21596 | 3.44 | 1 | 365 | 3.9164 | 0.88316 | 4 | 0.79958
4644 | 6.375 | 1 | 365 | 7.2579 | 0.60905 | 7 | 0.86695
15397 | 2.5 | 1 | 365 | 2.8462 | 0.72904 | 3 | 0.57527
5235 | 5.5 | 1 | 365 | 6.2617 | 0.60389 | 6 | 0.8656
10090 | 6.63 | 1 | 365 | 7.5482 | 0.19341 | 7 | 0.74163
4361 | 4 | 1 | 365 | 4.554 | 0.16646 | 4 | 0.72044
6056 | 5.775 | 1 | 365 | 6.5748 | 0.23408 | 6 | 0.80888
5481 | 6.325 | 1 | 365 | 7.201 | 0.49447 | 7 | 0.69544
5482 | 9 | 1 | 365 | 10.2464 | 0.62454 | 10 | 0.87099
5906 | 9.35 | 1 | 365 | 10.6449 | 0.42661 | 11 | 0.071525
5972 | 5.1 | 1 | 365 | 5.8063 | 0.68724 | 6 | 0.49356
4398 | 4.9 | 1 | 365 | 5.5786 | 0.22892 | 5 | 0.80754
5296 | 6 | 1 | 365 | 6.831 | 0.7497 | 7 | 0.58066
5149 | 5.75 | 1 | 365 | 6.5463 | 0.17679 | 6 | 0.72313
5863 | 4.59 | 1 | 365 | 5.2257 | 0.51852 | 5 | 0.7442
5287 | 6.125 | 1 | 365 | 6.9733 | 0.036148 | 7 | 0.0094213
8137 | 7.56 | 1 | 365 | 8.607 | 0.32462 | 8 | 0.93163
9277 | 6 | 1 | 365 | 6.831 | 0.7497 | 7 | 0.58066
4485 | 7.395 | 1 | 365 | 8.4192 | 0.9465 | 9 | 0.36566
3871 | 6.6 | 1 | 365 | 7.5141 | 0.12467 | 7 | 0.63872
6281 | 4.5 | 1 | 365 | 5.1232 | 0.31227 | 5 | 0.43549
3584 | 7.14 | 1 | 365 | 8.1288 | 0.36214 | 8 | 0.49098
14953 | 7.15 | 1 | 365 | 8.1402 | 0.38505 | 8 | 0.52528
5579 | 6.05 | 1 | 365 | 6.8879 | 0.86428 | 7 | 0.75216
5534 | 6.615 | 1 | 365 | 7.5311 | 0.15904 | 7 | 0.69018
4385 | 5 | 1 | 365 | 5.6925 | 0.45808 | 6 | 0.15055
4706 | 3.75 | 1 | 365 | 4.2694 | 0.59356 | 4 | 0.86291
4960 | 6.05 | 1 | 365 | 6.8879 | 0.86428 | 7 | 0.75216
11328 | 7.15 | 1 | 365 | 8.1402 | 0.38505 | 8 | 0.52528
14819 | 4.5 | 1 | 365 | 5.1232 | 0.31227 | 5 | 0.43549
4707 | 9.9 | 1 | 365 | 11.2711 | 0.687 | 11 | 0.95809
4650 | 11.825 | 1 | 365 | 13.4627 | 0.098359 | 13 | 0.56105
14297 | 7.25 | 1 | 365 | 8.2541 | 0.61422 | 8 | 0.86829
5071 | 4.08 | 1 | 365 | 4.6451 | 0.34979 | 4 | 0.99485
11726 | 3.57 | 1 | 365 | 4.0644 | 0.18107 | 4 | 0.24549
6614 | 6.54 | 1 | 365 | 7.4457 | 0.98717 | 8 | 0.43292
3593 | 7.75 | 1 | 365 | 8.8233 | 0.76002 | 9 | 0.58335
6687 | 9.315 | 1 | 365 | 10.6051 | 0.3464 | 10 | 0.95147
32025 | 14.85 | 1 | 365 | 16.9066 | 0.030498 | 16 | 0.93713
10412 | 2.8 | 1 | 365 | 3.1878 | 0.41652 | 3 | 0.60431
14090 | 4.9 | 1 | 365 | 5.5786 | 0.22892 | 5 | 0.80754
10947 | 4.578 | 1 | 365 | 5.212 | 0.49102 | 5 | 0.70304
28534 | 5 | 1 | 365 | 5.6925 | 0.45808 | 6 | 0.15055
4932 | 4.25 | 1 | 365 | 4.8386 | 0.73937 | 5 | 0.57797
6351 | 5.5 | 1 | 365 | 6.2617 | 0.60389 | 6 | 0.8656
5368 | 4.95 | 1 | 365 | 5.6355 | 0.3435 | 5 | 0.97904
32833 | 4 | 1 | 365 | 4.554 | 0.16646 | 4 | 0.72044
5012 | 6.885 | 1 | 365 | 7.8385 | 0.77778 | 8 | 0.6163
15527 | 7.8 | 1 | 365 | 8.8803 | 0.8746 | 9 | 0.75485
4938 | 11.772 | 1 | 365 | 13.4023 | 0.9769 | 14 | 0.37925
21287 | 4.75 | 1 | 365 | 5.4078 | 0.88518 | 6 | 0.29302
3966 | 4.59 | 1 | 365 | 5.2257 | 0.51852 | 5 | 0.7442
6117 | 4.335 | 1 | 365 | 4.9354 | 0.93416 | 5 | 0.86953
4264 | 2.75 | 1 | 365 | 3.1309 | 0.30194 | 3 | 0.4328
6163 | 4.59 | 1 | 365 | 5.2257 | 0.51852 | 5 | 0.7442
5722 | 6.16 | 1 | 365 | 7.0131 | 0.11635 | 7 | 0.12948
14102 | 3.315 | 1 | 365 | 3.7741 | 0.59671 | 4 | 0.37081
14114 | 5.75 | 1 | 365 | 6.5463 | 0.17679 | 6 | 0.72313
4867 | 6.375 | 1 | 365 | 7.2579 | 0.60905 | 7 | 0.86695
4306 | 9.065 | 1 | 365 | 10.3204 | 0.7735 | 11 | 0.093944
4092 | 3.92 | 1 | 365 | 4.4629 | 0.98313 | 5 | 0.44603
14681 | 5.545 | 1 | 365 | 6.3129 | 0.70701 | 7 | 0.019958
3630 | 6.375 | 1 | 365 | 7.2579 | 0.60905 | 7 | 0.86695
7336 | 11.75 | 1 | 365 | 13.3773 | 0.92649 | 14 | 0.30379
8818 | 6.25 | 1 | 365 | 7.1156 | 0.3226 | 7 | 0.43818
4119 | 4.59 | 1 | 365 | 5.2257 | 0.51852 | 5 | 0.7442
5126 | 6.72 | 1 | 365 | 7.6507 | 0.39966 | 8 | 0.050337
4043 | 6.615 | 1 | 365 | 7.5311 | 0.15904 | 7 | 0.69018
7231 | 5.1 | 1 | 365 | 5.8063 | 0.68724 | 6 | 0.49356
6508 | 4.59 | 1 | 365 | 5.2257 | 0.51852 | 5 | 0.7442
6395 | 10.08 | 1 | 365 | 11.476 | 0.099489 | 11 | 0.5755
3680 | 5.865 | 1 | 365 | 6.6773 | 0.44033 | 7 | 0.11759
3657 | 10 | 1 | 365 | 11.3849 | 0.91616 | 12 | 0.3011
11141 | 4.68 | 1 | 365 | 5.3282 | 0.72476 | 6 | 0.052913
8256 | 7 | 1 | 365 | 7.9695 | 0.041312 | 8 | 0.010767
3586 | 6 | 1 | 365 | 6.831 | 0.7497 | 7 | 0.58066
4521 | 11.275 | 1 | 365 | 12.8365 | 0.83797 | 13 | 0.67449
3585 | 2 | 1 | 365 | 2.277 | 0.58323 | 2 | 0.86022
12851 | 5.13 | 1 | 365 | 5.8405 | 0.75599 | 6 | 0.59646
5794 | 4.845 | 1 | 365 | 5.516 | 0.10288 | 5 | 0.61888
17915 | 8.829 | 1 | 365 | 10.0518 | 0.23268 | 10 | 0.28444
4928 | 6.12 | 1 | 365 | 6.9676 | 0.02469 | 6 | 0.99227
10959 | 11.75 | 1 | 365 | 13.3773 | 0.92649 | 14 | 0.30379
5076 | 9.1 | 1 | 365 | 10.3603 | 0.85371 | 11 | 0.214
3702 | 9.945 | 1 | 365 | 11.3223 | 0.79012 | 12 | 0.11244
22069 | 6 | 1 | 365 | 6.831 | 0.7497 | 7 | 0.58066
4089 | 3.06 | 1 | 365 | 3.4838 | 0.012345 | 3 | 0.49614
16149 | 7.65 | 1 | 365 | 8.7095 | 0.53086 | 9 | 0.24034
6244 | 9.35 | 1 | 365 | 10.6449 | 0.42661 | 11 | 0.071525
6595 | 7.5 | 1 | 365 | 8.5387 | 0.18712 | 8 | 0.72582
14663 | 8.25 | 1 | 365 | 9.3926 | 0.90583 | 10 | 0.2984
4732 | 6.21 | 1 | 365 | 7.07 | 0.23094 | 7 | 0.30098
4286 | 5.775 | 1 | 365 | 6.5748 | 0.23408 | 6 | 0.80888
7951 | 8.84 | 1 | 365 | 10.0643 | 0.25789 | 10 | 0.32217
4830 | 8.58 | 1 | 365 | 9.7683 | 0.66207 | 10 | 0.43034
6677 | 10.78 | 1 | 365 | 12.273 | 0.70362 | 12 | 0.97658
2630 | 7.14 | 1 | 365 | 8.1288 | 0.36214 | 8 | 0.49098
5382 | 12.19 | 1 | 365 | 13.8782 | 0.9348 | 14 | 0.81304
4569 | 3.06 | 1 | 365 | 3.4838 | 0.012345 | 3 | 0.49614
8971 | 3.825 | 1 | 365 | 4.3547 | 0.76543 | 5 | 0.12017
13526 | 10.75 | 1 | 365 | 12.2388 | 0.63487 | 12 | 0.87368
6740 | 6 | 1 | 365 | 6.831 | 0.7497 | 7 | 0.58066
6700 | 9.045 | 1 | 365 | 10.2977 | 0.72767 | 11 | 0.025341
5720 | 3.15 | 1 | 365 | 3.5863 | 0.21859 | 3 | 0.80485
12148 | 5.67 | 1 | 365 | 6.4553 | 0.99346 | 7 | 0.44872
12258 | 6.48 | 1 | 365 | 7.3774 | 0.84967 | 8 | 0.22711
17284 | 12.495 | 1 | 365 | 14.2255 | 0.63374 | 14 | 0.85922
6576 | 3 | 1 | 365 | 3.4155 | 0.87485 | 4 | 0.29033
5223 | 4.59 | 1 | 365 | 5.2257 | 0.51852 | 5 | 0.7442
6114 | 4.5 | 1 | 365 | 5.1232 | 0.31227 | 5 | 0.43549
14951 | 8.8 | 1 | 365 | 10.0187 | 0.16622 | 10 | 0.18496
5496 | 6.05 | 1 | 365 | 6.8879 | 0.86428 | 7 | 0.75216
5537 | 3.85 | 1 | 365 | 4.3832 | 0.82272 | 5 | 0.20592
14691 | 6.63 | 1 | 365 | 7.5482 | 0.19341 | 7 | 0.74163
4695 | 2.75 | 1 | 365 | 3.1309 | 0.30194 | 3 | 0.4328
8922 | 7.5 | 1 | 365 | 8.5387 | 0.18712 | 8 | 0.72582
4757 | 6.12 | 1 | 365 | 6.9676 | 0.02469 | 6 | 0.99227
4765 | 7.14 | 1 | 365 | 8.1288 | 0.36214 | 8 | 0.49098
4768 | 6.63 | 1 | 365 | 7.5482 | 0.19341 | 7 | 0.74163
5105 | 9.18 | 1 | 365 | 10.4514 | 0.037035 | 10 | 0.48841
5274 | 9.9 | 1 | 365 | 11.2711 | 0.687 | 11 | 0.95809
7648 | 6.89 | 1 | 365 | 7.8442 | 0.78923 | 8 | 0.63346
11067 | 3.825 | 1 | 365 | 4.3547 | 0.76543 | 5 | 0.12017
8422 | 7 | 1 | 365 | 7.9695 | 0.041312 | 8 | 0.010767
6343 | 6.6 | 1 | 365 | 7.5141 | 0.12467 | 7 | 0.63872
16094 | 9.99 | 1 | 365 | 11.3736 | 0.89324 | 12 | 0.26679
14733 | 7.29 | 1 | 365 | 8.2996 | 0.70588 | 9 | 0.005499
5964 | 10 | 1 | 365 | 11.3849 | 0.91616 | 12 | 0.3011
21689 | 5.4 | 1 | 365 | 6.1479 | 0.37473 | 6 | 0.52259
21691 | 5.61 | 1 | 365 | 6.3869 | 0.85597 | 7 | 0.24291
13897 | 3.78 | 1 | 365 | 4.3035 | 0.66231 | 4 | 0.96581
6601 | 8.82 | 1 | 365 | 10.0415 | 0.21205 | 10 | 0.25357
6623 | 8.4 | 1 | 365 | 9.5633 | 0.24957 | 9 | 0.81292
7941 | 7.595 | 1 | 365 | 8.6469 | 0.40482 | 9 | 0.051682
5292 | 6.213 | 1 | 365 | 7.0735 | 0.23781 | 7 | 0.31127
4700 | 4.5 | 1 | 365 | 5.1232 | 0.31227 | 5 | 0.43549
5501 | 8.8 | 1 | 365 | 10.0187 | 0.16622 | 10 | 0.18496
5133 | 5.72 | 1 | 365 | 6.5122 | 0.10804 | 6 | 0.62023
10717 | 6.37 | 1 | 365 | 7.2522 | 0.59759 | 7 | 0.8498
9156 | 4.655 | 1 | 365 | 5.2997 | 0.66747 | 5 | 0.96716
6542 | 3.315 | 1 | 365 | 3.7741 | 0.59671 | 4 | 0.37081
4780 | 6.37 | 1 | 365 | 7.2522 | 0.59759 | 7 | 0.8498
5781 | 4.59 | 1 | 365 | 5.2257 | 0.51852 | 5 | 0.7442
4763 | 5.1 | 1 | 365 | 5.8063 | 0.68724 | 6 | 0.49356
6182 | 5.5 | 1 | 365 | 6.2617 | 0.60389 | 6 | 0.8656
20976 | 5.67 | 1 | 365 | 6.4553 | 0.99346 | 7 | 0.44872
4825 | 5.1 | 1 | 365 | 5.8063 | 0.68724 | 6 | 0.49356
11369 | 4.8 | 1 | 365 | 5.4648 | 0.99976 | 6 | 0.46453
10095 | 8.16 | 1 | 365 | 9.2901 | 0.69959 | 9 | 0.98969
5374 | 4.08 | 1 | 365 | 4.6451 | 0.34979 | 4 | 0.99485
6838 | 3.6 | 1 | 365 | 4.0986 | 0.24982 | 4 | 0.34839
10418 | 3.06 | 1 | 365 | 3.4838 | 0.012345 | 3 | 0.49614
5666 | 5.355 | 1 | 365 | 6.0966 | 0.2716 | 6 | 0.36824
6621 | 6.63 | 1 | 365 | 7.5482 | 0.19341 | 7 | 0.74163
26317 | 4.2 | 1 | 365 | 4.7817 | 0.62479 | 5 | 0.40646
6632 | 5.355 | 1 | 365 | 6.0966 | 0.2716 | 6 | 0.36824
5375 | 6.885 | 1 | 365 | 7.8385 | 0.77778 | 8 | 0.6163
24159 | 6.3 | 1 | 365 | 7.1725 | 0.43718 | 7 | 0.60969
4699 | 7.905 | 1 | 365 | 8.9998 | 0.11522 | 9 | 0.11502
5883 | 8.415 | 1 | 365 | 9.5804 | 0.28395 | 9 | 0.86437
21309 | 5.559 | 1 | 365 | 6.3289 | 0.73909 | 7 | 0.067979
6219 | 6.6 | 1 | 365 | 7.5141 | 0.12467 | 7 | 0.63872
6445 | 5.1 | 1 | 365 | 5.8063 | 0.68724 | 6 | 0.49356
6586 | 6.213 | 1 | 365 | 7.0735 | 0.23781 | 7 | 0.31127
5059 | 7.84 | 1 | 365 | 8.9258 | 0.96627 | 9 | 0.89206
5976 | 3.315 | 1 | 365 | 3.7741 | 0.59671 | 4 | 0.37081
5650 | 4.08 | 1 | 365 | 4.6451 | 0.34979 | 4 | 0.99485
13147 | 7.685 | 1 | 365 | 8.7493 | 0.61107 | 9 | 0.36039
5407 | 5.1 | 1 | 365 | 5.8063 | 0.68724 | 6 | 0.49356
6123 | 8.67 | 1 | 365 | 9.8707 | 0.86831 | 10 | 0.73905
22255 | 6.48 | 1 | 365 | 7.3774 | 0.84967 | 8 | 0.22711
4782 | 6.12 | 1 | 365 | 6.9676 | 0.02469 | 6 | 0.99227
6749 | 6 | 1 | 365 | 6.831 | 0.7497 | 7 | 0.58066
6575 | 5.88 | 1 | 365 | 6.6943 | 0.4747 | 7 | 0.16904
6010 | 4.05 | 1 | 365 | 4.6109 | 0.28104 | 4 | 0.89194
5485 | 6.63 | 1 | 365 | 7.5482 | 0.19341 | 7 | 0.74163
4865 | 6.21 | 1 | 365 | 7.07 | 0.23094 | 7 | 0.30098
12237 | 7.425 | 1 | 365 | 8.4533 | 0.015249 | 8 | 0.46856
6009 | 8 | 1 | 365 | 9.1079 | 0.33293 | 9 | 0.44088
11622 | 4.251 | 1 | 365 | 4.8397 | 0.74166 | 5 | 0.5814
7660 | 9.72 | 1 | 365 | 11.0662 | 0.27451 | 11 | 0.34067
14203 | 5.6 | 1 | 365 | 6.3756 | 0.83305 | 7 | 0.20861
5310 | 9.18 | 1 | 365 | 10.4514 | 0.037035 | 10 | 0.48841
12601 | 5.39 | 1 | 365 | 6.1365 | 0.35181 | 6 | 0.48829
4881 | 9.405 | 1 | 365 | 10.7075 | 0.55265 | 11 | 0.26018
11563 | 5.13 | 1 | 365 | 5.8405 | 0.75599 | 6 | 0.59646
4790 | 5.695 | 1 | 365 | 6.4837 | 0.050753 | 6 | 0.53447
10944 | 6.03 | 1 | 365 | 6.8651 | 0.81844 | 7 | 0.68356
5896 | 11.5 | 1 | 365 | 13.0927 | 0.35358 | 13 | 0.44626
9131 | 5 | 1 | 365 | 5.6925 | 0.45808 | 6 | 0.15055
16100 | 7.65 | 1 | 365 | 8.7095 | 0.53086 | 9 | 0.24034
4762 | 9.945 | 1 | 365 | 11.3223 | 0.79012 | 12 | 0.11244
4862 | 14.74 | 1 | 365 | 16.7814 | 0.77842 | 17 | 0.55982
10872 | 7 | 1 | 365 | 7.9695 | 0.041312 | 8 | 0.010767
22073 | 3.84 | 1 | 365 | 4.3718 | 0.79981 | 5 | 0.17162
4769 | 6.12 | 1 | 365 | 6.9676 | 0.02469 | 6 | 0.99227
4770 | 5.1 | 1 | 365 | 5.8063 | 0.68724 | 6 | 0.49356
12937 | 4.59 | 1 | 365 | 5.2257 | 0.51852 | 5 | 0.7442
5602 | 6.12 | 1 | 365 | 6.9676 | 0.02469 | 6 | 0.99227
4745 | 4.5 | 1 | 365 | 5.1232 | 0.31227 | 5 | 0.43549
4759 | 10.2 | 1 | 365 | 11.6126 | 0.37448 | 11 | 0.98712
5317 | 9.945 | 1 | 365 | 11.3223 | 0.79012 | 12 | 0.11244
4976 | 4.59 | 1 | 365 | 5.2257 | 0.51852 | 5 | 0.7442
13419 | 3.5 | 1 | 365 | 3.9847 | 0.020656 | 4 | 0.0053836
12736 | 6 | 1 | 365 | 6.831 | 0.7497 | 7 | 0.58066
5466 | 6.375 | 1 | 365 | 7.2579 | 0.60905 | 7 | 0.86695
6111 | 11.985 | 1 | 365 | 13.6448 | 0.46502 | 14 | 0.10986
6574 | 3.6 | 1 | 365 | 4.0986 | 0.24982 | 4 | 0.34839
4755 | 3.825 | 1 | 365 | 4.3547 | 0.76543 | 5 | 0.12017
4766 | 2.04 | 1 | 365 | 2.3225 | 0.6749 | 2 | 0.99742
9386 | 6.63 | 1 | 365 | 7.5482 | 0.54444 | 8 | 0.092649
4760 | 6.885 | 1 | 365 | 7.8385 | 0.77778 | 8 | 0.6163
9489 | 4.08 | 1 | 365 | 4.6451 | 0.34979 | 4 | 0.99485
6544 | 3.06 | 1 | 365 | 3.4838 | 0.012345 | 3 | 0.49614
4843 | 7.035 | 1 | 365 | 8.0093 | 0.12152 | 8 | 0.13082
6447 | 5 | 1 | 365 | 5.6925 | 0.45808 | 6 | 0.15055
4758 | 9.18 | 1 | 365 | 10.4514 | 0.037035 | 10 | 0.48841
5838 | 5.865 | 1 | 365 | 6.6773 | 0.44033 | 7 | 0.11759
5936 | 3.06 | 1 | 365 | 3.4838 | 0.012345 | 3 | 0.49614
20535 | 8.16 | 1 | 365 | 9.2901 | 0.69959 | 9 | 0.98969
6481 | 7.425 | 1 | 365 | 8.4533 | 0.015249 | 8 | 0.46856
6753 | 4.675 | 1 | 365 | 5.3225 | 0.7133 | 6 | 0.035762
6478 | 6.875 | 1 | 365 | 7.8271 | 0.75486 | 8 | 0.582
6689 | 6.05 | 1 | 365 | 6.8879 | 0.86428 | 7 | 0.75216
4736 | 7.8 | 1 | 365 | 8.8803 | 0.8746 | 9 | 0.75485
4778 | 4.335 | 1 | 365 | 4.9354 | 0.93416 | 5 | 0.86953
6559 | 4.335 | 1 | 365 | 4.9354 | 0.93416 | 5 | 0.86953
11383 | 5.355 | 1 | 365 | 6.0966 | 0.2716 | 6 | 0.36824
4783 | 9.18 | 1 | 365 | 10.4514 | 0.037035 | 10 | 0.48841
7978 | 3.9 | 1 | 365 | 4.4401 | 0.9373 | 5 | 0.37743
22083 | 10.08 | 1 | 365 | 11.476 | 0.099489 | 11 | 0.5755
5022 | 3.315 | 1 | 365 | 3.7741 | 0.59671 | 4 | 0.37081
4771 | 5.1 | 1 | 365 | 5.8063 | 0.68724 | 6 | 0.49356
5520 | 5.025 | 1 | 365 | 5.7209 | 0.51537 | 6 | 0.2363
22072 | 4.32 | 1 | 365 | 4.9183 | 0.89978 | 5 | 0.81807
7135 | 3.92 | 1 | 365 | 4.4629 | 0.98313 | 5 | 0.44603
4756 | 7.65 | 1 | 365 | 8.7095 | 0.53086 | 9 | 0.24034
4983 | 8.415 | 1 | 365 | 9.5804 | 0.28395 | 9 | 0.86437
21395 | 7.29 | 1 | 365 | 8.2996 | 0.70588 | 9 | 0.005499
5517 | 3.315 | 1 | 365 | 3.7741 | 0.59671 | 4 | 0.37081
9427 | 5.4 | 1 | 365 | 6.1479 | 0.37473 | 6 | 0.52259
4777 | 5.61 | 1 | 365 | 6.3869 | 0.85597 | 7 | 0.24291
8951 | 4.59 | 1 | 365 | 5.2257 | 0.51852 | 5 | 0.7442
20960 | 3.84 | 1 | 365 | 4.3718 | 0.79981 | 5 | 0.17162
8427 | 6.37 | 1 | 365 | 7.2522 | 0.59759 | 7 | 0.8498
6646 | 8.25 | 1 | 365 | 9.3926 | 0.90583 | 10 | 0.2984
4781 | 8.16 | 1 | 365 | 9.2901 | 0.69959 | 9 | 0.98969
4873 | 7.035 | 1 | 365 | 8.0093 | 0.12152 | 8 | 0.13082
10135 | 6 | 1 | 365 | 6.831 | 0.7497 | 7 | 0.58066
6618 | 8.67 | 1 | 365 | 9.8707 | 0.86831 | 10 | 0.73905
6568 | 6.12 | 1 | 365 | 6.9676 | 0.02469 | 6 | 0.99227
8865 | 5.1 | 1 | 365 | 5.8063 | 0.68724 | 6 | 0.49356
6133 | 6.885 | 1 | 365 | 7.8385 | 0.77778 | 8 | 0.6163
5025 | 2.25 | 1 | 365 | 2.5616 | 0.15614 | 2 | 0.71775
6299 | 5.5 | 1 | 365 | 6.2617 | 0.60389 | 6 | 0.8656
4870 | 5.1 | 1 | 365 | 5.8063 | 0.68724 | 6 | 0.49356
4985 | 5 | 1 | 365 | 5.6925 | 0.45808 | 6 | 0.15055
5821 | 6.885 | 1 | 365 | 7.8385 | 0.77778 | 8 | 0.6163
4767 | 5.1 | 1 | 365 | 5.8063 | 0.68724 | 6 | 0.49356
4798 | 3 | 1 | 365 | 3.4155 | 0.87485 | 4 | 0.29033
4744 | 3.315 | 1 | 365 | 3.7741 | 0.59671 | 4 | 0.37081
5497 | 7.75 | 1 | 365 | 8.8233 | 0.76002 | 9 | 0.58335
4772 | 4.845 | 1 | 365 | 5.516 | 0.10288 | 5 | 0.61888
6304 | 7 | 1 | 365 | 7.9695 | 0.041312 | 8 | 0.010767
4761 | 8.925 | 1 | 365 | 10.1611 | 0.45267 | 10 | 0.61373
5951 | 5.355 | 1 | 365 | 6.0966 | 0.2716 | 6 | 0.36824
13807 | 4 | 1 | 365 | 4.554 | 0.16646 | 4 | 0.72044
5533 | 3.57 | 1 | 365 | 4.0644 | 0.18107 | 4 | 0.24549
20497 | 6.12 | 1 | 365 | 6.9676 | 0.02469 | 6 | 0.99227
53847 | 4.59 | 1 | 365 | 5.2257 | 0.51852 | 5 | 0.7442
6681 | 9.69 | 1 | 365 | 11.032 | 0.20576 | 11 | 0.23776
6394 | 9.69 | 1 | 365 | 11.032 | 0.20576 | 11 | 0.23776
6288 | 6 | 1 | 365 | 6.831 | 0.7497 | 7 | 0.58066
7549 | 11.475 | 1 | 365 | 13.0642 | 0.29629 | 13 | 0.36051
5538 | 2.55 | 1 | 365 | 2.9032 | 0.84362 | 3 | 0.74678
5201 | 2.55 | 1 | 365 | 2.9032 | 0.84362 | 3 | 0.74678
11291 | 3.06 | 1 | 365 | 3.4838 | 0.012345 | 3 | 0.49614
6437 | 9.18 | 1 | 365 | 10.4514 | 0.037035 | 10 | 0.48841
16237 | 9.435 | 1 | 365 | 10.7417 | 0.6214 | 11 | 0.36308
6691 | 10.137 | 1 | 365 | 11.5409 | 0.23011 | 11 | 0.77102
4859 | 4.95 | 1 | 365 | 5.6355 | 0.3435 | 5 | 0.97904
4899 | 7 | 1 | 365 | 7.9695 | 0.041312 | 8 | 0.010767
4742 | 5.865 | 1 | 365 | 6.6773 | 0.44033 | 7 | 0.11759
5098 | 7.5 | 1 | 365 | 8.5387 | 0.18712 | 8 | 0.72582
23878 | 10.08 | 1 | 365 | 11.476 | 0.099489 | 11 | 0.5755
5575 | 7.65 | 1 | 365 | 8.7095 | 0.70512 | 9 | 0.41459
9278 | 3.06 | 1 | 365 | 3.4838 | 0.012345 | 3 | 0.49614
4753 | 3.675 | 1 | 365 | 4.184 | 0.42169 | 4 | 0.60565
4741 | 6.885 | 1 | 365 | 7.8385 | 0.77778 | 8 | 0.6163
4740 | 10.71 | 1 | 365 | 12.1933 | 0.54321 | 12 | 0.73647
6105 | 6 | 1 | 365 | 6.831 | 0.7497 | 7 | 0.58066
6573 | 7.65 | 1 | 365 | 8.7095 | 0.53086 | 9 | 0.24034
4764 | 10.965 | 1 | 365 | 12.4836 | 0.12757 | 12 | 0.61115
4784 | 5.025 | 1 | 365 | 5.7209 | 0.51537 | 6 | 0.2363
4720 | 5.886 | 1 | 365 | 6.7012 | 0.48845 | 7 | 0.18963
5763 | 6.5 | 1 | 365 | 7.4002 | 0.8955 | 8 | 0.29571
6109 | 5.865 | 1 | 365 | 6.6773 | 0.44033 | 7 | 0.11759
6354 | 12.925 | 1 | 365 | 14.715 | 0.61914 | 15 | 0.33417
6279 | 5.13 | 1 | 365 | 5.8405 | 0.75599 | 6 | 0.59646
4754 | 6 | 1 | 365 | 6.831 | 0.7497 | 7 | 0.58066
5119 | 6.875 | 1 | 365 | 7.8271 | 0.75486 | 8 | 0.582
6015 | 5.5 | 1 | 365 | 6.2617 | 0.60389 | 6 | 0.8656
8342 | 9.8 | 1 | 365 | 11.1572 | 0.45784 | 11 | 0.61507
6448 | 13.4 | 1 | 365 | 15.2558 | 0.70765 | 15 | 0.96347
4814 | 8.28 | 1 | 365 | 9.4267 | 0.97458 | 10 | 0.40131
4729 | 12.96 | 1 | 365 | 14.7549 | 0.69934 | 15 | 0.45422
18231 | 5.67 | 1 | 365 | 6.4553 | 0.99346 | 7 | 0.44872
5295 | 5.1 | 1 | 365 | 5.8063 | 0.68724 | 6 | 0.49356
5549 | 4.125 | 1 | 365 | 4.6963 | 0.45292 | 5 | 0.1492
4809 | 5.7 | 1 | 365 | 6.4894 | 0.062211 | 6 | 0.55162
10725 | 3.12 | 1 | 365 | 3.5521 | 0.14984 | 3 | 0.70194
11945 | 4.8 | 1 | 365 | 5.4648 | 0.99976 | 6 | 0.46453
7224 | 8.04 | 1 | 365 | 9.1535 | 0.42459 | 9 | 0.57808
8434 | 5.25 | 1 | 365 | 5.9771 | 0.030984 | 6 | 0.0080754
6589 | 8.97 | 1 | 365 | 10.2123 | 0.5558 | 10 | 0.76808
5264 | 5.1 | 1 | 365 | 5.8063 | 0.68724 | 6 | 0.49356
12117 | 7.65 | 1 | 365 | 8.7095 | 0.53086 | 9 | 0.24034
5269 | 6.885 | 1 | 365 | 7.8385 | 0.77778 | 8 | 0.6163
12565 | 5.1 | 1 | 365 | 5.8063 | 0.68724 | 6 | 0.49356
8230 | 5.865 | 1 | 365 | 6.6773 | 0.44033 | 7 | 0.11759
7354 | 4.845 | 1 | 365 | 5.516 | 0.10288 | 5 | 0.61888
17757 | 8.16 | 1 | 365 | 9.2901 | 0.69959 | 9 | 0.98969
5272 | 8.525 | 1 | 365 | 9.7057 | 0.53603 | 10 | 0.24168
10457 | 4.08 | 1 | 365 | 4.6451 | 0.34979 | 4 | 0.99485
6818 | 5.5 | 1 | 365 | 6.2617 | 0.60389 | 6 | 0.8656
10491 | 5.5 | 1 | 365 | 6.2617 | 0.60389 | 6 | 0.8656
30753 | 6.6 | 1 | 365 | 7.5141 | 0.12467 | 7 | 0.63872
25272 | 6.05 | 1 | 365 | 6.8879 | 0.86428 | 7 | 0.75216
5249 | 7.905 | 1 | 365 | 8.9998 | 0.11522 | 9 | 0.11502
26079 | 8 | 1 | 365 | 9.1079 | 0.33293 | 9 | 0.44088
5168 | 4.94 | 1 | 365 | 5.6242 | 0.32058 | 5 | 0.94474
16726 | 4.55 | 1 | 365 | 5.1801 | 0.42685 | 5 | 0.607
5381 | 6.6 | 1 | 365 | 7.5141 | 0.12467 | 7 | 0.63872
14076 | 4.59 | 1 | 365 | 5.2257 | 0.51852 | 5 | 0.7442
5232 | 10.75 | 1 | 365 | 12.2388 | 0.63487 | 12 | 0.87368
14745 | 5.285 | 1 | 365 | 6.0169 | 0.11119 | 6 | 0.12813
14372 | 7.725 | 1 | 365 | 8.7949 | 0.70273 | 9 | 0.4976
10356 | 8.4 | 1 | 365 | 9.5633 | 0.24957 | 9 | 0.81292
6124 | 5.61 | 1 | 365 | 6.3869 | 0.85597 | 7 | 0.24291
20537 | 6.47 | 1 | 365 | 7.3661 | 0.82676 | 8 | 0.19281
5551 | 4.845 | 1 | 365 | 5.516 | 0.10288 | 5 | 0.61888
6853 | 6.12 | 1 | 365 | 6.9676 | 0.02469 | 6 | 0.99227
26465 | 5.145 | 1 | 365 | 5.8575 | 0.79036 | 6 | 0.64791
6667 | 6.76 | 1 | 365 | 7.6962 | 0.49132 | 8 | 0.18754
9407 | 12.375 | 1 | 365 | 14.0889 | 0.35875 | 14 | 0.44761
7756 | 6.25 | 1 | 365 | 7.1156 | 0.3226 | 7 | 0.43818
5703 | 6.12 | 1 | 365 | 6.9676 | 0.02469 | 6 | 0.99227
5199 | 6.63 | 1 | 365 | 7.5482 | 0.19341 | 7 | 0.74163
49701 | 4.75 | 1 | 365 | 5.4078 | 0.88518 | 6 | 0.29302
7129 | 13.2 | 1 | 365 | 15.0281 | 0.24933 | 15 | 0.27745
14744 | 6.47 | 1 | 365 | 7.3661 | 0.82676 | 8 | 0.19281
14954 | 5.215 | 1 | 365 | 5.9372 | 0.95078 | 6 | 0.88802
5895 | 8.75 | 1 | 365 | 9.9618 | 0.05164 | 10 | 0.013459
36718 | 8.825 | 1 | 365 | 10.0472 | 0.22351 | 10 | 0.27072
5529 | 7.035 | 1 | 365 | 8.0093 | 0.12152 | 8 | 0.13082
14613 | 4.725 | 1 | 365 | 5.3794 | 0.82789 | 6 | 0.20727
24330 | 3.725 | 1 | 365 | 4.2409 | 0.53627 | 4 | 0.77716
14351 | 6.96 | 1 | 365 | 7.9239 | 0.94965 | 8 | 0.87356
14695 | 5.725 | 1 | 365 | 6.5179 | 0.1195 | 6 | 0.63738
14750 | 8.215 | 1 | 365 | 9.3527 | 0.82563 | 10 | 0.17835
14485 | 11.96 | 1 | 365 | 13.6164 | 0.40773 | 14 | 0.024111
14917 | 9.82 | 1 | 365 | 11.18 | 0.50367 | 11 | 0.68368
14923 | 5.215 | 1 | 365 | 5.9372 | 0.95078 | 6 | 0.88802
8263 | 5.61 | 1 | 365 | 6.3869 | 0.85597 | 7 | 0.24291
6468 | 10.35 | 1 | 365 | 11.7834 | 0.71823 | 12 | 0.50163
12142 | 5.775 | 1 | 365 | 6.5748 | 0.23408 | 6 | 0.80888
13535 | 6.6 | 1 | 365 | 7.5141 | 0.12467 | 7 | 0.63872
11087 | 6.12 | 1 | 365 | 6.9676 | 0.02469 | 6 | 0.99227
5329 | 3.57 | 1 | 365 | 4.0644 | 0.18107 | 4 | 0.24549
6597 | 7.75 | 1 | 365 | 8.8233 | 0.76002 | 9 | 0.58335
6737 | 4.335 | 1 | 365 | 4.9354 | 0.93416 | 5 | 0.86953
6639 | 12.099 | 1 | 365 | 13.7746 | 0.72626 | 14 | 0.5009
6533 | 5.5 | 1 | 365 | 6.2617 | 0.60389 | 6 | 0.8656
9161 | 3.64 | 1 | 365 | 4.1441 | 0.34148 | 4 | 0.4856
10194 | 11.34 | 1 | 365 | 12.9105 | 0.98693 | 13 | 0.89744
7352 | 3.825 | 1 | 365 | 4.3547 | 0.76543 | 5 | 0.12017
5891 | 7.5 | 1 | 365 | 8.5387 | 0.18712 | 8 | 0.72582
11762 | 13.77 | 1 | 365 | 15.6771 | 0.55555 | 16 | 0.23261
6777 | 8.25 | 1 | 365 | 9.3926 | 0.90583 | 10 | 0.2984
14367 | 10 | 1 | 365 | 11.3849 | 0.91616 | 12 | 0.3011
14688 | 9.82 | 1 | 365 | 11.18 | 0.50367 | 11 | 0.68368
14562 | 3.98 | 1 | 365 | 4.5312 | 0.12063 | 4 | 0.65184
14716 | 5.215 | 1 | 365 | 5.9372 | 0.95078 | 6 | 0.88802
14515 | 5.98 | 1 | 365 | 6.8082 | 0.70386 | 7 | 0.51206
14921 | 9.705 | 1 | 365 | 11.0491 | 0.24013 | 11 | 0.28921
14740 | 3.47 | 1 | 365 | 3.9506 | 0.95191 | 4 | 0.90248
14753 | 3.725 | 1 | 365 | 4.2409 | 0.53627 | 4 | 0.77716
14723 | 5.215 | 1 | 365 | 5.9372 | 0.95078 | 6 | 0.88802
14749 | 6.47 | 1 | 365 | 7.3661 | 0.82676 | 8 | 0.19281
15032 | 4.235 | 1 | 365 | 4.8215 | 0.70499 | 5 | 0.52651
14732 | 9.82 | 1 | 365 | 11.18 | 0.50367 | 11 | 0.68368
14385 | 8.47 | 1 | 365 | 9.643 | 0.40999 | 10 | 0.053028
14404 | 7.96 | 1 | 365 | 9.0624 | 0.24126 | 9 | 0.30367
7100 | 10.45 | 1 | 365 | 11.8973 | 0.94739 | 12 | 0.84465
6099 | 5.75 | 1 | 365 | 6.5463 | 0.17679 | 6 | 0.72313
5236 | 7.5 | 1 | 365 | 8.5387 | 0.18712 | 8 | 0.72582
5663 | 13.515 | 1 | 365 | 15.3867 | 0.97119 | 16 | 0.35793
16080 | 5.25 | 1 | 365 | 5.9771 | 0.030984 | 6 | 0.0080754
10605 | 5.61 | 1 | 365 | 6.3869 | 0.85597 | 7 | 0.24291
10681 | 9.72 | 1 | 365 | 11.0662 | 0.27451 | 11 | 0.34067
5277 | 6.12 | 1 | 365 | 6.9676 | 0.02469 | 6 | 0.99227
26164 | 4.59 | 1 | 365 | 5.2257 | 0.51852 | 5 | 0.7442
6540 | 7 | 1 | 365 | 7.9695 | 0.041312 | 8 | 0.010767
12447 | 6.25 | 1 | 365 | 7.1156 | 0.3226 | 7 | 0.43818
30734 | 5.225 | 1 | 365 | 5.9486 | 0.97369 | 6 | 0.92232
12643 | 8.525 | 1 | 365 | 9.7057 | 0.53603 | 10 | 0.24168
11715 | 7.7 | 1 | 365 | 8.7664 | 0.64544 | 9 | 0.41184
16167 | 6.325 | 1 | 365 | 7.201 | 0.49447 | 7 | 0.69544
19924 | 4.95 | 1 | 365 | 5.6355 | 0.3435 | 5 | 0.97904
5233 | 5.1 | 1 | 365 | 5.8063 | 0.68724 | 6 | 0.49356
19708 | 7 | 1 | 365 | 7.9695 | 0.041312 | 8 | 0.010767
6061 | 8.67 | 1 | 365 | 9.8707 | 0.86831 | 10 | 0.73905
10891 | 5.04 | 1 | 365 | 5.738 | 0.54974 | 6 | 0.28775
10390 | 13.2 | 1 | 365 | 15.0281 | 0.24933 | 15 | 0.27745
5238 | 3 | 1 | 365 | 3.4155 | 0.87485 | 4 | 0.29033
5539 | 11.475 | 1 | 365 | 13.0642 | 0.29629 | 13 | 0.36051
5384 | 10.791 | 1 | 365 | 12.2855 | 0.72883 | 13 | 0.014313
5397 | 9.88 | 1 | 365 | 11.2483 | 0.64117 | 11 | 0.88948
6460 | 4.905 | 1 | 365 | 5.5843 | 0.24038 | 5 | 0.82469
5239 | 8.16 | 1 | 365 | 9.2901 | 0.69959 | 9 | 0.98969
5226 | 6.375 | 1 | 365 | 7.2579 | 0.60905 | 7 | 0.86695
10709 | 3.315 | 1 | 365 | 3.7741 | 0.59671 | 4 | 0.37081
5234 | 4 | 1 | 365 | 4.554 | 0.16646 | 4 | 0.72044
7435 | 3.92 | 1 | 365 | 4.4629 | 0.98313 | 5 | 0.44603
6674 | 5.5 | 1 | 365 | 6.2617 | 0.60389 | 6 | 0.8656
5259 | 6.12 | 1 | 365 | 6.9676 | 0.02469 | 6 | 0.99227
5438 | 8.82 | 1 | 365 | 10.0415 | 0.21205 | 10 | 0.25357
10516 | 4.42 | 1 | 365 | 5.0321 | 0.12894 | 5 | 0.16108
5251 | 2.04 | 1 | 365 | 2.3225 | 0.6749 | 2 | 0.99742
6325 | 5.5 | 1 | 365 | 6.2617 | 0.60389 | 6 | 0.8656
20686 | 5.5 | 1 | 365 | 6.2617 | 0.60389 | 6 | 0.8656
21269 | 6 | 1 | 365 | 6.831 | 0.7497 | 7 | 0.58066
19599 | 6.05 | 1 | 365 | 6.8879 | 0.86428 | 7 | 0.75216
5858 | 3.06 | 1 | 365 | 3.4838 | 0.012345 | 3 | 0.49614
5229 | 6.12 | 1 | 365 | 6.9676 | 0.02469 | 6 | 0.99227
25578 | 4.95 | 1 | 365 | 5.6355 | 0.3435 | 5 | 0.97904
5398 | 9.9 | 1 | 365 | 11.2711 | 0.687 | 11 | 0.95809
6702 | 12.375 | 1 | 365 | 14.0889 | 0.35875 | 14 | 0.44761
5600 | 4.845 | 1 | 365 | 5.516 | 0.10288 | 5 | 0.61888
5273 | 7.194 | 1 | 365 | 8.1903 | 0.48589 | 8 | 0.67621
6292 | 4 | 1 | 365 | 4.554 | 0.16646 | 4 | 0.72044
29395 | 7.84 | 1 | 365 | 8.9258 | 0.96627 | 9 | 0.89206
5434 | 5.83 | 1 | 365 | 6.6374 | 0.36012 | 6 | 0.99754
6605 | 5 | 1 | 365 | 5.6925 | 0.45808 | 6 | 0.15055
13620 | 9.81 | 1 | 365 | 11.1686 | 0.48075 | 11 | 0.64938
12145 | 9.625 | 1 | 365 | 10.958 | 0.056804 | 11 | 0.014805
6518 | 6.76 | 1 | 365 | 7.6962 | 0.49132 | 8 | 0.18754
5399 | 7.14 | 1 | 365 | 8.1288 | 0.36214 | 8 | 0.49098
5634 | 9.9 | 1 | 365 | 11.2711 | 0.687 | 11 | 0.95809
12983 | 7.15 | 1 | 365 | 8.1402 | 0.38505 | 8 | 0.52528
7876 | 9.156 | 1 | 365 | 10.424 | 0.98204 | 11 | 0.40608
6666 | 8.16 | 1 | 365 | 9.2901 | 0.69959 | 9 | 0.98969
5256 | 4.08 | 1 | 365 | 4.6451 | 0.34979 | 4 | 0.99485
5276 | 4.165 | 1 | 365 | 4.7418 | 0.54458 | 5 | 0.28641
5247 | 4.335 | 1 | 365 | 4.9354 | 0.93416 | 5 | 0.86953
5405 | 5.61 | 1 | 365 | 6.3869 | 0.85597 | 7 | 0.24291
14729 | 9.085 | 1 | 365 | 10.3432 | 0.81933 | 11 | 0.16255
6680 | 6.3 | 1 | 365 | 7.1725 | 0.43718 | 7 | 0.60969
22199 | 12 | 1 | 365 | 13.6619 | 0.49939 | 14 | 0.16132
5394 | 7.65 | 1 | 365 | 8.7095 | 0.53086 | 9 | 0.24034
10870 | 3.57 | 1 | 365 | 4.0644 | 0.18107 | 4 | 0.24549
15099 | 4.79 | 1 | 365 | 5.4534 | 0.97684 | 6 | 0.43022
6560 | 5.1 | 1 | 365 | 5.8063 | 0.68724 | 6 | 0.49356
5411 | 8.16 | 1 | 365 | 9.2901 | 0.69959 | 9 | 0.98969
22076 | 4.59 | 1 | 365 | 5.2257 | 0.51852 | 5 | 0.7442
6592 | 8.525 | 1 | 365 | 9.7057 | 0.53603 | 10 | 0.24168
7655 | 10.08 | 1 | 365 | 11.476 | 0.099489 | 11 | 0.5755
13329 | 7.975 | 1 | 365 | 9.0795 | 0.27564 | 9 | 0.35512
8941 | 8.502 | 1 | 365 | 9.6795 | 0.48332 | 10 | 0.16279
5372 | 4.2 | 1 | 365 | 4.7817 | 0.62479 | 5 | 0.40646
6125 | 3.06 | 1 | 365 | 3.4838 | 0.012345 | 3 | 0.49614
14479 | 4.725 | 1 | 365 | 5.3794 | 0.82789 | 6 | 0.20727
7130 | 5.865 | 1 | 365 | 6.6773 | 0.44033 | 7 | 0.11759
21892 | 6 | 1 | 365 | 6.831 | 0.7497 | 7 | 0.58066
14699 | 3.98 | 1 | 365 | 4.5312 | 0.12063 | 4 | 0.65184
14603 | 8.47 | 1 | 365 | 9.643 | 0.40999 | 10 | 0.053028
12143 | 5.1 | 1 | 365 | 5.8063 | 0.68724 | 6 | 0.49356
11947 | 4.335 | 1 | 365 | 4.9354 | 0.93416 | 5 | 0.86953
46524 | 6.375 | 1 | 365 | 7.2579 | 0.25427 | 7 | 0.51216
5603 | 4.335 | 1 | 365 | 4.9354 | 0.93416 | 5 | 0.86953
19117 | 8.8 | 1 | 365 | 10.0187 | 0.16622 | 10 | 0.18496
20372 | 4.77 | 1 | 365 | 5.4306 | 0.93101 | 6 | 0.36162
14086 | 6.12 | 1 | 365 | 6.9676 | 0.02469 | 6 | 0.99227
7935 | 6.6 | 1 | 365 | 7.5141 | 0.12467 | 7 | 0.63872
11785 | 6.63 | 1 | 365 | 7.5482 | 0.19341 | 7 | 0.74163
19213 | 4.47 | 1 | 365 | 5.0891 | 0.24352 | 5 | 0.33259
5969 | 4.5 | 1 | 365 | 5.1232 | 0.31227 | 5 | 0.43549
5331 | 10.2 | 1 | 365 | 11.6126 | 0.37448 | 11 | 0.98712
6869 | 8.16 | 1 | 365 | 9.2901 | 0.69959 | 9 | 0.98969
5260 | 4.08 | 1 | 365 | 4.6451 | 0.34979 | 4 | 0.99485
5601 | 7.65 | 1 | 365 | 8.7095 | 0.53086 | 9 | 0.24034
6658 | 3.825 | 1 | 365 | 4.3547 | 0.76543 | 5 | 0.12017
24699 | 7.7 | 1 | 365 | 8.7664 | 0.64544 | 9 | 0.41184
5220 | 4.08 | 1 | 365 | 4.6451 | 0.34979 | 4 | 0.99485
5447 | 7.395 | 1 | 365 | 8.4192 | 0.9465 | 9 | 0.36566
5370 | 6.44 | 1 | 365 | 7.3319 | 0.75801 | 8 | 0.089906
11938 | 4.845 | 1 | 365 | 5.516 | 0.10288 | 5 | 0.61888
5252 | 6.63 | 1 | 365 | 7.5482 | 0.19341 | 7 | 0.74163
11742 | 6.12 | 1 | 365 | 6.9676 | 0.02469 | 6 | 0.99227
6834 | 8.67 | 1 | 365 | 9.8707 | 0.86831 | 10 | 0.73905
8693 | 4.59 | 1 | 365 | 5.2257 | 0.51852 | 5 | 0.7442
16162 | 7.15 | 1 | 365 | 8.1402 | 0.38505 | 8 | 0.52528
59927 | 6.12 | 1 | 365 | 6.9676 | 0.02469 | 6 | 0.99227
20969 | 4.86 | 1 | 365 | 5.5331 | 0.13725 | 5 | 0.67033
13333 | 3.3 | 1 | 365 | 3.757 | 0.56233 | 4 | 0.31936
11428 | 7.905 | 1 | 365 | 8.9998 | 0.11522 | 9 | 0.11502
9594 | 5.2 | 1 | 365 | 5.9202 | 0.9164 | 6 | 0.83657
16840 | 6.63 | 1 | 365 | 7.5482 | 0.19341 | 7 | 0.74163
12922 | 3.06 | 1 | 365 | 3.4838 | 0.012345 | 3 | 0.49614
62163 | 4.845 | 1 | 365 | 5.516 | 0.10288 | 5 | 0.61888
5325 | 6.12 | 1 | 365 | 6.9676 | 0.02469 | 6 | 0.99227
9390 | 3.06 | 1 | 365 | 3.4838 | 0.012345 | 3 | 0.49614
14140 | 4.75 | 1 | 365 | 5.4078 | 0.88518 | 6 | 0.29302
12554 | 6.12 | 1 | 365 | 6.9676 | 0.02469 | 6 | 0.99227
10769 | 3.75 | 1 | 365 | 4.2694 | 0.59356 | 4 | 0.86291
10614 | 5.5 | 1 | 365 | 6.2617 | 0.60389 | 6 | 0.8656
5875 | 4.59 | 1 | 365 | 5.2257 | 0.51852 | 5 | 0.7442
11928 | 8.16 | 1 | 365 | 9.2901 | 0.69959 | 9 | 0.98969
5513 | 9.92 | 1 | 365 | 11.2939 | 0.73283 | 12 | 0.026687
11004 | 12.75 | 1 | 365 | 14.5158 | 0.2181 | 14 | 0.7339
69314 | 3.825 | 1 | 365 | 4.3547 | 0.76543 | 5 | 0.12017
7028 | 8.415 | 1 | 365 | 9.5804 | 0.28395 | 9 | 0.86437
12661 | 2.55 | 1 | 365 | 2.9032 | 0.84362 | 3 | 0.74678
9985 | 6.63 | 1 | 365 | 7.5482 | 0.19341 | 7 | 0.74163
9213 | 3.5 | 1 | 365 | 3.9847 | 0.020656 | 4 | 0.0053836
8894 | 2.76 | 1 | 365 | 3.1422 | 0.32486 | 3 | 0.4671
7275 | 4.845 | 1 | 365 | 5.516 | 0.10288 | 5 | 0.61888
8246 | 7.14 | 1 | 365 | 8.1288 | 0.36214 | 8 | 0.49098
5391 | 7.83 | 1 | 365 | 8.9144 | 0.94335 | 9 | 0.85776
5194 | 7.65 | 1 | 365 | 8.7095 | 0.53086 | 9 | 0.24034
17606 | 5.5 | 1 | 365 | 6.2617 | 0.60389 | 6 | 0.8656
9807 | 3.57 | 1 | 365 | 4.0644 | 0.18107 | 4 | 0.24549
11288 | 8.67 | 1 | 365 | 9.8707 | 0.86831 | 10 | 0.73905
18507 | 13.77 | 1 | 365 | 15.6771 | 0.55555 | 16 | 0.23261
62809 | 8.505 | 1 | 365 | 9.6829 | 0.49019 | 10 | 0.17308
5946 | 3.825 | 1 | 365 | 4.3547 | 0.76543 | 5 | 0.12017
12499 | 6.24 | 1 | 365 | 7.1042 | 0.29968 | 7 | 0.40388
5633 | 9.315 | 1 | 365 | 10.6051 | 0.3464 | 10 | 0.95147
26661 | 7.5 | 1 | 365 | 8.5387 | 0.18712 | 8 | 0.72582
11860 | 6.867 | 1 | 365 | 7.818 | 0.73653 | 8 | 0.55456
29400 | 11.772 | 1 | 365 | 13.4023 | 0.9769 | 14 | 0.37925
13331 | 13.4 | 1 | 365 | 15.2558 | 0.70765 | 15 | 0.96347
9236 | 7 | 1 | 365 | 7.9695 | 0.041312 | 8 | 0.010767
13203 | 8.1 | 1 | 365 | 9.2218 | 0.56209 | 9 | 0.78389
6470 | 7.42 | 1 | 365 | 8.4476 | 0.0037907 | 8 | 0.45141
6371 | 6.867 | 1 | 365 | 7.818 | 0.73653 | 8 | 0.55456
19422 | 4.59 | 1 | 365 | 5.2257 | 0.51852 | 5 | 0.7442
14573 | 10.455 | 1 | 365 | 11.903 | 0.95885 | 12 | 0.8618
5431 | 6 | 1 | 365 | 6.831 | 0.7497 | 7 | 0.58066
6277 | 4.75 | 1 | 365 | 5.4078 | 0.88518 | 6 | 0.29302
9824 | 9.69 | 1 | 365 | 11.032 | 0.20576 | 11 | 0.23776
5870 | 5.355 | 1 | 365 | 6.0966 | 0.2716 | 6 | 0.36824
20509 | 8.415 | 1 | 365 | 9.5804 | 0.28395 | 9 | 0.86437
5739 | 3.27 | 1 | 365 | 3.7229 | 0.49358 | 4 | 0.21646
10847 | 6.12 | 1 | 365 | 6.9676 | 0.02469 | 6 | 0.99227
8871 | 8.8 | 1 | 365 | 10.0187 | 0.16622 | 10 | 0.18496
21015 | 6.05 | 1 | 365 | 6.8879 | 0.86428 | 7 | 0.75216
22693 | 7.7 | 1 | 365 | 8.7664 | 0.64544 | 9 | 0.41184
48194 | 5.5 | 1 | 365 | 6.2617 | 0.60389 | 6 | 0.8656
5255 | 3.75 | 1 | 365 | 4.2694 | 0.59356 | 4 | 0.86291
18350 | 8.25 | 1 | 365 | 9.3926 | 0.90583 | 10 | 0.2984
14471 | 5.215 | 1 | 365 | 5.9372 | 0.95078 | 6 | 0.88802
5966 | 3.57 | 1 | 365 | 4.0644 | 0.18107 | 4 | 0.24549
14445 | 10.215 | 1 | 365 | 11.6297 | 0.40886 | 12 | 0.03857
46673 | 2.55 | 1 | 365 | 2.9032 | 0.90171 | 3 | 0.80486
18615 | 10.45 | 1 | 365 | 11.8973 | 0.94739 | 12 | 0.84465
5227 | 10.25 | 1 | 365 | 11.6696 | 0.48906 | 12 | 0.15862
11330 | 12.04 | 1 | 365 | 13.7075 | 0.59106 | 14 | 0.29852
14529 | 7.365 | 1 | 365 | 8.385 | 0.87775 | 9 | 0.26276
12829 | 8.415 | 1 | 365 | 9.5804 | 0.28395 | 9 | 0.86437
5263 | 8.925 | 1 | 365 | 10.1611 | 0.45267 | 10 | 0.61373
5291 | 3 | 1 | 365 | 3.4155 | 0.87485 | 4 | 0.29033
14345 | 5.215 | 1 | 365 | 5.9372 | 0.95078 | 6 | 0.88802
5246 | 11 | 1 | 365 | 12.5234 | 0.20778 | 12 | 0.73121
5175 | 4.08 | 1 | 365 | 4.6451 | 0.34979 | 4 | 0.99485
10938 | 3.315 | 1 | 365 | 3.7741 | 0.59671 | 4 | 0.37081
11370 | 8.16 | 1 | 365 | 9.2901 | 0.69959 | 9 | 0.98969
14446 | 6.76 | 1 | 365 | 7.6962 | 0.49132 | 8 | 0.18754
11417 | 6.05 | 1 | 365 | 6.8879 | 0.86428 | 7 | 0.75216
9425 | 5.5 | 1 | 365 | 6.2617 | 0.60389 | 6 | 0.8656
6561 | 7.65 | 1 | 365 | 8.7095 | 0.53086 | 9 | 0.24034
5552 | 3.57 | 1 | 365 | 4.0644 | 0.18107 | 4 | 0.24549
14392 | 6.215 | 1 | 365 | 7.0757 | 0.24239 | 7 | 0.31813
15515 | 9 | 1 | 365 | 10.2464 | 0.62454 | 10 | 0.87099
14498 | 11.96 | 1 | 365 | 13.6164 | 0.40773 | 14 | 0.024111
14455 | 6.725 | 1 | 365 | 7.6564 | 0.41112 | 8 | 0.067487
16791 | 7.521 | 1 | 365 | 8.5626 | 0.23524 | 8 | 0.79785
24728 | 6.325 | 1 | 365 | 7.201 | 0.49447 | 7 | 0.69544
25859 | 7.2 | 1 | 365 | 8.1972 | 0.49964 | 8 | 0.69679
14700 | 5.47 | 1 | 365 | 6.2276 | 0.53514 | 6 | 0.7627
5316 | 6.375 | 1 | 365 | 7.2579 | 0.60905 | 7 | 0.86695
14579 | 7.215 | 1 | 365 | 8.2142 | 0.53401 | 8 | 0.74824
5999 | 9.18 | 1 | 365 | 10.4514 | 0.037035 | 10 | 0.48841
14494 | 3.725 | 1 | 365 | 4.2409 | 0.53627 | 4 | 0.77716
12731 | 5.4 | 1 | 365 | 6.1479 | 0.37473 | 6 | 0.52259
10758 | 7.521 | 1 | 365 | 8.5626 | 0.23524 | 8 | 0.79785
14585 | 4.295 | 1 | 365 | 4.8898 | 0.84249 | 5 | 0.73232
8897 | 9.35 | 1 | 365 | 10.6449 | 0.42661 | 11 | 0.071525
10393 | 6.12 | 1 | 365 | 6.9676 | 0.02469 | 6 | 0.99227
11329 | 10.64 | 1 | 365 | 12.1136 | 0.38279 | 12 | 0.49637
10143 | 4.69 | 1 | 365 | 5.3395 | 0.74768 | 6 | 0.087214
22916 | 8.415 | 1 | 365 | 9.5804 | 0.28395 | 9 | 0.86437
7227 | 4.8 | 1 | 365 | 5.4648 | 0.99976 | 6 | 0.46453
7675 | 7.15 | 1 | 365 | 8.1402 | 0.38505 | 8 | 0.52528
14401 | 4.47 | 1 | 365 | 5.0891 | 0.24352 | 5 | 0.33259
14403 | 3.98 | 1 | 365 | 4.5312 | 0.12063 | 4 | 0.65184
5257 | 4.59 | 1 | 365 | 5.2257 | 0.51852 | 5 | 0.7442
11757 | 3.825 | 1 | 365 | 4.3547 | 0.76543 | 5 | 0.12017
5217 | 7.395 | 1 | 365 | 8.4192 | 0.9465 | 9 | 0.36566
5430 | 6.12 | 1 | 365 | 6.9676 | 0.02469 | 6 | 0.99227
10355 | 7.425 | 1 | 365 | 8.4533 | 0.015249 | 8 | 0.46856
5971 | 3.57 | 1 | 365 | 4.0644 | 0.18107 | 4 | 0.24549
5477 | 4.59 | 1 | 365 | 5.2257 | 0.51852 | 5 | 0.7442
9153 | 2.04 | 1 | 365 | 2.3225 | 0.6749 | 2 | 0.99742
13650 | 7.395 | 1 | 365 | 8.4192 | 0.9465 | 9 | 0.36566
53319 | 9.1 | 1 | 365 | 10.3603 | 0.85371 | 11 | 0.214
13619 | 7.155 | 1 | 365 | 8.1459 | 0.39651 | 8 | 0.54243
11373 | 5.25 | 1 | 365 | 5.9771 | 0.030984 | 6 | 0.0080754
12442 | 6.885 | 1 | 365 | 7.8385 | 0.77778 | 8 | 0.6163
5261 | 7.14 | 1 | 365 | 8.1288 | 0.36214 | 8 | 0.49098
10734 | 2.04 | 1 | 365 | 2.3225 | 0.6749 | 2 | 0.99742
47212 | 5.5 | 1 | 365 | 6.2617 | 0.60389 | 6 | 0.8656
6588 | 10.725 | 1 | 365 | 12.2103 | 0.57758 | 12 | 0.78793
6622 | 5.886 | 1 | 365 | 6.7012 | 0.48845 | 7 | 0.18963
11215 | 14.535 | 1 | 365 | 16.548 | 0.30864 | 16 | 0.85664
7104 | 6.875 | 1 | 365 | 7.8271 | 0.75486 | 8 | 0.582
5771 | 7.65 | 1 | 365 | 8.7095 | 0.53086 | 9 | 0.24034
11445 | 6.6 | 1 | 365 | 7.5141 | 0.12467 | 7 | 0.63872
6369 | 6.625 | 1 | 365 | 7.5425 | 0.18196 | 7 | 0.72448
7669 | 10.6 | 1 | 365 | 12.068 | 0.29113 | 12 | 0.35916
34917 | 7.7 | 1 | 365 | 8.7664 | 0.64544 | 9 | 0.41184
19043 | 6.72 | 1 | 365 | 7.6507 | 0.39966 | 8 | 0.050337
6053 | 4.335 | 1 | 365 | 4.9354 | 0.93416 | 5 | 0.86953
14131 | 5 | 1 | 365 | 5.6925 | 0.45808 | 6 | 0.15055
5962 | 5.2 | 1 | 365 | 5.9202 | 0.9164 | 6 | 0.83657
6524 | 9.25 | 1 | 365 | 10.5311 | 0.19745 | 10 | 0.72851
5334 | 5.865 | 1 | 365 | 6.6773 | 0.44033 | 7 | 0.11759
6346 | 4.335 | 1 | 365 | 4.9354 | 0.93416 | 5 | 0.86953
6039 | 9.18 | 1 | 365 | 10.4514 | 0.037035 | 10 | 0.48841
10621 | 8.415 | 1 | 365 | 9.5804 | 0.28395 | 9 | 0.86437
5942 | 7.14 | 1 | 365 | 8.1288 | 0.36214 | 8 | 0.49098
5974 | 7.905 | 1 | 365 | 8.9998 | 0.11522 | 9 | 0.11502
5569 | 7.14 | 1 | 365 | 8.1288 | 0.36214 | 8 | 0.49098
42492 | 4.125 | 1 | 365 | 4.6963 | 0.45292 | 5 | 0.1492
5628 | 7.975 | 1 | 365 | 9.0795 | 0.27564 | 9 | 0.35512
6640 | 10.464 | 1 | 365 | 11.9132 | 0.97947 | 12 | 0.89267
5424 | 5.355 | 1 | 365 | 6.0966 | 0.2716 | 6 | 0.36824
5867 | 6.12 | 1 | 365 | 6.9676 | 0.02469 | 6 | 0.99227
9194 | 4.335 | 1 | 365 | 4.9354 | 0.93416 | 5 | 0.86953
5258 | 2.805 | 1 | 365 | 3.1935 | 0.42798 | 3 | 0.62146
6027 | 7.5 | 1 | 365 | 8.5387 | 0.18712 | 8 | 0.72582
6045 | 5.865 | 1 | 365 | 6.6773 | 0.44033 | 7 | 0.11759
59007 | 3.57 | 1 | 365 | 4.0644 | 0.18107 | 4 | 0.24549
9496 | 7.905 | 1 | 365 | 8.9998 | 0.11522 | 9 | 0.11502
7420 | 8.68 | 1 | 365 | 9.8821 | 0.89123 | 10 | 0.77335
6636 | 14.061 | 1 | 365 | 16.0084 | 0.22241 | 16 | 0.23077
6733 | 3.315 | 1 | 365 | 3.7741 | 0.59671 | 4 | 0.37081
11811 | 3.36 | 1 | 365 | 3.8253 | 0.69983 | 4 | 0.52517
7128 | 8.415 | 1 | 365 | 9.5804 | 0.28395 | 9 | 0.86437
16165 | 7.425 | 1 | 365 | 8.4533 | 0.015249 | 8 | 0.46856
9956 | 7.905 | 1 | 365 | 8.9998 | 0.11522 | 9 | 0.11502
5267 | 10.455 | 1 | 365 | 11.903 | 0.95885 | 12 | 0.8618
12137 | 5 | 1 | 365 | 5.6925 | 0.45808 | 6 | 0.15055
5479 | 5.355 | 1 | 365 | 6.0966 | 0.2716 | 6 | 0.36824
6120 | 6.875 | 1 | 365 | 7.8271 | 0.75486 | 8 | 0.582
7260 | 7.905 | 1 | 365 | 8.9998 | 0.11522 | 9 | 0.11502
10687 | 5.61 | 1 | 365 | 6.3869 | 0.85597 | 7 | 0.24291
6785 | 7.905 | 1 | 365 | 8.9998 | 0.11522 | 9 | 0.11502
12381 | 6.885 | 1 | 365 | 7.8385 | 0.77778 | 8 | 0.6163
7247 | 13.4 | 1 | 365 | 15.2558 | 0.70765 | 15 | 0.96347
5436 | 3.64 | 1 | 365 | 4.1441 | 0.34148 | 4 | 0.4856
12935 | 6.25 | 1 | 365 | 7.1156 | 0.3226 | 7 | 0.43818
5250 | 4.335 | 1 | 365 | 4.9354 | 0.93416 | 5 | 0.86953
7599 | 8.25 | 1 | 365 | 9.3926 | 0.90583 | 10 | 0.2984
6604 | 6.25 | 1 | 365 | 7.1156 | 0.3226 | 7 | 0.43818
16838 | 12.24 | 1 | 365 | 13.9352 | 0.04938 | 13 | 0.98454
6443 | 9 | 1 | 365 | 10.2464 | 0.62454 | 10 | 0.87099
6635 | 12.6 | 1 | 365 | 14.345 | 0.87436 | 15 | 0.21938
6042 | 7.395 | 1 | 365 | 8.4192 | 0.9465 | 9 | 0.36566
5253 | 3.315 | 1 | 365 | 3.7741 | 0.59671 | 4 | 0.37081
17098 | 3.57 | 1 | 365 | 4.0644 | 0.18107 | 4 | 0.24549
17186 | 4.08 | 1 | 365 | 4.6451 | 0.34979 | 4 | 0.99485
5346 | 3.315 | 1 | 365 | 3.7741 | 0.77222 | 4 | 0.54632
11244 | 5.61 | 1 | 365 | 6.3869 | 0.85597 | 7 | 0.24291
8898 | 4.95 | 1 | 365 | 5.6355 | 0.3435 | 5 | 0.97904
19596 | 7.7 | 1 | 365 | 8.7664 | 0.64544 | 9 | 0.41184
5596 | 9.5 | 1 | 365 | 10.8157 | 0.77035 | 11 | 0.58604
9507 | 4.94 | 1 | 365 | 5.6242 | 0.32058 | 5 | 0.94474
9987 | 2.295 | 1 | 365 | 2.6128 | 0.25926 | 2 | 0.8721
13674 | 6.12 | 1 | 365 | 6.9676 | 0.02469 | 6 | 0.99227
5228 | 6.63 | 1 | 365 | 7.5482 | 0.19341 | 7 | 0.74163
15025 | 6.05 | 1 | 365 | 6.8879 | 0.86428 | 7 | 0.75216
20500 | 6.885 | 1 | 365 | 7.8385 | 0.77778 | 8 | 0.6163
5917 | 3.06 | 1 | 365 | 3.4838 | 0.012345 | 3 | 0.49614
11124 | 8.925 | 1 | 365 | 10.1611 | 0.45267 | 10 | 0.61373
6954 | 5.1 | 1 | 365 | 5.8063 | 0.68724 | 6 | 0.49356
10796 | 4.94 | 1 | 365 | 5.6242 | 0.32058 | 5 | 0.94474
5290 | 6.12 | 1 | 365 | 6.9676 | 0.02469 | 6 | 0.99227
5770 | 3.57 | 1 | 365 | 4.0644 | 0.18107 | 4 | 0.24549
11224 | 3.315 | 1 | 365 | 3.7741 | 0.59671 | 4 | 0.37081
6141 | 2.295 | 1 | 365 | 2.6128 | 0.25926 | 2 | 0.8721
10128 | 2.805 | 1 | 365 | 3.1935 | 0.42798 | 3 | 0.62146
6615 | 3.92 | 1 | 365 | 4.4629 | 0.98313 | 5 | 0.44603
6035 | 9.435 | 1 | 365 | 10.7417 | 0.6214 | 11 | 0.36308
11318 | 8.67 | 1 | 365 | 9.8707 | 0.86831 | 10 | 0.73905
11242 | 7.395 | 1 | 365 | 8.4192 | 0.9465 | 9 | 0.36566
20964 | 3.84 | 1 | 365 | 4.3718 | 0.79981 | 5 | 0.17162
7657 | 9.075 | 1 | 365 | 10.3318 | 0.79642 | 11 | 0.12824
5327 | 2.25 | 1 | 365 | 2.5616 | 0.15614 | 2 | 0.71775
7602 | 7.28 | 1 | 365 | 8.2882 | 0.68296 | 8 | 0.9712
14595 | 5.895 | 1 | 365 | 6.7114 | 0.50908 | 7 | 0.2205
16553 | 7.15 | 1 | 365 | 8.1402 | 0.38505 | 8 | 0.52528
14128 | 2.97 | 1 | 365 | 3.3813 | 0.8061 | 4 | 0.18743
6112 | 7.194 | 1 | 365 | 8.1903 | 0.48589 | 8 | 0.67621
6716 | 6.5 | 1 | 365 | 7.4002 | 0.8955 | 8 | 0.29571
7266 | 8.67 | 1 | 365 | 9.8707 | 0.86831 | 10 | 0.73905
9529 | 4.95 | 1 | 365 | 5.6355 | 0.3435 | 5 | 0.97904
9523 | 10.791 | 1 | 365 | 12.2855 | 0.72883 | 13 | 0.014313
12574 | 2.2 | 1 | 365 | 2.5047 | 0.041555 | 2 | 0.54624
5363 | 3.825 | 1 | 365 | 4.3547 | 0.76543 | 5 | 0.12017
8764 | 7.25 | 1 | 365 | 8.2541 | 0.61422 | 8 | 0.86829
25576 | 6.16 | 1 | 365 | 7.0131 | 0.11635 | 7 | 0.12948
7932 | 5.775 | 1 | 365 | 6.5748 | 0.23408 | 6 | 0.80888
48705 | 14.85 | 1 | 365 | 16.9066 | 0.030498 | 16 | 0.93713
13288 | 6.63 | 1 | 365 | 7.5482 | 0.19341 | 7 | 0.74163
10852 | 5.4 | 1 | 365 | 6.1479 | 0.37473 | 6 | 0.52259
10227 | 7.395 | 1 | 365 | 8.4192 | 0.9465 | 9 | 0.36566
11044 | 5.565 | 1 | 365 | 6.3357 | 0.75284 | 7 | 0.08856
19593 | 6.6 | 1 | 365 | 7.5141 | 0.12467 | 7 | 0.63872
5248 | 8.67 | 1 | 365 | 9.8707 | 0.86831 | 10 | 0.73905
16951 | 12.42 | 1 | 365 | 14.1401 | 0.13302 | 14 | 0.27311
7108 | 12 | 1 | 365 | 13.6619 | 0.49939 | 14 | 0.16132
8669 | 3.5 | 1 | 365 | 3.9847 | 0.020656 | 4 | 0.0053836
16278 | 12.42 | 1 | 365 | 14.1401 | 0.46187 | 14 | 0.60196
8682 | 4 | 1 | 365 | 4.554 | 0.16646 | 4 | 0.72044
16438 | 10.965 | 1 | 365 | 12.4836 | 0.12757 | 12 | 0.61115
14105 | 11.275 | 1 | 365 | 12.8365 | 0.83797 | 13 | 0.67449
23529 | 5.355 | 1 | 365 | 6.0966 | 0.2716 | 6 | 0.36824
8111 | 2.04 | 1 | 365 | 2.3225 | 0.6749 | 2 | 0.99742
9265 | 4.845 | 1 | 365 | 5.516 | 0.10288 | 5 | 0.61888
53855 | 3.25 | 1 | 365 | 3.7001 | 0.44775 | 4 | 0.14786
5795 | 5.61 | 1 | 365 | 6.3869 | 0.85597 | 7 | 0.24291
11803 | 4.335 | 1 | 365 | 4.9354 | 0.93416 | 5 | 0.86953
13733 | 4.845 | 1 | 365 | 5.516 | 0.10288 | 5 | 0.61888
20109 | 8.16 | 1 | 365 | 9.2901 | 0.69959 | 9 | 0.98969
12635 | 6.63 | 1 | 365 | 7.5482 | 0.19341 | 7 | 0.74163
13645 | 2.805 | 1 | 365 | 3.1935 | 0.42798 | 3 | 0.62146
5215 | 10.2 | 1 | 365 | 11.6126 | 0.37448 | 11 | 0.98712
6769 | 7.395 | 1 | 365 | 8.4192 | 0.9465 | 9 | 0.36566
11935 | 9.69 | 1 | 365 | 11.032 | 0.20576 | 11 | 0.23776
6650 | 4.08 | 1 | 365 | 4.6451 | 0.34979 | 4 | 0.99485
6036 | 6.12 | 1 | 365 | 6.9676 | 0.02469 | 6 | 0.99227
5998 | 4.59 | 1 | 365 | 5.2257 | 0.51852 | 5 | 0.7442
5800 | 7.14 | 1 | 365 | 8.1288 | 0.36214 | 8 | 0.49098
5489 | 5.61 | 1 | 365 | 6.3869 | 0.85597 | 7 | 0.24291
15042 | 3.06 | 1 | 365 | 3.4838 | 0.012345 | 3 | 0.49614
12373 | 6.885 | 1 | 365 | 7.8385 | 0.77778 | 8 | 0.6163
18739 | 4.77 | 1 | 365 | 5.4306 | 0.93101 | 6 | 0.36162
5198 | 4.59 | 1 | 365 | 5.2257 | 0.51852 | 5 | 0.7442
6309 | 5.1 | 1 | 365 | 5.8063 | 0.68724 | 6 | 0.49356
7244 | 8.97 | 1 | 365 | 10.2123 | 0.5558 | 10 | 0.76808
6903 | 5.865 | 1 | 365 | 6.6773 | 0.44033 | 7 | 0.11759
7672 | 8.91 | 1 | 365 | 10.144 | 0.4183 | 10 | 0.56228
21137 | 9.315 | 1 | 365 | 10.6051 | 0.3464 | 10 | 0.95147
12288 | 9.9 | 1 | 365 | 11.2711 | 0.687 | 11 | 0.95809
6098 | 3.9 | 1 | 365 | 4.4401 | 0.9373 | 5 | 0.37743
10720 | 4 | 1 | 365 | 4.554 | 0.16646 | 4 | 0.72044
10718 | 5.25 | 1 | 365 | 5.9771 | 0.030984 | 6 | 0.0080754
14410 | 7.194 | 1 | 365 | 8.1903 | 0.48589 | 8 | 0.67621
6535 | 5.865 | 1 | 365 | 6.6773 | 0.44033 | 7 | 0.11759
7666 | 6.89 | 1 | 365 | 7.8442 | 0.78923 | 8 | 0.63346
5275 | 10.6 | 1 | 365 | 12.068 | 0.29113 | 12 | 0.35916
13579 | 6.05 | 1 | 365 | 6.8879 | 0.86428 | 7 | 0.75216
10972 | 6.375 | 1 | 365 | 7.2579 | 0.60905 | 7 | 0.86695
6676 | 11 | 1 | 365 | 12.5234 | 0.20778 | 12 | 0.73121
14437 | 6.725 | 1 | 365 | 7.6564 | 0.41112 | 8 | 0.067487
15078 | 6.725 | 1 | 365 | 7.6564 | 0.41112 | 8 | 0.067487
22997 | 4.47 | 1 | 365 | 5.0891 | 0.24352 | 5 | 0.33259
7722 | 7.14 | 1 | 365 | 8.1288 | 0.36214 | 8 | 0.49098
10193 | 3.315 | 1 | 365 | 3.7741 | 0.59671 | 4 | 0.37081
14717 | 10.215 | 1 | 365 | 11.6297 | 0.40886 | 12 | 0.03857
14943 | 3.725 | 1 | 365 | 4.2409 | 0.53627 | 4 | 0.77716
14462 | 7.96 | 1 | 365 | 9.0624 | 0.24126 | 9 | 0.30367
14661 | 4.79 | 1 | 365 | 5.4534 | 0.97684 | 6 | 0.43022
11538 | 3.315 | 1 | 365 | 3.7741 | 0.59671 | 4 | 0.37081
14654 | 8.47 | 1 | 365 | 9.643 | 0.40999 | 10 | 0.053028
10940 | 3.06 | 1 | 365 | 3.4838 | 0.012345 | 3 | 0.49614
14545 | 5.215 | 1 | 365 | 5.9372 | 0.95078 | 6 | 0.88802
6580 | 3.315 | 1 | 365 | 3.7741 | 0.59671 | 4 | 0.37081
14659 | 8.705 | 1 | 365 | 9.9106 | 0.94852 | 10 | 0.8591
19170 | 7.29 | 1 | 365 | 8.2996 | 0.70588 | 9 | 0.005499
14604 | 9.96 | 1 | 365 | 11.3394 | 0.8245 | 12 | 0.16389
14942 | 7.47 | 1 | 365 | 8.5045 | 0.11837 | 8 | 0.62292
14560 | 4.98 | 1 | 365 | 5.6697 | 0.41225 | 6 | 0.081946
14520 | 7.47 | 1 | 365 | 8.5045 | 0.11837 | 8 | 0.62292
14356 | 6.47 | 1 | 365 | 7.3661 | 0.82676 | 8 | 0.19281
22720 | 6.47 | 1 | 365 | 7.3661 | 0.82676 | 8 | 0.19281
14488 | 5.47 | 1 | 365 | 6.2276 | 0.53514 | 6 | 0.7627
20532 | 11 | 1 | 365 | 12.5234 | 0.20778 | 12 | 0.73121
9164 | 3 | 1 | 365 | 3.4155 | 0.87485 | 4 | 0.29033
14098 | 8.8 | 1 | 365 | 10.0187 | 0.16622 | 10 | 0.18496
6685 | 9.66 | 1 | 365 | 10.9978 | 0.13701 | 11 | 0.13486
12732 | 4.05 | 1 | 365 | 4.6109 | 0.28104 | 4 | 0.89194
6572 | 5.175 | 1 | 365 | 5.8917 | 0.85911 | 6 | 0.75082
7065 | 3.315 | 1 | 365 | 3.7741 | 0.59671 | 4 | 0.37081
8659 | 9.9 | 1 | 365 | 11.2711 | 0.687 | 11 | 0.95809
12718 | 5.4 | 1 | 365 | 6.1479 | 0.37473 | 6 | 0.52259
11206 | 5.1 | 1 | 365 | 5.8063 | 0.68724 | 6 | 0.49356
21060 | 5.04 | 1 | 365 | 5.738 | 0.54974 | 6 | 0.28775
13899 | 3.597 | 1 | 365 | 4.0952 | 0.24294 | 4 | 0.3381
11629 | 6.9 | 1 | 365 | 7.8556 | 0.81215 | 8 | 0.66776
14104 | 6 | 1 | 365 | 6.831 | 0.7497 | 7 | 0.58066
14391 | 5.47 | 1 | 365 | 6.2276 | 0.53514 | 6 | 0.7627
12795 | 6.12 | 1 | 365 | 6.9676 | 0.02469 | 6 | 0.99227
15359 | 6.05 | 1 | 365 | 6.8879 | 0.86428 | 7 | 0.75216
23025 | 7.975 | 1 | 365 | 9.0795 | 0.27564 | 9 | 0.35512
11338 | 4.42 | 1 | 365 | 5.0321 | 0.12894 | 5 | 0.16108
5704 | 8.67 | 1 | 365 | 9.8707 | 0.86831 | 10 | 0.73905
18180 | 6.375 | 1 | 365 | 7.2579 | 0.60905 | 7 | 0.86695
22375 | 3.6 | 1 | 365 | 4.0986 | 0.24982 | 4 | 0.34839
5716 | 6.63 | 1 | 365 | 7.5482 | 0.19341 | 7 | 0.74163
12576 | 13.72 | 1 | 365 | 15.6201 | 0.44097 | 16 | 0.061104
16854 | 7.905 | 1 | 365 | 8.9998 | 0.11522 | 9 | 0.11502
24872 | 12.426 | 1 | 365 | 14.1469 | 0.47562 | 14 | 0.62254
6748 | 3.45 | 1 | 365 | 3.9278 | 0.90608 | 4 | 0.83388
8442 | 8.25 | 1 | 365 | 9.3926 | 0.90583 | 10 | 0.2984
24338 | 9 | 1 | 365 | 10.2464 | 0.62454 | 10 | 0.87099
5817 | 6.9 | 1 | 365 | 7.8556 | 0.81215 | 8 | 0.66776
9576 | 6.05 | 1 | 365 | 6.8879 | 0.86428 | 7 | 0.75216
5639 | 9.8 | 1 | 365 | 11.1572 | 0.45784 | 11 | 0.61507
7432 | 10.4 | 1 | 365 | 11.8403 | 0.83281 | 12 | 0.67314
5637 | 8.64 | 1 | 365 | 9.8366 | 0.79956 | 10 | 0.63615
11808 | 7.65 | 1 | 365 | 8.7095 | 0.53086 | 9 | 0.24034
53853 | 7.02 | 1 | 365 | 7.9922 | 0.087144 | 8 | 0.079369
9622 | 7.65 | 1 | 365 | 8.7095 | 0.53086 | 9 | 0.24034
7641 | 10.965 | 1 | 365 | 12.4836 | 0.12757 | 12 | 0.61115
5740 | 6.375 | 1 | 365 | 7.2579 | 0.60905 | 7 | 0.86695
7337 | 6.12 | 1 | 365 | 6.9676 | 0.02469 | 6 | 0.99227
14948 | 6.875 | 1 | 365 | 7.8271 | 0.75486 | 8 | 0.582
32836 | 5.215 | 1 | 365 | 5.9372 | 0.95078 | 6 | 0.88802
6020 | 8.4 | 1 | 365 | 9.5633 | 0.24957 | 9 | 0.81292
5830 | 2.805 | 1 | 365 | 3.1935 | 0.42798 | 3 | 0.62146
10742 | 3.315 | 1 | 365 | 3.7741 | 0.59671 | 4 | 0.37081
11009 | 5.1 | 1 | 365 | 5.8063 | 0.68724 | 6 | 0.49356
12045 | 6.63 | 1 | 365 | 7.5482 | 0.19341 | 7 | 0.74163
5798 | 10.455 | 1 | 365 | 11.903 | 0.95885 | 12 | 0.8618
5765 | 6.12 | 1 | 365 | 6.9676 | 0.02469 | 6 | 0.99227
6497 | 2.55 | 1 | 365 | 2.9032 | 0.84362 | 3 | 0.74678
11734 | 4.14 | 1 | 365 | 4.7134 | 0.48729 | 5 | 0.20065
53867 | 6.375 | 1 | 365 | 7.2579 | 0.60905 | 7 | 0.86695
6436 | 4.08 | 1 | 365 | 4.6451 | 0.34979 | 4 | 0.99485
6841 | 4.8 | 1 | 365 | 5.4648 | 0.99976 | 6 | 0.46453
6101 | 7.14 | 1 | 365 | 8.1288 | 0.36214 | 8 | 0.49098
5694 | 4.655 | 1 | 365 | 5.2997 | 0.66747 | 5 | 0.96716
6979 | 6 | 1 | 365 | 6.831 | 0.7497 | 7 | 0.58066
8665 | 5.5 | 1 | 365 | 6.2617 | 0.60389 | 6 | 0.8656
21402 | 3.924 | 1 | 365 | 4.4674 | 0.9923 | 5 | 0.45975
6642 | 6.54 | 1 | 365 | 7.4457 | 0.98717 | 8 | 0.43292
6008 | 9 | 1 | 365 | 10.2464 | 0.62454 | 10 | 0.87099
32292 | 6.325 | 1 | 365 | 7.201 | 0.49447 | 7 | 0.69544
11135 | 8.925 | 1 | 365 | 10.1611 | 0.45267 | 10 | 0.61373
11159 | 3.57 | 1 | 365 | 4.0644 | 0.18107 | 4 | 0.24549
5644 | 5.75 | 1 | 365 | 6.5463 | 0.17679 | 6 | 0.72313
5642 | 2.25 | 1 | 365 | 2.5616 | 0.15614 | 2 | 0.71775
5700 | 4.335 | 1 | 365 | 4.9354 | 0.93416 | 5 | 0.86953
14126 | 7.2 | 1 | 365 | 8.1972 | 0.49964 | 8 | 0.69679
9203 | 11.5 | 1 | 365 | 13.0927 | 0.35358 | 13 | 0.44626
15364 | 8.4 | 1 | 365 | 9.5633 | 0.24957 | 9 | 0.81292
7670 | 6.875 | 1 | 365 | 7.8271 | 0.75486 | 8 | 0.582
17670 | 4.95 | 1 | 365 | 5.6355 | 0.3435 | 5 | 0.97904
5698 | 6.3 | 1 | 365 | 7.1725 | 0.43718 | 7 | 0.60969
14658 | 4.98 | 1 | 365 | 5.6697 | 0.41225 | 6 | 0.081946
10428 | 5.1 | 1 | 365 | 5.8063 | 0.68724 | 6 | 0.49356
5970 | 10.2 | 1 | 365 | 11.6126 | 0.37448 | 11 | 0.98712
6029 | 2.04 | 1 | 365 | 2.3225 | 0.6749 | 2 | 0.99742
6582 | 4.578 | 1 | 365 | 5.212 | 0.49102 | 5 | 0.70304
12155 | 4.4 | 1 | 365 | 5.0094 | 0.08311 | 5 | 0.092482
22026 | 3.27 | 1 | 365 | 3.7229 | 0.49358 | 4 | 0.21646
20966 | 5 | 1 | 365 | 5.6925 | 0.45808 | 6 | 0.15055
17117 | 6.215 | 1 | 365 | 7.0757 | 0.24239 | 7 | 0.31813
14042 | 4.59 | 1 | 365 | 5.2257 | 0.51852 | 5 | 0.7442
5842 | 6.63 | 1 | 365 | 7.5482 | 0.19341 | 7 | 0.74163
14167 | 7.35 | 1 | 365 | 8.3679 | 0.84338 | 9 | 0.21131
6679 | 6.375 | 1 | 365 | 7.2579 | 0.60905 | 7 | 0.86695
5920 | 4.2 | 1 | 365 | 4.7817 | 0.62479 | 5 | 0.40646
15521 | 7.5 | 1 | 365 | 8.5387 | 0.18712 | 8 | 0.72582
59074 | 9 | 1 | 365 | 10.2464 | 0.62454 | 10 | 0.87099
10759 | 5.6 | 1 | 365 | 6.3756 | 0.83305 | 7 | 0.20861
6046 | 6.12 | 1 | 365 | 6.9676 | 0.02469 | 6 | 0.99227
6077 | 6.12 | 1 | 365 | 6.9676 | 0.02469 | 6 | 0.99227
10800 | 3.9 | 1 | 365 | 4.4401 | 0.9373 | 5 | 0.37743
6110 | 6.12 | 1 | 365 | 6.9676 | 0.02469 | 6 | 0.99227
8816 | 6.63 | 1 | 365 | 7.5482 | 0.19341 | 7 | 0.74163
8401 | 6.885 | 1 | 365 | 7.8385 | 0.77778 | 8 | 0.6163
12303 | 11.475 | 1 | 365 | 13.0642 | 0.29629 | 13 | 0.36051
5924 | 3.825 | 1 | 365 | 4.3547 | 0.76543 | 5 | 0.12017
22621 | 10.215 | 1 | 365 | 11.6297 | 0.40886 | 12 | 0.03857
18174 | 9.25 | 1 | 365 | 10.5311 | 0.19745 | 10 | 0.72851
13969 | 5.1 | 1 | 365 | 5.8063 | 0.68724 | 6 | 0.49356
11472 | 10.8 | 1 | 365 | 12.2957 | 0.74945 | 13 | 0.045184
13349 | 8.28 | 1 | 365 | 9.4267 | 0.97458 | 10 | 0.40131
21289 | 6.375 | 1 | 365 | 7.2579 | 0.60905 | 7 | 0.86695
6608 | 7.5 | 1 | 365 | 8.5387 | 0.18712 | 8 | 0.72582
16870 | 7.14 | 1 | 365 | 8.1288 | 0.36214 | 8 | 0.49098
14225 | 9.18 | 1 | 365 | 10.4514 | 0.037035 | 10 | 0.48841
7594 | 5.355 | 1 | 365 | 6.0966 | 0.2716 | 6 | 0.36824
16166 | 7.65 | 1 | 365 | 8.7095 | 0.53086 | 9 | 0.24034
12460 | 5.1 | 1 | 365 | 5.8063 | 0.68724 | 6 | 0.49356
16609 | 8.525 | 1 | 365 | 9.7057 | 0.53603 | 10 | 0.24168
7233 | 7.65 | 1 | 365 | 8.7095 | 0.53086 | 9 | 0.24034
42852 | 9.6 | 1 | 365 | 10.9295 | 0.99951 | 11 | 0.92905
13731 | 5.5 | 1 | 365 | 6.2617 | 0.60389 | 6 | 0.8656
20748 | 5 | 1 | 365 | 5.6925 | 0.45808 | 6 | 0.15055
15620 | 3.825 | 1 | 365 | 4.3547 | 0.76543 | 5 | 0.12017
6370 | 6.63 | 1 | 365 | 7.5482 | 0.19341 | 7 | 0.74163
14680 | 7.04 | 1 | 365 | 8.015 | 0.13298 | 8 | 0.14797
5887 | 6.375 | 1 | 365 | 7.2579 | 0.60905 | 7 | 0.86695
5904 | 7.14 | 1 | 365 | 8.1288 | 0.36214 | 8 | 0.49098
18343 | 9.435 | 1 | 365 | 10.7417 | 0.6214 | 11 | 0.36308
5706 | 4.2 | 1 | 365 | 4.7817 | 0.62479 | 5 | 0.40646
12242 | 10.8 | 1 | 365 | 12.2957 | 0.74945 | 13 | 0.045184
10950 | 9.18 | 1 | 365 | 10.4514 | 0.037035 | 10 | 0.48841
20698 | 4.95 | 1 | 365 | 5.6355 | 0.3435 | 5 | 0.97904
56352 | 3.825 | 1 | 365 | 4.3547 | 0.76543 | 5 | 0.12017
17168 | 3.85 | 1 | 365 | 4.3832 | 0.82272 | 5 | 0.20592
18643 | 6.05 | 1 | 365 | 6.8879 | 0.86428 | 7 | 0.75216
14486 | 5.47 | 1 | 365 | 6.2276 | 0.53514 | 6 | 0.7627
18796 | 4 | 1 | 365 | 4.554 | 0.16646 | 4 | 0.72044
26054 | 4.2 | 1 | 365 | 4.7817 | 0.62479 | 5 | 0.40646
5646 | 5.1 | 1 | 365 | 5.8063 | 0.68724 | 6 | 0.49356
5717 | 5.355 | 1 | 365 | 6.0966 | 0.2716 | 6 | 0.36824
6464 | 5.4 | 1 | 365 | 6.1479 | 0.37473 | 6 | 0.52259
6014 | 8.1 | 1 | 365 | 9.2218 | 0.56209 | 9 | 0.78389
7677 | 8.64 | 1 | 365 | 9.8366 | 0.79956 | 10 | 0.63615
7752 | 11.7 | 1 | 365 | 13.3204 | 0.81191 | 14 | 0.13228
9455 | 10.455 | 1 | 365 | 11.903 | 0.95885 | 12 | 0.8618
11709 | 6.16 | 1 | 365 | 7.0131 | 0.11635 | 7 | 0.12948
9085 | 5.1 | 1 | 365 | 5.8063 | 0.68724 | 6 | 0.49356
20429 | 12.915 | 1 | 365 | 14.7036 | 0.59622 | 15 | 0.29987
18530 | 9.35 | 1 | 365 | 10.6449 | 0.42661 | 11 | 0.071525
15493 | 7.65 | 1 | 365 | 8.7095 | 0.53086 | 9 | 0.24034
10657 | 8.67 | 1 | 365 | 9.8707 | 0.86831 | 10 | 0.73905
18629 | 7.975 | 1 | 365 | 9.0795 | 0.27564 | 9 | 0.35512
33112 | 11.825 | 1 | 365 | 13.4627 | 0.098359 | 13 | 0.56105
20758 | 7.975 | 1 | 365 | 9.0795 | 0.27564 | 9 | 0.35512
5719 | 5.3 | 1 | 365 | 6.034 | 0.14556 | 6 | 0.17958
14536 | 5.47 | 1 | 365 | 6.2276 | 0.53514 | 6 | 0.7627
24036 | 5.1 | 1 | 365 | 5.8063 | 0.68724 | 6 | 0.49356
5695 | 4.48 | 1 | 365 | 5.1005 | 0.26644 | 5 | 0.36689
5898 | 6.375 | 1 | 365 | 7.2579 | 0.60905 | 7 | 0.86695
20970 | 5.76 | 1 | 365 | 6.5577 | 0.19971 | 6 | 0.75743
16820 | 8.925 | 1 | 365 | 10.1611 | 0.45267 | 10 | 0.61373
14060 | 6.375 | 1 | 365 | 7.2579 | 0.60905 | 7 | 0.86695
10322 | 5.2 | 1 | 365 | 5.9202 | 0.9164 | 6 | 0.83657
10892 | 8.415 | 1 | 365 | 9.5804 | 0.28395 | 9 | 0.86437
7550 | 4.845 | 1 | 365 | 5.516 | 0.10288 | 5 | 0.61888
5697 | 4.08 | 1 | 365 | 4.6451 | 0.34979 | 4 | 0.99485
25882 | 10.71 | 1 | 365 | 12.1933 | 0.54321 | 12 | 0.73647
9790 | 9.435 | 1 | 365 | 10.7417 | 0.6214 | 11 | 0.36308
13266 | 3.57 | 1 | 365 | 4.0644 | 0.18107 | 4 | 0.24549
22198 | 3 | 1 | 365 | 3.4155 | 0.87485 | 4 | 0.29033
11862 | 5.355 | 1 | 365 | 6.0966 | 0.2716 | 6 | 0.36824
13012 | 6.885 | 1 | 365 | 7.8385 | 0.77778 | 8 | 0.6163
12103 | 10.26 | 1 | 365 | 11.6809 | 0.51198 | 12 | 0.19292
16705 | 9.945 | 1 | 365 | 11.3223 | 0.79012 | 12 | 0.11244
10982 | 7.28 | 1 | 365 | 8.2882 | 0.68296 | 8 | 0.9712
5833 | 6.12 | 1 | 365 | 6.9676 | 0.02469 | 6 | 0.99227
6108 | 6 | 1 | 365 | 6.831 | 0.7497 | 7 | 0.58066
17188 | 4.68 | 1 | 365 | 5.3282 | 0.72476 | 6 | 0.052913
11064 | 3 | 1 | 365 | 3.4155 | 0.87485 | 4 | 0.29033
6554 | 5.355 | 1 | 365 | 6.0966 | 0.2716 | 6 | 0.36824
7146 | 11.475 | 1 | 365 | 13.0642 | 0.29629 | 13 | 0.36051
6563 | 6 | 1 | 365 | 6.831 | 0.7497 | 7 | 0.58066
5718 | 4.335 | 1 | 365 | 4.9354 | 0.93416 | 5 | 0.86953
6400 | 5.1 | 1 | 365 | 5.8063 | 0.68724 | 6 | 0.49356
7062 | 6.885 | 1 | 365 | 7.8385 | 0.77778 | 8 | 0.6163
25164 | 8.215 | 1 | 365 | 9.3527 | 0.82563 | 10 | 0.17835
6510 | 4.59 | 1 | 365 | 5.2257 | 0.51852 | 5 | 0.7442
5923 | 6.63 | 1 | 365 | 7.5482 | 0.19341 | 7 | 0.74163
15224 | 4.77 | 1 | 365 | 5.4306 | 0.93101 | 6 | 0.36162
9929 | 3.06 | 1 | 365 | 3.4838 | 0.012345 | 3 | 0.49614
5708 | 15.12 | 1 | 365 | 17.214 | 0.64923 | 17 | 0.86326
14696 | 8.215 | 1 | 365 | 9.3527 | 0.82563 | 10 | 0.17835
16463 | 7.65 | 1 | 365 | 8.7095 | 0.53086 | 9 | 0.24034
6291 | 4.8 | 1 | 365 | 5.4648 | 0.99976 | 6 | 0.46453
5699 | 6 | 1 | 365 | 6.831 | 0.7497 | 7 | 0.58066
12628 | 4.5 | 1 | 365 | 5.1232 | 0.31227 | 5 | 0.43549
14990 | 5.725 | 1 | 365 | 6.5179 | 0.1195 | 6 | 0.63738
19697 | 15 | 1 | 365 | 17.0774 | 0.37424 | 17 | 0.45164
5649 | 5.25 | 1 | 365 | 5.9771 | 0.030984 | 6 | 0.0080754
14467 | 5.215 | 1 | 365 | 5.9372 | 0.95078 | 6 | 0.88802
9937 | 4.335 | 1 | 365 | 4.9354 | 0.93416 | 5 | 0.86953
11158 | 4.335 | 1 | 365 | 4.9354 | 0.93416 | 5 | 0.86953
18682 | 5.865 | 1 | 365 | 6.6773 | 0.67392 | 7 | 0.35119
8916 | 8.8 | 1 | 365 | 10.0187 | 0.16622 | 10 | 0.18496
24340 | 10.45 | 1 | 365 | 11.8973 | 0.94739 | 12 | 0.84465
8942 | 5.61 | 1 | 365 | 6.3869 | 0.85597 | 7 | 0.24291
12429 | 6.6 | 1 | 365 | 7.5141 | 0.12467 | 7 | 0.63872
5959 | 7.14 | 1 | 365 | 8.1288 | 0.36214 | 8 | 0.49098
8129 | 4.59 | 1 | 365 | 5.2257 | 0.51852 | 5 | 0.7442
11066 | 4.2 | 1 | 365 | 4.7817 | 0.62479 | 5 | 0.40646
6683 | 8.16 | 1 | 365 | 9.2901 | 0.69959 | 9 | 0.98969
14714 | 6.725 | 1 | 365 | 7.6564 | 0.41112 | 8 | 0.067487
5648 | 6.12 | 1 | 365 | 6.9676 | 0.02469 | 6 | 0.99227
9904 | 7.7 | 1 | 365 | 8.7664 | 0.64544 | 9 | 0.41184
11753 | 6.12 | 1 | 365 | 6.9676 | 0.02469 | 6 | 0.99227
7056 | 5.865 | 1 | 365 | 6.6773 | 0.44033 | 7 | 0.11759
6637 | 8.502 | 1 | 365 | 9.6795 | 0.48332 | 10 | 0.16279
15109 | 5.04 | 1 | 365 | 5.738 | 0.54974 | 6 | 0.28775
36780 | 6.36 | 1 | 365 | 7.2408 | 0.57468 | 7 | 0.8155
13379 | 6.615 | 1 | 365 | 7.5311 | 0.15904 | 7 | 0.69018
12161 | 7.848 | 1 | 365 | 8.9349 | 0.9846 | 9 | 0.9195
6611 | 9.156 | 1 | 365 | 10.424 | 0.98204 | 11 | 0.40608
10606 | 14.04 | 1 | 365 | 15.9845 | 0.17429 | 16 | 0.15874
22770 | 3.27 | 1 | 365 | 3.7229 | 0.49358 | 4 | 0.21646
6629 | 9.81 | 1 | 365 | 11.1686 | 0.48075 | 11 | 0.64938
15703 | 5.5 | 1 | 365 | 6.2617 | 0.60389 | 6 | 0.8656
55273 | 5.5 | 1 | 365 | 6.2617 | 0.60389 | 6 | 0.8656
5647 | 5 | 1 | 365 | 5.6925 | 0.45808 | 6 | 0.15055
11700 | 4.86 | 1 | 365 | 5.5331 | 0.13725 | 5 | 0.67033
5782 | 4.845 | 1 | 365 | 5.516 | 0.10288 | 5 | 0.61888
8412 | 6 | 1 | 365 | 6.831 | 0.7497 | 7 | 0.58066
10763 | 5.07 | 1 | 365 | 5.7722 | 0.61849 | 6 | 0.39066
21252 | 4.47 | 1 | 365 | 5.0891 | 0.24352 | 5 | 0.33259
14548 | 5.725 | 1 | 365 | 6.5179 | 0.1195 | 6 | 0.63738
12158 | 6.9 | 1 | 365 | 7.8556 | 0.81215 | 8 | 0.66776
12928 | 8.502 | 1 | 365 | 9.6795 | 0.48332 | 10 | 0.16279
5725 | 7.848 | 1 | 365 | 8.9349 | 0.9846 | 9 | 0.9195
6698 | 6 | 1 | 365 | 6.831 | 0.7497 | 7 | 0.58066
5673 | 4.95 | 1 | 365 | 5.6355 | 0.3435 | 5 | 0.97904
6154 | 8.25 | 1 | 365 | 9.3926 | 0.90583 | 10 | 0.2984
5674 | 7.2 | 1 | 365 | 8.1972 | 0.49964 | 8 | 0.69679
6741 | 6.12 | 1 | 365 | 6.9676 | 0.02469 | 6 | 0.99227
6429 | 6.63 | 1 | 365 | 7.5482 | 0.19341 | 7 | 0.74163
10871 | 5.4 | 1 | 365 | 6.1479 | 0.37473 | 6 | 0.52259
6643 | 13.08 | 1 | 365 | 14.8915 | 0.97434 | 15 | 0.86583
11497 | 6.72 | 1 | 365 | 7.6507 | 0.39966 | 8 | 0.050337
6638 | 11.772 | 1 | 365 | 13.4023 | 0.9769 | 14 | 0.37925
6739 | 4.75 | 1 | 365 | 5.4078 | 0.88518 | 6 | 0.29302
10298 | 7.56 | 1 | 365 | 8.607 | 0.32462 | 8 | 0.93163
7612 | 3.924 | 1 | 365 | 4.4674 | 0.9923 | 5 | 0.45975
18499 | 8.8 | 1 | 365 | 10.0187 | 0.16622 | 10 | 0.18496
6641 | 6.54 | 1 | 365 | 7.4457 | 0.98717 | 8 | 0.43292
12267 | 9.18 | 1 | 365 | 10.4514 | 0.037035 | 10 | 0.48841
21398 | 4.905 | 1 | 365 | 5.5843 | 0.24038 | 5 | 0.82469
5918 | 7.02 | 1 | 365 | 7.9922 | 0.087144 | 8 | 0.079369
13564 | 6.44 | 1 | 365 | 7.3319 | 0.75801 | 8 | 0.089906
11636 | 4.86 | 1 | 365 | 5.5331 | 0.13725 | 5 | 0.67033
16500 | 7.5 | 1 | 365 | 8.5387 | 0.18712 | 8 | 0.72582
13318 | 6.6 | 1 | 365 | 7.5141 | 0.12467 | 7 | 0.63872
12645 | 7.425 | 1 | 365 | 8.4533 | 0.015249 | 8 | 0.46856
11282 | 9.35 | 1 | 365 | 10.6449 | 0.42661 | 11 | 0.071525
11142 | 6.12 | 1 | 365 | 6.9676 | 0.02469 | 6 | 0.99227
17700 | 3.235 | 1 | 365 | 3.683 | 0.41338 | 4 | 0.096405
26183 | 5.73 | 1 | 365 | 6.5236 | 0.13096 | 6 | 0.65453
14944 | 6.725 | 1 | 365 | 7.6564 | 0.41112 | 8 | 0.067487
14358 | 6.725 | 1 | 365 | 7.6564 | 0.41112 | 8 | 0.067487
18943 | 10.215 | 1 | 365 | 11.6297 | 0.40886 | 12 | 0.03857
15046 | 10.215 | 1 | 365 | 11.6297 | 0.40886 | 12 | 0.03857
16028 | 6.725 | 1 | 365 | 7.6564 | 0.41112 | 8 | 0.067487
5641 | 5.1 | 1 | 365 | 5.8063 | 0.68724 | 6 | 0.49356
19458 | 6.47 | 1 | 365 | 7.3661 | 0.82676 | 8 | 0.19281
14903 | 5.725 | 1 | 365 | 6.5179 | 0.1195 | 6 | 0.63738
14600 | 6.725 | 1 | 365 | 7.6564 | 0.41112 | 8 | 0.067487
14754 | 4.235 | 1 | 365 | 4.8215 | 0.70499 | 5 | 0.52651
14596 | 8.96 | 1 | 365 | 10.2009 | 0.53288 | 10 | 0.73378
14466 | 4.47 | 1 | 365 | 5.0891 | 0.24352 | 5 | 0.33259
14547 | 3.98 | 1 | 365 | 4.5312 | 0.12063 | 4 | 0.65184
14574 | 4.98 | 1 | 365 | 5.6697 | 0.41225 | 6 | 0.081946
14929 | 6.725 | 1 | 365 | 7.6564 | 0.41112 | 8 | 0.067487
15026 | 7.725 | 1 | 365 | 8.7949 | 0.70273 | 9 | 0.4976
20967 | 6.725 | 1 | 365 | 7.6564 | 0.41112 | 8 | 0.067487
14938 | 4.98 | 1 | 365 | 5.6697 | 0.41225 | 6 | 0.081946
26244 | 8.07 | 1 | 365 | 9.1876 | 0.49334 | 9 | 0.68098
20260 | 12.13 | 1 | 365 | 13.8099 | 0.7973 | 14 | 0.60723
25169 | 6.375 | 1 | 365 | 7.2579 | 0.60905 | 7 | 0.86695
14058 | 6.885 | 1 | 365 | 7.8385 | 0.77778 | 8 | 0.6163
7040 | 10.2 | 1 | 365 | 11.6126 | 0.37448 | 11 | 0.98712
14742 | 5.98 | 1 | 365 | 6.8082 | 0.70386 | 7 | 0.51206
14353 | 5.725 | 1 | 365 | 6.5179 | 0.1195 | 6 | 0.63738
14459 | 7.47 | 1 | 365 | 8.5045 | 0.11837 | 8 | 0.62292
23298 | 6.725 | 1 | 365 | 7.6564 | 0.41112 | 8 | 0.067487
14638 | 7.14 | 1 | 365 | 8.1288 | 0.36214 | 8 | 0.49098
6067 | 4.845 | 1 | 365 | 5.516 | 0.10288 | 5 | 0.61888
16468 | 6.63 | 1 | 365 | 7.5482 | 0.19341 | 7 | 0.74163
22723 | 4.98 | 1 | 365 | 5.6697 | 0.41225 | 6 | 0.081946
18820 | 10.965 | 1 | 365 | 12.4836 | 0.12757 | 12 | 0.61115
23005 | 4.47 | 1 | 365 | 5.0891 | 0.24352 | 5 | 0.33259
10855 | 4.59 | 1 | 365 | 5.2257 | 0.51852 | 5 | 0.7442
15905 | 4.845 | 1 | 365 | 5.516 | 0.10288 | 5 | 0.61888
14118 | 3 | 1 | 365 | 3.4155 | 0.87485 | 4 | 0.29033
21055 | 11.04 | 1 | 365 | 12.569 | 0.29944 | 12 | 0.86841
14961 | 5.47 | 1 | 365 | 6.2276 | 0.53514 | 6 | 0.7627
11863 | 3.3 | 1 | 365 | 3.757 | 0.56233 | 4 | 0.31936
9660 | 5.1 | 1 | 365 | 5.8063 | 0.68724 | 6 | 0.49356
6577 | 4.59 | 1 | 365 | 5.2257 | 0.51852 | 5 | 0.7442
14720 | 3.725 | 1 | 365 | 4.2409 | 0.53627 | 4 | 0.77716
17176 | 5.47 | 1 | 365 | 6.2276 | 0.53514 | 6 | 0.7627
9757 | 4.08 | 1 | 365 | 4.6451 | 0.34979 | 4 | 0.99485
17164 | 7.75 | 1 | 365 | 8.8233 | 0.76002 | 9 | 0.58335
15009 | 6.325 | 1 | 365 | 7.201 | 0.49447 | 7 | 0.69544
15001 | 5.215 | 1 | 365 | 5.9372 | 0.95078 | 6 | 0.88802
14950 | 5.98 | 1 | 365 | 6.8082 | 0.70386 | 7 | 0.51206
23294 | 7.96 | 1 | 365 | 9.0624 | 0.24126 | 9 | 0.30367
8895 | 9.66 | 1 | 365 | 10.9978 | 0.13701 | 11 | 0.13486
14511 | 6.215 | 1 | 365 | 7.0757 | 0.24239 | 7 | 0.31813
16040 | 9.75 | 1 | 365 | 11.1003 | 0.34326 | 11 | 0.44357
21617 | 8.47 | 1 | 365 | 9.643 | 0.40999 | 10 | 0.053028
20977 | 4.235 | 1 | 365 | 4.8215 | 0.70499 | 5 | 0.52651
6021 | 4.59 | 1 | 365 | 5.2257 | 0.51852 | 5 | 0.7442
14756 | 5.725 | 1 | 365 | 6.5179 | 0.1195 | 6 | 0.63738
9811 | 5.355 | 1 | 365 | 6.0966 | 0.2716 | 6 | 0.36824
12464 | 10.965 | 1 | 365 | 12.4836 | 0.12757 | 12 | 0.61115
10325 | 7.14 | 1 | 365 | 8.1288 | 0.36214 | 8 | 0.49098
6338 | 6.24 | 1 | 365 | 7.1042 | 0.29968 | 7 | 0.40388
6786 | 9.9 | 1 | 365 | 11.2711 | 0.687 | 11 | 0.95809
20254 | 6.875 | 1 | 365 | 7.8271 | 0.75486 | 8 | 0.582
11864 | 7.14 | 1 | 365 | 8.1288 | 0.36214 | 8 | 0.49098
5643 | 4.5 | 1 | 365 | 5.1232 | 0.31227 | 5 | 0.43549
13858 | 4.08 | 1 | 365 | 4.6451 | 0.34979 | 4 | 0.99485
7314 | 6 | 1 | 365 | 6.831 | 0.7497 | 7 | 0.58066
14083 | 5.1 | 1 | 365 | 5.8063 | 0.68724 | 6 | 0.49356
14110 | 4.08 | 1 | 365 | 4.6451 | 0.34979 | 4 | 0.99485
12156 | 7.2 | 1 | 365 | 8.1972 | 0.49964 | 8 | 0.69679
16543 | 8.925 | 1 | 365 | 10.1611 | 0.45267 | 10 | 0.61373
18198 | 8.67 | 1 | 365 | 9.8707 | 0.86831 | 10 | 0.73905
21890 | 9.715 | 1 | 365 | 11.0605 | 0.26305 | 11 | 0.32351
10305 | 10.07 | 1 | 365 | 11.4646 | 0.076573 | 11 | 0.5412
8679 | 9.075 | 1 | 365 | 10.3318 | 0.79642 | 11 | 0.12824
21077 | 8.35 | 1 | 365 | 9.5064 | 0.13499 | 9 | 0.64142
11793 | 5.94 | 1 | 365 | 6.7627 | 0.6122 | 7 | 0.37485
12179 | 6.213 | 1 | 365 | 7.0735 | 0.23781 | 7 | 0.31127
24319 | 7.725 | 1 | 365 | 8.7949 | 0.70273 | 9 | 0.4976
17174 | 9.215 | 1 | 365 | 10.4912 | 0.11724 | 10 | 0.60846
23000 | 3.98 | 1 | 365 | 4.5312 | 0.12063 | 4 | 0.65184
12953 | 13.77 | 1 | 365 | 15.6771 | 0.55555 | 16 | 0.23261
16663 | 2.64 | 1 | 365 | 3.0056 | 0.049866 | 3 | 0.055489
12418 | 11.61 | 1 | 365 | 13.2179 | 0.60566 | 13 | 0.82357
9673 | 3.57 | 1 | 365 | 4.0644 | 0.18107 | 4 | 0.24549
15513 | 9.18 | 1 | 365 | 10.4514 | 0.037035 | 10 | 0.48841
8968 | 6.3 | 1 | 365 | 7.1725 | 0.43718 | 7 | 0.60969
16344 | 8.1 | 1 | 365 | 9.2218 | 0.56209 | 9 | 0.78389
6316 | 5.865 | 1 | 365 | 6.6773 | 0.44033 | 7 | 0.11759
15857 | 6.3 | 1 | 365 | 7.1725 | 0.43718 | 7 | 0.60969
14969 | 8.47 | 1 | 365 | 9.643 | 0.40999 | 10 | 0.053028
25146 | 8.47 | 1 | 365 | 9.643 | 0.40999 | 10 | 0.053028
10152 | 5.61 | 1 | 365 | 6.3869 | 0.85597 | 7 | 0.24291
5814 | 6.63 | 1 | 365 | 7.5482 | 0.19341 | 7 | 0.74163
7558 | 7.14 | 1 | 365 | 8.1288 | 0.36214 | 8 | 0.49098
5727 | 7.905 | 1 | 365 | 8.9998 | 0.11522 | 9 | 0.11502
29052 | 10.215 | 1 | 365 | 11.6297 | 0.40886 | 12 | 0.03857
21692 | 6.215 | 1 | 365 | 7.0757 | 0.24239 | 7 | 0.31813
14973 | 8.47 | 1 | 365 | 9.643 | 0.40999 | 10 | 0.053028
24314 | 5.215 | 1 | 365 | 5.9372 | 0.95078 | 6 | 0.88802
14182 | 9.3 | 1 | 365 | 10.588 | 0.31203 | 10 | 0.90002
23375 | 5.1 | 1 | 365 | 5.8063 | 0.68724 | 6 | 0.49356
24323 | 6.96 | 1 | 365 | 7.9239 | 0.94965 | 8 | 0.87356
12050 | 7.65 | 1 | 365 | 8.7095 | 0.53086 | 9 | 0.24034
13728 | 6.6 | 1 | 365 | 7.5141 | 0.12467 | 7 | 0.63872
8868 | 9.9 | 1 | 365 | 11.2711 | 0.687 | 11 | 0.95809
58569 | 3.36 | 1 | 365 | 3.8253 | 0.69983 | 4 | 0.52517
12355 | 7.14 | 1 | 365 | 8.1288 | 0.36214 | 8 | 0.49098
7680 | 6.72 | 1 | 365 | 7.6507 | 0.39966 | 8 | 0.050337
24227 | 5.4 | 1 | 365 | 6.1479 | 0.37473 | 6 | 0.52259
8872 | 10.6 | 1 | 365 | 12.068 | 0.29113 | 12 | 0.35916
15358 | 6.44 | 1 | 365 | 7.3319 | 0.75801 | 8 | 0.089906
6918 | 5.1 | 1 | 365 | 5.8063 | 0.68724 | 6 | 0.49356
7121 | 6.48 | 1 | 365 | 7.3774 | 0.84967 | 8 | 0.22711
21302 | 5.225 | 1 | 365 | 5.9486 | 0.97369 | 6 | 0.92232
29402 | 9.975 | 1 | 365 | 11.3565 | 0.85887 | 12 | 0.21534
9108 | 6.36 | 1 | 365 | 7.2408 | 0.57468 | 7 | 0.8155
12248 | 5.94 | 1 | 365 | 6.7627 | 0.6122 | 7 | 0.37485
10293 | 14.945 | 1 | 365 | 17.0148 | 0.0062742 | 17 | 0.021061
11721 | 3 | 1 | 365 | 3.4155 | 0.87485 | 4 | 0.29033
17754 | 3.57 | 1 | 365 | 4.0644 | 0.18107 | 4 | 0.24549
10996 | 6.72 | 1 | 365 | 7.6507 | 0.39966 | 8 | 0.050337
11170 | 6.12 | 1 | 365 | 6.9676 | 0.02469 | 6 | 0.99227
9106 | 6.12 | 1 | 365 | 6.9676 | 0.02469 | 6 | 0.99227
11339 | 6.48 | 1 | 365 | 7.3774 | 0.84967 | 8 | 0.22711
8285 | 5.355 | 1 | 365 | 6.0966 | 0.2716 | 6 | 0.36824
17379 | 4.08 | 1 | 365 | 4.6451 | 0.34979 | 4 | 0.99485
35029 | 6.27 | 1 | 365 | 7.1384 | 0.36843 | 7 | 0.50679
15774 | 2.24 | 1 | 365 | 2.5502 | 0.13322 | 2 | 0.68345
15296 | 8.91 | 1 | 365 | 10.144 | 0.4183 | 10 | 0.56228
6930 | 8.845 | 1 | 365 | 10.07 | 0.26934 | 10 | 0.33932
10748 | 5.75 | 1 | 365 | 6.5463 | 0.17679 | 6 | 0.72313
7291 | 2.805 | 1 | 365 | 3.1935 | 0.42798 | 3 | 0.62146
6939 | 2.04 | 1 | 365 | 2.3225 | 0.6749 | 2 | 0.99742
51205 | 4.4 | 1 | 365 | 5.0094 | 0.08311 | 5 | 0.092482
7030 | 9.18 | 1 | 365 | 10.4514 | 0.037035 | 10 | 0.48841
11936 | 15 | 1 | 365 | 17.0774 | 0.37424 | 17 | 0.45164
14433 | 9.945 | 1 | 365 | 11.3223 | 0.79012 | 12 | 0.11244
13441 | 8.37 | 1 | 365 | 9.5292 | 0.18083 | 9 | 0.71002
12016 | 6.25 | 1 | 365 | 7.1156 | 0.3226 | 7 | 0.43818
10389 | 6.44 | 1 | 365 | 7.3319 | 0.75801 | 8 | 0.089906
9102 | 5.67 | 1 | 365 | 6.4553 | 0.99346 | 7 | 0.44872
12816 | 7.521 | 1 | 365 | 8.5626 | 0.23524 | 8 | 0.79785
9494 | 9.6 | 1 | 365 | 10.9295 | 0.99951 | 11 | 0.92905
19711 | 14.84 | 1 | 365 | 16.8952 | 0.0075814 | 16 | 0.90283
17313 | 4.32 | 1 | 365 | 4.9183 | 0.89978 | 5 | 0.81807
10724 | 4.59 | 1 | 365 | 5.2257 | 0.51852 | 5 | 0.7442
7307 | 5.1 | 1 | 365 | 5.8063 | 0.68724 | 6 | 0.49356
8127 | 11 | 1 | 365 | 12.5234 | 0.20778 | 12 | 0.73121
11437 | 4.095 | 1 | 365 | 4.6621 | 0.38417 | 5 | 0.046299
10399 | 6.6 | 1 | 365 | 7.5141 | 0.12467 | 7 | 0.63872
22458 | 4.251 | 1 | 365 | 4.8397 | 0.74166 | 5 | 0.5814
12289 | 10.8 | 1 | 365 | 12.2957 | 0.74945 | 13 | 0.045184
18638 | 7.15 | 1 | 365 | 8.1402 | 0.38505 | 8 | 0.52528
10750 | 8.67 | 1 | 365 | 9.8707 | 0.86831 | 10 | 0.73905
7771 | 5.865 | 1 | 365 | 6.6773 | 0.44033 | 7 | 0.11759
15972 | 8.75 | 1 | 365 | 9.9618 | 0.05164 | 10 | 0.013459
9343 | 6.75 | 1 | 365 | 7.6848 | 0.46841 | 8 | 0.15324
13832 | 2.04 | 1 | 365 | 2.3225 | 0.32136 | 2 | 0.64389
7197 | 3.06 | 1 | 365 | 3.4838 | 0.012345 | 3 | 0.49614
7654 | 3.825 | 1 | 365 | 4.3547 | 0.76543 | 5 | 0.12017
9293 | 6.12 | 1 | 365 | 6.9676 | 0.02469 | 6 | 0.99227
9524 | 8.415 | 1 | 365 | 9.5804 | 0.28395 | 9 | 0.86437
11642 | 7.83 | 1 | 365 | 8.9144 | 0.94335 | 9 | 0.85776
6794 | 7.14 | 1 | 365 | 8.1288 | 0.36214 | 8 | 0.49098
8896 | 6.75 | 1 | 365 | 7.6848 | 0.46841 | 8 | 0.15324
9688 | 5.1 | 1 | 365 | 5.8063 | 0.68724 | 6 | 0.49356
9442 | 5.98 | 1 | 365 | 6.8082 | 0.70386 | 7 | 0.51206
7329 | 3.57 | 1 | 365 | 4.0644 | 0.18107 | 4 | 0.24549
14558 | 5.98 | 1 | 365 | 6.8082 | 0.70386 | 7 | 0.51206
9177 | 7.2 | 1 | 365 | 8.1972 | 0.49964 | 8 | 0.69679
8277 | 3.57 | 1 | 365 | 4.0644 | 0.18107 | 4 | 0.24549
6936 | 6.12 | 1 | 365 | 6.9676 | 0.02469 | 6 | 0.99227
7164 | 4.75 | 1 | 365 | 5.4078 | 0.88518 | 6 | 0.29302
11436 | 7.15 | 1 | 365 | 8.1402 | 0.38505 | 8 | 0.52528
6797 | 5.5 | 1 | 365 | 6.2617 | 0.60389 | 6 | 0.8656
6795 | 6.63 | 1 | 365 | 7.5482 | 0.19341 | 7 | 0.74163
6800 | 7.42 | 1 | 365 | 8.4476 | 0.0037907 | 8 | 0.45141
7474 | 7.5 | 1 | 365 | 8.5387 | 0.18712 | 8 | 0.72582
7235 | 3.597 | 1 | 365 | 4.0952 | 0.24294 | 4 | 0.3381
6799 | 10.464 | 1 | 365 | 11.9132 | 0.97947 | 12 | 0.89267
20278 | 4.335 | 1 | 365 | 4.9354 | 0.93416 | 5 | 0.86953
7289 | 11.5 | 1 | 365 | 13.0927 | 0.35358 | 13 | 0.44626
9628 | 11.5 | 1 | 365 | 13.0927 | 0.35358 | 13 | 0.44626
8327 | 5.61 | 1 | 365 | 6.3869 | 0.85597 | 7 | 0.24291
10212 | 4.59 | 1 | 365 | 5.2257 | 0.51852 | 5 | 0.7442
10623 | 2.55 | 1 | 365 | 2.9032 | 0.84362 | 3 | 0.74678
8291 | 3.06 | 1 | 365 | 3.4838 | 0.012345 | 3 | 0.49614
9870 | 6.12 | 1 | 365 | 6.9676 | 0.02469 | 6 | 0.99227
6924 | 8.925 | 1 | 365 | 10.1611 | 0.45267 | 10 | 0.61373
11844 | 4.5 | 1 | 365 | 5.1232 | 0.31227 | 5 | 0.43549
12369 | 6.63 | 1 | 365 | 7.5482 | 0.19341 | 7 | 0.74163
20450 | 3.57 | 1 | 365 | 4.0644 | 0.18107 | 4 | 0.24549
6851 | 5.1 | 1 | 365 | 5.8063 | 0.68724 | 6 | 0.49356
23168 | 2.205 | 1 | 365 | 2.5104 | 0.053013 | 2 | 0.56339
11371 | 9.72 | 1 | 365 | 11.0662 | 0.27451 | 11 | 0.34067
16285 | 4.05 | 1 | 365 | 4.6109 | 0.28104 | 4 | 0.89194
34557 | 9.45 | 1 | 365 | 10.7588 | 0.65577 | 11 | 0.41454
20617 | 9.1 | 1 | 365 | 10.3603 | 0.85371 | 11 | 0.214
7170 | 6.63 | 1 | 365 | 7.5482 | 0.19341 | 7 | 0.74163
9941 | 5.2 | 1 | 365 | 5.9202 | 0.9164 | 6 | 0.83657
8481 | 7.395 | 1 | 365 | 8.4192 | 0.9465 | 9 | 0.36566
7842 | 4.05 | 1 | 365 | 4.6109 | 0.28104 | 4 | 0.89194
12748 | 5.355 | 1 | 365 | 6.0966 | 0.2716 | 6 | 0.36824
15883 | 7.65 | 1 | 365 | 8.7095 | 0.53086 | 9 | 0.24034
20304 | 14.79 | 1 | 365 | 16.8383 | 0.893 | 17 | 0.73132
7765 | 3.06 | 1 | 365 | 3.4838 | 0.012345 | 3 | 0.49614
17298 | 7.56 | 1 | 365 | 8.607 | 0.32462 | 8 | 0.93163
12287 | 8.91 | 1 | 365 | 10.144 | 0.4183 | 10 | 0.56228
9441 | 9.9 | 1 | 365 | 11.2711 | 0.687 | 11 | 0.95809
9890 | 5.1 | 1 | 365 | 5.8063 | 0.68724 | 6 | 0.49356
9682 | 5.5 | 1 | 365 | 6.2617 | 0.60389 | 6 | 0.8656
15711 | 6.75 | 1 | 365 | 7.6848 | 0.46841 | 8 | 0.15324
9522 | 5.565 | 1 | 365 | 6.3357 | 0.75284 | 7 | 0.08856
9687 | 5.865 | 1 | 365 | 6.6773 | 0.44033 | 7 | 0.11759
15300 | 5.5 | 1 | 365 | 6.2617 | 0.60389 | 6 | 0.8656
20905 | 5.232 | 1 | 365 | 5.9566 | 0.98973 | 6 | 0.94633
7471 | 3.36 | 1 | 365 | 3.8253 | 0.69983 | 4 | 0.52517
22205 | 9.72 | 1 | 365 | 11.0662 | 0.27451 | 11 | 0.34067
8893 | 6.21 | 1 | 365 | 7.07 | 0.23094 | 7 | 0.30098
9530 | 7.7 | 1 | 365 | 8.7664 | 0.64544 | 9 | 0.41184
16975 | 9.18 | 1 | 365 | 10.4514 | 0.037035 | 10 | 0.48841
9404 | 7.7 | 1 | 365 | 8.7664 | 0.64544 | 9 | 0.41184
17043 | 7.14 | 1 | 365 | 8.1288 | 0.36214 | 8 | 0.49098
14419 | 7.84 | 1 | 365 | 8.9258 | 0.96627 | 9 | 0.89206
11439 | 9.945 | 1 | 365 | 11.3223 | 0.79012 | 12 | 0.11244
36782 | 6.21 | 1 | 365 | 7.07 | 0.23094 | 7 | 0.30098
14521 | 9.96 | 1 | 365 | 11.3394 | 0.8245 | 12 | 0.16389
12668 | 3.9 | 1 | 365 | 4.4401 | 0.9373 | 5 | 0.37743
13972 | 5.25 | 1 | 365 | 5.9771 | 0.030984 | 6 | 0.0080754
53104 | 12.75 | 1 | 365 | 14.5158 | 0.2181 | 14 | 0.7339
42564 | 4.275 | 1 | 365 | 4.8671 | 0.79666 | 5 | 0.66372
17106 | 6.5 | 1 | 365 | 7.4002 | 0.8955 | 8 | 0.29571
8240 | 3.315 | 1 | 365 | 3.7741 | 0.59671 | 4 | 0.37081
10880 | 8.1 | 1 | 365 | 9.2218 | 0.56209 | 9 | 0.78389
11352 | 2.04 | 1 | 365 | 2.3225 | 0.6749 | 2 | 0.99742
16306 | 6.375 | 1 | 365 | 7.2579 | 0.60905 | 7 | 0.86695
12284 | 6.885 | 1 | 365 | 7.8385 | 0.77778 | 8 | 0.6163
11120 | 4.08 | 1 | 365 | 4.6451 | 0.34979 | 4 | 0.99485
7236 | 8.4 | 1 | 365 | 9.5633 | 0.24957 | 9 | 0.81292
13634 | 4.42 | 1 | 365 | 5.0321 | 0.12894 | 5 | 0.16108
8699 | 5.5 | 1 | 365 | 6.2617 | 0.60389 | 6 | 0.8656
21676 | 6.05 | 1 | 365 | 6.8879 | 0.86428 | 7 | 0.75216
56353 | 4.578 | 1 | 365 | 5.212 | 0.49102 | 5 | 0.70304
6821 | 3.315 | 1 | 365 | 3.7741 | 0.59671 | 4 | 0.37081
8646 | 8.925 | 1 | 365 | 10.1611 | 0.45267 | 10 | 0.61373
16935 | 2.295 | 1 | 365 | 2.6128 | 0.25926 | 2 | 0.8721
7200 | 5.61 | 1 | 365 | 6.3869 | 0.85597 | 7 | 0.24291
6971 | 7.65 | 1 | 365 | 8.7095 | 0.53086 | 9 | 0.24034
6803 | 4.69 | 1 | 365 | 5.3395 | 0.74768 | 6 | 0.087214
7149 | 5.865 | 1 | 365 | 6.6773 | 0.44033 | 7 | 0.11759
7159 | 8.16 | 1 | 365 | 9.2901 | 0.69959 | 9 | 0.98969
15541 | 15 | 1 | 365 | 17.0774 | 0.37424 | 17 | 0.45164
13753 | 4.59 | 1 | 365 | 5.2257 | 0.51852 | 5 | 0.7442
7122 | 7.245 | 1 | 365 | 8.2484 | 0.60276 | 8 | 0.85114
7096 | 13.11 | 1 | 365 | 14.9257 | 0.043086 | 14 | 0.96874
6940 | 6.21 | 1 | 365 | 7.07 | 0.23094 | 7 | 0.30098
10106 | 8.28 | 1 | 365 | 9.4267 | 0.97458 | 10 | 0.40131
22185 | 5 | 1 | 365 | 5.6925 | 0.45808 | 6 | 0.15055
7156 | 6.75 | 1 | 365 | 7.6848 | 0.46841 | 8 | 0.15324
7152 | 9.75 | 1 | 365 | 11.1003 | 0.34326 | 11 | 0.44357
7261 | 9.435 | 1 | 365 | 10.7417 | 0.6214 | 11 | 0.36308
22127 | 5 | 1 | 365 | 5.6925 | 0.45808 | 6 | 0.15055
22123 | 6 | 1 | 365 | 6.831 | 0.7497 | 7 | 0.58066
6805 | 4.86 | 1 | 365 | 5.5331 | 0.13725 | 5 | 0.67033
7263 | 8.28 | 1 | 365 | 9.4267 | 0.97458 | 10 | 0.40131
13282 | 14.3 | 1 | 365 | 16.2805 | 0.77011 | 17 | 0.050567
53933 | 4.2 | 1 | 365 | 4.7817 | 0.62479 | 5 | 0.40646
19875 | 5.72 | 1 | 365 | 6.5122 | 0.10804 | 6 | 0.62023
9643 | 6.12 | 1 | 365 | 6.9676 | 0.02469 | 6 | 0.99227
10694 | 9.36 | 1 | 365 | 10.6563 | 0.44953 | 11 | 0.10583
6992 | 4.59 | 1 | 365 | 5.2257 | 0.51852 | 5 | 0.7442
11183 | 4.335 | 1 | 365 | 4.9354 | 0.93416 | 5 | 0.86953
12688 | 6.885 | 1 | 365 | 7.8385 | 0.77778 | 8 | 0.6163
11646 | 2.55 | 1 | 365 | 2.9032 | 0.84362 | 3 | 0.74678
10237 | 8.16 | 1 | 365 | 9.2901 | 0.69959 | 9 | 0.98969
7303 | 6.5 | 1 | 365 | 7.4002 | 0.8955 | 8 | 0.29571
7269 | 8.415 | 1 | 365 | 9.5804 | 0.28395 | 9 | 0.86437
10253 | 5.865 | 1 | 365 | 6.6773 | 0.44033 | 7 | 0.11759
7325 | 6.12 | 1 | 365 | 6.9676 | 0.02469 | 6 | 0.99227
14852 | 7.54 | 1 | 365 | 8.5842 | 0.27878 | 8 | 0.86303
7173 | 6.375 | 1 | 365 | 7.2579 | 0.60905 | 7 | 0.86695
9711 | 3.57 | 1 | 365 | 4.0644 | 0.18107 | 4 | 0.24549
7306 | 3.825 | 1 | 365 | 4.3547 | 0.76543 | 5 | 0.12017
15112 | 7.5 | 1 | 365 | 8.5387 | 0.18712 | 8 | 0.72582
14448 | 8.47 | 1 | 365 | 9.643 | 0.40999 | 10 | 0.053028
18178 | 4.845 | 1 | 365 | 5.516 | 0.10288 | 5 | 0.61888
12200 | 6 | 1 | 365 | 6.831 | 0.7497 | 7 | 0.58066
11241 | 7 | 1 | 365 | 7.9695 | 0.041312 | 8 | 0.010767
21372 | 5.72 | 1 | 365 | 6.5122 | 0.10804 | 6 | 0.62023
61488 | 14.79 | 1 | 365 | 16.8383 | 0.893 | 17 | 0.73132
12728 | 6.6 | 1 | 365 | 7.5141 | 0.12467 | 7 | 0.63872
16698 | 5.88 | 1 | 365 | 6.6943 | 0.4747 | 7 | 0.16904
23637 | 6.16 | 1 | 365 | 7.0131 | 0.11635 | 7 | 0.12948
6895 | 8.67 | 1 | 365 | 9.8707 | 0.86831 | 10 | 0.73905
10094 | 7.56 | 1 | 365 | 8.607 | 0.32462 | 8 | 0.93163
18601 | 4.8 | 1 | 365 | 5.4648 | 0.99976 | 6 | 0.46453
18186 | 5.7 | 1 | 365 | 6.4894 | 0.062211 | 6 | 0.55162
10060 | 7.65 | 1 | 365 | 8.7095 | 0.53086 | 9 | 0.24034
8855 | 11.118 | 1 | 365 | 12.6578 | 0.47819 | 13 | 0.13596
9428 | 10.08 | 1 | 365 | 11.476 | 0.099489 | 11 | 0.5755
16821 | 3.825 | 1 | 365 | 4.3547 | 0.76543 | 5 | 0.12017
11610 | 4.4 | 1 | 365 | 5.0094 | 0.08311 | 5 | 0.092482
24635 | 12.24 | 1 | 365 | 13.9352 | 0.04938 | 13 | 0.98454
23652 | 10.4 | 1 | 365 | 11.8403 | 0.83281 | 12 | 0.67314
9275 | 3.5 | 1 | 365 | 3.9847 | 0.020656 | 4 | 0.0053836
9859 | 6 | 1 | 365 | 6.831 | 0.7497 | 7 | 0.58066
13286 | 10.8 | 1 | 365 | 12.2957 | 0.74945 | 13 | 0.045184
22075 | 5.355 | 1 | 365 | 6.0966 | 0.2716 | 6 | 0.36824
14958 | 4.94 | 1 | 365 | 5.6242 | 0.32058 | 5 | 0.94474
12967 | 8.32 | 1 | 365 | 9.4723 | 0.066245 | 9 | 0.53851
7321 | 5.865 | 1 | 365 | 6.6773 | 0.44033 | 7 | 0.11759
11812 | 6.12 | 1 | 365 | 6.9676 | 0.02469 | 6 | 0.99227
14683 | 4.725 | 1 | 365 | 5.3794 | 0.82789 | 6 | 0.20727
7283 | 5.61 | 1 | 365 | 6.3869 | 0.85597 | 7 | 0.24291
14525 | 4.98 | 1 | 365 | 5.6697 | 0.41225 | 6 | 0.081946
22891 | 5 | 1 | 365 | 5.6925 | 0.45808 | 6 | 0.15055
58975 | 8.06 | 1 | 365 | 9.1763 | 0.47042 | 9 | 0.64668
15007 | 4.725 | 1 | 365 | 5.3794 | 0.82789 | 6 | 0.20727
7161 | 4.845 | 1 | 365 | 5.516 | 0.10288 | 5 | 0.61888
7290 | 4.335 | 1 | 365 | 4.9354 | 0.93416 | 5 | 0.86953
13741 | 3.315 | 1 | 365 | 3.7741 | 0.59671 | 4 | 0.37081
18500 | 10.455 | 1 | 365 | 11.903 | 0.95885 | 12 | 0.8618
6807 | 9.625 | 1 | 365 | 10.958 | 0.056804 | 11 | 0.014805
16328 | 6.6 | 1 | 365 | 7.5141 | 0.12467 | 7 | 0.63872
14414 | 7.56 | 1 | 365 | 8.607 | 0.32462 | 8 | 0.93163
17390 | 3.825 | 1 | 365 | 4.3547 | 0.76543 | 5 | 0.12017
14431 | 8.67 | 1 | 365 | 9.8707 | 0.86831 | 10 | 0.73905
15765 | 10.4 | 1 | 365 | 11.8403 | 0.83281 | 12 | 0.67314
18657 | 10.4 | 1 | 365 | 11.8403 | 0.83281 | 12 | 0.67314
10832 | 6.375 | 1 | 365 | 7.2579 | 0.60905 | 7 | 0.86695
9626 | 3.825 | 1 | 365 | 4.3547 | 0.76543 | 5 | 0.12017
7193 | 5.61 | 1 | 365 | 6.3869 | 0.85597 | 7 | 0.24291
13231 | 7.15 | 1 | 365 | 8.1402 | 0.38505 | 8 | 0.52528
22640 | 6.215 | 1 | 365 | 7.0757 | 0.24239 | 7 | 0.31813
8381 | 8.16 | 1 | 365 | 9.2901 | 0.69959 | 9 | 0.98969
14987 | 8.47 | 1 | 365 | 9.643 | 0.40999 | 10 | 0.053028
22730 | 4.235 | 1 | 365 | 4.8215 | 0.70499 | 5 | 0.52651
9638 | 4.59 | 1 | 365 | 5.2257 | 0.51852 | 5 | 0.7442
10943 | 4.5 | 1 | 365 | 5.1232 | 0.31227 | 5 | 0.43549
20962 | 6.24 | 1 | 365 | 7.1042 | 0.29968 | 7 | 0.40388
10740 | 3.825 | 1 | 365 | 4.3547 | 0.76543 | 5 | 0.12017
11119 | 2.55 | 1 | 365 | 2.9032 | 0.84362 | 3 | 0.74678
15429 | 8.64 | 1 | 365 | 9.8366 | 0.79956 | 10 | 0.63615
21149 | 9.81 | 1 | 365 | 11.1686 | 0.48075 | 11 | 0.64938
50046 | 4.95 | 1 | 365 | 5.6355 | 0.3435 | 5 | 0.97904
15461 | 5.355 | 1 | 365 | 6.0966 | 0.2716 | 6 | 0.36824
12625 | 6.375 | 1 | 365 | 7.2579 | 0.60905 | 7 | 0.86695
7281 | 9.18 | 1 | 365 | 10.4514 | 0.037035 | 10 | 0.48841
9596 | 8.16 | 1 | 365 | 9.2901 | 0.69959 | 9 | 0.98969
8867 | 14.84 | 1 | 365 | 16.8952 | 0.0075814 | 16 | 0.90283
7068 | 3.825 | 1 | 365 | 4.3547 | 0.76543 | 5 | 0.12017
11294 | 14.84 | 1 | 365 | 16.8952 | 0.0075814 | 16 | 0.90283
9931 | 9.483 | 1 | 365 | 10.7963 | 0.73139 | 11 | 0.52773
17968 | 9.18 | 1 | 365 | 10.4514 | 0.037035 | 10 | 0.48841
22907 | 7.44 | 1 | 365 | 8.4704 | 0.049623 | 8 | 0.52002
53932 | 7.6 | 1 | 365 | 8.6526 | 0.41628 | 9 | 0.068833
50992 | 13.77 | 1 | 365 | 15.6771 | 0.55555 | 16 | 0.23261
6982 | 7.7 | 1 | 365 | 8.7664 | 0.64544 | 9 | 0.41184
12037 | 2.08 | 1 | 365 | 2.3681 | 0.76656 | 3 | 0.13463
18154 | 4.59 | 1 | 365 | 5.2257 | 0.51852 | 5 | 0.7442
12835 | 5.7 | 1 | 365 | 6.4894 | 0.062211 | 6 | 0.55162
12814 | 10.8 | 1 | 365 | 12.2957 | 0.74945 | 13 | 0.045184
6933 | 7.395 | 1 | 365 | 8.4192 | 0.9465 | 9 | 0.36566
9916 | 9.69 | 1 | 365 | 11.032 | 0.20576 | 11 | 0.23776
7180 | 4.25 | 1 | 365 | 4.8386 | 0.73937 | 5 | 0.57797
6929 | 6.885 | 1 | 365 | 7.8385 | 0.77778 | 8 | 0.6163
7656 | 4.59 | 1 | 365 | 5.2257 | 0.51852 | 5 | 0.7442
7310 | 8.925 | 1 | 365 | 10.1611 | 0.45267 | 10 | 0.61373
11441 | 5.865 | 1 | 365 | 6.6773 | 0.44033 | 7 | 0.11759
49982 | 8.415 | 1 | 365 | 9.5804 | 0.28395 | 9 | 0.86437
7618 | 5.88 | 1 | 365 | 6.6943 | 0.4747 | 7 | 0.16904
10688 | 8.415 | 1 | 365 | 9.5804 | 0.28395 | 9 | 0.86437
23876 | 11.96 | 1 | 365 | 13.6164 | 0.40773 | 14 | 0.024111
14967 | 7.96 | 1 | 365 | 9.0624 | 0.24126 | 9 | 0.30367
15030 | 4.725 | 1 | 365 | 5.3794 | 0.82789 | 6 | 0.20727
25165 | 6.725 | 1 | 365 | 7.6564 | 0.41112 | 8 | 0.067487
16052 | 5.215 | 1 | 365 | 5.9372 | 0.95078 | 6 | 0.88802
23927 | 10.965 | 1 | 365 | 12.4836 | 0.12757 | 12 | 0.61115
14957 | 6.725 | 1 | 365 | 7.6564 | 0.41112 | 8 | 0.067487
26045 | 3.47 | 1 | 365 | 3.9506 | 0.95191 | 4 | 0.90248
14981 | 9.96 | 1 | 365 | 11.3394 | 0.8245 | 12 | 0.16389
13722 | 6.325 | 1 | 365 | 7.201 | 0.49447 | 7 | 0.69544
16023 | 9.065 | 1 | 365 | 10.3204 | 0.7735 | 11 | 0.093944
14575 | 3.675 | 1 | 365 | 4.184 | 0.42169 | 4 | 0.60565
14476 | 11.45 | 1 | 365 | 13.0358 | 0.239 | 13 | 0.27475
14687 | 5.725 | 1 | 365 | 6.5179 | 0.1195 | 6 | 0.63738
15005 | 5.98 | 1 | 365 | 6.8082 | 0.70386 | 7 | 0.51206
12669 | 4.16 | 1 | 365 | 4.7361 | 0.53312 | 5 | 0.26926
8981 | 5.1 | 1 | 365 | 5.8063 | 0.68724 | 6 | 0.49356
58351 | 6 | 1 | 365 | 6.831 | 0.7497 | 7 | 0.58066
11348 | 6.63 | 1 | 365 | 7.5482 | 0.19341 | 7 | 0.74163
10567 | 5.355 | 1 | 365 | 6.0966 | 0.2716 | 6 | 0.36824
14669 | 5.98 | 1 | 365 | 6.8082 | 0.70386 | 7 | 0.51206
12916 | 5.67 | 1 | 365 | 6.4553 | 0.99346 | 7 | 0.44872
16466 | 5.4 | 1 | 365 | 6.1479 | 0.37473 | 6 | 0.52259
7199 | 5.5 | 1 | 365 | 6.2617 | 0.60389 | 6 | 0.8656
16042 | 8.47 | 1 | 365 | 9.643 | 0.40999 | 10 | 0.053028
6925 | 5.1 | 1 | 365 | 5.8063 | 0.68724 | 6 | 0.49356
8130 | 7.905 | 1 | 365 | 8.9998 | 0.11522 | 9 | 0.11502
7649 | 8.67 | 1 | 365 | 9.8707 | 0.86831 | 10 | 0.73905
18340 | 3.57 | 1 | 365 | 4.0644 | 0.18107 | 4 | 0.24549
9896 | 8.925 | 1 | 365 | 10.1611 | 0.45267 | 10 | 0.61373
8491 | 5.355 | 1 | 365 | 6.0966 | 0.2716 | 6 | 0.36824
7311 | 6.63 | 1 | 365 | 7.5482 | 0.19341 | 7 | 0.74163
10767 | 6.885 | 1 | 365 | 7.8385 | 0.77778 | 8 | 0.6163
14442 | 6.63 | 1 | 365 | 7.5482 | 0.19341 | 7 | 0.74163
12923 | 2.04 | 1 | 365 | 2.3225 | 0.6749 | 2 | 0.99742
12292 | 10.8 | 1 | 365 | 12.2957 | 0.74945 | 13 | 0.045184
59049 | 5.72 | 1 | 365 | 6.5122 | 0.10804 | 6 | 0.62023
11585 | 3.57 | 1 | 365 | 4.0644 | 0.18107 | 4 | 0.24549
6921 | 4.59 | 1 | 365 | 5.2257 | 0.51852 | 5 | 0.7442
12567 | 5.61 | 1 | 365 | 6.3869 | 0.85597 | 7 | 0.24291
12624 | 9.18 | 1 | 365 | 10.4514 | 0.037035 | 10 | 0.48841
10528 | 7.14 | 1 | 365 | 8.1288 | 0.36214 | 8 | 0.49098
7171 | 2.55 | 1 | 365 | 2.9032 | 0.84362 | 3 | 0.74678
11393 | 4.94 | 1 | 365 | 5.6242 | 0.32058 | 5 | 0.94474
67858 | 2.295 | 1 | 365 | 2.6128 | 0.25926 | 2 | 0.8721
14980 | 6.725 | 1 | 365 | 7.6564 | 0.41112 | 8 | 0.067487
15068 | 4.335 | 1 | 365 | 4.9354 | 0.93416 | 5 | 0.86953
6806 | 5.232 | 1 | 365 | 5.9566 | 0.98973 | 6 | 0.94633
37579 | 6.725 | 1 | 365 | 7.6564 | 0.41112 | 8 | 0.067487
22023 | 9.72 | 1 | 365 | 11.0662 | 0.060621 | 11 | 0.12678
7601 | 14.85 | 1 | 365 | 16.9066 | 0.030498 | 16 | 0.93713
7234 | 4.335 | 1 | 365 | 4.9354 | 0.93416 | 5 | 0.86953
6842 | 6.72 | 1 | 365 | 7.6507 | 0.39966 | 8 | 0.050337
14117 | 7.65 | 1 | 365 | 8.7095 | 0.53086 | 9 | 0.24034
16142 | 3.825 | 1 | 365 | 4.3547 | 0.76543 | 5 | 0.12017
18031 | 3.6 | 1 | 365 | 4.0986 | 0.24982 | 4 | 0.34839
6860 | 10.6 | 1 | 365 | 12.068 | 0.29113 | 12 | 0.35916
7429 | 9.625 | 1 | 365 | 10.958 | 0.056804 | 11 | 0.014805
11510 | 6.63 | 1 | 365 | 7.5482 | 0.19341 | 7 | 0.74163
9925 | 7.245 | 1 | 365 | 8.2484 | 0.60276 | 8 | 0.85114
7480 | 11.115 | 1 | 365 | 12.6544 | 0.47131 | 13 | 0.12567
7600 | 7.37 | 1 | 365 | 8.3907 | 0.88921 | 9 | 0.27991
7201 | 5.61 | 1 | 365 | 6.3869 | 0.85597 | 7 | 0.24291
37144 | 3.3 | 1 | 365 | 3.757 | 0.56233 | 4 | 0.31936
12331 | 10.725 | 1 | 365 | 12.2103 | 0.57758 | 12 | 0.78793
7202 | 7.905 | 1 | 365 | 8.9998 | 0.11522 | 9 | 0.11502
6804 | 5.6 | 1 | 365 | 6.3756 | 0.83305 | 7 | 0.20861
9930 | 12.72 | 1 | 365 | 14.4816 | 0.14936 | 14 | 0.63099
9958 | 11.22 | 1 | 365 | 12.7739 | 0.71193 | 13 | 0.48583
6798 | 7.848 | 1 | 365 | 8.9349 | 0.9846 | 9 | 0.9195
10459 | 5.75 | 1 | 365 | 6.5463 | 0.17679 | 6 | 0.72313
7626 | 9.52 | 1 | 365 | 10.8385 | 0.81618 | 11 | 0.65464
8931 | 8.68 | 1 | 365 | 9.8821 | 0.89123 | 10 | 0.77335
2091 | 11 | 1 | 365 | 12.5234 | 0.20778 | 12 | 0.73121
2904 | 14.56 | 1 | 365 | 16.5765 | 0.36593 | 16 | 0.9424
8711 | 12 | 1 | 365 | 13.6619 | 0.49939 | 14 | 0.16132
11251 | 8.68 | 1 | 365 | 9.8821 | 0.89123 | 10 | 0.77335
9707 | 5.865 | 1 | 365 | 6.6773 | 0.44033 | 7 | 0.11759
77445 | 7.25 | 1 | 365 | 8.2541 | 0.61422 | 8 | 0.86829
15907 | 8.16 | 1 | 365 | 9.2901 | 0.69959 | 9 | 0.98969
8714 | 5.61 | 1 | 365 | 6.3869 | 0.85597 | 7 | 0.24291
15949 | 4.001 | 1 | 365 | 4.5551 | 0.16876 | 4 | 0.72387
20481 | 6.6 | 1 | 365 | 7.5141 | 0.12467 | 7 | 0.63872
65217 | 4.8 | 1 | 365 | 5.4648 | 0.99976 | 6 | 0.46453
18651 | 6.213 | 1 | 365 | 7.0735 | 0.23781 | 7 | 0.31127
16868 | 5.06 | 1 | 365 | 5.7608 | 0.59558 | 6 | 0.35635
14243 | 8.04 | 1 | 365 | 9.1535 | 0.42459 | 9 | 0.57808
10788 | 9.36 | 1 | 365 | 10.6563 | 0.44953 | 11 | 0.10583
10453 | 6.24 | 1 | 365 | 7.1042 | 0.29968 | 7 | 0.40388
12881 | 5.5 | 1 | 365 | 6.2617 | 0.60389 | 6 | 0.8656
10151 | 6.12 | 1 | 365 | 6.9676 | 0.02469 | 6 | 0.99227
12276 | 5.4 | 1 | 365 | 6.1479 | 0.37473 | 6 | 0.52259
11624 | 6.6 | 1 | 365 | 7.5141 | 0.12467 | 7 | 0.63872
12412 | 4.335 | 1 | 365 | 4.9354 | 0.93416 | 5 | 0.86953
12538 | 7.8 | 1 | 365 | 8.8803 | 0.8746 | 9 | 0.75485
13705 | 5.2 | 1 | 365 | 5.9202 | 0.9164 | 6 | 0.83657
11852 | 5.1 | 1 | 365 | 5.8063 | 0.68724 | 6 | 0.49356
15190 | 5.1 | 1 | 365 | 5.8063 | 0.68724 | 6 | 0.49356
12856 | 9.435 | 1 | 365 | 10.7417 | 0.6214 | 11 | 0.36308
19963 | 7.65 | 1 | 365 | 8.7095 | 0.53086 | 9 | 0.24034
13956 | 6.375 | 1 | 365 | 7.2579 | 0.60905 | 7 | 0.86695
15111 | 8.525 | 1 | 365 | 9.7057 | 0.53603 | 10 | 0.24168
19355 | 8.28 | 1 | 365 | 9.4267 | 0.97458 | 10 | 0.40131
15952 | 7.2 | 1 | 365 | 8.1972 | 0.49964 | 8 | 0.69679
14906 | 4.725 | 1 | 365 | 5.3794 | 0.82789 | 6 | 0.20727
9537 | 10.2 | 1 | 365 | 11.6126 | 0.37448 | 11 | 0.98712
22590 | 5.1 | 1 | 365 | 5.8063 | 0.68724 | 6 | 0.49356
53705 | 3.315 | 1 | 365 | 3.7741 | 0.59671 | 4 | 0.37081
9478 | 2.25 | 1 | 365 | 2.5616 | 0.56033 | 3 | 0.12194
14250 | 4.25 | 1 | 365 | 4.8386 | 0.73937 | 5 | 0.57797
51866 | 8.415 | 1 | 365 | 9.5804 | 0.28395 | 9 | 0.86437
12018 | 5.25 | 1 | 365 | 5.9771 | 0.030984 | 6 | 0.0080754
16188 | 11 | 1 | 365 | 12.5234 | 0.20778 | 12 | 0.73121
15495 | 11.88 | 1 | 365 | 13.5253 | 0.2244 | 13 | 0.7497
8741 | 8.67 | 1 | 365 | 9.8707 | 0.86831 | 10 | 0.73905
8852 | 4.69 | 1 | 365 | 5.3395 | 0.74768 | 6 | 0.087214
15911 | 6.885 | 1 | 365 | 7.8385 | 0.77778 | 8 | 0.6163
26876 | 7.5 | 1 | 365 | 8.5387 | 0.18712 | 8 | 0.72582
11301 | 5.2 | 1 | 365 | 5.9202 | 0.9164 | 6 | 0.83657
9434 | 5.4 | 1 | 365 | 6.1479 | 0.37473 | 6 | 0.52259
13801 | 13.75 | 1 | 365 | 15.6543 | 0.50972 | 16 | 0.16401
10342 | 6.48 | 1 | 365 | 7.3774 | 0.37375 | 7 | 0.75119
37148 | 9.81 | 1 | 365 | 11.1686 | 0.48075 | 11 | 0.64938
52035 | 7.75 | 1 | 365 | 8.8233 | 0.76002 | 9 | 0.58335
21782 | 5.67 | 1 | 365 | 6.4553 | 0.99346 | 7 | 0.44872
15647 | 3.25 | 1 | 365 | 3.7001 | 0.44775 | 4 | 0.14786
19472 | 5 | 1 | 365 | 5.6925 | 0.45808 | 6 | 0.15055
10032 | 8.25 | 1 | 365 | 9.3926 | 0.90583 | 10 | 0.2984
18649 | 14.715 | 1 | 365 | 16.7529 | 0.72113 | 17 | 0.47406
9872 | 6.12 | 1 | 365 | 6.9676 | 0.02469 | 6 | 0.99227
12357 | 7.848 | 1 | 365 | 8.9349 | 0.9846 | 9 | 0.9195
19028 | 4.48 | 1 | 365 | 5.1005 | 0.26644 | 5 | 0.36689
11296 | 6.05 | 1 | 365 | 6.8879 | 0.86428 | 7 | 0.75216
10401 | 7.425 | 1 | 365 | 8.4533 | 0.015249 | 8 | 0.46856
8901 | 8.829 | 1 | 365 | 10.0518 | 0.23268 | 10 | 0.28444
10197 | 12.375 | 1 | 365 | 14.0889 | 0.35875 | 14 | 0.44761
8902 | 8.8 | 1 | 365 | 10.0187 | 0.16622 | 10 | 0.18496
12019 | 10 | 1 | 365 | 11.3849 | 0.91616 | 12 | 0.3011
23560 | 6.63 | 1 | 365 | 7.5482 | 0.19341 | 7 | 0.74163
9861 | 6.9 | 1 | 365 | 7.8556 | 0.81215 | 8 | 0.66776
12323 | 7.395 | 1 | 365 | 8.4192 | 0.9465 | 9 | 0.36566
12159 | 6.12 | 1 | 365 | 6.9676 | 0.02469 | 6 | 0.99227
12882 | 6.5 | 1 | 365 | 7.4002 | 0.8955 | 8 | 0.29571
14336 | 6.12 | 1 | 365 | 6.9676 | 0.02469 | 6 | 0.99227
29973 | 9.9 | 1 | 365 | 11.2711 | 0.687 | 11 | 0.95809
13768 | 9.18 | 1 | 365 | 10.4514 | 0.037035 | 10 | 0.48841
12230 | 9.18 | 1 | 365 | 10.4514 | 0.037035 | 10 | 0.48841
13946 | 5.355 | 1 | 365 | 6.0966 | 0.2716 | 6 | 0.36824
13775 | 5.61 | 1 | 365 | 6.3869 | 0.85597 | 7 | 0.24291
47695 | 4.125 | 1 | 365 | 4.6963 | 0.45292 | 5 | 0.1492
22019 | 6.375 | 1 | 365 | 7.2579 | 0.60905 | 7 | 0.86695
17843 | 6.54 | 1 | 365 | 7.4457 | 0.98717 | 8 | 0.43292
17485 | 5.5 | 1 | 365 | 6.2617 | 0.60389 | 6 | 0.8656
9462 | 7.905 | 1 | 365 | 8.9998 | 0.11522 | 9 | 0.11502
12324 | 6.375 | 1 | 365 | 7.2579 | 0.60905 | 7 | 0.86695
13537 | 7.848 | 1 | 365 | 8.9349 | 0.9846 | 9 | 0.9195
9464 | 2.805 | 1 | 365 | 3.1935 | 0.42798 | 3 | 0.62146
22829 | 6.885 | 1 | 365 | 7.8385 | 0.77778 | 8 | 0.6163
21502 | 6.48 | 1 | 365 | 7.3774 | 0.84967 | 8 | 0.22711
12798 | 6.12 | 1 | 365 | 6.9676 | 0.02469 | 6 | 0.99227
20466 | 3.825 | 1 | 365 | 4.3547 | 0.76543 | 5 | 0.12017
9468 | 7.395 | 1 | 365 | 8.4192 | 0.9465 | 9 | 0.36566
9905 | 5.1 | 1 | 365 | 5.8063 | 0.68724 | 6 | 0.49356
23523 | 3.315 | 1 | 365 | 3.7741 | 0.59671 | 4 | 0.37081
8730 | 8.16 | 1 | 365 | 9.2901 | 0.69959 | 9 | 0.98969
8747 | 9.18 | 1 | 365 | 10.4514 | 0.037035 | 10 | 0.48841
12004 | 9.36 | 1 | 365 | 10.6563 | 0.44953 | 11 | 0.10583
21058 | 12.04 | 1 | 365 | 13.7075 | 0.59106 | 14 | 0.29852
8744 | 6.12 | 1 | 365 | 6.9676 | 0.02469 | 6 | 0.99227
9597 | 5.61 | 1 | 365 | 6.3869 | 0.85597 | 7 | 0.24291
16299 | 4.86 | 1 | 365 | 5.5331 | 0.13725 | 5 | 0.67033
12187 | 9.435 | 1 | 365 | 10.7417 | 0.6214 | 11 | 0.36308
8843 | 4.59 | 1 | 365 | 5.2257 | 0.51852 | 5 | 0.7442
9474 | 5.355 | 1 | 365 | 6.0966 | 0.093583 | 6 | 0.19022
12110 | 5.865 | 1 | 365 | 6.6773 | 0.44033 | 7 | 0.11759
10053 | 5.175 | 1 | 365 | 5.8917 | 0.85911 | 6 | 0.75082
10602 | 8.829 | 1 | 365 | 10.0518 | 0.23268 | 10 | 0.28444
53837 | 8.32 | 1 | 365 | 9.4723 | 0.066245 | 9 | 0.53851
9476 | 6.885 | 1 | 365 | 7.8385 | 0.77778 | 8 | 0.6163
19102 | 10.8 | 1 | 365 | 12.2957 | 0.74945 | 13 | 0.045184
10773 | 10.965 | 1 | 365 | 12.4836 | 0.12757 | 12 | 0.61115
15257 | 7.035 | 1 | 365 | 8.0093 | 0.12152 | 8 | 0.13082
18107 | 4.8 | 1 | 365 | 5.4648 | 0.99976 | 6 | 0.46453
13065 | 4.48 | 1 | 365 | 5.1005 | 0.26644 | 5 | 0.36689
9491 | 10.2 | 1 | 365 | 11.6126 | 0.37448 | 11 | 0.98712
9718 | 7.65 | 1 | 365 | 8.7095 | 0.53086 | 9 | 0.24034
9953 | 2.805 | 1 | 365 | 3.1935 | 0.42798 | 3 | 0.62146
13806 | 5 | 1 | 365 | 5.6925 | 0.45808 | 6 | 0.15055
9686 | 7.25 | 1 | 365 | 8.2541 | 0.61422 | 8 | 0.86829
21897 | 4.76 | 1 | 365 | 5.4192 | 0.90809 | 6 | 0.32732
8733 | 5.355 | 1 | 365 | 6.0966 | 0.2716 | 6 | 0.36824
10873 | 6 | 1 | 365 | 6.831 | 0.7497 | 7 | 0.58066
9487 | 6.63 | 1 | 365 | 7.5482 | 0.19341 | 7 | 0.74163
16734 | 7.848 | 1 | 365 | 8.9349 | 0.9846 | 9 | 0.9195
9884 | 7.65 | 1 | 365 | 8.7095 | 0.53086 | 9 | 0.24034
9493 | 3.825 | 1 | 365 | 4.3547 | 0.76543 | 5 | 0.12017
8718 | 4.08 | 1 | 365 | 4.6451 | 0.34979 | 4 | 0.99485
16647 | 6.05 | 1 | 365 | 6.8879 | 0.86428 | 7 | 0.75216
8905 | 5.04 | 1 | 365 | 5.738 | 0.54974 | 6 | 0.28775
11608 | 7.425 | 1 | 365 | 8.4533 | 0.015249 | 8 | 0.46856
21993 | 7.848 | 1 | 365 | 8.9349 | 0.9846 | 9 | 0.9195
9829 | 4.845 | 1 | 365 | 5.516 | 0.10288 | 5 | 0.61888
9066 | 7.425 | 1 | 365 | 8.4533 | 0.015249 | 8 | 0.46856
16680 | 6.54 | 1 | 365 | 7.4457 | 0.98717 | 8 | 0.43292
21054 | 7.521 | 1 | 365 | 8.5626 | 0.23524 | 8 | 0.79785
10690 | 11.22 | 1 | 365 | 12.7739 | 0.71193 | 13 | 0.48583
17102 | 3.64 | 1 | 365 | 4.1441 | 0.34148 | 4 | 0.4856
13863 | 7.02 | 1 | 365 | 7.9922 | 0.087144 | 8 | 0.079369
25518 | 4.95 | 1 | 365 | 5.6355 | 0.3435 | 5 | 0.97904
14328 | 8.829 | 1 | 365 | 10.0518 | 0.23268 | 10 | 0.28444
13210 | 11.22 | 1 | 365 | 12.7739 | 0.71193 | 13 | 0.48583
12806 | 5.865 | 1 | 365 | 6.6773 | 0.44033 | 7 | 0.11759
13944 | 8.75 | 1 | 365 | 9.9618 | 0.05164 | 10 | 0.013459
14496 | 9.9 | 1 | 365 | 11.2711 | 0.687 | 11 | 0.95809
16968 | 5.232 | 1 | 365 | 5.9566 | 0.98973 | 6 | 0.94633
13903 | 7.83 | 1 | 365 | 8.9144 | 0.94335 | 9 | 0.85776
17587 | 6.72 | 1 | 365 | 7.6507 | 0.39966 | 8 | 0.050337
14257 | 6.885 | 1 | 365 | 7.8385 | 0.77778 | 8 | 0.6163
15338 | 6.09 | 1 | 365 | 6.9334 | 0.95594 | 7 | 0.88937
27232 | 6.12 | 1 | 365 | 6.9676 | 0.02469 | 6 | 0.99227
13599 | 4.95 | 1 | 365 | 5.6355 | 0.3435 | 5 | 0.97904
27079 | 6.05 | 1 | 365 | 6.8879 | 0.86428 | 7 | 0.75216
9831 | 3.57 | 1 | 365 | 4.0644 | 0.18107 | 4 | 0.24549
16830 | 9.156 | 1 | 365 | 10.424 | 0.98204 | 11 | 0.40608
9458 | 2.295 | 1 | 365 | 2.6128 | 0.25926 | 2 | 0.8721
29727 | 4.98 | 1 | 365 | 5.6697 | 0.66686 | 6 | 0.33656
12797 | 4.08 | 1 | 365 | 4.6451 | 0.34979 | 4 | 0.99485
42159 | 4.86 | 1 | 365 | 5.5331 | 0.13725 | 5 | 0.67033
12720 | 5.775 | 1 | 365 | 6.5748 | 0.23408 | 6 | 0.80888
15192 | 3.825 | 1 | 365 | 4.3547 | 0.76543 | 5 | 0.12017
15926 | 5.67 | 1 | 365 | 6.4553 | 0.99346 | 7 | 0.44872
12399 | 6.12 | 1 | 365 | 6.9676 | 0.02469 | 6 | 0.99227
16639 | 9.18 | 1 | 365 | 10.4514 | 0.037035 | 10 | 0.48841
12727 | 13.25 | 1 | 365 | 15.085 | 0.36391 | 15 | 0.44895
10405 | 9.8 | 1 | 365 | 11.1572 | 0.45784 | 11 | 0.61507
9486 | 7.521 | 1 | 365 | 8.5626 | 0.23524 | 8 | 0.79785
12393 | 11.07 | 1 | 365 | 12.6031 | 0.36819 | 12 | 0.97131
19153 | 9.81 | 1 | 365 | 11.1686 | 0.48075 | 11 | 0.64938
56198 | 7.65 | 1 | 365 | 8.7095 | 0.53086 | 9 | 0.24034
46123 | 5.775 | 1 | 365 | 6.5748 | 0.23408 | 6 | 0.80888
15260 | 2.616 | 1 | 365 | 2.9783 | 0.99487 | 3 | 0.97317
13952 | 10.455 | 1 | 365 | 11.903 | 0.95885 | 12 | 0.8618
12845 | 8.64 | 1 | 365 | 9.8366 | 0.79956 | 10 | 0.63615
13076 | 6.75 | 1 | 365 | 7.6848 | 0.46841 | 8 | 0.15324
14287 | 6.21 | 1 | 365 | 7.07 | 0.23094 | 7 | 0.30098
11137 | 4.905 | 1 | 365 | 5.5843 | 0.24038 | 5 | 0.82469
11005 | 8.415 | 1 | 365 | 9.5804 | 0.28395 | 9 | 0.86437
15902 | 7.65 | 1 | 365 | 8.7095 | 0.53086 | 9 | 0.24034
63742 | 5.32 | 1 | 365 | 6.0568 | 0.1914 | 6 | 0.24818
8954 | 6.16 | 1 | 365 | 7.0131 | 0.11635 | 7 | 0.12948
12734 | 7.02 | 1 | 365 | 7.9922 | 0.087144 | 8 | 0.079369
15652 | 6.5 | 1 | 365 | 7.4002 | 0.8955 | 8 | 0.29571
15976 | 5.2 | 1 | 365 | 5.9202 | 0.9164 | 6 | 0.83657
10680 | 3.825 | 1 | 365 | 4.3547 | 0.76543 | 5 | 0.12017
12162 | 9.1 | 1 | 365 | 10.3603 | 0.85371 | 11 | 0.214
19635 | 5.52 | 1 | 365 | 6.2845 | 0.64972 | 6 | 0.9342
12249 | 7.83 | 1 | 365 | 8.9144 | 0.94335 | 9 | 0.85776
9378 | 10.2 | 1 | 365 | 11.6126 | 0.37448 | 11 | 0.98712
77447 | 9.62 | 1 | 365 | 10.9523 | 0.045346 | 10 | 0.99765
16477 | 5.5 | 1 | 365 | 6.2617 | 0.60389 | 6 | 0.8656
11112 | 5.1 | 1 | 365 | 5.8063 | 0.68724 | 6 | 0.49356
11315 | 7.848 | 1 | 365 | 8.9349 | 0.9846 | 9 | 0.9195
24615 | 3.27 | 1 | 365 | 3.7229 | 0.49358 | 4 | 0.21646
9439 | 6.195 | 1 | 365 | 7.053 | 0.19656 | 7 | 0.24953
10147 | 6.63 | 1 | 365 | 7.5482 | 0.19341 | 7 | 0.74163
15671 | 5.5 | 1 | 365 | 6.2617 | 0.60389 | 6 | 0.8656
12013 | 7 | 1 | 365 | 7.9695 | 0.041312 | 8 | 0.010767
14142 | 6.885 | 1 | 365 | 7.8385 | 0.77778 | 8 | 0.6163
8720 | 3.57 | 1 | 365 | 4.0644 | 0.18107 | 4 | 0.24549
9280 | 5.75 | 1 | 365 | 6.5463 | 0.17679 | 6 | 0.72313
58956 | 5.355 | 1 | 365 | 6.0966 | 0.2716 | 6 | 0.36824
10444 | 8.58 | 1 | 365 | 9.7683 | 0.66207 | 10 | 0.43034
12850 | 2.08 | 1 | 365 | 2.3681 | 0.76656 | 3 | 0.13463
8900 | 3.3 | 1 | 365 | 3.757 | 0.56233 | 4 | 0.31936
23153 | 5.1 | 1 | 365 | 5.8063 | 0.68724 | 6 | 0.49356
11443 | 11.5 | 1 | 365 | 13.0927 | 0.35358 | 13 | 0.44626
16472 | 6.63 | 1 | 365 | 7.5482 | 0.19341 | 7 | 0.74163
12500 | 6.12 | 1 | 365 | 6.9676 | 0.02469 | 6 | 0.99227
13019 | 8.8 | 1 | 365 | 10.0187 | 0.16622 | 10 | 0.18496
15027 | 4.59 | 1 | 365 | 5.2257 | 0.51852 | 5 | 0.7442
8782 | 7.245 | 1 | 365 | 8.2484 | 0.60276 | 8 | 0.85114
20816 | 6.72 | 1 | 365 | 7.6507 | 0.39966 | 8 | 0.050337
17673 | 6.6 | 1 | 365 | 7.5141 | 0.12467 | 7 | 0.63872
9955 | 9.9 | 1 | 365 | 11.2711 | 0.687 | 11 | 0.95809
16857 | 7.14 | 1 | 365 | 8.1288 | 0.36214 | 8 | 0.49098
9076 | 6.63 | 1 | 365 | 7.5482 | 0.19341 | 7 | 0.74163
22459 | 7.59 | 1 | 365 | 8.6412 | 0.39337 | 9 | 0.034532
9454 | 6.12 | 1 | 365 | 6.9676 | 0.02469 | 6 | 0.99227
10107 | 8.8 | 1 | 365 | 10.0187 | 0.16622 | 10 | 0.18496
14578 | 9.69 | 1 | 365 | 11.032 | 0.20576 | 11 | 0.23776
57157 | 10.45 | 1 | 365 | 11.8973 | 0.94739 | 12 | 0.84465
8914 | 8.415 | 1 | 365 | 9.5804 | 0.28395 | 9 | 0.86437
29742 | 4.578 | 1 | 365 | 5.212 | 0.49102 | 5 | 0.70304
12866 | 9.156 | 1 | 365 | 10.424 | 0.98204 | 11 | 0.40608
12014 | 5.2 | 1 | 365 | 5.9202 | 0.9164 | 6 | 0.83657
8719 | 6.12 | 1 | 365 | 6.9676 | 0.02469 | 6 | 0.99227
10845 | 2.295 | 1 | 365 | 2.6128 | 0.25926 | 2 | 0.8721
16483 | 14.3 | 1 | 365 | 16.2805 | 0.77011 | 17 | 0.050567
11421 | 13.005 | 1 | 365 | 14.8061 | 0.80247 | 15 | 0.60858
53044 | 9.156 | 1 | 365 | 10.424 | 0.98204 | 11 | 0.40608
8725 | 7.905 | 1 | 365 | 8.9998 | 0.11522 | 9 | 0.11502
13976 | 11.445 | 1 | 365 | 13.0301 | 0.22755 | 13 | 0.2576
42987 | 6.27 | 1 | 365 | 7.1384 | 0.36843 | 7 | 0.50679
77448 | 6.76 | 1 | 365 | 7.6962 | 0.49132 | 8 | 0.18754
16441 | 7.75 | 1 | 365 | 8.8233 | 0.76002 | 9 | 0.58335
17522 | 4.75 | 1 | 365 | 5.4078 | 0.88518 | 6 | 0.29302
10743 | 3.315 | 1 | 365 | 3.7741 | 0.59671 | 4 | 0.37081
29466 | 9.52 | 1 | 365 | 10.8385 | 0.81618 | 11 | 0.65464
14673 | 3.924 | 1 | 365 | 4.4674 | 0.9923 | 5 | 0.45975
8918 | 8.25 | 1 | 365 | 9.3926 | 0.90583 | 10 | 0.2984
20430 | 5.175 | 1 | 365 | 5.8917 | 0.85911 | 6 | 0.75082
12229 | 8.16 | 1 | 365 | 9.2901 | 0.69959 | 9 | 0.98969
18940 | 5.47 | 1 | 365 | 6.2276 | 0.53514 | 6 | 0.7627
14490 | 5.215 | 1 | 365 | 5.9372 | 0.95078 | 6 | 0.88802
24725 | 6.12 | 1 | 365 | 6.9676 | 0.02469 | 6 | 0.99227
9944 | 7.905 | 1 | 365 | 8.9998 | 0.11522 | 9 | 0.11502
22146 | 5.98 | 1 | 365 | 6.8082 | 0.70386 | 7 | 0.51206
14038 | 6.885 | 1 | 365 | 7.8385 | 0.77778 | 8 | 0.6163
24329 | 6.725 | 1 | 365 | 7.6564 | 0.41112 | 8 | 0.067487
20252 | 8.25 | 1 | 365 | 9.3926 | 0.90583 | 10 | 0.2984
26182 | 3.725 | 1 | 365 | 4.2409 | 0.53627 | 4 | 0.77716
15055 | 11.96 | 1 | 365 | 13.6164 | 0.40773 | 14 | 0.024111
15947 | 6.375 | 1 | 365 | 7.2579 | 0.60905 | 7 | 0.86695
29044 | 9.215 | 1 | 365 | 10.4912 | 0.11724 | 10 | 0.60846
36722 | 5.215 | 1 | 365 | 5.9372 | 0.95078 | 6 | 0.88802
14619 | 5.395 | 1 | 365 | 6.1422 | 0.36327 | 6 | 0.50544
21293 | 3.6 | 1 | 365 | 4.0986 | 0.24982 | 4 | 0.34839
53936 | 5.25 | 1 | 365 | 5.9771 | 0.030984 | 6 | 0.0080754
18880 | 11.04 | 1 | 365 | 12.569 | 0.29944 | 12 | 0.86841
15195 | 5.94 | 1 | 365 | 6.7627 | 0.6122 | 7 | 0.37485
21400 | 6.9 | 1 | 365 | 7.8556 | 0.81215 | 8 | 0.66776
12569 | 4.335 | 1 | 365 | 4.9354 | 0.93416 | 5 | 0.86953
18892 | 7.59 | 1 | 365 | 8.6412 | 0.39337 | 9 | 0.034532
24724 | 5.72 | 1 | 365 | 6.5122 | 0.10804 | 6 | 0.62023
15312 | 7.14 | 1 | 365 | 8.1288 | 0.36214 | 8 | 0.49098
17903 | 6.5 | 1 | 365 | 7.4002 | 0.8955 | 8 | 0.29571
13686 | 5.04 | 1 | 365 | 5.738 | 0.54974 | 6 | 0.28775
12025 | 4.95 | 1 | 365 | 5.6355 | 0.3435 | 5 | 0.97904
12496 | 8.37 | 1 | 365 | 9.5292 | 0.18083 | 9 | 0.71002
58465 | 4.95 | 1 | 365 | 5.6355 | 0.3435 | 5 | 0.97904
16984 | 6.12 | 1 | 365 | 6.9676 | 0.02469 | 6 | 0.99227
19052 | 8.1 | 1 | 365 | 9.2218 | 0.56209 | 9 | 0.78389
26658 | 3.52 | 1 | 365 | 4.0075 | 0.066488 | 4 | 0.073986
52194 | 6.12 | 1 | 365 | 6.9676 | 0.02469 | 6 | 0.99227
10618 | 3.06 | 1 | 365 | 3.4838 | 0.012345 | 3 | 0.49614
8753 | 9 | 1 | 365 | 10.2464 | 0.62454 | 10 | 0.87099
9053 | 6 | 1 | 365 | 6.831 | 0.7497 | 7 | 0.58066
23770 | 4.675 | 1 | 365 | 5.3225 | 0.7133 | 6 | 0.035762
32350 | 14.85 | 1 | 365 | 16.9066 | 0.030498 | 16 | 0.93713
8724 | 7.14 | 1 | 365 | 8.1288 | 0.36214 | 8 | 0.49098
13640 | 4.845 | 1 | 365 | 5.516 | 0.10288 | 5 | 0.61888
53099 | 8.04 | 1 | 365 | 9.1535 | 0.42459 | 9 | 0.57808
13888 | 5.1 | 1 | 365 | 5.8063 | 0.68724 | 6 | 0.49356
15574 | 5.4 | 1 | 365 | 6.1479 | 0.37473 | 6 | 0.52259
12281 | 8.37 | 1 | 365 | 9.5292 | 0.18083 | 9 | 0.71002
24321 | 5.4 | 1 | 365 | 6.1479 | 0.37473 | 6 | 0.52259
13353 | 13.44 | 1 | 365 | 15.3014 | 0.79932 | 16 | 0.10067
17899 | 12.15 | 1 | 365 | 13.8327 | 0.84313 | 14 | 0.67583
13656 | 6.03 | 1 | 365 | 6.8651 | 0.81844 | 7 | 0.68356
16795 | 4.5 | 1 | 365 | 5.1232 | 0.31227 | 5 | 0.43549
9483 | 7.14 | 1 | 365 | 8.1288 | 0.36214 | 8 | 0.49098
23117 | 2.55 | 1 | 365 | 2.9032 | 0.84362 | 3 | 0.74678
9498 | 9.945 | 1 | 365 | 11.3223 | 0.79012 | 12 | 0.11244
12550 | 4.845 | 1 | 365 | 5.516 | 0.10288 | 5 | 0.61888
15942 | 7.65 | 1 | 365 | 8.7095 | 0.53086 | 9 | 0.24034
17450 | 14.145 | 1 | 365 | 16.104 | 0.41491 | 16 | 0.5189
62161 | 6.885 | 1 | 365 | 7.8385 | 0.77778 | 8 | 0.6163
11026 | 5 | 1 | 365 | 5.6925 | 0.45808 | 6 | 0.15055
17921 | 7.905 | 1 | 365 | 8.9998 | 0.11522 | 9 | 0.11502
12568 | 8.415 | 1 | 365 | 9.5804 | 0.28395 | 9 | 0.86437
16835 | 3.57 | 1 | 365 | 4.0644 | 0.18107 | 4 | 0.24549
19502 | 8.75 | 1 | 365 | 9.9618 | 0.05164 | 10 | 0.013459
12391 | 6.375 | 1 | 365 | 7.2579 | 0.60905 | 7 | 0.86695
12929 | 7.705 | 1 | 365 | 8.7721 | 0.6569 | 9 | 0.42899
8857 | 9.81 | 1 | 365 | 11.1686 | 0.48075 | 11 | 0.64938
17315 | 5.25 | 1 | 365 | 5.9771 | 0.030984 | 6 | 0.0080754
37426 | 14.85 | 1 | 365 | 16.9066 | 0.030498 | 16 | 0.93713
24545 | 5 | 1 | 365 | 5.6925 | 0.45808 | 6 | 0.15055
14818 | 8.4 | 1 | 365 | 9.5633 | 0.24957 | 9 | 0.81292
11558 | 6.48 | 1 | 365 | 7.3774 | 0.84967 | 8 | 0.22711
9470 | 11.985 | 1 | 365 | 13.6448 | 0.46502 | 14 | 0.10986
77449 | 6.25 | 1 | 365 | 7.1156 | 0.3226 | 7 | 0.43818
15770 | 5.225 | 1 | 365 | 5.9486 | 0.97369 | 6 | 0.92232
9433 | 7.29 | 1 | 365 | 8.2996 | 0.70588 | 9 | 0.005499
8716 | 2.75 | 1 | 365 | 3.1309 | 0.30194 | 3 | 0.4328
12559 | 3.06 | 1 | 365 | 3.4838 | 0.012345 | 3 | 0.49614
8906 | 12.24 | 1 | 365 | 13.9352 | 0.04938 | 13 | 0.98454
8907 | 4.845 | 1 | 365 | 5.516 | 0.10288 | 5 | 0.61888
15649 | 12.25 | 1 | 365 | 13.9465 | 0.072296 | 14 | 0.018843
11955 | 7.65 | 1 | 365 | 8.7095 | 0.53086 | 9 | 0.24034
8908 | 8.1 | 1 | 365 | 9.2218 | 0.56209 | 9 | 0.78389
14743 | 4.8 | 1 | 365 | 5.4648 | 0.99976 | 6 | 0.46453
8723 | 3.57 | 1 | 365 | 4.0644 | 0.18107 | 4 | 0.24549
13509 | 6.12 | 1 | 365 | 6.9676 | 0.02469 | 6 | 0.99227
23167 | 9.72 | 1 | 365 | 11.0662 | 0.27451 | 11 | 0.34067
14132 | 4.42 | 1 | 365 | 5.0321 | 0.12894 | 5 | 0.16108
8729 | 5.865 | 1 | 365 | 6.6773 | 0.44033 | 7 | 0.11759
14281 | 4.335 | 1 | 365 | 4.9354 | 0.93416 | 5 | 0.86953
15306 | 11.22 | 1 | 365 | 12.7739 | 0.71193 | 13 | 0.48583
15639 | 9.75 | 1 | 365 | 11.1003 | 0.34326 | 11 | 0.44357
9900 | 5.61 | 1 | 365 | 6.3869 | 0.85597 | 7 | 0.24291
14295 | 11.475 | 1 | 365 | 13.0642 | 0.29629 | 13 | 0.36051
11587 | 8.67 | 1 | 365 | 9.8707 | 0.86831 | 10 | 0.73905
14292 | 7.15 | 1 | 365 | 8.1402 | 0.38505 | 8 | 0.52528
17653 | 9.075 | 1 | 365 | 10.3318 | 0.79642 | 11 | 0.12824
14984 | 8.47 | 1 | 365 | 9.643 | 0.40999 | 10 | 0.053028
8822 | 4.83 | 1 | 365 | 5.4989 | 0.068505 | 5 | 0.56743
8866 | 4.83 | 1 | 365 | 5.4989 | 0.068505 | 5 | 0.56743
16456 | 6.21 | 1 | 365 | 7.07 | 0.23094 | 7 | 0.30098
15058 | 3.825 | 1 | 365 | 4.3547 | 0.76543 | 5 | 0.12017
14797 | 3.5 | 1 | 365 | 3.9847 | 0.020656 | 4 | 0.0053836
19023 | 6.05 | 1 | 365 | 6.8879 | 0.86428 | 7 | 0.75216
8728 | 3.57 | 1 | 365 | 4.0644 | 0.18107 | 4 | 0.24549
18561 | 11.44 | 1 | 365 | 13.0244 | 0.21609 | 13 | 0.24045
10096 | 6.72 | 1 | 365 | 7.6507 | 0.39966 | 8 | 0.050337
14675 | 8.4 | 1 | 365 | 9.5633 | 0.24957 | 9 | 0.81292
8804 | 5.61 | 1 | 365 | 6.3869 | 0.85597 | 7 | 0.24291
9049 | 8.67 | 1 | 365 | 9.8707 | 0.86831 | 10 | 0.73905
10772 | 3.315 | 1 | 365 | 3.7741 | 0.59671 | 4 | 0.37081
15783 | 8.67 | 1 | 365 | 9.8707 | 0.86831 | 10 | 0.73905
9067 | 8.12 | 1 | 365 | 9.2446 | 0.60792 | 9 | 0.85249
21987 | 6.867 | 1 | 365 | 7.818 | 0.73653 | 8 | 0.55456
10582 | 12.06 | 1 | 365 | 13.7302 | 0.63689 | 14 | 0.36712
15637 | 7.65 | 1 | 365 | 8.7095 | 0.53086 | 9 | 0.24034
8820 | 5.175 | 1 | 365 | 5.8917 | 0.85911 | 6 | 0.75082
15188 | 2.75 | 1 | 365 | 3.1309 | 0.30194 | 3 | 0.4328
13900 | 6 | 1 | 365 | 6.831 | 0.7497 | 7 | 0.58066
8869 | 7.32 | 1 | 365 | 8.3338 | 0.77463 | 9 | 0.1084
9270 | 3.57 | 1 | 365 | 4.0644 | 0.18107 | 4 | 0.24549
8863 | 6.867 | 1 | 365 | 7.818 | 0.73653 | 8 | 0.55456
10191 | 6.48 | 1 | 365 | 7.3774 | 0.84967 | 8 | 0.22711
11007 | 4.845 | 1 | 365 | 5.516 | 0.10288 | 5 | 0.61888
11334 | 5.94 | 1 | 365 | 6.7627 | 0.6122 | 7 | 0.37485
8800 | 8.415 | 1 | 365 | 9.5804 | 0.28395 | 9 | 0.86437
8734 | 3.06 | 1 | 365 | 3.4838 | 0.012345 | 3 | 0.49614
22520 | 8.1 | 1 | 365 | 9.2218 | 0.56209 | 9 | 0.78389
11865 | 5.175 | 1 | 365 | 5.8917 | 0.85911 | 6 | 0.75082
9079 | 5.865 | 1 | 365 | 6.6773 | 0.44033 | 7 | 0.11759
25217 | 5.232 | 1 | 365 | 5.9566 | 0.98973 | 6 | 0.94633
11632 | 9.81 | 1 | 365 | 11.1686 | 0.48075 | 11 | 0.64938
16646 | 6.05 | 1 | 365 | 6.8879 | 0.86428 | 7 | 0.75216
9490 | 6.12 | 1 | 365 | 6.9676 | 0.02469 | 6 | 0.99227
9919 | 9.435 | 1 | 365 | 10.7417 | 0.6214 | 11 | 0.36308
13812 | 6 | 1 | 365 | 6.831 | 0.7497 | 7 | 0.58066
19061 | 6.375 | 1 | 365 | 7.2579 | 0.60905 | 7 | 0.86695
13624 | 8.58 | 1 | 365 | 9.7683 | 0.66207 | 10 | 0.43034
9501 | 6.12 | 1 | 365 | 6.9676 | 0.02469 | 6 | 0.99227
8792 | 13.8 | 1 | 365 | 15.7112 | 0.6243 | 16 | 0.33551
11763 | 3.025 | 1 | 365 | 3.4439 | 0.93214 | 4 | 0.37608
17975 | 4.5 | 1 | 365 | 5.1232 | 0.31227 | 5 | 0.43549
50883 | 9.72 | 1 | 365 | 11.0662 | 0.27451 | 11 | 0.34067
9776 | 8.415 | 1 | 365 | 9.5804 | 0.28395 | 9 | 0.86437
12479 | 7.65 | 1 | 365 | 8.7095 | 0.53086 | 9 | 0.24034
16352 | 7.155 | 1 | 365 | 8.1459 | 0.39651 | 8 | 0.54243
9671 | 8.925 | 1 | 365 | 10.1611 | 0.45267 | 10 | 0.61373
9540 | 7.56 | 1 | 365 | 8.607 | 0.32462 | 8 | 0.93163
9545 | 6.72 | 1 | 365 | 7.6507 | 0.39966 | 8 | 0.050337
9509 | 5.1 | 1 | 365 | 5.8063 | 0.68724 | 6 | 0.49356
12236 | 5.4 | 1 | 365 | 6.1479 | 0.37473 | 6 | 0.52259
12571 | 6.63 | 1 | 365 | 7.5482 | 0.19341 | 7 | 0.74163
14054 | 9.435 | 1 | 365 | 10.7417 | 0.6214 | 11 | 0.36308
21304 | 7 | 1 | 365 | 7.9695 | 0.041312 | 8 | 0.010767
12378 | 8.67 | 1 | 365 | 9.8707 | 0.86831 | 10 | 0.73905
12366 | 4.845 | 1 | 365 | 5.516 | 0.10288 | 5 | 0.61888
14582 | 5.61 | 1 | 365 | 6.3869 | 0.85597 | 7 | 0.24291
23312 | 5.47 | 1 | 365 | 6.2276 | 0.53514 | 6 | 0.7627
12563 | 7.14 | 1 | 365 | 8.1288 | 0.36214 | 8 | 0.49098
15897 | 4.335 | 1 | 365 | 4.9354 | 0.93416 | 5 | 0.86953
23875 | 4.98 | 1 | 365 | 5.6697 | 0.41225 | 6 | 0.081946
9531 | 15 | 1 | 365 | 17.0774 | 0.37424 | 17 | 0.45164
21237 | 5.215 | 1 | 365 | 5.9372 | 0.95078 | 6 | 0.88802
21245 | 4.725 | 1 | 365 | 5.3794 | 0.82789 | 6 | 0.20727
21611 | 8.47 | 1 | 365 | 9.643 | 0.40999 | 10 | 0.053028
22739 | 7.96 | 1 | 365 | 9.0624 | 0.24126 | 9 | 0.30367
23315 | 3.47 | 1 | 365 | 3.9506 | 0.95191 | 4 | 0.90248
46647 | 5.61 | 1 | 365 | 6.3869 | 0.85597 | 7 | 0.24291
31319 | 12.426 | 1 | 365 | 14.1469 | 0.47562 | 14 | 0.62254
22707 | 5.725 | 1 | 365 | 6.5179 | 0.1195 | 6 | 0.63738
16819 | 9.18 | 1 | 365 | 10.4514 | 0.037035 | 10 | 0.48841
23013 | 6.725 | 1 | 365 | 7.6564 | 0.41112 | 8 | 0.067487
20093 | 5.47 | 1 | 365 | 6.2276 | 0.53514 | 6 | 0.7627
13860 | 5.1 | 1 | 365 | 5.8063 | 0.68724 | 6 | 0.49356
15101 | 8.47 | 1 | 365 | 9.643 | 0.40999 | 10 | 0.053028
20539 | 6.725 | 1 | 365 | 7.6564 | 0.41112 | 8 | 0.067487
20088 | 8.705 | 1 | 365 | 9.9106 | 0.94852 | 10 | 0.8591
47242 | 7.395 | 1 | 365 | 8.4192 | 0.9465 | 9 | 0.36566
16068 | 6.725 | 1 | 365 | 7.6564 | 0.41112 | 8 | 0.067487
26253 | 6.47 | 1 | 365 | 7.3661 | 0.82676 | 8 | 0.19281
15063 | 9.705 | 1 | 365 | 11.0491 | 0.24013 | 11 | 0.28921
26898 | 4.59 | 1 | 365 | 5.2257 | 0.51852 | 5 | 0.7442
23308 | 6.725 | 1 | 365 | 7.6564 | 0.41112 | 8 | 0.067487
9481 | 8.16 | 1 | 365 | 9.2901 | 0.69959 | 9 | 0.98969
17302 | 7.75 | 1 | 365 | 8.8233 | 0.76002 | 9 | 0.58335
11471 | 5.5 | 1 | 365 | 6.2617 | 0.60389 | 6 | 0.8656
20685 | 4.95 | 1 | 365 | 5.6355 | 0.3435 | 5 | 0.97904
11910 | 8.32 | 1 | 365 | 9.4723 | 0.066245 | 9 | 0.53851
9525 | 4.845 | 1 | 365 | 5.516 | 0.10288 | 5 | 0.61888
13209 | 7.7 | 1 | 365 | 8.7664 | 0.64544 | 9 | 0.41184
60197 | 7.28 | 1 | 365 | 8.2882 | 0.68296 | 8 | 0.9712
9506 | 4.59 | 1 | 365 | 5.2257 | 0.51852 | 5 | 0.7442
15900 | 5.1 | 1 | 365 | 5.8063 | 0.68724 | 6 | 0.49356
11627 | 8.625 | 1 | 365 | 9.8195 | 0.76519 | 10 | 0.5847
15648 | 8.75 | 1 | 365 | 9.9618 | 0.05164 | 10 | 0.013459
10140 | 6.12 | 1 | 365 | 6.9676 | 0.02469 | 6 | 0.99227
16201 | 7.975 | 1 | 365 | 9.0795 | 0.27564 | 9 | 0.35512
11483 | 13.44 | 1 | 365 | 15.3014 | 0.79932 | 16 | 0.10067
14554 | 7.56 | 1 | 365 | 8.607 | 0.32462 | 8 | 0.93163
9482 | 6.6 | 1 | 365 | 7.5141 | 0.12467 | 7 | 0.63872
19622 | 8.625 | 1 | 365 | 9.8195 | 0.76519 | 10 | 0.5847
49985 | 10.14 | 1 | 365 | 11.5443 | 0.23699 | 11 | 0.78131
19404 | 6 | 1 | 365 | 6.831 | 0.7497 | 7 | 0.58066
14568 | 9.435 | 1 | 365 | 10.7417 | 0.6214 | 11 | 0.36308
26385 | 4.125 | 1 | 365 | 4.6963 | 0.45292 | 5 | 0.1492
16843 | 6.375 | 1 | 365 | 7.2579 | 0.60905 | 7 | 0.86695
18215 | 6.16 | 1 | 365 | 7.0131 | 0.11635 | 7 | 0.12948
19700 | 7.848 | 1 | 365 | 8.9349 | 0.9846 | 9 | 0.9195
9538 | 8.829 | 1 | 365 | 10.0518 | 0.23268 | 10 | 0.28444
14415 | 8.47 | 1 | 365 | 9.643 | 0.40999 | 10 | 0.053028
14062 | 7.65 | 1 | 365 | 8.7095 | 0.53086 | 9 | 0.24034
77850 | 7.14 | 1 | 365 | 8.1288 | 0.36214 | 8 | 0.49098
12721 | 5.5 | 1 | 365 | 6.2617 | 0.60389 | 6 | 0.8656
16560 | 2.7 | 1 | 365 | 3.0739 | 0.18736 | 3 | 0.2613
14279 | 14.535 | 1 | 365 | 16.548 | 0.30864 | 16 | 0.85664
18204 | 10.8 | 1 | 365 | 12.2957 | 0.74945 | 13 | 0.045184
9888 | 5.1 | 1 | 365 | 5.8063 | 0.68724 | 6 | 0.49356
9913 | 5.1 | 1 | 365 | 5.8063 | 0.68724 | 6 | 0.49356
20728 | 13.77 | 1 | 365 | 15.6771 | 0.55555 | 16 | 0.23261
24225 | 8.175 | 1 | 365 | 9.3072 | 0.73396 | 10 | 0.041146
16479 | 12.75 | 1 | 365 | 14.5158 | 0.2181 | 14 | 0.7339
11962 | 9.435 | 1 | 365 | 10.7417 | 0.6214 | 11 | 0.36308
18526 | 8.4 | 1 | 365 | 9.5633 | 0.24957 | 9 | 0.81292
11512 | 7.7 | 1 | 365 | 8.7664 | 0.64544 | 9 | 0.41184
12332 | 8.525 | 1 | 365 | 9.7057 | 0.53603 | 10 | 0.24168
10607 | 7.425 | 1 | 365 | 8.4533 | 0.015249 | 8 | 0.46856
11270 | 6.885 | 1 | 365 | 7.8385 | 0.77778 | 8 | 0.6163
24616 | 5.232 | 1 | 365 | 5.9566 | 0.98973 | 6 | 0.94633
13454 | 8.96 | 1 | 365 | 10.2009 | 0.53288 | 10 | 0.73378
16633 | 9.81 | 1 | 365 | 11.1686 | 0.48075 | 11 | 0.64938
24326 | 7.14 | 1 | 365 | 8.1288 | 0.36214 | 8 | 0.49098
11379 | 3.06 | 1 | 365 | 3.4838 | 0.012345 | 3 | 0.49614
16524 | 6.12 | 1 | 365 | 6.9676 | 0.02469 | 6 | 0.99227
21576 | 3.135 | 1 | 365 | 3.5692 | 0.18422 | 3 | 0.75339
20999 | 7.14 | 1 | 365 | 8.1288 | 0.36214 | 8 | 0.49098
10137 | 5.61 | 1 | 365 | 6.3869 | 0.85597 | 7 | 0.24291
19399 | 12.22 | 1 | 365 | 13.9124 | 0.0035475 | 13 | 0.91594
10760 | 9.9 | 1 | 365 | 11.2711 | 0.687 | 11 | 0.95809
9484 | 7.7 | 1 | 365 | 8.7664 | 0.64544 | 9 | 0.41184
13614 | 6.84 | 1 | 365 | 7.7873 | 0.67465 | 8 | 0.46195
23034 | 4.59 | 1 | 365 | 5.2257 | 0.51852 | 5 | 0.7442
24731 | 4.25 | 1 | 365 | 4.8386 | 0.73937 | 5 | 0.57797
9430 | 9.81 | 1 | 365 | 11.1686 | 0.48075 | 11 | 0.64938
9549 | 9.8 | 1 | 365 | 11.1572 | 0.45784 | 11 | 0.61507
11631 | 8.1 | 1 | 365 | 9.2218 | 0.56209 | 9 | 0.78389
12325 | 8.64 | 1 | 365 | 9.8366 | 0.79956 | 10 | 0.63615
20182 | 4.335 | 1 | 365 | 4.9354 | 0.93416 | 5 | 0.86953
13015 | 5.61 | 1 | 365 | 6.3869 | 0.85597 | 7 | 0.24291
9534 | 5.04 | 1 | 365 | 5.738 | 0.54974 | 6 | 0.28775
15002 | 2.7 | 1 | 365 | 3.0739 | 0.18736 | 3 | 0.2613
14055 | 6.12 | 1 | 365 | 6.9676 | 0.02469 | 6 | 0.99227
77790 | 3.315 | 1 | 365 | 3.7741 | 0.59671 | 4 | 0.37081
16635 | 8.4 | 1 | 365 | 9.5633 | 0.24957 | 9 | 0.81292
9436 | 8.25 | 1 | 365 | 9.3926 | 0.90583 | 10 | 0.2984
9821 | 10.965 | 1 | 365 | 12.4836 | 0.12757 | 12 | 0.61115
18510 | 11.985 | 1 | 365 | 13.6448 | 0.46502 | 14 | 0.10986
14061 | 5.1 | 1 | 365 | 5.8063 | 0.68724 | 6 | 0.49356
10699 | 9.69 | 1 | 365 | 11.032 | 0.20576 | 11 | 0.23776
9867 | 3.315 | 1 | 365 | 3.7741 | 0.59671 | 4 | 0.37081
20444 | 5.865 | 1 | 365 | 6.6773 | 0.44033 | 7 | 0.11759
14059 | 7.395 | 1 | 365 | 8.4192 | 0.9465 | 9 | 0.36566
14347 | 2.7 | 1 | 365 | 3.0739 | 0.18736 | 3 | 0.2613
20064 | 8.91 | 1 | 365 | 10.144 | 0.4183 | 10 | 0.56228
14053 | 4.59 | 1 | 365 | 5.2257 | 0.51852 | 5 | 0.7442
16621 | 4.4 | 1 | 365 | 5.0094 | 0.08311 | 5 | 0.092482
13459 | 8.4 | 1 | 365 | 9.5633 | 0.24957 | 9 | 0.81292
23021 | 5.215 | 1 | 365 | 5.9372 | 0.95078 | 6 | 0.88802
12361 | 7.14 | 1 | 365 | 8.1288 | 0.36214 | 8 | 0.49098
18914 | 6.12 | 1 | 365 | 6.9676 | 0.02469 | 6 | 0.99227
10141 | 6.63 | 1 | 365 | 7.5482 | 0.19341 | 7 | 0.74163
51837 | 10.2 | 1 | 365 | 11.6126 | 0.37448 | 11 | 0.98712
11008 | 5.355 | 1 | 365 | 6.0966 | 0.2716 | 6 | 0.36824
10134 | 12.75 | 1 | 365 | 14.5158 | 0.2181 | 14 | 0.7339
23525 | 8.925 | 1 | 365 | 10.1611 | 0.45267 | 10 | 0.61373
15056 | 9.18 | 1 | 365 | 10.4514 | 0.037035 | 10 | 0.48841
9816 | 9.435 | 1 | 365 | 10.7417 | 0.6214 | 11 | 0.36308
13350 | 7.035 | 1 | 365 | 8.0093 | 0.12152 | 8 | 0.13082
11759 | 8.91 | 1 | 365 | 10.144 | 0.4183 | 10 | 0.56228
51871 | 4.5 | 1 | 365 | 5.1232 | 0.31227 | 5 | 0.43549
9477 | 5.1 | 1 | 365 | 5.8063 | 0.68724 | 6 | 0.49356
10840 | 5.1 | 1 | 365 | 5.8063 | 0.68724 | 6 | 0.49356
11378 | 8.745 | 1 | 365 | 9.9561 | 0.040182 | 9 | 0.99631
10122 | 7.905 | 1 | 365 | 8.9998 | 0.11522 | 9 | 0.11502
11200 | 5.886 | 1 | 365 | 6.7012 | 0.48845 | 7 | 0.18963
50790 | 10.71 | 1 | 365 | 12.1933 | 0.18717 | 12 | 0.38043
10124 | 6.63 | 1 | 365 | 7.5482 | 0.19341 | 7 | 0.74163
10774 | 4.335 | 1 | 365 | 4.9354 | 0.93416 | 5 | 0.86953
21409 | 11.73 | 1 | 365 | 13.3545 | 0.88066 | 14 | 0.23519
15904 | 4.335 | 1 | 365 | 4.9354 | 0.93416 | 5 | 0.86953
16098 | 4.47 | 1 | 365 | 5.0891 | 0.24352 | 5 | 0.33259
19103 | 5.61 | 1 | 365 | 6.3869 | 0.85597 | 7 | 0.24291
9543 | 5.865 | 1 | 365 | 6.6773 | 0.44033 | 7 | 0.11759
13653 | 7.395 | 1 | 365 | 8.4192 | 0.9465 | 9 | 0.36566
13684 | 6.9 | 1 | 365 | 7.8556 | 0.81215 | 8 | 0.66776
15932 | 5.355 | 1 | 365 | 6.0966 | 0.2716 | 6 | 0.36824
33004 | 9.5 | 1 | 365 | 10.8157 | 0.77035 | 11 | 0.58604
14100 | 6.89 | 1 | 365 | 7.8442 | 0.78923 | 8 | 0.63346
13373 | 4.02 | 1 | 365 | 4.5767 | 0.2123 | 4 | 0.78904
14999 | 14.31 | 1 | 365 | 16.2918 | 0.79302 | 17 | 0.084868
12749 | 8.415 | 1 | 365 | 9.5804 | 0.28395 | 9 | 0.86437
22769 | 8.175 | 1 | 365 | 9.3072 | 0.73396 | 10 | 0.041146
13857 | 10.35 | 1 | 365 | 11.7834 | 0.71823 | 12 | 0.50163
21687 | 5.75 | 1 | 365 | 6.5463 | 0.17679 | 6 | 0.72313
11485 | 8.829 | 1 | 365 | 10.0518 | 0.23268 | 10 | 0.28444
9909 | 8.415 | 1 | 365 | 9.5804 | 0.28395 | 9 | 0.86437
9480 | 4.125 | 1 | 365 | 4.6963 | 0.45292 | 5 | 0.1492
12595 | 5.886 | 1 | 365 | 6.7012 | 0.48845 | 7 | 0.18963
11454 | 7.705 | 1 | 365 | 8.7721 | 0.6569 | 9 | 0.42899
15641 | 2.55 | 1 | 365 | 2.9032 | 0.84362 | 3 | 0.74678
11203 | 5.52 | 1 | 365 | 6.2845 | 0.64972 | 6 | 0.9342
11586 | 9.3 | 1 | 365 | 10.588 | 0.31203 | 10 | 0.90002
13790 | 7.14 | 1 | 365 | 8.1288 | 0.36214 | 8 | 0.49098
42570 | 12.96 | 1 | 365 | 14.7549 | 0.69934 | 15 | 0.45422
13072 | 9.625 | 1 | 365 | 10.958 | 0.056804 | 11 | 0.014805
13544 | 10.71 | 1 | 365 | 12.1933 | 0.54321 | 12 | 0.73647
10196 | 2.91 | 1 | 365 | 3.313 | 0.6686 | 3 | 0.98162
12290 | 8.415 | 1 | 365 | 9.5804 | 0.28395 | 9 | 0.86437
9672 | 7.14 | 1 | 365 | 8.1288 | 0.36214 | 8 | 0.49098
32290 | 5.175 | 1 | 365 | 5.8917 | 0.85911 | 6 | 0.75082
9521 | 7.65 | 1 | 365 | 8.7095 | 0.53086 | 9 | 0.24034
15651 | 7 | 1 | 365 | 7.9695 | 0.041312 | 8 | 0.010767
9654 | 10.965 | 1 | 365 | 12.4836 | 0.12757 | 12 | 0.61115
9779 | 5.1 | 1 | 365 | 5.8063 | 0.68724 | 6 | 0.49356
13287 | 4.578 | 1 | 365 | 5.212 | 0.49102 | 5 | 0.70304
11346 | 7.5 | 1 | 365 | 8.5387 | 0.18712 | 8 | 0.72582
15921 | 6.44 | 1 | 365 | 7.3319 | 0.75801 | 8 | 0.089906
13607 | 4.335 | 1 | 365 | 4.9354 | 0.93416 | 5 | 0.86953
12573 | 4.845 | 1 | 365 | 5.516 | 0.10288 | 5 | 0.61888
14242 | 3.825 | 1 | 365 | 4.3547 | 0.76543 | 5 | 0.12017
11797 | 5.61 | 1 | 365 | 6.3869 | 0.85597 | 7 | 0.24291
16055 | 3.92 | 1 | 365 | 4.4629 | 0.98313 | 5 | 0.44603
16588 | 8.37 | 1 | 365 | 9.5292 | 0.18083 | 9 | 0.71002
16833 | 4.845 | 1 | 365 | 5.516 | 0.10288 | 5 | 0.61888
19405 | 7.395 | 1 | 365 | 8.4192 | 0.9465 | 9 | 0.36566
11733 | 9.45 | 1 | 365 | 10.7588 | 0.65577 | 11 | 0.41454
9847 | 2.04 | 1 | 365 | 2.3225 | 0.6749 | 2 | 0.99742
13608 | 4.59 | 1 | 365 | 5.2257 | 0.51852 | 5 | 0.7442
9803 | 4.59 | 1 | 365 | 5.2257 | 0.51852 | 5 | 0.7442
16481 | 3.5 | 1 | 365 | 3.9847 | 0.020656 | 4 | 0.0053836
14758 | 6.885 | 1 | 365 | 7.8385 | 0.77778 | 8 | 0.6163
17760 | 5.61 | 1 | 365 | 6.3869 | 0.85597 | 7 | 0.24291
16356 | 11.88 | 1 | 365 | 13.5253 | 0.2244 | 13 | 0.7497
11385 | 3.57 | 1 | 365 | 4.0644 | 0.18107 | 4 | 0.24549
19171 | 5.67 | 1 | 365 | 6.4553 | 0.99346 | 7 | 0.44872
15036 | 6.47 | 1 | 365 | 7.3661 | 0.82676 | 8 | 0.19281
9437 | 9.995 | 1 | 365 | 11.3792 | 0.9047 | 12 | 0.28395
33002 | 9.075 | 1 | 365 | 10.3318 | 0.79642 | 11 | 0.12824
19707 | 6.05 | 1 | 365 | 6.8879 | 0.86428 | 7 | 0.75216
13541 | 5.4 | 1 | 365 | 6.1479 | 0.37473 | 6 | 0.52259
9646 | 3.825 | 1 | 365 | 4.3547 | 0.76543 | 5 | 0.12017
14341 | 5.4 | 1 | 365 | 6.1479 | 0.37473 | 6 | 0.52259
9446 | 5.4 | 1 | 365 | 6.1479 | 0.37473 | 6 | 0.52259
13017 | 4.83 | 1 | 365 | 5.4989 | 0.068505 | 5 | 0.56743
11549 | 5.559 | 1 | 365 | 6.3289 | 0.73909 | 7 | 0.067979
14251 | 6.867 | 1 | 365 | 7.818 | 0.73653 | 8 | 0.55456
10092 | 8.97 | 1 | 365 | 10.2123 | 0.5558 | 10 | 0.76808
10142 | 8.175 | 1 | 365 | 9.3072 | 0.73396 | 10 | 0.041146
15914 | 4.335 | 1 | 365 | 4.9354 | 0.93416 | 5 | 0.86953
17890 | 7.83 | 1 | 365 | 8.9144 | 0.94335 | 9 | 0.85776
9513 | 5.1 | 1 | 365 | 5.8063 | 0.68724 | 6 | 0.49356
20626 | 10.5 | 1 | 365 | 11.9542 | 0.061968 | 12 | 0.016151
10589 | 6.375 | 1 | 365 | 7.2579 | 0.60905 | 7 | 0.86695
16010 | 6.05 | 1 | 365 | 6.8879 | 0.86428 | 7 | 0.75216
17172 | 9.435 | 1 | 365 | 10.7417 | 0.6214 | 11 | 0.36308
3552 | 34.008 | 0.9 | 365 | 34.8461 | 0.13995 | 34 | 0.98605
4733 | 6.12 | 1 | 365 | 6.9676 | 0.02469 | 6 | 0.99227
4749 | 8 | 1 | 365 | 9.1079 | 0.33293 | 9 | 0.44088
4943 | 4.5 | 1 | 365 | 5.1232 | 0.31227 | 5 | 0.43549
10708 | 7.65 | 1 | 365 | 8.7095 | 0.53086 | 9 | 0.24034
11853 | 9.325 | 1 | 365 | 10.6165 | 0.36932 | 10 | 0.98577
13444 | 8.97 | 1 | 365 | 10.2123 | 0.5558 | 10 | 0.76808
21140 | 14.74 | 1 | 365 | 16.7814 | 0.77842 | 17 | 0.55982
16792 | 7.28 | 1 | 365 | 8.2882 | 0.68296 | 8 | 0.9712
13901 | 7 | 1 | 365 | 7.9695 | 0.041312 | 8 | 0.010767
12404 | 5.886 | 1 | 365 | 6.7012 | 0.48845 | 7 | 0.18963
51873 | 8 | 1 | 365 | 9.1079 | 0.33293 | 9 | 0.44088
13524 | 5.25 | 1 | 365 | 5.9771 | 0.030984 | 6 | 0.0080754
50550 | 7.56 | 1 | 365 | 8.607 | 0.32462 | 8 | 0.93163
19272 | 10.53 | 1 | 365 | 11.9883 | 0.13072 | 12 | 0.11905
25056 | 6 | 1 | 365 | 6.831 | 0.7497 | 7 | 0.58066
11293 | 4.125 | 1 | 365 | 4.6963 | 0.45292 | 5 | 0.1492
11299 | 6.6 | 1 | 365 | 7.5141 | 0.12467 | 7 | 0.63872
54188 | 7 | 1 | 365 | 7.9695 | 0.041312 | 8 | 0.010767
11856 | 6.89 | 1 | 365 | 7.8442 | 0.78923 | 8 | 0.63346
20192 | 2.616 | 1 | 365 | 2.9783 | 0.99487 | 3 | 0.97317
26886 | 4.9 | 1 | 365 | 5.5786 | 0.22892 | 5 | 0.80754
17170 | 8.525 | 1 | 365 | 9.7057 | 0.53603 | 10 | 0.24168
16082 | 3.57 | 1 | 365 | 4.0644 | 0.18107 | 4 | 0.24549
51128 | 7.35 | 1 | 365 | 8.3679 | 0.84338 | 9 | 0.21131
11964 | 11.475 | 1 | 365 | 13.0642 | 0.29629 | 13 | 0.36051
17077 | 4.845 | 1 | 365 | 5.516 | 0.10288 | 5 | 0.61888
26925 | 8.415 | 1 | 365 | 9.5804 | 0.28395 | 9 | 0.86437
16030 | 6.215 | 1 | 365 | 7.0757 | 0.24239 | 7 | 0.31813
25166 | 6.47 | 1 | 365 | 7.3661 | 0.82676 | 8 | 0.19281
14719 | 5.47 | 1 | 365 | 6.2276 | 0.53514 | 6 | 0.7627
52706 | 13.26 | 1 | 365 | 15.0964 | 0.38683 | 15 | 0.48325
20880 | 6.89 | 1 | 365 | 7.8442 | 0.78923 | 8 | 0.63346
12125 | 2.55 | 1 | 365 | 2.9032 | 0.84362 | 3 | 0.74678
13518 | 4.16 | 1 | 365 | 4.7361 | 0.53312 | 5 | 0.26926
10867 | 7.245 | 1 | 365 | 8.2484 | 0.60276 | 8 | 0.85114
16277 | 8.505 | 1 | 365 | 9.6829 | 0.49019 | 10 | 0.17308
30751 | 4.98 | 1 | 365 | 5.6697 | 0.41225 | 6 | 0.081946
10753 | 6.44 | 1 | 365 | 7.3319 | 0.75801 | 8 | 0.089906
30994 | 7.905 | 1 | 365 | 8.9998 | 0.11522 | 9 | 0.11502
10739 | 8.25 | 1 | 365 | 9.3926 | 0.90583 | 10 | 0.2984
11440 | 6.555 | 1 | 365 | 7.4628 | 0.021543 | 7 | 0.48437
10677 | 6.885 | 1 | 365 | 7.8385 | 0.77778 | 8 | 0.6163
10953 | 6.54 | 1 | 365 | 7.4457 | 0.98717 | 8 | 0.43292
13073 | 5.1 | 1 | 365 | 5.8063 | 0.68724 | 6 | 0.49356
10752 | 7.25 | 1 | 365 | 8.2541 | 0.61422 | 8 | 0.86829
10730 | 3.825 | 1 | 365 | 4.3547 | 0.76543 | 5 | 0.12017
10693 | 3.315 | 1 | 365 | 3.7741 | 0.59671 | 4 | 0.37081
16622 | 5.75 | 1 | 365 | 6.5463 | 0.17679 | 6 | 0.72313
17469 | 6.63 | 1 | 365 | 7.5482 | 0.19341 | 7 | 0.74163
13910 | 7.84 | 1 | 365 | 8.9258 | 0.96627 | 9 | 0.89206
13950 | 3.92 | 1 | 365 | 4.4629 | 0.98313 | 5 | 0.44603
19498 | 6.63 | 1 | 365 | 7.5482 | 0.19341 | 7 | 0.74163
53983 | 10.71 | 1 | 365 | 12.1933 | 0.54321 | 12 | 0.73647
51874 | 7.84 | 1 | 365 | 8.9258 | 0.96627 | 9 | 0.89206
42582 | 7.65 | 1 | 365 | 8.7095 | 0.53086 | 9 | 0.24034
14418 | 4.08 | 1 | 365 | 4.6451 | 0.34979 | 4 | 0.99485
22197 | 8.25 | 1 | 365 | 9.3926 | 0.90583 | 10 | 0.2984
12169 | 10.08 | 1 | 365 | 11.476 | 0.099489 | 11 | 0.5755
16349 | 9.72 | 1 | 365 | 11.0662 | 0.27451 | 11 | 0.34067
23019 | 10.215 | 1 | 365 | 11.6297 | 0.40886 | 12 | 0.03857
24093 | 6.21 | 1 | 365 | 7.07 | 0.23094 | 7 | 0.30098
80797 | 4.95 | 1 | 365 | 5.6355 | 0.3435 | 5 | 0.97904
20474 | 14.84 | 1 | 365 | 16.8952 | 0.0075814 | 16 | 0.90283
18831 | 4.335 | 1 | 365 | 4.9354 | 0.93416 | 5 | 0.86953
21057 | 9.12 | 1 | 365 | 10.3831 | 0.89954 | 11 | 0.2826
13075 | 2.7 | 1 | 365 | 3.0739 | 0.18736 | 3 | 0.2613
48622 | 9.045 | 1 | 365 | 10.2977 | 0.72767 | 11 | 0.025341
16697 | 6.375 | 1 | 365 | 7.2579 | 0.60905 | 7 | 0.86695
24445 | 4.4 | 1 | 365 | 5.0094 | 0.08311 | 5 | 0.092482
17082 | 6.03 | 1 | 365 | 6.8651 | 0.81844 | 7 | 0.68356
21124 | 7.02 | 1 | 365 | 7.9922 | 0.087144 | 8 | 0.079369
10696 | 9.6 | 1 | 365 | 10.9295 | 0.99951 | 11 | 0.92905
12860 | 10.71 | 1 | 365 | 12.1933 | 0.54321 | 12 | 0.73647
11264 | 9.18 | 1 | 365 | 10.4514 | 0.037035 | 10 | 0.48841
11747 | 8.25 | 1 | 365 | 9.3926 | 0.90583 | 10 | 0.2984
25095 | 5.25 | 1 | 365 | 5.9771 | 0.030984 | 6 | 0.0080754
12330 | 14.85 | 1 | 365 | 16.9066 | 0.030498 | 16 | 0.93713
12780 | 8.28 | 1 | 365 | 9.4267 | 0.97458 | 10 | 0.40131
15110 | 7.245 | 1 | 365 | 8.2484 | 0.60276 | 8 | 0.85114
12936 | 7.15 | 1 | 365 | 8.1402 | 0.38505 | 8 | 0.52528
15653 | 11.75 | 1 | 365 | 13.3773 | 0.92649 | 14 | 0.30379
16364 | 12.42 | 1 | 365 | 14.1401 | 0.46187 | 14 | 0.60196
19179 | 10.2 | 1 | 365 | 11.6126 | 0.37448 | 11 | 0.98712
16872 | 3 | 1 | 365 | 3.4155 | 0.87485 | 4 | 0.29033
20486 | 10.98 | 1 | 365 | 12.5007 | 0.16194 | 12 | 0.6626
21271 | 4.08 | 1 | 365 | 4.6451 | 0.34979 | 4 | 0.99485
13984 | 2.75 | 1 | 365 | 3.1309 | 0.30194 | 3 | 0.4328
10711 | 6.12 | 1 | 365 | 6.9676 | 0.02469 | 6 | 0.99227
51947 | 5.75 | 1 | 365 | 6.5463 | 0.17679 | 6 | 0.72313
10771 | 12 | 1 | 365 | 13.6619 | 0.49939 | 14 | 0.16132
16591 | 5.88 | 1 | 365 | 6.6943 | 0.4747 | 7 | 0.16904
11442 | 6.375 | 1 | 365 | 7.2579 | 0.60905 | 7 | 0.86695
13610 | 5.88 | 1 | 365 | 6.6943 | 0.4747 | 7 | 0.16904
45242 | 4.8 | 1 | 365 | 5.4648 | 0.99976 | 6 | 0.46453
10751 | 10.464 | 1 | 365 | 11.9132 | 0.97947 | 12 | 0.89267
20813 | 7.14 | 1 | 365 | 8.1288 | 0.36214 | 8 | 0.49098
12234 | 6.21 | 1 | 365 | 7.07 | 0.23094 | 7 | 0.30098
15000 | 2.7 | 1 | 365 | 3.0739 | 0.18736 | 3 | 0.2613
51156 | 5.98 | 1 | 365 | 6.8082 | 0.70386 | 7 | 0.51206
15691 | 5.7 | 1 | 365 | 6.4894 | 0.062211 | 6 | 0.55162
32882 | 5.61 | 1 | 365 | 6.3869 | 0.85597 | 7 | 0.24291
17148 | 6.72 | 1 | 365 | 7.6507 | 0.39966 | 8 | 0.050337
51901 | 5.1 | 1 | 365 | 5.8063 | 0.68724 | 6 | 0.49356
15785 | 9.18 | 1 | 365 | 10.4514 | 0.037035 | 10 | 0.48841
15490 | 4.08 | 1 | 365 | 4.6451 | 0.34979 | 4 | 0.99485
10737 | 8.75 | 1 | 365 | 9.9618 | 0.05164 | 10 | 0.013459
11259 | 9.69 | 1 | 365 | 11.032 | 0.20576 | 11 | 0.23776
10741 | 8.67 | 1 | 365 | 9.8707 | 0.86831 | 10 | 0.73905
10684 | 6.75 | 1 | 365 | 7.6848 | 0.46841 | 8 | 0.15324
15488 | 8.25 | 1 | 365 | 9.3926 | 0.90583 | 10 | 0.2984
11484 | 9.156 | 1 | 365 | 10.424 | 0.98204 | 11 | 0.40608
12925 | 11.44 | 1 | 365 | 13.0244 | 0.21609 | 13 | 0.24045
10691 | 4.08 | 1 | 365 | 4.6451 | 0.34979 | 4 | 0.99485
10876 | 10.92 | 1 | 365 | 12.4324 | 0.024447 | 12 | 0.4568
12577 | 7.395 | 1 | 365 | 8.4192 | 0.9465 | 9 | 0.36566
16279 | 8.8 | 1 | 365 | 10.0187 | 0.16622 | 10 | 0.18496
10736 | 5.1 | 1 | 365 | 5.8063 | 0.68724 | 6 | 0.49356
10692 | 2.295 | 1 | 365 | 2.6128 | 0.25926 | 2 | 0.8721
11325 | 5.865 | 1 | 365 | 6.6773 | 0.44033 | 7 | 0.11759
10916 | 5.2 | 1 | 365 | 5.9202 | 0.9164 | 6 | 0.83657
11748 | 10.5 | 1 | 365 | 11.9542 | 0.061968 | 12 | 0.016151
10695 | 5.865 | 1 | 365 | 6.6773 | 0.44033 | 7 | 0.11759
10697 | 3.06 | 1 | 365 | 3.4838 | 0.012345 | 3 | 0.49614
10689 | 5.83 | 1 | 365 | 6.6374 | 0.36012 | 6 | 0.99754
10875 | 11.22 | 1 | 365 | 12.7739 | 0.71193 | 13 | 0.48583
10755 | 10.791 | 1 | 365 | 12.2855 | 0.72883 | 13 | 0.014313
10877 | 7.5 | 1 | 365 | 8.5387 | 0.18712 | 8 | 0.72582
10776 | 9.38 | 1 | 365 | 10.6791 | 0.49536 | 11 | 0.17443
67830 | 6.555 | 1 | 365 | 7.4628 | 0.021543 | 7 | 0.48437
18600 | 5.5 | 1 | 365 | 6.2617 | 0.60389 | 6 | 0.8656
26885 | 3.675 | 1 | 365 | 4.184 | 0.42169 | 4 | 0.60565
11202 | 7.56 | 1 | 365 | 8.607 | 0.32462 | 8 | 0.93163
25075 | 8.12 | 1 | 365 | 9.2446 | 0.60792 | 9 | 0.85249
32854 | 11.88 | 1 | 365 | 13.5253 | 0.2244 | 13 | 0.7497
21792 | 4.5 | 1 | 365 | 5.1232 | 0.31227 | 5 | 0.43549
18219 | 6.05 | 1 | 365 | 6.8879 | 0.86428 | 7 | 0.75216
19383 | 6 | 1 | 365 | 6.831 | 0.7497 | 7 | 0.58066
30524 | 3.78 | 1 | 365 | 4.3035 | 0.66231 | 4 | 0.96581
22588 | 3.64 | 1 | 365 | 4.1441 | 0.34148 | 4 | 0.4856
14438 | 3.85 | 1 | 365 | 4.3832 | 0.82272 | 5 | 0.20592
17155 | 7.84 | 1 | 365 | 8.9258 | 0.96627 | 9 | 0.89206
13570 | 5.1 | 1 | 365 | 5.8063 | 0.68724 | 6 | 0.49356
20274 | 8.16 | 1 | 365 | 9.2901 | 0.69959 | 9 | 0.98969
13958 | 14.535 | 1 | 365 | 16.548 | 0.30864 | 16 | 0.85664
25589 | 9.483 | 1 | 365 | 10.7963 | 0.73139 | 11 | 0.52773
26650 | 6.36 | 1 | 365 | 7.2408 | 0.57468 | 7 | 0.8155
22068 | 6.3 | 1 | 365 | 7.1725 | 0.43718 | 7 | 0.60969
80891 | 10.965 | 1 | 365 | 12.4836 | 0.12757 | 12 | 0.61115
18514 | 4.24 | 1 | 365 | 4.8272 | 0.71645 | 5 | 0.54366
14339 | 5.61 | 1 | 365 | 6.3869 | 0.85597 | 7 | 0.24291
16586 | 11.925 | 1 | 365 | 13.5765 | 0.32752 | 13 | 0.90406
10726 | 8.75 | 1 | 365 | 9.9618 | 0.05164 | 10 | 0.013459
10954 | 12.06 | 1 | 365 | 13.7302 | 0.63689 | 14 | 0.36712
10775 | 5.355 | 1 | 365 | 6.0966 | 0.2716 | 6 | 0.36824
18326 | 8.8 | 1 | 365 | 10.0187 | 0.16622 | 10 | 0.18496
11071 | 11 | 1 | 365 | 12.5234 | 0.20778 | 12 | 0.73121
17591 | 6.72 | 1 | 365 | 7.6507 | 0.39966 | 8 | 0.050337
20946 | 5.886 | 1 | 365 | 6.7012 | 0.48845 | 7 | 0.18963
48818 | 4.86 | 1 | 365 | 5.5331 | 0.13725 | 5 | 0.67033
16607 | 8.4 | 1 | 365 | 9.5633 | 0.24957 | 9 | 0.81292
54393 | 13.5 | 1 | 365 | 15.3697 | 0.93682 | 16 | 0.30648
11509 | 7.75 | 1 | 365 | 8.8233 | 0.76002 | 9 | 0.58335
18596 | 2.7 | 1 | 365 | 3.0739 | 0.18736 | 3 | 0.2613
11268 | 10.05 | 1 | 365 | 11.4419 | 0.030741 | 11 | 0.4726
10714 | 3.25 | 1 | 365 | 3.7001 | 0.44775 | 4 | 0.14786
11488 | 6.7 | 1 | 365 | 7.6279 | 0.35383 | 7 | 0.98173
21000 | 8.4 | 1 | 365 | 9.5633 | 0.24957 | 9 | 0.81292
13120 | 9.483 | 1 | 365 | 10.7963 | 0.73139 | 11 | 0.52773
22586 | 7.28 | 1 | 365 | 8.2882 | 0.68296 | 8 | 0.9712
33547 | 5.5 | 1 | 365 | 6.2617 | 0.60389 | 6 | 0.8656
14931 | 12 | 1 | 365 | 13.6619 | 0.49939 | 14 | 0.16132
77451 | 3.06 | 1 | 365 | 3.4838 | 0.012345 | 3 | 0.49614
31240 | 4.48 | 1 | 365 | 5.1005 | 0.26644 | 5 | 0.36689
11772 | 4.76 | 1 | 365 | 5.4192 | 0.90809 | 6 | 0.32732
26880 | 3.43 | 1 | 365 | 3.905 | 0.86024 | 4 | 0.76528
20245 | 4.4 | 1 | 365 | 5.0094 | 0.08311 | 5 | 0.092482
53970 | 6.63 | 1 | 365 | 7.5482 | 0.19341 | 7 | 0.74163
26883 | 4.9 | 1 | 365 | 5.5786 | 0.22892 | 5 | 0.80754
32840 | 10.64 | 1 | 365 | 12.1136 | 0.38279 | 12 | 0.49637
14828 | 5.88 | 1 | 365 | 6.6943 | 0.4747 | 7 | 0.16904
14170 | 5.61 | 1 | 365 | 6.3869 | 0.85597 | 7 | 0.24291
26400 | 6.12 | 1 | 365 | 6.9676 | 0.02469 | 6 | 0.99227
11487 | 12.395 | 1 | 365 | 14.1116 | 0.40458 | 14 | 0.51621
17844 | 4.8 | 1 | 365 | 5.4648 | 0.99976 | 6 | 0.46453
15694 | 7.2 | 1 | 365 | 8.1972 | 0.49964 | 8 | 0.69679
22614 | 8.4 | 1 | 365 | 9.5633 | 0.24957 | 9 | 0.81292
11907 | 5.61 | 1 | 365 | 6.3869 | 0.85597 | 7 | 0.24291
14499 | 8.925 | 1 | 365 | 10.1611 | 0.45267 | 10 | 0.61373
21068 | 3.924 | 1 | 365 | 4.4674 | 0.9923 | 5 | 0.45975
17798 | 5.61 | 1 | 365 | 6.3869 | 0.85597 | 7 | 0.24291
12455 | 6.54 | 1 | 365 | 7.4457 | 0.98717 | 8 | 0.43292
10682 | 11.22 | 1 | 365 | 12.7739 | 0.71193 | 13 | 0.48583
10998 | 7.7 | 1 | 365 | 8.7664 | 0.64544 | 9 | 0.41184
13643 | 11.475 | 1 | 365 | 13.0642 | 0.29629 | 13 | 0.36051
12239 | 7 | 1 | 365 | 7.9695 | 0.041312 | 8 | 0.010767
12775 | 5.225 | 1 | 365 | 5.9486 | 0.97369 | 6 | 0.92232
10679 | 3.57 | 1 | 365 | 4.0644 | 0.18107 | 4 | 0.24549
19587 | 8.37 | 1 | 365 | 9.5292 | 0.18083 | 9 | 0.71002
13520 | 7 | 1 | 365 | 7.9695 | 0.041312 | 8 | 0.010767
23576 | 4.59 | 1 | 365 | 5.2257 | 0.51852 | 5 | 0.7442
14125 | 5.3 | 1 | 365 | 6.034 | 0.14556 | 6 | 0.17958
19501 | 6 | 1 | 365 | 6.831 | 0.7497 | 7 | 0.58066
20195 | 5.04 | 1 | 365 | 5.738 | 0.54974 | 6 | 0.28775
12827 | 7.29 | 1 | 365 | 8.2996 | 0.70588 | 9 | 0.005499
17177 | 6.9 | 1 | 365 | 7.8556 | 0.81215 | 8 | 0.66776
21615 | 4.98 | 1 | 365 | 5.6697 | 0.41225 | 6 | 0.081946
13457 | 8.8 | 1 | 365 | 10.0187 | 0.16622 | 10 | 0.18496
20243 | 7.975 | 1 | 365 | 9.0795 | 0.27564 | 9 | 0.35512
16291 | 6.325 | 1 | 365 | 7.201 | 0.49447 | 7 | 0.69544
12905 | 7.2 | 1 | 365 | 8.1972 | 0.49964 | 8 | 0.69679
54265 | 5.4 | 1 | 365 | 6.1479 | 0.37473 | 6 | 0.52259
11536 | 9.945 | 1 | 365 | 11.3223 | 0.79012 | 12 | 0.11244
31128 | 6.615 | 1 | 365 | 7.5311 | 0.15904 | 7 | 0.69018
13534 | 6.12 | 1 | 365 | 6.9676 | 0.02469 | 6 | 0.99227
49273 | 5.1 | 1 | 365 | 5.8063 | 0.68724 | 6 | 0.49356
21011 | 4.95 | 1 | 365 | 5.6355 | 0.3435 | 5 | 0.97904
15065 | 7.02 | 1 | 365 | 7.9922 | 0.087144 | 8 | 0.079369
12596 | 9.81 | 1 | 365 | 11.1686 | 0.48075 | 11 | 0.64938
13363 | 5.7 | 1 | 365 | 6.4894 | 0.062211 | 6 | 0.55162
20077 | 4.86 | 1 | 365 | 5.5331 | 0.13725 | 5 | 0.67033
45249 | 8.1 | 1 | 365 | 9.2218 | 0.56209 | 9 | 0.78389
25047 | 10.64 | 1 | 365 | 12.1136 | 0.38279 | 12 | 0.49637
11002 | 5.232 | 1 | 365 | 5.9566 | 0.98973 | 6 | 0.94633
13283 | 9.81 | 1 | 365 | 11.1686 | 0.48075 | 11 | 0.64938
16836 | 7.84 | 1 | 365 | 8.9258 | 0.96627 | 9 | 0.89206
17433 | 4.578 | 1 | 365 | 5.212 | 0.49102 | 5 | 0.70304
23040 | 9.315 | 1 | 365 | 10.6051 | 0.3464 | 10 | 0.95147
18347 | 6.5 | 1 | 365 | 7.4002 | 0.8955 | 8 | 0.29571
50593 | 6.12 | 1 | 365 | 6.9676 | 0.02469 | 6 | 0.99227
10754 | 6.72 | 1 | 365 | 7.6507 | 0.39966 | 8 | 0.050337
18690 | 4.32 | 1 | 365 | 4.9183 | 0.89978 | 5 | 0.81807
51090 | 11.275 | 1 | 365 | 12.8365 | 0.83797 | 13 | 0.67449
12822 | 8.67 | 1 | 365 | 9.8707 | 0.86831 | 10 | 0.73905
15198 | 9.99 | 1 | 365 | 11.3736 | 0.89324 | 12 | 0.26679
11486 | 12.753 | 1 | 365 | 14.5192 | 0.22498 | 14 | 0.74419
23035 | 3.3 | 1 | 365 | 3.757 | 0.56233 | 4 | 0.31936
19710 | 6.6 | 1 | 365 | 7.5141 | 0.12467 | 7 | 0.63872
11069 | 6.6 | 1 | 365 | 7.5141 | 0.12467 | 7 | 0.63872
18598 | 6.6 | 1 | 365 | 7.5141 | 0.12467 | 7 | 0.63872
14922 | 5.04 | 1 | 365 | 5.738 | 0.54974 | 6 | 0.28775
12286 | 7.245 | 1 | 365 | 8.2484 | 0.60276 | 8 | 0.85114
19193 | 5.895 | 1 | 365 | 6.7114 | 0.50908 | 7 | 0.2205
14553 | 5.83 | 1 | 365 | 6.6374 | 0.36012 | 6 | 0.99754
14019 | 3.924 | 1 | 365 | 4.4674 | 0.9923 | 5 | 0.45975
24137 | 6.21 | 1 | 365 | 7.07 | 0.23094 | 7 | 0.30098
13384 | 7.7 | 1 | 365 | 8.7664 | 0.64544 | 9 | 0.41184
11262 | 9.69 | 1 | 365 | 11.032 | 0.20576 | 11 | 0.23776
14824 | 4.125 | 1 | 365 | 4.6963 | 0.45292 | 5 | 0.1492
10685 | 9.435 | 1 | 365 | 10.7417 | 0.6214 | 11 | 0.36308
13611 | 7.905 | 1 | 365 | 8.9998 | 0.11522 | 9 | 0.11502
16692 | 5.232 | 1 | 365 | 5.9566 | 0.98973 | 6 | 0.94633
59054 | 4.83 | 1 | 365 | 5.4989 | 0.068505 | 5 | 0.56743
19320 | 11.25 | 1 | 365 | 12.8081 | 0.78068 | 13 | 0.58873
13442 | 9.72 | 1 | 365 | 11.0662 | 0.27451 | 11 | 0.34067
51946 | 7.5 | 1 | 365 | 8.5387 | 0.18712 | 8 | 0.72582
51945 | 6.25 | 1 | 365 | 7.1156 | 0.3226 | 7 | 0.43818
10744 | 3.92 | 1 | 365 | 4.4629 | 0.98313 | 5 | 0.44603
16826 | 4.845 | 1 | 365 | 5.516 | 0.10288 | 5 | 0.61888
47245 | 4.335 | 1 | 365 | 4.9354 | 0.9329 | 5 | 0.86827
5594 | 8 | 1 | 365 | 9.1079 | 0.33293 | 9 | 0.44088
6106 | 6.48 | 1 | 365 | 7.3774 | 0.84967 | 8 | 0.22711
23230 | 6.375 | 1 | 365 | 7.2579 | 0.60905 | 7 | 0.86695
32077 | 7.14 | 1 | 365 | 8.1288 | 0.36214 | 8 | 0.49098
11861 | 8.4 | 1 | 365 | 9.5633 | 0.24957 | 9 | 0.81292
13074 | 9.18 | 1 | 365 | 10.4514 | 0.037035 | 10 | 0.48841
20542 | 4.4 | 1 | 365 | 5.0094 | 0.08311 | 5 | 0.092482
36720 | 5.47 | 1 | 365 | 6.2276 | 0.53514 | 6 | 0.7627
14672 | 7.7 | 1 | 365 | 8.7664 | 0.64544 | 9 | 0.41184
18006 | 11.76 | 1 | 365 | 13.3887 | 0.9494 | 14 | 0.33809
13796 | 5.61 | 1 | 365 | 6.3869 | 0.85597 | 7 | 0.24291
16322 | 4.08 | 1 | 365 | 4.6451 | 0.34979 | 4 | 0.99485
26630 | 8.16 | 1 | 365 | 9.2901 | 0.69959 | 9 | 0.98969
14253 | 5.5 | 1 | 365 | 6.2617 | 0.60389 | 6 | 0.8656
22434 | 7.848 | 1 | 365 | 8.9349 | 0.9846 | 9 | 0.9195
18349 | 7.905 | 1 | 365 | 8.9998 | 0.11522 | 9 | 0.11502
25740 | 7.395 | 1 | 365 | 8.4192 | 0.9465 | 9 | 0.36566
12931 | 4.32 | 1 | 365 | 4.9183 | 0.89978 | 5 | 0.81807
24108 | 7.905 | 1 | 365 | 8.9998 | 0.11522 | 9 | 0.11502
56204 | 8.88 | 1 | 365 | 10.1098 | 0.34955 | 10 | 0.45937
10881 | 3.57 | 1 | 365 | 4.0644 | 0.18107 | 4 | 0.24549
16894 | 5.775 | 1 | 365 | 6.5748 | 0.23408 | 6 | 0.80888
10883 | 6.3 | 1 | 365 | 7.1725 | 0.43718 | 7 | 0.60969
10886 | 4.5 | 1 | 365 | 5.1232 | 0.31227 | 5 | 0.43549
11017 | 8.16 | 1 | 365 | 9.2901 | 0.69959 | 9 | 0.98969
12348 | 5.13 | 1 | 365 | 5.8405 | 0.75599 | 6 | 0.59646
10946 | 10.71 | 1 | 365 | 12.1933 | 0.54321 | 12 | 0.73647
12594 | 6.875 | 1 | 365 | 7.8271 | 0.75486 | 8 | 0.582
56595 | 7.5 | 1 | 365 | 8.5387 | 0.18712 | 8 | 0.72582
10882 | 7.2 | 1 | 365 | 8.1972 | 0.49964 | 8 | 0.69679
10878 | 4.08 | 1 | 365 | 4.6451 | 0.34979 | 4 | 0.99485
11015 | 2.55 | 1 | 365 | 2.9032 | 0.84362 | 3 | 0.74678
12592 | 5.775 | 1 | 365 | 6.5748 | 0.23408 | 6 | 0.80888
15391 | 12.96 | 1 | 365 | 14.7549 | 0.69934 | 15 | 0.45422
14907 | 9.045 | 1 | 365 | 10.2977 | 0.72767 | 11 | 0.025341
51364 | 9.69 | 1 | 365 | 11.032 | 0.20576 | 11 | 0.23776
21125 | 9.81 | 1 | 365 | 11.1686 | 0.48075 | 11 | 0.64938
32011 | 3.92 | 1 | 365 | 4.4629 | 0.98313 | 5 | 0.44603
12403 | 12.099 | 1 | 365 | 13.7746 | 0.72626 | 14 | 0.5009
16890 | 6 | 1 | 365 | 6.831 | 0.7497 | 7 | 0.58066
22553 | 5.04 | 1 | 365 | 5.738 | 0.54974 | 6 | 0.28775
26851 | 4.08 | 1 | 365 | 4.6451 | 0.34979 | 4 | 0.99485
51916 | 3.315 | 1 | 365 | 3.7741 | 0.59671 | 4 | 0.37081
13533 | 5.865 | 1 | 365 | 6.6773 | 0.44033 | 7 | 0.11759
15645 | 8.4 | 1 | 365 | 9.5633 | 0.24957 | 9 | 0.81292
20096 | 8.525 | 1 | 365 | 9.7057 | 0.53603 | 10 | 0.24168
11300 | 7.8 | 1 | 365 | 8.8803 | 0.8746 | 9 | 0.75485
12811 | 6.375 | 1 | 365 | 7.2579 | 0.60905 | 7 | 0.86695
18864 | 4.08 | 1 | 365 | 4.6451 | 0.34979 | 4 | 0.99485
15925 | 7.95 | 1 | 365 | 9.051 | 0.21835 | 9 | 0.26937
23042 | 6.03 | 1 | 365 | 6.8651 | 0.81844 | 7 | 0.68356
13953 | 7.245 | 1 | 365 | 8.2484 | 0.60276 | 8 | 0.85114
20642 | 3.575 | 1 | 365 | 4.0701 | 0.19253 | 4 | 0.26264
14899 | 5 | 1 | 365 | 5.6925 | 0.45808 | 6 | 0.15055
17907 | 9.15 | 1 | 365 | 10.4172 | 0.96829 | 11 | 0.3855
16353 | 5.3 | 1 | 365 | 6.034 | 0.14556 | 6 | 0.17958
21126 | 5.232 | 1 | 365 | 5.9566 | 0.98973 | 6 | 0.94633
16365 | 6.63 | 1 | 365 | 7.5482 | 0.19341 | 7 | 0.74163
11254 | 2.8 | 1 | 365 | 3.1878 | 0.41652 | 3 | 0.60431
13281 | 6.05 | 1 | 365 | 6.8879 | 0.86428 | 7 | 0.75216
13013 | 10.725 | 1 | 365 | 12.2103 | 0.57758 | 12 | 0.78793
13460 | 4.95 | 1 | 365 | 5.6355 | 0.3435 | 5 | 0.97904
11628 | 4.675 | 1 | 365 | 5.3225 | 0.7133 | 6 | 0.035762
14551 | 5.232 | 1 | 365 | 5.9566 | 0.98973 | 6 | 0.94633
19701 | 7.29 | 1 | 365 | 8.2996 | 0.70588 | 9 | 0.005499
13138 | 8.71 | 1 | 365 | 9.9163 | 0.95998 | 10 | 0.87625
13449 | 7.95 | 1 | 365 | 9.051 | 0.21835 | 9 | 0.26937
46954 | 8.55 | 1 | 365 | 9.7341 | 0.59332 | 10 | 0.32744
17088 | 7.2 | 1 | 365 | 8.1972 | 0.49964 | 8 | 0.69679
16860 | 7.28 | 1 | 365 | 8.2882 | 0.68296 | 8 | 0.9712
11062 | 5.6 | 1 | 365 | 6.3756 | 0.83305 | 7 | 0.20861
13470 | 5.5 | 1 | 365 | 6.2617 | 0.60389 | 6 | 0.8656
31575 | 14.4 | 1 | 365 | 16.3943 | 0.99927 | 17 | 0.39358
13612 | 7.848 | 1 | 365 | 8.9349 | 0.9846 | 9 | 0.9195
18699 | 10.36 | 1 | 365 | 11.7948 | 0.74114 | 12 | 0.53594
26171 | 9.045 | 1 | 365 | 10.2977 | 0.72767 | 11 | 0.025341
24181 | 7.15 | 1 | 365 | 8.1402 | 0.38505 | 8 | 0.52528
13352 | 7.84 | 1 | 365 | 8.9258 | 0.96627 | 9 | 0.89206
21186 | 7.65 | 1 | 365 | 8.7095 | 0.53086 | 9 | 0.24034
17467 | 4.05 | 1 | 365 | 4.6109 | 0.28104 | 4 | 0.89194
20427 | 4.578 | 1 | 365 | 5.212 | 0.49102 | 5 | 0.70304
10890 | 6.75 | 1 | 365 | 7.6848 | 0.46841 | 8 | 0.15324
19706 | 10.92 | 1 | 365 | 12.4324 | 0.024447 | 12 | 0.4568
12166 | 6.44 | 1 | 365 | 7.3319 | 0.75801 | 8 | 0.089906
12150 | 6.54 | 1 | 365 | 7.4457 | 0.98717 | 8 | 0.43292
17317 | 8.84 | 1 | 365 | 10.0643 | 0.25789 | 10 | 0.32217
13285 | 6.72 | 1 | 365 | 7.6507 | 0.39966 | 8 | 0.050337
20761 | 9.075 | 1 | 365 | 10.3318 | 0.79642 | 11 | 0.12824
11070 | 7.84 | 1 | 365 | 8.9258 | 0.96627 | 9 | 0.89206
15636 | 4.08 | 1 | 365 | 4.6451 | 0.34979 | 4 | 0.99485
16581 | 6.48 | 1 | 365 | 7.3774 | 0.84967 | 8 | 0.22711
10951 | 7.84 | 1 | 365 | 8.9258 | 0.96627 | 9 | 0.89206
14195 | 4.8 | 1 | 365 | 5.4648 | 0.99976 | 6 | 0.46453
11204 | 7.42 | 1 | 365 | 8.4476 | 0.0037907 | 8 | 0.45141
26542 | 10.78 | 1 | 365 | 12.273 | 0.70362 | 12 | 0.97658
26524 | 6.12 | 1 | 365 | 6.9676 | 0.02469 | 6 | 0.99227
51902 | 3.57 | 1 | 365 | 4.0644 | 0.18107 | 4 | 0.24549
42990 | 8.835 | 1 | 365 | 10.0586 | 0.24643 | 10 | 0.30502
18521 | 6.63 | 1 | 365 | 7.5482 | 0.19341 | 7 | 0.74163
16866 | 9.35 | 1 | 365 | 10.6449 | 0.42661 | 11 | 0.071525
24981 | 14.04 | 1 | 365 | 15.9845 | 0.17429 | 16 | 0.15874
21191 | 6.75 | 1 | 365 | 7.6848 | 0.46841 | 8 | 0.15324
19152 | 8.4 | 1 | 365 | 9.5633 | 0.24957 | 9 | 0.81292
10952 | 6.875 | 1 | 365 | 7.8271 | 0.75486 | 8 | 0.582
13565 | 4.86 | 1 | 365 | 5.5331 | 0.13725 | 5 | 0.67033
19619 | 7.28 | 1 | 365 | 8.2882 | 0.68296 | 8 | 0.9712
16280 | 8.1 | 1 | 365 | 9.2218 | 0.56209 | 9 | 0.78389
14407 | 8.68 | 1 | 365 | 9.8821 | 0.89123 | 10 | 0.77335
22533 | 9.715 | 1 | 365 | 11.0605 | 0.26305 | 11 | 0.32351
14820 | 7.28 | 1 | 365 | 8.2882 | 0.68296 | 8 | 0.9712
51943 | 8.75 | 1 | 365 | 9.9618 | 0.05164 | 10 | 0.013459
24158 | 5.5 | 1 | 365 | 6.2617 | 0.60389 | 6 | 0.8656
22457 | 7.521 | 1 | 365 | 8.5626 | 0.23524 | 8 | 0.79785
22782 | 8.75 | 1 | 365 | 9.9618 | 0.05164 | 10 | 0.013459
21549 | 3.135 | 1 | 365 | 3.5692 | 0.18422 | 3 | 0.75339
23947 | 2 | 1 | 365 | 2.277 | 0.58323 | 2 | 0.86022
10889 | 6 | 1 | 365 | 6.831 | 0.7497 | 7 | 0.58066
13576 | 5.5 | 1 | 365 | 6.2617 | 0.60389 | 6 | 0.8656
24868 | 6.05 | 1 | 365 | 6.8879 | 0.86428 | 7 | 0.75216
12402 | 9.156 | 1 | 365 | 10.424 | 0.98204 | 11 | 0.40608
34037 | 9.9 | 1 | 365 | 11.2711 | 0.687 | 11 | 0.95809
13732 | 10.71 | 1 | 365 | 12.1933 | 0.54321 | 12 | 0.73647
14793 | 7.7 | 1 | 365 | 8.7664 | 0.64544 | 9 | 0.41184
17389 | 8.25 | 1 | 365 | 9.3926 | 0.90583 | 10 | 0.2984
26529 | 10.2 | 1 | 365 | 11.6126 | 0.37448 | 11 | 0.98712
23642 | 9.435 | 1 | 365 | 10.7417 | 0.6214 | 11 | 0.36308
26416 | 6.125 | 1 | 365 | 6.9733 | 0.036148 | 7 | 0.0094213
26517 | 3.675 | 1 | 365 | 4.184 | 0.42169 | 4 | 0.60565
26417 | 6.37 | 1 | 365 | 7.2522 | 0.59759 | 7 | 0.8498
26513 | 7.65 | 1 | 365 | 8.7095 | 0.53086 | 9 | 0.24034
22336 | 7.65 | 1 | 365 | 8.7095 | 0.53086 | 9 | 0.24034
18364 | 6 | 1 | 365 | 6.831 | 0.7497 | 7 | 0.58066
13600 | 8.925 | 1 | 365 | 10.1611 | 0.45267 | 10 | 0.61373
29679 | 8.829 | 1 | 365 | 10.0518 | 0.23268 | 10 | 0.28444
17770 | 7.84 | 1 | 365 | 8.9258 | 0.96627 | 9 | 0.89206
17045 | 7.395 | 1 | 365 | 8.4192 | 0.9465 | 9 | 0.36566
11752 | 9.18 | 1 | 365 | 10.4514 | 0.037035 | 10 | 0.48841
23997 | 5.9 | 1 | 365 | 6.7171 | 0.52053 | 7 | 0.23765
22856 | 7.75 | 1 | 365 | 8.8233 | 0.76002 | 9 | 0.58335
19064 | 4.8 | 1 | 365 | 5.4648 | 0.99976 | 6 | 0.46453
42578 | 7.42 | 1 | 365 | 8.4476 | 0.0037907 | 8 | 0.45141
13462 | 7.15 | 1 | 365 | 8.1402 | 0.38505 | 8 | 0.52528
28569 | 5.72 | 1 | 365 | 6.5122 | 0.10804 | 6 | 0.62023
13064 | 6.9 | 1 | 365 | 7.8556 | 0.81215 | 8 | 0.66776
16361 | 5.6 | 1 | 365 | 6.3756 | 0.83305 | 7 | 0.20861
26916 | 8.42 | 1 | 365 | 9.5861 | 0.29541 | 9 | 0.88152
17305 | 6.48 | 1 | 365 | 7.3774 | 0.84967 | 8 | 0.22711
18220 | 12.753 | 1 | 365 | 14.5192 | 0.22498 | 14 | 0.74419
21129 | 8.04 | 1 | 365 | 9.1535 | 0.42459 | 9 | 0.57808
14310 | 5.61 | 1 | 365 | 6.3869 | 0.85597 | 7 | 0.24291
21672 | 4.16 | 1 | 365 | 4.7361 | 0.53312 | 5 | 0.26926
11625 | 7.2 | 1 | 365 | 8.1972 | 0.49964 | 8 | 0.69679
11837 | 9.45 | 1 | 365 | 10.7588 | 0.65577 | 11 | 0.41454
16371 | 8.16 | 1 | 365 | 9.2901 | 0.69959 | 9 | 0.98969
23136 | 6.875 | 1 | 365 | 7.8271 | 0.75486 | 8 | 0.582
19439 | 7.848 | 1 | 365 | 8.9349 | 0.9846 | 9 | 0.9195
48723 | 5.04 | 1 | 365 | 5.738 | 0.54974 | 6 | 0.28775
15688 | 5 | 1 | 365 | 5.6925 | 0.45808 | 6 | 0.15055
26538 | 3.185 | 1 | 365 | 3.6261 | 0.2988 | 3 | 0.9249
15673 | 8.8 | 1 | 365 | 10.0187 | 0.16622 | 10 | 0.18496
13450 | 4.59 | 1 | 365 | 5.2257 | 0.51852 | 5 | 0.7442
17908 | 6.3 | 1 | 365 | 7.1725 | 0.43718 | 7 | 0.60969
18720 | 4.905 | 1 | 365 | 5.5843 | 0.24038 | 5 | 0.82469
16471 | 8.1 | 1 | 365 | 9.2218 | 0.56209 | 9 | 0.78389
15546 | 6.54 | 1 | 365 | 7.4457 | 0.98717 | 8 | 0.43292
25940 | 6.6 | 1 | 365 | 7.5141 | 0.12467 | 7 | 0.63872
17314 | 4.95 | 1 | 365 | 5.6355 | 0.3435 | 5 | 0.97904
14909 | 5.775 | 1 | 365 | 6.5748 | 0.23408 | 6 | 0.80888
25793 | 7.15 | 1 | 365 | 8.1402 | 0.38505 | 8 | 0.52528
12160 | 3.6 | 1 | 365 | 4.0986 | 0.24982 | 4 | 0.34839
12419 | 7.7 | 1 | 365 | 8.7664 | 0.64544 | 9 | 0.41184
22335 | 7 | 1 | 365 | 7.9695 | 0.041312 | 8 | 0.010767
25191 | 7.2 | 1 | 365 | 8.1972 | 0.49964 | 8 | 0.69679
32858 | 4.77 | 1 | 365 | 5.4306 | 0.93101 | 6 | 0.36162
20751 | 14.74 | 1 | 365 | 16.7814 | 0.77842 | 17 | 0.55982
51941 | 5.25 | 1 | 365 | 5.9771 | 0.030984 | 6 | 0.0080754
17087 | 9.66 | 1 | 365 | 10.9978 | 0.13701 | 11 | 0.13486
15918 | 5.98 | 1 | 365 | 6.8082 | 0.70386 | 7 | 0.51206
51940 | 2.75 | 1 | 365 | 3.1309 | 0.30194 | 3 | 0.4328
33215 | 9.12 | 1 | 365 | 10.3831 | 0.89954 | 11 | 0.2826
11548 | 5.61 | 1 | 365 | 6.3869 | 0.85597 | 7 | 0.24291
11565 | 9.435 | 1 | 365 | 10.7417 | 0.6214 | 11 | 0.36308
77462 | 12.375 | 1 | 365 | 14.0889 | 0.35875 | 14 | 0.44761
17675 | 3.3 | 1 | 365 | 3.757 | 0.56233 | 4 | 0.31936
13798 | 4.335 | 1 | 365 | 4.9354 | 0.93416 | 5 | 0.86953
36325 | 4.905 | 1 | 365 | 5.5843 | 0.24038 | 5 | 0.82469
19503 | 6.75 | 1 | 365 | 7.6848 | 0.46841 | 8 | 0.15324
6836 | 7.56 | 1 | 365 | 8.607 | 0.32462 | 8 | 0.93163
5591 | 4.5 | 1 | 365 | 5.1232 | 0.31227 | 5 | 0.43549
8691 | 5.5 | 1 | 365 | 6.2617 | 0.60389 | 6 | 0.8656
13826 | 6.885 | 1 | 365 | 7.8385 | 0.77778 | 8 | 0.6163
13471 | 7.7 | 1 | 365 | 8.7664 | 0.64544 | 9 | 0.41184
11851 | 4.59 | 1 | 365 | 5.2257 | 0.51852 | 5 | 0.7442
16295 | 10.175 | 1 | 365 | 11.5842 | 0.31719 | 11 | 0.90137
31286 | 4.9 | 1 | 365 | 5.5786 | 0.22892 | 5 | 0.80754
50554 | 14.28 | 1 | 365 | 16.2577 | 0.72428 | 16 | 0.98197
17311 | 9 | 1 | 365 | 10.2464 | 0.62454 | 10 | 0.87099
15123 | 8.415 | 1 | 365 | 9.5804 | 0.28395 | 9 | 0.86437
19316 | 3.5 | 1 | 365 | 3.9847 | 0.020656 | 4 | 0.0053836
13439 | 13.16 | 1 | 365 | 14.9826 | 0.15767 | 15 | 0.14024
25567 | 5.61 | 1 | 365 | 6.3869 | 0.85597 | 7 | 0.24291
15218 | 6.885 | 1 | 365 | 7.8385 | 0.77778 | 8 | 0.6163
30469 | 6.21 | 1 | 365 | 7.07 | 0.23094 | 7 | 0.30098
29305 | 9.18 | 1 | 365 | 10.4514 | 0.037035 | 10 | 0.48841
18285 | 3.597 | 1 | 365 | 4.0952 | 0.24294 | 4 | 0.3381
13437 | 5.355 | 1 | 365 | 6.0966 | 0.2716 | 6 | 0.36824
21449 | 7.59 | 1 | 365 | 8.6412 | 0.39337 | 9 | 0.034532
28527 | 4.95 | 1 | 365 | 5.6355 | 0.3435 | 5 | 0.97904
15715 | 7.56 | 1 | 365 | 8.607 | 0.32462 | 8 | 0.93163
16182 | 7.425 | 1 | 365 | 8.4533 | 0.015249 | 8 | 0.46856
18247 | 6.05 | 1 | 365 | 6.8879 | 0.86428 | 7 | 0.75216
25027 | 6.375 | 1 | 365 | 7.2579 | 0.60905 | 7 | 0.86695
25524 | 10.5 | 1 | 365 | 11.9542 | 0.061968 | 12 | 0.016151
12247 | 11.445 | 1 | 365 | 13.0301 | 0.22755 | 13 | 0.2576
13664 | 7.83 | 1 | 365 | 8.9144 | 0.94335 | 9 | 0.85776
11546 | 8.829 | 1 | 365 | 10.0518 | 0.23268 | 10 | 0.28444
42981 | 5.985 | 1 | 365 | 6.8139 | 0.71532 | 7 | 0.52921
11518 | 4.845 | 1 | 365 | 5.516 | 0.10288 | 5 | 0.61888
60899 | 9.69 | 1 | 365 | 11.032 | 0.20576 | 11 | 0.23776
30544 | 7.36 | 1 | 365 | 8.3793 | 0.86629 | 9 | 0.24561
12333 | 6.6 | 1 | 365 | 7.5141 | 0.12467 | 7 | 0.63872
13458 | 3.92 | 1 | 365 | 4.4629 | 0.98313 | 5 | 0.44603
20896 | 10.695 | 1 | 365 | 12.1762 | 0.50883 | 12 | 0.68502
19699 | 4.08 | 1 | 365 | 4.6451 | 0.34979 | 4 | 0.99485
50559 | 6.89 | 1 | 365 | 7.8442 | 0.78923 | 8 | 0.63346
46561 | 9.88 | 1 | 365 | 11.2483 | 0.64117 | 11 | 0.88948
26378 | 2.6 | 1 | 365 | 2.9601 | 0.9582 | 3 | 0.91828
18756 | 4 | 1 | 365 | 4.554 | 0.16646 | 4 | 0.72044
16503 | 8.415 | 1 | 365 | 9.5804 | 0.28395 | 9 | 0.86437
26019 | 6.885 | 1 | 365 | 7.8385 | 0.77778 | 8 | 0.6163
52736 | 5.1 | 1 | 365 | 5.8063 | 0.68724 | 6 | 0.49356
15660 | 6 | 1 | 365 | 6.831 | 0.7497 | 7 | 0.58066
19049 | 7.84 | 1 | 365 | 8.9258 | 0.96627 | 9 | 0.89206
18839 | 9.35 | 1 | 365 | 10.6449 | 0.42661 | 11 | 0.071525
21635 | 8.925 | 1 | 365 | 10.1611 | 0.45267 | 10 | 0.61373
14996 | 5.865 | 1 | 365 | 6.6773 | 0.44033 | 7 | 0.11759
19690 | 13.2 | 1 | 365 | 15.0281 | 0.24933 | 15 | 0.27745
14678 | 9.945 | 1 | 365 | 11.3223 | 0.79012 | 12 | 0.11244
25225 | 3.924 | 1 | 365 | 4.4674 | 0.9923 | 5 | 0.45975
24394 | 7.28 | 1 | 365 | 8.2882 | 0.68296 | 8 | 0.9712
15654 | 12.5 | 1 | 365 | 14.2312 | 0.6452 | 14 | 0.87637
53199 | 8.502 | 1 | 365 | 9.6795 | 0.48332 | 10 | 0.16279
21051 | 13.68 | 1 | 365 | 15.5746 | 0.34931 | 15 | 0.9239
51164 | 3.06 | 1 | 365 | 3.4838 | 0.012345 | 3 | 0.49614
25569 | 5.2 | 1 | 365 | 5.9202 | 0.9164 | 6 | 0.83657
18348 | 4.59 | 1 | 365 | 5.2257 | 0.51852 | 5 | 0.7442
26535 | 6.12 | 1 | 365 | 6.9676 | 0.02469 | 6 | 0.99227
11633 | 9.156 | 1 | 365 | 10.424 | 0.98204 | 11 | 0.40608
24882 | 9.76 | 1 | 365 | 11.1117 | 0.36617 | 11 | 0.47787
25665 | 8.829 | 1 | 365 | 10.0518 | 0.23268 | 10 | 0.28444
21003 | 4.95 | 1 | 365 | 5.6355 | 0.3435 | 5 | 0.97904
11613 | 7.8 | 1 | 365 | 8.8803 | 0.8746 | 9 | 0.75485
48824 | 4.9 | 1 | 365 | 5.5786 | 0.22892 | 5 | 0.80754
18523 | 7.7 | 1 | 365 | 8.7664 | 0.64544 | 9 | 0.41184
35345 | 6.72 | 1 | 365 | 7.6507 | 0.39966 | 8 | 0.050337
13451 | 5.61 | 1 | 365 | 6.3869 | 0.85597 | 7 | 0.24291
15657 | 5.75 | 1 | 365 | 6.5463 | 0.17679 | 6 | 0.72313
18850 | 14.84 | 1 | 365 | 16.8952 | 0.0075814 | 16 | 0.90283
15655 | 5.75 | 1 | 365 | 6.5463 | 0.17679 | 6 | 0.72313
17840 | 10.26 | 1 | 365 | 11.6809 | 0.51198 | 12 | 0.19292
17318 | 4 | 1 | 365 | 4.554 | 0.16646 | 4 | 0.72044
14247 | 9.81 | 1 | 365 | 11.1686 | 0.48075 | 11 | 0.64938
51932 | 5.61 | 1 | 365 | 6.3869 | 0.85597 | 7 | 0.24291
13345 | 8.1 | 1 | 365 | 9.2218 | 0.56209 | 9 | 0.78389
26494 | 5.1 | 1 | 365 | 5.8063 | 0.68724 | 6 | 0.49356
19430 | 5.175 | 1 | 365 | 5.8917 | 0.85911 | 6 | 0.75082
13808 | 11.475 | 1 | 365 | 13.0642 | 0.29629 | 13 | 0.36051
18246 | 3.3 | 1 | 365 | 3.757 | 0.56233 | 4 | 0.31936
23183 | 7.705 | 1 | 365 | 8.7721 | 0.6569 | 9 | 0.42899
15701 | 9.18 | 1 | 365 | 10.4514 | 0.037035 | 10 | 0.48841
20241 | 10.791 | 1 | 365 | 12.2855 | 0.72883 | 13 | 0.014313
16971 | 6.12 | 1 | 365 | 6.9676 | 0.02469 | 6 | 0.99227
23922 | 8.67 | 1 | 365 | 9.8707 | 0.86831 | 10 | 0.73905
14015 | 5 | 1 | 365 | 5.6925 | 0.45808 | 6 | 0.15055
16993 | 5.4 | 1 | 365 | 6.1479 | 0.37473 | 6 | 0.52259
29676 | 12.54 | 1 | 365 | 14.2767 | 0.73686 | 15 | 0.013574
17165 | 11.2 | 1 | 365 | 12.7511 | 0.6661 | 13 | 0.41723
53101 | 5.36 | 1 | 365 | 6.1023 | 0.28306 | 6 | 0.38539
26176 | 10 | 1 | 365 | 11.3849 | 0.91616 | 12 | 0.3011
54308 | 5.1 | 1 | 365 | 5.8063 | 0.68724 | 6 | 0.49356
17083 | 7.7 | 1 | 365 | 8.7664 | 0.64544 | 9 | 0.41184
12820 | 7.8 | 1 | 365 | 8.8803 | 0.8746 | 9 | 0.75485
11697 | 6.6 | 1 | 365 | 7.5141 | 0.12467 | 7 | 0.63872
22906 | 4.8 | 1 | 365 | 5.4648 | 0.99976 | 6 | 0.46453
52034 | 13.2 | 1 | 365 | 15.0281 | 0.24933 | 15 | 0.27745
23106 | 15.12 | 1 | 365 | 17.214 | 0.64923 | 17 | 0.86326
22714 | 8.32 | 1 | 365 | 9.4723 | 0.066245 | 9 | 0.53851
13351 | 5.6 | 1 | 365 | 6.3756 | 0.83305 | 7 | 0.20861
13371 | 9.81 | 1 | 365 | 11.1686 | 0.48075 | 11 | 0.64938
19704 | 10.965 | 1 | 365 | 12.4836 | 0.12757 | 12 | 0.61115
18224 | 14.85 | 1 | 365 | 16.9066 | 0.030498 | 16 | 0.93713
22470 | 5.1 | 1 | 365 | 5.8063 | 0.68724 | 6 | 0.49356
12406 | 9.315 | 1 | 365 | 10.6051 | 0.3464 | 10 | 0.95147
17864 | 9.69 | 1 | 365 | 11.032 | 0.20576 | 11 | 0.23776
21183 | 9.52 | 1 | 365 | 10.8385 | 0.81618 | 11 | 0.65464
17884 | 9.8 | 1 | 365 | 11.1572 | 0.45784 | 11 | 0.61507
20762 | 3.924 | 1 | 365 | 4.4674 | 0.9923 | 5 | 0.45975
18346 | 7.7 | 1 | 365 | 8.7664 | 0.64544 | 9 | 0.41184
13609 | 3.924 | 1 | 365 | 4.4674 | 0.9923 | 5 | 0.45975
32598 | 2.55 | 1 | 365 | 2.9032 | 0.84362 | 3 | 0.74678
18906 | 12.426 | 1 | 365 | 14.1469 | 0.47562 | 14 | 0.62254
12401 | 7.521 | 1 | 365 | 8.5626 | 0.23524 | 8 | 0.79785
24800 | 8.4 | 1 | 365 | 9.5633 | 0.24957 | 9 | 0.81292
31047 | 5.232 | 1 | 365 | 5.9566 | 0.98973 | 6 | 0.94633
26978 | 8.415 | 1 | 365 | 9.5804 | 0.28395 | 9 | 0.86437
11559 | 6.6 | 1 | 365 | 7.5141 | 0.12467 | 7 | 0.63872
15709 | 5.52 | 1 | 365 | 6.2845 | 0.64972 | 6 | 0.9342
30525 | 8.925 | 1 | 365 | 10.1611 | 0.45267 | 10 | 0.61373
18023 | 5.886 | 1 | 365 | 6.7012 | 0.48845 | 7 | 0.18963
21056 | 10.36 | 1 | 365 | 11.7948 | 0.74114 | 12 | 0.53594
58353 | 5.355 | 1 | 365 | 6.0966 | 0.2716 | 6 | 0.36824
19178 | 10.35 | 1 | 365 | 11.7834 | 0.71823 | 12 | 0.50163
26694 | 8.25 | 1 | 365 | 9.3926 | 0.90583 | 10 | 0.2984
17393 | 3.57 | 1 | 365 | 4.0644 | 0.18107 | 4 | 0.24549
22116 | 6.36 | 1 | 365 | 7.2408 | 0.57468 | 7 | 0.8155
26497 | 4.08 | 1 | 365 | 4.6451 | 0.34979 | 4 | 0.99485
22483 | 5 | 1 | 365 | 5.6925 | 0.45808 | 6 | 0.15055
35946 | 6.12 | 1 | 365 | 6.9676 | 0.02469 | 6 | 0.99227
18681 | 7.848 | 1 | 365 | 8.9349 | 0.9846 | 9 | 0.9195
13623 | 5.88 | 1 | 365 | 6.6943 | 0.4747 | 7 | 0.16904
45229 | 7.98 | 1 | 365 | 9.0852 | 0.2871 | 9 | 0.37227
13455 | 4.125 | 1 | 365 | 4.6963 | 0.45292 | 5 | 0.1492
19172 | 3.24 | 1 | 365 | 3.6887 | 0.42484 | 4 | 0.11356
77452 | 7 | 1 | 365 | 7.9695 | 0.041312 | 8 | 0.010767
15658 | 8 | 1 | 365 | 9.1079 | 0.33293 | 9 | 0.44088
13994 | 6.25 | 1 | 365 | 7.1156 | 0.3226 | 7 | 0.43818
21142 | 5.1 | 1 | 365 | 5.8063 | 0.68724 | 6 | 0.49356
27265 | 10.4 | 1 | 365 | 11.8403 | 0.83281 | 12 | 0.67314
22202 | 6.44 | 1 | 365 | 7.3319 | 0.75801 | 8 | 0.089906
16751 | 12 | 1 | 365 | 13.6619 | 0.49939 | 14 | 0.16132
15644 | 5.1 | 1 | 365 | 5.8063 | 0.68724 | 6 | 0.49356
22467 | 7 | 1 | 365 | 7.9695 | 0.041312 | 8 | 0.010767
20071 | 7.395 | 1 | 365 | 8.4192 | 0.9465 | 9 | 0.36566
48673 | 5.232 | 1 | 365 | 5.9566 | 0.98973 | 6 | 0.94633
29970 | 11.4 | 1 | 365 | 12.9788 | 0.12442 | 13 | 0.10325
12503 | 6.48 | 1 | 365 | 7.3774 | 0.84967 | 8 | 0.22711
16465 | 6.3 | 1 | 365 | 7.1725 | 0.43718 | 7 | 0.60969
12580 | 7.7 | 1 | 365 | 8.7664 | 0.64544 | 9 | 0.41184
12772 | 9.3 | 1 | 365 | 10.588 | 0.31203 | 10 | 0.90002
16944 | 8.4 | 1 | 365 | 9.5633 | 0.24957 | 9 | 0.81292
18208 | 5.559 | 1 | 365 | 6.3289 | 0.73909 | 7 | 0.067979
20868 | 5.1 | 1 | 365 | 5.8063 | 0.68724 | 6 | 0.49356
18923 | 5.1 | 1 | 365 | 5.8063 | 0.68724 | 6 | 0.49356
18313 | 4.14 | 1 | 365 | 4.7134 | 0.48729 | 5 | 0.20065
38412 | 11 | 1 | 365 | 12.5234 | 0.20778 | 12 | 0.73121
14771 | 9.72 | 1 | 365 | 11.0662 | 0.27451 | 11 | 0.34067
15667 | 5.4 | 1 | 365 | 6.1479 | 0.37473 | 6 | 0.52259
17468 | 7.14 | 1 | 365 | 8.1288 | 0.36214 | 8 | 0.49098
12802 | 7.02 | 1 | 365 | 7.9922 | 0.087144 | 8 | 0.079369
17160 | 6 | 1 | 365 | 6.831 | 0.7497 | 7 | 0.58066
18817 | 3.57 | 1 | 365 | 4.0644 | 0.18107 | 4 | 0.24549
14412 | 5.232 | 1 | 365 | 5.9566 | 0.98973 | 6 | 0.94633
37471 | 10.464 | 1 | 365 | 11.9132 | 0.97947 | 12 | 0.89267
12602 | 9.99 | 1 | 365 | 11.3736 | 0.89324 | 12 | 0.26679
15543 | 6.12 | 1 | 365 | 6.9676 | 0.02469 | 6 | 0.99227
18563 | 7.14 | 1 | 365 | 8.1288 | 0.36214 | 8 | 0.49098
19020 | 4.675 | 1 | 365 | 5.3225 | 0.7133 | 6 | 0.035762
22274 | 7.83 | 1 | 365 | 8.9144 | 0.94335 | 9 | 0.85776
18273 | 6.885 | 1 | 365 | 7.8385 | 0.77778 | 8 | 0.6163
12385 | 7.56 | 1 | 365 | 8.607 | 0.32462 | 8 | 0.93163
22606 | 3.36 | 1 | 365 | 3.8253 | 0.69983 | 4 | 0.52517
12930 | 5.5 | 1 | 365 | 6.2617 | 0.60389 | 6 | 0.8656
14244 | 7.848 | 1 | 365 | 8.9349 | 0.9846 | 9 | 0.9195
16638 | 3 | 1 | 365 | 3.4155 | 0.87485 | 4 | 0.29033
30142 | 3.924 | 1 | 365 | 4.4674 | 0.9923 | 5 | 0.45975
55271 | 9.35 | 1 | 365 | 10.6449 | 0.42661 | 11 | 0.071525
20172 | 5.6 | 1 | 365 | 6.3756 | 0.83305 | 7 | 0.20861
42555 | 6.3 | 1 | 365 | 7.1725 | 0.43718 | 7 | 0.60969
13687 | 9.35 | 1 | 365 | 10.6449 | 0.42661 | 11 | 0.071525
15547 | 9.45 | 1 | 365 | 10.7588 | 0.65577 | 11 | 0.41454
19006 | 10.5 | 1 | 365 | 11.9542 | 0.061968 | 12 | 0.016151
18516 | 6.3 | 1 | 365 | 7.1725 | 0.43718 | 7 | 0.60969
13118 | 9.625 | 1 | 365 | 10.958 | 0.056804 | 11 | 0.014805
33027 | 5.2 | 1 | 365 | 5.9202 | 0.9164 | 6 | 0.83657
19074 | 6.6 | 1 | 365 | 7.5141 | 0.12467 | 7 | 0.63872
11555 | 5.72 | 1 | 365 | 6.5122 | 0.10804 | 6 | 0.62023
11648 | 8.67 | 1 | 365 | 9.8707 | 0.86831 | 10 | 0.73905
16864 | 9 | 1 | 365 | 10.2464 | 0.62454 | 10 | 0.87099
20639 | 4.8 | 1 | 365 | 5.4648 | 0.99976 | 6 | 0.46453
19071 | 7.395 | 1 | 365 | 8.4192 | 0.9465 | 9 | 0.36566
20488 | 4.335 | 1 | 365 | 4.9354 | 0.93416 | 5 | 0.86953
21647 | 4.95 | 1 | 365 | 5.6355 | 0.3435 | 5 | 0.97904
52623 | 8.25 | 1 | 365 | 9.3926 | 0.90583 | 10 | 0.2984
12586 | 4.2 | 1 | 365 | 4.7817 | 0.62479 | 5 | 0.40646
49261 | 4.08 | 1 | 365 | 4.6451 | 0.34979 | 4 | 0.99485
18037 | 8.68 | 1 | 365 | 9.8821 | 0.89123 | 10 | 0.77335
34195 | 7.65 | 1 | 365 | 8.7095 | 0.53086 | 9 | 0.24034
17081 | 9.6 | 1 | 365 | 10.9295 | 0.99951 | 11 | 0.92905
14550 | 7.65 | 1 | 365 | 8.7095 | 0.53086 | 9 | 0.24034
18242 | 4.675 | 1 | 365 | 5.3225 | 0.7133 | 6 | 0.035762
14413 | 3.85 | 1 | 365 | 4.3832 | 0.82272 | 5 | 0.20592
19597 | 7.65 | 1 | 365 | 8.7095 | 0.53086 | 9 | 0.24034
17166 | 5.61 | 1 | 365 | 6.3869 | 0.85597 | 7 | 0.24291
16284 | 5.7 | 1 | 365 | 6.4894 | 0.062211 | 6 | 0.55162
15642 | 8.5 | 1 | 365 | 9.6772 | 0.47874 | 10 | 0.15593
12417 | 9.156 | 1 | 365 | 10.424 | 0.98204 | 11 | 0.40608
20625 | 4.59 | 1 | 365 | 5.2257 | 0.51852 | 5 | 0.7442
27167 | 6.16 | 1 | 365 | 7.0131 | 0.11635 | 7 | 0.12948
21564 | 12.375 | 1 | 365 | 14.0889 | 0.35875 | 14 | 0.44761
13357 | 9.483 | 1 | 365 | 10.7963 | 0.73139 | 11 | 0.52773
18243 | 8.71 | 1 | 365 | 9.9163 | 0.95998 | 10 | 0.87625
14739 | 7.2 | 1 | 365 | 8.1972 | 0.49964 | 8 | 0.69679
26086 | 5.775 | 1 | 365 | 6.5748 | 0.23408 | 6 | 0.80888
24993 | 6.21 | 1 | 365 | 7.07 | 0.23094 | 7 | 0.30098
46201 | 11 | 1 | 365 | 12.5234 | 0.20778 | 12 | 0.73121
31605 | 8.4 | 1 | 365 | 9.5633 | 0.24957 | 9 | 0.81292
24000 | 10.8 | 1 | 365 | 12.2957 | 0.74945 | 13 | 0.045184
53294 | 2.2 | 1 | 365 | 2.5047 | 0.041555 | 2 | 0.54624
21396 | 4.95 | 1 | 365 | 5.6355 | 0.3435 | 5 | 0.97904
53916 | 2.8 | 1 | 365 | 3.1878 | 0.41652 | 3 | 0.60431
24110 | 7.14 | 1 | 365 | 8.1288 | 0.36214 | 8 | 0.49098
27918 | 8.16 | 1 | 365 | 9.2901 | 0.69959 | 9 | 0.98969
16452 | 7.02 | 1 | 365 | 7.9922 | 0.087144 | 8 | 0.079369
42587 | 4.16 | 1 | 365 | 4.7361 | 0.53312 | 5 | 0.26926
22990 | 6.6 | 1 | 365 | 7.5141 | 0.12467 | 7 | 0.63872
21163 | 10.8 | 1 | 365 | 12.2957 | 0.74945 | 13 | 0.045184
66682 | 9.12 | 1 | 365 | 10.3831 | 0.89954 | 11 | 0.2826
15299 | 4.95 | 1 | 365 | 5.6355 | 0.3435 | 5 | 0.97904
22988 | 6.12 | 1 | 365 | 6.9676 | 0.02469 | 6 | 0.99227
20031 | 8.25 | 1 | 365 | 9.3926 | 0.90583 | 10 | 0.2984
13849 | 10.455 | 1 | 365 | 11.903 | 0.95885 | 12 | 0.8618
13528 | 5.1 | 1 | 365 | 5.8063 | 0.68724 | 6 | 0.49356
16192 | 9.92 | 1 | 365 | 11.2939 | 0.73283 | 12 | 0.026687
17871 | 6.375 | 1 | 365 | 7.2579 | 0.60905 | 7 | 0.86695
16592 | 9.625 | 1 | 365 | 10.958 | 0.056804 | 11 | 0.014805
22280 | 6.76 | 1 | 365 | 7.6962 | 0.49132 | 8 | 0.18754
28022 | 7.2 | 1 | 365 | 8.1972 | 0.49964 | 8 | 0.69679
69662 | 10.464 | 1 | 365 | 11.9132 | 0.97947 | 12 | 0.89267
14421 | 7.848 | 1 | 365 | 8.9349 | 0.9846 | 9 | 0.9195
14925 | 6.3 | 1 | 365 | 7.1725 | 0.43718 | 7 | 0.60969
78439 | 6.84 | 1 | 365 | 7.7873 | 0.67465 | 8 | 0.46195
18869 | 4.845 | 1 | 365 | 5.516 | 0.10288 | 5 | 0.61888
20756 | 3.9 | 1 | 365 | 4.4401 | 0.9373 | 5 | 0.37743
18153 | 11.2 | 1 | 365 | 12.7511 | 0.6661 | 13 | 0.41723
19079 | 5.1 | 1 | 365 | 5.8063 | 0.68724 | 6 | 0.49356
16305 | 6.36 | 1 | 365 | 7.2408 | 0.57468 | 7 | 0.8155
23416 | 5.61 | 1 | 365 | 6.3869 | 0.85597 | 7 | 0.24291
49116 | 5.865 | 1 | 365 | 6.6773 | 0.44033 | 7 | 0.11759
11649 | 6.05 | 1 | 365 | 6.8879 | 0.86428 | 7 | 0.75216
23018 | 7.15 | 1 | 365 | 8.1402 | 0.38505 | 8 | 0.52528
17662 | 6.72 | 1 | 365 | 7.6507 | 0.39966 | 8 | 0.050337
15389 | 9.99 | 1 | 365 | 11.3736 | 0.89324 | 12 | 0.26679
19864 | 4.95 | 1 | 365 | 5.6355 | 0.3435 | 5 | 0.97904
17392 | 7.7 | 1 | 365 | 8.7664 | 0.64544 | 9 | 0.41184
12800 | 9.18 | 1 | 365 | 10.4514 | 0.037035 | 10 | 0.48841
20478 | 5.175 | 1 | 365 | 5.8917 | 0.85911 | 6 | 0.75082
19466 | 8.415 | 1 | 365 | 9.5804 | 0.28395 | 9 | 0.86437
21580 | 6.05 | 1 | 365 | 6.8879 | 0.86428 | 7 | 0.75216
17474 | 7.29 | 1 | 365 | 8.2996 | 0.70588 | 9 | 0.005499
15209 | 13.5 | 1 | 365 | 15.3697 | 0.93682 | 16 | 0.30648
49264 | 5.88 | 1 | 365 | 6.6943 | 0.4747 | 7 | 0.16904
37470 | 3.575 | 1 | 365 | 4.0701 | 0.19253 | 4 | 0.26264
25588 | 2.75 | 1 | 365 | 3.1309 | 0.30194 | 3 | 0.4328
20405 | 10 | 1 | 365 | 11.3849 | 0.91616 | 12 | 0.3011
13977 | 6.5 | 1 | 365 | 7.4002 | 0.8955 | 8 | 0.29571
13889 | 6 | 1 | 365 | 6.831 | 0.7497 | 7 | 0.58066
15136 | 8.67 | 1 | 365 | 9.8707 | 0.86831 | 10 | 0.73905
21196 | 8.1 | 1 | 365 | 9.2218 | 0.56209 | 9 | 0.78389
58352 | 5.1 | 1 | 365 | 5.8063 | 0.68724 | 6 | 0.49356
17162 | 12.32 | 1 | 365 | 14.0262 | 0.23271 | 14 | 0.25895
12944 | 3.825 | 1 | 365 | 4.3547 | 0.76543 | 5 | 0.12017
18520 | 8.925 | 1 | 365 | 10.1611 | 0.45267 | 10 | 0.61373
14245 | 6.867 | 1 | 365 | 7.818 | 0.73653 | 8 | 0.55456
26510 | 6.12 | 1 | 365 | 6.9676 | 0.02469 | 6 | 0.99227
15698 | 7.7 | 1 | 365 | 8.7664 | 0.64544 | 9 | 0.41184
11547 | 5.1 | 1 | 365 | 5.8063 | 0.68724 | 6 | 0.49356
13069 | 5.6 | 1 | 365 | 6.3756 | 0.83305 | 7 | 0.20861
26491 | 4.08 | 1 | 365 | 4.6451 | 0.34979 | 4 | 0.99485
19263 | 6.12 | 1 | 365 | 6.9676 | 0.02469 | 6 | 0.99227
51171 | 3.06 | 1 | 365 | 3.4838 | 0.012345 | 3 | 0.49614
13472 | 3.3 | 1 | 365 | 3.757 | 0.56233 | 4 | 0.31936
25019 | 5.865 | 1 | 365 | 6.6773 | 0.44033 | 7 | 0.11759
18218 | 5.225 | 1 | 365 | 5.9486 | 0.97369 | 6 | 0.92232
14676 | 7.14 | 1 | 365 | 8.1288 | 0.36214 | 8 | 0.49098
23698 | 10.8 | 1 | 365 | 12.2957 | 0.74945 | 13 | 0.045184
42569 | 5.355 | 1 | 365 | 6.0966 | 0.2716 | 6 | 0.36824
16157 | 10.05 | 1 | 365 | 11.4419 | 0.030741 | 11 | 0.4726
51919 | 8 | 1 | 365 | 9.1079 | 0.33293 | 9 | 0.44088
11774 | 6.5 | 1 | 365 | 7.4002 | 0.8955 | 8 | 0.29571
13918 | 2.75 | 1 | 365 | 3.1309 | 0.30194 | 3 | 0.4328
6728 | 7.905 | 1 | 365 | 8.9998 | 0.11522 | 9 | 0.11502
6516 | 5.355 | 1 | 365 | 6.0966 | 0.2716 | 6 | 0.36824
6730 | 7.65 | 1 | 365 | 8.7095 | 0.53086 | 9 | 0.24034
7865 | 4.5 | 1 | 365 | 5.1232 | 0.31227 | 5 | 0.43549
8662 | 7.02 | 1 | 365 | 7.9922 | 0.087144 | 8 | 0.079369
8911 | 8.68 | 1 | 365 | 9.8821 | 0.89123 | 10 | 0.77335
6977 | 3.08 | 1 | 365 | 3.5066 | 0.058177 | 3 | 0.56474
13861 | 7.395 | 1 | 365 | 8.4192 | 0.9465 | 9 | 0.36566
13963 | 3.5 | 1 | 365 | 3.9847 | 0.020656 | 4 | 0.0053836
14790 | 2.55 | 1 | 365 | 2.9032 | 0.84362 | 3 | 0.74678
48820 | 10.335 | 1 | 365 | 11.7663 | 0.68385 | 12 | 0.45018
23643 | 5.1 | 1 | 365 | 5.8063 | 0.68724 | 6 | 0.49356
19001 | 5.559 | 1 | 365 | 6.3289 | 0.73909 | 7 | 0.067979
13982 | 10.965 | 1 | 365 | 12.4836 | 0.12757 | 12 | 0.61115
17201 | 9.945 | 1 | 365 | 11.3223 | 0.79012 | 12 | 0.11244
16949 | 5.4 | 1 | 365 | 6.1479 | 0.37473 | 6 | 0.52259
16155 | 7.65 | 1 | 365 | 8.7095 | 0.53086 | 9 | 0.24034
13862 | 5.775 | 1 | 365 | 6.5748 | 0.23408 | 6 | 0.80888
20034 | 9.9 | 1 | 365 | 11.2711 | 0.687 | 11 | 0.95809
13811 | 11.48 | 1 | 365 | 13.0699 | 0.30775 | 13 | 0.37766
13998 | 10.2 | 1 | 365 | 11.6126 | 0.37448 | 11 | 0.98712
91148 | 6.75 | 1 | 365 | 7.6848 | 0.46841 | 8 | 0.15324
17219 | 7.65 | 1 | 365 | 8.7095 | 0.53086 | 9 | 0.24034
14026 | 7.65 | 1 | 365 | 8.7095 | 0.53086 | 9 | 0.24034
13880 | 3.3 | 1 | 365 | 3.757 | 0.56233 | 4 | 0.31936
14028 | 9.435 | 1 | 365 | 10.7417 | 0.6214 | 11 | 0.36308
13957 | 9.18 | 1 | 365 | 10.4514 | 0.037035 | 10 | 0.48841
14812 | 8.48 | 1 | 365 | 9.6544 | 0.4329 | 10 | 0.087329
13883 | 4.48 | 1 | 365 | 5.1005 | 0.26644 | 5 | 0.36689
69906 | 3 | 1 | 365 | 3.4155 | 0.41377 | 3 | 0.82925
13886 | 4.48 | 1 | 365 | 5.1005 | 0.26644 | 5 | 0.36689
37132 | 6.27 | 1 | 365 | 7.1384 | 0.36843 | 7 | 0.50679
13917 | 5 | 1 | 365 | 5.6925 | 0.45808 | 6 | 0.15055
30659 | 11.76 | 1 | 365 | 13.3887 | 0.9494 | 14 | 0.33809
13866 | 5.559 | 1 | 365 | 6.3289 | 0.73909 | 7 | 0.067979
14048 | 2.86 | 1 | 365 | 3.2561 | 0.55402 | 3 | 0.81011
23037 | 9 | 1 | 365 | 10.2464 | 0.62454 | 10 | 0.87099
15006 | 8.37 | 1 | 365 | 9.5292 | 0.18083 | 9 | 0.71002
17677 | 6.867 | 1 | 365 | 7.818 | 0.73653 | 8 | 0.55456
17208 | 4.59 | 1 | 365 | 5.2257 | 0.51852 | 5 | 0.7442
14116 | 2.55 | 1 | 365 | 2.9032 | 0.84362 | 3 | 0.74678
15675 | 7.5 | 1 | 365 | 8.5387 | 0.18712 | 8 | 0.72582
18312 | 3 | 1 | 365 | 3.4155 | 0.87485 | 4 | 0.29033
13974 | 2.55 | 1 | 365 | 2.9032 | 0.84362 | 3 | 0.74678
14021 | 5.865 | 1 | 365 | 6.6773 | 0.44033 | 7 | 0.11759
14047 | 6.375 | 1 | 365 | 7.2579 | 0.60905 | 7 | 0.86695
20944 | 7.14 | 1 | 365 | 8.1288 | 0.36214 | 8 | 0.49098
14014 | 8.16 | 1 | 365 | 9.2901 | 0.69959 | 9 | 0.98969
13987 | 2.55 | 1 | 365 | 2.9032 | 0.84362 | 3 | 0.74678
17216 | 4.59 | 1 | 365 | 5.2257 | 0.51852 | 5 | 0.7442
20490 | 7.65 | 1 | 365 | 8.7095 | 0.53086 | 9 | 0.24034
53872 | 4.5 | 1 | 365 | 5.1232 | 0.31227 | 5 | 0.43549
15247 | 5.72 | 1 | 365 | 6.5122 | 0.10804 | 6 | 0.62023
13993 | 7.65 | 1 | 365 | 8.7095 | 0.53086 | 9 | 0.24034
67330 | 9.1 | 1 | 365 | 10.3603 | 0.85371 | 11 | 0.214
15076 | 4.68 | 1 | 365 | 5.3282 | 0.72476 | 6 | 0.052913
16296 | 11.825 | 1 | 365 | 13.4627 | 0.098359 | 13 | 0.56105
25840 | 10.545 | 1 | 365 | 12.0054 | 0.16509 | 12 | 0.17051
14049 | 3.06 | 1 | 365 | 3.4838 | 0.012345 | 3 | 0.49614
14130 | 2.6 | 1 | 365 | 2.9601 | 0.9582 | 3 | 0.91828
60901 | 5.735 | 1 | 365 | 6.5293 | 0.14242 | 6 | 0.67168
14066 | 9 | 1 | 365 | 10.2464 | 0.62454 | 10 | 0.87099
15287 | 8.829 | 1 | 365 | 10.0518 | 0.23268 | 10 | 0.28444
17222 | 5.98 | 1 | 365 | 6.8082 | 0.70386 | 7 | 0.51206
20867 | 3.57 | 1 | 365 | 4.0644 | 0.18107 | 4 | 0.24549
20240 | 11.44 | 1 | 365 | 13.0244 | 0.21609 | 13 | 0.24045
17191 | 3.06 | 1 | 365 | 3.4838 | 0.012345 | 3 | 0.49614
14003 | 7.14 | 1 | 365 | 8.1288 | 0.36214 | 8 | 0.49098
14008 | 5.355 | 1 | 365 | 6.0966 | 0.2716 | 6 | 0.36824
24718 | 3.6 | 1 | 365 | 4.0986 | 0.24982 | 4 | 0.34839
17129 | 7.83 | 1 | 365 | 8.9144 | 0.94335 | 9 | 0.85776
15323 | 9.99 | 1 | 365 | 11.3736 | 0.89324 | 12 | 0.26679
16522 | 8.925 | 1 | 365 | 10.1611 | 0.45267 | 10 | 0.61373
24720 | 3.57 | 1 | 365 | 4.0644 | 0.18107 | 4 | 0.24549
22278 | 4.08 | 1 | 365 | 4.6451 | 0.34979 | 4 | 0.99485
13871 | 7.95 | 1 | 365 | 9.051 | 0.21835 | 9 | 0.26937
17306 | 10.64 | 1 | 365 | 12.1136 | 0.38279 | 12 | 0.49637
16709 | 7.84 | 1 | 365 | 8.9258 | 0.96627 | 9 | 0.89206
15316 | 7.905 | 1 | 365 | 8.9998 | 0.11522 | 9 | 0.11502
42497 | 5.67 | 1 | 365 | 6.4553 | 0.99346 | 7 | 0.44872
15854 | 9.54 | 1 | 365 | 10.8612 | 0.86202 | 11 | 0.72325
15528 | 8.4 | 1 | 365 | 9.5633 | 0.24957 | 9 | 0.81292
66629 | 8.1 | 1 | 365 | 9.2218 | 0.56209 | 9 | 0.78389
53718 | 5.985 | 1 | 365 | 6.8139 | 0.71532 | 7 | 0.52921
19491 | 7.75 | 1 | 365 | 8.8233 | 0.76002 | 9 | 0.58335
21148 | 9.075 | 1 | 365 | 10.3318 | 0.79642 | 11 | 0.12824
25560 | 9.9 | 1 | 365 | 11.2711 | 0.687 | 11 | 0.95809
19500 | 4.94 | 1 | 365 | 5.6242 | 0.32058 | 5 | 0.94474
20906 | 9.18 | 1 | 365 | 10.4514 | 0.037035 | 10 | 0.48841
14814 | 5.61 | 1 | 365 | 6.3869 | 0.85597 | 7 | 0.24291
15824 | 4.125 | 1 | 365 | 4.6963 | 0.45292 | 5 | 0.1492
15016 | 2.805 | 1 | 365 | 3.1935 | 0.42798 | 3 | 0.62146
15400 | 6.12 | 1 | 365 | 6.9676 | 0.02469 | 6 | 0.99227
18280 | 7.59 | 1 | 365 | 8.6412 | 0.39337 | 9 | 0.034532
14927 | 10.08 | 1 | 365 | 11.476 | 0.099489 | 11 | 0.5755
13799 | 11 | 1 | 365 | 12.5234 | 0.20778 | 12 | 0.73121
18932 | 6 | 1 | 365 | 6.831 | 0.7497 | 7 | 0.58066
24978 | 5.67 | 1 | 365 | 6.4553 | 0.99346 | 7 | 0.44872
17926 | 7.8 | 1 | 365 | 8.8803 | 0.8746 | 9 | 0.75485
14417 | 9.156 | 1 | 365 | 10.424 | 0.98204 | 11 | 0.40608
51903 | 7.905 | 1 | 365 | 8.9998 | 0.11522 | 9 | 0.11502
13865 | 5.88 | 1 | 365 | 6.6943 | 0.4747 | 7 | 0.16904
13816 | 9.18 | 1 | 365 | 10.4514 | 0.037035 | 10 | 0.48841
14510 | 4.48 | 1 | 365 | 5.1005 | 0.26644 | 5 | 0.36689
13875 | 4.59 | 1 | 365 | 5.2257 | 0.51852 | 5 | 0.7442
32707 | 3.825 | 1 | 365 | 4.3547 | 0.76543 | 5 | 0.12017
14506 | 7.194 | 1 | 365 | 8.1903 | 0.48589 | 8 | 0.67621
13819 | 9.18 | 1 | 365 | 10.4514 | 0.037035 | 10 | 0.48841
17911 | 6.213 | 1 | 365 | 7.0735 | 0.23781 | 7 | 0.31127
20818 | 9.18 | 1 | 365 | 10.4514 | 0.037035 | 10 | 0.48841
21189 | 3.06 | 1 | 365 | 3.4838 | 0.012345 | 3 | 0.49614
16290 | 7.84 | 1 | 365 | 8.9258 | 0.96627 | 9 | 0.89206
14067 | 9 | 1 | 365 | 10.2464 | 0.62454 | 10 | 0.87099
15858 | 6.6 | 1 | 365 | 7.5141 | 0.12467 | 7 | 0.63872
14416 | 7.425 | 1 | 365 | 8.4533 | 0.015249 | 8 | 0.46856
15354 | 11.118 | 1 | 365 | 12.6578 | 0.47819 | 13 | 0.13596
13878 | 6.875 | 1 | 365 | 7.8271 | 0.75486 | 8 | 0.582
17475 | 8.91 | 1 | 365 | 10.144 | 0.4183 | 10 | 0.56228
19499 | 6.25 | 1 | 365 | 7.1156 | 0.3226 | 7 | 0.43818
16402 | 6.63 | 1 | 365 | 7.5482 | 0.19341 | 7 | 0.74163
36562 | 6.615 | 1 | 365 | 7.5311 | 0.15904 | 7 | 0.69018
14504 | 7.848 | 1 | 365 | 8.9349 | 0.9846 | 9 | 0.9195
53953 | 7.155 | 1 | 365 | 8.1459 | 0.39651 | 8 | 0.54243
17660 | 12.505 | 1 | 365 | 14.2369 | 0.65666 | 14 | 0.89352
19395 | 8.91 | 1 | 365 | 10.144 | 0.4183 | 10 | 0.56228
19344 | 7.935 | 1 | 365 | 9.0339 | 0.18397 | 9 | 0.21792
20475 | 3.3 | 1 | 365 | 3.757 | 0.56233 | 4 | 0.31936
16693 | 6.54 | 1 | 365 | 7.4457 | 0.98717 | 8 | 0.43292
18199 | 9.045 | 1 | 365 | 10.2977 | 0.72767 | 11 | 0.025341
19867 | 8.28 | 1 | 365 | 9.4267 | 0.97458 | 10 | 0.40131
25004 | 4.575 | 1 | 365 | 5.2086 | 0.48414 | 5 | 0.69275
19191 | 5.67 | 1 | 365 | 6.4553 | 0.99346 | 7 | 0.44872
22028 | 9.54 | 1 | 365 | 10.8612 | 0.86202 | 11 | 0.72325
32023 | 12.825 | 1 | 365 | 14.6012 | 0.38998 | 14 | 0.99116
23023 | 7.848 | 1 | 365 | 8.9349 | 0.9846 | 9 | 0.9195
28998 | 12.426 | 1 | 365 | 14.1469 | 0.47562 | 14 | 0.62254
52064 | 5.559 | 1 | 365 | 6.3289 | 0.73909 | 7 | 0.067979
27028 | 7.8 | 1 | 365 | 8.8803 | 0.8746 | 9 | 0.75485
19066 | 8.829 | 1 | 365 | 10.0518 | 0.23268 | 10 | 0.28444
14041 | 6.12 | 1 | 365 | 6.9676 | 0.02469 | 6 | 0.99227
13739 | 4.578 | 1 | 365 | 5.212 | 0.49102 | 5 | 0.70304
22972 | 12.426 | 1 | 365 | 14.1469 | 0.47562 | 14 | 0.62254
15298 | 7.7 | 1 | 365 | 8.7664 | 0.64544 | 9 | 0.41184
15659 | 4.5 | 1 | 365 | 5.1232 | 0.31227 | 5 | 0.43549
23145 | 9.1 | 1 | 365 | 10.3603 | 0.85371 | 11 | 0.214
16389 | 8.67 | 1 | 365 | 9.8707 | 0.86831 | 10 | 0.73905
18560 | 8.16 | 1 | 365 | 9.2901 | 0.69959 | 9 | 0.98969
16308 | 9.945 | 1 | 365 | 11.3223 | 0.79012 | 12 | 0.11244
15977 | 6.5 | 1 | 365 | 7.4002 | 0.8955 | 8 | 0.29571
21956 | 10.64 | 1 | 365 | 12.1136 | 0.38279 | 12 | 0.49637
18035 | 4.578 | 1 | 365 | 5.212 | 0.49102 | 5 | 0.70304
34847 | 7.848 | 1 | 365 | 8.9349 | 0.9846 | 9 | 0.9195
52807 | 7.15 | 1 | 365 | 8.1402 | 0.38505 | 8 | 0.52528
14815 | 7.14 | 1 | 365 | 8.1288 | 0.36214 | 8 | 0.49098
58988 | 9.1 | 1 | 365 | 10.3603 | 0.85371 | 11 | 0.214
21421 | 8.16 | 1 | 365 | 9.2901 | 0.69959 | 9 | 0.98969
16696 | 9.81 | 1 | 365 | 11.1686 | 0.48075 | 11 | 0.64938
16132 | 5.04 | 1 | 365 | 5.738 | 0.54974 | 6 | 0.28775
18515 | 9.01 | 1 | 365 | 10.2578 | 0.64746 | 10 | 0.90529
32864 | 7.2 | 1 | 365 | 8.1972 | 0.49964 | 8 | 0.69679
15353 | 8.829 | 1 | 365 | 10.0518 | 0.23268 | 10 | 0.28444
21194 | 4.32 | 1 | 365 | 4.9183 | 0.89978 | 5 | 0.81807
19077 | 7.7 | 1 | 365 | 8.7664 | 0.64544 | 9 | 0.41184
15690 | 4.2 | 1 | 365 | 4.7817 | 0.62479 | 5 | 0.40646
15837 | 8.1 | 1 | 365 | 9.2218 | 0.56209 | 9 | 0.78389
50564 | 12.65 | 1 | 365 | 14.4019 | 0.98894 | 15 | 0.39089
14258 | 7.2 | 1 | 365 | 8.1972 | 0.49964 | 8 | 0.69679
26653 | 3.38 | 1 | 365 | 3.8481 | 0.74566 | 4 | 0.59377
17659 | 6.72 | 1 | 365 | 7.6507 | 0.39966 | 8 | 0.050337
17293 | 8.415 | 1 | 365 | 9.5804 | 0.28395 | 9 | 0.86437
33407 | 6.24 | 1 | 365 | 7.1042 | 0.29968 | 7 | 0.40388
20124 | 5.04 | 1 | 365 | 5.738 | 0.54974 | 6 | 0.28775
18368 | 7.5 | 1 | 365 | 8.5387 | 0.18712 | 8 | 0.72582
23857 | 13.065 | 1 | 365 | 14.8744 | 0.93996 | 15 | 0.81438
20561 | 7.975 | 1 | 365 | 9.0795 | 0.27564 | 9 | 0.35512
21062 | 5.886 | 1 | 365 | 6.7012 | 0.48845 | 7 | 0.18963
25302 | 10.335 | 1 | 365 | 11.7663 | 0.68385 | 12 | 0.45018
28918 | 3.924 | 1 | 365 | 4.4674 | 0.9923 | 5 | 0.45975
17167 | 10.725 | 1 | 365 | 12.2103 | 0.57758 | 12 | 0.78793
21134 | 4.845 | 1 | 365 | 5.516 | 0.10288 | 5 | 0.61888
32594 | 6.63 | 1 | 365 | 7.5482 | 0.19341 | 7 | 0.74163
17292 | 3.57 | 1 | 365 | 4.0644 | 0.18107 | 4 | 0.24549
20711 | 8.97 | 1 | 365 | 10.2123 | 0.5558 | 10 | 0.76808
19081 | 7.975 | 1 | 365 | 9.0795 | 0.27564 | 9 | 0.35512
13872 | 5 | 1 | 365 | 5.6925 | 0.45808 | 6 | 0.15055
16544 | 8.68 | 1 | 365 | 9.8821 | 0.89123 | 10 | 0.77335
21432 | 9.36 | 1 | 365 | 10.6563 | 0.44953 | 11 | 0.10583
21797 | 5.67 | 1 | 365 | 6.4553 | 0.99346 | 7 | 0.44872
21014 | 8 | 1 | 365 | 9.1079 | 0.33293 | 9 | 0.44088
21744 | 8.64 | 1 | 365 | 9.8366 | 0.79956 | 10 | 0.63615
20699 | 11.44 | 1 | 365 | 13.0244 | 0.21609 | 13 | 0.24045
18161 | 11.7 | 1 | 365 | 13.3204 | 0.81191 | 14 | 0.13228
15656 | 8.82 | 1 | 365 | 10.0415 | 0.21205 | 10 | 0.25357
17391 | 4.59 | 1 | 365 | 5.2257 | 0.51852 | 5 | 0.7442
20247 | 4.845 | 1 | 365 | 5.516 | 0.10288 | 5 | 0.61888
25320 | 9.275 | 1 | 365 | 10.5595 | 0.25474 | 10 | 0.81427
20032 | 3.85 | 1 | 365 | 4.3832 | 0.82272 | 5 | 0.20592
24044 | 9.72 | 1 | 365 | 11.0662 | 0.27451 | 11 | 0.34067
15291 | 6.867 | 1 | 365 | 7.818 | 0.73653 | 8 | 0.55456
21544 | 5.4 | 1 | 365 | 6.1479 | 0.37473 | 6 | 0.52259
22200 | 5.2 | 1 | 365 | 5.9202 | 0.9164 | 6 | 0.83657
73684 | 3.795 | 1 | 365 | 4.3206 | 0.31842 | 4 | 0.639
14997 | 11.4 | 1 | 365 | 12.9788 | 0.12442 | 13 | 0.10325
32600 | 5.1 | 1 | 365 | 5.8063 | 0.68724 | 6 | 0.49356
13869 | 5.67 | 1 | 365 | 6.4553 | 0.99346 | 7 | 0.44872
18015 | 4.48 | 1 | 365 | 5.1005 | 0.26644 | 5 | 0.36689
73059 | 6 | 1 | 365 | 6.831 | 0.7497 | 7 | 0.58066
16558 | 9.24 | 1 | 365 | 10.5197 | 0.17453 | 10 | 0.69421
57512 | 6.25 | 1 | 365 | 7.1156 | 0.3226 | 7 | 0.43818
14065 | 7.84 | 1 | 365 | 8.9258 | 0.96627 | 9 | 0.89206
18345 | 5.61 | 1 | 365 | 6.3869 | 0.85597 | 7 | 0.24291
9241 | 4.165 | 1 | 365 | 4.7418 | 0.54458 | 5 | 0.28641
10710 | 10.71 | 1 | 365 | 12.1933 | 0.54321 | 12 | 0.73647
10712 | 2.55 | 1 | 365 | 2.9032 | 0.84362 | 3 | 0.74678
3460 | 7.5 | 1 | 365 | 8.5387 | 0.18712 | 8 | 0.72582
11246 | 5.4 | 1 | 365 | 6.1479 | 0.37473 | 6 | 0.52259
17096 | 5.5 | 1 | 365 | 6.2617 | 0.60389 | 6 | 0.8656
15125 | 5.04 | 1 | 365 | 5.738 | 0.54974 | 6 | 0.28775
17142 | 5.1 | 1 | 365 | 5.8063 | 0.68724 | 6 | 0.49356
20385 | 4.68 | 1 | 365 | 5.3282 | 0.72476 | 6 | 0.052913
58980 | 2.16 | 1 | 365 | 2.4591 | 0.94989 | 3 | 0.40904
16912 | 5.72 | 1 | 365 | 6.5122 | 0.10804 | 6 | 0.62023
20381 | 6.5 | 1 | 365 | 7.4002 | 0.8955 | 8 | 0.29571
58873 | 6.12 | 1 | 365 | 6.9676 | 0.02469 | 6 | 0.99227
44230 | 9.315 | 1 | 365 | 10.6051 | 0.3464 | 10 | 0.95147
58951 | 3.06 | 1 | 365 | 3.4838 | 0.012345 | 3 | 0.49614
17227 | 4.94 | 1 | 365 | 5.6242 | 0.32058 | 5 | 0.94474
20266 | 7.28 | 1 | 365 | 8.2882 | 0.68296 | 8 | 0.9712
20265 | 3.12 | 1 | 365 | 3.5521 | 0.14984 | 3 | 0.70194
53830 | 5.94 | 1 | 365 | 6.7627 | 0.6122 | 7 | 0.37485
17116 | 3.825 | 1 | 365 | 4.3547 | 0.76543 | 5 | 0.12017
21358 | 7.28 | 1 | 365 | 8.2882 | 0.68296 | 8 | 0.9712
20361 | 9.69 | 1 | 365 | 11.032 | 0.20576 | 11 | 0.23776
17156 | 5.72 | 1 | 365 | 6.5122 | 0.10804 | 6 | 0.62023
17132 | 6.12 | 1 | 365 | 6.9676 | 0.02469 | 6 | 0.99227
17146 | 2.295 | 1 | 365 | 2.6128 | 0.25926 | 2 | 0.8721
17099 | 4.845 | 1 | 365 | 5.516 | 0.10288 | 5 | 0.61888
15150 | 8.84 | 1 | 365 | 10.0643 | 0.25789 | 10 | 0.32217
17103 | 5.61 | 1 | 365 | 6.3869 | 0.85597 | 7 | 0.24291
17130 | 3.315 | 1 | 365 | 3.7741 | 0.59671 | 4 | 0.37081
20386 | 8.84 | 1 | 365 | 10.0643 | 0.25789 | 10 | 0.32217
15176 | 2.34 | 1 | 365 | 2.6641 | 0.36238 | 3 | 0.026456
17221 | 2.6 | 1 | 365 | 2.9601 | 0.9582 | 3 | 0.91828
17494 | 2.34 | 1 | 365 | 2.6641 | 0.36238 | 3 | 0.026456
17135 | 5.1 | 1 | 365 | 5.8063 | 0.68724 | 6 | 0.49356
20325 | 6.63 | 1 | 365 | 7.5482 | 0.19341 | 7 | 0.74163
17110 | 5.355 | 1 | 365 | 6.0966 | 0.2716 | 6 | 0.36824
53852 | 3.9 | 1 | 365 | 4.4401 | 0.9373 | 5 | 0.37743
15135 | 12.48 | 1 | 365 | 14.2084 | 0.59937 | 14 | 0.80777
17112 | 11.22 | 1 | 365 | 12.7739 | 0.71193 | 13 | 0.48583
15259 | 5.2 | 1 | 365 | 5.9202 | 0.9164 | 6 | 0.83657
17199 | 7.905 | 1 | 365 | 8.9998 | 0.11522 | 9 | 0.11502
17151 | 3.9 | 1 | 365 | 4.4401 | 0.9373 | 5 | 0.37743
20238 | 4.75 | 1 | 365 | 5.4078 | 0.88518 | 6 | 0.29302
17126 | 5.1 | 1 | 365 | 5.8063 | 0.68724 | 6 | 0.49356
59052 | 3.12 | 1 | 365 | 3.5521 | 0.14984 | 3 | 0.70194
17158 | 11.985 | 1 | 365 | 13.6448 | 0.46502 | 14 | 0.10986
17195 | 5.1 | 1 | 365 | 5.8063 | 0.68724 | 6 | 0.49356
17121 | 9.18 | 1 | 365 | 10.4514 | 0.037035 | 10 | 0.48841
15331 | 3.9 | 1 | 365 | 4.4401 | 0.9373 | 5 | 0.37743
19148 | 5.1 | 1 | 365 | 5.8063 | 0.68724 | 6 | 0.49356
63962 | 8.82 | 1 | 365 | 10.0415 | 0.21205 | 10 | 0.25357
53919 | 5.12 | 1 | 365 | 5.8291 | 0.73307 | 6 | 0.56216
9392 | 6 | 1 | 365 | 6.831 | 0.7497 | 7 | 0.58066
9510 | 4.2 | 1 | 365 | 4.7817 | 0.62479 | 5 | 0.40646
11634 | 7.905 | 1 | 365 | 8.9998 | 0.11522 | 9 | 0.11502
11696 | 7.29 | 1 | 365 | 8.2996 | 0.70588 | 9 | 0.005499
12465 | 6.12 | 1 | 365 | 6.9676 | 0.02469 | 6 | 0.99227
14121 | 8.7 | 1 | 365 | 9.9049 | 0.93706 | 10 | 0.84195
14227 | 6.375 | 1 | 365 | 7.2579 | 0.60905 | 7 | 0.86695
14231 | 5.61 | 1 | 365 | 6.3869 | 0.85597 | 7 | 0.24291
9595 | 5.1 | 1 | 365 | 5.8063 | 0.68724 | 6 | 0.49356
12473 | 5.1 | 1 | 365 | 5.8063 | 0.68724 | 6 | 0.49356
12926 | 11.725 | 1 | 365 | 13.3488 | 0.8692 | 14 | 0.21804
13208 | 4.8 | 1 | 365 | 5.4648 | 0.99976 | 6 | 0.46453
12178 | 8.1 | 1 | 365 | 9.2218 | 0.56209 | 9 | 0.78389
10683 | 12.753 | 1 | 365 | 14.5192 | 0.22498 | 14 | 0.74419
17236 | 3.75 | 1 | 365 | 4.2694 | 0.59356 | 4 | 0.86291
22534 | 14.82 | 1 | 365 | 16.8725 | 0.96175 | 17 | 0.83422
17437 | 4.52 | 1 | 365 | 5.146 | 0.3581 | 5 | 0.5041
19582 | 11 | 1 | 365 | 12.5234 | 0.20778 | 12 | 0.73121
19584 | 6 | 1 | 365 | 6.831 | 0.7497 | 7 | 0.58066
20355 | 4.08 | 1 | 365 | 4.6451 | 0.34979 | 4 | 0.99485
17085 | 8.28 | 1 | 365 | 9.4267 | 0.97458 | 10 | 0.40131
17205 | 9.88 | 1 | 365 | 11.2483 | 0.64117 | 11 | 0.88948
17767 | 8.175 | 1 | 365 | 9.3072 | 0.73396 | 10 | 0.041146
17108 | 6.25 | 1 | 365 | 7.1156 | 0.3226 | 7 | 0.43818
17590 | 2.86 | 1 | 365 | 3.2561 | 0.55402 | 3 | 0.81011
17879 | 6.6 | 1 | 365 | 7.5141 | 0.12467 | 7 | 0.63872
23221 | 7.2 | 1 | 365 | 8.1972 | 0.49964 | 8 | 0.69679
18616 | 6 | 1 | 365 | 6.831 | 0.7497 | 7 | 0.58066
18723 | 5.4 | 1 | 365 | 6.1479 | 0.37473 | 6 | 0.52259
22243 | 7.83 | 1 | 365 | 8.9144 | 0.94335 | 9 | 0.85776
23406 | 12.3 | 1 | 365 | 14.0035 | 0.18688 | 14 | 0.19035
19392 | 4.675 | 1 | 365 | 5.3225 | 0.7133 | 6 | 0.035762
17084 | 11.73 | 1 | 365 | 13.3545 | 0.88066 | 14 | 0.23519
18412 | 5.61 | 1 | 365 | 6.3869 | 0.85597 | 7 | 0.24291
19869 | 11.2 | 1 | 365 | 12.7511 | 0.6661 | 13 | 0.41723
25907 | 7.15 | 1 | 365 | 8.1402 | 0.38505 | 8 | 0.52528
21236 | 5.25 | 1 | 365 | 5.9771 | 0.030984 | 6 | 0.0080754
43535 | 8.265 | 1 | 365 | 9.4096 | 0.94021 | 10 | 0.34986
13943 | 4.75 | 1 | 365 | 5.4078 | 0.88518 | 6 | 0.29302
11831 | 8.84 | 1 | 365 | 10.0643 | 0.25789 | 10 | 0.32217
14357 | 6 | 1 | 365 | 6.831 | 0.7497 | 7 | 0.58066
14650 | 6.05 | 1 | 365 | 6.8879 | 0.86428 | 7 | 0.75216
13661 | 6.12 | 1 | 365 | 6.9676 | 0.02469 | 6 | 0.99227
13542 | 12.69 | 1 | 365 | 14.4475 | 0.080607 | 14 | 0.52809
9500 | 6.63 | 1 | 365 | 7.5482 | 0.19341 | 7 | 0.74163
14847 | 3.38 | 1 | 365 | 3.8481 | 0.74566 | 4 | 0.59377
14877 | 3.12 | 1 | 365 | 3.5521 | 0.14984 | 3 | 0.70194
16510 | 6.6 | 1 | 365 | 7.5141 | 0.12467 | 7 | 0.63872
17914 | 6 | 1 | 365 | 6.831 | 0.7497 | 7 | 0.58066
18172 | 3.9 | 1 | 365 | 4.4401 | 0.9373 | 5 | 0.37743
18197 | 4.08 | 1 | 365 | 4.6451 | 0.34979 | 4 | 0.99485
17381 | 8.25 | 1 | 365 | 9.3926 | 0.90583 | 10 | 0.2984
18501 | 4.32 | 1 | 365 | 4.9183 | 0.89978 | 5 | 0.81807
18676 | 9.44 | 1 | 365 | 10.7474 | 0.63286 | 11 | 0.38023
18908 | 9.69 | 1 | 365 | 11.032 | 0.20576 | 11 | 0.23776
18917 | 5.355 | 1 | 365 | 6.0966 | 0.2716 | 6 | 0.36824
19154 | 4.8 | 1 | 365 | 5.4648 | 0.99976 | 6 | 0.46453
16508 | 8.71 | 1 | 365 | 9.9163 | 0.95998 | 10 | 0.87625
19385 | 9 | 1 | 365 | 10.2464 | 0.62454 | 10 | 0.87099
19390 | 5.4 | 1 | 365 | 6.1479 | 0.37473 | 6 | 0.52259
19592 | 2.4 | 1 | 365 | 2.7324 | 0.49988 | 3 | 0.23226
20423 | 3 | 1 | 365 | 3.4155 | 0.87485 | 4 | 0.29033
19482 | 12.75 | 1 | 365 | 14.5158 | 0.2181 | 14 | 0.7339
17909 | 7.42 | 1 | 365 | 8.4476 | 0.0037907 | 8 | 0.45141
16655 | 7.375 | 1 | 365 | 8.3964 | 0.90067 | 9 | 0.29706
51528 | 5.88 | 1 | 365 | 6.6943 | 0.4747 | 7 | 0.16904
23701 | 6.9 | 1 | 365 | 7.8556 | 0.81215 | 8 | 0.66776
23915 | 10.455 | 1 | 365 | 11.903 | 0.95885 | 12 | 0.8618
22560 | 9.8 | 1 | 365 | 11.1572 | 0.45784 | 11 | 0.61507
26077 | 4.845 | 1 | 365 | 5.516 | 0.10288 | 5 | 0.61888
35714 | 6.84 | 1 | 365 | 7.7873 | 0.67465 | 8 | 0.46195
11133 | 9.8 | 1 | 365 | 11.1572 | 0.45784 | 11 | 0.61507
16140 | 4.08 | 1 | 365 | 4.6451 | 0.34979 | 4 | 0.99485
20447 | 5.61 | 1 | 365 | 6.3869 | 0.85597 | 7 | 0.24291
16105 | 5.47 | 1 | 365 | 6.2276 | 0.53514 | 6 | 0.7627
20779 | 6.72 | 1 | 365 | 7.6507 | 0.39966 | 8 | 0.050337
19728 | 6 | 1 | 365 | 6.831 | 0.7497 | 7 | 0.58066
17447 | 8.1 | 1 | 365 | 9.2218 | 0.56209 | 9 | 0.78389
20210 | 8.215 | 1 | 365 | 9.3527 | 0.82563 | 10 | 0.17835
20206 | 2.25 | 1 | 365 | 2.5616 | 0.15614 | 2 | 0.71775
20202 | 4 | 1 | 365 | 4.554 | 0.16646 | 4 | 0.72044
19431 | 4.59 | 1 | 365 | 5.2257 | 0.51852 | 5 | 0.7442
21392 | 3 | 1 | 365 | 3.4155 | 0.87485 | 4 | 0.29033
21694 | 5.98 | 1 | 365 | 6.8082 | 0.70386 | 7 | 0.51206
22275 | 9.156 | 1 | 365 | 10.424 | 0.98204 | 11 | 0.40608
21957 | 5.355 | 1 | 365 | 6.0966 | 0.2716 | 6 | 0.36824
22900 | 3.24 | 1 | 365 | 3.6887 | 0.42484 | 4 | 0.11356
22941 | 7.395 | 1 | 365 | 8.4192 | 0.9465 | 9 | 0.36566
18983 | 4.59 | 1 | 365 | 5.2257 | 0.51852 | 5 | 0.7442
22521 | 6.885 | 1 | 365 | 7.8385 | 0.77778 | 8 | 0.6163
22395 | 10.71 | 1 | 365 | 12.1933 | 0.54321 | 12 | 0.73647
22244 | 7.28 | 1 | 365 | 8.2882 | 0.68296 | 8 | 0.9712
22461 | 4.95 | 1 | 365 | 5.6355 | 0.3435 | 5 | 0.97904
22605 | 7.8 | 1 | 365 | 8.8803 | 0.8746 | 9 | 0.75485
23651 | 5.865 | 1 | 365 | 6.6773 | 0.44033 | 7 | 0.11759
22482 | 4.355 | 1 | 365 | 4.9581 | 0.97999 | 5 | 0.93813
20460 | 8.25 | 1 | 365 | 9.3926 | 0.90583 | 10 | 0.2984
22920 | 4.5 | 1 | 365 | 5.1232 | 0.31227 | 5 | 0.43549
23004 | 7.14 | 1 | 365 | 8.1288 | 0.36214 | 8 | 0.49098
23008 | 6.3 | 1 | 365 | 7.1725 | 0.43718 | 7 | 0.60969
20891 | 8.32 | 1 | 365 | 9.4723 | 0.066245 | 9 | 0.53851
22790 | 7.96 | 1 | 365 | 9.0624 | 0.24126 | 9 | 0.30367
22811 | 4.47 | 1 | 365 | 5.0891 | 0.24352 | 5 | 0.33259
25144 | 12.48 | 1 | 365 | 14.2084 | 0.59937 | 14 | 0.80777
22405 | 45.453 | 1 | 365 | 51.7479 | 0.16082 | 51 | 0.90877
26640 | 3 | 1 | 365 | 3.4155 | 0.87485 | 4 | 0.29033
26641 | 3 | 1 | 365 | 3.4155 | 0.87485 | 4 | 0.29033
21121 | 7.395 | 1 | 365 | 8.4192 | 0.9465 | 9 | 0.36566
25854 | 4.48 | 1 | 365 | 5.1005 | 0.26644 | 5 | 0.36689
25664 | 6.36 | 1 | 365 | 7.2408 | 0.57468 | 7 | 0.8155
17716 | 13.515 | 1 | 365 | 15.3867 | 0.97119 | 16 | 0.35793
18826 | 12.75 | 1 | 365 | 14.5158 | 0.2181 | 14 | 0.7339
19168 | 4.08 | 1 | 365 | 4.6451 | 0.34979 | 4 | 0.99485
23060 | 7.905 | 1 | 365 | 8.9998 | 0.11522 | 9 | 0.11502
22074 | 4.14 | 1 | 365 | 4.7134 | 0.48729 | 5 | 0.20065
24702 | 6.76 | 1 | 365 | 7.6962 | 0.49132 | 8 | 0.18754
27049 | 10.08 | 1 | 365 | 11.476 | 0.099489 | 11 | 0.5755
27063 | 7.055 | 1 | 365 | 8.0321 | 0.16735 | 8 | 0.19942
31052 | 3.3 | 1 | 365 | 3.757 | 0.56233 | 4 | 0.31936
31897 | 7.98 | 1 | 365 | 9.0852 | 0.2871 | 9 | 0.37227
32790 | 5.865 | 1 | 365 | 6.6773 | 0.44033 | 7 | 0.11759
29303 | 14.28 | 1 | 365 | 16.2577 | 0.72428 | 16 | 0.98197
33924 | 5.232 | 1 | 365 | 5.9566 | 0.98973 | 6 | 0.94633
34774 | 4.56 | 1 | 365 | 5.1915 | 0.44977 | 5 | 0.6413
29957 | 6 | 1 | 365 | 6.831 | 0.7497 | 7 | 0.58066
32795 | 7.8 | 1 | 365 | 8.8803 | 0.8746 | 9 | 0.75485
33575 | 8.64 | 1 | 365 | 9.8366 | 0.79956 | 10 | 0.63615
35207 | 2.295 | 1 | 365 | 2.6128 | 0.25926 | 2 | 0.8721
37653 | 2.385 | 1 | 365 | 2.7153 | 0.4655 | 3 | 0.18081
35555 | 3.57 | 1 | 365 | 4.0644 | 0.18107 | 4 | 0.24549
35867 | 8.829 | 1 | 365 | 10.0518 | 0.23268 | 10 | 0.28444
36056 | 6 | 1 | 365 | 6.831 | 0.7497 | 7 | 0.58066
42837 | 7.28 | 1 | 365 | 8.2882 | 0.68296 | 8 | 0.9712
44217 | 9.18 | 1 | 365 | 10.4514 | 0.037035 | 10 | 0.48841
45089 | 6.12 | 1 | 365 | 6.9676 | 0.02469 | 6 | 0.99227
30917 | 10.2 | 1 | 365 | 11.6126 | 0.37448 | 11 | 0.98712
33077 | 12.04 | 1 | 365 | 13.7075 | 0.59106 | 14 | 0.29852
46907 | 3.35 | 1 | 365 | 3.814 | 0.67691 | 4 | 0.49087
41594 | 8.04 | 1 | 365 | 9.1535 | 0.42459 | 9 | 0.57808
51857 | 7.8 | 1 | 365 | 8.8803 | 0.8746 | 9 | 0.75485
51396 | 11.96 | 1 | 365 | 13.6164 | 0.40773 | 14 | 0.024111
53246 | 7.935 | 1 | 365 | 9.0339 | 0.18397 | 9 | 0.21792
51091 | 9.62 | 1 | 365 | 10.9523 | 0.045346 | 10 | 0.99765
52865 | 10.2 | 1 | 365 | 11.6126 | 0.37448 | 11 | 0.98712
52981 | 4.68 | 1 | 365 | 5.3282 | 0.72476 | 6 | 0.052913
43081 | 4.59 | 1 | 365 | 5.2257 | 0.51852 | 5 | 0.7442
50713 | 10.4 | 1 | 365 | 11.8403 | 0.83281 | 12 | 0.67314
42407 | 4.42 | 1 | 365 | 5.0321 | 0.12894 | 5 | 0.16108
50803 | 4.08 | 1 | 365 | 4.6451 | 0.34979 | 4 | 0.99485
45994 | 13.26 | 1 | 365 | 15.0964 | 0.38683 | 15 | 0.48325
53520 | 5.32 | 1 | 365 | 6.0568 | 0.1914 | 6 | 0.24818
53616 | 9.88 | 1 | 365 | 11.2483 | 0.64117 | 11 | 0.88948
48570 | 4.5 | 1 | 365 | 5.1232 | 0.31227 | 5 | 0.43549
44792 | 10.395 | 1 | 365 | 11.8346 | 0.82135 | 12 | 0.65599
41417 | 8.1 | 1 | 365 | 9.2218 | 0.56209 | 9 | 0.78389
59435 | 4.68 | 1 | 365 | 5.3282 | 0.72476 | 6 | 0.052913
53006 | 6.5 | 1 | 365 | 7.4002 | 0.8955 | 8 | 0.29571
43145 | 10.92 | 1 | 365 | 12.4324 | 0.024447 | 12 | 0.4568
61729 | 6.76 | 1 | 365 | 7.6962 | 0.49132 | 8 | 0.18754
66416 | 4.32 | 1 | 365 | 4.9183 | 0.89978 | 5 | 0.81807
63576 | 7 | 1 | 365 | 7.9695 | 0.041312 | 8 | 0.010767
59890 | 8.55 | 1 | 365 | 9.7341 | 0.59332 | 10 | 0.32744
16467 | 3.57 | 1 | 365 | 4.0644 | 0.18107 | 4 | 0.24549
16415 | 14.79 | 1 | 365 | 16.8383 | 0.893 | 17 | 0.73132
16983 | 8.8 | 1 | 365 | 10.0187 | 0.16622 | 10 | 0.18496
16988 | 6.6 | 1 | 365 | 7.5141 | 0.12467 | 7 | 0.63872
17010 | 9.9 | 1 | 365 | 11.2711 | 0.687 | 11 | 0.95809
18265 | 7.7 | 1 | 365 | 8.7664 | 0.64544 | 9 | 0.41184
18266 | 5.5 | 1 | 365 | 6.2617 | 0.60389 | 6 | 0.8656
17849 | 7.425 | 1 | 365 | 8.4533 | 0.015249 | 8 | 0.46856
17854 | 4.4 | 1 | 365 | 5.0094 | 0.08311 | 5 | 0.092482
17811 | 6.24 | 1 | 365 | 7.1042 | 0.29968 | 7 | 0.40388
18069 | 5.46 | 1 | 365 | 6.2162 | 0.51222 | 6 | 0.7284
15424 | 7.56 | 1 | 365 | 8.607 | 0.32462 | 8 | 0.93163
17137 | 9.075 | 1 | 365 | 10.3318 | 0.79642 | 11 | 0.12824
17173 | 5.98 | 1 | 365 | 6.8082 | 0.70386 | 7 | 0.51206
17442 | 4.16 | 1 | 365 | 4.7361 | 0.53312 | 5 | 0.26926
17875 | 8.25 | 1 | 365 | 9.3926 | 0.90583 | 10 | 0.2984
18454 | 2.04 | 1 | 365 | 2.3225 | 0.6749 | 2 | 0.99742
19221 | 4.94 | 1 | 365 | 5.6242 | 0.32058 | 5 | 0.94474
19438 | 4.94 | 1 | 365 | 5.6242 | 0.32058 | 5 | 0.94474
19456 | 6.05 | 1 | 365 | 6.8879 | 0.86428 | 7 | 0.75216
20016 | 7.02 | 1 | 365 | 7.9922 | 0.087144 | 8 | 0.079369
20220 | 5.72 | 1 | 365 | 6.5122 | 0.10804 | 6 | 0.62023
20330 | 4.68 | 1 | 365 | 5.3282 | 0.72476 | 6 | 0.052913
20433 | 5.2 | 1 | 365 | 5.9202 | 0.9164 | 6 | 0.83657
20441 | 3.12 | 1 | 365 | 3.5521 | 0.14984 | 3 | 0.70194
20452 | 6.76 | 1 | 365 | 7.6962 | 0.49132 | 8 | 0.18754
20459 | 3.3 | 1 | 365 | 3.757 | 0.56233 | 4 | 0.31936
20506 | 5.2 | 1 | 365 | 5.9202 | 0.9164 | 6 | 0.83657
20483 | 5.225 | 1 | 365 | 5.9486 | 0.97369 | 6 | 0.92232
20545 | 4.675 | 1 | 365 | 5.3225 | 0.7133 | 6 | 0.035762
20716 | 11.18 | 1 | 365 | 12.7284 | 0.62027 | 13 | 0.34863
16525 | 10.2 | 1 | 365 | 11.6126 | 0.37448 | 11 | 0.98712
16665 | 4.95 | 1 | 365 | 5.6355 | 0.3435 | 5 | 0.97904
17069 | 11.55 | 1 | 365 | 13.1496 | 0.46816 | 13 | 0.61777
17671 | 9.625 | 1 | 365 | 10.958 | 0.056804 | 11 | 0.014805
20739 | 4.4 | 1 | 365 | 5.0094 | 0.08311 | 5 | 0.092482
20822 | 7.975 | 1 | 365 | 9.0795 | 0.27564 | 9 | 0.35512
20745 | 5.98 | 1 | 365 | 6.8082 | 0.70386 | 7 | 0.51206
21209 | 5.775 | 1 | 365 | 6.5748 | 0.23408 | 6 | 0.80888
21248 | 3.85 | 1 | 365 | 4.3832 | 0.82272 | 5 | 0.20592
21274 | 3.85 | 1 | 365 | 4.3832 | 0.82272 | 5 | 0.20592
21283 | 4.675 | 1 | 365 | 5.3225 | 0.7133 | 6 | 0.035762
17924 | 4.125 | 1 | 365 | 4.6963 | 0.45292 | 5 | 0.1492
21516 | 5.2 | 1 | 365 | 5.9202 | 0.9164 | 6 | 0.83657
20574 | 4.5 | 1 | 365 | 5.1232 | 0.31227 | 5 | 0.43549
21243 | 4.4 | 1 | 365 | 5.0094 | 0.08311 | 5 | 0.092482
22220 | 8.84 | 1 | 365 | 10.0643 | 0.25789 | 10 | 0.32217
22637 | 3.12 | 1 | 365 | 3.5521 | 0.14984 | 3 | 0.70194
22600 | 6.05 | 1 | 365 | 6.8879 | 0.86428 | 7 | 0.75216
23484 | 7.28 | 1 | 365 | 8.2882 | 0.68296 | 8 | 0.9712
23527 | 8.25 | 1 | 365 | 9.3926 | 0.90583 | 10 | 0.2984
23554 | 9.9 | 1 | 365 | 11.2711 | 0.687 | 11 | 0.95809
23557 | 7.7 | 1 | 365 | 8.7664 | 0.64544 | 9 | 0.41184
23617 | 4.16 | 1 | 365 | 4.7361 | 0.53312 | 5 | 0.26926
23476 | 5.61 | 1 | 365 | 6.3869 | 0.85597 | 7 | 0.24291
23149 | 5.46 | 1 | 365 | 6.2162 | 0.51222 | 6 | 0.7284
23188 | 6.05 | 1 | 365 | 6.8879 | 0.86428 | 7 | 0.75216
23779 | 4.505 | 1 | 365 | 5.1289 | 0.32373 | 5 | 0.45264
23862 | 4.4 | 1 | 365 | 5.0094 | 0.08311 | 5 | 0.092482
20449 | 4.125 | 1 | 365 | 4.6963 | 0.45292 | 5 | 0.1492
24348 | 7.02 | 1 | 365 | 7.9922 | 0.087144 | 8 | 0.079369
23985 | 9.36 | 1 | 365 | 10.6563 | 0.44953 | 11 | 0.10583
23801 | 4.16 | 1 | 365 | 4.7361 | 0.53312 | 5 | 0.26926
25483 | 7.95 | 1 | 365 | 9.051 | 0.21835 | 9 | 0.26937
25532 | 9.9 | 1 | 365 | 11.2711 | 0.687 | 11 | 0.95809
25350 | 5.72 | 1 | 365 | 6.5122 | 0.10804 | 6 | 0.62023
26060 | 5.2 | 1 | 365 | 5.9202 | 0.9164 | 6 | 0.83657
18978 | 9.63 | 1 | 365 | 10.9637 | 0.068262 | 11 | 0.031955
21877 | 11.44 | 1 | 365 | 13.0244 | 0.21609 | 13 | 0.24045
26093 | 5.775 | 1 | 365 | 6.5748 | 0.23408 | 6 | 0.80888
26223 | 6.3 | 1 | 365 | 7.1725 | 0.43718 | 7 | 0.60969
26659 | 12 | 1 | 365 | 13.6619 | 0.49939 | 14 | 0.16132
27208 | 4.4 | 1 | 365 | 5.0094 | 0.08311 | 5 | 0.092482
27228 | 7.15 | 1 | 365 | 8.1402 | 0.38505 | 8 | 0.52528
27295 | 9.01 | 1 | 365 | 10.2578 | 0.64746 | 10 | 0.90529
27447 | 5.775 | 1 | 365 | 6.5748 | 0.23408 | 6 | 0.80888
27348 | 10.2 | 1 | 365 | 11.6126 | 0.37448 | 11 | 0.98712
27440 | 5.7 | 1 | 365 | 6.4894 | 0.062211 | 6 | 0.55162
27425 | 5.98 | 1 | 365 | 6.8082 | 0.70386 | 7 | 0.51206
27774 | 12.19 | 1 | 365 | 13.8782 | 0.9348 | 14 | 0.81304
25669 | 6.36 | 1 | 365 | 7.2408 | 0.57468 | 7 | 0.8155
24985 | 6.05 | 1 | 365 | 6.8879 | 0.86428 | 7 | 0.75216
25712 | 6.9 | 1 | 365 | 7.8556 | 0.81215 | 8 | 0.66776
25750 | 4.2 | 1 | 365 | 4.7817 | 0.62479 | 5 | 0.40646
25951 | 7.8 | 1 | 365 | 8.8803 | 0.8746 | 9 | 0.75485
25967 | 7.425 | 1 | 365 | 8.4533 | 0.015249 | 8 | 0.46856
26031 | 14.025 | 1 | 365 | 15.9674 | 0.13991 | 16 | 0.10729
26349 | 12.19 | 1 | 365 | 13.8782 | 0.9348 | 14 | 0.81304
26368 | 4.505 | 1 | 365 | 5.1289 | 0.32373 | 5 | 0.45264
26424 | 9.62 | 1 | 365 | 10.9523 | 0.045346 | 10 | 0.99765
26796 | 6.325 | 1 | 365 | 7.201 | 0.49447 | 7 | 0.69544
27609 | 6.325 | 1 | 365 | 7.201 | 0.49447 | 7 | 0.69544
23724 | 5.225 | 1 | 365 | 5.9486 | 0.97369 | 6 | 0.92232
28110 | 5.775 | 1 | 365 | 6.5748 | 0.23408 | 6 | 0.80888
28118 | 5.1 | 1 | 365 | 5.8063 | 0.68724 | 6 | 0.49356
28151 | 9 | 1 | 365 | 10.2464 | 0.62454 | 10 | 0.87099
28655 | 9.6 | 1 | 365 | 10.9295 | 0.99951 | 11 | 0.92905
29102 | 10.07 | 1 | 365 | 11.4646 | 0.076573 | 11 | 0.5412
26795 | 11.44 | 1 | 365 | 13.0244 | 0.21609 | 13 | 0.24045
29334 | 7.425 | 1 | 365 | 8.4533 | 0.015249 | 8 | 0.46856
29309 | 7.8 | 1 | 365 | 8.8803 | 0.8746 | 9 | 0.75485
30131 | 5.72 | 1 | 365 | 6.5122 | 0.10804 | 6 | 0.62023
31184 | 6 | 1 | 365 | 6.831 | 0.7497 | 7 | 0.58066
31296 | 8.745 | 1 | 365 | 9.9561 | 0.040182 | 9 | 0.99631
31896 | 6 | 1 | 365 | 6.831 | 0.7497 | 7 | 0.58066
31926 | 6 | 1 | 365 | 6.831 | 0.7497 | 7 | 0.58066
33515 | 6.5 | 1 | 365 | 7.4002 | 0.8955 | 8 | 0.29571
33758 | 5.035 | 1 | 365 | 5.7323 | 0.53829 | 6 | 0.2706
33935 | 5.3 | 1 | 365 | 6.034 | 0.14556 | 6 | 0.17958
33944 | 5.035 | 1 | 365 | 5.7323 | 0.53829 | 6 | 0.2706
34011 | 20.625 | 1 | 365 | 23.4814 | 0.26458 | 23 | 0.74601
34257 | 2.7 | 1 | 365 | 3.0739 | 0.18736 | 3 | 0.2613
34276 | 4.8 | 1 | 365 | 5.4648 | 0.99976 | 6 | 0.46453
34145 | 7.15 | 1 | 365 | 8.1402 | 0.38505 | 8 | 0.52528
34342 | 4.16 | 1 | 365 | 4.7361 | 0.53312 | 5 | 0.26926
34351 | 10.6 | 1 | 365 | 12.068 | 0.29113 | 12 | 0.35916
34350 | 8.25 | 1 | 365 | 9.3926 | 0.90583 | 10 | 0.2984
34288 | 5.3 | 1 | 365 | 6.034 | 0.14556 | 6 | 0.17958
34559 | 15.6 | 1 | 365 | 17.7605 | 0.74921 | 18 | 0.50971
34617 | 2.7 | 1 | 365 | 3.0739 | 0.18736 | 3 | 0.2613
34610 | 3.575 | 1 | 365 | 4.0701 | 0.19253 | 4 | 0.26264
33756 | 7.8 | 1 | 365 | 8.8803 | 0.8746 | 9 | 0.75485
34064 | 6.6 | 1 | 365 | 7.5141 | 0.12467 | 7 | 0.63872
34081 | 6.9 | 1 | 365 | 7.8556 | 0.81215 | 8 | 0.66776
33809 | 22 | 1 | 365 | 25.0469 | 0.41555 | 25 | 0.46241
33760 | 13 | 1 | 365 | 14.8004 | 0.79101 | 15 | 0.59142
33751 | 8.4 | 1 | 365 | 9.5633 | 0.24957 | 9 | 0.81292
34941 | 4.4 | 1 | 365 | 5.0094 | 0.08311 | 5 | 0.092482
33641 | 10.92 | 1 | 365 | 12.4324 | 0.024447 | 12 | 0.4568
33631 | 8.58 | 1 | 365 | 9.7683 | 0.66207 | 10 | 0.43034
33646 | 6.3 | 1 | 365 | 7.1725 | 0.43718 | 7 | 0.60969
33610 | 8.32 | 1 | 365 | 9.4723 | 0.066245 | 9 | 0.53851
33554 | 10.07 | 1 | 365 | 11.4646 | 0.076573 | 11 | 0.5412
33501 | 2.75 | 1 | 365 | 3.1309 | 0.30194 | 3 | 0.4328
34936 | 9.1 | 1 | 365 | 10.3603 | 0.85371 | 11 | 0.214
34995 | 4.8 | 1 | 365 | 5.4648 | 0.99976 | 6 | 0.46453
33750 | 3.975 | 1 | 365 | 4.5255 | 0.10917 | 4 | 0.63469
34069 | 12 | 1 | 365 | 13.6619 | 0.49939 | 14 | 0.16132
35340 | 14.7 | 1 | 365 | 16.7359 | 0.68676 | 17 | 0.42261
36902 | 7.2 | 1 | 365 | 8.1972 | 0.49964 | 8 | 0.69679
36823 | 4.24 | 1 | 365 | 4.8272 | 0.71645 | 5 | 0.54366
37160 | 4.5 | 1 | 365 | 5.1232 | 0.31227 | 5 | 0.43549
37138 | 5.98 | 1 | 365 | 6.8082 | 0.70386 | 7 | 0.51206
37239 | 5.1 | 1 | 365 | 5.8063 | 0.68724 | 6 | 0.49356
37433 | 8.4 | 1 | 365 | 9.5633 | 0.24957 | 9 | 0.81292
36851 | 4.95 | 1 | 365 | 5.6355 | 0.3435 | 5 | 0.97904
35462 | 8.48 | 1 | 365 | 9.6544 | 0.4329 | 10 | 0.087329
35576 | 5.4 | 1 | 365 | 6.1479 | 0.37473 | 6 | 0.52259
33794 | 10.175 | 1 | 365 | 11.5842 | 0.31719 | 11 | 0.90137
35905 | 9.9 | 1 | 365 | 11.2711 | 0.687 | 11 | 0.95809
35911 | 12.1 | 1 | 365 | 13.7758 | 0.72855 | 14 | 0.50433
36749 | 6.63 | 1 | 365 | 7.5482 | 0.19341 | 7 | 0.74163
35936 | 7.5 | 1 | 365 | 8.5387 | 0.18712 | 8 | 0.72582
34652 | 4.5 | 1 | 365 | 5.1232 | 0.31227 | 5 | 0.43549
36582 | 8.8 | 1 | 365 | 10.0187 | 0.16622 | 10 | 0.18496
36743 | 5.4 | 1 | 365 | 6.1479 | 0.37473 | 6 | 0.52259
37058 | 4.4 | 1 | 365 | 5.0094 | 0.08311 | 5 | 0.092482
29432 | 3.575 | 1 | 365 | 4.0701 | 0.19253 | 4 | 0.26264
34556 | 11.4 | 1 | 365 | 12.9788 | 0.12442 | 13 | 0.10325
34589 | 8.525 | 1 | 365 | 9.7057 | 0.53603 | 10 | 0.24168
34705 | 11 | 1 | 365 | 12.5234 | 0.20778 | 12 | 0.73121
34703 | 7.2 | 1 | 365 | 8.1972 | 0.49964 | 8 | 0.69679
19454 | 5.2 | 1 | 365 | 5.9202 | 0.9164 | 6 | 0.83657
25681 | 12.19 | 1 | 365 | 13.8782 | 0.9348 | 14 | 0.81304
35474 | 7.2 | 1 | 365 | 8.1972 | 0.49964 | 8 | 0.69679
35571 | 7.5 | 1 | 365 | 8.5387 | 0.18712 | 8 | 0.72582
35914 | 4.24 | 1 | 365 | 4.8272 | 0.71645 | 5 | 0.54366
36919 | 6.3 | 1 | 365 | 7.1725 | 0.43718 | 7 | 0.60969
36914 | 9.54 | 1 | 365 | 10.8612 | 0.86202 | 11 | 0.72325
36932 | 6.9 | 1 | 365 | 7.8556 | 0.81215 | 8 | 0.66776
36680 | 9.36 | 1 | 365 | 10.6563 | 0.44953 | 11 | 0.10583
36709 | 8.745 | 1 | 365 | 9.9561 | 0.040182 | 9 | 0.99631
36908 | 6.3 | 1 | 365 | 7.1725 | 0.43718 | 7 | 0.60969
36581 | 6.6 | 1 | 365 | 7.5141 | 0.12467 | 7 | 0.63872
37554 | 5.4 | 1 | 365 | 6.1479 | 0.37473 | 6 | 0.52259
37570 | 7.95 | 1 | 365 | 9.051 | 0.21835 | 9 | 0.26937
38090 | 9 | 1 | 365 | 10.2464 | 0.62454 | 10 | 0.87099
35036 | 4.5 | 1 | 365 | 5.1232 | 0.31227 | 5 | 0.43549
41078 | 16.165 | 1 | 365 | 18.4037 | 0.043973 | 18 | 0.44772
37197 | 4.8 | 1 | 365 | 5.4648 | 0.99976 | 6 | 0.46453
41284 | 7.7 | 1 | 365 | 8.7664 | 0.64544 | 9 | 0.41184
41430 | 7.15 | 1 | 365 | 8.1402 | 0.38505 | 8 | 0.52528
41901 | 3.975 | 1 | 365 | 4.5255 | 0.10917 | 4 | 0.63469
43428 | 12.72 | 1 | 365 | 14.4816 | 0.14936 | 14 | 0.63099
43478 | 6.6 | 1 | 365 | 7.5141 | 0.12467 | 7 | 0.63872
44317 | 5.5 | 1 | 365 | 6.2617 | 0.60389 | 6 | 0.8656
45353 | 5.3 | 1 | 365 | 6.034 | 0.14556 | 6 | 0.17958
37655 | 4.8 | 1 | 365 | 5.4648 | 0.99976 | 6 | 0.46453
43859 | 7.2 | 1 | 365 | 8.1972 | 0.49964 | 8 | 0.69679
41099 | 9.62 | 1 | 365 | 10.9523 | 0.045346 | 10 | 0.99765
40649 | 9.6 | 1 | 365 | 10.9295 | 0.99951 | 11 | 0.92905
41175 | 3.9 | 1 | 365 | 4.4401 | 0.9373 | 5 | 0.37743
41251 | 6.3 | 1 | 365 | 7.1725 | 0.43718 | 7 | 0.60969
45273 | 8.1 | 1 | 365 | 9.2218 | 0.56209 | 9 | 0.78389
43268 | 6.6 | 1 | 365 | 7.5141 | 0.12467 | 7 | 0.63872
43388 | 6 | 1 | 365 | 6.831 | 0.7497 | 7 | 0.58066
41191 | 20.4 | 1 | 365 | 23.2253 | 0.74897 | 23 | 0.97424
42074 | 7.685 | 1 | 365 | 8.7493 | 0.61107 | 9 | 0.36039
38366 | 8.1 | 1 | 365 | 9.2218 | 0.56209 | 9 | 0.78389
43391 | 5.035 | 1 | 365 | 5.7323 | 0.53829 | 6 | 0.2706
55327 | 4.8 | 1 | 365 | 5.4648 | 0.99976 | 6 | 0.46453
44118 | 5.1 | 1 | 365 | 5.8063 | 0.68724 | 6 | 0.49356
39119 | 6.095 | 1 | 365 | 6.9391 | 0.9674 | 7 | 0.90652
44013 | 16.43 | 1 | 365 | 18.7054 | 0.65125 | 19 | 0.3567
55539 | 5.83 | 1 | 365 | 6.6374 | 0.36012 | 6 | 0.99754
54411 | 6 | 1 | 365 | 6.831 | 0.7497 | 7 | 0.58066
43398 | 8.4 | 1 | 365 | 9.5633 | 0.24957 | 9 | 0.81292
52667 | 5.565 | 1 | 365 | 6.3357 | 0.75284 | 7 | 0.08856
41280 | 3.18 | 1 | 365 | 3.6204 | 0.28734 | 3 | 0.90775
60554 | 8.4 | 1 | 365 | 9.5633 | 0.24957 | 9 | 0.81292
55166 | 11.925 | 1 | 365 | 13.5765 | 0.32752 | 13 | 0.90406
47409 | 9.01 | 1 | 365 | 10.2578 | 0.64746 | 10 | 0.90529
43384 | 8.25 | 1 | 365 | 9.3926 | 0.90583 | 10 | 0.2984
63403 | 12.9 | 1 | 365 | 14.6866 | 0.56185 | 15 | 0.24841
74460 | 6.08 | 0.8 | 365 | 5.5376 | 0.14642 | 5 | 0.68405
75113 | 3.92 | 0.8 | 365 | 3.5703 | 0.18651 | 3 | 0.75682
75462 | 4.69 | 0.8 | 365 | 4.2716 | 0.59814 | 4 | 0.86977
76125 | 12.47 | 0.8 | 365 | 11.3576 | 0.86116 | 12 | 0.21877
76356 | 10.23 | 0.8 | 365 | 9.3174 | 0.75459 | 10 | 0.072017
76359 | 8.04 | 0.8 | 365 | 7.3228 | 0.73967 | 8 | 0.062465
77031 | 7.37 | 0.8 | 365 | 6.7126 | 0.51137 | 7 | 0.22393
77224 | 8.25 | 0.8 | 365 | 7.5141 | 0.12467 | 7 | 0.63872
77098 | 10.075 | 0.8 | 365 | 9.1763 | 0.47042 | 9 | 0.64668
78301 | 8.58 | 0.8 | 365 | 7.8146 | 0.72965 | 8 | 0.54427
78274 | 4.8 | 0.8 | 365 | 4.3718 | 0.79981 | 5 | 0.17162
78428 | 5.525 | 0.8 | 365 | 5.0321 | 0.12894 | 5 | 0.16108
78466 | 7.5 | 0.8 | 365 | 6.831 | 0.7497 | 7 | 0.58066
78501 | 6.6 | 0.8 | 365 | 6.0112 | 0.099732 | 6 | 0.11098
78425 | 13.065 | 0.8 | 365 | 11.8995 | 0.95197 | 12 | 0.85151
78728 | 7.475 | 0.8 | 365 | 6.8082 | 0.70386 | 7 | 0.51206
78876 | 5.6 | 0.8 | 365 | 5.1005 | 0.26644 | 5 | 0.36689
79025 | 7.26 | 0.8 | 365 | 6.6124 | 0.30971 | 6 | 0.92208
78755 | 7.26 | 0.8 | 365 | 6.6124 | 0.30971 | 6 | 0.92208
79098 | 8.96 | 0.8 | 365 | 8.1607 | 0.4263 | 8 | 0.58703
78890 | 12.73 | 0.8 | 365 | 11.5944 | 0.33782 | 11 | 0.93224
79289 | 7.92 | 0.8 | 365 | 7.2135 | 0.51968 | 7 | 0.73317
79297 | 5.94 | 0.8 | 365 | 5.4101 | 0.88976 | 6 | 0.29988
79494 | 13.505 | 0.8 | 365 | 12.3003 | 0.75862 | 13 | 0.058904
79456 | 5.475 | 0.8 | 365 | 4.9866 | 0.037278 | 5 | 0.02388
79877 | 5.94 | 0.8 | 365 | 5.4101 | 0.88976 | 6 | 0.29988
80263 | 4.8 | 0.8 | 365 | 4.3718 | 0.79981 | 5 | 0.17162
80338 | 5.76 | 0.8 | 365 | 5.2462 | 0.55977 | 5 | 0.80595
80241 | 3.795 | 0.8 | 365 | 3.4565 | 0.95735 | 4 | 0.41381
80669 | 5.61 | 0.8 | 365 | 5.1096 | 0.28477 | 5 | 0.39433
80934 | 12.395 | 0.8 | 365 | 11.2893 | 0.72366 | 12 | 0.012967
80937 | 7.81 | 0.8 | 365 | 7.1133 | 0.31802 | 7 | 0.43132
80792 | 6.83 | 0.8 | 365 | 6.2207 | 0.52139 | 6 | 0.74212
81172 | 6.7 | 0.8 | 365 | 6.1023 | 0.28306 | 6 | 0.38539
81325 | 3.92 | 0.8 | 365 | 3.5703 | 0.18651 | 3 | 0.75682
81541 | 10.385 | 0.8 | 365 | 9.4586 | 0.038746 | 9 | 0.49735
81136 | 8.91 | 0.8 | 365 | 8.1152 | 0.33464 | 8 | 0.44982
82217 | 3.63 | 0.8 | 365 | 3.3062 | 0.65485 | 3 | 0.96104
81611 | 9.72 | 0.8 | 365 | 8.8529 | 0.81961 | 9 | 0.67253
82117 | 7.75 | 0.8 | 365 | 7.0587 | 0.20802 | 7 | 0.26668
82195 | 14.85 | 0.8 | 365 | 13.5253 | 0.2244 | 13 | 0.7497
82509 | 5.67 | 0.8 | 365 | 5.1642 | 0.39477 | 5 | 0.55898
82503 | 8.4 | 0.8 | 365 | 7.6507 | 0.39966 | 8 | 0.050337
82502 | 5.1 | 0.8 | 365 | 4.6451 | 0.34979 | 4 | 0.99485
82485 | 8.4 | 0.8 | 365 | 7.6507 | 0.39966 | 8 | 0.050337
82420 | 13.4 | 0.8 | 365 | 12.2047 | 0.56612 | 12 | 0.77077
82402 | 16.2 | 0.8 | 365 | 14.7549 | 0.69934 | 15 | 0.45422
82937 | 8.4 | 0.8 | 365 | 7.6507 | 0.39966 | 8 | 0.050337
83406 | 6.44 | 0.8 | 365 | 5.8655 | 0.80641 | 6 | 0.67192
83933 | 4.355 | 0.8 | 365 | 3.9665 | 0.98399 | 4 | 0.9505
83990 | 4.38 | 0.8 | 365 | 3.9893 | 0.029822 | 4 | 0.019104
84160 | 8.375 | 0.8 | 365 | 7.6279 | 0.35383 | 7 | 0.98173
84257 | 5.61 | 0.8 | 365 | 5.1096 | 0.28477 | 5 | 0.39433
84758 | 2.52 | 0.8 | 365 | 2.2952 | 0.6199 | 2 | 0.9151
87351 | 10.2 | 0.8 | 365 | 9.2901 | 0.69959 | 9 | 0.98969
88193 | 8.395 | 0.8 | 365 | 7.6461 | 0.39049 | 8 | 0.036616
58831 | 18 | 1 | 365 | 20.4929 | 0.48263 | 20 | 0.97552
1020 | 4.8 | 1 | 365 | 5.4648 | 0.99976 | 6 | 0.46453
77307 | 1408.96 | 0.65 | 365 | 1042.6598 | 0.53464 | 1043 | 0.1944
88025 | 352.8 | 0.55 | 365 | 220.9133 | 0.19997 | 221 | 0.11327
87534 | 296 | 0.55 | 365 | 185.3468 | 0.08841 | 185 | 0.43517
81589 | 1077.48 | 0.55 | 365 | 674.6872 | 0.97438 | 675 | 0.66163
88745 | 218.28 | 0.65 | 365 | 161.5317 | 0.88215 | 162 | 0.4139
82341 | 1050.92 | 0.65 | 365 | 777.7027 | 0.41537 | 778 | 0.11807
35489 | 408.24 | 0.9 | 365 | 418.3008 | 0.26298 | 418 | 0.56375
91083 | 120.6 | 0.55 | 365 | 75.5163 | 0.78264 | 76 | 0.29892
87459 | 652.8 | 0.65 | 365 | 483.0856 | 0.85948 | 483 | 0.94508
60023 | 994.95 | 0.7 | 365 | 792.9209 | 0.71775 | 793 | 0.63869
90417 | 244.8 | 0.55 | 365 | 153.2868 | 0.42447 | 153 | 0.71125
88717 | 95.63 | 0.55 | 365 | 59.8808 | 0.9272 | 60 | 0.80798
85947 | 2504.25 | 0.65 | 365 | 1853.1972 | 0.8624 | 1854 | 0.059588
70022 | 1982.76 | 0.65 | 365 | 1467.2837 | 0.13824 | 1467 | 0.42196
42983 | 6.27 | 1 | 365 | 7.1384 | 0.36843 | 7 | 0.50679
1167 | 8.04 | 1 | 365 | 9.1535 | 0.42459 | 9 | 0.57808
6047 | 6.12 | 1 | 365 | 6.9676 | 0.02469 | 6 | 0.99227
888 | 11.76 | 1 | 365 | 13.3887 | 0.9494 | 14 | 0.33809
1477 | 9.075 | 1 | 365 | 10.3318 | 0.79642 | 11 | 0.12824
4263 | 8 | 1 | 365 | 9.1079 | 0.33293 | 9 | 0.44088
6417 | 11.985 | 1 | 365 | 13.6448 | 0.46502 | 14 | 0.10986
358 | 8.04 | 1 | 365 | 9.1535 | 0.42459 | 9 | 0.57808
332 | 4.905 | 1 | 365 | 5.5843 | 0.24038 | 5 | 0.82469
561 | 7.95 | 1 | 365 | 9.051 | 0.21835 | 9 | 0.26937
307 | 325 | 0.9 | 365 | 333.0094 | 0.29768 | 333 | 0.30706
736 | 10 | 1 | 365 | 11.3849 | 0.91616 | 12 | 0.3011
1514 | 7.5 | 1 | 365 | 8.5387 | 0.18712 | 8 | 0.72582
16666 | 4.08 | 1 | 365 | 4.6451 | 0.34979 | 4 | 0.99485
13711 | 10.71 | 1 | 365 | 12.1933 | 0.54321 | 12 | 0.73647
2118 | 6.5 | 1 | 365 | 7.4002 | 0.8955 | 8 | 0.29571
2330 | 7.95 | 1 | 365 | 9.051 | 0.21835 | 9 | 0.26937
4907 | 6 | 1 | 365 | 6.831 | 0.7497 | 7 | 0.58066
2438 | 5.5 | 1 | 365 | 6.2617 | 0.60389 | 6 | 0.8656
2656 | 7.84 | 1 | 365 | 8.9258 | 0.96627 | 9 | 0.89206
4056 | 3.25 | 1 | 365 | 3.7001 | 0.44775 | 4 | 0.14786
2551 | 2.5 | 1 | 365 | 2.8462 | 0.72904 | 3 | 0.57527
6624 | 7.29 | 1 | 365 | 8.2996 | 0.70588 | 9 | 0.005499
1120 | 6.75 | 1 | 365 | 7.6848 | 0.46841 | 8 | 0.15324
2543 | 5.75 | 1 | 365 | 6.5463 | 0.17679 | 6 | 0.72313
23531 | 7.5 | 1 | 365 | 8.5387 | 0.18712 | 8 | 0.72582
3616 | 9.25 | 1 | 365 | 10.5311 | 0.19745 | 10 | 0.72851
2977 | 4.13 | 1 | 365 | 4.702 | 0.46437 | 5 | 0.16635
2812 | 2 | 1 | 365 | 2.277 | 0.58323 | 2 | 0.86022
7859 | 11 | 1 | 365 | 12.5234 | 0.20778 | 12 | 0.73121
236 | 136.29 | 0.9 | 365 | 139.6488 | 0.09191 | 139 | 0.74067
129 | 141.12 | 0.9 | 365 | 144.5978 | 0.053565 | 144 | 0.65136
258 | 57 | 0.9 | 365 | 58.4047 | 0.5599 | 58 | 0.96462
229 | 504.45 | 0.9 | 365 | 516.8818 | 0.40512 | 517 | 0.28691
213 | 310 | 0.9 | 365 | 317.6397 | 0.36086 | 318 | 0.00057834
40 | 570.35 | 0.9 | 365 | 584.4058 | 0.32087 | 584 | 0.72671
264 | 39 | 1 | 365 | 44.4013 | 0.37302 | 44 | 0.77427
273 | 87.61 | 0.9 | 365 | 89.7691 | 0.69163 | 90 | 0.46071
54 | 323.4 | 0.9 | 365 | 331.3699 | 0.99775 | 332 | 0.3677
334 | 5.94 | 1 | 365 | 6.7627 | 0.6122 | 7 | 0.37485
849 | 259.6 | 0.9 | 365 | 265.9976 | 0.41316 | 266 | 0.41081
246 | 97.5 | 0.9 | 365 | 99.9028 | 0.089304 | 99 | 0.99212
2184 | 8 | 1 | 365 | 9.1079 | 0.33293 | 9 | 0.44088
2557 | 7.65 | 1 | 365 | 8.7095 | 0.53086 | 9 | 0.24034
3663 | 5 | 1 | 365 | 5.6925 | 0.45808 | 6 | 0.15055
165 | 256 | 0.9 | 365 | 262.3089 | 0.98833 | 263 | 0.29725
166 | 186 | 0.9 | 365 | 190.5838 | 0.61652 | 191 | 0.20035
278 | 600 | 0.9 | 365 | 614.7865 | 0.47264 | 615 | 0.25918
897 | 98.28 | 0.9 | 365 | 100.702 | 0.69802 | 101 | 0.40005
799 | 1020.24 | 0.9 | 365 | 1045.383 | 0.19848 | 1045 | 0.58152
147 | 5 | 1 | 365 | 5.6925 | 0.45808 | 6 | 0.15055
148 | 2.5 | 1 | 365 | 2.8462 | 0.72904 | 3 | 0.57527
149 | 5.75 | 1 | 365 | 6.5463 | 0.17679 | 6 | 0.72313
161 | 4.5 | 1 | 365 | 5.1232 | 0.31227 | 5 | 0.43549
150 | 16.75 | 1 | 365 | 19.0698 | 0.38457 | 19 | 0.45434
412 | 7.65 | 1 | 365 | 8.7095 | 0.53086 | 9 | 0.24034
356 | 11.118 | 1 | 365 | 12.6578 | 0.47819 | 13 | 0.13596
481 | 6.5 | 1 | 365 | 7.4002 | 0.8955 | 8 | 0.29571
480 | 9.01 | 1 | 365 | 10.2578 | 0.64746 | 10 | 0.90529
479 | 6.5 | 1 | 365 | 7.4002 | 0.8955 | 8 | 0.29571
478 | 9.5 | 1 | 365 | 10.8157 | 0.77035 | 11 | 0.58604
477 | 4 | 1 | 365 | 4.554 | 0.16646 | 4 | 0.72044
476 | 4.5 | 1 | 365 | 5.1232 | 0.31227 | 5 | 0.43549
475 | 11.75 | 1 | 365 | 13.3773 | 0.92649 | 14 | 0.30379
474 | 4.25 | 1 | 365 | 4.8386 | 0.73937 | 5 | 0.57797
473 | 9 | 1 | 365 | 10.2464 | 0.62454 | 10 | 0.87099
472 | 3.71 | 1 | 365 | 4.2238 | 0.5019 | 4 | 0.72571
471 | 7 | 1 | 365 | 7.9695 | 0.041312 | 8 | 0.010767
469 | 6.75 | 1 | 365 | 7.6848 | 0.46841 | 8 | 0.15324
468 | 5.75 | 1 | 365 | 6.5463 | 0.17679 | 6 | 0.72313
467 | 7.5 | 1 | 365 | 8.5387 | 0.18712 | 8 | 0.72582
462 | 4.25 | 1 | 365 | 4.8386 | 0.73937 | 5 | 0.57797
453 | 6 | 1 | 365 | 6.831 | 0.7497 | 7 | 0.58066
452 | 5.5 | 1 | 365 | 6.2617 | 0.60389 | 6 | 0.8656
450 | 8.75 | 1 | 365 | 9.9618 | 0.05164 | 10 | 0.013459
451 | 4 | 1 | 365 | 4.554 | 0.16646 | 4 | 0.72044
449 | 10.5 | 1 | 365 | 11.9542 | 0.061968 | 12 | 0.016151
448 | 4.5 | 1 | 365 | 5.1232 | 0.31227 | 5 | 0.43549
447 | 5.75 | 1 | 365 | 6.5463 | 0.17679 | 6 | 0.72313
444 | 5 | 1 | 365 | 5.6925 | 0.45808 | 6 | 0.15055
443 | 7.25 | 1 | 365 | 8.2541 | 0.61422 | 8 | 0.86829
442 | 7.25 | 1 | 365 | 8.2541 | 0.61422 | 8 | 0.86829
312 | 6.5 | 1 | 365 | 7.4002 | 0.8955 | 8 | 0.29571
406 | 12.985 | 1 | 365 | 14.7833 | 0.75663 | 15 | 0.53997
438 | 2.5 | 1 | 365 | 2.8462 | 0.72904 | 3 | 0.57527
415 | 15.3 | 1 | 365 | 17.419 | 0.061725 | 17 | 0.48068
416 | 12.24 | 1 | 365 | 13.9352 | 0.04938 | 13 | 0.98454
441 | 2.5 | 1 | 365 | 2.8462 | 0.72904 | 3 | 0.57527
501 | 4.5 | 1 | 365 | 5.1232 | 0.31227 | 5 | 0.43549
503 | 6.75 | 1 | 365 | 7.6848 | 0.46841 | 8 | 0.15324
504 | 14.25 | 1 | 365 | 16.2235 | 0.65553 | 16 | 0.87906
505 | 3.5 | 1 | 365 | 3.9847 | 0.020656 | 4 | 0.0053836
506 | 5.25 | 1 | 365 | 5.9771 | 0.030984 | 6 | 0.0080754
507 | 5.5 | 1 | 365 | 6.2617 | 0.60389 | 6 | 0.8656
335 | 5.865 | 1 | 365 | 6.6773 | 0.44033 | 7 | 0.11759
202 | 87.61 | 0.9 | 365 | 89.7691 | 0.69163 | 90 | 0.46071
508 | 7 | 1 | 365 | 7.9695 | 0.041312 | 8 | 0.010767
509 | 5 | 1 | 365 | 5.6925 | 0.45808 | 6 | 0.15055
510 | 7 | 1 | 365 | 7.9695 | 0.041312 | 8 | 0.010767
511 | 9.5 | 1 | 365 | 10.8157 | 0.77035 | 11 | 0.58604
512 | 7 | 1 | 365 | 7.9695 | 0.041312 | 8 | 0.010767
513 | 5.83 | 1 | 365 | 6.6374 | 0.36012 | 6 | 0.99754
515 | 6.25 | 1 | 365 | 7.1156 | 0.3226 | 7 | 0.43818
516 | 11.5 | 1 | 365 | 13.0927 | 0.35358 | 13 | 0.44626
535 | 3.75 | 1 | 365 | 4.2694 | 0.59356 | 4 | 0.86291
537 | 10.25 | 1 | 365 | 11.6696 | 0.48906 | 12 | 0.15862
538 | 3.75 | 1 | 365 | 4.2694 | 0.59356 | 4 | 0.86291
539 | 6.5 | 1 | 365 | 7.4002 | 0.8955 | 8 | 0.29571
540 | 7 | 1 | 365 | 7.9695 | 0.041312 | 8 | 0.010767
541 | 13 | 1 | 365 | 14.8004 | 0.79101 | 15 | 0.59142
542 | 11.13 | 1 | 365 | 12.6714 | 0.50569 | 13 | 0.17712
543 | 5.75 | 1 | 365 | 6.5463 | 0.17679 | 6 | 0.72313
544 | 5.75 | 1 | 365 | 6.5463 | 0.17679 | 6 | 0.72313
547 | 9.36 | 1 | 365 | 10.6563 | 0.44953 | 11 | 0.10583
4651 | 9.25 | 1 | 365 | 10.5311 | 0.19745 | 10 | 0.72851
6756 | 10 | 1 | 365 | 11.3849 | 0.91616 | 12 | 0.3011
374 | 4.68 | 1 | 365 | 5.3282 | 0.72476 | 6 | 0.052913
146 | 4.9 | 1 | 365 | 5.5786 | 0.22892 | 5 | 0.80754
605 | 5 | 1 | 365 | 5.6925 | 0.45808 | 6 | 0.15055
169 | 6.5 | 1 | 365 | 7.4002 | 0.8955 | 8 | 0.29571
626 | 6.25 | 1 | 365 | 7.1156 | 0.3226 | 7 | 0.43818
627 | 3.25 | 1 | 365 | 3.7001 | 0.44775 | 4 | 0.14786
306 | 6.5 | 1 | 365 | 7.4002 | 0.8955 | 8 | 0.29571
630 | 6.5 | 1 | 365 | 7.4002 | 0.8955 | 8 | 0.29571
631 | 12.25 | 1 | 365 | 13.9465 | 0.072296 | 14 | 0.018843
633 | 7.84 | 1 | 365 | 8.9258 | 0.96627 | 9 | 0.89206
634 | 3.25 | 1 | 365 | 3.7001 | 0.44775 | 4 | 0.14786
635 | 6 | 1 | 365 | 6.831 | 0.7497 | 7 | 0.58066
545 | 2.5 | 1 | 365 | 2.8462 | 0.72904 | 3 | 0.57527
636 | 15.75 | 1 | 365 | 17.9313 | 0.092952 | 18 | 0.024226
637 | 5 | 1 | 365 | 5.6925 | 0.45808 | 6 | 0.15055
640 | 7 | 1 | 365 | 7.9695 | 0.041312 | 8 | 0.010767
641 | 5.75 | 1 | 365 | 6.5463 | 0.17679 | 6 | 0.72313
643 | 9 | 1 | 365 | 10.2464 | 0.62454 | 10 | 0.87099
644 | 4.25 | 1 | 365 | 4.8386 | 0.73937 | 5 | 0.57797
648 | 8 | 1 | 365 | 9.1079 | 0.33293 | 9 | 0.44088
649 | 7.75 | 1 | 365 | 8.8233 | 0.76002 | 9 | 0.58335
654 | 5.25 | 1 | 365 | 5.9771 | 0.030984 | 6 | 0.0080754
658 | 6.75 | 1 | 365 | 7.6848 | 0.46841 | 8 | 0.15324
659 | 15.75 | 1 | 365 | 17.9313 | 0.092952 | 18 | 0.024226
660 | 9.8 | 1 | 365 | 11.1572 | 0.45784 | 11 | 0.61507
661 | 9 | 1 | 365 | 10.2464 | 0.62454 | 10 | 0.87099
664 | 5.75 | 1 | 365 | 6.5463 | 0.17679 | 6 | 0.72313
670 | 9 | 1 | 365 | 10.2464 | 0.62454 | 10 | 0.87099
671 | 10 | 1 | 365 | 11.3849 | 0.91616 | 12 | 0.3011
682 | 5.25 | 1 | 365 | 5.9771 | 0.030984 | 6 | 0.0080754
692 | 6.75 | 1 | 365 | 7.6848 | 0.46841 | 8 | 0.15324
694 | 12.5 | 1 | 365 | 14.2312 | 0.6452 | 14 | 0.87637
457 | 9.156 | 1 | 365 | 10.424 | 0.98204 | 11 | 0.40608
701 | 4.75 | 1 | 365 | 5.4078 | 0.88518 | 6 | 0.29302
716 | 4.5 | 1 | 365 | 5.1232 | 0.31227 | 5 | 0.43549
717 | 6.5 | 1 | 365 | 7.4002 | 0.8955 | 8 | 0.29571
719 | 9.5 | 1 | 365 | 10.8157 | 0.77035 | 11 | 0.58604
720 | 3 | 1 | 365 | 3.4155 | 0.87485 | 4 | 0.29033
725 | 9 | 1 | 365 | 10.2464 | 0.62454 | 10 | 0.87099
726 | 6 | 1 | 365 | 6.831 | 0.7497 | 7 | 0.58066
728 | 6.125 | 1 | 365 | 6.9733 | 0.036148 | 7 | 0.0094213
729 | 11.75 | 1 | 365 | 13.3773 | 0.92649 | 14 | 0.30379
730 | 3.5 | 1 | 365 | 3.9847 | 0.020656 | 4 | 0.0053836
732 | 11.75 | 1 | 365 | 13.3773 | 0.92649 | 14 | 0.30379
741 | 10.464 | 1 | 365 | 11.9132 | 0.97947 | 12 | 0.89267
744 | 6.7 | 1 | 365 | 7.6279 | 0.35383 | 7 | 0.98173
748 | 8 | 1 | 365 | 9.1079 | 0.33293 | 9 | 0.44088
750 | 7.65 | 1 | 365 | 8.7095 | 0.53086 | 9 | 0.24034
762 | 6 | 1 | 365 | 6.831 | 0.7497 | 7 | 0.58066
769 | 2.75 | 1 | 365 | 3.1309 | 0.30194 | 3 | 0.4328
775 | 5 | 1 | 365 | 5.6925 | 0.45808 | 6 | 0.15055
776 | 9.75 | 1 | 365 | 11.1003 | 0.34326 | 11 | 0.44357
777 | 7.5 | 1 | 365 | 8.5387 | 0.18712 | 8 | 0.72582
781 | 7.5 | 1 | 365 | 8.5387 | 0.18712 | 8 | 0.72582
782 | 8.5 | 1 | 365 | 9.6772 | 0.47874 | 10 | 0.15593
784 | 2.5 | 1 | 365 | 2.8462 | 0.72904 | 3 | 0.57527
785 | 6.75 | 1 | 365 | 7.6848 | 0.46841 | 8 | 0.15324
786 | 9 | 1 | 365 | 10.2464 | 0.62454 | 10 | 0.87099
787 | 8.5 | 1 | 365 | 9.6772 | 0.47874 | 10 | 0.15593
788 | 4.75 | 1 | 365 | 5.4078 | 0.88518 | 6 | 0.29302
790 | 4.5 | 1 | 365 | 5.1232 | 0.31227 | 5 | 0.43549
794 | 5.865 | 1 | 365 | 6.6773 | 0.44033 | 7 | 0.11759
517 | 7.25 | 1 | 365 | 8.2541 | 0.61422 | 8 | 0.86829
502 | 5.25 | 1 | 365 | 5.9771 | 0.030984 | 6 | 0.0080754
514 | 5.5 | 1 | 365 | 6.2617 | 0.60389 | 6 | 0.8656
620 | 4.5 | 1 | 365 | 5.1232 | 0.31227 | 5 | 0.43549
51 | 10.35 | 1 | 365 | 11.7834 | 0.71823 | 12 | 0.50163
212 | 8.25 | 1 | 365 | 9.3926 | 0.90583 | 10 | 0.2984
363 | 313.5 | 0.9 | 365 | 321.226 | 0.57945 | 321 | 0.80542
801 | 13 | 1 | 365 | 14.8004 | 0.79101 | 15 | 0.59142
121 | 5 | 1 | 365 | 5.6925 | 0.45808 | 6 | 0.15055
123 | 5 | 1 | 365 | 5.6925 | 0.45808 | 6 | 0.15055
821 | 8.75 | 1 | 365 | 9.9618 | 0.05164 | 10 | 0.013459
822 | 3.5 | 1 | 365 | 3.9847 | 0.020656 | 4 | 0.0053836
823 | 2.695 | 1 | 365 | 3.0682 | 0.17591 | 3 | 0.24415
824 | 4 | 1 | 365 | 4.554 | 0.16646 | 4 | 0.72044
825 | 5.75 | 1 | 365 | 6.5463 | 0.17679 | 6 | 0.72313
141 | 6.615 | 1 | 365 | 7.5311 | 0.15904 | 7 | 0.69018
827 | 2.5 | 1 | 365 | 2.8462 | 0.72904 | 3 | 0.57527
828 | 4.25 | 1 | 365 | 4.8386 | 0.73937 | 5 | 0.57797
829 | 7 | 1 | 365 | 7.9695 | 0.041312 | 8 | 0.010767
757 | 5.75 | 1 | 365 | 6.5463 | 0.17679 | 6 | 0.72313
761 | 8 | 1 | 365 | 9.1079 | 0.33293 | 9 | 0.44088
759 | 8 | 1 | 365 | 9.1079 | 0.33293 | 9 | 0.44088
834 | 6.75 | 1 | 365 | 7.6848 | 0.46841 | 8 | 0.15324
838 | 5.2 | 1 | 365 | 5.9202 | 0.9164 | 6 | 0.83657
841 | 10 | 1 | 365 | 11.3849 | 0.91616 | 12 | 0.3011
842 | 9.5 | 1 | 365 | 10.8157 | 0.77035 | 11 | 0.58604
843 | 16 | 1 | 365 | 18.2159 | 0.66586 | 18 | 0.88175
852 | 5.5 | 1 | 365 | 6.2617 | 0.60389 | 6 | 0.8656
862 | 4.5 | 1 | 365 | 5.1232 | 0.31227 | 5 | 0.43549
869 | 6.12 | 1 | 365 | 6.9676 | 0.02469 | 6 | 0.99227
863 | 3.825 | 1 | 365 | 4.3547 | 0.76543 | 5 | 0.12017
870 | 7.83 | 1 | 365 | 8.9144 | 0.94335 | 9 | 0.85776
871 | 5.75 | 1 | 365 | 6.5463 | 0.17679 | 6 | 0.72313
873 | 11.5 | 1 | 365 | 13.0927 | 0.35358 | 13 | 0.44626
900 | 37.2 | 0.9 | 365 | 38.1168 | 0.7233 | 38 | 0.84007
243 | 97.4 | 0.9 | 365 | 99.8003 | 0.88306 | 100 | 0.68341
241 | 69.3 | 1 | 365 | 78.8976 | 0.80899 | 79 | 0.7066
774 | 3.5 | 1 | 365 | 3.9847 | 0.020656 | 4 | 0.0053836
779 | 3.5 | 1 | 365 | 3.9847 | 0.020656 | 4 | 0.0053836
1008 | 4.02 | 1 | 365 | 4.5767 | 0.2123 | 4 | 0.78904
1013 | 4.9 | 1 | 365 | 5.5786 | 0.22892 | 5 | 0.80754
1011 | 7.035 | 1 | 365 | 8.0093 | 0.12152 | 8 | 0.13082
1027 | 4.24 | 1 | 365 | 4.8272 | 0.71645 | 5 | 0.54366
830 | 4.25 | 1 | 365 | 4.8386 | 0.73937 | 5 | 0.57797
1121 | 9 | 1 | 365 | 10.2464 | 0.62454 | 10 | 0.87099
1129 | 5.36 | 1 | 365 | 6.1023 | 0.28306 | 6 | 0.38539
1092 | 162.24 | 0.9 | 365 | 166.2383 | 0.6126 | 166 | 0.85088
1162 | 8.25 | 1 | 365 | 9.3926 | 0.90583 | 10 | 0.2984
1171 | 8.75 | 1 | 365 | 9.9618 | 0.05164 | 10 | 0.013459
1200 | 4.41 | 1 | 365 | 5.0208 | 0.10603 | 5 | 0.12678
60 | 6 | 1 | 365 | 6.831 | 0.7497 | 7 | 0.58066
675 | 3 | 1 | 365 | 3.4155 | 0.87485 | 4 | 0.29033
1207 | 3.35 | 1 | 365 | 3.814 | 0.67691 | 4 | 0.49087
1263 | 5.5 | 1 | 365 | 6.2617 | 0.60389 | 6 | 0.8656
1285 | 5.635 | 1 | 365 | 6.4154 | 0.91326 | 7 | 0.32867
1086 | 5.75 | 1 | 365 | 6.5463 | 0.17679 | 6 | 0.72313
518 | 4.5 | 1 | 365 | 5.1232 | 0.31227 | 5 | 0.43549
652 | 6.5 | 1 | 365 | 7.4002 | 0.8955 | 8 | 0.29571
1316 | 251.625 | 1 | 365 | 286.4735 | 0.62788 | 287 | 0.10133
1361 | 4.69 | 1 | 365 | 5.3395 | 0.74768 | 6 | 0.087214
1362 | 3.675 | 1 | 365 | 4.184 | 0.42169 | 4 | 0.60565
1374 | 9.18 | 1 | 365 | 10.4514 | 0.037035 | 10 | 0.48841
1298 | 25 | 1 | 365 | 28.4623 | 0.2904 | 28 | 0.75274
1299 | 8.5 | 1 | 365 | 9.6772 | 0.47874 | 10 | 0.15593
1300 | 6.095 | 1 | 365 | 6.9391 | 0.9674 | 7 | 0.90652
1293 | 6.36 | 1 | 365 | 7.2408 | 0.57468 | 7 | 0.8155
1294 | 9.18 | 1 | 365 | 10.4514 | 0.037035 | 10 | 0.48841
1291 | 6.36 | 1 | 365 | 7.2408 | 0.57468 | 7 | 0.8155
1259 | 5 | 1 | 365 | 5.6925 | 0.45808 | 6 | 0.15055
1290 | 3 | 1 | 365 | 3.4155 | 0.87485 | 4 | 0.29033
1264 | 7.95 | 1 | 365 | 9.051 | 0.21835 | 9 | 0.26937
1267 | 11.75 | 1 | 365 | 13.3773 | 0.92649 | 14 | 0.30379
1337 | 5.3 | 1 | 365 | 6.034 | 0.14556 | 6 | 0.17958
1412 | 9 | 1 | 365 | 10.2464 | 0.62454 | 10 | 0.87099
621 | 6.25 | 1 | 365 | 7.1156 | 0.3226 | 7 | 0.43818
1447 | 13.08 | 1 | 365 | 14.8915 | 0.97434 | 15 | 0.86583
1445 | 3.43 | 1 | 365 | 3.905 | 0.86024 | 4 | 0.76528
1452 | 5.025 | 1 | 365 | 5.7209 | 0.51537 | 6 | 0.2363
1474 | 7 | 1 | 365 | 7.9695 | 0.041312 | 8 | 0.010767
1286 | 6.03 | 1 | 365 | 6.8651 | 0.81844 | 7 | 0.68356
1511 | 3.75 | 1 | 365 | 4.2694 | 0.59356 | 4 | 0.86291
1521 | 9.62 | 1 | 365 | 10.9523 | 0.045346 | 10 | 0.99765
1524 | 8.75 | 1 | 365 | 9.9618 | 0.05164 | 10 | 0.013459
1526 | 7 | 1 | 365 | 7.9695 | 0.041312 | 8 | 0.010767
1539 | 99.905 | 0.9 | 365 | 102.3671 | 0.049507 | 102 | 0.41659
1547 | 3.924 | 1 | 365 | 4.4674 | 0.9923 | 5 | 0.45975
1567 | 7 | 1 | 365 | 7.9695 | 0.041312 | 8 | 0.010767
1545 | 5.355 | 1 | 365 | 6.0966 | 0.2716 | 6 | 0.36824
1610 | 4.845 | 1 | 365 | 5.516 | 0.10288 | 5 | 0.61888
1686 | 3.924 | 1 | 365 | 4.4674 | 0.9923 | 5 | 0.45975
1673 | 5 | 1 | 365 | 5.6925 | 0.45808 | 6 | 0.15055
1667 | 5.886 | 1 | 365 | 6.7012 | 0.48845 | 7 | 0.18963
1674 | 4.75 | 1 | 365 | 5.4078 | 0.88518 | 6 | 0.29302
1509 | 6.48 | 1 | 365 | 7.3774 | 0.84967 | 8 | 0.22711
1711 | 3.57 | 1 | 365 | 4.0644 | 0.18107 | 4 | 0.24549
1712 | 4.75 | 1 | 365 | 5.4078 | 0.88518 | 6 | 0.29302
1741 | 4.9 | 1 | 365 | 5.5786 | 0.22892 | 5 | 0.80754
1757 | 5.88 | 1 | 365 | 6.6943 | 0.4747 | 7 | 0.16904
1766 | 5.025 | 1 | 365 | 5.7209 | 0.51537 | 6 | 0.2363
1317 | 373.15 | 0.9 | 365 | 382.346 | 0.60486 | 382 | 0.95086
1261 | 8.75 | 1 | 365 | 9.9618 | 0.05164 | 10 | 0.013459
1605 | 2.29 | 1 | 365 | 2.6072 | 0.2478 | 2 | 0.85495
1897 | 223.44 | 1 | 365 | 254.385 | 0.038679 | 254 | 0.42369
1402 | 9.995 | 1 | 365 | 11.3792 | 0.9047 | 12 | 0.28395
1403 | 7.8 | 1 | 365 | 8.8803 | 0.8746 | 9 | 0.75485
1799 | 5.36 | 1 | 365 | 6.1023 | 0.28306 | 6 | 0.38539
1804 | 3.92 | 1 | 365 | 4.4629 | 0.98313 | 5 | 0.44603
1825 | 5.695 | 1 | 365 | 6.4837 | 0.050753 | 6 | 0.53447
1829 | 8.71 | 1 | 365 | 9.9163 | 0.95998 | 10 | 0.87625
1865 | 6.7 | 1 | 365 | 7.6279 | 0.35383 | 7 | 0.98173
778 | 2.695 | 1 | 365 | 3.0682 | 0.17591 | 3 | 0.24415
1890 | 7.194 | 1 | 365 | 8.1903 | 0.48589 | 8 | 0.67621
1894 | 25 | 1 | 365 | 28.4623 | 0.2904 | 28 | 0.75274
1896 | 9.54 | 1 | 365 | 10.8612 | 0.86202 | 11 | 0.72325
1912 | 9.315 | 1 | 365 | 10.6051 | 0.3464 | 10 | 0.95147
1924 | 5.75 | 1 | 365 | 6.5463 | 0.17679 | 6 | 0.72313
1945 | 14.31 | 1 | 365 | 16.2918 | 0.79302 | 17 | 0.084868
277 | 22.5 | 1 | 365 | 25.6161 | 0.56136 | 26 | 0.17747
1956 | 4.69 | 1 | 365 | 5.3395 | 0.74768 | 6 | 0.087214
1910 | 11 | 1 | 365 | 12.5234 | 0.20778 | 12 | 0.73121
735 | 12 | 1 | 365 | 13.6619 | 0.49939 | 14 | 0.16132
1029 | 5 | 1 | 365 | 5.6925 | 0.45808 | 6 | 0.15055
1761 | 5.36 | 1 | 365 | 6.1023 | 0.28306 | 6 | 0.38539
1028 | 18.72 | 1 | 365 | 21.3126 | 0.89905 | 22 | 0.21165
3021 | 3 | 1 | 365 | 3.4155 | 0.87485 | 4 | 0.29033
2417 | 8.25 | 1 | 365 | 9.3926 | 0.90583 | 10 | 0.2984
2919 | 9.18 | 1 | 365 | 10.4514 | 0.037035 | 10 | 0.48841
22044 | 5 | 1 | 365 | 5.6925 | 0.45808 | 6 | 0.15055
14057 | 10.4 | 1 | 365 | 11.8403 | 0.83281 | 12 | 0.67314
8927 | 5.025 | 1 | 365 | 5.7209 | 0.51537 | 6 | 0.2363
3129 | 7.14 | 1 | 365 | 8.1288 | 0.36214 | 8 | 0.49098
3656 | 3.06 | 1 | 365 | 3.4838 | 0.012345 | 3 | 0.49614
250 | 3.185 | 1 | 365 | 3.6261 | 0.2988 | 3 | 0.9249
837 | 7.2 | 1 | 365 | 8.1972 | 0.49964 | 8 | 0.69679
1284 | 6 | 1 | 365 | 6.831 | 0.7497 | 7 | 0.58066
1689 | 4.165 | 1 | 365 | 4.7418 | 0.54458 | 5 | 0.28641
1625 | 6.96 | 1 | 365 | 7.9239 | 0.94965 | 8 | 0.87356
1675 | 4.9 | 1 | 365 | 5.5786 | 0.22892 | 5 | 0.80754
1676 | 4.59 | 1 | 365 | 5.2257 | 0.51852 | 5 | 0.7442
1682 | 4.165 | 1 | 365 | 4.7418 | 0.54458 | 5 | 0.28641
1694 | 2.75 | 1 | 365 | 3.1309 | 0.30194 | 3 | 0.4328
1695 | 4 | 1 | 365 | 4.554 | 0.16646 | 4 | 0.72044
1654 | 2.55 | 1 | 365 | 2.9032 | 0.84362 | 3 | 0.74678
1657 | 4.9 | 1 | 365 | 5.5786 | 0.22892 | 5 | 0.80754
1658 | 4.845 | 1 | 365 | 5.516 | 0.10288 | 5 | 0.61888
1659 | 2.55 | 1 | 365 | 2.9032 | 0.84362 | 3 | 0.74678
1669 | 5 | 1 | 365 | 5.6925 | 0.45808 | 6 | 0.15055
1661 | 5 | 1 | 365 | 5.6925 | 0.45808 | 6 | 0.15055
1665 | 5 | 1 | 365 | 5.6925 | 0.45808 | 6 | 0.15055
1670 | 2.5 | 1 | 365 | 2.8462 | 0.72904 | 3 | 0.57527
1641 | 3.92 | 1 | 365 | 4.4629 | 0.98313 | 5 | 0.44603
1643 | 4.75 | 1 | 365 | 5.4078 | 0.88518 | 6 | 0.29302
1645 | 3.315 | 1 | 365 | 3.7741 | 0.59671 | 4 | 0.37081
1660 | 5.5 | 1 | 365 | 6.2617 | 0.60389 | 6 | 0.8656
1622 | 3 | 1 | 365 | 3.4155 | 0.87485 | 4 | 0.29033
1624 | 9.065 | 1 | 365 | 10.3204 | 0.7735 | 11 | 0.093944
1626 | 1.785 | 1 | 365 | 2.0322 | 0.090535 | 2 | 0.12275
1620 | 11.73 | 1 | 365 | 13.3545 | 0.88066 | 14 | 0.23519
1627 | 3.57 | 1 | 365 | 4.0644 | 0.18107 | 4 | 0.24549
1628 | 3.315 | 1 | 365 | 3.7741 | 0.59671 | 4 | 0.37081
1629 | 6.12 | 1 | 365 | 6.9676 | 0.02469 | 6 | 0.99227
1647 | 4 | 1 | 365 | 4.554 | 0.16646 | 4 | 0.72044
1630 | 4.9 | 1 | 365 | 5.5786 | 0.22892 | 5 | 0.80754
1631 | 5.145 | 1 | 365 | 5.8575 | 0.79036 | 6 | 0.64791
1635 | 1.715 | 1 | 365 | 1.9525 | 0.93012 | 2 | 0.88264
1707 | 4.655 | 1 | 365 | 5.2997 | 0.66747 | 5 | 0.96716
1708 | 4.08 | 1 | 365 | 4.6451 | 0.34979 | 4 | 0.99485
1709 | 8.925 | 1 | 365 | 10.1611 | 0.45267 | 10 | 0.61373
1705 | 5.145 | 1 | 365 | 5.8575 | 0.79036 | 6 | 0.64791
1703 | 8.67 | 1 | 365 | 9.8707 | 0.86831 | 10 | 0.73905
1256 | 6.75 | 1 | 365 | 7.6848 | 0.46841 | 8 | 0.15324
1692 | 8 | 1 | 365 | 9.1079 | 0.33293 | 9 | 0.44088
1718 | 99.45 | 0.9 | 365 | 101.9009 | 0.11109 | 102 | 0.01196
1623 | 3.75 | 1 | 365 | 4.2694 | 0.59356 | 4 | 0.86291
1706 | 6.25 | 1 | 365 | 7.1156 | 0.3226 | 7 | 0.43818
1640 | 6.375 | 1 | 365 | 7.2579 | 0.60905 | 7 | 0.86695
1691 | 4.41 | 1 | 365 | 5.0208 | 0.10603 | 5 | 0.12678
1348 | 26 | 0.9 | 365 | 26.6408 | 0.62381 | 27 | 0.26456
59 | 523.545 | 0.9 | 365 | 536.4474 | 0.78769 | 537 | 0.23506
1693 | 3.5 | 1 | 365 | 3.9847 | 0.020656 | 4 | 0.0053836
1672 | 4.165 | 1 | 365 | 4.7418 | 0.54458 | 5 | 0.28641
1634 | 1.715 | 1 | 365 | 1.9525 | 0.93012 | 2 | 0.88264
1696 | 3.5 | 1 | 365 | 3.9847 | 0.020656 | 4 | 0.0053836
1879 | 4.02 | 1 | 365 | 4.5767 | 0.2123 | 4 | 0.78904
1986 | 31.8 | 0.9 | 365 | 32.5837 | 0.58605 | 33 | 0.16974
3645 | 4.2 | 1 | 365 | 4.7817 | 0.62479 | 5 | 0.40646
2744 | 2.25 | 1 | 365 | 2.5616 | 0.15614 | 2 | 0.71775
5388 | 6.63 | 1 | 365 | 7.5482 | 0.19341 | 7 | 0.74163
3091 | 6.5 | 1 | 365 | 7.4002 | 0.8955 | 8 | 0.29571
15377 | 8.5 | 1 | 365 | 9.6772 | 0.47874 | 10 | 0.15593
12552 | 9.18 | 1 | 365 | 10.4514 | 0.037035 | 10 | 0.48841
2717 | 9.75 | 1 | 365 | 11.1003 | 0.34326 | 11 | 0.44357
11434 | 5.5 | 1 | 365 | 6.2617 | 0.60389 | 6 | 0.8656
926 | 5.25 | 1 | 365 | 5.9771 | 0.030984 | 6 | 0.0080754
925 | 2.25 | 1 | 365 | 2.5616 | 0.15614 | 2 | 0.71775
924 | 5 | 1 | 365 | 5.6925 | 0.45808 | 6 | 0.15055
913 | 9 | 1 | 365 | 10.2464 | 0.62454 | 10 | 0.87099
918 | 5.5 | 1 | 365 | 6.2617 | 0.60389 | 6 | 0.8656
919 | 11.5 | 1 | 365 | 13.0927 | 0.35358 | 13 | 0.44626
917 | 6 | 1 | 365 | 6.831 | 0.7497 | 7 | 0.58066
977 | 11 | 1 | 365 | 12.5234 | 0.20778 | 12 | 0.73121
974 | 6.25 | 1 | 365 | 7.1156 | 0.3226 | 7 | 0.43818
973 | 8 | 1 | 365 | 9.1079 | 0.33293 | 9 | 0.44088
972 | 7.5 | 1 | 365 | 8.5387 | 0.18712 | 8 | 0.72582
970 | 11.25 | 1 | 365 | 12.8081 | 0.78068 | 13 | 0.58873
968 | 5.5 | 1 | 365 | 6.2617 | 0.60389 | 6 | 0.8656
967 | 5.75 | 1 | 365 | 6.5463 | 0.17679 | 6 | 0.72313
966 | 5.5 | 1 | 365 | 6.2617 | 0.60389 | 6 | 0.8656
956 | 10.5 | 1 | 365 | 11.9542 | 0.061968 | 12 | 0.016151
955 | 6.5 | 1 | 365 | 7.4002 | 0.8955 | 8 | 0.29571
954 | 3 | 1 | 365 | 3.4155 | 0.87485 | 4 | 0.29033
953 | 2 | 1 | 365 | 2.277 | 0.58323 | 2 | 0.86022
951 | 11.75 | 1 | 365 | 13.3773 | 0.92649 | 14 | 0.30379
949 | 8.5 | 1 | 365 | 9.6772 | 0.47874 | 10 | 0.15593
948 | 4.5 | 1 | 365 | 5.1232 | 0.31227 | 5 | 0.43549
947 | 7.75 | 1 | 365 | 8.8233 | 0.76002 | 9 | 0.58335
943 | 5.75 | 1 | 365 | 6.5463 | 0.17679 | 6 | 0.72313
938 | 9 | 1 | 365 | 10.2464 | 0.62454 | 10 | 0.87099
937 | 4.25 | 1 | 365 | 4.8386 | 0.73937 | 5 | 0.57797
935 | 12.5 | 1 | 365 | 14.2312 | 0.6452 | 14 | 0.87637
933 | 4 | 1 | 365 | 4.554 | 0.16646 | 4 | 0.72044
928 | 6.25 | 1 | 365 | 7.1156 | 0.3226 | 7 | 0.43818
983 | 7.5 | 1 | 365 | 8.5387 | 0.18712 | 8 | 0.72582
979 | 2.5 | 1 | 365 | 2.8462 | 0.72904 | 3 | 0.57527
1015 | 2 | 1 | 365 | 2.277 | 0.58323 | 2 | 0.86022
958 | 8.75 | 1 | 365 | 9.9618 | 0.05164 | 10 | 0.013459
994 | 7.5 | 1 | 365 | 8.5387 | 0.18712 | 8 | 0.72582
992 | 4.25 | 1 | 365 | 4.8386 | 0.73937 | 5 | 0.57797
991 | 5.25 | 1 | 365 | 5.9771 | 0.030984 | 6 | 0.0080754
990 | 5.75 | 1 | 365 | 6.5463 | 0.17679 | 6 | 0.72313
985 | 6.5 | 1 | 365 | 7.4002 | 0.8955 | 8 | 0.29571
1081 | 6.54 | 1 | 365 | 7.4457 | 0.98717 | 8 | 0.43292
1079 | 5 | 1 | 365 | 5.6925 | 0.45808 | 6 | 0.15055
1077 | 2.25 | 1 | 365 | 2.5616 | 0.15614 | 2 | 0.71775
1076 | 6 | 1 | 365 | 6.831 | 0.7497 | 7 | 0.58066
1074 | 4 | 1 | 365 | 4.554 | 0.16646 | 4 | 0.72044
1073 | 7 | 1 | 365 | 7.9695 | 0.041312 | 8 | 0.010767
1072 | 5.5 | 1 | 365 | 6.2617 | 0.60389 | 6 | 0.8656
1069 | 5 | 1 | 365 | 5.6925 | 0.45808 | 6 | 0.15055
1070 | 7 | 1 | 365 | 7.9695 | 0.041312 | 8 | 0.010767
1068 | 8.5 | 1 | 365 | 9.6772 | 0.47874 | 10 | 0.15593
1067 | 2.75 | 1 | 365 | 3.1309 | 0.30194 | 3 | 0.4328
1066 | 4 | 1 | 365 | 4.554 | 0.16646 | 4 | 0.72044
1065 | 5 | 1 | 365 | 5.6925 | 0.45808 | 6 | 0.15055
1050 | 6.75 | 1 | 365 | 7.6848 | 0.46841 | 8 | 0.15324
1046 | 8 | 1 | 365 | 9.1079 | 0.33293 | 9 | 0.44088
1048 | 3.5 | 1 | 365 | 3.9847 | 0.020656 | 4 | 0.0053836
1045 | 11 | 1 | 365 | 12.5234 | 0.20778 | 12 | 0.73121
1044 | 5 | 1 | 365 | 5.6925 | 0.45808 | 6 | 0.15055
1043 | 6.5 | 1 | 365 | 7.4002 | 0.8955 | 8 | 0.29571
941 | 5.75 | 1 | 365 | 6.5463 | 0.17679 | 6 | 0.72313
1080 | 6.12 | 1 | 365 | 6.9676 | 0.02469 | 6 | 0.99227
1107 | 10.5 | 1 | 365 | 11.9542 | 0.061968 | 12 | 0.016151
1106 | 13.5 | 1 | 365 | 15.3697 | 0.93682 | 16 | 0.30648
1105 | 18.5 | 1 | 365 | 21.0621 | 0.3949 | 21 | 0.45703
1103 | 11.5 | 1 | 365 | 13.0927 | 0.35358 | 13 | 0.44626
1102 | 5.5 | 1 | 365 | 6.2617 | 0.60389 | 6 | 0.8656
1087 | 9.5 | 1 | 365 | 10.8157 | 0.77035 | 11 | 0.58604
1137 | 9.75 | 1 | 365 | 11.1003 | 0.34326 | 11 | 0.44357
1136 | 5.5 | 1 | 365 | 6.2617 | 0.60389 | 6 | 0.8656
1135 | 10.5 | 1 | 365 | 11.9542 | 0.061968 | 12 | 0.016151
1134 | 9.25 | 1 | 365 | 10.5311 | 0.19745 | 10 | 0.72851
1133 | 3.75 | 1 | 365 | 4.2694 | 0.59356 | 4 | 0.86291
1132 | 8 | 1 | 365 | 9.1079 | 0.33293 | 9 | 0.44088
1122 | 4.25 | 1 | 365 | 4.8386 | 0.73937 | 5 | 0.57797
1117 | 7.75 | 1 | 365 | 8.8233 | 0.76002 | 9 | 0.58335
1114 | 5.25 | 1 | 365 | 5.9771 | 0.030984 | 6 | 0.0080754
1154 | 14 | 1 | 365 | 15.9389 | 0.082624 | 16 | 0.021534
1153 | 11 | 1 | 365 | 12.5234 | 0.20778 | 12 | 0.73121
1152 | 3.75 | 1 | 365 | 4.2694 | 0.59356 | 4 | 0.86291
1138 | 188.5 | 0.9 | 365 | 193.1454 | 0.77265 | 193 | 0.91809
1161 | 9 | 1 | 365 | 10.2464 | 0.62454 | 10 | 0.87099
1159 | 4 | 1 | 365 | 4.554 | 0.16646 | 4 | 0.72044
1158 | 6.25 | 1 | 365 | 7.1156 | 0.3226 | 7 | 0.43818
1157 | 7.25 | 1 | 365 | 8.2541 | 0.61422 | 8 | 0.86829
1163 | 5.5 | 1 | 365 | 6.2617 | 0.60389 | 6 | 0.8656
984 | 10 | 1 | 365 | 11.3849 | 0.91616 | 12 | 0.3011
783 | 3.75 | 1 | 365 | 4.2694 | 0.59356 | 4 | 0.86291
2728 | 2.943 | 1 | 365 | 3.3506 | 0.74423 | 4 | 0.094813
1720 | 10 | 1 | 365 | 11.3849 | 0.91616 | 12 | 0.3011
2467 | 298.4 | 0.9 | 365 | 305.7538 | 0.43639 | 306 | 0.19023
1244 | 5.5 | 1 | 365 | 6.2617 | 0.60389 | 6 | 0.8656
1190 | 24 | 1 | 365 | 27.3238 | 0.99878 | 28 | 0.32263
1188 | 4.25 | 1 | 365 | 4.8386 | 0.73937 | 5 | 0.57797
1187 | 5.25 | 1 | 365 | 5.9771 | 0.030984 | 6 | 0.0080754
1185 | 6.5 | 1 | 365 | 7.4002 | 0.8955 | 8 | 0.29571
1175 | 4 | 1 | 365 | 4.554 | 0.16646 | 4 | 0.72044
3723 | 8.67 | 1 | 365 | 9.8707 | 0.86831 | 10 | 0.73905
9333 | 7.14 | 1 | 365 | 8.1288 | 0.36214 | 8 | 0.49098
2832 | 6.885 | 1 | 365 | 7.8385 | 0.77778 | 8 | 0.6163
2312 | 2.58 | 1 | 365 | 2.9373 | 0.91237 | 3 | 0.84968
1377 | 3 | 1 | 365 | 3.4155 | 0.87485 | 4 | 0.29033
1375 | 8.48 | 1 | 365 | 9.6544 | 0.4329 | 10 | 0.087329
1368 | 6 | 1 | 365 | 6.831 | 0.7497 | 7 | 0.58066
1369 | 7.75 | 1 | 365 | 8.8233 | 0.76002 | 9 | 0.58335
1366 | 11.75 | 1 | 365 | 13.3773 | 0.92649 | 14 | 0.30379
1363 | 6.25 | 1 | 365 | 7.1156 | 0.3226 | 7 | 0.43818
1242 | 6.615 | 1 | 365 | 7.5311 | 0.15904 | 7 | 0.69018
1356 | 2 | 1 | 365 | 2.277 | 0.58323 | 2 | 0.86022
1357 | 10.5 | 1 | 365 | 11.9542 | 0.061968 | 12 | 0.016151
1355 | 8 | 1 | 365 | 9.1079 | 0.33293 | 9 | 0.44088
1329 | 9 | 1 | 365 | 10.2464 | 0.62454 | 10 | 0.87099
1328 | 7.25 | 1 | 365 | 8.2541 | 0.61422 | 8 | 0.86829
1327 | 6 | 1 | 365 | 6.831 | 0.7497 | 7 | 0.58066
969 | 6.5 | 1 | 365 | 7.4002 | 0.8955 | 8 | 0.29571
1309 | 4.25 | 1 | 365 | 4.8386 | 0.73937 | 5 | 0.57797
1495 | 8 | 1 | 365 | 9.1079 | 0.33293 | 9 | 0.44088
1490 | 8.18 | 1 | 365 | 9.3129 | 0.74542 | 10 | 0.058297
1489 | 10.7 | 1 | 365 | 12.1819 | 0.52029 | 12 | 0.70217
1487 | 5.88 | 1 | 365 | 6.6943 | 0.4747 | 7 | 0.16904
1469 | 14 | 1 | 365 | 15.9389 | 0.082624 | 16 | 0.021534
1468 | 7.95 | 1 | 365 | 9.051 | 0.21835 | 9 | 0.26937
1465 | 7.75 | 1 | 365 | 8.8233 | 0.76002 | 9 | 0.58335
1463 | 5.75 | 1 | 365 | 6.5463 | 0.17679 | 6 | 0.72313
1462 | 5 | 1 | 365 | 5.6925 | 0.45808 | 6 | 0.15055
1461 | 4.5 | 1 | 365 | 5.1232 | 0.31227 | 5 | 0.43549
1460 | 5 | 1 | 365 | 5.6925 | 0.45808 | 6 | 0.15055
1406 | 4.5 | 1 | 365 | 5.1232 | 0.31227 | 5 | 0.43549
2487 | 10 | 1 | 365 | 11.3849 | 0.91616 | 12 | 0.3011
1404 | 5.25 | 1 | 365 | 5.9771 | 0.030984 | 6 | 0.0080754
1399 | 17.595 | 1 | 365 | 20.0318 | 0.32098 | 20 | 0.35278
1396 | 11.22 | 1 | 365 | 12.7739 | 0.71193 | 13 | 0.48583
1288 | 8.48 | 1 | 365 | 9.6544 | 0.4329 | 10 | 0.087329
1505 | 3.18 | 1 | 365 | 3.6204 | 0.28734 | 3 | 0.90775
1503 | 4 | 1 | 365 | 4.554 | 0.16646 | 4 | 0.72044
1502 | 4.25 | 1 | 365 | 4.8386 | 0.73937 | 5 | 0.57797
1523 | 6.095 | 1 | 365 | 6.9391 | 0.9674 | 7 | 0.90652
1515 | 4.5 | 1 | 365 | 5.1232 | 0.31227 | 5 | 0.43549
1408 | 9 | 1 | 365 | 10.2464 | 0.62454 | 10 | 0.87099
1586 | 39.75 | 0.9 | 365 | 40.7296 | 0.98256 | 41 | 0.71217
1585 | 4.5 | 1 | 365 | 5.1232 | 0.31227 | 5 | 0.43549
1584 | 8.48 | 1 | 365 | 9.6544 | 0.4329 | 10 | 0.087329
1582 | 41.04 | 0.9 | 365 | 42.0514 | 0.64313 | 42 | 0.69453
1556 | 6.63 | 1 | 365 | 7.5482 | 0.19341 | 7 | 0.74163
1554 | 18 | 1 | 365 | 20.4929 | 0.24909 | 20 | 0.74197
1553 | 7.25 | 1 | 365 | 8.2541 | 0.61422 | 8 | 0.86829
1546 | 8 | 1 | 365 | 9.1079 | 0.33293 | 9 | 0.44088
1528 | 5 | 1 | 365 | 5.6925 | 0.45808 | 6 | 0.15055
1636 | 15.5 | 1 | 365 | 17.6467 | 0.52005 | 18 | 0.1667
1619 | 5 | 1 | 365 | 5.6925 | 0.45808 | 6 | 0.15055
1615 | 4.75 | 1 | 365 | 5.4078 | 0.88518 | 6 | 0.29302
1613 | 11.75 | 1 | 365 | 13.3773 | 0.92649 | 14 | 0.30379
1407 | 3.5 | 1 | 365 | 3.9847 | 0.020656 | 4 | 0.0053836
1690 | 5.75 | 1 | 365 | 6.5463 | 0.17679 | 6 | 0.72313
1651 | 5 | 1 | 365 | 5.6925 | 0.45808 | 6 | 0.15055
1652 | 6.75 | 1 | 365 | 7.6848 | 0.46841 | 8 | 0.15324
1653 | 6 | 1 | 365 | 6.831 | 0.7497 | 7 | 0.58066
1678 | 17 | 1 | 365 | 19.3544 | 0.95747 | 20 | 0.31186
1679 | 6.75 | 1 | 365 | 7.6848 | 0.46841 | 8 | 0.15324
1684 | 8.84 | 1 | 365 | 10.0643 | 0.25789 | 10 | 0.32217
1740 | 99 | 0.9 | 365 | 101.4398 | 0.18299 | 101 | 0.62277
1738 | 9.84 | 1 | 365 | 11.2028 | 0.5495 | 11 | 0.75228
1517 | 253.76 | 0.9 | 365 | 260.0137 | 0.36843 | 260 | 0.38215
1729 | 4 | 1 | 365 | 4.554 | 0.16646 | 4 | 0.72044
1728 | 4.25 | 1 | 365 | 4.8386 | 0.73937 | 5 | 0.57797
1784 | 6.03 | 1 | 365 | 6.8651 | 0.81844 | 7 | 0.68356
1758 | 7.75 | 1 | 365 | 8.8233 | 0.76002 | 9 | 0.58335
1753 | 3 | 1 | 365 | 3.4155 | 0.87485 | 4 | 0.29033
1748 | 11.25 | 1 | 365 | 12.8081 | 0.78068 | 13 | 0.58873
1649 | 3.3 | 1 | 365 | 3.757 | 0.56233 | 4 | 0.31936
1884 | 8 | 1 | 365 | 9.1079 | 0.33293 | 9 | 0.44088
1882 | 5.75 | 1 | 365 | 6.5463 | 0.17679 | 6 | 0.72313
1851 | 14.25 | 1 | 365 | 16.2235 | 0.65553 | 16 | 0.87906
1849 | 7.905 | 1 | 365 | 8.9998 | 0.11522 | 9 | 0.11502
1848 | 5 | 1 | 365 | 5.6925 | 0.45808 | 6 | 0.15055
1846 | 7 | 1 | 365 | 7.9695 | 0.041312 | 8 | 0.010767
1845 | 5.75 | 1 | 365 | 6.5463 | 0.17679 | 6 | 0.72313
1823 | 3 | 1 | 365 | 3.4155 | 0.87485 | 4 | 0.29033
1814 | 5.88 | 1 | 365 | 6.6943 | 0.4747 | 7 | 0.16904
1803 | 7.2 | 1 | 365 | 8.1972 | 0.49964 | 8 | 0.69679
1798 | 3.5 | 1 | 365 | 3.9847 | 0.020656 | 4 | 0.0053836
1797 | 6.25 | 1 | 365 | 7.1156 | 0.3226 | 7 | 0.43818
1795 | 8.42 | 1 | 365 | 9.5861 | 0.29541 | 9 | 0.88152
1856 | 8.64 | 1 | 365 | 9.8366 | 0.79956 | 10 | 0.63615
1855 | 6.375 | 1 | 365 | 7.2579 | 0.60905 | 7 | 0.86695
1854 | 5.4 | 1 | 365 | 6.1479 | 0.37473 | 6 | 0.52259
1950 | 14 | 1 | 365 | 15.9389 | 0.082624 | 16 | 0.021534
1938 | 4.25 | 1 | 365 | 4.8386 | 0.73937 | 5 | 0.57797
1937 | 4.25 | 1 | 365 | 4.8386 | 0.73937 | 5 | 0.57797
1935 | 9.75 | 1 | 365 | 11.1003 | 0.34326 | 11 | 0.44357
1934 | 7 | 1 | 365 | 7.9695 | 0.041312 | 8 | 0.010767
1932 | 4.5 | 1 | 365 | 5.1232 | 0.31227 | 5 | 0.43549
1914 | 61.74 | 0.9 | 365 | 63.2615 | 0.33593 | 63 | 0.59747
1909 | 5.695 | 1 | 365 | 6.4837 | 0.050753 | 6 | 0.53447
1901 | 7.25 | 1 | 365 | 8.2541 | 0.61422 | 8 | 0.86829
1900 | 8.75 | 1 | 365 | 9.9618 | 0.05164 | 10 | 0.013459
1862 | 112.59 | 0.9 | 365 | 115.3647 | 0.21174 | 115 | 0.57644
2002 | 7 | 1 | 365 | 7.9695 | 0.041312 | 8 | 0.010767
2000 | 6.25 | 1 | 365 | 7.1156 | 0.3226 | 7 | 0.43818
2001 | 9.5 | 1 | 365 | 10.8157 | 0.77035 | 11 | 0.58604
1998 | 3 | 1 | 365 | 3.4155 | 0.87485 | 4 | 0.29033
1995 | 14.575 | 1 | 365 | 16.5935 | 0.4003 | 16 | 0.99385
1994 | 10.2 | 1 | 365 | 11.6126 | 0.37448 | 11 | 0.98712
1991 | 17.82 | 1 | 365 | 20.288 | 0.8366 | 21 | 0.12455
1988 | 20.4 | 1 | 365 | 23.2253 | 0.74897 | 23 | 0.97424
1940 | 4.77 | 1 | 365 | 5.4306 | 0.93101 | 6 | 0.36162
1830 | 24.84 | 1 | 365 | 28.2802 | 0.92374 | 29 | 0.20392
2010 | 10.25 | 1 | 365 | 11.6696 | 0.48906 | 12 | 0.15862
667 | 2745.6 | 0.9 | 365 | 2813.2632 | 0.6748 | 2813 | 0.93803
1347 | 47.32 | 0.9 | 365 | 48.4862 | 0.59534 | 49 | 0.081508
2061 | 7.5 | 1 | 365 | 8.5387 | 0.18712 | 8 | 0.72582
2060 | 5 | 1 | 365 | 5.6925 | 0.45808 | 6 | 0.15055
2059 | 6.625 | 1 | 365 | 7.5425 | 0.18196 | 7 | 0.72448
2056 | 7.25 | 1 | 365 | 8.2541 | 0.61422 | 8 | 0.86829
2050 | 4.655 | 1 | 365 | 5.2997 | 0.66747 | 5 | 0.96716
2051 | 7.42 | 1 | 365 | 8.4476 | 0.0037907 | 8 | 0.45141
2049 | 5.46 | 1 | 365 | 6.2162 | 0.51222 | 6 | 0.7284
2047 | 17 | 1 | 365 | 19.3544 | 0.95747 | 20 | 0.31186
2045 | 4.5 | 1 | 365 | 5.1232 | 0.31227 | 5 | 0.43549
2044 | 9 | 1 | 365 | 10.2464 | 0.62454 | 10 | 0.87099
2037 | 12.73 | 1 | 365 | 14.493 | 0.17227 | 14 | 0.6653
2035 | 16.8 | 1 | 365 | 19.1267 | 0.49915 | 19 | 0.62584
2032 | 7.5 | 1 | 365 | 8.5387 | 0.18712 | 8 | 0.72582
2031 | 10.25 | 1 | 365 | 11.6696 | 0.48906 | 12 | 0.15862
2029 | 5.2 | 1 | 365 | 5.9202 | 0.9164 | 6 | 0.83657
2097 | 4.5 | 1 | 365 | 5.1232 | 0.31227 | 5 | 0.43549
2096 | 8 | 1 | 365 | 9.1079 | 0.33293 | 9 | 0.44088
2095 | 7.14 | 1 | 365 | 8.1288 | 0.36214 | 8 | 0.49098
2093 | 7.5 | 1 | 365 | 8.5387 | 0.18712 | 8 | 0.72582
2092 | 11 | 1 | 365 | 12.5234 | 0.20778 | 12 | 0.73121
2067 | 8.75 | 1 | 365 | 9.9618 | 0.05164 | 10 | 0.013459
2121 | 7.75 | 1 | 365 | 8.8233 | 0.76002 | 9 | 0.58335
2120 | 7 | 1 | 365 | 7.9695 | 0.041312 | 8 | 0.010767
2116 | 7.5 | 1 | 365 | 8.5387 | 0.18712 | 8 | 0.72582
2115 | 10.5 | 1 | 365 | 11.9542 | 0.061968 | 12 | 0.016151
2114 | 9.5 | 1 | 365 | 10.8157 | 0.77035 | 11 | 0.58604
2112 | 10.2 | 1 | 365 | 11.6126 | 0.37448 | 11 | 0.98712
2111 | 10.75 | 1 | 365 | 12.2388 | 0.63487 | 12 | 0.87368
2098 | 11.395 | 1 | 365 | 12.9731 | 0.11296 | 13 | 0.086099
2163 | 5.25 | 1 | 365 | 5.9771 | 0.030984 | 6 | 0.0080754
2162 | 6.25 | 1 | 365 | 7.1156 | 0.3226 | 7 | 0.43818
2153 | 4 | 1 | 365 | 4.554 | 0.16646 | 4 | 0.72044
2154 | 4 | 1 | 365 | 4.554 | 0.16646 | 4 | 0.72044
2151 | 8.925 | 1 | 365 | 10.1611 | 0.45267 | 10 | 0.61373
2150 | 7.65 | 1 | 365 | 8.7095 | 0.53086 | 9 | 0.24034
2148 | 12.495 | 1 | 365 | 14.2255 | 0.63374 | 14 | 0.85922
2146 | 8.75 | 1 | 365 | 9.9618 | 0.05164 | 10 | 0.013459
2147 | 11.73 | 1 | 365 | 13.3545 | 0.88066 | 14 | 0.23519
2144 | 4.5 | 1 | 365 | 5.1232 | 0.31227 | 5 | 0.43549
2142 | 8.925 | 1 | 365 | 10.1611 | 0.45267 | 10 | 0.61373
2140 | 2.5 | 1 | 365 | 2.8462 | 0.72904 | 3 | 0.57527
2141 | 4 | 1 | 365 | 4.554 | 0.16646 | 4 | 0.72044
2138 | 9 | 1 | 365 | 10.2464 | 0.62454 | 10 | 0.87099
2139 | 7.75 | 1 | 365 | 8.8233 | 0.76002 | 9 | 0.58335
2137 | 10 | 1 | 365 | 11.3849 | 0.91616 | 12 | 0.3011
2133 | 9.25 | 1 | 365 | 10.5311 | 0.19745 | 10 | 0.72851
2131 | 10 | 1 | 365 | 11.3849 | 0.91616 | 12 | 0.3011
2128 | 4.505 | 1 | 365 | 5.1289 | 0.32373 | 5 | 0.45264
2129 | 5.25 | 1 | 365 | 5.9771 | 0.030984 | 6 | 0.0080754
2127 | 10.75 | 1 | 365 | 12.2388 | 0.63487 | 12 | 0.87368
2126 | 9.25 | 1 | 365 | 10.5311 | 0.19745 | 10 | 0.72851
2124 | 6 | 1 | 365 | 6.831 | 0.7497 | 7 | 0.58066
2125 | 5.75 | 1 | 365 | 6.5463 | 0.17679 | 6 | 0.72313
2273 | 3.5 | 1 | 365 | 3.9847 | 0.020656 | 4 | 0.0053836
2270 | 10.965 | 1 | 365 | 12.4836 | 0.12757 | 12 | 0.61115
2268 | 10.75 | 1 | 365 | 12.2388 | 0.63487 | 12 | 0.87368
2269 | 11.5 | 1 | 365 | 13.0927 | 0.35358 | 13 | 0.44626
1420 | 6.75 | 1 | 365 | 7.6848 | 0.46841 | 8 | 0.15324
2259 | 5 | 1 | 365 | 5.6925 | 0.45808 | 6 | 0.15055
2251 | 9.945 | 1 | 365 | 11.3223 | 0.79012 | 12 | 0.11244
2247 | 6.12 | 1 | 365 | 6.9676 | 0.02469 | 6 | 0.99227
2244 | 10 | 1 | 365 | 11.3849 | 0.91616 | 12 | 0.3011
2243 | 5.75 | 1 | 365 | 6.5463 | 0.17679 | 6 | 0.72313
2241 | 2.75 | 1 | 365 | 3.1309 | 0.30194 | 3 | 0.4328
2240 | 5.355 | 1 | 365 | 6.0966 | 0.2716 | 6 | 0.36824
2238 | 8.75 | 1 | 365 | 9.9618 | 0.05164 | 10 | 0.013459
2239 | 9 | 1 | 365 | 10.2464 | 0.62454 | 10 | 0.87099
2235 | 6.5 | 1 | 365 | 7.4002 | 0.8955 | 8 | 0.29571
2236 | 18.615 | 1 | 365 | 21.1931 | 0.65843 | 21 | 0.85149
2234 | 5.5 | 1 | 365 | 6.2617 | 0.60389 | 6 | 0.8656
2232 | 7 | 1 | 365 | 7.9695 | 0.041312 | 8 | 0.010767
2233 | 6.12 | 1 | 365 | 6.9676 | 0.02469 | 6 | 0.99227
2228 | 4.5 | 1 | 365 | 5.1232 | 0.31227 | 5 | 0.43549
2194 | 5 | 1 | 365 | 5.6925 | 0.45808 | 6 | 0.15055
2195 | 14.25 | 1 | 365 | 16.2235 | 0.65553 | 16 | 0.87906
2192 | 5.25 | 1 | 365 | 5.9771 | 0.030984 | 6 | 0.0080754
2191 | 7.75 | 1 | 365 | 8.8233 | 0.76002 | 9 | 0.58335
2193 | 5.1 | 1 | 365 | 5.8063 | 0.68724 | 6 | 0.49356
2190 | 6.75 | 1 | 365 | 7.6848 | 0.46841 | 8 | 0.15324
2189 | 7.75 | 1 | 365 | 8.8233 | 0.76002 | 9 | 0.58335
2183 | 10.25 | 1 | 365 | 11.6696 | 0.48906 | 12 | 0.15862
2178 | 10.335 | 1 | 365 | 11.7663 | 0.68385 | 12 | 0.45018
2176 | 7 | 1 | 365 | 7.9695 | 0.041312 | 8 | 0.010767
2177 | 9 | 1 | 365 | 10.2464 | 0.62454 | 10 | 0.87099
2175 | 10.75 | 1 | 365 | 12.2388 | 0.63487 | 12 | 0.87368
1801 | 206.64 | 0.8 | 365 | 188.2067 | 0.83162 | 189 | 0.038278
2278 | 9.25 | 1 | 365 | 10.5311 | 0.19745 | 10 | 0.72851
5769 | 9.69 | 1 | 365 | 11.032 | 0.20576 | 11 | 0.23776
3769 | 12.495 | 1 | 365 | 14.2255 | 0.63374 | 14 | 0.85922
3598 | 2.55 | 1 | 365 | 2.9032 | 0.84362 | 3 | 0.74678
10912 | 6.44 | 1 | 365 | 7.3319 | 0.75801 | 8 | 0.089906
5293 | 11.2 | 1 | 365 | 12.7511 | 0.6661 | 13 | 0.41723
2353 | 9.156 | 1 | 365 | 10.424 | 0.98204 | 11 | 0.40608
2054 | 19.525 | 1 | 365 | 22.2291 | 0.7438 | 22 | 0.97289
2306 | 4.95 | 1 | 365 | 5.6355 | 0.3435 | 5 | 0.97904
2341 | 11.22 | 1 | 365 | 12.7739 | 0.71193 | 13 | 0.48583
2342 | 6.12 | 1 | 365 | 6.9676 | 0.02469 | 6 | 0.99227
2339 | 7.75 | 1 | 365 | 8.8233 | 0.76002 | 9 | 0.58335
2337 | 7 | 1 | 365 | 7.9695 | 0.041312 | 8 | 0.010767
2338 | 10.5 | 1 | 365 | 11.9542 | 0.061968 | 12 | 0.016151
2329 | 4.5 | 1 | 365 | 5.1232 | 0.31227 | 5 | 0.43549
2327 | 10.75 | 1 | 365 | 12.2388 | 0.63487 | 12 | 0.87368
2324 | 6.25 | 1 | 365 | 7.1156 | 0.3226 | 7 | 0.43818
2325 | 7.5 | 1 | 365 | 8.5387 | 0.18712 | 8 | 0.72582
2322 | 5 | 1 | 365 | 5.6925 | 0.45808 | 6 | 0.15055
2323 | 3.5 | 1 | 365 | 3.9847 | 0.020656 | 4 | 0.0053836
2321 | 7.25 | 1 | 365 | 8.2541 | 0.61422 | 8 | 0.86829
2319 | 5.75 | 1 | 365 | 6.5463 | 0.17679 | 6 | 0.72313
2320 | 5.5 | 1 | 365 | 6.2617 | 0.60389 | 6 | 0.8656
2318 | 7.25 | 1 | 365 | 8.2541 | 0.61422 | 8 | 0.86829
2316 | 7.75 | 1 | 365 | 8.8233 | 0.76002 | 9 | 0.58335
2317 | 4 | 1 | 365 | 4.554 | 0.16646 | 4 | 0.72044
2295 | 10.75 | 1 | 365 | 12.2388 | 0.63487 | 12 | 0.87368
2292 | 7 | 1 | 365 | 7.9695 | 0.041312 | 8 | 0.010767
2290 | 7.75 | 1 | 365 | 8.8233 | 0.76002 | 9 | 0.58335
2288 | 7.14 | 1 | 365 | 8.1288 | 0.36214 | 8 | 0.49098
2282 | 6 | 1 | 365 | 6.831 | 0.7497 | 7 | 0.58066
1913 | 26.5 | 0.9 | 365 | 27.1531 | 0.65504 | 27 | 0.80811
2394 | 8.5 | 1 | 365 | 9.6772 | 0.47874 | 10 | 0.15593
2395 | 16 | 1 | 365 | 18.2159 | 0.66586 | 18 | 0.88175
2391 | 11.5 | 1 | 365 | 13.0927 | 0.35358 | 13 | 0.44626
2387 | 13.75 | 1 | 365 | 15.6543 | 0.50972 | 16 | 0.16401
2386 | 8.75 | 1 | 365 | 9.9618 | 0.05164 | 10 | 0.013459
2384 | 8.5 | 1 | 365 | 9.6772 | 0.47874 | 10 | 0.15593
2383 | 4.25 | 1 | 365 | 4.8386 | 0.73937 | 5 | 0.57797
2373 | 2.55 | 1 | 365 | 2.9032 | 0.84362 | 3 | 0.74678
2371 | 3.5 | 1 | 365 | 3.9847 | 0.020656 | 4 | 0.0053836
2367 | 4.75 | 1 | 365 | 5.4078 | 0.88518 | 6 | 0.29302
2364 | 12.75 | 1 | 365 | 14.5158 | 0.2181 | 14 | 0.7339
2363 | 6 | 1 | 365 | 6.831 | 0.7497 | 7 | 0.58066
2362 | 9.75 | 1 | 365 | 11.1003 | 0.34326 | 11 | 0.44357
2361 | 7.65 | 1 | 365 | 8.7095 | 0.53086 | 9 | 0.24034
2494 | 5.25 | 1 | 365 | 5.9771 | 0.030984 | 6 | 0.0080754
2490 | 6 | 1 | 365 | 6.831 | 0.7497 | 7 | 0.58066
2493 | 3 | 1 | 365 | 3.4155 | 0.87485 | 4 | 0.29033
2465 | 7.905 | 1 | 365 | 8.9998 | 0.11522 | 9 | 0.11502
2464 | 6.12 | 1 | 365 | 6.9676 | 0.02469 | 6 | 0.99227
2462 | 10.2 | 1 | 365 | 11.6126 | 0.37448 | 11 | 0.98712
2460 | 7.905 | 1 | 365 | 8.9998 | 0.11522 | 9 | 0.11502
2458 | 6.63 | 1 | 365 | 7.5482 | 0.19341 | 7 | 0.74163
2459 | 9.69 | 1 | 365 | 11.032 | 0.20576 | 11 | 0.23776
2457 | 11.5 | 1 | 365 | 13.0927 | 0.35358 | 13 | 0.44626
2455 | 9.5 | 1 | 365 | 10.8157 | 0.77035 | 11 | 0.58604
2454 | 9.25 | 1 | 365 | 10.5311 | 0.19745 | 10 | 0.72851
2452 | 5.25 | 1 | 365 | 5.9771 | 0.030984 | 6 | 0.0080754
2453 | 6 | 1 | 365 | 6.831 | 0.7497 | 7 | 0.58066
2449 | 33 | 0.9 | 365 | 33.8133 | 0.060995 | 33 | 0.87426
1791 | 56.1 | 0.9 | 365 | 57.4825 | 0.70369 | 58 | 0.18623
2439 | 13 | 1 | 365 | 14.8004 | 0.79101 | 15 | 0.59142
2427 | 8.42 | 1 | 365 | 9.5861 | 0.29541 | 9 | 0.88152
2426 | 5.886 | 1 | 365 | 6.7012 | 0.48845 | 7 | 0.18963
2425 | 201.19 | 0.9 | 365 | 206.1482 | 0.9452 | 207 | 0.093375
2422 | 3 | 1 | 365 | 3.4155 | 0.87485 | 4 | 0.29033
2421 | 10 | 1 | 365 | 11.3849 | 0.91616 | 12 | 0.3011
2419 | 8.5 | 1 | 365 | 9.6772 | 0.47874 | 10 | 0.15593
2420 | 11.22 | 1 | 365 | 12.7739 | 0.71193 | 13 | 0.48583
2415 | 10.71 | 1 | 365 | 12.1933 | 0.54321 | 12 | 0.73647
2414 | 7.25 | 1 | 365 | 8.2541 | 0.61422 | 8 | 0.86829
2412 | 9 | 1 | 365 | 10.2464 | 0.62454 | 10 | 0.87099
2411 | 9.75 | 1 | 365 | 11.1003 | 0.34326 | 11 | 0.44357
2410 | 4.75 | 1 | 365 | 5.4078 | 0.88518 | 6 | 0.29302
2405 | 11.475 | 1 | 365 | 13.0642 | 0.29629 | 13 | 0.36051
2404 | 8.5 | 1 | 365 | 9.6772 | 0.47874 | 10 | 0.15593
2403 | 10.75 | 1 | 365 | 12.2388 | 0.63487 | 12 | 0.87368
2402 | 6.12 | 1 | 365 | 6.9676 | 0.02469 | 6 | 0.99227
2400 | 4.59 | 1 | 365 | 5.2257 | 0.51852 | 5 | 0.7442
2504 | 4.25 | 1 | 365 | 4.8386 | 0.73937 | 5 | 0.57797
2502 | 6 | 1 | 365 | 6.831 | 0.7497 | 7 | 0.58066
2496 | 16.695 | 1 | 365 | 19.0072 | 0.25853 | 19 | 0.26568
2498 | 5.1 | 1 | 365 | 5.8063 | 0.68724 | 6 | 0.49356
2497 | 6.75 | 1 | 365 | 7.6848 | 0.46841 | 8 | 0.15324
2495 | 8.37 | 1 | 365 | 9.5292 | 0.18083 | 9 | 0.71002
2514 | 20.64 | 1 | 365 | 23.4985 | 0.29895 | 23 | 0.79746
2510 | 5.88 | 1 | 365 | 6.6943 | 0.4747 | 7 | 0.16904
2589 | 8.28 | 1 | 365 | 9.4267 | 0.97458 | 10 | 0.40131
2583 | 7.28 | 1 | 365 | 8.2882 | 0.68296 | 8 | 0.9712
2582 | 7.905 | 1 | 365 | 8.9998 | 0.11522 | 9 | 0.11502
2581 | 5.25 | 1 | 365 | 5.9771 | 0.030984 | 6 | 0.0080754
2580 | 4.25 | 1 | 365 | 4.8386 | 0.73937 | 5 | 0.57797
2579 | 10.25 | 1 | 365 | 11.6696 | 0.48906 | 12 | 0.15862
2578 | 13.26 | 1 | 365 | 15.0964 | 0.38683 | 15 | 0.48325
2577 | 9.69 | 1 | 365 | 11.032 | 0.20576 | 11 | 0.23776
2576 | 8.415 | 1 | 365 | 9.5804 | 0.28395 | 9 | 0.86437
2575 | 11.75 | 1 | 365 | 13.3773 | 0.92649 | 14 | 0.30379
2574 | 10 | 1 | 365 | 11.3849 | 0.91616 | 12 | 0.3011
2573 | 6.5 | 1 | 365 | 7.4002 | 0.8955 | 8 | 0.29571
2572 | 8 | 1 | 365 | 9.1079 | 0.33293 | 9 | 0.44088
2570 | 8.75 | 1 | 365 | 9.9618 | 0.05164 | 10 | 0.013459
2569 | 7.75 | 1 | 365 | 8.8233 | 0.76002 | 9 | 0.58335
2568 | 6.12 | 1 | 365 | 6.9676 | 0.02469 | 6 | 0.99227
2567 | 7.14 | 1 | 365 | 8.1288 | 0.36214 | 8 | 0.49098
2566 | 13.26 | 1 | 365 | 15.0964 | 0.38683 | 15 | 0.48325
2565 | 5.25 | 1 | 365 | 5.9771 | 0.030984 | 6 | 0.0080754
2564 | 5.25 | 1 | 365 | 5.9771 | 0.030984 | 6 | 0.0080754
2563 | 5.25 | 1 | 365 | 5.9771 | 0.030984 | 6 | 0.0080754
2562 | 7 | 1 | 365 | 7.9695 | 0.041312 | 8 | 0.010767
2561 | 6.885 | 1 | 365 | 7.8385 | 0.77778 | 8 | 0.6163
2560 | 8.25 | 1 | 365 | 9.3926 | 0.90583 | 10 | 0.2984
2558 | 7.5 | 1 | 365 | 8.5387 | 0.18712 | 8 | 0.72582
2556 | 5.25 | 1 | 365 | 5.9771 | 0.030984 | 6 | 0.0080754
2552 | 6.75 | 1 | 365 | 7.6848 | 0.46841 | 8 | 0.15324
2549 | 10.5 | 1 | 365 | 11.9542 | 0.061968 | 12 | 0.016151
2546 | 8.25 | 1 | 365 | 9.3926 | 0.90583 | 10 | 0.2984
2544 | 17.75 | 1 | 365 | 20.2083 | 0.67618 | 20 | 0.88445
2542 | 3.5 | 1 | 365 | 3.9847 | 0.020656 | 4 | 0.0053836
2541 | 8 | 1 | 365 | 9.1079 | 0.33293 | 9 | 0.44088
2533 | 3.18 | 1 | 365 | 3.6204 | 0.28734 | 3 | 0.90775
2522 | 15.66 | 1 | 365 | 17.8288 | 0.88671 | 18 | 0.71552
2513 | 9.945 | 1 | 365 | 11.3223 | 0.79012 | 12 | 0.11244
2503 | 5.67 | 1 | 365 | 6.4553 | 0.99346 | 7 | 0.44872
2633 | 9.75 | 1 | 365 | 11.1003 | 0.34326 | 11 | 0.44357
2632 | 5.75 | 1 | 365 | 6.5463 | 0.17679 | 6 | 0.72313
2628 | 15 | 1 | 365 | 17.0774 | 0.37424 | 17 | 0.45164
2622 | 7.848 | 1 | 365 | 8.9349 | 0.9846 | 9 | 0.9195
2619 | 9.5 | 1 | 365 | 10.8157 | 0.77035 | 11 | 0.58604
2618 | 3.975 | 1 | 365 | 4.5255 | 0.10917 | 4 | 0.63469
2612 | 4.08 | 1 | 365 | 4.6451 | 0.34979 | 4 | 0.99485
2611 | 5.1 | 1 | 365 | 5.8063 | 0.68724 | 6 | 0.49356
2609 | 2.805 | 1 | 365 | 3.1935 | 0.42798 | 3 | 0.62146
2610 | 6.885 | 1 | 365 | 7.8385 | 0.77778 | 8 | 0.6163
2608 | 13 | 1 | 365 | 14.8004 | 0.79101 | 15 | 0.59142
2607 | 4.5 | 1 | 365 | 5.1232 | 0.31227 | 5 | 0.43549
2606 | 12.25 | 1 | 365 | 13.9465 | 0.072296 | 14 | 0.018843
2604 | 4.5 | 1 | 365 | 5.1232 | 0.31227 | 5 | 0.43549
2605 | 7 | 1 | 365 | 7.9695 | 0.041312 | 8 | 0.010767
2603 | 10 | 1 | 365 | 11.3849 | 0.91616 | 12 | 0.3011
2601 | 6.9 | 1 | 365 | 7.8556 | 0.81215 | 8 | 0.66776
2600 | 4.59 | 1 | 365 | 5.2257 | 0.51852 | 5 | 0.7442
2596 | 5.3 | 1 | 365 | 6.034 | 0.14556 | 6 | 0.17958
2590 | 7.42 | 1 | 365 | 8.4476 | 0.0037907 | 8 | 0.45141
2693 | 5 | 1 | 365 | 5.6925 | 0.45808 | 6 | 0.15055
2642 | 3.45 | 1 | 365 | 3.9278 | 0.90608 | 4 | 0.83388
2684 | 4.5 | 1 | 365 | 5.1232 | 0.31227 | 5 | 0.43549
2683 | 2.25 | 1 | 365 | 2.5616 | 0.15614 | 2 | 0.71775
2682 | 4 | 1 | 365 | 4.554 | 0.16646 | 4 | 0.72044
2681 | 7.5 | 1 | 365 | 8.5387 | 0.18712 | 8 | 0.72582
2680 | 9 | 1 | 365 | 10.2464 | 0.62454 | 10 | 0.87099
2674 | 9 | 1 | 365 | 10.2464 | 0.62454 | 10 | 0.87099
2672 | 4.5 | 1 | 365 | 5.1232 | 0.31227 | 5 | 0.43549
2676 | 7.25 | 1 | 365 | 8.2541 | 0.61422 | 8 | 0.86829
2675 | 6.37 | 1 | 365 | 7.2522 | 0.59759 | 7 | 0.8498
2658 | 6.12 | 1 | 365 | 6.9676 | 0.02469 | 6 | 0.99227
2657 | 11.25 | 1 | 365 | 12.8081 | 0.78068 | 13 | 0.58873
2650 | 4.08 | 1 | 365 | 4.6451 | 0.34979 | 4 | 0.99485
2646 | 8 | 1 | 365 | 9.1079 | 0.33293 | 9 | 0.44088
2755 | 7.5 | 1 | 365 | 8.5387 | 0.18712 | 8 | 0.72582
2752 | 11.25 | 1 | 365 | 12.8081 | 0.78068 | 13 | 0.58873
2751 | 12.25 | 1 | 365 | 13.9465 | 0.072296 | 14 | 0.018843
922 | 6.5 | 1 | 365 | 7.4002 | 0.8955 | 8 | 0.29571
2739 | 6.54 | 1 | 365 | 7.4457 | 0.98717 | 8 | 0.43292
2738 | 3.85 | 1 | 365 | 4.3832 | 0.82272 | 5 | 0.20592
2723 | 2.04 | 1 | 365 | 2.3225 | 0.6749 | 2 | 0.99742
2722 | 7.75 | 1 | 365 | 8.8233 | 0.76002 | 9 | 0.58335
2721 | 3.825 | 1 | 365 | 4.3547 | 0.76543 | 5 | 0.12017
2719 | 4.25 | 1 | 365 | 4.8386 | 0.73937 | 5 | 0.57797
2716 | 5.25 | 1 | 365 | 5.9771 | 0.030984 | 6 | 0.0080754
2708 | 7.75 | 1 | 365 | 8.8233 | 0.76002 | 9 | 0.58335
2703 | 8.75 | 1 | 365 | 9.9618 | 0.05164 | 10 | 0.013459
2701 | 12.75 | 1 | 365 | 14.5158 | 0.2181 | 14 | 0.7339
2700 | 9.75 | 1 | 365 | 11.1003 | 0.34326 | 11 | 0.44357
2698 | 5.25 | 1 | 365 | 5.9771 | 0.030984 | 6 | 0.0080754
2875 | 4.335 | 1 | 365 | 4.9354 | 0.93416 | 5 | 0.86953
2838 | 8.415 | 1 | 365 | 9.5804 | 0.28395 | 9 | 0.86437
2837 | 4.59 | 1 | 365 | 5.2257 | 0.51852 | 5 | 0.7442
2836 | 5.865 | 1 | 365 | 6.6773 | 0.44033 | 7 | 0.11759
2834 | 11.985 | 1 | 365 | 13.6448 | 0.46502 | 14 | 0.10986
2833 | 7.905 | 1 | 365 | 8.9998 | 0.11522 | 9 | 0.11502
2830 | 14 | 1 | 365 | 15.9389 | 0.082624 | 16 | 0.021534
1246 | 7.14 | 1 | 365 | 8.1288 | 0.36214 | 8 | 0.49098
1248 | 34.2 | 0.9 | 365 | 35.0428 | 0.53594 | 35 | 0.57877
930 | 7.75 | 1 | 365 | 8.8233 | 0.76002 | 9 | 0.58335
2810 | 11 | 1 | 365 | 12.5234 | 0.20778 | 12 | 0.73121
2783 | 160 | 0.9 | 365 | 163.9431 | 0.9927 | 164 | 0.93578
2806 | 10.25 | 1 | 365 | 11.6696 | 0.48906 | 12 | 0.15862
2805 | 5.355 | 1 | 365 | 6.0966 | 0.2716 | 6 | 0.36824
2804 | 7.905 | 1 | 365 | 8.9998 | 0.11522 | 9 | 0.11502
2803 | 9.945 | 1 | 365 | 11.3223 | 0.79012 | 12 | 0.11244
2802 | 3.75 | 1 | 365 | 4.2694 | 0.59356 | 4 | 0.86291
2801 | 9 | 1 | 365 | 10.2464 | 0.62454 | 10 | 0.87099
2800 | 7.75 | 1 | 365 | 8.8233 | 0.76002 | 9 | 0.58335
2798 | 3.5 | 1 | 365 | 3.9847 | 0.020656 | 4 | 0.0053836
2795 | 2.5 | 1 | 365 | 2.8462 | 0.72904 | 3 | 0.57527
2794 | 5.5 | 1 | 365 | 6.2617 | 0.60389 | 6 | 0.8656
2782 | 23.92 | 1 | 365 | 27.2328 | 0.81545 | 28 | 0.048222
2779 | 3.315 | 1 | 365 | 3.7741 | 0.59671 | 4 | 0.37081
2775 | 6.375 | 1 | 365 | 7.2579 | 0.60905 | 7 | 0.86695
2774 | 8.75 | 1 | 365 | 9.9618 | 0.05164 | 10 | 0.013459
2773 | 9.5 | 1 | 365 | 10.8157 | 0.77035 | 11 | 0.58604
2769 | 8.8 | 1 | 365 | 10.0187 | 0.16622 | 10 | 0.18496
2768 | 2.04 | 1 | 365 | 2.3225 | 0.6749 | 2 | 0.99742
2765 | 7.14 | 1 | 365 | 8.1288 | 0.36214 | 8 | 0.49098
2764 | 8.67 | 1 | 365 | 9.8707 | 0.86831 | 10 | 0.73905
2761 | 4.5 | 1 | 365 | 5.1232 | 0.31227 | 5 | 0.43549
2928 | 4.845 | 1 | 365 | 5.516 | 0.10288 | 5 | 0.61888
2929 | 5.1 | 1 | 365 | 5.8063 | 0.68724 | 6 | 0.49356
2926 | 6.5 | 1 | 365 | 7.4002 | 0.8955 | 8 | 0.29571
2925 | 7.14 | 1 | 365 | 8.1288 | 0.36214 | 8 | 0.49098
2923 | 6.12 | 1 | 365 | 6.9676 | 0.02469 | 6 | 0.99227
2922 | 6.12 | 1 | 365 | 6.9676 | 0.02469 | 6 | 0.99227
2924 | 5.865 | 1 | 365 | 6.6773 | 0.44033 | 7 | 0.11759
2920 | 8.67 | 1 | 365 | 9.8707 | 0.86831 | 10 | 0.73905
2918 | 6.63 | 1 | 365 | 7.5482 | 0.19341 | 7 | 0.74163
2915 | 8.67 | 1 | 365 | 9.8707 | 0.86831 | 10 | 0.73905
2916 | 3 | 1 | 365 | 3.4155 | 0.87485 | 4 | 0.29033
2914 | 5 | 1 | 365 | 5.6925 | 0.45808 | 6 | 0.15055
2913 | 8.75 | 1 | 365 | 9.9618 | 0.05164 | 10 | 0.013459
2911 | 6.12 | 1 | 365 | 6.9676 | 0.02469 | 6 | 0.99227
2912 | 4.59 | 1 | 365 | 5.2257 | 0.51852 | 5 | 0.7442
2909 | 4 | 1 | 365 | 4.554 | 0.16646 | 4 | 0.72044
2888 | 3.35 | 1 | 365 | 3.814 | 0.67691 | 4 | 0.49087
2181 | 8 | 1 | 365 | 9.1079 | 0.33293 | 9 | 0.44088
2651 | 6.75 | 1 | 365 | 7.6848 | 0.46841 | 8 | 0.15324
2647 | 5.25 | 1 | 365 | 5.9771 | 0.030984 | 6 | 0.0080754
2267 | 33.48 | 0.9 | 365 | 34.3051 | 0.050973 | 34 | 0.35606
2499 | 10 | 1 | 365 | 11.3849 | 0.91616 | 12 | 0.3011
2695 | 8.64 | 1 | 365 | 9.8366 | 0.79956 | 10 | 0.63615
1951 | 18 | 1 | 365 | 20.4929 | 0.24909 | 20 | 0.74197
2882 | 6.12 | 1 | 365 | 6.9676 | 0.02469 | 6 | 0.99227
2881 | 10.455 | 1 | 365 | 11.903 | 0.95885 | 12 | 0.8618
2879 | 4.845 | 1 | 365 | 5.516 | 0.10288 | 5 | 0.61888
2880 | 8 | 1 | 365 | 9.1079 | 0.33293 | 9 | 0.44088
2878 | 13.77 | 1 | 365 | 15.6771 | 0.55555 | 16 | 0.23261
2876 | 6.5 | 1 | 365 | 7.4002 | 0.8955 | 8 | 0.29571
2955 | 5.25 | 1 | 365 | 5.9771 | 0.030984 | 6 | 0.0080754
2947 | 4.355 | 1 | 365 | 4.9581 | 0.97999 | 5 | 0.93813
2946 | 4.5 | 1 | 365 | 5.1232 | 0.31227 | 5 | 0.43549
2942 | 7 | 1 | 365 | 7.9695 | 0.041312 | 8 | 0.010767
2943 | 14.79 | 1 | 365 | 16.8383 | 0.893 | 17 | 0.73132
2938 | 6.5 | 1 | 365 | 7.4002 | 0.8955 | 8 | 0.29571
2936 | 2.805 | 1 | 365 | 3.1935 | 0.42798 | 3 | 0.62146
2982 | 10 | 1 | 365 | 11.3849 | 0.91616 | 12 | 0.3011
2980 | 10.71 | 1 | 365 | 12.1933 | 0.54321 | 12 | 0.73647
2975 | 3.24 | 1 | 365 | 3.6887 | 0.42484 | 4 | 0.11356
2973 | 5.4 | 1 | 365 | 6.1479 | 0.37473 | 6 | 0.52259
2972 | 7.83 | 1 | 365 | 8.9144 | 0.94335 | 9 | 0.85776
3097 | 7.75 | 1 | 365 | 8.8233 | 0.76002 | 9 | 0.58335
3075 | 9.81 | 1 | 365 | 11.1686 | 0.48075 | 11 | 0.64938
3055 | 6.03 | 1 | 365 | 6.8651 | 0.81844 | 7 | 0.68356
10868 | 9.24 | 1 | 365 | 10.5197 | 0.17453 | 10 | 0.69421
2984 | 7.14 | 1 | 365 | 8.1288 | 0.36214 | 8 | 0.49098
2885 | 7.37 | 1 | 365 | 8.3907 | 0.88921 | 9 | 0.27991
3269 | 17.5 | 1 | 365 | 19.9236 | 0.10328 | 20 | 0.026918
3268 | 7.02 | 1 | 365 | 7.9922 | 0.087144 | 8 | 0.079369
3265 | 6 | 1 | 365 | 6.831 | 0.7497 | 7 | 0.58066
3260 | 5.355 | 1 | 365 | 6.0966 | 0.2716 | 6 | 0.36824
459 | 3.685 | 1 | 365 | 4.1953 | 0.4446 | 4 | 0.63995
3267 | 6.25 | 1 | 365 | 7.1156 | 0.3226 | 7 | 0.43818
2718 | 4.5 | 1 | 365 | 5.1232 | 0.31227 | 5 | 0.43549
3480 | 6.25 | 1 | 365 | 7.1156 | 0.3226 | 7 | 0.43818
3479 | 8 | 1 | 365 | 9.1079 | 0.33293 | 9 | 0.44088
3468 | 6.5 | 1 | 365 | 7.4002 | 0.8955 | 8 | 0.29571
3466 | 6.12 | 1 | 365 | 6.9676 | 0.02469 | 6 | 0.99227
1551 | 7.75 | 1 | 365 | 8.8233 | 0.76002 | 9 | 0.58335
2011 | 25.25 | 0.9 | 365 | 25.8723 | 0.076974 | 25 | 0.94924
3582 | 18 | 1 | 365 | 20.4929 | 0.24909 | 20 | 0.74197
1360 | 503.25 | 0.9 | 365 | 515.6522 | 0.93018 | 516 | 0.58239
3562 | 10.92 | 1 | 365 | 12.4324 | 0.024447 | 12 | 0.4568
3166 | 8.04 | 1 | 365 | 9.1535 | 0.42459 | 9 | 0.57808
3114 | 4.69 | 1 | 365 | 5.3395 | 0.74768 | 6 | 0.087214
3098 | 7.035 | 1 | 365 | 8.0093 | 0.12152 | 8 | 0.13082
3421 | 7.37 | 1 | 365 | 8.3907 | 0.88921 | 9 | 0.27991
3577 | 7 | 1 | 365 | 7.9695 | 0.041312 | 8 | 0.010767
8904 | 5.04 | 1 | 365 | 5.738 | 0.54974 | 6 | 0.28775
14361 | 6.75 | 1 | 365 | 7.6848 | 0.46841 | 8 | 0.15324
5283 | 7.425 | 1 | 365 | 8.4533 | 0.015249 | 8 | 0.46856
4728 | 8.91 | 1 | 365 | 10.144 | 0.4183 | 10 | 0.56228
3581 | 7.8 | 1 | 365 | 8.8803 | 0.8746 | 9 | 0.75485
3338 | 3.57 | 1 | 365 | 4.0644 | 0.18107 | 4 | 0.24549
3478 | 7.02 | 1 | 365 | 7.9922 | 0.087144 | 8 | 0.079369
2846 | 20.74 | 1 | 365 | 23.6124 | 0.52812 | 24 | 0.14047
3635 | 7.595 | 1 | 365 | 8.6469 | 0.40482 | 9 | 0.051682
3628 | 6.37 | 1 | 365 | 7.2522 | 0.59759 | 7 | 0.8498
3669 | 8 | 1 | 365 | 9.1079 | 0.33293 | 9 | 0.44088
3682 | 7 | 1 | 365 | 7.9695 | 0.041312 | 8 | 0.010767
3689 | 8.16 | 1 | 365 | 9.2901 | 0.69959 | 9 | 0.98969
3690 | 6.75 | 1 | 365 | 7.6848 | 0.46841 | 8 | 0.15324
3696 | 6.75 | 1 | 365 | 7.6848 | 0.46841 | 8 | 0.15324
3697 | 10.965 | 1 | 365 | 12.4836 | 0.12757 | 12 | 0.61115
3698 | 5.75 | 1 | 365 | 6.5463 | 0.17679 | 6 | 0.72313
3700 | 4.5 | 1 | 365 | 5.1232 | 0.31227 | 5 | 0.43549
3489 | 6 | 1 | 365 | 6.831 | 0.7497 | 7 | 0.58066
2770 | 0.84 | 1 | 365 | 0.95633 | 0.92496 | 1 | 0.88129
3266 | 7 | 1 | 365 | 7.9695 | 0.041312 | 8 | 0.010767
3844 | 5.39 | 1 | 365 | 6.1365 | 0.35181 | 6 | 0.48829
3861 | 11 | 1 | 365 | 12.5234 | 0.20778 | 12 | 0.73121
3908 | 3.57 | 1 | 365 | 4.0644 | 0.18107 | 4 | 0.24549
3779 | 3.25 | 1 | 365 | 3.7001 | 0.44775 | 4 | 0.14786
3782 | 8 | 1 | 365 | 9.1079 | 0.33293 | 9 | 0.44088
3783 | 6 | 1 | 365 | 6.831 | 0.7497 | 7 | 0.58066
3785 | 7.54 | 1 | 365 | 8.5842 | 0.27878 | 8 | 0.86303
3818 | 10 | 1 | 365 | 11.3849 | 0.91616 | 12 | 0.3011
3821 | 6.5 | 1 | 365 | 7.4002 | 0.8955 | 8 | 0.29571
3867 | 5.25 | 1 | 365 | 5.9771 | 0.030984 | 6 | 0.0080754
3873 | 7 | 1 | 365 | 7.9695 | 0.041312 | 8 | 0.010767
3902 | 9 | 1 | 365 | 10.2464 | 0.62454 | 10 | 0.87099
3903 | 6.615 | 1 | 365 | 7.5311 | 0.15904 | 7 | 0.69018
3904 | 6.37 | 1 | 365 | 7.2522 | 0.59759 | 7 | 0.8498
3906 | 8.5 | 1 | 365 | 9.6772 | 0.47874 | 10 | 0.15593
3977 | 2.75 | 1 | 365 | 3.1309 | 0.30194 | 3 | 0.4328
3978 | 5.72 | 1 | 365 | 6.5122 | 0.10804 | 6 | 0.62023
3983 | 4.75 | 1 | 365 | 5.4078 | 0.88518 | 6 | 0.29302
4011 | 8.33 | 1 | 365 | 9.4837 | 0.089161 | 9 | 0.57281
4044 | 9 | 1 | 365 | 10.2464 | 0.62454 | 10 | 0.87099
4046 | 9 | 1 | 365 | 10.2464 | 0.62454 | 10 | 0.87099
4057 | 5.635 | 1 | 365 | 6.4154 | 0.91326 | 7 | 0.32867
4072 | 5.25 | 1 | 365 | 5.9771 | 0.030984 | 6 | 0.0080754
3839 | 5.1 | 1 | 365 | 5.8063 | 0.68724 | 6 | 0.49356
3841 | 3.5 | 1 | 365 | 3.9847 | 0.020656 | 4 | 0.0053836
3822 | 10.8 | 1 | 365 | 12.2957 | 0.74945 | 13 | 0.045184
3975 | 8.37 | 1 | 365 | 9.5292 | 0.18083 | 9 | 0.71002
3979 | 7.02 | 1 | 365 | 7.9922 | 0.087144 | 8 | 0.079369
3984 | 10.8 | 1 | 365 | 12.2957 | 0.74945 | 13 | 0.045184
3987 | 4.5 | 1 | 365 | 5.1232 | 0.31227 | 5 | 0.43549
3989 | 4.5 | 1 | 365 | 5.1232 | 0.31227 | 5 | 0.43549
3973 | 7.65 | 1 | 365 | 8.7095 | 0.53086 | 9 | 0.24034
4026 | 5 | 1 | 365 | 5.6925 | 0.45808 | 6 | 0.15055
4029 | 6.885 | 1 | 365 | 7.8385 | 0.77778 | 8 | 0.6163
4124 | 1.44 | 1 | 365 | 1.6394 | 0.29993 | 1 | 0.93936
1031 | 4.5 | 1 | 365 | 5.1232 | 0.31227 | 5 | 0.43549
2776 | 8 | 1 | 365 | 9.1079 | 0.33293 | 9 | 0.44088
4163 | 7.848 | 1 | 365 | 8.9349 | 0.9846 | 9 | 0.9195
12119 | 7.65 | 1 | 365 | 8.7095 | 0.53086 | 9 | 0.24034
15064 | 3.98 | 1 | 365 | 4.5312 | 0.12063 | 4 | 0.65184
8552 | 9.945 | 1 | 365 | 11.3223 | 0.79012 | 12 | 0.11244
15314 | 5.355 | 1 | 365 | 6.0966 | 0.2716 | 6 | 0.36824
15059 | 6.98 | 1 | 365 | 7.9467 | 0.99548 | 8 | 0.94217
5244 | 10.5 | 1 | 365 | 11.9542 | 0.061968 | 12 | 0.016151
12167 | 13.475 | 1 | 365 | 15.3412 | 0.87953 | 16 | 0.22073
5268 | 5.1 | 1 | 365 | 5.8063 | 0.68724 | 6 | 0.49356
6175 | 4.59 | 1 | 365 | 5.2257 | 0.51852 | 5 | 0.7442
14926 | 5.895 | 1 | 365 | 6.7114 | 0.50908 | 7 | 0.2205
6342 | 5.865 | 1 | 365 | 6.6773 | 0.44033 | 7 | 0.11759
6215 | 3.06 | 1 | 365 | 3.4838 | 0.012345 | 3 | 0.49614
26840 | 5.22 | 1 | 365 | 5.9429 | 0.96224 | 6 | 0.90517
14379 | 9.215 | 1 | 365 | 10.4912 | 0.11724 | 10 | 0.60846
6727 | 7.14 | 1 | 365 | 8.1288 | 0.36214 | 8 | 0.49098
42915 | 9.1 | 1 | 365 | 10.3603 | 0.85371 | 11 | 0.214
5245 | 5 | 1 | 365 | 5.6925 | 0.45808 | 6 | 0.15055
13734 | 3.5 | 1 | 365 | 3.9847 | 0.98273 | 4 | 0.96746
6160 | 7.65 | 1 | 365 | 8.7095 | 0.53086 | 9 | 0.24034
5377 | 10.335 | 1 | 365 | 11.7663 | 0.68385 | 12 | 0.45018
24318 | 6.725 | 1 | 365 | 7.6564 | 0.41112 | 8 | 0.067487
23017 | 7.575 | 1 | 365 | 8.6241 | 0.35899 | 8 | 0.98308
15091 | 11.96 | 1 | 365 | 13.6164 | 0.40773 | 14 | 0.024111
4373 | 10.595 | 1 | 365 | 12.0623 | 0.27967 | 12 | 0.34201
4175 | 6.25 | 1 | 365 | 7.1156 | 0.3226 | 7 | 0.43818
4213 | 6.75 | 1 | 365 | 7.6848 | 0.46841 | 8 | 0.15324
4215 | 2.145 | 1 | 365 | 2.4421 | 0.91552 | 3 | 0.35759
4218 | 8.1 | 1 | 365 | 9.2218 | 0.56209 | 9 | 0.78389
4235 | 8.57 | 1 | 365 | 9.7569 | 0.63915 | 10 | 0.39604
4236 | 8.82 | 1 | 365 | 10.0415 | 0.21205 | 10 | 0.25357
4372 | 6.336 | 1 | 365 | 7.2135 | 0.51968 | 7 | 0.73317
4254 | 19.2 | 1 | 365 | 21.8591 | 0.99903 | 22 | 0.8581
4256 | 19.2 | 1 | 365 | 21.8591 | 0.99903 | 22 | 0.8581
4257 | 19.2 | 1 | 365 | 21.8591 | 0.99903 | 22 | 0.8581
4224 | 11.18 | 1 | 365 | 12.7284 | 0.62027 | 13 | 0.34863
4533 | 6.9 | 1 | 365 | 7.8556 | 0.81215 | 8 | 0.66776
4506 | 9 | 1 | 365 | 10.2464 | 0.62454 | 10 | 0.87099
2230 | 262.08 | 0.8 | 365 | 238.7011 | 0.46938 | 239 | 0.1705
2231 | 197.4 | 0.8 | 365 | 179.7909 | 0.892 | 180 | 0.68291
4439 | 8.82 | 1 | 365 | 10.0415 | 0.21205 | 10 | 0.25357
4441 | 9 | 1 | 365 | 10.2464 | 0.62454 | 10 | 0.87099
4440 | 8.25 | 1 | 365 | 9.3926 | 0.90583 | 10 | 0.2984
4470 | 8.085 | 1 | 365 | 9.2047 | 0.52772 | 9 | 0.73244
4525 | 5.25 | 1 | 365 | 5.9771 | 0.030984 | 6 | 0.0080754
4530 | 3.92 | 1 | 365 | 4.4629 | 0.98313 | 5 | 0.44603
4532 | 3.92 | 1 | 365 | 4.4629 | 0.98313 | 5 | 0.44603
2450 | 150.45 | 0.9 | 365 | 154.1577 | 0.29626 | 154 | 0.45399
3578 | 6.5 | 1 | 365 | 7.4002 | 0.8955 | 8 | 0.29571
3391 | 4.08 | 1 | 365 | 4.6451 | 0.34979 | 4 | 0.99485
1954 | 12.99 | 1 | 365 | 14.789 | 0.76809 | 15 | 0.55712
3600 | 11 | 1 | 365 | 12.5234 | 0.20778 | 12 | 0.73121
16667 | 3.06 | 1 | 365 | 3.4838 | 0.012345 | 3 | 0.49614
11787 | 7.14 | 1 | 365 | 8.1288 | 0.36214 | 8 | 0.49098
6619 | 5.5 | 1 | 365 | 6.2617 | 0.60389 | 6 | 0.8656
10551 | 5.72 | 1 | 365 | 6.5122 | 0.10804 | 6 | 0.62023
6276 | 4.335 | 1 | 365 | 4.9354 | 0.93416 | 5 | 0.86953
10525 | 7.14 | 1 | 365 | 8.1288 | 0.36214 | 8 | 0.49098
5645 | 3 | 1 | 365 | 3.4155 | 0.87485 | 4 | 0.29033
10651 | 9.1 | 1 | 365 | 10.3603 | 0.85371 | 11 | 0.214
6302 | 3.57 | 1 | 365 | 4.0644 | 0.18107 | 4 | 0.24549
8185 | 8.925 | 1 | 365 | 10.1611 | 0.45267 | 10 | 0.61373
18928 | 6.96 | 1 | 365 | 7.9239 | 0.94965 | 8 | 0.87356
23046 | 12.75 | 1 | 365 | 14.5158 | 0.2181 | 14 | 0.7339
15082 | 5.725 | 1 | 365 | 6.5179 | 0.1195 | 6 | 0.63738
15071 | 6.98 | 1 | 365 | 7.9467 | 0.99548 | 8 | 0.94217
7557 | 9.435 | 1 | 365 | 10.7417 | 0.6214 | 11 | 0.36308
11129 | 6.75 | 1 | 365 | 7.6848 | 0.46841 | 8 | 0.15324
5715 | 8.5 | 1 | 365 | 9.6772 | 0.47874 | 10 | 0.15593
15015 | 7.96 | 1 | 365 | 9.0624 | 0.24126 | 9 | 0.30367
3089 | 14.8 | 1 | 365 | 16.8497 | 0.91592 | 17 | 0.76562
8122 | 2.805 | 1 | 365 | 3.1935 | 0.42798 | 3 | 0.62146
11908 | 7.65 | 1 | 365 | 8.7095 | 0.53086 | 9 | 0.24034
7324 | 9.18 | 1 | 365 | 10.4514 | 0.037035 | 10 | 0.48841
11699 | 5.25 | 1 | 365 | 5.9771 | 0.030984 | 6 | 0.0080754
8521 | 3.315 | 1 | 365 | 3.7741 | 0.59671 | 4 | 0.37081
42901 | 11.18 | 1 | 365 | 12.7284 | 0.62027 | 13 | 0.34863
7277 | 4.335 | 1 | 365 | 4.9354 | 0.93416 | 5 | 0.86953
7285 | 5.865 | 1 | 365 | 6.6773 | 0.44033 | 7 | 0.11759
3079 | 3.75 | 1 | 365 | 4.2694 | 0.59356 | 4 | 0.86291
3128 | 4 | 1 | 365 | 4.554 | 0.16646 | 4 | 0.72044
3130 | 7.395 | 1 | 365 | 8.4192 | 0.9465 | 9 | 0.36566
3131 | 3.825 | 1 | 365 | 4.3547 | 0.76543 | 5 | 0.12017
3132 | 4.845 | 1 | 365 | 5.516 | 0.10288 | 5 | 0.61888
2816 | 3.06 | 1 | 365 | 3.4838 | 0.012345 | 3 | 0.49614
2931 | 15.5 | 1 | 365 | 17.6467 | 0.52005 | 18 | 0.1667
3134 | 2.04 | 1 | 365 | 2.3225 | 0.6749 | 2 | 0.99742
2932 | 7.5 | 1 | 365 | 8.5387 | 0.18712 | 8 | 0.72582
2933 | 4 | 1 | 365 | 4.554 | 0.16646 | 4 | 0.72044
2934 | 2.04 | 1 | 365 | 2.3225 | 0.6749 | 2 | 0.99742
3135 | 10.71 | 1 | 365 | 12.1933 | 0.54321 | 12 | 0.73647
2981 | 6.63 | 1 | 365 | 7.5482 | 0.19341 | 7 | 0.74163
2983 | 4.25 | 1 | 365 | 4.8386 | 0.73937 | 5 | 0.57797
3138 | 6.5 | 1 | 365 | 7.4002 | 0.8955 | 8 | 0.29571
2991 | 9.945 | 1 | 365 | 11.3223 | 0.79012 | 12 | 0.11244
2992 | 14.535 | 1 | 365 | 16.548 | 0.30864 | 16 | 0.85664
2993 | 11.985 | 1 | 365 | 13.6448 | 0.46502 | 14 | 0.10986
3007 | 5.865 | 1 | 365 | 6.6773 | 0.44033 | 7 | 0.11759
3009 | 5.865 | 1 | 365 | 6.6773 | 0.44033 | 7 | 0.11759
3010 | 1.53 | 1 | 365 | 1.7419 | 0.50617 | 2 | 0.24807
3012 | 3.25 | 1 | 365 | 3.7001 | 0.44775 | 4 | 0.14786
3013 | 6.885 | 1 | 365 | 7.8385 | 0.77778 | 8 | 0.6163
3014 | 9 | 1 | 365 | 10.2464 | 0.62454 | 10 | 0.87099
3016 | 5 | 1 | 365 | 5.6925 | 0.45808 | 6 | 0.15055
3017 | 4.335 | 1 | 365 | 4.9354 | 0.93416 | 5 | 0.86953
3018 | 7.905 | 1 | 365 | 8.9998 | 0.11522 | 9 | 0.11502
3019 | 9.5 | 1 | 365 | 10.8157 | 0.77035 | 11 | 0.58604
3029 | 5.355 | 1 | 365 | 6.0966 | 0.2716 | 6 | 0.36824
3030 | 9 | 1 | 365 | 10.2464 | 0.62454 | 10 | 0.87099
3033 | 6 | 1 | 365 | 6.831 | 0.7497 | 7 | 0.58066
3034 | 3.825 | 1 | 365 | 4.3547 | 0.76543 | 5 | 0.12017
3035 | 4.845 | 1 | 365 | 5.516 | 0.10288 | 5 | 0.61888
3036 | 6.12 | 1 | 365 | 6.9676 | 0.02469 | 6 | 0.99227
3038 | 7.905 | 1 | 365 | 8.9998 | 0.11522 | 9 | 0.11502
3040 | 6.5 | 1 | 365 | 7.4002 | 0.8955 | 8 | 0.29571
3041 | 5.5 | 1 | 365 | 6.2617 | 0.60389 | 6 | 0.8656
3044 | 3.06 | 1 | 365 | 3.4838 | 0.012345 | 3 | 0.49614
3045 | 5.61 | 1 | 365 | 6.3869 | 0.85597 | 7 | 0.24291
3139 | 3.75 | 1 | 365 | 4.2694 | 0.59356 | 4 | 0.86291
3141 | 5 | 1 | 365 | 5.6925 | 0.45808 | 6 | 0.15055
3144 | 3.315 | 1 | 365 | 3.7741 | 0.59671 | 4 | 0.37081
3145 | 17.75 | 1 | 365 | 20.2083 | 0.67618 | 20 | 0.88445
3080 | 5.25 | 1 | 365 | 5.9771 | 0.030984 | 6 | 0.0080754
3081 | 9.25 | 1 | 365 | 10.5311 | 0.19745 | 10 | 0.72851
3082 | 6 | 1 | 365 | 6.831 | 0.7497 | 7 | 0.58066
3084 | 6.75 | 1 | 365 | 7.6848 | 0.46841 | 8 | 0.15324
3087 | 8.75 | 1 | 365 | 9.9618 | 0.05164 | 10 | 0.013459
3088 | 10.25 | 1 | 365 | 11.6696 | 0.48906 | 12 | 0.15862
3147 | 4 | 1 | 365 | 4.554 | 0.16646 | 4 | 0.72044
3149 | 3.825 | 1 | 365 | 4.3547 | 0.76543 | 5 | 0.12017
3404 | 4.75 | 1 | 365 | 5.4078 | 0.88518 | 6 | 0.29302
3406 | 7.75 | 1 | 365 | 8.8233 | 0.76002 | 9 | 0.58335
3416 | 2.75 | 1 | 365 | 3.1309 | 0.30194 | 3 | 0.4328
3417 | 5.865 | 1 | 365 | 6.6773 | 0.44033 | 7 | 0.11759
3448 | 7.395 | 1 | 365 | 8.4192 | 0.9465 | 9 | 0.36566
3449 | 6.5 | 1 | 365 | 7.4002 | 0.8955 | 8 | 0.29571
3661 | 24 | 1 | 365 | 27.3238 | 0.99878 | 28 | 0.32263
3046 | 8.925 | 1 | 365 | 10.1611 | 0.45267 | 10 | 0.61373
3047 | 11.73 | 1 | 365 | 13.3545 | 0.88066 | 14 | 0.23519
3048 | 9.75 | 1 | 365 | 11.1003 | 0.34326 | 11 | 0.44357
3050 | 12.24 | 1 | 365 | 13.9352 | 0.04938 | 13 | 0.98454
3051 | 5.75 | 1 | 365 | 6.5463 | 0.17679 | 6 | 0.72313
3078 | 3.57 | 1 | 365 | 4.0644 | 0.18107 | 4 | 0.24549
3092 | 6.63 | 1 | 365 | 7.5482 | 0.19341 | 7 | 0.74163
3094 | 9.75 | 1 | 365 | 11.1003 | 0.34326 | 11 | 0.44357
3096 | 12 | 1 | 365 | 13.6619 | 0.49939 | 14 | 0.16132
3121 | 14 | 1 | 365 | 15.9389 | 0.082624 | 16 | 0.021534
3124 | 8.75 | 1 | 365 | 9.9618 | 0.05164 | 10 | 0.013459
3126 | 4.5 | 1 | 365 | 5.1232 | 0.31227 | 5 | 0.43549
3127 | 6.12 | 1 | 365 | 6.9676 | 0.02469 | 6 | 0.99227
3151 | 5 | 1 | 365 | 5.6925 | 0.45808 | 6 | 0.15055
3153 | 4.25 | 1 | 365 | 4.8386 | 0.73937 | 5 | 0.57797
3154 | 3.57 | 1 | 365 | 4.0644 | 0.18107 | 4 | 0.24549
3216 | 6 | 1 | 365 | 6.831 | 0.7497 | 7 | 0.58066
3218 | 4.08 | 1 | 365 | 4.6451 | 0.34979 | 4 | 0.99485
3225 | 8.5 | 1 | 365 | 9.6772 | 0.47874 | 10 | 0.15593
3226 | 8.415 | 1 | 365 | 9.5804 | 0.28395 | 9 | 0.86437
3227 | 12 | 1 | 365 | 13.6619 | 0.49939 | 14 | 0.16132
3230 | 2.805 | 1 | 365 | 3.1935 | 0.42798 | 3 | 0.62146
3252 | 15.75 | 1 | 365 | 17.9313 | 0.092952 | 18 | 0.024226
3261 | 4.25 | 1 | 365 | 4.8386 | 0.73937 | 5 | 0.57797
3262 | 12.25 | 1 | 365 | 13.9465 | 0.072296 | 14 | 0.018843
3263 | 6.25 | 1 | 365 | 7.1156 | 0.3226 | 7 | 0.43818
3273 | 12 | 1 | 365 | 13.6619 | 0.49939 | 14 | 0.16132
3274 | 4.5 | 1 | 365 | 5.1232 | 0.31227 | 5 | 0.43549
3275 | 3.57 | 1 | 365 | 4.0644 | 0.18107 | 4 | 0.24549
3276 | 6.375 | 1 | 365 | 7.2579 | 0.60905 | 7 | 0.86695
3280 | 6.375 | 1 | 365 | 7.2579 | 0.60905 | 7 | 0.86695
3282 | 8 | 1 | 365 | 9.1079 | 0.33293 | 9 | 0.44088
3283 | 14 | 1 | 365 | 15.9389 | 0.082624 | 16 | 0.021534
3287 | 10.2 | 1 | 365 | 11.6126 | 0.37448 | 11 | 0.98712
3296 | 8 | 1 | 365 | 9.1079 | 0.33293 | 9 | 0.44088
3298 | 5.61 | 1 | 365 | 6.3869 | 0.85597 | 7 | 0.24291
3299 | 9.5 | 1 | 365 | 10.8157 | 0.77035 | 11 | 0.58604
3300 | 5.25 | 1 | 365 | 5.9771 | 0.030984 | 6 | 0.0080754
3301 | 8.16 | 1 | 365 | 9.2901 | 0.69959 | 9 | 0.98969
3304 | 12 | 1 | 365 | 13.6619 | 0.49939 | 14 | 0.16132
3305 | 5.865 | 1 | 365 | 6.6773 | 0.44033 | 7 | 0.11759
3306 | 23.25 | 1 | 365 | 26.47 | 0.28007 | 26 | 0.75005
3307 | 10.455 | 1 | 365 | 11.903 | 0.95885 | 12 | 0.8618
3319 | 10 | 1 | 365 | 11.3849 | 0.91616 | 12 | 0.3011
3321 | 5.355 | 1 | 365 | 6.0966 | 0.2716 | 6 | 0.36824
3322 | 10.455 | 1 | 365 | 11.903 | 0.95885 | 12 | 0.8618
3245 | 4.25 | 1 | 365 | 4.8386 | 0.73937 | 5 | 0.57797
3328 | 5.3 | 1 | 365 | 6.034 | 0.14556 | 6 | 0.17958
3325 | 6.63 | 1 | 365 | 7.5482 | 0.19341 | 7 | 0.74163
3355 | 6 | 1 | 365 | 6.831 | 0.7497 | 7 | 0.58066
3356 | 7 | 1 | 365 | 7.9695 | 0.041312 | 8 | 0.010767
3439 | 8.25 | 1 | 365 | 9.3926 | 0.90583 | 10 | 0.2984
3358 | 5.355 | 1 | 365 | 6.0966 | 0.2716 | 6 | 0.36824
3359 | 2.805 | 1 | 365 | 3.1935 | 0.42798 | 3 | 0.62146
3360 | 3.57 | 1 | 365 | 4.0644 | 0.18107 | 4 | 0.24549
3361 | 5.355 | 1 | 365 | 6.0966 | 0.2716 | 6 | 0.36824
3363 | 3.06 | 1 | 365 | 3.4838 | 0.012345 | 3 | 0.49614
3365 | 7.65 | 1 | 365 | 8.7095 | 0.53086 | 9 | 0.24034
3367 | 6.375 | 1 | 365 | 7.2579 | 0.60905 | 7 | 0.86695
3373 | 9.5 | 1 | 365 | 10.8157 | 0.77035 | 11 | 0.58604
3394 | 7.5 | 1 | 365 | 8.5387 | 0.18712 | 8 | 0.72582
3395 | 3.315 | 1 | 365 | 3.7741 | 0.59671 | 4 | 0.37081
3396 | 11.5 | 1 | 365 | 13.0927 | 0.35358 | 13 | 0.44626
3397 | 3.825 | 1 | 365 | 4.3547 | 0.76543 | 5 | 0.12017
3403 | 8 | 1 | 365 | 9.1079 | 0.33293 | 9 | 0.44088
3520 | 52.8 | 0.9 | 365 | 54.1012 | 0.89759 | 54 | 0.99881
3531 | 6.12 | 1 | 365 | 6.9676 | 0.02469 | 6 | 0.99227
3532 | 17.76 | 1 | 365 | 20.2196 | 0.6991 | 20 | 0.91875
3535 | 5.225 | 1 | 365 | 5.9486 | 0.97369 | 6 | 0.92232
3543 | 3.08 | 1 | 365 | 3.5066 | 0.058177 | 3 | 0.56474
3244 | 99.408 | 0.8 | 365 | 90.5403 | 0.24397 | 90 | 0.78427
3499 | 4.5 | 1 | 365 | 5.1232 | 0.31227 | 5 | 0.43549
3506 | 6.375 | 1 | 365 | 7.2579 | 0.60905 | 7 | 0.86695
3507 | 5.61 | 1 | 365 | 6.3869 | 0.85597 | 7 | 0.24291
3509 | 4 | 1 | 365 | 4.554 | 0.16646 | 4 | 0.72044
3508 | 6.75 | 1 | 365 | 7.6848 | 0.46841 | 8 | 0.15324
3511 | 6.63 | 1 | 365 | 7.5482 | 0.19341 | 7 | 0.74163
3512 | 6.12 | 1 | 365 | 6.9676 | 0.02469 | 6 | 0.99227
3513 | 3.315 | 1 | 365 | 3.7741 | 0.59671 | 4 | 0.37081
3514 | 9.18 | 1 | 365 | 10.4514 | 0.037035 | 10 | 0.48841
3569 | 4.335 | 1 | 365 | 4.9354 | 0.93416 | 5 | 0.86953
3571 | 5.75 | 1 | 365 | 6.5463 | 0.17679 | 6 | 0.72313
3572 | 5.1 | 1 | 365 | 5.8063 | 0.68724 | 6 | 0.49356
3575 | 6.12 | 1 | 365 | 6.9676 | 0.02469 | 6 | 0.99227
3576 | 4.59 | 1 | 365 | 5.2257 | 0.51852 | 5 | 0.7442
3605 | 6.36 | 1 | 365 | 7.2408 | 0.57468 | 7 | 0.8155
3608 | 4.25 | 1 | 365 | 4.8386 | 0.73937 | 5 | 0.57797
3609 | 7.5 | 1 | 365 | 8.5387 | 0.18712 | 8 | 0.72582
3611 | 6.75 | 1 | 365 | 7.6848 | 0.46841 | 8 | 0.15324
3614 | 4.75 | 1 | 365 | 5.4078 | 0.88518 | 6 | 0.29302
3612 | 10.71 | 1 | 365 | 12.1933 | 0.54321 | 12 | 0.73647
3615 | 6.12 | 1 | 365 | 6.9676 | 0.02469 | 6 | 0.99227
3617 | 12.25 | 1 | 365 | 13.9465 | 0.072296 | 14 | 0.018843
3619 | 7.155 | 1 | 365 | 8.1459 | 0.39651 | 8 | 0.54243
3623 | 5.61 | 1 | 365 | 6.3869 | 0.85597 | 7 | 0.24291
3624 | 5.1 | 1 | 365 | 5.8063 | 0.68724 | 6 | 0.49356
3627 | 2.5 | 1 | 365 | 2.8462 | 0.72904 | 3 | 0.57527
3629 | 11 | 1 | 365 | 12.5234 | 0.20778 | 12 | 0.73121
3631 | 9.69 | 1 | 365 | 11.032 | 0.20576 | 11 | 0.23776
3632 | 6.12 | 1 | 365 | 6.9676 | 0.02469 | 6 | 0.99227
3633 | 7.905 | 1 | 365 | 8.9998 | 0.11522 | 9 | 0.11502
3634 | 8.415 | 1 | 365 | 9.5804 | 0.28395 | 9 | 0.86437
3636 | 8.67 | 1 | 365 | 9.8707 | 0.86831 | 10 | 0.73905
3638 | 8.16 | 1 | 365 | 9.2901 | 0.69959 | 9 | 0.98969
3639 | 5.5 | 1 | 365 | 6.2617 | 0.60389 | 6 | 0.8656
3652 | 11.22 | 1 | 365 | 12.7739 | 0.71193 | 13 | 0.48583
3653 | 7.14 | 1 | 365 | 8.1288 | 0.36214 | 8 | 0.49098
3654 | 8 | 1 | 365 | 9.1079 | 0.33293 | 9 | 0.44088
3659 | 10 | 1 | 365 | 11.3849 | 0.91616 | 12 | 0.3011
3664 | 6.25 | 1 | 365 | 7.1156 | 0.3226 | 7 | 0.43818
3665 | 5.5 | 1 | 365 | 6.2617 | 0.60389 | 6 | 0.8656
3668 | 6.885 | 1 | 365 | 7.8385 | 0.77778 | 8 | 0.6163
3683 | 9.5 | 1 | 365 | 10.8157 | 0.77035 | 11 | 0.58604
3684 | 8 | 1 | 365 | 9.1079 | 0.33293 | 9 | 0.44088
3686 | 9.435 | 1 | 365 | 10.7417 | 0.6214 | 11 | 0.36308
3692 | 5.25 | 1 | 365 | 5.9771 | 0.030984 | 6 | 0.0080754
3706 | 10.2 | 1 | 365 | 11.6126 | 0.37448 | 11 | 0.98712
3707 | 9.18 | 1 | 365 | 10.4514 | 0.037035 | 10 | 0.48841
3708 | 5.1 | 1 | 365 | 5.8063 | 0.68724 | 6 | 0.49356
3709 | 8.415 | 1 | 365 | 9.5804 | 0.28395 | 9 | 0.86437
3713 | 4.59 | 1 | 365 | 5.2257 | 0.51852 | 5 | 0.7442
3714 | 4.845 | 1 | 365 | 5.516 | 0.10288 | 5 | 0.61888
3715 | 7.75 | 1 | 365 | 8.8233 | 0.76002 | 9 | 0.58335
3725 | 10.07 | 1 | 365 | 11.4646 | 0.076573 | 11 | 0.5412
3730 | 3.06 | 1 | 365 | 3.4838 | 0.012345 | 3 | 0.49614
3732 | 4.25 | 1 | 365 | 4.8386 | 0.73937 | 5 | 0.57797
3733 | 19.125 | 1 | 365 | 21.7737 | 0.82716 | 22 | 0.60085
3734 | 7.395 | 1 | 365 | 8.4192 | 0.9465 | 9 | 0.36566
3765 | 9.69 | 1 | 365 | 11.032 | 0.20576 | 11 | 0.23776
3766 | 7.75 | 1 | 365 | 8.8233 | 0.76002 | 9 | 0.58335
3768 | 11.985 | 1 | 365 | 13.6448 | 0.46502 | 14 | 0.10986
3770 | 9.5 | 1 | 365 | 10.8157 | 0.77035 | 11 | 0.58604
3771 | 11.73 | 1 | 365 | 13.3545 | 0.88066 | 14 | 0.23519
3773 | 9.945 | 1 | 365 | 11.3223 | 0.79012 | 12 | 0.11244
3971 | 12.495 | 1 | 365 | 14.2255 | 0.63374 | 14 | 0.85922
3993 | 7 | 1 | 365 | 7.9695 | 0.041312 | 8 | 0.010767
3981 | 7.14 | 1 | 365 | 8.1288 | 0.36214 | 8 | 0.49098
3994 | 8.415 | 1 | 365 | 9.5804 | 0.28395 | 9 | 0.86437
3996 | 12.75 | 1 | 365 | 14.5158 | 0.2181 | 14 | 0.7339
3997 | 6.12 | 1 | 365 | 6.9676 | 0.02469 | 6 | 0.99227
3998 | 5 | 1 | 365 | 5.6925 | 0.45808 | 6 | 0.15055
4000 | 6.12 | 1 | 365 | 6.9676 | 0.02469 | 6 | 0.99227
4001 | 6.375 | 1 | 365 | 7.2579 | 0.60905 | 7 | 0.86695
4004 | 15.81 | 1 | 365 | 17.9996 | 0.23045 | 18 | 0.23003
4005 | 5.1 | 1 | 365 | 5.8063 | 0.68724 | 6 | 0.49356
4008 | 6.63 | 1 | 365 | 7.5482 | 0.19341 | 7 | 0.74163
4009 | 16.065 | 1 | 365 | 18.2899 | 0.81481 | 19 | 0.10471
4012 | 13.005 | 1 | 365 | 14.8061 | 0.80247 | 15 | 0.60858
4060 | 7.5 | 1 | 365 | 8.5387 | 0.18712 | 8 | 0.72582
4061 | 5.1 | 1 | 365 | 5.8063 | 0.68724 | 6 | 0.49356
4062 | 20.25 | 1 | 365 | 23.0545 | 0.40522 | 23 | 0.45972
4063 | 7.14 | 1 | 365 | 8.1288 | 0.36214 | 8 | 0.49098
4066 | 7.42 | 1 | 365 | 8.4476 | 0.0037907 | 8 | 0.45141
4064 | 4.59 | 1 | 365 | 5.2257 | 0.51852 | 5 | 0.7442
4067 | 5.1 | 1 | 365 | 5.8063 | 0.68724 | 6 | 0.49356
4070 | 9.18 | 1 | 365 | 10.4514 | 0.037035 | 10 | 0.48841
4073 | 7.395 | 1 | 365 | 8.4192 | 0.9465 | 9 | 0.36566
4074 | 16.5 | 1 | 365 | 18.7851 | 0.81166 | 19 | 0.59681
4080 | 2.55 | 1 | 365 | 2.9032 | 0.84362 | 3 | 0.74678
29427 | 6.05 | 1 | 365 | 6.8879 | 0.86428 | 7 | 0.75216
25168 | 10.965 | 1 | 365 | 12.4836 | 0.12757 | 12 | 0.61115
13894 | 7.02 | 1 | 365 | 7.9922 | 0.087144 | 8 | 0.079369
53384 | 11.76 | 1 | 365 | 13.3887 | 0.9494 | 14 | 0.33809
23139 | 5.1 | 1 | 365 | 5.8063 | 0.68724 | 6 | 0.49356
13510 | 3.9 | 1 | 365 | 4.4401 | 0.9373 | 5 | 0.37743
4081 | 4.59 | 1 | 365 | 5.2257 | 0.51852 | 5 | 0.7442
4082 | 5.865 | 1 | 365 | 6.6773 | 0.44033 | 7 | 0.11759
4103 | 6.885 | 1 | 365 | 7.8385 | 0.77778 | 8 | 0.6163
4112 | 2.04 | 1 | 365 | 2.3225 | 0.6749 | 2 | 0.99742
4113 | 15 | 1 | 365 | 17.0774 | 0.37424 | 17 | 0.45164
4117 | 3.5 | 1 | 365 | 3.9847 | 0.020656 | 4 | 0.0053836
4120 | 10.75 | 1 | 365 | 12.2388 | 0.63487 | 12 | 0.87368
3784 | 5.865 | 1 | 365 | 6.6773 | 0.44033 | 7 | 0.11759
3877 | 12.426 | 1 | 365 | 14.1469 | 0.47562 | 14 | 0.62254
3534 | 58.14 | 0.9 | 365 | 59.5728 | 0.9111 | 60 | 0.48391
3891 | 6.5 | 1 | 365 | 7.4002 | 0.8955 | 8 | 0.29571
3895 | 8.67 | 1 | 365 | 9.8707 | 0.86831 | 10 | 0.73905
3899 | 8.48 | 1 | 365 | 9.6544 | 0.4329 | 10 | 0.087329
3911 | 8.67 | 1 | 365 | 9.8707 | 0.86831 | 10 | 0.73905
3900 | 8 | 1 | 365 | 9.1079 | 0.33293 | 9 | 0.44088
3912 | 7.14 | 1 | 365 | 8.1288 | 0.36214 | 8 | 0.49098
3913 | 6.5 | 1 | 365 | 7.4002 | 0.8955 | 8 | 0.29571
3928 | 4.59 | 1 | 365 | 5.2257 | 0.51852 | 5 | 0.7442
3932 | 4.845 | 1 | 365 | 5.516 | 0.10288 | 5 | 0.61888
3933 | 5.61 | 1 | 365 | 6.3869 | 0.85597 | 7 | 0.24291
3942 | 4.5 | 1 | 365 | 5.1232 | 0.31227 | 5 | 0.43549
3945 | 5.865 | 1 | 365 | 6.6773 | 0.44033 | 7 | 0.11759
3953 | 2 | 1 | 365 | 2.277 | 0.58323 | 2 | 0.86022
3957 | 4.08 | 1 | 365 | 4.6451 | 0.34979 | 4 | 0.99485
3960 | 4.335 | 1 | 365 | 4.9354 | 0.93416 | 5 | 0.86953
3962 | 9.69 | 1 | 365 | 11.032 | 0.20576 | 11 | 0.23776
3964 | 8.925 | 1 | 365 | 10.1611 | 0.45267 | 10 | 0.61373
4331 | 3 | 1 | 365 | 3.4155 | 0.87485 | 4 | 0.29033
3774 | 7.14 | 1 | 365 | 8.1288 | 0.36214 | 8 | 0.49098
3775 | 9.75 | 1 | 365 | 11.1003 | 0.34326 | 11 | 0.44357
3776 | 5 | 1 | 365 | 5.6925 | 0.45808 | 6 | 0.15055
3786 | 9.18 | 1 | 365 | 10.4514 | 0.037035 | 10 | 0.48841
3791 | 3.06 | 1 | 365 | 3.4838 | 0.012345 | 3 | 0.49614
3794 | 9.945 | 1 | 365 | 11.3223 | 0.79012 | 12 | 0.11244
3798 | 9.25 | 1 | 365 | 10.5311 | 0.19745 | 10 | 0.72851
3812 | 4.335 | 1 | 365 | 4.9354 | 0.93416 | 5 | 0.86953
3799 | 3.825 | 1 | 365 | 4.3547 | 0.76543 | 5 | 0.12017
3819 | 7.5 | 1 | 365 | 8.5387 | 0.18712 | 8 | 0.72582
3820 | 5.355 | 1 | 365 | 6.0966 | 0.2716 | 6 | 0.36824
3824 | 6.25 | 1 | 365 | 7.1156 | 0.3226 | 7 | 0.43818
3827 | 7.5 | 1 | 365 | 8.5387 | 0.18712 | 8 | 0.72582
3829 | 7.25 | 1 | 365 | 8.2541 | 0.61422 | 8 | 0.86829
3830 | 4.08 | 1 | 365 | 4.6451 | 0.34979 | 4 | 0.99485
4122 | 3.06 | 1 | 365 | 3.4838 | 0.012345 | 3 | 0.49614
4123 | 7.65 | 1 | 365 | 8.7095 | 0.53086 | 9 | 0.24034
4140 | 5 | 1 | 365 | 5.6925 | 0.45808 | 6 | 0.15055
4141 | 6.75 | 1 | 365 | 7.6848 | 0.46841 | 8 | 0.15324
3855 | 4.25 | 1 | 365 | 4.8386 | 0.73937 | 5 | 0.57797
4142 | 7.42 | 1 | 365 | 8.4476 | 0.0037907 | 8 | 0.45141
4143 | 3.5 | 1 | 365 | 3.9847 | 0.020656 | 4 | 0.0053836
3879 | 8.925 | 1 | 365 | 10.1611 | 0.45267 | 10 | 0.61373
4144 | 5.5 | 1 | 365 | 6.2617 | 0.60389 | 6 | 0.8656
4145 | 7.75 | 1 | 365 | 8.8233 | 0.76002 | 9 | 0.58335
4146 | 9.75 | 1 | 365 | 11.1003 | 0.34326 | 11 | 0.44357
3881 | 8.67 | 1 | 365 | 9.8707 | 0.86831 | 10 | 0.73905
4147 | 8.925 | 1 | 365 | 10.1611 | 0.45267 | 10 | 0.61373
3894 | 6.12 | 1 | 365 | 6.9676 | 0.02469 | 6 | 0.99227
4150 | 6.12 | 1 | 365 | 6.9676 | 0.02469 | 6 | 0.99227
4157 | 6.12 | 1 | 365 | 6.9676 | 0.02469 | 6 | 0.99227
4158 | 9.18 | 1 | 365 | 10.4514 | 0.037035 | 10 | 0.48841
4161 | 2.5 | 1 | 365 | 2.8462 | 0.72904 | 3 | 0.57527
4164 | 5.61 | 1 | 365 | 6.3869 | 0.85597 | 7 | 0.24291
3883 | 9.25 | 1 | 365 | 10.5311 | 0.19745 | 10 | 0.72851
4230 | 9.435 | 1 | 365 | 10.7417 | 0.6214 | 11 | 0.36308
4233 | 10.455 | 1 | 365 | 11.903 | 0.95885 | 12 | 0.8618
4242 | 3.825 | 1 | 365 | 4.3547 | 0.76543 | 5 | 0.12017
4243 | 7.14 | 1 | 365 | 8.1288 | 0.36214 | 8 | 0.49098
4244 | 5.865 | 1 | 365 | 6.6773 | 0.44033 | 7 | 0.11759
4245 | 23.5 | 1 | 365 | 26.7546 | 0.85298 | 27 | 0.60758
4246 | 8.16 | 1 | 365 | 9.2901 | 0.69959 | 9 | 0.98969
4258 | 6.885 | 1 | 365 | 7.8385 | 0.77778 | 8 | 0.6163
4259 | 10.2 | 1 | 365 | 11.6126 | 0.37448 | 11 | 0.98712
4260 | 2.55 | 1 | 365 | 2.9032 | 0.84362 | 3 | 0.74678
4261 | 7.14 | 1 | 365 | 8.1288 | 0.36214 | 8 | 0.49098
4262 | 6.12 | 1 | 365 | 6.9676 | 0.02469 | 6 | 0.99227
4266 | 10.2 | 1 | 365 | 11.6126 | 0.37448 | 11 | 0.98712
4268 | 5.865 | 1 | 365 | 6.6773 | 0.44033 | 7 | 0.11759
4270 | 6.885 | 1 | 365 | 7.8385 | 0.77778 | 8 | 0.6163
4271 | 4.335 | 1 | 365 | 4.9354 | 0.93416 | 5 | 0.86953
4272 | 9.18 | 1 | 365 | 10.4514 | 0.037035 | 10 | 0.48841
4274 | 7.25 | 1 | 365 | 8.2541 | 0.61422 | 8 | 0.86829
4285 | 3.06 | 1 | 365 | 3.4838 | 0.012345 | 3 | 0.49614
4278 | 7.14 | 1 | 365 | 8.1288 | 0.36214 | 8 | 0.49098
4292 | 6.12 | 1 | 365 | 6.9676 | 0.02469 | 6 | 0.99227
3976 | 9.72 | 1 | 365 | 11.0662 | 0.27451 | 11 | 0.34067
3985 | 6.21 | 1 | 365 | 7.07 | 0.23094 | 7 | 0.30098
3988 | 4 | 1 | 365 | 4.554 | 0.16646 | 4 | 0.72044
4298 | 3.57 | 1 | 365 | 4.0644 | 0.18107 | 4 | 0.24549
4308 | 5 | 1 | 365 | 5.6925 | 0.45808 | 6 | 0.15055
4314 | 7 | 1 | 365 | 7.9695 | 0.041312 | 8 | 0.010767
4316 | 7.14 | 1 | 365 | 8.1288 | 0.36214 | 8 | 0.49098
4317 | 4.75 | 1 | 365 | 5.4078 | 0.88518 | 6 | 0.29302
4321 | 7.75 | 1 | 365 | 8.8233 | 0.76002 | 9 | 0.58335
4323 | 4.845 | 1 | 365 | 5.516 | 0.10288 | 5 | 0.61888
4324 | 5.1 | 1 | 365 | 5.8063 | 0.68724 | 6 | 0.49356
4325 | 7.905 | 1 | 365 | 8.9998 | 0.11522 | 9 | 0.11502
4326 | 6.375 | 1 | 365 | 7.2579 | 0.60905 | 7 | 0.86695
4327 | 5 | 1 | 365 | 5.6925 | 0.45808 | 6 | 0.15055
4328 | 8.925 | 1 | 365 | 10.1611 | 0.45267 | 10 | 0.61373
4330 | 5.865 | 1 | 365 | 6.6773 | 0.44033 | 7 | 0.11759
18492 | 12.753 | 1 | 365 | 14.5192 | 0.22498 | 14 | 0.74419
14063 | 3.825 | 1 | 365 | 4.3547 | 0.76543 | 5 | 0.12017
73686 | 3.78 | 1 | 365 | 4.3035 | 0.66231 | 4 | 0.96581
3858 | 5.232 | 1 | 365 | 5.9566 | 0.98973 | 6 | 0.94633
3866 | 5.5 | 1 | 365 | 6.2617 | 0.60389 | 6 | 0.8656
4079 | 4.02 | 1 | 365 | 4.5767 | 0.2123 | 4 | 0.78904
4031 | 6.89 | 1 | 365 | 7.8442 | 0.78923 | 8 | 0.63346
4133 | 6.38 | 1 | 365 | 7.2636 | 0.62051 | 7 | 0.8841
3533 | 57.2 | 0.9 | 365 | 58.6097 | 0.97239 | 59 | 0.58204
3910 | 5.61 | 1 | 365 | 6.3869 | 0.85597 | 7 | 0.24291
4217 | 4.24 | 1 | 365 | 4.8272 | 0.71645 | 5 | 0.54366
4032 | 214.25 | 0.9 | 365 | 219.53 | 0.88086 | 220 | 0.41088
4318 | 5.75 | 1 | 365 | 6.5463 | 0.17679 | 6 | 0.72313
4362 | 2.25 | 1 | 365 | 2.5616 | 0.15614 | 2 | 0.71775
4367 | 16.2 | 1 | 365 | 18.4436 | 0.12418 | 18 | 0.56778
4418 | 8.1 | 1 | 365 | 9.2218 | 0.56209 | 9 | 0.78389
4365 | 2.45 | 1 | 365 | 2.7893 | 0.61446 | 3 | 0.40377
4033 | 4.77 | 1 | 365 | 5.4306 | 0.93101 | 6 | 0.36162
4099 | 6.63 | 1 | 365 | 7.5482 | 0.19341 | 7 | 0.74163
4191 | 9.6 | 1 | 365 | 10.9295 | 0.99951 | 11 | 0.92905
4192 | 8.502 | 1 | 365 | 9.6795 | 0.48332 | 10 | 0.16279
4203 | 8.1 | 1 | 365 | 9.2218 | 0.56209 | 9 | 0.78389
4283 | 4.56 | 1 | 365 | 5.1915 | 0.44977 | 5 | 0.6413
3968 | 7.25 | 1 | 365 | 8.2541 | 0.61422 | 8 | 0.86829
3970 | 2.25 | 1 | 365 | 2.5616 | 0.15614 | 2 | 0.71775
4241 | 10.455 | 1 | 365 | 11.903 | 0.95885 | 12 | 0.8618
4409 | 6.03 | 1 | 365 | 6.8651 | 0.81844 | 7 | 0.68356
4332 | 4.75 | 1 | 365 | 5.4078 | 0.88518 | 6 | 0.29302
4336 | 7 | 1 | 365 | 7.9695 | 0.041312 | 8 | 0.010767
4338 | 6.12 | 1 | 365 | 6.9676 | 0.02469 | 6 | 0.99227
4339 | 2.04 | 1 | 365 | 2.3225 | 0.6749 | 2 | 0.99742
4342 | 3.315 | 1 | 365 | 3.7741 | 0.59671 | 4 | 0.37081
4343 | 11.5 | 1 | 365 | 13.0927 | 0.35358 | 13 | 0.44626
4337 | 10.75 | 1 | 365 | 12.2388 | 0.63487 | 12 | 0.87368
4344 | 6 | 1 | 365 | 6.831 | 0.7497 | 7 | 0.58066
4345 | 9.25 | 1 | 365 | 10.5311 | 0.19745 | 10 | 0.72851
4346 | 15 | 1 | 365 | 17.0774 | 0.37424 | 17 | 0.45164
4347 | 10.71 | 1 | 365 | 12.1933 | 0.54321 | 12 | 0.73647
4410 | 11.772 | 1 | 365 | 13.4023 | 0.9769 | 14 | 0.37925
4349 | 6.12 | 1 | 365 | 6.9676 | 0.02469 | 6 | 0.99227
4370 | 4 | 1 | 365 | 4.554 | 0.16646 | 4 | 0.72044
4350 | 4.59 | 1 | 365 | 5.2257 | 0.51852 | 5 | 0.7442
4351 | 4.5 | 1 | 365 | 5.1232 | 0.31227 | 5 | 0.43549
4352 | 9.25 | 1 | 365 | 10.5311 | 0.19745 | 10 | 0.72851
4355 | 6.63 | 1 | 365 | 7.5482 | 0.19341 | 7 | 0.74163
4356 | 5.1 | 1 | 365 | 5.8063 | 0.68724 | 6 | 0.49356
4357 | 4.08 | 1 | 365 | 4.6451 | 0.34979 | 4 | 0.99485
4359 | 7.25 | 1 | 365 | 8.2541 | 0.61422 | 8 | 0.86829
4588 | 4.845 | 1 | 365 | 5.516 | 0.10288 | 5 | 0.61888
4589 | 4.59 | 1 | 365 | 5.2257 | 0.51852 | 5 | 0.7442
4618 | 11.5 | 1 | 365 | 13.0927 | 0.35358 | 13 | 0.44626
4619 | 4.41 | 1 | 365 | 5.0208 | 0.10603 | 5 | 0.12678
4620 | 3.75 | 1 | 365 | 4.2694 | 0.59356 | 4 | 0.86291
4621 | 7.65 | 1 | 365 | 8.7095 | 0.53086 | 9 | 0.24034
4624 | 3.57 | 1 | 365 | 4.0644 | 0.18107 | 4 | 0.24549
4421 | 6.63 | 1 | 365 | 7.5482 | 0.19341 | 7 | 0.74163
4422 | 8.67 | 1 | 365 | 9.8707 | 0.86831 | 10 | 0.73905
4423 | 3.315 | 1 | 365 | 3.7741 | 0.59671 | 4 | 0.37081
4383 | 5.61 | 1 | 365 | 6.3869 | 0.85597 | 7 | 0.24291
4424 | 4.845 | 1 | 365 | 5.516 | 0.10288 | 5 | 0.61888
4425 | 2.75 | 1 | 365 | 3.1309 | 0.30194 | 3 | 0.4328
4389 | 5.4 | 1 | 365 | 6.1479 | 0.37473 | 6 | 0.52259
4393 | 3.685 | 1 | 365 | 4.1953 | 0.4446 | 4 | 0.63995
4453 | 7.395 | 1 | 365 | 8.4192 | 0.9465 | 9 | 0.36566
4454 | 9.435 | 1 | 365 | 10.7417 | 0.6214 | 11 | 0.36308
4104 | 15.9 | 1 | 365 | 18.102 | 0.43669 | 18 | 0.53874
4474 | 11.475 | 1 | 365 | 13.0642 | 0.29629 | 13 | 0.36051
4475 | 5.355 | 1 | 365 | 6.0966 | 0.2716 | 6 | 0.36824
3893 | 4.578 | 1 | 365 | 5.212 | 0.49102 | 5 | 0.70304
4476 | 6.885 | 1 | 365 | 7.8385 | 0.77778 | 8 | 0.6163
4477 | 2.04 | 1 | 365 | 2.3225 | 0.6749 | 2 | 0.99742
4481 | 2.55 | 1 | 365 | 2.9032 | 0.84362 | 3 | 0.74678
4489 | 7.14 | 1 | 365 | 8.1288 | 0.36214 | 8 | 0.49098
4493 | 6.63 | 1 | 365 | 7.5482 | 0.19341 | 7 | 0.74163
4497 | 11.25 | 1 | 365 | 12.8081 | 0.78068 | 13 | 0.58873
4276 | 3.78 | 1 | 365 | 4.3035 | 0.66231 | 4 | 0.96581
4498 | 11.73 | 1 | 365 | 13.3545 | 0.88066 | 14 | 0.23519
4499 | 4.845 | 1 | 365 | 5.516 | 0.10288 | 5 | 0.61888
4677 | 3.5 | 1 | 365 | 3.9847 | 0.020656 | 4 | 0.0053836
4500 | 11.985 | 1 | 365 | 13.6448 | 0.46502 | 14 | 0.10986
4501 | 9 | 1 | 365 | 10.2464 | 0.62454 | 10 | 0.87099
4279 | 3.5 | 1 | 365 | 3.9847 | 0.020656 | 4 | 0.0053836
4610 | 9 | 1 | 365 | 10.2464 | 0.62454 | 10 | 0.87099
4502 | 6.25 | 1 | 365 | 7.1156 | 0.3226 | 7 | 0.43818
4503 | 6.63 | 1 | 365 | 7.5482 | 0.19341 | 7 | 0.74163
4436 | 13.26 | 1 | 365 | 15.0964 | 0.38683 | 15 | 0.48325
4444 | 9.49 | 1 | 365 | 10.8043 | 0.74744 | 11 | 0.55174
4445 | 5.88 | 1 | 365 | 6.6943 | 0.4747 | 7 | 0.16904
4464 | 3 | 1 | 365 | 3.4155 | 0.87485 | 4 | 0.29033
4465 | 5.565 | 1 | 365 | 6.3357 | 0.75284 | 7 | 0.08856
4504 | 5.1 | 1 | 365 | 5.8063 | 0.68724 | 6 | 0.49356
4522 | 6.885 | 1 | 365 | 7.8385 | 0.77778 | 8 | 0.6163
4523 | 6.12 | 1 | 365 | 6.9676 | 0.02469 | 6 | 0.99227
4524 | 4.845 | 1 | 365 | 5.516 | 0.10288 | 5 | 0.61888
4536 | 7.75 | 1 | 365 | 8.8233 | 0.76002 | 9 | 0.58335
4537 | 10.455 | 1 | 365 | 11.903 | 0.95885 | 12 | 0.8618
4538 | 7.395 | 1 | 365 | 8.4192 | 0.9465 | 9 | 0.36566
4539 | 8.415 | 1 | 365 | 9.5804 | 0.28395 | 9 | 0.86437
4540 | 5.25 | 1 | 365 | 5.9771 | 0.030984 | 6 | 0.0080754
4541 | 8 | 1 | 365 | 9.1079 | 0.33293 | 9 | 0.44088
4545 | 9.69 | 1 | 365 | 11.032 | 0.20576 | 11 | 0.23776
4546 | 6.885 | 1 | 365 | 7.8385 | 0.77778 | 8 | 0.6163
4547 | 7.905 | 1 | 365 | 8.9998 | 0.11522 | 9 | 0.11502
4549 | 7.75 | 1 | 365 | 8.8233 | 0.76002 | 9 | 0.58335
4555 | 4.845 | 1 | 365 | 5.516 | 0.10288 | 5 | 0.61888
4559 | 5.355 | 1 | 365 | 6.0966 | 0.2716 | 6 | 0.36824
4560 | 6.5 | 1 | 365 | 7.4002 | 0.8955 | 8 | 0.29571
4561 | 9.18 | 1 | 365 | 10.4514 | 0.037035 | 10 | 0.48841
4774 | 5.355 | 1 | 365 | 6.0966 | 0.2716 | 6 | 0.36824
4626 | 8.5 | 1 | 365 | 9.6772 | 0.47874 | 10 | 0.15593
4628 | 4.5 | 1 | 365 | 5.1232 | 0.31227 | 5 | 0.43549
4629 | 6.63 | 1 | 365 | 7.5482 | 0.19341 | 7 | 0.74163
4632 | 2.55 | 1 | 365 | 2.9032 | 0.84362 | 3 | 0.74678
4630 | 9.945 | 1 | 365 | 11.3223 | 0.79012 | 12 | 0.11244
4633 | 6.12 | 1 | 365 | 6.9676 | 0.02469 | 6 | 0.99227
4641 | 7 | 1 | 365 | 7.9695 | 0.041312 | 8 | 0.010767
4642 | 9.18 | 1 | 365 | 10.4514 | 0.037035 | 10 | 0.48841
4643 | 4.845 | 1 | 365 | 5.516 | 0.10288 | 5 | 0.61888
4691 | 4.335 | 1 | 365 | 4.9354 | 0.93416 | 5 | 0.86953
4693 | 10.2 | 1 | 365 | 11.6126 | 0.37448 | 11 | 0.98712
4694 | 3.825 | 1 | 365 | 4.3547 | 0.76543 | 5 | 0.12017
4448 | 6.885 | 1 | 365 | 7.8385 | 0.77778 | 8 | 0.6163
4451 | 7.2 | 1 | 365 | 8.1972 | 0.49964 | 8 | 0.69679
4467 | 6.12 | 1 | 365 | 6.9676 | 0.02469 | 6 | 0.99227
4473 | 5.025 | 1 | 365 | 5.7209 | 0.51537 | 6 | 0.2363
4511 | 23 | 1 | 365 | 26.1854 | 0.70717 | 26 | 0.89252
4335 | 4.8 | 1 | 365 | 5.4648 | 0.99976 | 6 | 0.46453
4574 | 5.13 | 1 | 365 | 5.8405 | 0.75599 | 6 | 0.59646
3386 | 3.3 | 1 | 365 | 3.757 | 0.56233 | 4 | 0.31936
4593 | 13.78 | 1 | 365 | 15.6884 | 0.57847 | 16 | 0.26691
4594 | 5.145 | 1 | 365 | 5.8575 | 0.79036 | 6 | 0.64791
4595 | 5.88 | 1 | 365 | 6.6943 | 0.4747 | 7 | 0.16904
4596 | 8.25 | 1 | 365 | 9.3926 | 0.90583 | 10 | 0.2984
2185 | 4.32 | 1 | 365 | 4.9183 | 0.89978 | 5 | 0.81807
3399 | 5 | 1 | 365 | 5.6925 | 0.45808 | 6 | 0.15055
4329 | 18 | 1 | 365 | 20.4929 | 0.24909 | 20 | 0.74197
4333 | 18 | 1 | 365 | 20.4929 | 0.24909 | 20 | 0.74197
4334 | 18 | 1 | 365 | 20.4929 | 0.24909 | 20 | 0.74197
4558 | 18 | 1 | 365 | 20.4929 | 0.24909 | 20 | 0.74197
4562 | 18 | 1 | 365 | 20.4929 | 0.24909 | 20 | 0.74197
4565 | 18 | 1 | 365 | 20.4929 | 0.24909 | 20 | 0.74197
4566 | 9 | 1 | 365 | 10.2464 | 0.62454 | 10 | 0.87099
4571 | 7.848 | 1 | 365 | 8.9349 | 0.9846 | 9 | 0.9195
4597 | 6.615 | 1 | 365 | 7.5311 | 0.15904 | 7 | 0.69018
4614 | 9 | 1 | 365 | 10.2464 | 0.62454 | 10 | 0.87099
4645 | 8.085 | 1 | 365 | 9.2047 | 0.52772 | 9 | 0.73244
4686 | 2.5 | 1 | 365 | 2.8462 | 0.72904 | 3 | 0.57527
4687 | 9.31 | 1 | 365 | 10.5994 | 0.33494 | 10 | 0.93432
4688 | 2.5 | 1 | 365 | 2.8462 | 0.72904 | 3 | 0.57527
4683 | 10.26 | 1 | 365 | 11.6809 | 0.51198 | 12 | 0.19292
4658 | 24.75 | 1 | 365 | 28.1777 | 0.7175 | 28 | 0.89521
4662 | 8.67 | 1 | 365 | 9.8707 | 0.86831 | 10 | 0.73905
4678 | 6.7 | 1 | 365 | 7.6279 | 0.35383 | 7 | 0.98173
4680 | 5.355 | 1 | 365 | 6.0966 | 0.2716 | 6 | 0.36824
4696 | 5.25 | 1 | 365 | 5.9771 | 0.030984 | 6 | 0.0080754
4697 | 7.905 | 1 | 365 | 8.9998 | 0.11522 | 9 | 0.11502
4727 | 2 | 1 | 365 | 2.277 | 0.58323 | 2 | 0.86022
4734 | 7.395 | 1 | 365 | 8.4192 | 0.9465 | 9 | 0.36566
4738 | 4.845 | 1 | 365 | 5.516 | 0.10288 | 5 | 0.61888
4739 | 3.315 | 1 | 365 | 3.7741 | 0.59671 | 4 | 0.37081
3061 | 7.85 | 1 | 365 | 8.9372 | 0.98919 | 9 | 0.92636
4775 | 10.75 | 1 | 365 | 12.2388 | 0.63487 | 12 | 0.87368
4776 | 9.25 | 1 | 365 | 10.5311 | 0.19745 | 10 | 0.72851
4800 | 8 | 1 | 365 | 9.1079 | 0.33293 | 9 | 0.44088
4801 | 3.75 | 1 | 365 | 4.2694 | 0.59356 | 4 | 0.86291
4816 | 4.59 | 1 | 365 | 5.2257 | 0.51852 | 5 | 0.7442
4818 | 4.59 | 1 | 365 | 5.2257 | 0.51852 | 5 | 0.7442
4819 | 3.06 | 1 | 365 | 3.4838 | 0.012345 | 3 | 0.49614
4820 | 5.865 | 1 | 365 | 6.6773 | 0.44033 | 7 | 0.11759
4821 | 4 | 1 | 365 | 4.554 | 0.16646 | 4 | 0.72044
4834 | 14 | 1 | 365 | 15.9389 | 0.082624 | 16 | 0.021534
4835 | 5.61 | 1 | 365 | 6.3869 | 0.85597 | 7 | 0.24291
4836 | 6.25 | 1 | 365 | 7.1156 | 0.3226 | 7 | 0.43818
4319 | 5.1 | 1 | 365 | 5.8063 | 0.68724 | 6 | 0.49356
4320 | 5.5 | 1 | 365 | 6.2617 | 0.60389 | 6 | 0.8656
3729 | 7.14 | 1 | 365 | 8.1288 | 0.36214 | 8 | 0.49098
4977 | 3.06 | 1 | 365 | 3.4838 | 0.012345 | 3 | 0.49614
4979 | 6.885 | 1 | 365 | 7.8385 | 0.77778 | 8 | 0.6163
4980 | 7.65 | 1 | 365 | 8.7095 | 0.53086 | 9 | 0.24034
4984 | 5.61 | 1 | 365 | 6.3869 | 0.85597 | 7 | 0.24291
4986 | 6.36 | 1 | 365 | 7.2408 | 0.57468 | 7 | 0.8155
4987 | 4.08 | 1 | 365 | 4.6451 | 0.34979 | 4 | 0.99485
4988 | 6.63 | 1 | 365 | 7.5482 | 0.19341 | 7 | 0.74163
4991 | 3.57 | 1 | 365 | 4.0644 | 0.18107 | 4 | 0.24549
4992 | 6 | 1 | 365 | 6.831 | 0.7497 | 7 | 0.58066
4994 | 6.375 | 1 | 365 | 7.2579 | 0.60905 | 7 | 0.86695
4996 | 9.69 | 1 | 365 | 11.032 | 0.20576 | 11 | 0.23776
4997 | 9.69 | 1 | 365 | 11.032 | 0.20576 | 11 | 0.23776
4998 | 8.16 | 1 | 365 | 9.2901 | 0.69959 | 9 | 0.98969
5144 | 7.5 | 1 | 365 | 8.5387 | 0.18712 | 8 | 0.72582
5106 | 9.945 | 1 | 365 | 11.3223 | 0.79012 | 12 | 0.11244
5145 | 5.1 | 1 | 365 | 5.8063 | 0.68724 | 6 | 0.49356
5148 | 9.69 | 1 | 365 | 11.032 | 0.20576 | 11 | 0.23776
5151 | 7.65 | 1 | 365 | 8.7095 | 0.53086 | 9 | 0.24034
5152 | 7.14 | 1 | 365 | 8.1288 | 0.36214 | 8 | 0.49098
5155 | 5.1 | 1 | 365 | 5.8063 | 0.68724 | 6 | 0.49356
5153 | 9.435 | 1 | 365 | 10.7417 | 0.6214 | 11 | 0.36308
5156 | 7.14 | 1 | 365 | 8.1288 | 0.36214 | 8 | 0.49098
5159 | 5 | 1 | 365 | 5.6925 | 0.45808 | 6 | 0.15055
5160 | 3.75 | 1 | 365 | 4.2694 | 0.59356 | 4 | 0.86291
5161 | 9.945 | 1 | 365 | 11.3223 | 0.79012 | 12 | 0.11244
5162 | 3.06 | 1 | 365 | 3.4838 | 0.012345 | 3 | 0.49614
5163 | 6.12 | 1 | 365 | 6.9676 | 0.02469 | 6 | 0.99227
5164 | 7.395 | 1 | 365 | 8.4192 | 0.9465 | 9 | 0.36566
5165 | 8.67 | 1 | 365 | 9.8707 | 0.86831 | 10 | 0.73905
5166 | 9.69 | 1 | 365 | 11.032 | 0.20576 | 11 | 0.23776
5167 | 4.59 | 1 | 365 | 5.2257 | 0.51852 | 5 | 0.7442
4746 | 3.57 | 1 | 365 | 4.0644 | 0.18107 | 4 | 0.24549
4747 | 6.58 | 1 | 365 | 7.4913 | 0.078833 | 7 | 0.57012
4638 | 5.865 | 1 | 365 | 6.6773 | 0.44033 | 7 | 0.11759
4787 | 6.86 | 1 | 365 | 7.8101 | 0.72049 | 8 | 0.53055
4788 | 8.82 | 1 | 365 | 10.0415 | 0.21205 | 10 | 0.25357
4793 | 25 | 1 | 365 | 28.4623 | 0.2904 | 28 | 0.75274
4795 | 12.753 | 1 | 365 | 14.5192 | 0.22498 | 14 | 0.74419
4851 | 6.37 | 1 | 365 | 7.2522 | 0.59759 | 7 | 0.8498
4852 | 6.125 | 1 | 365 | 6.9733 | 0.036148 | 7 | 0.0094213
4853 | 6.25 | 1 | 365 | 7.1156 | 0.3226 | 7 | 0.43818
4854 | 8.32 | 1 | 365 | 9.4723 | 0.066245 | 9 | 0.53851
4890 | 7.35 | 1 | 365 | 8.3679 | 0.84338 | 9 | 0.21131
4892 | 7.5 | 1 | 365 | 8.5387 | 0.18712 | 8 | 0.72582
4893 | 4.845 | 1 | 365 | 5.516 | 0.10288 | 5 | 0.61888
4894 | 4.845 | 1 | 365 | 5.516 | 0.10288 | 5 | 0.61888
4895 | 7.395 | 1 | 365 | 8.4192 | 0.9465 | 9 | 0.36566
4896 | 7.395 | 1 | 365 | 8.4192 | 0.9465 | 9 | 0.36566
4900 | 3.06 | 1 | 365 | 3.4838 | 0.012345 | 3 | 0.49614
4902 | 4.335 | 1 | 365 | 4.9354 | 0.93416 | 5 | 0.86953
4903 | 6.75 | 1 | 365 | 7.6848 | 0.46841 | 8 | 0.15324
4904 | 8.25 | 1 | 365 | 9.3926 | 0.90583 | 10 | 0.2984
4905 | 6.12 | 1 | 365 | 6.9676 | 0.02469 | 6 | 0.99227
4857 | 8.16 | 1 | 365 | 9.2901 | 0.69959 | 9 | 0.98969
4858 | 7.194 | 1 | 365 | 8.1903 | 0.48589 | 8 | 0.67621
4906 | 7.5 | 1 | 365 | 8.5387 | 0.18712 | 8 | 0.72582
4911 | 5.4 | 1 | 365 | 6.1479 | 0.37473 | 6 | 0.52259
4912 | 6.5 | 1 | 365 | 7.4002 | 0.8955 | 8 | 0.29571
4915 | 6.75 | 1 | 365 | 7.6848 | 0.46841 | 8 | 0.15324
4908 | 10.455 | 1 | 365 | 11.903 | 0.95885 | 12 | 0.8618
4924 | 8.25 | 1 | 365 | 9.3926 | 0.90583 | 10 | 0.2984
4931 | 4.75 | 1 | 365 | 5.4078 | 0.88518 | 6 | 0.29302
4913 | 5.36 | 1 | 365 | 6.1023 | 0.28306 | 6 | 0.38539
4917 | 5.36 | 1 | 365 | 6.1023 | 0.28306 | 6 | 0.38539
4919 | 7.2 | 1 | 365 | 8.1972 | 0.49964 | 8 | 0.69679
4920 | 4.59 | 1 | 365 | 5.2257 | 0.51852 | 5 | 0.7442
4940 | 6 | 1 | 365 | 6.831 | 0.7497 | 7 | 0.58066
4939 | 6.5 | 1 | 365 | 7.4002 | 0.8955 | 8 | 0.29571
4941 | 9 | 1 | 365 | 10.2464 | 0.62454 | 10 | 0.87099
4910 | 6.12 | 1 | 365 | 6.9676 | 0.02469 | 6 | 0.99227
4833 | 6.5 | 1 | 365 | 7.4002 | 0.8955 | 8 | 0.29571
4808 | 6.63 | 1 | 365 | 7.5482 | 0.19341 | 7 | 0.74163
4823 | 3.43 | 1 | 365 | 3.905 | 0.86024 | 4 | 0.76528
4840 | 5.145 | 1 | 365 | 5.8575 | 0.79036 | 6 | 0.64791
5039 | 7.56 | 1 | 365 | 8.607 | 0.32462 | 8 | 0.93163
4520 | 5.1 | 1 | 365 | 5.8063 | 0.68724 | 6 | 0.49356
5004 | 5.4 | 1 | 365 | 6.1479 | 0.37473 | 6 | 0.52259
5008 | 5.5 | 1 | 365 | 6.2617 | 0.60389 | 6 | 0.8656
4035 | 155.1 | 0.9 | 365 | 158.9223 | 0.88668 | 159 | 0.809
4922 | 4.59 | 1 | 365 | 5.2257 | 0.51852 | 5 | 0.7442
5018 | 50.715 | 0.9 | 365 | 51.9648 | 0.59737 | 52 | 0.56221
4925 | 5.1 | 1 | 365 | 5.8063 | 0.68724 | 6 | 0.49356
4926 | 5.1 | 1 | 365 | 5.8063 | 0.68724 | 6 | 0.49356
4927 | 6.12 | 1 | 365 | 6.9676 | 0.02469 | 6 | 0.99227
4945 | 7 | 1 | 365 | 7.9695 | 0.041312 | 8 | 0.010767
4946 | 4.25 | 1 | 365 | 4.8386 | 0.73937 | 5 | 0.57797
4947 | 7.65 | 1 | 365 | 8.7095 | 0.53086 | 9 | 0.24034
4948 | 5.355 | 1 | 365 | 6.0966 | 0.2716 | 6 | 0.36824
4949 | 10 | 1 | 365 | 11.3849 | 0.91616 | 12 | 0.3011
4951 | 9.435 | 1 | 365 | 10.7417 | 0.6214 | 11 | 0.36308
4953 | 7.14 | 1 | 365 | 8.1288 | 0.36214 | 8 | 0.49098
4954 | 11.985 | 1 | 365 | 13.6448 | 0.46502 | 14 | 0.10986
4966 | 9 | 1 | 365 | 10.2464 | 0.62454 | 10 | 0.87099
5011 | 5.88 | 1 | 365 | 6.6943 | 0.4747 | 7 | 0.16904
5013 | 24.91 | 1 | 365 | 28.3599 | 0.084155 | 28 | 0.44403
5016 | 3.92 | 1 | 365 | 4.4629 | 0.98313 | 5 | 0.44603
4967 | 14 | 1 | 365 | 15.9389 | 0.082624 | 16 | 0.021534
4969 | 15.5 | 1 | 365 | 17.6467 | 0.52005 | 18 | 0.1667
5049 | 3.6 | 1 | 365 | 4.0986 | 0.24982 | 4 | 0.34839
4972 | 9.18 | 1 | 365 | 10.4514 | 0.037035 | 10 | 0.48841
4544 | 4.335 | 1 | 365 | 4.9354 | 0.93416 | 5 | 0.86953
4968 | 5.775 | 1 | 365 | 6.5748 | 0.23408 | 6 | 0.80888
5023 | 7.395 | 1 | 365 | 8.4192 | 0.9465 | 9 | 0.36566
5026 | 10.455 | 1 | 365 | 11.903 | 0.95885 | 12 | 0.8618
5027 | 6 | 1 | 365 | 6.831 | 0.7497 | 7 | 0.58066
5060 | 9 | 1 | 365 | 10.2464 | 0.62454 | 10 | 0.87099
5028 | 9.435 | 1 | 365 | 10.7417 | 0.6214 | 11 | 0.36308
5029 | 4.845 | 1 | 365 | 5.516 | 0.10288 | 5 | 0.61888
5033 | 5.1 | 1 | 365 | 5.8063 | 0.68724 | 6 | 0.49356
5031 | 5.1 | 1 | 365 | 5.8063 | 0.68724 | 6 | 0.49356
5062 | 10.5 | 1 | 365 | 11.9542 | 0.061968 | 12 | 0.016151
5042 | 4 | 1 | 365 | 4.554 | 0.16646 | 4 | 0.72044
5045 | 5.865 | 1 | 365 | 6.6773 | 0.44033 | 7 | 0.11759
5107 | 6.885 | 1 | 365 | 7.8385 | 0.77778 | 8 | 0.6163
5047 | 5.355 | 1 | 365 | 6.0966 | 0.2716 | 6 | 0.36824
5110 | 17.004 | 1 | 365 | 19.3589 | 0.96664 | 20 | 0.32558
5051 | 8.16 | 1 | 365 | 9.2901 | 0.69959 | 9 | 0.98969
5052 | 9.275 | 1 | 365 | 10.5595 | 0.25474 | 10 | 0.81427
5169 | 13.77 | 1 | 365 | 15.6771 | 0.55555 | 16 | 0.23261
5170 | 6.63 | 1 | 365 | 7.5482 | 0.19341 | 7 | 0.74163
5174 | 9.69 | 1 | 365 | 11.032 | 0.20576 | 11 | 0.23776
5177 | 5.1 | 1 | 365 | 5.8063 | 0.68724 | 6 | 0.49356
5183 | 2.295 | 1 | 365 | 2.6128 | 0.25926 | 2 | 0.8721
5184 | 8.16 | 1 | 365 | 9.2901 | 0.69959 | 9 | 0.98969
4974 | 8.67 | 1 | 365 | 9.8707 | 0.86831 | 10 | 0.73905
5130 | 7.395 | 1 | 365 | 8.4192 | 0.9465 | 9 | 0.36566
5185 | 8.16 | 1 | 365 | 9.2901 | 0.69959 | 9 | 0.98969
5186 | 3.825 | 1 | 365 | 4.3547 | 0.76543 | 5 | 0.12017
5189 | 4.08 | 1 | 365 | 4.6451 | 0.34979 | 4 | 0.99485
5190 | 4 | 1 | 365 | 4.554 | 0.16646 | 4 | 0.72044
5054 | 6.885 | 1 | 365 | 7.8385 | 0.77778 | 8 | 0.6163
5055 | 8.67 | 1 | 365 | 9.8707 | 0.86831 | 10 | 0.73905
5056 | 7.905 | 1 | 365 | 8.9998 | 0.11522 | 9 | 0.11502
5057 | 13.26 | 1 | 365 | 15.0964 | 0.38683 | 15 | 0.48325
5075 | 9.18 | 1 | 365 | 10.4514 | 0.037035 | 10 | 0.48841
5078 | 2.295 | 1 | 365 | 2.6128 | 0.25926 | 2 | 0.8721
5079 | 8.415 | 1 | 365 | 9.5804 | 0.28395 | 9 | 0.86437
5080 | 3.57 | 1 | 365 | 4.0644 | 0.18107 | 4 | 0.24549
5081 | 4.08 | 1 | 365 | 4.6451 | 0.34979 | 4 | 0.99485
5084 | 9.18 | 1 | 365 | 10.4514 | 0.037035 | 10 | 0.48841
5085 | 9.69 | 1 | 365 | 11.032 | 0.20576 | 11 | 0.23776
5088 | 6.375 | 1 | 365 | 7.2579 | 0.60905 | 7 | 0.86695
5090 | 7.14 | 1 | 365 | 8.1288 | 0.36214 | 8 | 0.49098
5091 | 6.375 | 1 | 365 | 7.2579 | 0.60905 | 7 | 0.86695
5092 | 5.1 | 1 | 365 | 5.8063 | 0.68724 | 6 | 0.49356
5093 | 8 | 1 | 365 | 9.1079 | 0.33293 | 9 | 0.44088
5096 | 3 | 1 | 365 | 3.4155 | 0.87485 | 4 | 0.29033
5097 | 6.375 | 1 | 365 | 7.2579 | 0.60905 | 7 | 0.86695
5100 | 10.75 | 1 | 365 | 12.2388 | 0.63487 | 12 | 0.87368
5102 | 7.65 | 1 | 365 | 8.7095 | 0.53086 | 9 | 0.24034
5103 | 3.825 | 1 | 365 | 4.3547 | 0.76543 | 5 | 0.12017
5104 | 5.61 | 1 | 365 | 6.3869 | 0.85597 | 7 | 0.24291
5191 | 3.5 | 1 | 365 | 3.9847 | 0.020656 | 4 | 0.0053836
5195 | 10.2 | 1 | 365 | 11.6126 | 0.37448 | 11 | 0.98712
5197 | 8.5 | 1 | 365 | 9.6772 | 0.47874 | 10 | 0.15593
5216 | 10.455 | 1 | 365 | 11.903 | 0.95885 | 12 | 0.8618
5326 | 5.1 | 1 | 365 | 5.8063 | 0.68724 | 6 | 0.49356
5321 | 4.845 | 1 | 365 | 5.516 | 0.10288 | 5 | 0.61888
5219 | 4 | 1 | 365 | 4.554 | 0.16646 | 4 | 0.72044
5324 | 5.1 | 1 | 365 | 5.8063 | 0.68724 | 6 | 0.49356
5319 | 5.75 | 1 | 365 | 6.5463 | 0.17679 | 6 | 0.72313
5323 | 8.925 | 1 | 365 | 10.1611 | 0.45267 | 10 | 0.61373
5335 | 6.12 | 1 | 365 | 6.9676 | 0.02469 | 6 | 0.99227
5330 | 2.295 | 1 | 365 | 2.6128 | 0.25926 | 2 | 0.8721
3302 | 11.73 | 1 | 365 | 13.3545 | 0.88066 | 14 | 0.23519
5187 | 6.48 | 1 | 365 | 7.3774 | 0.84967 | 8 | 0.22711
3023 | 26 | 0.9 | 365 | 26.6408 | 0.62381 | 27 | 0.26456
5320 | 4.335 | 1 | 365 | 4.9354 | 0.93416 | 5 | 0.86953
5420 | 8.16 | 1 | 365 | 9.2901 | 0.69959 | 9 | 0.98969
5445 | 8.16 | 1 | 365 | 9.2901 | 0.69959 | 9 | 0.98969
5451 | 5 | 1 | 365 | 5.6925 | 0.45808 | 6 | 0.15055
5465 | 10.71 | 1 | 365 | 12.1933 | 0.54321 | 12 | 0.73647
5536 | 6.75 | 1 | 365 | 7.6848 | 0.46841 | 8 | 0.15324
5540 | 9.435 | 1 | 365 | 10.7417 | 0.6214 | 11 | 0.36308
5541 | 8 | 1 | 365 | 9.1079 | 0.33293 | 9 | 0.44088
5542 | 9.18 | 1 | 365 | 10.4514 | 0.037035 | 10 | 0.48841
5237 | 10.2 | 1 | 365 | 11.6126 | 0.37448 | 11 | 0.98712
5063 | 3.5 | 1 | 365 | 3.9847 | 0.020656 | 4 | 0.0053836
5061 | 6 | 1 | 365 | 6.831 | 0.7497 | 7 | 0.58066
5173 | 3.92 | 1 | 365 | 4.4629 | 0.98313 | 5 | 0.44603
5200 | 5.25 | 1 | 365 | 5.9771 | 0.030984 | 6 | 0.0080754
5204 | 2.75 | 1 | 365 | 3.1309 | 0.30194 | 3 | 0.4328
5206 | 3.25 | 1 | 365 | 3.7001 | 0.44775 | 4 | 0.14786
5311 | 7.25 | 1 | 365 | 8.2541 | 0.61422 | 8 | 0.86829
5297 | 6.12 | 1 | 365 | 6.9676 | 0.02469 | 6 | 0.99227
5371 | 5.565 | 1 | 365 | 6.3357 | 0.75284 | 7 | 0.08856
3710 | 8.415 | 1 | 365 | 9.5804 | 0.28395 | 9 | 0.86437
5112 | 7.65 | 1 | 365 | 8.7095 | 0.53086 | 9 | 0.24034
5113 | 9.9 | 1 | 365 | 11.2711 | 0.687 | 11 | 0.95809
5114 | 8.16 | 1 | 365 | 9.2901 | 0.69959 | 9 | 0.98969
5365 | 9.18 | 1 | 365 | 10.4514 | 0.037035 | 10 | 0.48841
1301 | 8.215 | 1 | 365 | 9.3527 | 0.82563 | 10 | 0.17835
5437 | 12.48 | 1 | 365 | 14.2084 | 0.59937 | 14 | 0.80777
5471 | 10 | 1 | 365 | 11.3849 | 0.91616 | 12 | 0.3011
5473 | 4.8 | 1 | 365 | 5.4648 | 0.99976 | 6 | 0.46453
5459 | 2.04 | 1 | 365 | 2.3225 | 0.6749 | 2 | 0.99742
5458 | 7.395 | 1 | 365 | 8.4192 | 0.9465 | 9 | 0.36566
5449 | 4.25 | 1 | 365 | 4.8386 | 0.73937 | 5 | 0.57797
5318 | 5.1 | 1 | 365 | 5.8063 | 0.68724 | 6 | 0.49356
5457 | 8.16 | 1 | 365 | 9.2901 | 0.69959 | 9 | 0.98969
5426 | 4.08 | 1 | 365 | 4.6451 | 0.34979 | 4 | 0.99485
5453 | 4.59 | 1 | 365 | 5.2257 | 0.51852 | 5 | 0.7442
5427 | 3.06 | 1 | 365 | 3.4838 | 0.012345 | 3 | 0.49614
5150 | 4.335 | 1 | 365 | 4.9354 | 0.93416 | 5 | 0.86953
5442 | 6.63 | 1 | 365 | 7.5482 | 0.19341 | 7 | 0.74163
5422 | 8.16 | 1 | 365 | 9.2901 | 0.69959 | 9 | 0.98969
5176 | 5.61 | 1 | 365 | 6.3869 | 0.85597 | 7 | 0.24291
5344 | 6 | 1 | 365 | 6.831 | 0.7497 | 7 | 0.58066
2172 | 2.45 | 1 | 365 | 2.7893 | 0.61446 | 3 | 0.40377
5347 | 9.5 | 1 | 365 | 10.8157 | 0.77035 | 11 | 0.58604
5395 | 5.39 | 1 | 365 | 6.1365 | 0.35181 | 6 | 0.48829
5396 | 6.36 | 1 | 365 | 7.2408 | 0.57468 | 7 | 0.8155
5402 | 6.6 | 1 | 365 | 7.5141 | 0.12467 | 7 | 0.63872
5202 | 8.415 | 1 | 365 | 9.5804 | 0.28395 | 9 | 0.86437
5212 | 6.375 | 1 | 365 | 7.2579 | 0.60905 | 7 | 0.86695
5417 | 7.25 | 1 | 365 | 8.2541 | 0.61422 | 8 | 0.86829
5210 | 3.06 | 1 | 365 | 3.4838 | 0.012345 | 3 | 0.49614
5425 | 7.14 | 1 | 365 | 8.1288 | 0.36214 | 8 | 0.49098
5205 | 7.905 | 1 | 365 | 8.9998 | 0.11522 | 9 | 0.11502
5211 | 4.59 | 1 | 365 | 5.2257 | 0.51852 | 5 | 0.7442
5418 | 6.12 | 1 | 365 | 6.9676 | 0.02469 | 6 | 0.99227
5213 | 8.925 | 1 | 365 | 10.1611 | 0.45267 | 10 | 0.61373
5218 | 7.395 | 1 | 365 | 8.4192 | 0.9465 | 9 | 0.36566
5214 | 9 | 1 | 365 | 10.2464 | 0.62454 | 10 | 0.87099
20099 | 6.47 | 1 | 365 | 7.3661 | 0.82676 | 8 | 0.19281
24090 | 8.525 | 1 | 365 | 9.7057 | 0.53603 | 10 | 0.24168
16283 | 12.375 | 1 | 365 | 14.0889 | 0.35875 | 14 | 0.44761
49113 | 12.1 | 1 | 365 | 13.7758 | 0.72855 | 14 | 0.50433
26020 | 7.56 | 1 | 365 | 8.607 | 0.32462 | 8 | 0.93163
22079 | 7.37 | 1 | 365 | 8.3907 | 0.88921 | 9 | 0.27991
5597 | 11.985 | 1 | 365 | 13.6448 | 0.46502 | 14 | 0.10986
5618 | 8.42 | 1 | 365 | 9.5861 | 0.29541 | 9 | 0.88152
5340 | 7.7 | 1 | 365 | 8.7664 | 0.64544 | 9 | 0.41184
5406 | 3.8 | 1 | 365 | 4.3263 | 0.70814 | 5 | 0.034416
5580 | 12.15 | 1 | 365 | 13.8327 | 0.84313 | 14 | 0.67583
6018 | 19.61 | 1 | 365 | 22.3259 | 0.93859 | 23 | 0.26445
6024 | 6.12 | 1 | 365 | 6.9676 | 0.02469 | 6 | 0.99227
6025 | 4.08 | 1 | 365 | 4.6451 | 0.34979 | 4 | 0.99485
6028 | 8.25 | 1 | 365 | 9.3926 | 0.90583 | 10 | 0.2984
5488 | 9 | 1 | 365 | 10.2464 | 0.62454 | 10 | 0.87099
5518 | 3.6 | 1 | 365 | 4.0986 | 0.24982 | 4 | 0.34839
5521 | 9.24 | 1 | 365 | 10.5197 | 0.17453 | 10 | 0.69421
5528 | 6.9 | 1 | 365 | 7.8556 | 0.81215 | 8 | 0.66776
5530 | 8.415 | 1 | 365 | 9.5804 | 0.28395 | 9 | 0.86437
5531 | 10.15 | 1 | 365 | 11.5557 | 0.2599 | 11 | 0.81561
5532 | 1.1 | 1 | 365 | 1.2523 | 0.52078 | 1 | 0.77312
5546 | 4.578 | 1 | 365 | 5.212 | 0.49102 | 5 | 0.70304
5587 | 9 | 1 | 365 | 10.2464 | 0.62454 | 10 | 0.87099
5589 | 4.95 | 1 | 365 | 5.6355 | 0.3435 | 5 | 0.97904
4038 | 332.475 | 0.9 | 365 | 340.6686 | 0.71453 | 341 | 0.38312
6465 | 3.315 | 1 | 365 | 3.7741 | 0.59671 | 4 | 0.37081
5545 | 15.696 | 1 | 365 | 17.8698 | 0.9692 | 18 | 0.839
5554 | 7.975 | 1 | 365 | 9.0795 | 0.27564 | 9 | 0.35512
5555 | 6.5 | 1 | 365 | 7.4002 | 0.8955 | 8 | 0.29571
5560 | 7.42 | 1 | 365 | 8.4476 | 0.0037907 | 8 | 0.45141
5562 | 3.75 | 1 | 365 | 4.2694 | 0.59356 | 4 | 0.86291
5607 | 5.94 | 1 | 365 | 6.7627 | 0.6122 | 7 | 0.37485
5616 | 20 | 1 | 365 | 22.7699 | 0.83232 | 23 | 0.60219
5620 | 3.57 | 1 | 365 | 4.0644 | 0.18107 | 4 | 0.24549
6553 | 3.57 | 1 | 365 | 4.0644 | 0.18107 | 4 | 0.24549
5586 | 10 | 1 | 365 | 11.3849 | 0.91616 | 12 | 0.3011
5595 | 4.25 | 1 | 365 | 4.8386 | 0.73937 | 5 | 0.57797
5590 | 2 | 1 | 365 | 2.277 | 0.58323 | 2 | 0.86022
4802 | 99 | 0.9 | 365 | 101.4398 | 0.18299 | 101 | 0.62277
6539 | 6.5 | 1 | 365 | 7.4002 | 0.8955 | 8 | 0.29571
5677 | 7.194 | 1 | 365 | 8.1903 | 0.48589 | 8 | 0.67621
5653 | 11.515 | 1 | 365 | 13.1098 | 0.38796 | 13 | 0.49771
5654 | 3.43 | 1 | 365 | 3.905 | 0.86024 | 4 | 0.76528
5655 | 3.675 | 1 | 365 | 4.184 | 0.42169 | 4 | 0.60565
5664 | 3.75 | 1 | 365 | 4.2694 | 0.59356 | 4 | 0.86291
5713 | 3.185 | 1 | 365 | 3.6261 | 0.2988 | 3 | 0.9249
5756 | 9.25 | 1 | 365 | 10.5311 | 0.19745 | 10 | 0.72851
5768 | 5 | 1 | 365 | 5.6925 | 0.45808 | 6 | 0.15055
5783 | 10.2 | 1 | 365 | 11.6126 | 0.37448 | 11 | 0.98712
5785 | 8.925 | 1 | 365 | 10.1611 | 0.45267 | 10 | 0.61373
5900 | 9 | 1 | 365 | 10.2464 | 0.62454 | 10 | 0.87099
5922 | 3 | 1 | 365 | 3.4155 | 0.87485 | 4 | 0.29033
5921 | 3.9 | 1 | 365 | 4.4401 | 0.9373 | 5 | 0.37743
5774 | 9.69 | 1 | 365 | 11.032 | 0.20576 | 11 | 0.23776
6119 | 4.83 | 1 | 365 | 5.4989 | 0.068505 | 5 | 0.56743
4679 | 19.6 | 1 | 365 | 22.3145 | 0.91567 | 23 | 0.23015
6121 | 16.25 | 1 | 365 | 18.5005 | 0.23876 | 18 | 0.73928
6122 | 6.63 | 1 | 365 | 7.5482 | 0.19341 | 7 | 0.74163
6127 | 6.125 | 1 | 365 | 6.9733 | 0.036148 | 7 | 0.0094213
6128 | 3.92 | 1 | 365 | 4.4629 | 0.98313 | 5 | 0.44603
6017 | 6.375 | 1 | 365 | 7.2579 | 0.60905 | 7 | 0.86695
6016 | 3.315 | 1 | 365 | 3.7741 | 0.59671 | 4 | 0.37081
5996 | 7.521 | 1 | 365 | 8.5626 | 0.23524 | 8 | 0.79785
5902 | 10.6 | 1 | 365 | 12.068 | 0.29113 | 12 | 0.35916
5992 | 7.84 | 1 | 365 | 8.9258 | 0.96627 | 9 | 0.89206
6001 | 5.865 | 1 | 365 | 6.6773 | 0.44033 | 7 | 0.11759
6050 | 7.28 | 1 | 365 | 8.2882 | 0.68296 | 8 | 0.9712
6068 | 6.75 | 1 | 365 | 7.6848 | 0.46841 | 8 | 0.15324
6097 | 7.5 | 1 | 365 | 8.5387 | 0.18712 | 8 | 0.72582
6449 | 7.14 | 1 | 365 | 8.1288 | 0.36214 | 8 | 0.49098
6334 | 3.825 | 1 | 365 | 4.3547 | 0.76543 | 5 | 0.12017
6446 | 8.67 | 1 | 365 | 9.8707 | 0.86831 | 10 | 0.73905
6431 | 100.59 | 0.9 | 365 | 103.069 | 0.46229 | 103 | 0.53125
6435 | 7.035 | 1 | 365 | 8.0093 | 0.12152 | 8 | 0.13082
6360 | 3.71 | 1 | 365 | 4.2238 | 0.5019 | 4 | 0.72571
6363 | 3.57 | 1 | 365 | 4.0644 | 0.18107 | 4 | 0.24549
6475 | 4.05 | 1 | 365 | 4.6109 | 0.28104 | 4 | 0.89194
5345 | 9.18 | 1 | 365 | 10.4514 | 0.037035 | 10 | 0.48841
5776 | 5.865 | 1 | 365 | 6.6773 | 0.44033 | 7 | 0.11759
6593 | 6.6 | 1 | 365 | 7.5141 | 0.12467 | 7 | 0.63872
6598 | 7.75 | 1 | 365 | 8.8233 | 0.76002 | 9 | 0.58335
6599 | 9.88 | 1 | 365 | 11.2483 | 0.64117 | 11 | 0.88948
6600 | 4.25 | 1 | 365 | 4.8386 | 0.73937 | 5 | 0.57797
6669 | 5.5 | 1 | 365 | 6.2617 | 0.60389 | 6 | 0.8656
6670 | 2.5 | 1 | 365 | 2.8462 | 0.72904 | 3 | 0.57527
6668 | 18 | 1 | 365 | 20.4929 | 0.24909 | 20 | 0.74197
6569 | 6.63 | 1 | 365 | 7.5482 | 0.19341 | 7 | 0.74163
6571 | 4.08 | 1 | 365 | 4.6451 | 0.34979 | 4 | 0.99485
6578 | 7.14 | 1 | 365 | 8.1288 | 0.36214 | 8 | 0.49098
6617 | 24.75 | 1 | 365 | 28.1777 | 0.7175 | 28 | 0.89521
6620 | 6.3 | 1 | 365 | 7.1725 | 0.43718 | 7 | 0.60969
6626 | 16.75 | 1 | 365 | 19.0698 | 0.38457 | 19 | 0.45434
6682 | 4.251 | 1 | 365 | 4.8397 | 0.74166 | 5 | 0.5814
6243 | 5.76 | 1 | 365 | 6.5577 | 0.19971 | 6 | 0.75743
6129 | 5.61 | 1 | 365 | 6.3869 | 0.85597 | 7 | 0.24291
6130 | 6.12 | 1 | 365 | 6.9676 | 0.02469 | 6 | 0.99227
6293 | 3.6 | 1 | 365 | 4.0986 | 0.24982 | 4 | 0.34839
6296 | 18.72 | 1 | 365 | 21.3126 | 0.89905 | 22 | 0.21165
6298 | 3.64 | 1 | 365 | 4.1441 | 0.34148 | 4 | 0.4856
6320 | 6.72 | 1 | 365 | 7.6507 | 0.39966 | 8 | 0.050337
30439 | 7.7 | 1 | 365 | 8.7664 | 0.64544 | 9 | 0.41184
24222 | 8.16 | 1 | 365 | 9.2901 | 0.69959 | 9 | 0.98969
36532 | 4.48 | 1 | 365 | 5.1005 | 0.26644 | 5 | 0.36689
10888 | 3.85 | 1 | 365 | 4.3832 | 0.82272 | 5 | 0.20592
54307 | 4.16 | 1 | 365 | 4.7361 | 0.53312 | 5 | 0.26926
19038 | 10.71 | 1 | 365 | 12.1933 | 0.54321 | 12 | 0.73647
16629 | 6 | 1 | 365 | 6.831 | 0.7497 | 7 | 0.58066
4172 | 5.88 | 1 | 365 | 6.6943 | 0.4747 | 7 | 0.16904
6784 | 7.75 | 1 | 365 | 8.8233 | 0.76002 | 9 | 0.58335
1398 | 11.4 | 1 | 365 | 12.9788 | 0.12442 | 13 | 0.10325
6932 | 10.75 | 1 | 365 | 12.2388 | 0.63487 | 12 | 0.87368
7239 | 3.57 | 1 | 365 | 4.0644 | 0.18107 | 4 | 0.24549
7098 | 100.716 | 0.9 | 365 | 103.1981 | 0.72216 | 103 | 0.92023
7097 | 188.352 | 1 | 365 | 214.4375 | 0.63046 | 215 | 0.068003
7099 | 7.7 | 1 | 365 | 8.7664 | 0.64544 | 9 | 0.41184
6472 | 10.464 | 1 | 365 | 11.9132 | 0.97947 | 12 | 0.89267
6796 | 1.785 | 1 | 365 | 2.0322 | 0.090535 | 2 | 0.12275
6801 | 8.16 | 1 | 365 | 9.2901 | 0.69959 | 9 | 0.98969
6802 | 3.57 | 1 | 365 | 4.0644 | 0.18107 | 4 | 0.24549
5224 | 5.75 | 1 | 365 | 6.5463 | 0.17679 | 6 | 0.72313
8433 | 17.331 | 1 | 365 | 19.7312 | 0.716 | 20 | 0.44723
7543 | 4.25 | 1 | 365 | 4.8386 | 0.73937 | 5 | 0.57797
7686 | 1.75 | 1 | 365 | 1.9924 | 0.010328 | 2 | 0.0026918
7333 | 8.75 | 1 | 365 | 9.9618 | 0.05164 | 10 | 0.013459
7437 | 6.86 | 1 | 365 | 7.8101 | 0.72049 | 8 | 0.53055
7438 | 5.5 | 1 | 365 | 6.2617 | 0.60389 | 6 | 0.8656
7439 | 9.88 | 1 | 365 | 11.2483 | 0.64117 | 11 | 0.88948
6759 | 4.25 | 1 | 365 | 4.8386 | 0.73937 | 5 | 0.57797
8348 | 8.75 | 1 | 365 | 9.9618 | 0.05164 | 10 | 0.013459
8395 | 6.5 | 1 | 365 | 7.4002 | 0.8955 | 8 | 0.29571
7926 | 7.5 | 1 | 365 | 8.5387 | 0.18712 | 8 | 0.72582
7929 | 10.535 | 1 | 365 | 11.994 | 0.14217 | 12 | 0.1362
7930 | 5 | 1 | 365 | 5.6925 | 0.45808 | 6 | 0.15055
7947 | 10 | 1 | 365 | 11.3849 | 0.91616 | 12 | 0.3011
7596 | 6.375 | 1 | 365 | 7.2579 | 0.60905 | 7 | 0.86695
7417 | 3.64 | 1 | 365 | 4.1441 | 0.34148 | 4 | 0.4856
7427 | 3.5 | 1 | 365 | 3.9847 | 0.020656 | 4 | 0.0053836
7879 | 4.02 | 1 | 365 | 4.5767 | 0.2123 | 4 | 0.78904
7590 | 75.79 | 0.9 | 365 | 77.6578 | 0.31342 | 77 | 0.97121
8085 | 20.64 | 1 | 365 | 23.4985 | 0.29895 | 23 | 0.79746
7901 | 9.805 | 1 | 365 | 11.1629 | 0.46929 | 11 | 0.63222
8696 | 2.16 | 1 | 365 | 2.4591 | 0.94989 | 3 | 0.40904
8564 | 6.885 | 1 | 365 | 7.8385 | 0.77778 | 8 | 0.6163
8763 | 2.295 | 1 | 365 | 2.6128 | 0.25926 | 2 | 0.8721
5750 | 7 | 1 | 365 | 7.9695 | 0.041312 | 8 | 0.010767
5761 | 3.06 | 1 | 365 | 3.4838 | 0.012345 | 3 | 0.49614
7628 | 5.61 | 1 | 365 | 6.3869 | 0.85597 | 7 | 0.24291
5444 | 7.905 | 1 | 365 | 8.9998 | 0.11522 | 9 | 0.11502
5443 | 9.69 | 1 | 365 | 11.032 | 0.20576 | 11 | 0.23776
5433 | 10.71 | 1 | 365 | 12.1933 | 0.54321 | 12 | 0.73647
5421 | 7.14 | 1 | 365 | 8.1288 | 0.36214 | 8 | 0.49098
5101 | 6.63 | 1 | 365 | 7.5482 | 0.19341 | 7 | 0.74163
5456 | 5.865 | 1 | 365 | 6.6773 | 0.44033 | 7 | 0.11759
5455 | 3.825 | 1 | 365 | 4.3547 | 0.76543 | 5 | 0.12017
5454 | 3.57 | 1 | 365 | 4.0644 | 0.18107 | 4 | 0.24549
5452 | 3.06 | 1 | 365 | 3.4838 | 0.012345 | 3 | 0.49614
5448 | 5.5 | 1 | 365 | 6.2617 | 0.60389 | 6 | 0.8656
5446 | 10.965 | 1 | 365 | 12.4836 | 0.12757 | 12 | 0.61115
4068 | 6.63 | 1 | 365 | 7.5482 | 0.19341 | 7 | 0.74163
3995 | 29.9 | 0.9 | 365 | 30.6369 | 0.66739 | 31 | 0.30425
5351 | 8 | 1 | 365 | 9.1079 | 0.33293 | 9 | 0.44088
5121 | 92.485 | 0.9 | 365 | 94.7642 | 0.7461 | 95 | 0.51032
6502 | 7.83 | 1 | 365 | 8.9144 | 0.94335 | 9 | 0.85776
6469 | 11.61 | 1 | 365 | 13.2179 | 0.60566 | 13 | 0.82357
6419 | 12.24 | 1 | 365 | 13.9352 | 0.04938 | 13 | 0.98454
6396 | 9.69 | 1 | 365 | 11.032 | 0.20576 | 11 | 0.23776
6392 | 5.5 | 1 | 365 | 6.2617 | 0.60389 | 6 | 0.8656
6403 | 13.2 | 1 | 365 | 15.0281 | 0.24933 | 15 | 0.27745
6379 | 3.78 | 1 | 365 | 4.3035 | 0.66231 | 4 | 0.96581
6362 | 7.83 | 1 | 365 | 8.9144 | 0.94335 | 9 | 0.85776
6269 | 10.2 | 1 | 365 | 11.6126 | 0.37448 | 11 | 0.98712
6254 | 4 | 1 | 365 | 4.554 | 0.16646 | 4 | 0.72044
6253 | 3.51 | 1 | 365 | 3.9961 | 0.043572 | 4 | 0.039685
6236 | 5.13 | 1 | 365 | 5.8405 | 0.75599 | 6 | 0.59646
6237 | 6.75 | 1 | 365 | 7.6848 | 0.46841 | 8 | 0.15324
6220 | 4.86 | 1 | 365 | 5.5331 | 0.13725 | 5 | 0.67033
6223 | 3.78 | 1 | 365 | 4.3035 | 0.66231 | 4 | 0.96581
6229 | 8.1 | 1 | 365 | 9.2218 | 0.56209 | 9 | 0.78389
6337 | 5.4 | 1 | 365 | 6.1479 | 0.37473 | 6 | 0.52259
6344 | 4.85 | 1 | 365 | 5.5217 | 0.11434 | 5 | 0.63603
6339 | 8.67 | 1 | 365 | 9.8707 | 0.86831 | 10 | 0.73905
6348 | 13.5 | 1 | 365 | 15.3697 | 0.93682 | 16 | 0.30648
6323 | 7.02 | 1 | 365 | 7.9922 | 0.087144 | 8 | 0.079369
6315 | 10 | 1 | 365 | 11.3849 | 0.91616 | 12 | 0.3011
6252 | 7.56 | 1 | 365 | 8.607 | 0.32462 | 8 | 0.93163
6301 | 7.65 | 1 | 365 | 8.7095 | 0.53086 | 9 | 0.24034
6189 | 5.4 | 1 | 365 | 6.1479 | 0.37473 | 6 | 0.52259
6187 | 5.94 | 1 | 365 | 6.7627 | 0.6122 | 7 | 0.37485
6185 | 12.38 | 1 | 365 | 14.0946 | 0.37021 | 14 | 0.46476
6170 | 8.64 | 1 | 365 | 9.8366 | 0.79956 | 10 | 0.63615
6754 | 9.72 | 1 | 365 | 11.0662 | 0.27451 | 11 | 0.34067
6755 | 3.85 | 1 | 365 | 4.3832 | 0.82272 | 5 | 0.20592
6761 | 6.12 | 1 | 365 | 6.9676 | 0.02469 | 6 | 0.99227
6789 | 5.61 | 1 | 365 | 6.3869 | 0.85597 | 7 | 0.24291
6164 | 6.885 | 1 | 365 | 7.8385 | 0.77778 | 8 | 0.6163
6157 | 6.375 | 1 | 365 | 7.2579 | 0.60905 | 7 | 0.86695
7906 | 7.65 | 1 | 365 | 8.7095 | 0.53086 | 9 | 0.24034
7958 | 9.99 | 1 | 365 | 11.3736 | 0.89324 | 12 | 0.26679
8082 | 12.15 | 1 | 365 | 13.8327 | 0.84313 | 14 | 0.67583
6823 | 5.25 | 1 | 365 | 5.9771 | 0.030984 | 6 | 0.0080754
6815 | 3.185 | 1 | 365 | 3.6261 | 0.2988 | 3 | 0.9249
6820 | 3.5 | 1 | 365 | 3.9847 | 0.020656 | 4 | 0.0053836
6832 | 8.5 | 1 | 365 | 9.6772 | 0.47874 | 10 | 0.15593
6953 | 7.14 | 1 | 365 | 8.1288 | 0.36214 | 8 | 0.49098
6908 | 3 | 1 | 365 | 3.4155 | 0.87485 | 4 | 0.29033
6882 | 5.635 | 1 | 365 | 6.4154 | 0.91326 | 7 | 0.32867
6889 | 3.75 | 1 | 365 | 4.2694 | 0.59356 | 4 | 0.86291
6888 | 3.75 | 1 | 365 | 4.2694 | 0.59356 | 4 | 0.86291
6844 | 5.1 | 1 | 365 | 5.8063 | 0.68724 | 6 | 0.49356
7114 | 5 | 1 | 365 | 5.6925 | 0.45808 | 6 | 0.15055
6881 | 5.61 | 1 | 365 | 6.3869 | 0.85597 | 7 | 0.24291
6880 | 4.335 | 1 | 365 | 4.9354 | 0.93416 | 5 | 0.86953
6892 | 4.08 | 1 | 365 | 4.6451 | 0.34979 | 4 | 0.99485
6833 | 7.395 | 1 | 365 | 8.4192 | 0.9465 | 9 | 0.36566
6934 | 2.5 | 1 | 365 | 2.8462 | 0.72904 | 3 | 0.57527
6871 | 4.5 | 1 | 365 | 5.1232 | 0.31227 | 5 | 0.43549
6896 | 6.5 | 1 | 365 | 7.4002 | 0.8955 | 8 | 0.29571
6826 | 7.65 | 1 | 365 | 8.7095 | 0.53086 | 9 | 0.24034
6829 | 1.25 | 1 | 365 | 1.4231 | 0.86452 | 2 | 0.28764
6864 | 2.94 | 1 | 365 | 3.3472 | 0.73735 | 4 | 0.084522
6876 | 1.96 | 1 | 365 | 2.2314 | 0.49157 | 2 | 0.72301
6898 | 6.12 | 1 | 365 | 6.9676 | 0.02469 | 6 | 0.99227
6885 | 6 | 1 | 365 | 6.831 | 0.7497 | 7 | 0.58066
6912 | 4.845 | 1 | 365 | 5.516 | 0.10288 | 5 | 0.61888
7113 | 8.16 | 1 | 365 | 9.2901 | 0.69959 | 9 | 0.98969
7158 | 6.12 | 1 | 365 | 6.9676 | 0.02469 | 6 | 0.99227
6983 | 4.08 | 1 | 365 | 4.6451 | 0.34979 | 4 | 0.99485
6849 | 2 | 1 | 365 | 2.277 | 0.58323 | 2 | 0.86022
6902 | 7.905 | 1 | 365 | 8.9998 | 0.11522 | 9 | 0.11502
7118 | 9 | 1 | 365 | 10.2464 | 0.62454 | 10 | 0.87099
6906 | 5.865 | 1 | 365 | 6.6773 | 0.44033 | 7 | 0.11759
7066 | 7.65 | 1 | 365 | 8.7095 | 0.53086 | 9 | 0.24034
6890 | 6 | 1 | 365 | 6.831 | 0.7497 | 7 | 0.58066
7053 | 5.865 | 1 | 365 | 6.6773 | 0.44033 | 7 | 0.11759
7044 | 4.75 | 1 | 365 | 5.4078 | 0.88518 | 6 | 0.29302
7031 | 9.435 | 1 | 365 | 10.7417 | 0.6214 | 11 | 0.36308
6928 | 6.25 | 1 | 365 | 7.1156 | 0.3226 | 7 | 0.43818
7042 | 5.1 | 1 | 365 | 5.8063 | 0.68724 | 6 | 0.49356
7154 | 5.61 | 1 | 365 | 6.3869 | 0.85597 | 7 | 0.24291
7093 | 4.5 | 1 | 365 | 5.1232 | 0.31227 | 5 | 0.43549
7060 | 3.06 | 1 | 365 | 3.4838 | 0.012345 | 3 | 0.49614
7076 | 4.08 | 1 | 365 | 4.6451 | 0.34979 | 4 | 0.99485
7087 | 4.5 | 1 | 365 | 5.1232 | 0.31227 | 5 | 0.43549
7073 | 8.415 | 1 | 365 | 9.5804 | 0.28395 | 9 | 0.86437
7064 | 7.14 | 1 | 365 | 8.1288 | 0.36214 | 8 | 0.49098
7143 | 5.1 | 1 | 365 | 5.8063 | 0.68724 | 6 | 0.49356
7106 | 5.5 | 1 | 365 | 6.2617 | 0.60389 | 6 | 0.8656
6846 | 2.75 | 1 | 365 | 3.1309 | 0.30194 | 3 | 0.4328
7127 | 5.865 | 1 | 365 | 6.6773 | 0.44033 | 7 | 0.11759
6835 | 7.84 | 1 | 365 | 8.9258 | 0.96627 | 9 | 0.89206
6828 | 3.185 | 1 | 365 | 3.6261 | 0.2988 | 3 | 0.9249
6872 | 3.5 | 1 | 365 | 3.9847 | 0.020656 | 4 | 0.0053836
6867 | 8.25 | 1 | 365 | 9.3926 | 0.90583 | 10 | 0.2984
7115 | 8.67 | 1 | 365 | 9.8707 | 0.86831 | 10 | 0.73905
6884 | 4.75 | 1 | 365 | 5.4078 | 0.88518 | 6 | 0.29302
6822 | 6 | 1 | 365 | 6.831 | 0.7497 | 7 | 0.58066
7391 | 9.18 | 1 | 365 | 10.4514 | 0.037035 | 10 | 0.48841
7399 | 4 | 1 | 365 | 4.554 | 0.16646 | 4 | 0.72044
6858 | 3.185 | 1 | 365 | 3.6261 | 0.2988 | 3 | 0.9249
7050 | 6.63 | 1 | 365 | 7.5482 | 0.19341 | 7 | 0.74163
6847 | 5.355 | 1 | 365 | 6.0966 | 0.2716 | 6 | 0.36824
6868 | 5.355 | 1 | 365 | 6.0966 | 0.2716 | 6 | 0.36824
7370 | 3.675 | 1 | 365 | 4.184 | 0.42169 | 4 | 0.60565
6845 | 6.63 | 1 | 365 | 7.5482 | 0.19341 | 7 | 0.74163
7404 | 3.825 | 1 | 365 | 4.3547 | 0.76543 | 5 | 0.12017
6878 | 9.69 | 1 | 365 | 11.032 | 0.20576 | 11 | 0.23776
6874 | 1.53 | 1 | 365 | 1.7419 | 0.50617 | 2 | 0.24807
7396 | 8.67 | 1 | 365 | 9.8707 | 0.86831 | 10 | 0.73905
7398 | 5.25 | 1 | 365 | 5.9771 | 0.030984 | 6 | 0.0080754
7444 | 5 | 1 | 365 | 5.6925 | 0.45808 | 6 | 0.15055
7369 | 5 | 1 | 365 | 5.6925 | 0.45808 | 6 | 0.15055
7372 | 5.75 | 1 | 365 | 6.5463 | 0.17679 | 6 | 0.72313
7378 | 4.75 | 1 | 365 | 5.4078 | 0.88518 | 6 | 0.29302
7077 | 5.865 | 1 | 365 | 6.6773 | 0.44033 | 7 | 0.11759
7045 | 5.1 | 1 | 365 | 5.8063 | 0.68724 | 6 | 0.49356
7133 | 5.5 | 1 | 365 | 6.2617 | 0.60389 | 6 | 0.8656
6935 | 5 | 1 | 365 | 5.6925 | 0.45808 | 6 | 0.15055
6909 | 4.59 | 1 | 365 | 5.2257 | 0.51852 | 5 | 0.7442
7055 | 6.63 | 1 | 365 | 7.5482 | 0.19341 | 7 | 0.74163
7070 | 2 | 1 | 365 | 2.277 | 0.58323 | 2 | 0.86022
7882 | 6.63 | 1 | 365 | 7.5482 | 0.19341 | 7 | 0.74163
7397 | 7.14 | 1 | 365 | 8.1288 | 0.36214 | 8 | 0.49098
7883 | 8.415 | 1 | 365 | 9.5804 | 0.28395 | 9 | 0.86437
7885 | 6.63 | 1 | 365 | 7.5482 | 0.19341 | 7 | 0.74163
7022 | 6.63 | 1 | 365 | 7.5482 | 0.19341 | 7 | 0.74163
7887 | 3.315 | 1 | 365 | 3.7741 | 0.59671 | 4 | 0.37081
7392 | 2.25 | 1 | 365 | 2.5616 | 0.15614 | 2 | 0.71775
7390 | 3.75 | 1 | 365 | 4.2694 | 0.59356 | 4 | 0.86291
7849 | 4.59 | 1 | 365 | 5.2257 | 0.51852 | 5 | 0.7442
7032 | 8.16 | 1 | 365 | 9.2901 | 0.69959 | 9 | 0.98969
7851 | 4.59 | 1 | 365 | 5.2257 | 0.51852 | 5 | 0.7442
7039 | 8.67 | 1 | 365 | 9.8707 | 0.86831 | 10 | 0.73905
6919 | 9.18 | 1 | 365 | 10.4514 | 0.037035 | 10 | 0.48841
7021 | 4.08 | 1 | 365 | 4.6451 | 0.34979 | 4 | 0.99485
7148 | 7.905 | 1 | 365 | 8.9998 | 0.11522 | 9 | 0.11502
7150 | 7.65 | 1 | 365 | 8.7095 | 0.53086 | 9 | 0.24034
7038 | 3.825 | 1 | 365 | 4.3547 | 0.76543 | 5 | 0.12017
7162 | 9 | 1 | 365 | 10.2464 | 0.62454 | 10 | 0.87099
7012 | 4.59 | 1 | 365 | 5.2257 | 0.51852 | 5 | 0.7442
7169 | 5.865 | 1 | 365 | 6.6773 | 0.44033 | 7 | 0.11759
7857 | 7.14 | 1 | 365 | 8.1288 | 0.36214 | 8 | 0.49098
7187 | 4 | 1 | 365 | 4.554 | 0.16646 | 4 | 0.72044
7163 | 8.415 | 1 | 365 | 9.5804 | 0.28395 | 9 | 0.86437
7182 | 4.08 | 1 | 365 | 4.6451 | 0.34979 | 4 | 0.99485
6984 | 6.63 | 1 | 365 | 7.5482 | 0.19341 | 7 | 0.74163
7107 | 5.1 | 1 | 365 | 5.8063 | 0.68724 | 6 | 0.49356
6926 | 7 | 1 | 365 | 7.9695 | 0.041312 | 8 | 0.010767
7905 | 4.5 | 1 | 365 | 5.1232 | 0.31227 | 5 | 0.43549
7891 | 5.355 | 1 | 365 | 6.0966 | 0.2716 | 6 | 0.36824
7896 | 8.25 | 1 | 365 | 9.3926 | 0.90583 | 10 | 0.2984
7172 | 3.57 | 1 | 365 | 4.0644 | 0.18107 | 4 | 0.24549
7898 | 6.375 | 1 | 365 | 7.2579 | 0.60905 | 7 | 0.86695
7902 | 2.94 | 1 | 365 | 3.3472 | 0.73735 | 4 | 0.084522
7142 | 9.435 | 1 | 365 | 10.7417 | 0.6214 | 11 | 0.36308
7079 | 3.06 | 1 | 365 | 3.4838 | 0.012345 | 3 | 0.49614
6914 | 7 | 1 | 365 | 7.9695 | 0.041312 | 8 | 0.010767
7043 | 8.085 | 1 | 365 | 9.2047 | 0.52772 | 9 | 0.73244
6894 | 2.94 | 1 | 365 | 3.3472 | 0.73735 | 4 | 0.084522
7029 | 7.75 | 1 | 365 | 8.8233 | 0.76002 | 9 | 0.58335
6922 | 3.06 | 1 | 365 | 3.4838 | 0.012345 | 3 | 0.49614
7183 | 4.59 | 1 | 365 | 5.2257 | 0.51852 | 5 | 0.7442
7019 | 4.335 | 1 | 365 | 4.9354 | 0.93416 | 5 | 0.86953
6960 | 5.1 | 1 | 365 | 5.8063 | 0.68724 | 6 | 0.49356
6839 | 1.785 | 1 | 365 | 2.0322 | 0.090535 | 2 | 0.12275
6968 | 7.5 | 1 | 365 | 8.5387 | 0.18712 | 8 | 0.72582
6855 | 4.335 | 1 | 365 | 4.9354 | 0.93416 | 5 | 0.86953
7078 | 6.12 | 1 | 365 | 6.9676 | 0.02469 | 6 | 0.99227
7141 | 5.865 | 1 | 365 | 6.6773 | 0.44033 | 7 | 0.11759
7151 | 5.1 | 1 | 365 | 5.8063 | 0.68724 | 6 | 0.49356
6904 | 5.865 | 1 | 365 | 6.6773 | 0.44033 | 7 | 0.11759
7105 | 8.925 | 1 | 365 | 10.1611 | 0.45267 | 10 | 0.61373
6899 | 4.845 | 1 | 365 | 5.516 | 0.10288 | 5 | 0.61888
7033 | 9.18 | 1 | 365 | 10.4514 | 0.037035 | 10 | 0.48841
6981 | 6 | 1 | 365 | 6.831 | 0.7497 | 7 | 0.58066
7123 | 5.1 | 1 | 365 | 5.8063 | 0.68724 | 6 | 0.49356
6963 | 7.5 | 1 | 365 | 8.5387 | 0.18712 | 8 | 0.72582
7160 | 5.355 | 1 | 365 | 6.0966 | 0.2716 | 6 | 0.36824
7155 | 6.885 | 1 | 365 | 7.8385 | 0.77778 | 8 | 0.6163
7010 | 8.415 | 1 | 365 | 9.5804 | 0.28395 | 9 | 0.86437
6870 | 4.59 | 1 | 365 | 5.2257 | 0.51852 | 5 | 0.7442
6824 | 7.25 | 1 | 365 | 8.2541 | 0.61422 | 8 | 0.86829
7086 | 5.61 | 1 | 365 | 6.3869 | 0.85597 | 7 | 0.24291
6993 | 3.825 | 1 | 365 | 4.3547 | 0.76543 | 5 | 0.12017
7090 | 3.315 | 1 | 365 | 3.7741 | 0.59671 | 4 | 0.37081
7119 | 2.55 | 1 | 365 | 2.9032 | 0.84362 | 3 | 0.74678
7110 | 4.5 | 1 | 365 | 5.1232 | 0.31227 | 5 | 0.43549
6988 | 2.75 | 1 | 365 | 3.1309 | 0.30194 | 3 | 0.4328
7000 | 3.315 | 1 | 365 | 3.7741 | 0.59671 | 4 | 0.37081
6944 | 6.63 | 1 | 365 | 7.5482 | 0.19341 | 7 | 0.74163
6861 | 3.675 | 1 | 365 | 4.184 | 0.42169 | 4 | 0.60565
6976 | 5.61 | 1 | 365 | 6.3869 | 0.85597 | 7 | 0.24291
7181 | 6.63 | 1 | 365 | 7.5482 | 0.19341 | 7 | 0.74163
6955 | 3.06 | 1 | 365 | 3.4838 | 0.012345 | 3 | 0.49614
6958 | 4.08 | 1 | 365 | 4.6451 | 0.34979 | 4 | 0.99485
6877 | 4.5 | 1 | 365 | 5.1232 | 0.31227 | 5 | 0.43549
6972 | 2.55 | 1 | 365 | 2.9032 | 0.84362 | 3 | 0.74678
6995 | 7.395 | 1 | 365 | 8.4192 | 0.9465 | 9 | 0.36566
6974 | 7.14 | 1 | 365 | 8.1288 | 0.36214 | 8 | 0.49098
6859 | 6.5 | 1 | 365 | 7.4002 | 0.8955 | 8 | 0.29571
6850 | 9.69 | 1 | 365 | 11.032 | 0.20576 | 11 | 0.23776
7120 | 5.1 | 1 | 365 | 5.8063 | 0.68724 | 6 | 0.49356
7506 | 4.59 | 1 | 365 | 5.2257 | 0.51852 | 5 | 0.7442
6830 | 4.08 | 1 | 365 | 4.6451 | 0.34979 | 4 | 0.99485
7211 | 5.865 | 1 | 365 | 6.6773 | 0.44033 | 7 | 0.11759
7365 | 6.885 | 1 | 365 | 7.8385 | 0.77778 | 8 | 0.6163
7501 | 7.35 | 1 | 365 | 8.3679 | 0.84338 | 9 | 0.21131
6913 | 5.1 | 1 | 365 | 5.8063 | 0.68724 | 6 | 0.49356
6907 | 4.335 | 1 | 365 | 4.9354 | 0.93416 | 5 | 0.86953
6886 | 4.335 | 1 | 365 | 4.9354 | 0.93416 | 5 | 0.86953
7379 | 5.5 | 1 | 365 | 6.2617 | 0.60389 | 6 | 0.8656
7382 | 6.12 | 1 | 365 | 6.9676 | 0.02469 | 6 | 0.99227
6959 | 8 | 1 | 365 | 9.1079 | 0.33293 | 9 | 0.44088
6854 | 8.75 | 1 | 365 | 9.9618 | 0.05164 | 10 | 0.013459
7083 | 5.5 | 1 | 365 | 6.2617 | 0.60389 | 6 | 0.8656
7074 | 9.18 | 1 | 365 | 10.4514 | 0.037035 | 10 | 0.48841
7069 | 7.5 | 1 | 365 | 8.5387 | 0.18712 | 8 | 0.72582
7117 | 2.55 | 1 | 365 | 2.9032 | 0.84362 | 3 | 0.74678
7061 | 6.63 | 1 | 365 | 7.5482 | 0.19341 | 7 | 0.74163
7059 | 7.65 | 1 | 365 | 8.7095 | 0.53086 | 9 | 0.24034
7116 | 4.75 | 1 | 365 | 5.4078 | 0.88518 | 6 | 0.29302
7112 | 5.355 | 1 | 365 | 6.0966 | 0.2716 | 6 | 0.36824
7052 | 5.75 | 1 | 365 | 6.5463 | 0.17679 | 6 | 0.72313
7109 | 4.335 | 1 | 365 | 4.9354 | 0.93416 | 5 | 0.86953
7101 | 3.57 | 1 | 365 | 4.0644 | 0.18107 | 4 | 0.24549
7513 | 2.45 | 1 | 365 | 2.7893 | 0.61446 | 3 | 0.40377
7690 | 7.5 | 1 | 365 | 8.5387 | 0.18712 | 8 | 0.72582
7047 | 4.335 | 1 | 365 | 4.9354 | 0.93416 | 5 | 0.86953
7102 | 7.14 | 1 | 365 | 8.1288 | 0.36214 | 8 | 0.49098
7041 | 3.825 | 1 | 365 | 4.3547 | 0.76543 | 5 | 0.12017
7085 | 7.75 | 1 | 365 | 8.8233 | 0.76002 | 9 | 0.58335
7082 | 5.865 | 1 | 365 | 6.6773 | 0.44033 | 7 | 0.11759
7067 | 8.925 | 1 | 365 | 10.1611 | 0.45267 | 10 | 0.61373
7552 | 6.63 | 1 | 365 | 7.5482 | 0.19341 | 7 | 0.74163
7168 | 3.315 | 1 | 365 | 3.7741 | 0.59671 | 4 | 0.37081
7174 | 3.825 | 1 | 365 | 4.3547 | 0.76543 | 5 | 0.12017
6964 | 5.61 | 1 | 365 | 6.3869 | 0.85597 | 7 | 0.24291
7157 | 4.845 | 1 | 365 | 5.516 | 0.10288 | 5 | 0.61888
7153 | 9.945 | 1 | 365 | 11.3223 | 0.79012 | 12 | 0.11244
7004 | 4.59 | 1 | 365 | 5.2257 | 0.51852 | 5 | 0.7442
7137 | 2.805 | 1 | 365 | 3.1935 | 0.42798 | 3 | 0.62146
7383 | 1.5 | 1 | 365 | 1.7077 | 0.43742 | 2 | 0.14516
6970 | 5.355 | 1 | 365 | 6.0966 | 0.2716 | 6 | 0.36824
7380 | 8.16 | 1 | 365 | 9.2901 | 0.69959 | 9 | 0.98969
7745 | 2.5 | 1 | 365 | 2.8462 | 0.72904 | 3 | 0.57527
7737 | 2.04 | 1 | 365 | 2.3225 | 0.6749 | 2 | 0.99742
7678 | 6.75 | 1 | 365 | 7.6848 | 0.46841 | 8 | 0.15324
7683 | 4.845 | 1 | 365 | 5.516 | 0.10288 | 5 | 0.61888
7684 | 5.355 | 1 | 365 | 6.0966 | 0.2716 | 6 | 0.36824
7376 | 6.86 | 1 | 365 | 7.8101 | 0.72049 | 8 | 0.53055
7692 | 6.375 | 1 | 365 | 7.2579 | 0.60905 | 7 | 0.86695
7694 | 6.63 | 1 | 365 | 7.5482 | 0.19341 | 7 | 0.74163
7046 | 6.63 | 1 | 365 | 7.5482 | 0.19341 | 7 | 0.74163
7037 | 9.69 | 1 | 365 | 11.032 | 0.20576 | 11 | 0.23776
7785 | 7.14 | 1 | 365 | 8.1288 | 0.36214 | 8 | 0.49098
7697 | 4.845 | 1 | 365 | 5.516 | 0.10288 | 5 | 0.61888
6956 | 3.675 | 1 | 365 | 4.184 | 0.42169 | 4 | 0.60565
7049 | 8.67 | 1 | 365 | 9.8707 | 0.86831 | 10 | 0.73905
7698 | 4.59 | 1 | 365 | 5.2257 | 0.51852 | 5 | 0.7442
7034 | 3.06 | 1 | 365 | 3.4838 | 0.012345 | 3 | 0.49614
7700 | 5.865 | 1 | 365 | 6.6773 | 0.44033 | 7 | 0.11759
7025 | 3 | 1 | 365 | 3.4155 | 0.87485 | 4 | 0.29033
7781 | 9.69 | 1 | 365 | 11.032 | 0.20576 | 11 | 0.23776
7787 | 7.14 | 1 | 365 | 8.1288 | 0.36214 | 8 | 0.49098
7702 | 3.825 | 1 | 365 | 4.3547 | 0.76543 | 5 | 0.12017
7016 | 6.63 | 1 | 365 | 7.5482 | 0.19341 | 7 | 0.74163
7791 | 7.14 | 1 | 365 | 8.1288 | 0.36214 | 8 | 0.49098
7007 | 8.16 | 1 | 365 | 9.2901 | 0.69959 | 9 | 0.98969
7705 | 5.355 | 1 | 365 | 6.0966 | 0.2716 | 6 | 0.36824
7730 | 9.18 | 1 | 365 | 10.4514 | 0.037035 | 10 | 0.48841
7020 | 7.395 | 1 | 365 | 8.4192 | 0.9465 | 9 | 0.36566
7385 | 8.67 | 1 | 365 | 9.8707 | 0.86831 | 10 | 0.73905
7014 | 9.435 | 1 | 365 | 10.7417 | 0.6214 | 11 | 0.36308
7733 | 3.825 | 1 | 365 | 4.3547 | 0.76543 | 5 | 0.12017
7389 | 6.5 | 1 | 365 | 7.4002 | 0.8955 | 8 | 0.29571
7011 | 2.295 | 1 | 365 | 2.6128 | 0.25926 | 2 | 0.8721
7005 | 5.1 | 1 | 365 | 5.8063 | 0.68724 | 6 | 0.49356
7051 | 3.315 | 1 | 365 | 3.7741 | 0.59671 | 4 | 0.37081
7714 | 6.885 | 1 | 365 | 7.8385 | 0.77778 | 8 | 0.6163
7717 | 10 | 1 | 365 | 11.3849 | 0.91616 | 12 | 0.3011
7405 | 5.1 | 1 | 365 | 5.8063 | 0.68724 | 6 | 0.49356
7900 | 7.14 | 1 | 365 | 8.1288 | 0.36214 | 8 | 0.49098
7455 | 4.845 | 1 | 365 | 5.516 | 0.10288 | 5 | 0.61888
7403 | 3.06 | 1 | 365 | 3.4838 | 0.012345 | 3 | 0.49614
7889 | 6.375 | 1 | 365 | 7.2579 | 0.60905 | 7 | 0.86695
7400 | 5.865 | 1 | 365 | 6.6773 | 0.44033 | 7 | 0.11759
7897 | 4.335 | 1 | 365 | 4.9354 | 0.93416 | 5 | 0.86953
7276 | 5.1 | 1 | 365 | 5.8063 | 0.68724 | 6 | 0.49356
7707 | 9 | 1 | 365 | 10.2464 | 0.62454 | 10 | 0.87099
7184 | 4.845 | 1 | 365 | 5.516 | 0.10288 | 5 | 0.61888
7271 | 3.57 | 1 | 365 | 4.0644 | 0.18107 | 4 | 0.24549
7713 | 3.06 | 1 | 365 | 3.4838 | 0.012345 | 3 | 0.49614
7952 | 6 | 1 | 365 | 6.831 | 0.7497 | 7 | 0.58066
7943 | 5.355 | 1 | 365 | 6.0966 | 0.2716 | 6 | 0.36824
7375 | 6.885 | 1 | 365 | 7.8385 | 0.77778 | 8 | 0.6163
7937 | 3.75 | 1 | 365 | 4.2694 | 0.59356 | 4 | 0.86291
7956 | 4.59 | 1 | 365 | 5.2257 | 0.51852 | 5 | 0.7442
7252 | 5.865 | 1 | 365 | 6.6773 | 0.44033 | 7 | 0.11759
7213 | 3.06 | 1 | 365 | 3.4838 | 0.012345 | 3 | 0.49614
7936 | 4.75 | 1 | 365 | 5.4078 | 0.88518 | 6 | 0.29302
7207 | 4.845 | 1 | 365 | 5.516 | 0.10288 | 5 | 0.61888
7923 | 7.14 | 1 | 365 | 8.1288 | 0.36214 | 8 | 0.49098
7192 | 6.5 | 1 | 365 | 7.4002 | 0.8955 | 8 | 0.29571
7953 | 6.885 | 1 | 365 | 7.8385 | 0.77778 | 8 | 0.6163
7214 | 7.5 | 1 | 365 | 8.5387 | 0.18712 | 8 | 0.72582
7206 | 4.08 | 1 | 365 | 4.6451 | 0.34979 | 4 | 0.99485
7212 | 2.25 | 1 | 365 | 2.5616 | 0.15614 | 2 | 0.71775
7203 | 9.18 | 1 | 365 | 10.4514 | 0.037035 | 10 | 0.48841
7208 | 7.395 | 1 | 365 | 8.4192 | 0.9465 | 9 | 0.36566
7250 | 9.065 | 1 | 365 | 10.3204 | 0.7735 | 11 | 0.093944
7246 | 5.5 | 1 | 365 | 6.2617 | 0.60389 | 6 | 0.8656
7198 | 6.375 | 1 | 365 | 7.2579 | 0.60905 | 7 | 0.86695
7209 | 7.25 | 1 | 365 | 8.2541 | 0.61422 | 8 | 0.86829
7241 | 5.355 | 1 | 365 | 6.0966 | 0.2716 | 6 | 0.36824
7505 | 4.59 | 1 | 365 | 5.2257 | 0.51852 | 5 | 0.7442
6900 | 5.5 | 1 | 365 | 6.2617 | 0.60389 | 6 | 0.8656
7237 | 5.75 | 1 | 365 | 6.5463 | 0.17679 | 6 | 0.72313
6840 | 6.75 | 1 | 365 | 7.6848 | 0.46841 | 8 | 0.15324
7511 | 5.1 | 1 | 365 | 5.8063 | 0.68724 | 6 | 0.49356
6957 | 6.375 | 1 | 365 | 7.2579 | 0.60905 | 7 | 0.86695
7254 | 7.905 | 1 | 365 | 8.9998 | 0.11522 | 9 | 0.11502
6893 | 9 | 1 | 365 | 10.2464 | 0.62454 | 10 | 0.87099
7922 | 3.5 | 1 | 365 | 3.9847 | 0.020656 | 4 | 0.0053836
6951 | 6 | 1 | 365 | 6.831 | 0.7497 | 7 | 0.58066
7517 | 2.805 | 1 | 365 | 3.1935 | 0.42798 | 3 | 0.62146
6986 | 5.865 | 1 | 365 | 6.6773 | 0.44033 | 7 | 0.11759
7920 | 4.08 | 1 | 365 | 4.6451 | 0.34979 | 4 | 0.99485
6950 | 4.25 | 1 | 365 | 4.8386 | 0.73937 | 5 | 0.57797
6948 | 4 | 1 | 365 | 4.554 | 0.16646 | 4 | 0.72044
7911 | 7.65 | 1 | 365 | 8.7095 | 0.53086 | 9 | 0.24034
6946 | 6 | 1 | 365 | 6.831 | 0.7497 | 7 | 0.58066
7794 | 8.75 | 1 | 365 | 9.9618 | 0.05164 | 10 | 0.013459
6966 | 7.25 | 1 | 365 | 8.2541 | 0.61422 | 8 | 0.86829
7393 | 2.04 | 1 | 365 | 2.3225 | 0.6749 | 2 | 0.99742
8021 | 4.845 | 1 | 365 | 5.516 | 0.10288 | 5 | 0.61888
7134 | 7.5 | 1 | 365 | 8.5387 | 0.18712 | 8 | 0.72582
7299 | 7 | 1 | 365 | 7.9695 | 0.041312 | 8 | 0.010767
7740 | 6.5 | 1 | 365 | 7.4002 | 0.8955 | 8 | 0.29571
7440 | 5.865 | 1 | 365 | 6.6773 | 0.44033 | 7 | 0.11759
7743 | 4.335 | 1 | 365 | 4.9354 | 0.93416 | 5 | 0.86953
6905 | 4.335 | 1 | 365 | 4.9354 | 0.93416 | 5 | 0.86953
7457 | 5.355 | 1 | 365 | 6.0966 | 0.2716 | 6 | 0.36824
7442 | 5.61 | 1 | 365 | 6.3869 | 0.85597 | 7 | 0.24291
8325 | 4 | 1 | 365 | 4.554 | 0.16646 | 4 | 0.72044
7504 | 7.25 | 1 | 365 | 8.2541 | 0.61422 | 8 | 0.86829
7219 | 3.315 | 1 | 365 | 3.7741 | 0.59671 | 4 | 0.37081
7994 | 5.5 | 1 | 365 | 6.2617 | 0.60389 | 6 | 0.8656
7216 | 6.885 | 1 | 365 | 7.8385 | 0.77778 | 8 | 0.6163
7215 | 7.65 | 1 | 365 | 8.7095 | 0.53086 | 9 | 0.24034
6901 | 3.92 | 1 | 365 | 4.4629 | 0.98313 | 5 | 0.44603
7604 | 3.25 | 1 | 365 | 3.7001 | 0.44775 | 4 | 0.14786
7436 | 8.415 | 1 | 365 | 9.5804 | 0.28395 | 9 | 0.86437
7374 | 6.375 | 1 | 365 | 7.2579 | 0.60905 | 7 | 0.86695
7297 | 4.5 | 1 | 365 | 5.1232 | 0.31227 | 5 | 0.43549
7006 | 5 | 1 | 365 | 5.6925 | 0.45808 | 6 | 0.15055
8343 | 3.57 | 1 | 365 | 4.0644 | 0.18107 | 4 | 0.24549
7301 | 7.75 | 1 | 365 | 8.8233 | 0.76002 | 9 | 0.58335
7308 | 8.75 | 1 | 365 | 9.9618 | 0.05164 | 10 | 0.013459
7302 | 7.65 | 1 | 365 | 8.7095 | 0.53086 | 9 | 0.24034
6998 | 8.67 | 1 | 365 | 9.8707 | 0.86831 | 10 | 0.73905
7907 | 5.355 | 1 | 365 | 6.0966 | 0.2716 | 6 | 0.36824
6980 | 5.355 | 1 | 365 | 6.0966 | 0.2716 | 6 | 0.36824
8157 | 4.25 | 1 | 365 | 4.8386 | 0.73937 | 5 | 0.57797
6991 | 6.12 | 1 | 365 | 6.9676 | 0.02469 | 6 | 0.99227
8136 | 5.865 | 1 | 365 | 6.6773 | 0.44033 | 7 | 0.11759
6967 | 4.75 | 1 | 365 | 5.4078 | 0.88518 | 6 | 0.29302
6961 | 6.63 | 1 | 365 | 7.5482 | 0.19341 | 7 | 0.74163
7349 | 7.14 | 1 | 365 | 8.1288 | 0.36214 | 8 | 0.49098
7347 | 7.65 | 1 | 365 | 8.7095 | 0.53086 | 9 | 0.24034
7300 | 6.885 | 1 | 365 | 7.8385 | 0.77778 | 8 | 0.6163
6911 | 7.395 | 1 | 365 | 8.4192 | 0.9465 | 9 | 0.36566
6917 | 4.41 | 1 | 365 | 5.0208 | 0.10603 | 5 | 0.12678
8100 | 8.415 | 1 | 365 | 9.5804 | 0.28395 | 9 | 0.86437
6891 | 8 | 1 | 365 | 9.1079 | 0.33293 | 9 | 0.44088
7319 | 4.08 | 1 | 365 | 4.6451 | 0.34979 | 4 | 0.99485
7063 | 3.825 | 1 | 365 | 4.3547 | 0.76543 | 5 | 0.12017
7058 | 6.75 | 1 | 365 | 7.6848 | 0.46841 | 8 | 0.15324
7475 | 4.165 | 1 | 365 | 4.7418 | 0.54458 | 5 | 0.28641
7145 | 7.65 | 1 | 365 | 8.7095 | 0.53086 | 9 | 0.24034
7084 | 8.67 | 1 | 365 | 9.8707 | 0.86831 | 10 | 0.73905
7001 | 6.375 | 1 | 365 | 7.2579 | 0.60905 | 7 | 0.86695
8105 | 3.57 | 1 | 365 | 4.0644 | 0.18107 | 4 | 0.24549
7265 | 7.105 | 1 | 365 | 8.089 | 0.28193 | 8 | 0.37093
8112 | 6.12 | 1 | 365 | 6.9676 | 0.02469 | 6 | 0.99227
7373 | 4.08 | 1 | 365 | 4.6451 | 0.34979 | 4 | 0.99485
8158 | 7.905 | 1 | 365 | 8.9998 | 0.11522 | 9 | 0.11502
7524 | 5.5 | 1 | 365 | 6.2617 | 0.60389 | 6 | 0.8656
8154 | 6.12 | 1 | 365 | 6.9676 | 0.02469 | 6 | 0.99227
8119 | 5.1 | 1 | 365 | 5.8063 | 0.68724 | 6 | 0.49356
7520 | 4.25 | 1 | 365 | 4.8386 | 0.73937 | 5 | 0.57797
7264 | 9.75 | 1 | 365 | 11.1003 | 0.34326 | 11 | 0.44357
8123 | 4.08 | 1 | 365 | 4.6451 | 0.34979 | 4 | 0.99485
7518 | 5.5 | 1 | 365 | 6.2617 | 0.60389 | 6 | 0.8656
7364 | 3.75 | 1 | 365 | 4.2694 | 0.59356 | 4 | 0.86291
8118 | 3.57 | 1 | 365 | 4.0644 | 0.18107 | 4 | 0.24549
8166 | 2.25 | 1 | 365 | 2.5616 | 0.15614 | 2 | 0.71775
7515 | 7.75 | 1 | 365 | 8.8233 | 0.76002 | 9 | 0.58335
8114 | 9.18 | 1 | 365 | 10.4514 | 0.037035 | 10 | 0.48841
7509 | 6.25 | 1 | 365 | 7.1156 | 0.3226 | 7 | 0.43818
7499 | 8 | 1 | 365 | 9.1079 | 0.33293 | 9 | 0.44088
8107 | 7.14 | 1 | 365 | 8.1288 | 0.36214 | 8 | 0.49098
8172 | 9.435 | 1 | 365 | 10.7417 | 0.6214 | 11 | 0.36308
7363 | 5.75 | 1 | 365 | 6.5463 | 0.17679 | 6 | 0.72313
8102 | 5 | 1 | 365 | 5.6925 | 0.45808 | 6 | 0.15055
7465 | 8.25 | 1 | 365 | 9.3926 | 0.90583 | 10 | 0.2984
7287 | 5.61 | 1 | 365 | 6.3869 | 0.85597 | 7 | 0.24291
8179 | 8.16 | 1 | 365 | 9.2901 | 0.69959 | 9 | 0.98969
7462 | 5.5 | 1 | 365 | 6.2617 | 0.60389 | 6 | 0.8656
8091 | 5.5 | 1 | 365 | 6.2617 | 0.60389 | 6 | 0.8656
8089 | 9.435 | 1 | 365 | 10.7417 | 0.6214 | 11 | 0.36308
7284 | 7 | 1 | 365 | 7.9695 | 0.041312 | 8 | 0.010767
8087 | 5.1 | 1 | 365 | 5.8063 | 0.68724 | 6 | 0.49356
7547 | 4.5 | 1 | 365 | 5.1232 | 0.31227 | 5 | 0.43549
8078 | 7.65 | 1 | 365 | 8.7095 | 0.53086 | 9 | 0.24034
7282 | 7.905 | 1 | 365 | 8.9998 | 0.11522 | 9 | 0.11502
7542 | 2.04 | 1 | 365 | 2.3225 | 0.6749 | 2 | 0.99742
8074 | 6.885 | 1 | 365 | 7.8385 | 0.77778 | 8 | 0.6163
7273 | 6.375 | 1 | 365 | 7.2579 | 0.60905 | 7 | 0.86695
8071 | 4.845 | 1 | 365 | 5.516 | 0.10288 | 5 | 0.61888
7535 | 4.08 | 1 | 365 | 4.6451 | 0.34979 | 4 | 0.99485
8204 | 5.5 | 1 | 365 | 6.2617 | 0.60389 | 6 | 0.8656
8188 | 9.18 | 1 | 365 | 10.4514 | 0.037035 | 10 | 0.48841
7531 | 6.75 | 1 | 365 | 7.6848 | 0.46841 | 8 | 0.15324
7528 | 2.805 | 1 | 365 | 3.1935 | 0.42798 | 3 | 0.62146
7272 | 6.63 | 1 | 365 | 7.5482 | 0.19341 | 7 | 0.74163
8183 | 5.865 | 1 | 365 | 6.6773 | 0.44033 | 7 | 0.11759
7270 | 4.59 | 1 | 365 | 5.2257 | 0.51852 | 5 | 0.7442
7522 | 8.925 | 1 | 365 | 10.1611 | 0.45267 | 10 | 0.61373
7295 | 3.57 | 1 | 365 | 4.0644 | 0.18107 | 4 | 0.24549
8120 | 5.355 | 1 | 365 | 6.0966 | 0.2716 | 6 | 0.36824
8194 | 8.5 | 1 | 365 | 9.6772 | 0.47874 | 10 | 0.15593
7018 | 5.865 | 1 | 365 | 6.6773 | 0.44033 | 7 | 0.11759
8380 | 5.355 | 1 | 365 | 6.0966 | 0.2716 | 6 | 0.36824
7293 | 9.69 | 1 | 365 | 11.032 | 0.20576 | 11 | 0.23776
7294 | 2.295 | 1 | 365 | 2.6128 | 0.25926 | 2 | 0.8721
8383 | 4.59 | 1 | 365 | 5.2257 | 0.51852 | 5 | 0.7442
8124 | 3.06 | 1 | 365 | 3.4838 | 0.012345 | 3 | 0.49614
8388 | 9.945 | 1 | 365 | 11.3223 | 0.79012 | 12 | 0.11244
7584 | 4.5 | 1 | 365 | 5.1232 | 0.31227 | 5 | 0.43549
8126 | 8.16 | 1 | 365 | 9.2901 | 0.69959 | 9 | 0.98969
8379 | 3.57 | 1 | 365 | 4.0644 | 0.18107 | 4 | 0.24549
7582 | 6.885 | 1 | 365 | 7.8385 | 0.77778 | 8 | 0.6163
8375 | 5.355 | 1 | 365 | 6.0966 | 0.2716 | 6 | 0.36824
7579 | 2.75 | 1 | 365 | 3.1309 | 0.30194 | 3 | 0.4328
8370 | 7.395 | 1 | 365 | 8.4192 | 0.9465 | 9 | 0.36566
8135 | 4.335 | 1 | 365 | 4.9354 | 0.93416 | 5 | 0.86953
7317 | 6 | 1 | 365 | 6.831 | 0.7497 | 7 | 0.58066
8132 | 5.1 | 1 | 365 | 5.8063 | 0.68724 | 6 | 0.49356
7712 | 7.14 | 1 | 365 | 8.1288 | 0.36214 | 8 | 0.49098
8323 | 6.375 | 1 | 365 | 7.2579 | 0.60905 | 7 | 0.86695
7709 | 7 | 1 | 365 | 7.9695 | 0.041312 | 8 | 0.010767
7706 | 6.885 | 1 | 365 | 7.8385 | 0.77778 | 8 | 0.6163
8320 | 5.61 | 1 | 365 | 6.3869 | 0.85597 | 7 | 0.24291
7699 | 3.57 | 1 | 365 | 4.0644 | 0.18107 | 4 | 0.24549
8155 | 8.415 | 1 | 365 | 9.5804 | 0.28395 | 9 | 0.86437
7696 | 5.865 | 1 | 365 | 6.6773 | 0.44033 | 7 | 0.11759
8290 | 9.18 | 1 | 365 | 10.4514 | 0.037035 | 10 | 0.48841
7693 | 4.08 | 1 | 365 | 4.6451 | 0.34979 | 4 | 0.99485
8279 | 6.885 | 1 | 365 | 7.8385 | 0.77778 | 8 | 0.6163
7689 | 4.5 | 1 | 365 | 5.1232 | 0.31227 | 5 | 0.43549
8164 | 9.18 | 1 | 365 | 10.4514 | 0.037035 | 10 | 0.48841
8269 | 6.75 | 1 | 365 | 7.6848 | 0.46841 | 8 | 0.15324
8260 | 6.375 | 1 | 365 | 7.2579 | 0.60905 | 7 | 0.86695
7685 | 2.75 | 1 | 365 | 3.1309 | 0.30194 | 3 | 0.4328
8174 | 4.335 | 1 | 365 | 4.9354 | 0.93416 | 5 | 0.86953
7676 | 7.905 | 1 | 365 | 8.9998 | 0.11522 | 9 | 0.11502
8178 | 3.315 | 1 | 365 | 3.7741 | 0.59671 | 4 | 0.37081
8390 | 9.18 | 1 | 365 | 10.4514 | 0.037035 | 10 | 0.48841
7671 | 2 | 1 | 365 | 2.277 | 0.58323 | 2 | 0.86022
7664 | 7.25 | 1 | 365 | 8.2541 | 0.61422 | 8 | 0.86829
7659 | 6.12 | 1 | 365 | 6.9676 | 0.02469 | 6 | 0.99227
8275 | 4.845 | 1 | 365 | 5.516 | 0.10288 | 5 | 0.61888
8273 | 5.5 | 1 | 365 | 6.2617 | 0.60389 | 6 | 0.8656
8200 | 4.845 | 1 | 365 | 5.516 | 0.10288 | 5 | 0.61888
8268 | 6.63 | 1 | 365 | 7.5482 | 0.19341 | 7 | 0.74163
8266 | 5.5 | 1 | 365 | 6.2617 | 0.60389 | 6 | 0.8656
8098 | 5.5 | 1 | 365 | 6.2617 | 0.60389 | 6 | 0.8656
8147 | 3.315 | 1 | 365 | 3.7741 | 0.59671 | 4 | 0.37081
8207 | 7.14 | 1 | 365 | 8.1288 | 0.36214 | 8 | 0.49098
7643 | 5.61 | 1 | 365 | 6.3869 | 0.85597 | 7 | 0.24291
8248 | 8.415 | 1 | 365 | 9.5804 | 0.28395 | 9 | 0.86437
8068 | 7.905 | 1 | 365 | 8.9998 | 0.11522 | 9 | 0.11502
7640 | 6 | 1 | 365 | 6.831 | 0.7497 | 7 | 0.58066
8244 | 9.18 | 1 | 365 | 10.4514 | 0.037035 | 10 | 0.48841
8239 | 6.12 | 1 | 365 | 6.9676 | 0.02469 | 6 | 0.99227
8234 | 4.59 | 1 | 365 | 5.2257 | 0.51852 | 5 | 0.7442
8226 | 5.355 | 1 | 365 | 6.0966 | 0.2716 | 6 | 0.36824
8229 | 4.59 | 1 | 365 | 5.2257 | 0.51852 | 5 | 0.7442
7630 | 6.12 | 1 | 365 | 6.9676 | 0.02469 | 6 | 0.99227
8219 | 6.63 | 1 | 365 | 7.5482 | 0.19341 | 7 | 0.74163
7624 | 6.5 | 1 | 365 | 7.4002 | 0.8955 | 8 | 0.29571
8208 | 8.415 | 1 | 365 | 9.5804 | 0.28395 | 9 | 0.86437
7619 | 7.65 | 1 | 365 | 8.7095 | 0.53086 | 9 | 0.24034
8080 | 6.63 | 1 | 365 | 7.5482 | 0.19341 | 7 | 0.74163
7634 | 6.75 | 1 | 365 | 7.6848 | 0.46841 | 8 | 0.15324
7453 | 4.59 | 1 | 365 | 5.2257 | 0.51852 | 5 | 0.7442
7449 | 4.5 | 1 | 365 | 5.1232 | 0.31227 | 5 | 0.43549
7450 | 4.59 | 1 | 365 | 5.2257 | 0.51852 | 5 | 0.7442
8358 | 7.14 | 1 | 365 | 8.1288 | 0.36214 | 8 | 0.49098
8092 | 6.25 | 1 | 365 | 7.1156 | 0.3226 | 7 | 0.43818
8153 | 6.12 | 1 | 365 | 6.9676 | 0.02469 | 6 | 0.99227
7447 | 7.25 | 1 | 365 | 8.2541 | 0.61422 | 8 | 0.86829
8055 | 5.1 | 1 | 365 | 5.8063 | 0.68724 | 6 | 0.49356
8361 | 6.12 | 1 | 365 | 6.9676 | 0.02469 | 6 | 0.99227
7446 | 3.825 | 1 | 365 | 4.3547 | 0.76543 | 5 | 0.12017
8037 | 8 | 1 | 365 | 9.1079 | 0.33293 | 9 | 0.44088
7445 | 9.75 | 1 | 365 | 11.1003 | 0.34326 | 11 | 0.44357
8031 | 4.845 | 1 | 365 | 5.516 | 0.10288 | 5 | 0.61888
8365 | 3.825 | 1 | 365 | 4.3547 | 0.76543 | 5 | 0.12017
8019 | 5.1 | 1 | 365 | 5.8063 | 0.68724 | 6 | 0.49356
7532 | 4.335 | 1 | 365 | 4.9354 | 0.93416 | 5 | 0.86953
7545 | 3.185 | 1 | 365 | 3.6261 | 0.2988 | 3 | 0.9249
8369 | 8.415 | 1 | 365 | 9.5804 | 0.28395 | 9 | 0.86437
8012 | 7.395 | 1 | 365 | 8.4192 | 0.9465 | 9 | 0.36566
8210 | 3.5 | 1 | 365 | 3.9847 | 0.020656 | 4 | 0.0053836
7516 | 6.12 | 1 | 365 | 6.9676 | 0.02469 | 6 | 0.99227
7510 | 6.25 | 1 | 365 | 7.1156 | 0.3226 | 7 | 0.43818
7508 | 7.395 | 1 | 365 | 8.4192 | 0.9465 | 9 | 0.36566
7540 | 7.395 | 1 | 365 | 8.4192 | 0.9465 | 9 | 0.36566
7539 | 5.61 | 1 | 365 | 6.3869 | 0.85597 | 7 | 0.24291
7537 | 4.845 | 1 | 365 | 5.516 | 0.10288 | 5 | 0.61888
8101 | 9.18 | 1 | 365 | 10.4514 | 0.037035 | 10 | 0.48841
8300 | 9.69 | 1 | 365 | 11.032 | 0.20576 | 11 | 0.23776
8314 | 7.905 | 1 | 365 | 8.9998 | 0.11522 | 9 | 0.11502
7536 | 6 | 1 | 365 | 6.831 | 0.7497 | 7 | 0.58066
7533 | 6 | 1 | 365 | 6.831 | 0.7497 | 7 | 0.58066
7580 | 7.395 | 1 | 365 | 8.4192 | 0.9465 | 9 | 0.36566
7578 | 5 | 1 | 365 | 5.6925 | 0.45808 | 6 | 0.15055
7576 | 5.355 | 1 | 365 | 6.0966 | 0.2716 | 6 | 0.36824
8396 | 5.865 | 1 | 365 | 6.6773 | 0.44033 | 7 | 0.11759
7570 | 5.5 | 1 | 365 | 6.2617 | 0.60389 | 6 | 0.8656
8393 | 4.59 | 1 | 365 | 5.2257 | 0.51852 | 5 | 0.7442
7574 | 4.75 | 1 | 365 | 5.4078 | 0.88518 | 6 | 0.29302
7563 | 4.08 | 1 | 365 | 4.6451 | 0.34979 | 4 | 0.99485
7968 | 6.12 | 1 | 365 | 6.9676 | 0.02469 | 6 | 0.99227
7561 | 7 | 1 | 365 | 7.9695 | 0.041312 | 8 | 0.010767
8474 | 4.845 | 1 | 365 | 5.516 | 0.10288 | 5 | 0.61888
7523 | 6 | 1 | 365 | 6.831 | 0.7497 | 7 | 0.58066
7967 | 6.5 | 1 | 365 | 7.4002 | 0.8955 | 8 | 0.29571
7633 | 7.65 | 1 | 365 | 8.7095 | 0.53086 | 9 | 0.24034
7965 | 4.59 | 1 | 365 | 5.2257 | 0.51852 | 5 | 0.7442
7625 | 4.845 | 1 | 365 | 5.516 | 0.10288 | 5 | 0.61888
7964 | 6.63 | 1 | 365 | 7.5482 | 0.19341 | 7 | 0.74163
7621 | 6.885 | 1 | 365 | 7.8385 | 0.77778 | 8 | 0.6163
7962 | 4.845 | 1 | 365 | 5.516 | 0.10288 | 5 | 0.61888
8083 | 5.865 | 1 | 365 | 6.6773 | 0.44033 | 7 | 0.11759
8065 | 3.06 | 1 | 365 | 3.4838 | 0.012345 | 3 | 0.49614
7814 | 3.75 | 1 | 365 | 4.2694 | 0.59356 | 4 | 0.86291
8453 | 5.865 | 1 | 365 | 6.6773 | 0.44033 | 7 | 0.11759
8159 | 2.295 | 1 | 365 | 2.6128 | 0.25926 | 2 | 0.8721
7864 | 5.5 | 1 | 365 | 6.2617 | 0.60389 | 6 | 0.8656
8063 | 5.1 | 1 | 365 | 5.8063 | 0.68724 | 6 | 0.49356
8470 | 7.14 | 1 | 365 | 8.1288 | 0.36214 | 8 | 0.49098
7799 | 6.5 | 1 | 365 | 7.4002 | 0.8955 | 8 | 0.29571
8030 | 2.5 | 1 | 365 | 2.8462 | 0.72904 | 3 | 0.57527
7825 | 3.825 | 1 | 365 | 4.3547 | 0.76543 | 5 | 0.12017
7948 | 7.14 | 1 | 365 | 8.1288 | 0.36214 | 8 | 0.49098
7720 | 3.25 | 1 | 365 | 3.7001 | 0.44775 | 4 | 0.14786
7719 | 2.55 | 1 | 365 | 2.9032 | 0.84362 | 3 | 0.74678
8356 | 9.18 | 1 | 365 | 10.4514 | 0.037035 | 10 | 0.48841
7821 | 3.57 | 1 | 365 | 4.0644 | 0.18107 | 4 | 0.24549
8002 | 7.395 | 1 | 365 | 8.4192 | 0.9465 | 9 | 0.36566
8445 | 5.355 | 1 | 365 | 6.0966 | 0.2716 | 6 | 0.36824
7716 | 5.25 | 1 | 365 | 5.9771 | 0.030984 | 6 | 0.0080754
8006 | 7.5 | 1 | 365 | 8.5387 | 0.18712 | 8 | 0.72582
8435 | 9.18 | 1 | 365 | 10.4514 | 0.037035 | 10 | 0.48841
8084 | 2.805 | 1 | 365 | 3.1935 | 0.42798 | 3 | 0.62146
7715 | 5 | 1 | 365 | 5.6925 | 0.45808 | 6 | 0.15055
7999 | 8.16 | 1 | 365 | 9.2901 | 0.69959 | 9 | 0.98969
8081 | 3.06 | 1 | 365 | 3.4838 | 0.012345 | 3 | 0.49614
7858 | 3.315 | 1 | 365 | 3.7741 | 0.59671 | 4 | 0.37081
7855 | 5.865 | 1 | 365 | 6.6773 | 0.44033 | 7 | 0.11759
7997 | 6.885 | 1 | 365 | 7.8385 | 0.77778 | 8 | 0.6163
7837 | 6.12 | 1 | 365 | 6.9676 | 0.02469 | 6 | 0.99227
8152 | 6 | 1 | 365 | 6.831 | 0.7497 | 7 | 0.58066
8156 | 6.63 | 1 | 365 | 7.5482 | 0.19341 | 7 | 0.74163
7810 | 4 | 1 | 365 | 4.554 | 0.16646 | 4 | 0.72044
7792 | 4.25 | 1 | 365 | 4.8386 | 0.73937 | 5 | 0.57797
7711 | 5.1 | 1 | 365 | 5.8063 | 0.68724 | 6 | 0.49356
8354 | 7.5 | 1 | 365 | 8.5387 | 0.18712 | 8 | 0.72582
7991 | 3.5 | 1 | 365 | 3.9847 | 0.020656 | 4 | 0.0053836
8149 | 7.75 | 1 | 365 | 8.8233 | 0.76002 | 9 | 0.58335
7703 | 5.355 | 1 | 365 | 6.0966 | 0.2716 | 6 | 0.36824
8145 | 5.355 | 1 | 365 | 6.0966 | 0.2716 | 6 | 0.36824
8142 | 5.5 | 1 | 365 | 6.2617 | 0.60389 | 6 | 0.8656
7464 | 5.355 | 1 | 365 | 6.0966 | 0.2716 | 6 | 0.36824
8437 | 6 | 1 | 365 | 6.831 | 0.7497 | 7 | 0.58066
8113 | 7.25 | 1 | 365 | 8.2541 | 0.61422 | 8 | 0.86829
7463 | 5.5 | 1 | 365 | 6.2617 | 0.60389 | 6 | 0.8656
8106 | 5.355 | 1 | 365 | 6.0966 | 0.2716 | 6 | 0.36824
8304 | 6.375 | 1 | 365 | 7.2579 | 0.60905 | 7 | 0.86695
7459 | 6.75 | 1 | 365 | 7.6848 | 0.46841 | 8 | 0.15324
7242 | 8.415 | 1 | 365 | 9.5804 | 0.28395 | 9 | 0.86437
8205 | 6.12 | 1 | 365 | 6.9676 | 0.02469 | 6 | 0.99227
7525 | 9.69 | 1 | 365 | 11.032 | 0.20576 | 11 | 0.23776
7521 | 6.375 | 1 | 365 | 7.2579 | 0.60905 | 7 | 0.86695
7519 | 3.57 | 1 | 365 | 4.0644 | 0.18107 | 4 | 0.24549
7500 | 6.75 | 1 | 365 | 7.6848 | 0.46841 | 8 | 0.15324
8010 | 4.08 | 1 | 365 | 4.6451 | 0.34979 | 4 | 0.99485
7497 | 2.75 | 1 | 365 | 3.1309 | 0.30194 | 3 | 0.4328
8003 | 6.63 | 1 | 365 | 7.5482 | 0.19341 | 7 | 0.74163
8302 | 8 | 1 | 365 | 9.1079 | 0.33293 | 9 | 0.44088
7493 | 4.59 | 1 | 365 | 5.2257 | 0.51852 | 5 | 0.7442
7995 | 9.945 | 1 | 365 | 11.3223 | 0.79012 | 12 | 0.11244
7489 | 7.14 | 1 | 365 | 8.1288 | 0.36214 | 8 | 0.49098
7833 | 4.335 | 1 | 365 | 4.9354 | 0.93416 | 5 | 0.86953
7485 | 6.5 | 1 | 365 | 7.4002 | 0.8955 | 8 | 0.29571
8077 | 6.75 | 1 | 365 | 7.6848 | 0.46841 | 8 | 0.15324
6978 | 6.375 | 1 | 365 | 7.2579 | 0.60905 | 7 | 0.86695
7482 | 5.39 | 1 | 365 | 6.1365 | 0.35181 | 6 | 0.48829
8533 | 6.25 | 1 | 365 | 7.1156 | 0.3226 | 7 | 0.43818
8131 | 5.355 | 1 | 365 | 6.0966 | 0.2716 | 6 | 0.36824
7551 | 6.25 | 1 | 365 | 7.1156 | 0.3226 | 7 | 0.43818
8360 | 5.61 | 1 | 365 | 6.3869 | 0.85597 | 7 | 0.24291
7296 | 7.75 | 1 | 365 | 8.8233 | 0.76002 | 9 | 0.58335
7587 | 8.75 | 1 | 365 | 9.9618 | 0.05164 | 10 | 0.013459
8357 | 4.59 | 1 | 365 | 5.2257 | 0.51852 | 5 | 0.7442
7571 | 4.845 | 1 | 365 | 5.516 | 0.10288 | 5 | 0.61888
7454 | 5.61 | 1 | 365 | 6.3869 | 0.85597 | 7 | 0.24291
7566 | 5.1 | 1 | 365 | 5.8063 | 0.68724 | 6 | 0.49356
8366 | 7.25 | 1 | 365 | 8.2541 | 0.61422 | 8 | 0.86829
7575 | 4.08 | 1 | 365 | 4.6451 | 0.34979 | 4 | 0.99485
8363 | 6.375 | 1 | 365 | 7.2579 | 0.60905 | 7 | 0.86695
7298 | 3.57 | 1 | 365 | 4.0644 | 0.18107 | 4 | 0.24549
8235 | 3.06 | 1 | 365 | 3.4838 | 0.012345 | 3 | 0.49614
8150 | 9.435 | 1 | 365 | 10.7417 | 0.6214 | 11 | 0.36308
7674 | 4.335 | 1 | 365 | 4.9354 | 0.93416 | 5 | 0.86953
7562 | 5.1 | 1 | 365 | 5.8063 | 0.68724 | 6 | 0.49356
8272 | 8.67 | 1 | 365 | 9.8707 | 0.86831 | 10 | 0.73905
7572 | 1.75 | 1 | 365 | 1.9924 | 0.010328 | 2 | 0.0026918
7548 | 7.65 | 1 | 365 | 8.7095 | 0.53086 | 9 | 0.24034
7797 | 7.14 | 1 | 365 | 8.1288 | 0.36214 | 8 | 0.49098
7458 | 4.335 | 1 | 365 | 4.9354 | 0.93416 | 5 | 0.86953
7494 | 4.335 | 1 | 365 | 4.9354 | 0.93416 | 5 | 0.86953
7805 | 3 | 1 | 365 | 3.4155 | 0.87485 | 4 | 0.29033
7452 | 9.69 | 1 | 365 | 11.032 | 0.20576 | 11 | 0.23776
7811 | 5.865 | 1 | 365 | 6.6773 | 0.44033 | 7 | 0.11759
7448 | 4.59 | 1 | 365 | 5.2257 | 0.51852 | 5 | 0.7442
7577 | 8.925 | 1 | 365 | 10.1611 | 0.45267 | 10 | 0.61373
7725 | 6.12 | 1 | 365 | 6.9676 | 0.02469 | 6 | 0.99227
8143 | 5.61 | 1 | 365 | 6.3869 | 0.85597 | 7 | 0.24291
7990 | 2.55 | 1 | 365 | 2.9032 | 0.84362 | 3 | 0.74678
7687 | 8.67 | 1 | 365 | 9.8707 | 0.86831 | 10 | 0.73905
8217 | 6.12 | 1 | 365 | 6.9676 | 0.02469 | 6 | 0.99227
7544 | 5 | 1 | 365 | 5.6925 | 0.45808 | 6 | 0.15055
7727 | 7.65 | 1 | 365 | 8.7095 | 0.53086 | 9 | 0.24034
7726 | 9.69 | 1 | 365 | 11.032 | 0.20576 | 11 | 0.23776
7529 | 7.395 | 1 | 365 | 8.4192 | 0.9465 | 9 | 0.36566
6996 | 2.04 | 1 | 365 | 2.3225 | 0.6749 | 2 | 0.99742
7835 | 8.415 | 1 | 365 | 9.5804 | 0.28395 | 9 | 0.86437
6990 | 4.08 | 1 | 365 | 4.6451 | 0.34979 | 4 | 0.99485
7002 | 2.94 | 1 | 365 | 3.3472 | 0.73735 | 4 | 0.084522
7502 | 3.06 | 1 | 365 | 3.4838 | 0.012345 | 3 | 0.49614
6999 | 5.865 | 1 | 365 | 6.6773 | 0.44033 | 7 | 0.11759
7498 | 4.08 | 1 | 365 | 4.6451 | 0.34979 | 4 | 0.99485
7175 | 6.25 | 1 | 365 | 7.1156 | 0.3226 | 7 | 0.43818
7196 | 8.16 | 1 | 365 | 9.2901 | 0.69959 | 9 | 0.98969
7194 | 3.825 | 1 | 365 | 4.3547 | 0.76543 | 5 | 0.12017
7165 | 3.315 | 1 | 365 | 3.7741 | 0.59671 | 4 | 0.37081
7190 | 3.825 | 1 | 365 | 4.3547 | 0.76543 | 5 | 0.12017
7185 | 5.75 | 1 | 365 | 6.5463 | 0.17679 | 6 | 0.72313
7195 | 6.12 | 1 | 365 | 6.9676 | 0.02469 | 6 | 0.99227
7191 | 7.14 | 1 | 365 | 8.1288 | 0.36214 | 8 | 0.49098
7268 | 3.06 | 1 | 365 | 3.4838 | 0.012345 | 3 | 0.49614
7259 | 7.905 | 1 | 365 | 8.9998 | 0.11522 | 9 | 0.11502
7189 | 8.25 | 1 | 365 | 9.3926 | 0.90583 | 10 | 0.2984
7188 | 5.865 | 1 | 365 | 6.6773 | 0.44033 | 7 | 0.11759
20705 | 8.96 | 1 | 365 | 10.2009 | 0.53288 | 10 | 0.73378
14940 | 6.6 | 1 | 365 | 7.5141 | 0.12467 | 7 | 0.63872
26499 | 6.12 | 1 | 365 | 6.9676 | 0.02469 | 6 | 0.99227
5609 | 29 | 0.9 | 365 | 29.7147 | 0.81118 | 30 | 0.52586
6391 | 12.06 | 1 | 365 | 13.7302 | 0.63689 | 14 | 0.36712
8148 | 8.67 | 1 | 365 | 9.8707 | 0.86831 | 10 | 0.73905
4315 | 2.97 | 1 | 365 | 3.3813 | 0.8061 | 4 | 0.18743
4505 | 24.99 | 1 | 365 | 28.451 | 0.26748 | 28 | 0.71844
7322 | 2.75 | 1 | 365 | 3.1309 | 0.30194 | 3 | 0.4328
6063 | 6.12 | 1 | 365 | 6.9676 | 0.02469 | 6 | 0.99227
4252 | 31.2 | 1 | 365 | 35.521 | 0.49842 | 36 | 0.01942
5557 | 644.16 | 0.9 | 365 | 660.0348 | 0.55063 | 660 | 0.58546
10869 | 8.12 | 1 | 365 | 9.2446 | 0.60792 | 9 | 0.85249
2511 | 750.2 | 0.9 | 365 | 768.6881 | 0.25329 | 768 | 0.9414
8704 | 138 | 0.9 | 365 | 141.4009 | 0.61871 | 142 | 0.019612
4846 | 73.255 | 0.9 | 365 | 75.0603 | 0.085097 | 75 | 0.14541
5359 | 7.56 | 1 | 365 | 8.607 | 0.32462 | 8 | 0.93163
5901 | 9.18 | 1 | 365 | 10.4514 | 0.037035 | 10 | 0.48841
5494 | 2.04 | 1 | 365 | 2.3225 | 0.6749 | 2 | 0.99742
5385 | 7.905 | 1 | 365 | 8.9998 | 0.11522 | 9 | 0.11502
5380 | 6.375 | 1 | 365 | 7.2579 | 0.60905 | 7 | 0.86695
5362 | 9.945 | 1 | 365 | 11.3223 | 0.79012 | 12 | 0.11244
5364 | 4.25 | 1 | 365 | 4.8386 | 0.73937 | 5 | 0.57797
5341 | 10.2 | 1 | 365 | 11.6126 | 0.37448 | 11 | 0.98712
5389 | 4.59 | 1 | 365 | 5.2257 | 0.51852 | 5 | 0.7442
5367 | 10.71 | 1 | 365 | 12.1933 | 0.54321 | 12 | 0.73647
5524 | 10.71 | 1 | 365 | 12.1933 | 0.54321 | 12 | 0.73647
5366 | 10.2 | 1 | 365 | 11.6126 | 0.37448 | 11 | 0.98712
5780 | 5.1 | 1 | 365 | 5.8063 | 0.68724 | 6 | 0.49356
5778 | 4.335 | 1 | 365 | 4.9354 | 0.93416 | 5 | 0.86953
5786 | 6.63 | 1 | 365 | 7.5482 | 0.19341 | 7 | 0.74163
5789 | 6 | 1 | 365 | 6.831 | 0.7497 | 7 | 0.58066
5790 | 8.16 | 1 | 365 | 9.2901 | 0.69959 | 9 | 0.98969
5566 | 8.16 | 1 | 365 | 9.2901 | 0.69959 | 9 | 0.98969
5635 | 5.75 | 1 | 365 | 6.5463 | 0.17679 | 6 | 0.72313
5791 | 6.75 | 1 | 365 | 7.6848 | 0.46841 | 8 | 0.15324
5638 | 4.5 | 1 | 365 | 5.1232 | 0.31227 | 5 | 0.43549
5792 | 8.16 | 1 | 365 | 9.2901 | 0.69959 | 9 | 0.98969
5640 | 6.63 | 1 | 365 | 7.5482 | 0.19341 | 7 | 0.74163
5793 | 4.335 | 1 | 365 | 4.9354 | 0.93416 | 5 | 0.86953
5567 | 9.5 | 1 | 365 | 10.8157 | 0.77035 | 11 | 0.58604
5574 | 14.79 | 1 | 365 | 16.8383 | 0.893 | 17 | 0.73132
5796 | 2.75 | 1 | 365 | 3.1309 | 0.30194 | 3 | 0.4328
5598 | 3.06 | 1 | 365 | 3.4838 | 0.012345 | 3 | 0.49614
5599 | 6.12 | 1 | 365 | 6.9676 | 0.02469 | 6 | 0.99227
5605 | 6.12 | 1 | 365 | 6.9676 | 0.02469 | 6 | 0.99227
5799 | 6.63 | 1 | 365 | 7.5482 | 0.19341 | 7 | 0.74163
5606 | 7.65 | 1 | 365 | 8.7095 | 0.53086 | 9 | 0.24034
5652 | 9.69 | 1 | 365 | 11.032 | 0.20576 | 11 | 0.23776
5801 | 2.295 | 1 | 365 | 2.6128 | 0.25926 | 2 | 0.8721
5668 | 6.12 | 1 | 365 | 6.9676 | 0.02469 | 6 | 0.99227
5669 | 5.355 | 1 | 365 | 6.0966 | 0.2716 | 6 | 0.36824
5671 | 6.885 | 1 | 365 | 7.8385 | 0.77778 | 8 | 0.6163
5802 | 6.12 | 1 | 365 | 6.9676 | 0.02469 | 6 | 0.99227
5681 | 8.925 | 1 | 365 | 10.1611 | 0.45267 | 10 | 0.61373
5804 | 7.395 | 1 | 365 | 8.4192 | 0.9465 | 9 | 0.36566
5806 | 4.08 | 1 | 365 | 4.6451 | 0.34979 | 4 | 0.99485
5859 | 18 | 1 | 365 | 20.4929 | 0.24909 | 20 | 0.74197
5810 | 5.355 | 1 | 365 | 6.0966 | 0.2716 | 6 | 0.36824
5811 | 6.63 | 1 | 365 | 7.5482 | 0.19341 | 7 | 0.74163
5816 | 4.335 | 1 | 365 | 4.9354 | 0.93416 | 5 | 0.86953
5815 | 7.65 | 1 | 365 | 8.7095 | 0.53086 | 9 | 0.24034
43 | 4506.78 | 0.7 | 365 | 3591.6581 | 0.46641 | 3592 | 0.12454
5683 | 8.415 | 1 | 365 | 9.5804 | 0.28395 | 9 | 0.86437
5684 | 6.375 | 1 | 365 | 7.2579 | 0.60905 | 7 | 0.86695
5899 | 8.67 | 1 | 365 | 9.8707 | 0.86831 | 10 | 0.73905
5907 | 4.335 | 1 | 365 | 4.9354 | 0.93416 | 5 | 0.86953
5730 | 4.845 | 1 | 365 | 5.516 | 0.10288 | 5 | 0.61888
5910 | 10.455 | 1 | 365 | 11.903 | 0.95885 | 12 | 0.8618
5732 | 9.945 | 1 | 365 | 11.3223 | 0.79012 | 12 | 0.11244
5735 | 10.455 | 1 | 365 | 11.903 | 0.95885 | 12 | 0.8618
5737 | 8.67 | 1 | 365 | 9.8707 | 0.86831 | 10 | 0.73905
5743 | 5.1 | 1 | 365 | 5.8063 | 0.68724 | 6 | 0.49356
5911 | 7.14 | 1 | 365 | 8.1288 | 0.36214 | 8 | 0.49098
5745 | 2.295 | 1 | 365 | 2.6128 | 0.25926 | 2 | 0.8721
5749 | 7.14 | 1 | 365 | 8.1288 | 0.36214 | 8 | 0.49098
5751 | 2.55 | 1 | 365 | 2.9032 | 0.84362 | 3 | 0.74678
5912 | 8.25 | 1 | 365 | 9.3926 | 0.90583 | 10 | 0.2984
5753 | 2.25 | 1 | 365 | 2.5616 | 0.15614 | 2 | 0.71775
5915 | 5.61 | 1 | 365 | 6.3869 | 0.85597 | 7 | 0.24291
5755 | 6.36 | 1 | 365 | 7.2408 | 0.57468 | 7 | 0.8155
5757 | 10.25 | 1 | 365 | 11.6696 | 0.48906 | 12 | 0.15862
5925 | 7.395 | 1 | 365 | 8.4192 | 0.9465 | 9 | 0.36566
5758 | 5.355 | 1 | 365 | 6.0966 | 0.2716 | 6 | 0.36824
5759 | 4.59 | 1 | 365 | 5.2257 | 0.51852 | 5 | 0.7442
5927 | 10.455 | 1 | 365 | 11.903 | 0.95885 | 12 | 0.8618
5760 | 8.925 | 1 | 365 | 10.1611 | 0.45267 | 10 | 0.61373
5762 | 6.375 | 1 | 365 | 7.2579 | 0.60905 | 7 | 0.86695
5932 | 9.18 | 1 | 365 | 10.4514 | 0.037035 | 10 | 0.48841
5572 | 7.395 | 1 | 365 | 8.4192 | 0.9465 | 9 | 0.36566
234 | 4442.02 | 0.7 | 365 | 3540.0479 | 0.58287 | 3540 | 0.63081
5692 | 5 | 1 | 365 | 5.6925 | 0.45808 | 6 | 0.15055
5690 | 4.68 | 1 | 365 | 5.3282 | 0.72476 | 6 | 0.052913
5775 | 6.885 | 1 | 365 | 7.8385 | 0.77778 | 8 | 0.6163
5777 | 5.355 | 1 | 365 | 6.0966 | 0.2716 | 6 | 0.36824
5779 | 5.1 | 1 | 365 | 5.8063 | 0.68724 | 6 | 0.49356
5724 | 9.69 | 1 | 365 | 11.032 | 0.20576 | 11 | 0.23776
5855 | 5.25 | 1 | 365 | 5.9771 | 0.030984 | 6 | 0.0080754
5934 | 3.06 | 1 | 365 | 3.4838 | 0.012345 | 3 | 0.49614
5939 | 7.14 | 1 | 365 | 8.1288 | 0.36214 | 8 | 0.49098
5945 | 12.24 | 1 | 365 | 13.9352 | 0.04938 | 13 | 0.98454
5949 | 2.805 | 1 | 365 | 3.1935 | 0.42798 | 3 | 0.62146
5881 | 7.14 | 1 | 365 | 8.1288 | 0.36214 | 8 | 0.49098
5955 | 8.67 | 1 | 365 | 9.8707 | 0.86831 | 10 | 0.73905
5968 | 7.395 | 1 | 365 | 8.4192 | 0.9465 | 9 | 0.36566
6167 | 8.925 | 1 | 365 | 10.1611 | 0.45267 | 10 | 0.61373
6179 | 7.14 | 1 | 365 | 8.1288 | 0.36214 | 8 | 0.49098
6180 | 6.885 | 1 | 365 | 7.8385 | 0.77778 | 8 | 0.6163
6184 | 3.825 | 1 | 365 | 4.3547 | 0.76543 | 5 | 0.12017
6186 | 14.025 | 1 | 365 | 15.9674 | 0.13991 | 16 | 0.10729
5993 | 13.515 | 1 | 365 | 15.3867 | 0.97119 | 16 | 0.35793
6194 | 5.865 | 1 | 365 | 6.6773 | 0.44033 | 7 | 0.11759
6195 | 8.67 | 1 | 365 | 9.8707 | 0.86831 | 10 | 0.73905
6208 | 6.75 | 1 | 365 | 7.6848 | 0.46841 | 8 | 0.15324
6209 | 8.415 | 1 | 365 | 9.5804 | 0.28395 | 9 | 0.86437
6210 | 10.71 | 1 | 365 | 12.1933 | 0.54321 | 12 | 0.73647
6212 | 5.61 | 1 | 365 | 6.3869 | 0.85597 | 7 | 0.24291
6221 | 11.475 | 1 | 365 | 13.0642 | 0.29629 | 13 | 0.36051
6239 | 3.825 | 1 | 365 | 4.3547 | 0.76543 | 5 | 0.12017
6268 | 10.965 | 1 | 365 | 12.4836 | 0.12757 | 12 | 0.61115
5819 | 4.335 | 1 | 365 | 4.9354 | 0.93416 | 5 | 0.86953
5822 | 4.08 | 1 | 365 | 4.6451 | 0.34979 | 4 | 0.99485
6271 | 7.14 | 1 | 365 | 8.1288 | 0.36214 | 8 | 0.49098
5823 | 3 | 1 | 365 | 3.4155 | 0.87485 | 4 | 0.29033
6272 | 3.57 | 1 | 365 | 4.0644 | 0.18107 | 4 | 0.24549
5824 | 3.315 | 1 | 365 | 3.7741 | 0.59671 | 4 | 0.37081
6274 | 6.885 | 1 | 365 | 7.8385 | 0.77778 | 8 | 0.6163
5827 | 6.375 | 1 | 365 | 7.2579 | 0.60905 | 7 | 0.86695
6273 | 12.75 | 1 | 365 | 14.5158 | 0.2181 | 14 | 0.7339
5826 | 4.845 | 1 | 365 | 5.516 | 0.10288 | 5 | 0.61888
5834 | 4.59 | 1 | 365 | 5.2257 | 0.51852 | 5 | 0.7442
5809 | 4.08 | 1 | 365 | 4.6451 | 0.34979 | 4 | 0.99485
5836 | 8.16 | 1 | 365 | 9.2901 | 0.69959 | 9 | 0.98969
5835 | 6.63 | 1 | 365 | 7.5482 | 0.19341 | 7 | 0.74163
5837 | 6.12 | 1 | 365 | 6.9676 | 0.02469 | 6 | 0.99227
5839 | 6 | 1 | 365 | 6.831 | 0.7497 | 7 | 0.58066
5840 | 10.455 | 1 | 365 | 11.903 | 0.95885 | 12 | 0.8618
5847 | 5.1 | 1 | 365 | 5.8063 | 0.68724 | 6 | 0.49356
5845 | 6 | 1 | 365 | 6.831 | 0.7497 | 7 | 0.58066
5849 | 4.335 | 1 | 365 | 4.9354 | 0.93416 | 5 | 0.86953
5852 | 9.18 | 1 | 365 | 10.4514 | 0.037035 | 10 | 0.48841
5853 | 4.59 | 1 | 365 | 5.2257 | 0.51852 | 5 | 0.7442
5854 | 4.59 | 1 | 365 | 5.2257 | 0.51852 | 5 | 0.7442
6278 | 8.925 | 1 | 365 | 10.1611 | 0.45267 | 10 | 0.61373
6280 | 10.455 | 1 | 365 | 11.903 | 0.95885 | 12 | 0.8618
5856 | 7.5 | 1 | 365 | 8.5387 | 0.18712 | 8 | 0.72582
5857 | 4.75 | 1 | 365 | 5.4078 | 0.88518 | 6 | 0.29302
6285 | 4.08 | 1 | 365 | 4.6451 | 0.34979 | 4 | 0.99485
6225 | 11.73 | 1 | 365 | 13.3545 | 0.88066 | 14 | 0.23519
6609 | 7.02 | 1 | 365 | 7.9922 | 0.087144 | 8 | 0.079369
6630 | 11.475 | 1 | 365 | 13.0642 | 0.29629 | 13 | 0.36051
6631 | 3.27 | 1 | 365 | 3.7229 | 0.49358 | 4 | 0.21646
6688 | 8.925 | 1 | 365 | 10.1611 | 0.45267 | 10 | 0.61373
6715 | 6.885 | 1 | 365 | 7.8385 | 0.77778 | 8 | 0.6163
6657 | 9.69 | 1 | 365 | 11.032 | 0.20576 | 11 | 0.23776
6664 | 8.925 | 1 | 365 | 10.1611 | 0.45267 | 10 | 0.61373
6531 | 6 | 1 | 365 | 6.831 | 0.7497 | 7 | 0.58066
6706 | 7.395 | 1 | 365 | 8.4192 | 0.9465 | 9 | 0.36566
6707 | 5.865 | 1 | 365 | 6.6773 | 0.44033 | 7 | 0.11759
6708 | 8.67 | 1 | 365 | 9.8707 | 0.86831 | 10 | 0.73905
6709 | 4.845 | 1 | 365 | 5.516 | 0.10288 | 5 | 0.61888
6710 | 9.18 | 1 | 365 | 10.4514 | 0.037035 | 10 | 0.48841
6718 | 8.67 | 1 | 365 | 9.8707 | 0.86831 | 10 | 0.73905
6719 | 6.885 | 1 | 365 | 7.8385 | 0.77778 | 8 | 0.6163
6096 | 4.59 | 1 | 365 | 5.2257 | 0.51852 | 5 | 0.7442
6757 | 7.395 | 1 | 365 | 8.4192 | 0.9465 | 9 | 0.36566
6758 | 4.25 | 1 | 365 | 4.8386 | 0.73937 | 5 | 0.57797
6760 | 9.18 | 1 | 365 | 10.4514 | 0.037035 | 10 | 0.48841
6762 | 5.355 | 1 | 365 | 6.0966 | 0.2716 | 6 | 0.36824
6764 | 7.395 | 1 | 365 | 8.4192 | 0.9465 | 9 | 0.36566
6763 | 4.335 | 1 | 365 | 4.9354 | 0.93416 | 5 | 0.86953
6766 | 5.25 | 1 | 365 | 5.9771 | 0.030984 | 6 | 0.0080754
6770 | 13.26 | 1 | 365 | 15.0964 | 0.38683 | 15 | 0.48325
6813 | 73.81 | 0.9 | 365 | 75.629 | 0.22976 | 75 | 0.85875
6816 | 73.81 | 0.9 | 365 | 75.629 | 0.22976 | 75 | 0.85875
6696 | 24.48 | 1 | 365 | 27.8703 | 0.09876 | 27 | 0.96908
7554 | 13.515 | 1 | 365 | 15.3867 | 0.97119 | 16 | 0.35793
7564 | 3.57 | 1 | 365 | 4.0644 | 0.18107 | 4 | 0.24549
7568 | 6.625 | 1 | 365 | 7.5425 | 0.18196 | 7 | 0.72448
7573 | 5.355 | 1 | 365 | 6.0966 | 0.2716 | 6 | 0.36824
7595 | 8.68 | 1 | 365 | 9.8821 | 0.89123 | 10 | 0.77335
7613 | 7.65 | 1 | 365 | 8.7095 | 0.53086 | 9 | 0.24034
7616 | 7.14 | 1 | 365 | 8.1288 | 0.36214 | 8 | 0.49098
7627 | 7.848 | 1 | 365 | 8.9349 | 0.9846 | 9 | 0.9195
7631 | 6.12 | 1 | 365 | 6.9676 | 0.02469 | 6 | 0.99227
2199 | 2042.28 | 0.8 | 365 | 1860.0982 | 0.09722 | 1860 | 0.19539
7945 | 6.86 | 1 | 365 | 7.8101 | 0.72049 | 8 | 0.53055
2202 | 2611.08 | 0.8 | 365 | 2378.1583 | 0.87416 | 2379 | 0.032459
8007 | 5.1 | 1 | 365 | 5.8063 | 0.68724 | 6 | 0.49356
2204 | 1950 | 0.8 | 365 | 1776.05 | 0.92096 | 1776 | 0.97098
8025 | 9.18 | 1 | 365 | 10.4514 | 0.037035 | 10 | 0.48841
8049 | 10.2 | 1 | 365 | 11.6126 | 0.37448 | 11 | 0.98712
8052 | 5.5 | 1 | 365 | 6.2617 | 0.60389 | 6 | 0.8656
8053 | 5.61 | 1 | 365 | 6.3869 | 0.85597 | 7 | 0.24291
5860 | 8.16 | 1 | 365 | 9.2901 | 0.69959 | 9 | 0.98969
8058 | 4.845 | 1 | 365 | 5.516 | 0.10288 | 5 | 0.61888
5861 | 8.25 | 1 | 365 | 9.3926 | 0.90583 | 10 | 0.2984
8110 | 12.495 | 1 | 365 | 14.2255 | 0.63374 | 14 | 0.85922
5864 | 3.06 | 1 | 365 | 3.4838 | 0.012345 | 3 | 0.49614
8117 | 4.08 | 1 | 365 | 4.6451 | 0.34979 | 4 | 0.99485
5865 | 7.65 | 1 | 365 | 8.7095 | 0.53086 | 9 | 0.24034
5868 | 10.455 | 1 | 365 | 11.903 | 0.95885 | 12 | 0.8618
5873 | 3.57 | 1 | 365 | 4.0644 | 0.18107 | 4 | 0.24549
5874 | 6.63 | 1 | 365 | 7.5482 | 0.19341 | 7 | 0.74163
5878 | 9.18 | 1 | 365 | 10.4514 | 0.037035 | 10 | 0.48841
5879 | 7.65 | 1 | 365 | 8.7095 | 0.53086 | 9 | 0.24034
5882 | 6.12 | 1 | 365 | 6.9676 | 0.02469 | 6 | 0.99227
5886 | 6.75 | 1 | 365 | 7.6848 | 0.46841 | 8 | 0.15324
5885 | 5.1 | 1 | 365 | 5.8063 | 0.68724 | 6 | 0.49356
5890 | 7.14 | 1 | 365 | 8.1288 | 0.36214 | 8 | 0.49098
5894 | 10.965 | 1 | 365 | 12.4836 | 0.12757 | 12 | 0.61115
8482 | 7.65 | 1 | 365 | 8.7095 | 0.53086 | 9 | 0.24034
5889 | 3.57 | 1 | 365 | 4.0644 | 0.18107 | 4 | 0.24549
5897 | 7.14 | 1 | 365 | 8.1288 | 0.36214 | 8 | 0.49098
5893 | 8.415 | 1 | 365 | 9.5804 | 0.28395 | 9 | 0.86437
5980 | 5.355 | 1 | 365 | 6.0966 | 0.2716 | 6 | 0.36824
5982 | 4.845 | 1 | 365 | 5.516 | 0.10288 | 5 | 0.61888
5984 | 6.12 | 1 | 365 | 6.9676 | 0.02469 | 6 | 0.99227
5985 | 3.825 | 1 | 365 | 4.3547 | 0.76543 | 5 | 0.12017
5991 | 8.925 | 1 | 365 | 10.1611 | 0.45267 | 10 | 0.61373
5995 | 2.205 | 1 | 365 | 2.5104 | 0.053013 | 2 | 0.56339
6002 | 5.865 | 1 | 365 | 6.6773 | 0.44033 | 7 | 0.11759
6000 | 6.375 | 1 | 365 | 7.2579 | 0.60905 | 7 | 0.86695
6013 | 3.825 | 1 | 365 | 4.3547 | 0.76543 | 5 | 0.12017
6005 | 3.825 | 1 | 365 | 4.3547 | 0.76543 | 5 | 0.12017
6006 | 9.69 | 1 | 365 | 11.032 | 0.20576 | 11 | 0.23776
6011 | 7.5 | 1 | 365 | 8.5387 | 0.18712 | 8 | 0.72582
8519 | 5.61 | 1 | 365 | 6.3869 | 0.85597 | 7 | 0.24291
6647 | 5.355 | 1 | 365 | 6.0966 | 0.2716 | 6 | 0.36824
8527 | 6.375 | 1 | 365 | 7.2579 | 0.60905 | 7 | 0.86695
8532 | 4.59 | 1 | 365 | 5.2257 | 0.51852 | 5 | 0.7442
8529 | 4.08 | 1 | 365 | 4.6451 | 0.34979 | 4 | 0.99485
8534 | 9.69 | 1 | 365 | 11.032 | 0.20576 | 11 | 0.23776
8536 | 4.59 | 1 | 365 | 5.2257 | 0.51852 | 5 | 0.7442
8539 | 13.005 | 1 | 365 | 14.8061 | 0.80247 | 15 | 0.60858
7433 | 12.75 | 1 | 365 | 14.5158 | 0.2181 | 14 | 0.7339
8543 | 10.71 | 1 | 365 | 12.1933 | 0.54321 | 12 | 0.73647
6486 | 6.885 | 1 | 365 | 7.8385 | 0.77778 | 8 | 0.6163
6408 | 5.865 | 1 | 365 | 6.6773 | 0.44033 | 7 | 0.11759
8548 | 8.925 | 1 | 365 | 10.1611 | 0.45267 | 10 | 0.61373
8557 | 8.925 | 1 | 365 | 10.1611 | 0.45267 | 10 | 0.61373
8562 | 14.79 | 1 | 365 | 16.8383 | 0.893 | 17 | 0.73132
8563 | 6.12 | 1 | 365 | 6.9676 | 0.02469 | 6 | 0.99227
8578 | 6.885 | 1 | 365 | 7.8385 | 0.77778 | 8 | 0.6163
8582 | 10.965 | 1 | 365 | 12.4836 | 0.12757 | 12 | 0.61115
8589 | 11.475 | 1 | 365 | 13.0642 | 0.29629 | 13 | 0.36051
5940 | 9.69 | 1 | 365 | 11.032 | 0.20576 | 11 | 0.23776
8592 | 12.75 | 1 | 365 | 14.5158 | 0.2181 | 14 | 0.7339
8778 | 8.16 | 1 | 365 | 9.2901 | 0.69959 | 9 | 0.98969
8783 | 5.355 | 1 | 365 | 6.0966 | 0.2716 | 6 | 0.36824
8784 | 8.415 | 1 | 365 | 9.5804 | 0.28395 | 9 | 0.86437
6037 | 5.355 | 1 | 365 | 6.0966 | 0.2716 | 6 | 0.36824
6038 | 8.415 | 1 | 365 | 9.5804 | 0.28395 | 9 | 0.86437
8789 | 5.61 | 1 | 365 | 6.3869 | 0.85597 | 7 | 0.24291
6040 | 2.915 | 1 | 365 | 3.3187 | 0.68006 | 3 | 0.99877
8790 | 10.2 | 1 | 365 | 11.6126 | 0.37448 | 11 | 0.98712
6041 | 8.16 | 1 | 365 | 9.2901 | 0.69959 | 9 | 0.98969
8795 | 5.355 | 1 | 365 | 6.0966 | 0.2716 | 6 | 0.36824
6043 | 4.59 | 1 | 365 | 5.2257 | 0.51852 | 5 | 0.7442
8799 | 8.67 | 1 | 365 | 9.8707 | 0.86831 | 10 | 0.73905
6044 | 9.18 | 1 | 365 | 10.4514 | 0.037035 | 10 | 0.48841
8813 | 8.925 | 1 | 365 | 10.1611 | 0.45267 | 10 | 0.61373
8838 | 3.315 | 1 | 365 | 3.7741 | 0.59671 | 4 | 0.37081
6049 | 8.16 | 1 | 365 | 9.2901 | 0.69959 | 9 | 0.98969
8841 | 3.06 | 1 | 365 | 3.4838 | 0.012345 | 3 | 0.49614
6051 | 11.73 | 1 | 365 | 13.3545 | 0.88066 | 14 | 0.23519
6057 | 4.335 | 1 | 365 | 4.9354 | 0.93416 | 5 | 0.86953
8850 | 10.2 | 1 | 365 | 11.6126 | 0.37448 | 11 | 0.98712
8967 | 12.24 | 1 | 365 | 13.9352 | 0.04938 | 13 | 0.98454
6062 | 6.375 | 1 | 365 | 7.2579 | 0.60905 | 7 | 0.86695
6064 | 5.75 | 1 | 365 | 6.5463 | 0.17679 | 6 | 0.72313
8982 | 8.925 | 1 | 365 | 10.1611 | 0.45267 | 10 | 0.61373
6065 | 6.5 | 1 | 365 | 7.4002 | 0.8955 | 8 | 0.29571
6066 | 11.475 | 1 | 365 | 13.0642 | 0.29629 | 13 | 0.36051
8986 | 4.845 | 1 | 365 | 5.516 | 0.10288 | 5 | 0.61888
6070 | 7.14 | 1 | 365 | 8.1288 | 0.36214 | 8 | 0.49098
6071 | 9.435 | 1 | 365 | 10.7417 | 0.6214 | 11 | 0.36308
8990 | 7.14 | 1 | 365 | 8.1288 | 0.36214 | 8 | 0.49098
6072 | 10.71 | 1 | 365 | 12.1933 | 0.54321 | 12 | 0.73647
6076 | 4.845 | 1 | 365 | 5.516 | 0.10288 | 5 | 0.61888
6080 | 4.59 | 1 | 365 | 5.2257 | 0.51852 | 5 | 0.7442
6083 | 6 | 1 | 365 | 6.831 | 0.7497 | 7 | 0.58066
6084 | 15.81 | 1 | 365 | 17.9996 | 0.23045 | 18 | 0.23003
8993 | 3.825 | 1 | 365 | 4.3547 | 0.76543 | 5 | 0.12017
6087 | 8.67 | 1 | 365 | 9.8707 | 0.86831 | 10 | 0.73905
6091 | 9.69 | 1 | 365 | 11.032 | 0.20576 | 11 | 0.23776
8995 | 7.395 | 1 | 365 | 8.4192 | 0.9465 | 9 | 0.36566
6100 | 13.77 | 1 | 365 | 15.6771 | 0.55555 | 16 | 0.23261
8996 | 6.12 | 1 | 365 | 6.9676 | 0.02469 | 6 | 0.99227
6139 | 3.315 | 1 | 365 | 3.7741 | 0.59671 | 4 | 0.37081
9000 | 10.2 | 1 | 365 | 11.6126 | 0.37448 | 11 | 0.98712
5954 | 7.65 | 1 | 365 | 8.7095 | 0.53086 | 9 | 0.24034
6152 | 8.16 | 1 | 365 | 9.2901 | 0.69959 | 9 | 0.98969
6145 | 6.375 | 1 | 365 | 7.2579 | 0.60905 | 7 | 0.86695
6156 | 12.24 | 1 | 365 | 13.9352 | 0.04938 | 13 | 0.98454
6158 | 5.355 | 1 | 365 | 6.0966 | 0.2716 | 6 | 0.36824
8998 | 8.67 | 1 | 365 | 9.8707 | 0.86831 | 10 | 0.73905
9003 | 10.965 | 1 | 365 | 12.4836 | 0.12757 | 12 | 0.61115
9007 | 9.18 | 1 | 365 | 10.4514 | 0.037035 | 10 | 0.48841
9011 | 5.865 | 1 | 365 | 6.6773 | 0.44033 | 7 | 0.11759
9016 | 9.18 | 1 | 365 | 10.4514 | 0.037035 | 10 | 0.48841
9024 | 5.865 | 1 | 365 | 6.6773 | 0.44033 | 7 | 0.11759
6033 | 10.71 | 1 | 365 | 12.1933 | 0.54321 | 12 | 0.73647
9033 | 2.55 | 1 | 365 | 2.9032 | 0.84362 | 3 | 0.74678
9030 | 6.25 | 1 | 365 | 7.1156 | 0.3226 | 7 | 0.43818
9041 | 3.57 | 1 | 365 | 4.0644 | 0.18107 | 4 | 0.24549
9043 | 6.12 | 1 | 365 | 6.9676 | 0.02469 | 6 | 0.99227
9051 | 4.75 | 1 | 365 | 5.4078 | 0.88518 | 6 | 0.29302
9060 | 10.4 | 1 | 365 | 11.8403 | 0.83281 | 12 | 0.67314
9056 | 8.925 | 1 | 365 | 10.1611 | 0.45267 | 10 | 0.61373
9063 | 4.08 | 1 | 365 | 4.6451 | 0.34979 | 4 | 0.99485
9205 | 8.82 | 1 | 365 | 10.0415 | 0.21205 | 10 | 0.25357
9212 | 6.25 | 1 | 365 | 7.1156 | 0.3226 | 7 | 0.43818
9214 | 8 | 1 | 365 | 9.1079 | 0.33293 | 9 | 0.44088
9217 | 12.5 | 1 | 365 | 14.2312 | 0.6452 | 14 | 0.87637
9289 | 9.435 | 1 | 365 | 10.7417 | 0.6214 | 11 | 0.36308
9296 | 7.14 | 1 | 365 | 8.1288 | 0.36214 | 8 | 0.49098
9310 | 5.865 | 1 | 365 | 6.6773 | 0.44033 | 7 | 0.11759
9313 | 8.75 | 1 | 365 | 9.9618 | 0.05164 | 10 | 0.013459
9314 | 8 | 1 | 365 | 9.1079 | 0.33293 | 9 | 0.44088
9444 | 5.1 | 1 | 365 | 5.8063 | 0.68724 | 6 | 0.49356
9445 | 4.335 | 1 | 365 | 4.9354 | 0.93416 | 5 | 0.86953
9448 | 6.12 | 1 | 365 | 6.9676 | 0.02469 | 6 | 0.99227
9449 | 17.34 | 1 | 365 | 19.7415 | 0.73662 | 20 | 0.4781
6289 | 6.63 | 1 | 365 | 7.5482 | 0.19341 | 7 | 0.74163
6081 | 9.5 | 1 | 365 | 10.8157 | 0.77035 | 11 | 0.58604
6078 | 5.355 | 1 | 365 | 6.0966 | 0.2716 | 6 | 0.36824
6294 | 11.73 | 1 | 365 | 13.3545 | 0.88066 | 14 | 0.23519
6295 | 6.885 | 1 | 365 | 7.8385 | 0.77778 | 8 | 0.6163
5963 | 17.28 | 1 | 365 | 19.6732 | 0.59912 | 20 | 0.27229
5741 | 5.865 | 1 | 365 | 6.6773 | 0.44033 | 7 | 0.11759
9504 | 13.26 | 1 | 365 | 15.0964 | 0.38683 | 15 | 0.48325
9505 | 11.73 | 1 | 365 | 13.3545 | 0.88066 | 14 | 0.23519
9528 | 7.14 | 1 | 365 | 8.1288 | 0.36214 | 8 | 0.49098
9589 | 3.57 | 1 | 365 | 4.0644 | 0.18107 | 4 | 0.24549
9585 | 4.16 | 1 | 365 | 4.7361 | 0.53312 | 5 | 0.26926
9590 | 3.06 | 1 | 365 | 3.4838 | 0.012345 | 3 | 0.49614
9591 | 9.435 | 1 | 365 | 10.7417 | 0.6214 | 11 | 0.36308
9606 | 6.375 | 1 | 365 | 7.2579 | 0.60905 | 7 | 0.86695
9607 | 3.06 | 1 | 365 | 3.4838 | 0.012345 | 3 | 0.49614
9614 | 10.2 | 1 | 365 | 11.6126 | 0.37448 | 11 | 0.98712
9617 | 4.59 | 1 | 365 | 5.2257 | 0.51852 | 5 | 0.7442
9619 | 4.335 | 1 | 365 | 4.9354 | 0.93416 | 5 | 0.86953
6030 | 4.95 | 1 | 365 | 5.6355 | 0.3435 | 5 | 0.97904
5626 | 10.175 | 1 | 365 | 11.5842 | 0.31719 | 11 | 0.90137
5807 | 8.16 | 1 | 365 | 9.2901 | 0.69959 | 9 | 0.98969
5844 | 9.18 | 1 | 365 | 10.4514 | 0.037035 | 10 | 0.48841
5825 | 7.14 | 1 | 365 | 8.1288 | 0.36214 | 8 | 0.49098
5848 | 7.905 | 1 | 365 | 8.9998 | 0.11522 | 9 | 0.11502
6094 | 10.71 | 1 | 365 | 12.1933 | 0.54321 | 12 | 0.73647
5888 | 11.5 | 1 | 365 | 13.0927 | 0.35358 | 13 | 0.44626
5808 | 7.65 | 1 | 365 | 8.7095 | 0.53086 | 9 | 0.24034
6086 | 7.395 | 1 | 365 | 8.4192 | 0.9465 | 9 | 0.36566
6095 | 11.22 | 1 | 365 | 12.7739 | 0.71193 | 13 | 0.48583
6376 | 6.72 | 1 | 365 | 7.6507 | 0.39966 | 8 | 0.050337
6380 | 4.251 | 1 | 365 | 4.8397 | 0.74166 | 5 | 0.5814
6427 | 7.65 | 1 | 365 | 8.7095 | 0.53086 | 9 | 0.24034
6462 | 5.1 | 1 | 365 | 5.8063 | 0.68724 | 6 | 0.49356
6543 | 4.32 | 1 | 365 | 4.9183 | 0.89978 | 5 | 0.81807
6546 | 3.43 | 1 | 365 | 3.905 | 0.86024 | 4 | 0.76528
9768 | 3.825 | 1 | 365 | 4.3547 | 0.76543 | 5 | 0.12017
9771 | 13.005 | 1 | 365 | 14.8061 | 0.80247 | 15 | 0.60858
6583 | 9 | 1 | 365 | 10.2464 | 0.62454 | 10 | 0.87099
6721 | 6.375 | 1 | 365 | 7.2579 | 0.60905 | 7 | 0.86695
9775 | 3.06 | 1 | 365 | 3.4838 | 0.012345 | 3 | 0.49614
6722 | 6.12 | 1 | 365 | 6.9676 | 0.02469 | 6 | 0.99227
6723 | 7.905 | 1 | 365 | 8.9998 | 0.11522 | 9 | 0.11502
6862 | 4.48 | 1 | 365 | 5.1005 | 0.26644 | 5 | 0.36689
9782 | 3.315 | 1 | 365 | 3.7741 | 0.59671 | 4 | 0.37081
6969 | 8.67 | 1 | 365 | 9.8707 | 0.86831 | 10 | 0.73905
6973 | 6.63 | 1 | 365 | 7.5482 | 0.19341 | 7 | 0.74163
9788 | 8.16 | 1 | 365 | 9.2901 | 0.69959 | 9 | 0.98969
6975 | 5.1 | 1 | 365 | 5.8063 | 0.68724 | 6 | 0.49356
6308 | 7.14 | 1 | 365 | 8.1288 | 0.36214 | 8 | 0.49098
9857 | 6.12 | 1 | 365 | 6.9676 | 0.02469 | 6 | 0.99227
6307 | 5.1 | 1 | 365 | 5.8063 | 0.68724 | 6 | 0.49356
9858 | 5.865 | 1 | 365 | 6.6773 | 0.44033 | 7 | 0.11759
6311 | 4.335 | 1 | 365 | 4.9354 | 0.93416 | 5 | 0.86953
6333 | 8.415 | 1 | 365 | 9.5804 | 0.28395 | 9 | 0.86437
6089 | 3.57 | 1 | 365 | 4.0644 | 0.18107 | 4 | 0.24549
6366 | 3 | 1 | 365 | 3.4155 | 0.87485 | 4 | 0.29033
5944 | 14.28 | 1 | 365 | 16.2577 | 0.72428 | 16 | 0.98197
6399 | 8.67 | 1 | 365 | 9.8707 | 0.86831 | 10 | 0.73905
9869 | 5 | 1 | 365 | 5.6925 | 0.45808 | 6 | 0.15055
9901 | 13.005 | 1 | 365 | 14.8061 | 0.80247 | 15 | 0.60858
9914 | 11.475 | 1 | 365 | 13.0642 | 0.29629 | 13 | 0.36051
9915 | 6 | 1 | 365 | 6.831 | 0.7497 | 7 | 0.58066
9917 | 7.395 | 1 | 365 | 8.4192 | 0.9465 | 9 | 0.36566
9918 | 4.59 | 1 | 365 | 5.2257 | 0.51852 | 5 | 0.7442
9381 | 11.475 | 1 | 365 | 13.0642 | 0.29629 | 13 | 0.36051
9922 | 10.965 | 1 | 365 | 12.4836 | 0.12757 | 12 | 0.61115
9921 | 7.65 | 1 | 365 | 8.7095 | 0.53086 | 9 | 0.24034
9516 | 6.867 | 1 | 365 | 7.818 | 0.73653 | 8 | 0.55456
9810 | 4.08 | 1 | 365 | 4.6451 | 0.34979 | 4 | 0.99485
9951 | 10.455 | 1 | 365 | 11.903 | 0.95885 | 12 | 0.8618
8677 | 6.75 | 1 | 365 | 7.6848 | 0.46841 | 8 | 0.15324
8628 | 5 | 1 | 365 | 5.6925 | 0.45808 | 6 | 0.15055
8976 | 4.59 | 1 | 365 | 5.2257 | 0.51852 | 5 | 0.7442
9201 | 12.495 | 1 | 365 | 14.2255 | 0.63374 | 14 | 0.85922
9103 | 5.355 | 1 | 365 | 6.0966 | 0.2716 | 6 | 0.36824
10050 | 13.77 | 1 | 365 | 15.6771 | 0.55555 | 16 | 0.23261
10064 | 7.65 | 1 | 365 | 8.7095 | 0.53086 | 9 | 0.24034
10069 | 11.985 | 1 | 365 | 13.6448 | 0.46502 | 14 | 0.10986
10127 | 6.885 | 1 | 365 | 7.8385 | 0.77778 | 8 | 0.6163
10131 | 6.885 | 1 | 365 | 7.8385 | 0.77778 | 8 | 0.6163
10133 | 10.2 | 1 | 365 | 11.6126 | 0.37448 | 11 | 0.98712
10136 | 4.25 | 1 | 365 | 4.8386 | 0.73937 | 5 | 0.57797
10146 | 3.825 | 1 | 365 | 4.3547 | 0.76543 | 5 | 0.12017
6405 | 7.14 | 1 | 365 | 8.1288 | 0.36214 | 8 | 0.49098
6410 | 4.59 | 1 | 365 | 5.2257 | 0.51852 | 5 | 0.7442
6411 | 5.355 | 1 | 365 | 6.0966 | 0.2716 | 6 | 0.36824
10149 | 2.805 | 1 | 365 | 3.1935 | 0.42798 | 3 | 0.62146
10156 | 5.61 | 1 | 365 | 6.3869 | 0.85597 | 7 | 0.24291
7249 | 11 | 1 | 365 | 12.5234 | 0.20778 | 12 | 0.73121
6490 | 8.16 | 1 | 365 | 9.2901 | 0.69959 | 9 | 0.98969
6495 | 9.18 | 1 | 365 | 10.4514 | 0.037035 | 10 | 0.48841
6501 | 7.14 | 1 | 365 | 8.1288 | 0.36214 | 8 | 0.49098
6503 | 6.25 | 1 | 365 | 7.1156 | 0.3226 | 7 | 0.43818
6505 | 13.515 | 1 | 365 | 15.3867 | 0.97119 | 16 | 0.35793
6511 | 5.61 | 1 | 365 | 6.3869 | 0.85597 | 7 | 0.24291
6512 | 4 | 1 | 365 | 4.554 | 0.16646 | 4 | 0.72044
6513 | 13.515 | 1 | 365 | 15.3867 | 0.97119 | 16 | 0.35793
6519 | 4.335 | 1 | 365 | 4.9354 | 0.93416 | 5 | 0.86953
6522 | 7.25 | 1 | 365 | 8.2541 | 0.61422 | 8 | 0.86829
6523 | 5.355 | 1 | 365 | 6.0966 | 0.2716 | 6 | 0.36824
6340 | 5.865 | 1 | 365 | 6.6773 | 0.44033 | 7 | 0.11759
6526 | 2.805 | 1 | 365 | 3.1935 | 0.42798 | 3 | 0.62146
6527 | 5.1 | 1 | 365 | 5.8063 | 0.68724 | 6 | 0.49356
6413 | 3.315 | 1 | 365 | 3.7741 | 0.59671 | 4 | 0.37081
6529 | 5.1 | 1 | 365 | 5.8063 | 0.68724 | 6 | 0.49356
6530 | 9.18 | 1 | 365 | 10.4514 | 0.037035 | 10 | 0.48841
5680 | 4.08 | 1 | 365 | 4.6451 | 0.34979 | 4 | 0.99485
6532 | 7.905 | 1 | 365 | 8.9998 | 0.11522 | 9 | 0.11502
6536 | 8.48 | 1 | 365 | 9.6544 | 0.4329 | 10 | 0.087329
6537 | 4.335 | 1 | 365 | 4.9354 | 0.93416 | 5 | 0.86953
6483 | 11.22 | 1 | 365 | 12.7739 | 0.71193 | 13 | 0.48583
6488 | 3.825 | 1 | 365 | 4.3547 | 0.76543 | 5 | 0.12017
6350 | 6.12 | 1 | 365 | 6.9676 | 0.02469 | 6 | 0.99227
6651 | 6.375 | 1 | 365 | 7.2579 | 0.60905 | 7 | 0.86695
6653 | 10.71 | 1 | 365 | 12.1933 | 0.54321 | 12 | 0.73647
6654 | 7.65 | 1 | 365 | 8.7095 | 0.53086 | 9 | 0.24034
6655 | 5.1 | 1 | 365 | 5.8063 | 0.68724 | 6 | 0.49356
6771 | 13.515 | 1 | 365 | 15.3867 | 0.97119 | 16 | 0.35793
6775 | 12.495 | 1 | 365 | 14.2255 | 0.63374 | 14 | 0.85922
6790 | 6.63 | 1 | 365 | 7.5482 | 0.19341 | 7 | 0.74163
6791 | 3.57 | 1 | 365 | 4.0644 | 0.18107 | 4 | 0.24549
6916 | 3.75 | 1 | 365 | 4.2694 | 0.59356 | 4 | 0.86291
6938 | 8.16 | 1 | 365 | 9.2901 | 0.69959 | 9 | 0.98969
7806 | 4.5 | 1 | 365 | 5.1232 | 0.31227 | 5 | 0.43549
6942 | 3.25 | 1 | 365 | 3.7001 | 0.44775 | 4 | 0.14786
9039 | 4.165 | 1 | 365 | 4.7418 | 0.54458 | 5 | 0.28641
7803 | 6.885 | 1 | 365 | 7.8385 | 0.77778 | 8 | 0.6163
8407 | 8.16 | 1 | 365 | 9.2901 | 0.69959 | 9 | 0.98969
7003 | 10.455 | 1 | 365 | 11.903 | 0.95885 | 12 | 0.8618
8391 | 5.61 | 1 | 365 | 6.3869 | 0.85597 | 7 | 0.24291
7009 | 7.14 | 1 | 365 | 8.1288 | 0.36214 | 8 | 0.49098
7013 | 7.65 | 1 | 365 | 8.7095 | 0.53086 | 9 | 0.24034
7818 | 2.75 | 1 | 365 | 3.1309 | 0.30194 | 3 | 0.4328
7023 | 3.57 | 1 | 365 | 4.0644 | 0.18107 | 4 | 0.24549
7024 | 5.61 | 1 | 365 | 6.3869 | 0.85597 | 7 | 0.24291
7026 | 7.65 | 1 | 365 | 8.7095 | 0.53086 | 9 | 0.24034
7819 | 4.25 | 1 | 365 | 4.8386 | 0.73937 | 5 | 0.57797
7036 | 8.67 | 1 | 365 | 9.8707 | 0.86831 | 10 | 0.73905
6452 | 8.4 | 1 | 365 | 9.5633 | 0.24957 | 9 | 0.81292
7673 | 6.57 | 1 | 365 | 7.4799 | 0.055917 | 7 | 0.53582
6729 | 4 | 1 | 365 | 4.554 | 0.16646 | 4 | 0.72044
7847 | 6.12 | 1 | 365 | 6.9676 | 0.02469 | 6 | 0.99227
6731 | 6.375 | 1 | 365 | 7.2579 | 0.25427 | 7 | 0.51216
7094 | 6.885 | 1 | 365 | 7.8385 | 0.77778 | 8 | 0.6163
8165 | 4 | 1 | 365 | 4.554 | 0.16646 | 4 | 0.72044
7136 | 7.65 | 1 | 365 | 8.7095 | 0.53086 | 9 | 0.24034
8457 | 3 | 1 | 365 | 3.4155 | 0.87485 | 4 | 0.29033
7138 | 10.2 | 1 | 365 | 11.6126 | 0.37448 | 11 | 0.98712
8460 | 8.415 | 1 | 365 | 9.5804 | 0.28395 | 9 | 0.86437
7144 | 6.5 | 1 | 365 | 7.4002 | 0.8955 | 8 | 0.29571
7969 | 8.67 | 1 | 365 | 9.8707 | 0.86831 | 10 | 0.73905
7668 | 8 | 1 | 365 | 9.1079 | 0.33293 | 9 | 0.44088
7665 | 3.75 | 1 | 365 | 4.2694 | 0.59356 | 4 | 0.86291
7986 | 7.65 | 1 | 365 | 8.7095 | 0.53086 | 9 | 0.24034
7976 | 8.415 | 1 | 365 | 9.5804 | 0.28395 | 9 | 0.86437
7662 | 6.375 | 1 | 365 | 7.2579 | 0.60905 | 7 | 0.86695
5386 | 6 | 1 | 365 | 6.831 | 0.7497 | 7 | 0.58066
7974 | 6.5 | 1 | 365 | 7.4002 | 0.8955 | 8 | 0.29571
6088 | 8.67 | 1 | 365 | 9.8707 | 0.86831 | 10 | 0.73905
7126 | 15.3 | 1 | 365 | 17.419 | 0.061725 | 17 | 0.48068
7975 | 7.65 | 1 | 365 | 8.7095 | 0.53086 | 9 | 0.24034
7646 | 7 | 1 | 365 | 7.9695 | 0.041312 | 8 | 0.010767
7973 | 8.16 | 1 | 365 | 9.2901 | 0.69959 | 9 | 0.98969
6440 | 6 | 1 | 365 | 6.831 | 0.7497 | 7 | 0.58066
7972 | 4 | 1 | 365 | 4.554 | 0.16646 | 4 | 0.72044
7888 | 5.865 | 1 | 365 | 6.6773 | 0.44033 | 7 | 0.11759
7971 | 8.67 | 1 | 365 | 9.8707 | 0.86831 | 10 | 0.73905
7815 | 3.06 | 1 | 365 | 3.4838 | 0.012345 | 3 | 0.49614
7813 | 5.865 | 1 | 365 | 6.6773 | 0.44033 | 7 | 0.11759
8732 | 6.885 | 1 | 365 | 7.8385 | 0.77778 | 8 | 0.6163
7779 | 6.12 | 1 | 365 | 6.9676 | 0.02469 | 6 | 0.99227
8313 | 7.14 | 1 | 365 | 8.1288 | 0.36214 | 8 | 0.49098
7617 | 9.18 | 1 | 365 | 10.4514 | 0.037035 | 10 | 0.48841
7607 | 5.635 | 1 | 365 | 6.4154 | 0.91326 | 7 | 0.32867
8317 | 9.18 | 1 | 365 | 10.4514 | 0.037035 | 10 | 0.48841
7623 | 5.61 | 1 | 365 | 6.3869 | 0.85597 | 7 | 0.24291
7632 | 5.355 | 1 | 365 | 6.0966 | 0.2716 | 6 | 0.36824
8324 | 4.08 | 1 | 365 | 4.6451 | 0.34979 | 4 | 0.99485
6937 | 6.375 | 1 | 365 | 7.2579 | 0.60905 | 7 | 0.86695
7611 | 6.25 | 1 | 365 | 7.1156 | 0.3226 | 7 | 0.43818
7638 | 2 | 1 | 365 | 2.277 | 0.58323 | 2 | 0.86022
5866 | 8.925 | 1 | 365 | 10.1611 | 0.45267 | 10 | 0.61373
8443 | 7.65 | 1 | 365 | 8.7095 | 0.53086 | 9 | 0.24034
5877 | 11.22 | 1 | 365 | 12.7739 | 0.71193 | 13 | 0.48583
8328 | 8.415 | 1 | 365 | 9.5804 | 0.28395 | 9 | 0.86437
8389 | 5.865 | 1 | 365 | 6.6773 | 0.44033 | 7 | 0.11759
6191 | 13.77 | 1 | 365 | 15.6771 | 0.55555 | 16 | 0.23261
7658 | 5.355 | 1 | 365 | 6.0966 | 0.2716 | 6 | 0.36824
6270 | 7.905 | 1 | 365 | 8.9998 | 0.11522 | 9 | 0.11502
8417 | 6.75 | 1 | 365 | 7.6848 | 0.46841 | 8 | 0.15324
6587 | 3.6 | 1 | 365 | 4.0986 | 0.24982 | 4 | 0.34839
8387 | 4.335 | 1 | 365 | 4.9354 | 0.93416 | 5 | 0.86953
6616 | 6.6 | 1 | 365 | 7.5141 | 0.12467 | 7 | 0.63872
8727 | 5.865 | 1 | 365 | 6.6773 | 0.44033 | 7 | 0.11759
8721 | 4.59 | 1 | 365 | 5.2257 | 0.51852 | 5 | 0.7442
7908 | 3.06 | 1 | 365 | 3.4838 | 0.012345 | 3 | 0.49614
6665 | 14.025 | 1 | 365 | 15.9674 | 0.13991 | 16 | 0.10729
8653 | 7.14 | 1 | 365 | 8.1288 | 0.36214 | 8 | 0.49098
6720 | 14.79 | 1 | 365 | 16.8383 | 0.893 | 17 | 0.73132
8650 | 6.375 | 1 | 365 | 7.2579 | 0.60905 | 7 | 0.86695
6765 | 9.25 | 1 | 365 | 10.5311 | 0.19745 | 10 | 0.72851
7961 | 4 | 1 | 365 | 4.554 | 0.16646 | 4 | 0.72044
6768 | 9.69 | 1 | 365 | 11.032 | 0.20576 | 11 | 0.23776
8645 | 8.67 | 1 | 365 | 9.8707 | 0.86831 | 10 | 0.73905
7960 | 7.905 | 1 | 365 | 8.9998 | 0.11522 | 9 | 0.11502
8638 | 5.865 | 1 | 365 | 6.6773 | 0.44033 | 7 | 0.11759
7957 | 6.885 | 1 | 365 | 7.8385 | 0.77778 | 8 | 0.6163
8630 | 3.825 | 1 | 365 | 4.3547 | 0.76543 | 5 | 0.12017
7993 | 5.355 | 1 | 365 | 6.0966 | 0.2716 | 6 | 0.36824
8612 | 4.335 | 1 | 365 | 4.9354 | 0.93416 | 5 | 0.86953
7988 | 4.59 | 1 | 365 | 5.2257 | 0.51852 | 5 | 0.7442
8018 | 5.75 | 1 | 365 | 6.5463 | 0.17679 | 6 | 0.72313
8500 | 2.94 | 1 | 365 | 3.3472 | 0.73735 | 4 | 0.084522
8573 | 4.59 | 1 | 365 | 5.2257 | 0.51852 | 5 | 0.7442
8749 | 6.63 | 1 | 365 | 7.5482 | 0.19341 | 7 | 0.74163
8738 | 7.395 | 1 | 365 | 8.4192 | 0.9465 | 9 | 0.36566
9363 | 4.08 | 1 | 365 | 4.6451 | 0.34979 | 4 | 0.99485
7996 | 5.355 | 1 | 365 | 6.0966 | 0.2716 | 6 | 0.36824
8023 | 5.355 | 1 | 365 | 6.0966 | 0.2716 | 6 | 0.36824
8550 | 7.905 | 1 | 365 | 8.9998 | 0.11522 | 9 | 0.11502
9368 | 2.75 | 1 | 365 | 3.1309 | 0.30194 | 3 | 0.4328
9372 | 8.415 | 1 | 365 | 9.5804 | 0.28395 | 9 | 0.86437
8609 | 5.1 | 1 | 365 | 5.8063 | 0.68724 | 6 | 0.49356
7829 | 4.845 | 1 | 365 | 5.516 | 0.10288 | 5 | 0.61888
8566 | 5.1 | 1 | 365 | 5.8063 | 0.68724 | 6 | 0.49356
9380 | 8.75 | 1 | 365 | 9.9618 | 0.05164 | 10 | 0.013459
8848 | 6.885 | 1 | 365 | 7.8385 | 0.77778 | 8 | 0.6163
8576 | 7.395 | 1 | 365 | 8.4192 | 0.9465 | 9 | 0.36566
9384 | 6.12 | 1 | 365 | 6.9676 | 0.02469 | 6 | 0.99227
7892 | 1.53 | 1 | 365 | 1.7419 | 0.50617 | 2 | 0.24807
8586 | 1.75 | 1 | 365 | 1.9924 | 0.010328 | 2 | 0.0026918
9394 | 4.08 | 1 | 365 | 4.6451 | 0.34979 | 4 | 0.99485
9389 | 9.18 | 1 | 365 | 10.4514 | 0.037035 | 10 | 0.48841
8837 | 4 | 1 | 365 | 4.554 | 0.16646 | 4 | 0.72044
8318 | 8.67 | 1 | 365 | 9.8707 | 0.86831 | 10 | 0.73905
8970 | 7.14 | 1 | 365 | 8.1288 | 0.36214 | 8 | 0.49098
7274 | 6.63 | 1 | 365 | 7.5482 | 0.19341 | 7 | 0.74163
7808 | 3.825 | 1 | 365 | 4.3547 | 0.76543 | 5 | 0.12017
8962 | 8.415 | 1 | 365 | 9.5804 | 0.28395 | 9 | 0.86437
7286 | 13.25 | 1 | 365 | 15.085 | 0.36391 | 15 | 0.44895
8949 | 8.415 | 1 | 365 | 9.5804 | 0.28395 | 9 | 0.86437
7288 | 5.1 | 1 | 365 | 5.8063 | 0.68724 | 6 | 0.49356
8956 | 7.905 | 1 | 365 | 8.9998 | 0.11522 | 9 | 0.11502
8932 | 6 | 1 | 365 | 6.831 | 0.7497 | 7 | 0.58066
7831 | 3.5 | 1 | 365 | 3.9847 | 0.020656 | 4 | 0.0053836
6406 | 6.12 | 1 | 365 | 6.9676 | 0.02469 | 6 | 0.99227
6493 | 9.69 | 1 | 365 | 11.032 | 0.20576 | 11 | 0.23776
7824 | 4.08 | 1 | 365 | 4.6451 | 0.34979 | 4 | 0.99485
8151 | 8.67 | 1 | 365 | 9.8707 | 0.86831 | 10 | 0.73905
6735 | 5.355 | 1 | 365 | 6.0966 | 0.2716 | 6 | 0.36824
8250 | 2.75 | 1 | 365 | 3.1309 | 0.30194 | 3 | 0.4328
7312 | 8.67 | 1 | 365 | 9.8707 | 0.86831 | 10 | 0.73905
7315 | 7.395 | 1 | 365 | 8.4192 | 0.9465 | 9 | 0.36566
8928 | 8.415 | 1 | 365 | 9.5804 | 0.28395 | 9 | 0.86437
7355 | 10.455 | 1 | 365 | 11.903 | 0.95885 | 12 | 0.8618
8238 | 5.61 | 1 | 365 | 6.3869 | 0.85597 | 7 | 0.24291
7387 | 13.005 | 1 | 365 | 14.8061 | 0.80247 | 15 | 0.60858
8647 | 2.55 | 1 | 365 | 2.9032 | 0.84362 | 3 | 0.74678
7401 | 4.59 | 1 | 365 | 5.2257 | 0.51852 | 5 | 0.7442
7409 | 12.495 | 1 | 365 | 14.2255 | 0.63374 | 14 | 0.85922
7434 | 9.18 | 1 | 365 | 10.4514 | 0.037035 | 10 | 0.48841
8221 | 9.69 | 1 | 365 | 11.032 | 0.20576 | 11 | 0.23776
7467 | 6.63 | 1 | 365 | 7.5482 | 0.19341 | 7 | 0.74163
7323 | 6.12 | 1 | 365 | 6.9676 | 0.02469 | 6 | 0.99227
8211 | 5.355 | 1 | 365 | 6.0966 | 0.2716 | 6 | 0.36824
6663 | 6.885 | 1 | 365 | 7.8385 | 0.77778 | 8 | 0.6163
8636 | 8.16 | 1 | 365 | 9.2901 | 0.69959 | 9 | 0.98969
8627 | 7.395 | 1 | 365 | 8.4192 | 0.9465 | 9 | 0.36566
5731 | 2.295 | 1 | 365 | 2.6128 | 0.25926 | 2 | 0.8721
5573 | 10.5 | 1 | 365 | 11.9542 | 0.061968 | 12 | 0.016151
5568 | 17.34 | 1 | 365 | 19.7415 | 0.73662 | 20 | 0.4781
8740 | 7.65 | 1 | 365 | 8.7095 | 0.53086 | 9 | 0.24034
8000 | 4.845 | 1 | 365 | 5.516 | 0.10288 | 5 | 0.61888
8416 | 3.825 | 1 | 365 | 4.3547 | 0.76543 | 5 | 0.12017
9089 | 7.5 | 1 | 365 | 8.5387 | 0.18712 | 8 | 0.72582
9208 | 3.57 | 1 | 365 | 4.0644 | 0.18107 | 4 | 0.24549
8429 | 8.16 | 1 | 365 | 9.2901 | 0.69959 | 9 | 0.98969
7817 | 6.63 | 1 | 365 | 7.5482 | 0.19341 | 7 | 0.74163
8060 | 4.59 | 1 | 365 | 5.2257 | 0.51852 | 5 | 0.7442
9326 | 2.805 | 1 | 365 | 3.1935 | 0.42798 | 3 | 0.62146
8047 | 6.63 | 1 | 365 | 7.5482 | 0.19341 | 7 | 0.74163
8546 | 4.5 | 1 | 365 | 5.1232 | 0.31227 | 5 | 0.43549
7708 | 5.61 | 1 | 365 | 6.3869 | 0.85597 | 7 | 0.24291
8425 | 8.925 | 1 | 365 | 10.1611 | 0.45267 | 10 | 0.61373
7850 | 4.75 | 1 | 365 | 5.4078 | 0.88518 | 6 | 0.29302
9302 | 5.865 | 1 | 365 | 6.6773 | 0.44033 | 7 | 0.11759
7695 | 7.25 | 1 | 365 | 8.2541 | 0.61422 | 8 | 0.86829
8409 | 7.5 | 1 | 365 | 8.5387 | 0.18712 | 8 | 0.72582
8322 | 7.395 | 1 | 365 | 8.4192 | 0.9465 | 9 | 0.36566
8146 | 6.885 | 1 | 365 | 7.8385 | 0.77778 | 8 | 0.6163
8485 | 13.005 | 1 | 365 | 14.8061 | 0.80247 | 15 | 0.60858
9324 | 4.845 | 1 | 365 | 5.516 | 0.10288 | 5 | 0.61888
8046 | 7.395 | 1 | 365 | 8.4192 | 0.9465 | 9 | 0.36566
8668 | 6 | 1 | 365 | 6.831 | 0.7497 | 7 | 0.58066
8775 | 6.12 | 1 | 365 | 6.9676 | 0.02469 | 6 | 0.99227
8421 | 4.08 | 1 | 365 | 4.6451 | 0.34979 | 4 | 0.99485
8170 | 8.16 | 1 | 365 | 9.2901 | 0.69959 | 9 | 0.98969
8781 | 4.75 | 1 | 365 | 5.4078 | 0.88518 | 6 | 0.29302
8494 | 5 | 1 | 365 | 5.6925 | 0.45808 | 6 | 0.15055
9325 | 9.435 | 1 | 365 | 10.7417 | 0.6214 | 11 | 0.36308
7828 | 9.435 | 1 | 365 | 10.7417 | 0.6214 | 11 | 0.36308
8161 | 7.395 | 1 | 365 | 8.4192 | 0.9465 | 9 | 0.36566
7721 | 6.63 | 1 | 365 | 7.5482 | 0.19341 | 7 | 0.74163
8439 | 5.61 | 1 | 365 | 6.3869 | 0.85597 | 7 | 0.24291
7701 | 6.63 | 1 | 365 | 7.5482 | 0.19341 | 7 | 0.74163
9009 | 5.61 | 1 | 365 | 6.3869 | 0.85597 | 7 | 0.24291
8177 | 5.61 | 1 | 365 | 6.3869 | 0.85597 | 7 | 0.24291
7704 | 6.375 | 1 | 365 | 7.2579 | 0.60905 | 7 | 0.86695
8167 | 6.885 | 1 | 365 | 7.8385 | 0.77778 | 8 | 0.6163
7691 | 4.25 | 1 | 365 | 4.8386 | 0.73937 | 5 | 0.57797
8496 | 3.25 | 1 | 365 | 3.7001 | 0.44775 | 4 | 0.14786
7331 | 4.59 | 1 | 365 | 5.2257 | 0.51852 | 5 | 0.7442
8466 | 8.925 | 1 | 365 | 10.1611 | 0.45267 | 10 | 0.61373
8386 | 7 | 1 | 365 | 7.9695 | 0.041312 | 8 | 0.010767
7546 | 6.375 | 1 | 365 | 7.2579 | 0.60905 | 7 | 0.86695
8469 | 6.12 | 1 | 365 | 6.9676 | 0.02469 | 6 | 0.99227
8333 | 9.69 | 1 | 365 | 11.032 | 0.20576 | 11 | 0.23776
7637 | 8.415 | 1 | 365 | 9.5804 | 0.28395 | 9 | 0.86437
7556 | 6.63 | 1 | 365 | 7.5482 | 0.19341 | 7 | 0.74163
8651 | 6.12 | 1 | 365 | 6.9676 | 0.02469 | 6 | 0.99227
8329 | 4.5 | 1 | 365 | 5.1232 | 0.31227 | 5 | 0.43549
8315 | 8.16 | 1 | 365 | 9.2901 | 0.69959 | 9 | 0.98969
8247 | 6.63 | 1 | 365 | 7.5482 | 0.19341 | 7 | 0.74163
9662 | 7.395 | 1 | 365 | 8.4192 | 0.9465 | 9 | 0.36566
8321 | 3.315 | 1 | 365 | 3.7741 | 0.59671 | 4 | 0.37081
8890 | 5.355 | 1 | 365 | 6.0966 | 0.2716 | 6 | 0.36824
8884 | 2.805 | 1 | 365 | 3.1935 | 0.42798 | 3 | 0.62146
8261 | 6.12 | 1 | 365 | 6.9676 | 0.02469 | 6 | 0.99227
8418 | 4.08 | 1 | 365 | 4.6451 | 0.34979 | 4 | 0.99485
9401 | 5.355 | 1 | 365 | 6.0966 | 0.2716 | 6 | 0.36824
8887 | 5.61 | 1 | 365 | 6.3869 | 0.85597 | 7 | 0.24291
8560 | 4.335 | 1 | 365 | 4.9354 | 0.93416 | 5 | 0.86953
8452 | 4.08 | 1 | 365 | 4.6451 | 0.34979 | 4 | 0.99485
8289 | 7.65 | 1 | 365 | 8.7095 | 0.53086 | 9 | 0.24034
9416 | 3.825 | 1 | 365 | 4.3547 | 0.76543 | 5 | 0.12017
8426 | 4.08 | 1 | 365 | 4.6451 | 0.34979 | 4 | 0.99485
8311 | 8.67 | 1 | 365 | 9.8707 | 0.86831 | 10 | 0.73905
9415 | 3.315 | 1 | 365 | 3.7741 | 0.59671 | 4 | 0.37081
8308 | 7.395 | 1 | 365 | 8.4192 | 0.9465 | 9 | 0.36566
8227 | 8.925 | 1 | 365 | 10.1611 | 0.45267 | 10 | 0.61373
8294 | 4.335 | 1 | 365 | 4.9354 | 0.93416 | 5 | 0.86953
8237 | 9.945 | 1 | 365 | 11.3223 | 0.79012 | 12 | 0.11244
8875 | 6.12 | 1 | 365 | 6.9676 | 0.02469 | 6 | 0.99227
8282 | 8.67 | 1 | 365 | 9.8707 | 0.86831 | 10 | 0.73905
8299 | 2.295 | 1 | 365 | 2.6128 | 0.25926 | 2 | 0.8721
8346 | 6.12 | 1 | 365 | 6.9676 | 0.02469 | 6 | 0.99227
8726 | 3.315 | 1 | 365 | 3.7741 | 0.59671 | 4 | 0.37081
9670 | 5.865 | 1 | 365 | 6.6773 | 0.44033 | 7 | 0.11759
8471 | 7.905 | 1 | 365 | 8.9998 | 0.11522 | 9 | 0.11502
8742 | 8.16 | 1 | 365 | 9.2901 | 0.69959 | 9 | 0.98969
8464 | 9.69 | 1 | 365 | 11.032 | 0.20576 | 11 | 0.23776
9127 | 6.375 | 1 | 365 | 7.2579 | 0.60905 | 7 | 0.86695
8786 | 3.825 | 1 | 365 | 4.3547 | 0.76543 | 5 | 0.12017
8480 | 8.67 | 1 | 365 | 9.8707 | 0.86831 | 10 | 0.73905
8752 | 5.61 | 1 | 365 | 6.3869 | 0.85597 | 7 | 0.24291
9149 | 9.945 | 1 | 365 | 11.3223 | 0.79012 | 12 | 0.11244
8765 | 7.14 | 1 | 365 | 8.1288 | 0.36214 | 8 | 0.49098
9123 | 8.67 | 1 | 365 | 9.8707 | 0.86831 | 10 | 0.73905
9640 | 3.825 | 1 | 365 | 4.3547 | 0.76543 | 5 | 0.12017
8774 | 3.06 | 1 | 365 | 3.4838 | 0.012345 | 3 | 0.49614
8458 | 6.375 | 1 | 365 | 7.2579 | 0.60905 | 7 | 0.86695
8737 | 8.16 | 1 | 365 | 9.2901 | 0.69959 | 9 | 0.98969
9137 | 8.16 | 1 | 365 | 9.2901 | 0.69959 | 9 | 0.98969
8760 | 5.61 | 1 | 365 | 6.3869 | 0.85597 | 7 | 0.24291
8611 | 5.865 | 1 | 365 | 6.6773 | 0.44033 | 7 | 0.11759
8713 | 6.885 | 1 | 365 | 7.8385 | 0.77778 | 8 | 0.6163
8508 | 5.335 | 1 | 365 | 6.0739 | 0.22577 | 6 | 0.29963
8756 | 6 | 1 | 365 | 6.831 | 0.7497 | 7 | 0.58066
9665 | 4.845 | 1 | 365 | 5.516 | 0.10288 | 5 | 0.61888
9612 | 7 | 1 | 365 | 7.9695 | 0.041312 | 8 | 0.010767
9514 | 4.845 | 1 | 365 | 5.516 | 0.10288 | 5 | 0.61888
9551 | 4.59 | 1 | 365 | 5.2257 | 0.51852 | 5 | 0.7442
8988 | 3.06 | 1 | 365 | 3.4838 | 0.012345 | 3 | 0.49614
9101 | 2.04 | 1 | 365 | 2.3225 | 0.6749 | 2 | 0.99742
7647 | 11.985 | 1 | 365 | 13.6448 | 0.46502 | 14 | 0.10986
8834 | 8.415 | 1 | 365 | 9.5804 | 0.28395 | 9 | 0.86437
7651 | 11.22 | 1 | 365 | 12.7739 | 0.71193 | 13 | 0.48583
8791 | 6.12 | 1 | 365 | 6.9676 | 0.02469 | 6 | 0.99227
8594 | 7 | 1 | 365 | 7.9695 | 0.041312 | 8 | 0.010767
8983 | 7.14 | 1 | 365 | 8.1288 | 0.36214 | 8 | 0.49098
9166 | 7.905 | 1 | 365 | 8.9998 | 0.11522 | 9 | 0.11502
8660 | 6.12 | 1 | 365 | 6.9676 | 0.02469 | 6 | 0.99227
7736 | 4.08 | 1 | 365 | 4.6451 | 0.34979 | 4 | 0.99485
7738 | 3.06 | 1 | 365 | 3.4838 | 0.012345 | 3 | 0.49614
9183 | 8.415 | 1 | 365 | 9.5804 | 0.28395 | 9 | 0.86437
7430 | 5.61 | 1 | 365 | 6.3869 | 0.85597 | 7 | 0.24291
7741 | 7.395 | 1 | 365 | 8.4192 | 0.9465 | 9 | 0.36566
9173 | 5.1 | 1 | 365 | 5.8063 | 0.68724 | 6 | 0.49356
7754 | 8.67 | 1 | 365 | 9.8707 | 0.86831 | 10 | 0.73905
7759 | 11.475 | 1 | 365 | 13.0642 | 0.29629 | 13 | 0.36051
9409 | 8.16 | 1 | 365 | 9.2901 | 0.69959 | 9 | 0.98969
7774 | 5.865 | 1 | 365 | 6.6773 | 0.44033 | 7 | 0.11759
9095 | 4.59 | 1 | 365 | 5.2257 | 0.51852 | 5 | 0.7442
7773 | 7.5 | 1 | 365 | 8.5387 | 0.18712 | 8 | 0.72582
7780 | 10.71 | 1 | 365 | 12.1933 | 0.54321 | 12 | 0.73647
9184 | 7.395 | 1 | 365 | 8.4192 | 0.9465 | 9 | 0.36566
8690 | 6.63 | 1 | 365 | 7.5482 | 0.19341 | 7 | 0.74163
9185 | 6.63 | 1 | 365 | 7.5482 | 0.19341 | 7 | 0.74163
9556 | 6.885 | 1 | 365 | 7.8385 | 0.77778 | 8 | 0.6163
8680 | 5.355 | 1 | 365 | 6.0966 | 0.2716 | 6 | 0.36824
8656 | 6.885 | 1 | 365 | 7.8385 | 0.77778 | 8 | 0.6163
8652 | 4.08 | 1 | 365 | 4.6451 | 0.34979 | 4 | 0.99485
7853 | 3 | 1 | 365 | 3.4155 | 0.87485 | 4 | 0.29033
7856 | 3.57 | 1 | 365 | 4.0644 | 0.18107 | 4 | 0.24549
7863 | 6.75 | 1 | 365 | 7.6848 | 0.46841 | 8 | 0.15324
7742 | 4.59 | 1 | 365 | 5.2257 | 0.51852 | 5 | 0.7442
7869 | 7.25 | 1 | 365 | 8.2541 | 0.61422 | 8 | 0.86829
7870 | 7 | 1 | 365 | 7.9695 | 0.041312 | 8 | 0.010767
8798 | 6.63 | 1 | 365 | 7.5482 | 0.19341 | 7 | 0.74163
8125 | 10.455 | 1 | 365 | 11.903 | 0.95885 | 12 | 0.8618
9191 | 7.14 | 1 | 365 | 8.1288 | 0.36214 | 8 | 0.49098
8128 | 11.22 | 1 | 365 | 12.7739 | 0.71193 | 13 | 0.48583
8801 | 5.865 | 1 | 365 | 6.6773 | 0.44033 | 7 | 0.11759
9195 | 5.355 | 1 | 365 | 6.0966 | 0.2716 | 6 | 0.36824
8133 | 9.945 | 1 | 365 | 11.3223 | 0.79012 | 12 | 0.11244
8134 | 7.395 | 1 | 365 | 8.4192 | 0.9465 | 9 | 0.36566
8839 | 4.335 | 1 | 365 | 4.9354 | 0.93416 | 5 | 0.86953
9204 | 9.18 | 1 | 365 | 10.4514 | 0.037035 | 10 | 0.48841
9352 | 3.315 | 1 | 365 | 3.7741 | 0.59671 | 4 | 0.37081
9353 | 6.25 | 1 | 365 | 7.1156 | 0.3226 | 7 | 0.43818
8803 | 8.415 | 1 | 365 | 9.5804 | 0.28395 | 9 | 0.86437
8181 | 12.495 | 1 | 365 | 14.2255 | 0.63374 | 14 | 0.85922
7140 | 19 | 1 | 365 | 21.6314 | 0.5407 | 22 | 0.17208
8223 | 12.25 | 1 | 365 | 13.9465 | 0.072296 | 14 | 0.018843
8228 | 11.475 | 1 | 365 | 13.0642 | 0.29629 | 13 | 0.36051
9933 | 6.63 | 1 | 365 | 7.5482 | 0.19341 | 7 | 0.74163
9162 | 3.315 | 1 | 365 | 3.7741 | 0.59671 | 4 | 0.37081
9055 | 4.59 | 1 | 365 | 5.2257 | 0.51852 | 5 | 0.7442
8856 | 6.12 | 1 | 365 | 6.9676 | 0.02469 | 6 | 0.99227
8934 | 8.16 | 1 | 365 | 9.2901 | 0.69959 | 9 | 0.98969
9096 | 8.925 | 1 | 365 | 10.1611 | 0.45267 | 10 | 0.61373
9373 | 3.825 | 1 | 365 | 4.3547 | 0.76543 | 5 | 0.12017
8305 | 11.25 | 1 | 365 | 12.8081 | 0.78068 | 13 | 0.58873
8862 | 3.06 | 1 | 365 | 3.4838 | 0.012345 | 3 | 0.49614
8312 | 6.63 | 1 | 365 | 7.5482 | 0.19341 | 7 | 0.74163
9357 | 8.67 | 1 | 365 | 9.8707 | 0.86831 | 10 | 0.73905
8368 | 6.63 | 1 | 365 | 7.5482 | 0.19341 | 7 | 0.74163
8854 | 7.65 | 1 | 365 | 8.7095 | 0.53086 | 9 | 0.24034
8400 | 6.885 | 1 | 365 | 7.8385 | 0.77778 | 8 | 0.6163
8403 | 4.08 | 1 | 365 | 4.6451 | 0.34979 | 4 | 0.99485
8929 | 4.08 | 1 | 365 | 4.6451 | 0.34979 | 4 | 0.99485
8415 | 4.59 | 1 | 365 | 5.2257 | 0.51852 | 5 | 0.7442
8937 | 6.885 | 1 | 365 | 7.8385 | 0.77778 | 8 | 0.6163
9789 | 6.63 | 1 | 365 | 7.5482 | 0.19341 | 7 | 0.74163
8595 | 6.885 | 1 | 365 | 7.8385 | 0.77778 | 8 | 0.6163
8601 | 8.16 | 1 | 365 | 9.2901 | 0.69959 | 9 | 0.98969
8597 | 5.355 | 1 | 365 | 6.0966 | 0.2716 | 6 | 0.36824
8623 | 10.2 | 1 | 365 | 11.6126 | 0.37448 | 11 | 0.98712
8629 | 4.75 | 1 | 365 | 5.4078 | 0.88518 | 6 | 0.29302
8634 | 4.59 | 1 | 365 | 5.2257 | 0.51852 | 5 | 0.7442
8503 | 3.315 | 1 | 365 | 3.7741 | 0.59671 | 4 | 0.37081
8667 | 8.5 | 1 | 365 | 9.6772 | 0.47874 | 10 | 0.15593
8670 | 9.945 | 1 | 365 | 11.3223 | 0.79012 | 12 | 0.11244
8672 | 2.94 | 1 | 365 | 3.3472 | 0.73735 | 4 | 0.084522
8676 | 13.005 | 1 | 365 | 14.8061 | 0.80247 | 15 | 0.60858
8684 | 4.59 | 1 | 365 | 5.2257 | 0.51852 | 5 | 0.7442
9018 | 4.335 | 1 | 365 | 4.9354 | 0.93416 | 5 | 0.86953
9851 | 6.12 | 1 | 365 | 6.9676 | 0.02469 | 6 | 0.99227
8944 | 6.63 | 1 | 365 | 7.5482 | 0.19341 | 7 | 0.74163
9844 | 7.14 | 1 | 365 | 8.1288 | 0.36214 | 8 | 0.49098
8770 | 13.26 | 1 | 365 | 15.0964 | 0.38683 | 15 | 0.48325
7431 | 4.845 | 1 | 365 | 5.516 | 0.10288 | 5 | 0.61888
9650 | 8.16 | 1 | 365 | 9.2901 | 0.69959 | 9 | 0.98969
9025 | 4.59 | 1 | 365 | 5.2257 | 0.51852 | 5 | 0.7442
9848 | 8.67 | 1 | 365 | 9.8707 | 0.86831 | 10 | 0.73905
9005 | 7.65 | 1 | 365 | 8.7095 | 0.53086 | 9 | 0.24034
9675 | 4.08 | 1 | 365 | 4.6451 | 0.34979 | 4 | 0.99485
9017 | 4.335 | 1 | 365 | 4.9354 | 0.93416 | 5 | 0.86953
9823 | 4.335 | 1 | 365 | 4.9354 | 0.93416 | 5 | 0.86953
9849 | 8.16 | 1 | 365 | 9.2901 | 0.69959 | 9 | 0.98969
9853 | 5.1 | 1 | 365 | 5.8063 | 0.68724 | 6 | 0.49356
9563 | 8.16 | 1 | 365 | 9.2901 | 0.69959 | 9 | 0.98969
9567 | 4.08 | 1 | 365 | 4.6451 | 0.34979 | 4 | 0.99485
9539 | 6.12 | 1 | 365 | 6.9676 | 0.02469 | 6 | 0.99227
7729 | 9.945 | 1 | 365 | 11.3223 | 0.79012 | 12 | 0.11244
9052 | 9.435 | 1 | 365 | 10.7417 | 0.6214 | 11 | 0.36308
8859 | 4.335 | 1 | 365 | 4.9354 | 0.93416 | 5 | 0.86953
8861 | 7.65 | 1 | 365 | 8.7095 | 0.53086 | 9 | 0.24034
8851 | 4.845 | 1 | 365 | 5.516 | 0.10288 | 5 | 0.61888
140 | 1178.1 | 0.9 | 365 | 1207.1334 | 0.77753 | 1207 | 0.91091
6734 | 7.28 | 1 | 365 | 8.2882 | 0.68296 | 8 | 0.9712
7559 | 9.435 | 1 | 365 | 10.7417 | 0.6214 | 11 | 0.36308
8992 | 14.79 | 1 | 365 | 16.8383 | 0.893 | 17 | 0.73132
9046 | 11.475 | 1 | 365 | 13.0642 | 0.29629 | 13 | 0.36051
9592 | 13.005 | 1 | 365 | 14.8061 | 0.80247 | 15 | 0.60858
8554 | 6.75 | 1 | 365 | 7.6848 | 0.46841 | 8 | 0.15324
8829 | 7.65 | 1 | 365 | 8.7095 | 0.53086 | 9 | 0.24034
8041 | 5.865 | 1 | 365 | 6.6773 | 0.44033 | 7 | 0.11759
8826 | 5.865 | 1 | 365 | 6.6773 | 0.44033 | 7 | 0.11759
8036 | 8.16 | 1 | 365 | 9.2901 | 0.69959 | 9 | 0.98969
8805 | 6.12 | 1 | 365 | 6.9676 | 0.02469 | 6 | 0.99227
8032 | 6.63 | 1 | 365 | 7.5482 | 0.19341 | 7 | 0.74163
8796 | 5.75 | 1 | 365 | 6.5463 | 0.17679 | 6 | 0.72313
9288 | 6.375 | 1 | 365 | 7.2579 | 0.60905 | 7 | 0.86695
9284 | 9.945 | 1 | 365 | 11.3223 | 0.79012 | 12 | 0.11244
8794 | 5.61 | 1 | 365 | 6.3869 | 0.85597 | 7 | 0.24291
9282 | 9.435 | 1 | 365 | 10.7417 | 0.6214 | 11 | 0.36308
9279 | 6.63 | 1 | 365 | 7.5482 | 0.19341 | 7 | 0.74163
9268 | 4.08 | 1 | 365 | 4.6451 | 0.34979 | 4 | 0.99485
9271 | 6.12 | 1 | 365 | 6.9676 | 0.02469 | 6 | 0.99227
5544 | 54.71 | 1 | 365 | 62.287 | 0.37431 | 62 | 0.6613
7361 | 5.145 | 1 | 365 | 5.8575 | 0.79036 | 6 | 0.64791
9263 | 9.18 | 1 | 365 | 10.4514 | 0.037035 | 10 | 0.48841
7360 | 7.395 | 1 | 365 | 8.4192 | 0.9465 | 9 | 0.36566
9422 | 7.65 | 1 | 365 | 8.7095 | 0.53086 | 9 | 0.24034
8920 | 12.75 | 1 | 365 | 14.5158 | 0.2181 | 14 | 0.7339
9405 | 6.885 | 1 | 365 | 7.8385 | 0.77778 | 8 | 0.6163
6404 | 10.965 | 1 | 365 | 12.4836 | 0.12757 | 12 | 0.61115
7769 | 9.18 | 1 | 365 | 10.4514 | 0.037035 | 10 | 0.48841
7795 | 3.57 | 1 | 365 | 4.0644 | 0.18107 | 4 | 0.24549
8948 | 5.865 | 1 | 365 | 6.6773 | 0.44033 | 7 | 0.11759
7798 | 2.25 | 1 | 365 | 2.5616 | 0.15614 | 2 | 0.71775
8952 | 4.59 | 1 | 365 | 5.2257 | 0.51852 | 5 | 0.7442
8957 | 6.5 | 1 | 365 | 7.4002 | 0.8955 | 8 | 0.29571
8959 | 11.985 | 1 | 365 | 13.6448 | 0.46502 | 14 | 0.10986
8963 | 4.25 | 1 | 365 | 4.8386 | 0.73937 | 5 | 0.57797
8326 | 8.67 | 1 | 365 | 9.8707 | 0.86831 | 10 | 0.73905
7762 | 5.61 | 1 | 365 | 6.3869 | 0.85597 | 7 | 0.24291
8961 | 11.475 | 1 | 365 | 13.0642 | 0.29629 | 13 | 0.36051
8923 | 8.67 | 1 | 365 | 9.8707 | 0.86831 | 10 | 0.73905
8925 | 8.7 | 1 | 365 | 9.9049 | 0.93706 | 10 | 0.84195
8987 | 3.57 | 1 | 365 | 4.0644 | 0.18107 | 4 | 0.24549
3495 | 20.16 | 1 | 365 | 22.952 | 0.19898 | 23 | 0.15101
8915 | 3.57 | 1 | 365 | 4.0644 | 0.18107 | 4 | 0.24549
8912 | 10.08 | 1 | 365 | 11.476 | 0.099489 | 11 | 0.5755
8910 | 5.7 | 1 | 365 | 6.4894 | 0.062211 | 6 | 0.55162
8909 | 4.4 | 1 | 365 | 5.0094 | 0.08311 | 5 | 0.092482
8891 | 7.65 | 1 | 365 | 8.7095 | 0.53086 | 9 | 0.24034
6283 | 4.8 | 1 | 365 | 5.4648 | 0.99976 | 6 | 0.46453
7226 | 5.7 | 1 | 365 | 6.4894 | 0.062211 | 6 | 0.55162
8140 | 3.25 | 1 | 365 | 3.7001 | 0.44775 | 4 | 0.14786
7610 | 5.355 | 1 | 365 | 6.0966 | 0.2716 | 6 | 0.36824
7688 | 9.36 | 1 | 365 | 10.6563 | 0.44953 | 11 | 0.10583
1010 | 1254.88 | 0.9 | 365 | 1285.8056 | 0.13278 | 1285 | 0.93834
8364 | 5.75 | 1 | 365 | 6.5463 | 0.17679 | 6 | 0.72313
8614 | 5.175 | 1 | 365 | 5.8917 | 0.85911 | 6 | 0.75082
6743 | 18.48 | 1 | 365 | 21.0394 | 0.34906 | 21 | 0.38843
6697 | 31.9 | 0.9 | 365 | 32.6862 | 0.7923 | 33 | 0.47845
7428 | 4.8 | 1 | 365 | 5.4648 | 0.99976 | 6 | 0.46453
7881 | 3.57 | 1 | 365 | 4.0644 | 0.18107 | 4 | 0.24549
8034 | 2.295 | 1 | 365 | 2.6128 | 0.25926 | 2 | 0.8721
7796 | 7.5 | 1 | 365 | 8.5387 | 0.18712 | 8 | 0.72582
7804 | 5 | 1 | 365 | 5.6925 | 0.45808 | 6 | 0.15055
8984 | 7.14 | 1 | 365 | 8.1288 | 0.36214 | 8 | 0.49098
7809 | 7.395 | 1 | 365 | 8.4192 | 0.9465 | 9 | 0.36566
8056 | 8.415 | 1 | 365 | 9.5804 | 0.28395 | 9 | 0.86437
7778 | 5.1 | 1 | 365 | 5.8063 | 0.68724 | 6 | 0.49356
7639 | 6.885 | 1 | 365 | 7.8385 | 0.77778 | 8 | 0.6163
7763 | 4.75 | 1 | 365 | 5.4078 | 0.88518 | 6 | 0.29302
8979 | 6.12 | 1 | 365 | 6.9676 | 0.02469 | 6 | 0.99227
7895 | 9.435 | 1 | 365 | 10.7417 | 0.6214 | 11 | 0.36308
8043 | 3.825 | 1 | 365 | 4.3547 | 0.76543 | 5 | 0.12017
7793 | 5.5 | 1 | 365 | 6.2617 | 0.60389 | 6 | 0.8656
7820 | 6.375 | 1 | 365 | 7.2579 | 0.60905 | 7 | 0.86695
8144 | 7.65 | 1 | 365 | 8.7095 | 0.53086 | 9 | 0.24034
8108 | 3.825 | 1 | 365 | 4.3547 | 0.76543 | 5 | 0.12017
7816 | 5.1 | 1 | 365 | 5.8063 | 0.68724 | 6 | 0.49356
7635 | 7.395 | 1 | 365 | 8.4192 | 0.9465 | 9 | 0.36566
7886 | 6.375 | 1 | 365 | 7.2579 | 0.60905 | 7 | 0.86695
7789 | 7.14 | 1 | 365 | 8.1288 | 0.36214 | 8 | 0.49098
7931 | 5.5 | 1 | 365 | 6.2617 | 0.60389 | 6 | 0.8656
8974 | 7.14 | 1 | 365 | 8.1288 | 0.36214 | 8 | 0.49098
8104 | 3.06 | 1 | 365 | 3.4838 | 0.012345 | 3 | 0.49614
7786 | 8.925 | 1 | 365 | 10.1611 | 0.45267 | 10 | 0.61373
8176 | 9.18 | 1 | 365 | 10.4514 | 0.037035 | 10 | 0.48841
7784 | 6.12 | 1 | 365 | 6.9676 | 0.02469 | 6 | 0.99227
8094 | 5.5 | 1 | 365 | 6.2617 | 0.60389 | 6 | 0.8656
7776 | 4.08 | 1 | 365 | 4.6451 | 0.34979 | 4 | 0.99485
8965 | 5.355 | 1 | 365 | 6.0966 | 0.2716 | 6 | 0.36824
8271 | 4.335 | 1 | 365 | 4.9354 | 0.93416 | 5 | 0.86953
8090 | 4.845 | 1 | 365 | 5.516 | 0.10288 | 5 | 0.61888
8026 | 3.315 | 1 | 365 | 3.7741 | 0.59671 | 4 | 0.37081
8042 | 3.5 | 1 | 365 | 3.9847 | 0.020656 | 4 | 0.0053836
8958 | 6.63 | 1 | 365 | 7.5482 | 0.19341 | 7 | 0.74163
8258 | 6.63 | 1 | 365 | 7.5482 | 0.19341 | 7 | 0.74163
8017 | 3.57 | 1 | 365 | 4.0644 | 0.18107 | 4 | 0.24549
8262 | 6.63 | 1 | 365 | 7.5482 | 0.19341 | 7 | 0.74163
8254 | 3.57 | 1 | 365 | 4.0644 | 0.18107 | 4 | 0.24549
8341 | 9.945 | 1 | 365 | 11.3223 | 0.79012 | 12 | 0.11244
7812 | 9.435 | 1 | 365 | 10.7417 | 0.6214 | 11 | 0.36308
9163 | 15.25 | 1 | 365 | 17.362 | 0.94714 | 18 | 0.30917
8224 | 5.61 | 1 | 365 | 6.3869 | 0.85597 | 7 | 0.24291
9295 | 5.1 | 1 | 365 | 5.8063 | 0.68724 | 6 | 0.49356
8062 | 9.435 | 1 | 365 | 10.7417 | 0.6214 | 11 | 0.36308
8201 | 8.75 | 1 | 365 | 9.9618 | 0.05164 | 10 | 0.013459
7822 | 6 | 1 | 365 | 6.831 | 0.7497 | 7 | 0.58066
8337 | 8.925 | 1 | 365 | 10.1611 | 0.45267 | 10 | 0.61373
8334 | 5.355 | 1 | 365 | 6.0966 | 0.2716 | 6 | 0.36824
9252 | 1.53 | 1 | 365 | 1.7419 | 0.50617 | 2 | 0.24807
8196 | 4.08 | 1 | 365 | 4.6451 | 0.34979 | 4 | 0.99485
8192 | 3.57 | 1 | 365 | 4.0644 | 0.18107 | 4 | 0.24549
8069 | 7.65 | 1 | 365 | 8.7095 | 0.53086 | 9 | 0.24034
7772 | 5 | 1 | 365 | 5.6925 | 0.45808 | 6 | 0.15055
8190 | 3.5 | 1 | 365 | 3.9847 | 0.020656 | 4 | 0.0053836
8392 | 7.65 | 1 | 365 | 8.7095 | 0.53086 | 9 | 0.24034
8332 | 6.885 | 1 | 365 | 7.8385 | 0.77778 | 8 | 0.6163
7836 | 6.63 | 1 | 365 | 7.5482 | 0.19341 | 7 | 0.74163
8330 | 6.375 | 1 | 365 | 7.2579 | 0.60905 | 7 | 0.86695
8478 | 9.435 | 1 | 365 | 10.7417 | 0.6214 | 11 | 0.36308
7944 | 6.12 | 1 | 365 | 6.9676 | 0.02469 | 6 | 0.99227
8029 | 5.5 | 1 | 365 | 6.2617 | 0.60389 | 6 | 0.8656
7841 | 4.845 | 1 | 365 | 5.516 | 0.10288 | 5 | 0.61888
9292 | 7 | 1 | 365 | 7.9695 | 0.041312 | 8 | 0.010767
8486 | 6.12 | 1 | 365 | 6.9676 | 0.02469 | 6 | 0.99227
8093 | 5.1 | 1 | 365 | 5.8063 | 0.68724 | 6 | 0.49356
7844 | 9 | 1 | 365 | 10.2464 | 0.62454 | 10 | 0.87099
8044 | 7.65 | 1 | 365 | 8.7095 | 0.53086 | 9 | 0.24034
8489 | 4.08 | 1 | 365 | 4.6451 | 0.34979 | 4 | 0.99485
8284 | 7.905 | 1 | 365 | 8.9998 | 0.11522 | 9 | 0.11502
9083 | 10.71 | 1 | 365 | 12.1933 | 0.54321 | 12 | 0.73647
9257 | 2.55 | 1 | 365 | 2.9032 | 0.84362 | 3 | 0.74678
7838 | 8.16 | 1 | 365 | 9.2901 | 0.69959 | 9 | 0.98969
8276 | 3.06 | 1 | 365 | 3.4838 | 0.012345 | 3 | 0.49614
8295 | 6.375 | 1 | 365 | 7.2579 | 0.60905 | 7 | 0.86695
7760 | 4.75 | 1 | 365 | 5.4078 | 0.88518 | 6 | 0.29302
7755 | 7.905 | 1 | 365 | 8.9998 | 0.11522 | 9 | 0.11502
8306 | 6.12 | 1 | 365 | 6.9676 | 0.02469 | 6 | 0.99227
9318 | 16.66 | 1 | 365 | 18.9673 | 0.17832 | 19 | 0.14563
8605 | 4.08 | 1 | 365 | 4.6451 | 0.34979 | 4 | 0.99485
8599 | 4.08 | 1 | 365 | 4.6451 | 0.34979 | 4 | 0.99485
9335 | 5.61 | 1 | 365 | 6.3869 | 0.85597 | 7 | 0.24291
8570 | 7.395 | 1 | 365 | 8.4192 | 0.9465 | 9 | 0.36566
9308 | 5.06 | 1 | 365 | 5.7608 | 0.59558 | 6 | 0.35635
8561 | 4.335 | 1 | 365 | 4.9354 | 0.93416 | 5 | 0.86953
7848 | 2.805 | 1 | 365 | 3.1935 | 0.42798 | 3 | 0.62146
8874 | 3.315 | 1 | 365 | 3.7741 | 0.59671 | 4 | 0.37081
9244 | 10 | 1 | 365 | 11.3849 | 0.91616 | 12 | 0.3011
8086 | 8.16 | 1 | 365 | 9.2901 | 0.69959 | 9 | 0.98969
8873 | 6.12 | 1 | 365 | 6.9676 | 0.02469 | 6 | 0.99227
8076 | 4.335 | 1 | 365 | 4.9354 | 0.93416 | 5 | 0.86953
9341 | 5.865 | 1 | 365 | 6.6773 | 0.44033 | 7 | 0.11759
8015 | 3.825 | 1 | 365 | 4.3547 | 0.76543 | 5 | 0.12017
7846 | 8.415 | 1 | 365 | 9.5804 | 0.28395 | 9 | 0.86437
8883 | 4.08 | 1 | 365 | 4.6451 | 0.34979 | 4 | 0.99485
8095 | 4.335 | 1 | 365 | 4.9354 | 0.93416 | 5 | 0.86953
8882 | 6.375 | 1 | 365 | 7.2579 | 0.60905 | 7 | 0.86695
7840 | 5.5 | 1 | 365 | 6.2617 | 0.60389 | 6 | 0.8656
8014 | 6.25 | 1 | 365 | 7.1156 | 0.3226 | 7 | 0.43818
8011 | 8.415 | 1 | 365 | 9.5804 | 0.28395 | 9 | 0.86437
7843 | 4.75 | 1 | 365 | 5.4078 | 0.88518 | 6 | 0.29302
8881 | 6.12 | 1 | 365 | 6.9676 | 0.02469 | 6 | 0.99227
8064 | 6.885 | 1 | 365 | 7.8385 | 0.77778 | 8 | 0.6163
8008 | 7.395 | 1 | 365 | 8.4192 | 0.9465 | 9 | 0.36566
8039 | 6.885 | 1 | 365 | 7.8385 | 0.77778 | 8 | 0.6163
8880 | 15.3 | 1 | 365 | 17.419 | 0.061725 | 17 | 0.48068
8109 | 6.12 | 1 | 365 | 6.9676 | 0.02469 | 6 | 0.99227
8004 | 6.63 | 1 | 365 | 7.5482 | 0.19341 | 7 | 0.74163
7913 | 6.12 | 1 | 365 | 6.9676 | 0.02469 | 6 | 0.99227
7210 | 3.825 | 1 | 365 | 4.3547 | 0.76543 | 5 | 0.12017
8878 | 9.69 | 1 | 365 | 11.032 | 0.20576 | 11 | 0.23776
8103 | 6.63 | 1 | 365 | 7.5482 | 0.19341 | 7 | 0.74163
8001 | 5.865 | 1 | 365 | 6.6773 | 0.44033 | 7 | 0.11759
9497 | 5.61 | 1 | 365 | 6.3869 | 0.85597 | 7 | 0.24291
8876 | 3.57 | 1 | 365 | 4.0644 | 0.18107 | 4 | 0.24549
9006 | 8.415 | 1 | 365 | 9.5804 | 0.28395 | 9 | 0.86437
9002 | 4.5 | 1 | 365 | 5.1232 | 0.31227 | 5 | 0.43549
8116 | 4.845 | 1 | 365 | 5.516 | 0.10288 | 5 | 0.61888
7998 | 5.865 | 1 | 365 | 6.6773 | 0.44033 | 7 | 0.11759
8013 | 7.905 | 1 | 365 | 8.9998 | 0.11522 | 9 | 0.11502
8889 | 8.16 | 1 | 365 | 9.2901 | 0.69959 | 9 | 0.98969
8888 | 5.1 | 1 | 365 | 5.8063 | 0.68724 | 6 | 0.49356
8886 | 9.18 | 1 | 365 | 10.4514 | 0.037035 | 10 | 0.48841
9367 | 8.16 | 1 | 365 | 9.2901 | 0.69959 | 9 | 0.98969
9499 | 6.63 | 1 | 365 | 7.5482 | 0.19341 | 7 | 0.74163
8885 | 8.16 | 1 | 365 | 9.2901 | 0.69959 | 9 | 0.98969
8035 | 4.845 | 1 | 365 | 5.516 | 0.10288 | 5 | 0.61888
9370 | 16.32 | 1 | 365 | 18.5802 | 0.39917 | 18 | 0.97939
8099 | 3.315 | 1 | 365 | 3.7741 | 0.59671 | 4 | 0.37081
8463 | 5.5 | 1 | 365 | 6.2617 | 0.60389 | 6 | 0.8656
8016 | 4.845 | 1 | 365 | 5.516 | 0.10288 | 5 | 0.61888
8477 | 3.315 | 1 | 365 | 3.7741 | 0.59671 | 4 | 0.37081
8398 | 2.295 | 1 | 365 | 2.6128 | 0.25926 | 2 | 0.8721
8483 | 6.12 | 1 | 365 | 6.9676 | 0.02469 | 6 | 0.99227
9377 | 6.12 | 1 | 365 | 6.9676 | 0.02469 | 6 | 0.99227
8020 | 4.335 | 1 | 365 | 4.9354 | 0.93416 | 5 | 0.86953
8488 | 6.25 | 1 | 365 | 7.1156 | 0.3226 | 7 | 0.43818
8163 | 5.865 | 1 | 365 | 6.6773 | 0.44033 | 7 | 0.11759
9379 | 3.57 | 1 | 365 | 4.0644 | 0.18107 | 4 | 0.24549
8406 | 4.08 | 1 | 365 | 4.6451 | 0.34979 | 4 | 0.99485
8602 | 5.355 | 1 | 365 | 6.0966 | 0.2716 | 6 | 0.36824
8492 | 7.65 | 1 | 365 | 8.7095 | 0.53086 | 9 | 0.24034
8296 | 4 | 1 | 365 | 4.554 | 0.16646 | 4 | 0.72044
8598 | 3.06 | 1 | 365 | 3.4838 | 0.012345 | 3 | 0.49614
8385 | 2.805 | 1 | 365 | 3.1935 | 0.42798 | 3 | 0.62146
8495 | 9.25 | 1 | 365 | 10.5311 | 0.19745 | 10 | 0.72851
8045 | 2.4 | 1 | 365 | 2.7324 | 0.49988 | 3 | 0.23226
8593 | 4.335 | 1 | 365 | 4.9354 | 0.93416 | 5 | 0.86953
8186 | 8.67 | 1 | 365 | 9.8707 | 0.86831 | 10 | 0.73905
8767 | 7.14 | 1 | 365 | 8.1288 | 0.36214 | 8 | 0.49098
8419 | 5.61 | 1 | 365 | 6.3869 | 0.85597 | 7 | 0.24291
8070 | 4.845 | 1 | 365 | 5.516 | 0.10288 | 5 | 0.61888
8530 | 3.25 | 1 | 365 | 3.7001 | 0.44775 | 4 | 0.14786
8173 | 3.825 | 1 | 365 | 4.3547 | 0.76543 | 5 | 0.12017
8182 | 3.57 | 1 | 365 | 4.0644 | 0.18107 | 4 | 0.24549
8038 | 5.61 | 1 | 365 | 6.3869 | 0.85597 | 7 | 0.24291
8432 | 7.14 | 1 | 365 | 8.1288 | 0.36214 | 8 | 0.49098
7939 | 5.75 | 1 | 365 | 6.5463 | 0.17679 | 6 | 0.72313
8115 | 6.63 | 1 | 365 | 7.5482 | 0.19341 | 7 | 0.74163
7746 | 8.925 | 1 | 365 | 10.1611 | 0.45267 | 10 | 0.61373
9414 | 5.61 | 1 | 365 | 6.3869 | 0.85597 | 7 | 0.24291
8877 | 8.415 | 1 | 365 | 9.5804 | 0.28395 | 9 | 0.86437
8411 | 7.105 | 1 | 365 | 8.089 | 0.28193 | 8 | 0.37093
8301 | 4.845 | 1 | 365 | 5.516 | 0.10288 | 5 | 0.61888
8293 | 5.1 | 1 | 365 | 5.8063 | 0.68724 | 6 | 0.49356
9412 | 2.55 | 1 | 365 | 2.9032 | 0.84362 | 3 | 0.74678
8617 | 7.5 | 1 | 365 | 8.5387 | 0.18712 | 8 | 0.72582
8607 | 7.14 | 1 | 365 | 8.1288 | 0.36214 | 8 | 0.49098
8505 | 6.63 | 1 | 365 | 7.5482 | 0.19341 | 7 | 0.74163
9411 | 5.1 | 1 | 365 | 5.8063 | 0.68724 | 6 | 0.49356
8377 | 4.08 | 1 | 365 | 4.6451 | 0.34979 | 4 | 0.99485
9413 | 2.805 | 1 | 365 | 3.1935 | 0.42798 | 3 | 0.62146
8694 | 8.415 | 1 | 365 | 9.5804 | 0.28395 | 9 | 0.86437
8220 | 4.08 | 1 | 365 | 4.6451 | 0.34979 | 4 | 0.99485
9403 | 3.57 | 1 | 365 | 4.0644 | 0.18107 | 4 | 0.24549
8316 | 4.59 | 1 | 365 | 5.2257 | 0.51852 | 5 | 0.7442
8405 | 6.885 | 1 | 365 | 7.8385 | 0.77778 | 8 | 0.6163
8661 | 8.16 | 1 | 365 | 9.2901 | 0.69959 | 9 | 0.98969
9418 | 8.415 | 1 | 365 | 9.5804 | 0.28395 | 9 | 0.86437
8502 | 2.55 | 1 | 365 | 2.9032 | 0.84362 | 3 | 0.74678
8751 | 4.335 | 1 | 365 | 4.9354 | 0.93416 | 5 | 0.86953
8689 | 3.825 | 1 | 365 | 4.3547 | 0.76543 | 5 | 0.12017
8506 | 8.415 | 1 | 365 | 9.5804 | 0.28395 | 9 | 0.86437
8655 | 5.865 | 1 | 365 | 6.6773 | 0.44033 | 7 | 0.11759
9417 | 2.55 | 1 | 365 | 2.9032 | 0.84362 | 3 | 0.74678
9762 | 4.845 | 1 | 365 | 5.516 | 0.10288 | 5 | 0.61888
8514 | 6.12 | 1 | 365 | 6.9676 | 0.02469 | 6 | 0.99227
8255 | 9.435 | 1 | 365 | 10.7417 | 0.6214 | 11 | 0.36308
8972 | 5.1 | 1 | 365 | 5.8063 | 0.68724 | 6 | 0.49356
8643 | 3.825 | 1 | 365 | 4.3547 | 0.76543 | 5 | 0.12017
8509 | 6.75 | 1 | 365 | 7.6848 | 0.46841 | 8 | 0.15324
8671 | 8.415 | 1 | 365 | 9.5804 | 0.28395 | 9 | 0.86437
8513 | 6 | 1 | 365 | 6.831 | 0.7497 | 7 | 0.58066
8511 | 9.435 | 1 | 365 | 10.7417 | 0.6214 | 11 | 0.36308
8538 | 4.08 | 1 | 365 | 4.6451 | 0.34979 | 4 | 0.99485
8773 | 2.805 | 1 | 365 | 3.1935 | 0.42798 | 3 | 0.62146
7959 | 4.845 | 1 | 365 | 5.516 | 0.10288 | 5 | 0.61888
9618 | 3.06 | 1 | 365 | 3.4838 | 0.012345 | 3 | 0.49614
8746 | 459.42 | 0.9 | 365 | 470.7421 | 0.5328 | 471 | 0.27486
9625 | 7.65 | 1 | 365 | 8.7095 | 0.53086 | 9 | 0.24034
9451 | 37.51 | 0.9 | 365 | 38.4344 | 0.36266 | 38 | 0.79707
9632 | 4.335 | 1 | 365 | 4.9354 | 0.93416 | 5 | 0.86953
9633 | 7.905 | 1 | 365 | 8.9998 | 0.11522 | 9 | 0.11502
9679 | 4.335 | 1 | 365 | 4.9354 | 0.93416 | 5 | 0.86953
9681 | 10.455 | 1 | 365 | 11.903 | 0.95885 | 12 | 0.8618
9689 | 4.335 | 1 | 365 | 4.9354 | 0.93416 | 5 | 0.86953
9684 | 11.985 | 1 | 365 | 13.6448 | 0.46502 | 14 | 0.10986
9696 | 6.885 | 1 | 365 | 7.8385 | 0.77778 | 8 | 0.6163
4655 | 66.3 | 0.9 | 365 | 67.9339 | 0.74073 | 68 | 0.67464
4669 | 66.3 | 0.9 | 365 | 67.9339 | 0.74073 | 68 | 0.67464
9704 | 9.69 | 1 | 365 | 11.032 | 0.20576 | 11 | 0.23776
6019 | 1263.31 | 0.8 | 365 | 1150.6163 | 0.017127 | 1150 | 0.63341
8613 | 8.925 | 1 | 365 | 10.1611 | 0.45267 | 10 | 0.61373
9750 | 5.61 | 1 | 365 | 6.3869 | 0.85597 | 7 | 0.24291
8606 | 3.06 | 1 | 365 | 3.4838 | 0.012345 | 3 | 0.49614
8549 | 12.495 | 1 | 365 | 14.2255 | 0.63374 | 14 | 0.85922
9755 | 6.12 | 1 | 365 | 6.9676 | 0.02469 | 6 | 0.99227
8206 | 5.61 | 1 | 365 | 6.3869 | 0.85597 | 7 | 0.24291
8604 | 2.04 | 1 | 365 | 2.3225 | 0.6749 | 2 | 0.99742
9761 | 2.55 | 1 | 365 | 2.9032 | 0.84362 | 3 | 0.74678
9763 | 10.965 | 1 | 365 | 12.4836 | 0.12757 | 12 | 0.61115
7984 | 9.435 | 1 | 365 | 10.7417 | 0.6214 | 11 | 0.36308
8195 | 8.145 | 1 | 365 | 9.273 | 0.66521 | 9 | 0.93824
8600 | 7.395 | 1 | 365 | 8.4192 | 0.9465 | 9 | 0.36566
8846 | 12.24 | 1 | 365 | 13.9352 | 0.04938 | 13 | 0.98454
8187 | 5.865 | 1 | 365 | 6.6773 | 0.44033 | 7 | 0.11759
7983 | 5.355 | 1 | 365 | 6.0966 | 0.2716 | 6 | 0.36824
8840 | 4.59 | 1 | 365 | 5.2257 | 0.51852 | 5 | 0.7442
8184 | 9.69 | 1 | 365 | 11.032 | 0.20576 | 11 | 0.23776
8175 | 5.61 | 1 | 365 | 6.3869 | 0.85597 | 7 | 0.24291
7982 | 6.63 | 1 | 365 | 7.5482 | 0.19341 | 7 | 0.74163
8828 | 9.435 | 1 | 365 | 10.7417 | 0.6214 | 11 | 0.36308
9644 | 5.75 | 1 | 365 | 6.5463 | 0.17679 | 6 | 0.72313
8833 | 9.945 | 1 | 365 | 11.3223 | 0.79012 | 12 | 0.11244
7963 | 5.865 | 1 | 365 | 6.6773 | 0.44033 | 7 | 0.11759
8512 | 5.865 | 1 | 365 | 6.6773 | 0.44033 | 7 | 0.11759
8825 | 7.395 | 1 | 365 | 8.4192 | 0.9465 | 9 | 0.36566
8824 | 8.925 | 1 | 365 | 10.1611 | 0.45267 | 10 | 0.61373
9698 | 3.315 | 1 | 365 | 3.7741 | 0.59671 | 4 | 0.37081
8821 | 9.945 | 1 | 365 | 11.3223 | 0.79012 | 12 | 0.11244
8657 | 7.65 | 1 | 365 | 8.7095 | 0.53086 | 9 | 0.24034
8817 | 7.905 | 1 | 365 | 8.9998 | 0.11522 | 9 | 0.11502
8815 | 6.63 | 1 | 365 | 7.5482 | 0.19341 | 7 | 0.74163
8005 | 3.825 | 1 | 365 | 4.3547 | 0.76543 | 5 | 0.12017
8171 | 5.865 | 1 | 365 | 6.6773 | 0.44033 | 7 | 0.11759
8542 | 6.12 | 1 | 365 | 6.9676 | 0.02469 | 6 | 0.99227
8281 | 3.06 | 1 | 365 | 3.4838 | 0.012345 | 3 | 0.49614
9630 | 5.355 | 1 | 365 | 6.0966 | 0.2716 | 6 | 0.36824
8808 | 7.395 | 1 | 365 | 8.4192 | 0.9465 | 9 | 0.36566
8169 | 3.5 | 1 | 365 | 3.9847 | 0.020656 | 4 | 0.0053836
8575 | 4.335 | 1 | 365 | 4.9354 | 0.93416 | 5 | 0.86953
8362 | 5.61 | 1 | 365 | 6.3869 | 0.85597 | 7 | 0.24291
8523 | 4.845 | 1 | 365 | 5.516 | 0.10288 | 5 | 0.61888
8802 | 4.845 | 1 | 365 | 5.516 | 0.10288 | 5 | 0.61888
8359 | 3.57 | 1 | 365 | 4.0644 | 0.18107 | 4 | 0.24549
8769 | 3.315 | 1 | 365 | 3.7741 | 0.59671 | 4 | 0.37081
8515 | 6.885 | 1 | 365 | 7.8385 | 0.77778 | 8 | 0.6163
8310 | 4.845 | 1 | 365 | 5.516 | 0.10288 | 5 | 0.61888
8292 | 7.65 | 1 | 365 | 8.7095 | 0.53086 | 9 | 0.24034
8335 | 5.355 | 1 | 365 | 6.0966 | 0.2716 | 6 | 0.36824
8757 | 7.14 | 1 | 365 | 8.1288 | 0.36214 | 8 | 0.49098
8762 | 4.335 | 1 | 365 | 4.9354 | 0.93416 | 5 | 0.86953
8631 | 5.635 | 1 | 365 | 6.4154 | 0.91326 | 7 | 0.32867
8531 | 5.355 | 1 | 365 | 6.0966 | 0.2716 | 6 | 0.36824
8535 | 7.395 | 1 | 365 | 8.4192 | 0.9465 | 9 | 0.36566
8618 | 5.865 | 1 | 365 | 6.6773 | 0.44033 | 7 | 0.11759
8476 | 3.57 | 1 | 365 | 4.0644 | 0.18107 | 4 | 0.24549
9651 | 5.865 | 1 | 365 | 6.6773 | 0.44033 | 7 | 0.11759
8517 | 7.65 | 1 | 365 | 8.7095 | 0.53086 | 9 | 0.24034
8339 | 7.65 | 1 | 365 | 8.7095 | 0.53086 | 9 | 0.24034
9620 | 6.63 | 1 | 365 | 7.5482 | 0.19341 | 7 | 0.74163
9354 | 9.75 | 1 | 365 | 11.1003 | 0.34326 | 11 | 0.44357
9613 | 2.55 | 1 | 365 | 2.9032 | 0.84362 | 3 | 0.74678
8516 | 5.865 | 1 | 365 | 6.6773 | 0.44033 | 7 | 0.11759
9635 | 5.1 | 1 | 365 | 5.8063 | 0.68724 | 6 | 0.49356
8547 | 9.69 | 1 | 365 | 11.032 | 0.20576 | 11 | 0.23776
8349 | 4.845 | 1 | 365 | 5.516 | 0.10288 | 5 | 0.61888
9456 | 13.26 | 1 | 365 | 15.0964 | 0.38683 | 15 | 0.48325
9459 | 5.865 | 1 | 365 | 6.6773 | 0.44033 | 7 | 0.11759
9461 | 8.67 | 1 | 365 | 9.8707 | 0.86831 | 10 | 0.73905
8615 | 9 | 1 | 365 | 10.2464 | 0.62454 | 10 | 0.87099
8212 | 8.16 | 1 | 365 | 9.2901 | 0.69959 | 9 | 0.98969
8351 | 6.12 | 1 | 365 | 6.9676 | 0.02469 | 6 | 0.99227
8484 | 2.04 | 1 | 365 | 2.3225 | 0.6749 | 2 | 0.99742
8569 | 2.805 | 1 | 365 | 3.1935 | 0.42798 | 3 | 0.62146
8350 | 2.805 | 1 | 365 | 3.1935 | 0.42798 | 3 | 0.62146
8520 | 6.12 | 1 | 365 | 6.9676 | 0.02469 | 6 | 0.99227
8637 | 7.65 | 1 | 365 | 8.7095 | 0.53086 | 9 | 0.24034
8475 | 5.865 | 1 | 365 | 6.6773 | 0.44033 | 7 | 0.11759
8479 | 3.5 | 1 | 365 | 3.9847 | 0.020656 | 4 | 0.0053836
8624 | 4.845 | 1 | 365 | 5.516 | 0.10288 | 5 | 0.61888
8473 | 7.5 | 1 | 365 | 8.5387 | 0.18712 | 8 | 0.72582
9736 | 4.335 | 1 | 365 | 4.9354 | 0.93416 | 5 | 0.86953
9356 | 6.12 | 1 | 365 | 6.9676 | 0.02469 | 6 | 0.99227
9360 | 2.04 | 1 | 365 | 2.3225 | 0.6749 | 2 | 0.99742
8603 | 4.845 | 1 | 365 | 5.516 | 0.10288 | 5 | 0.61888
8232 | 6.12 | 1 | 365 | 6.9676 | 0.02469 | 6 | 0.99227
8193 | 6.63 | 1 | 365 | 7.5482 | 0.19341 | 7 | 0.74163
8297 | 5.1 | 1 | 365 | 5.8063 | 0.68724 | 6 | 0.49356
8191 | 4.08 | 1 | 365 | 4.6451 | 0.34979 | 4 | 0.99485
8280 | 9.69 | 1 | 365 | 11.032 | 0.20576 | 11 | 0.23776
8352 | 7.14 | 1 | 365 | 8.1288 | 0.36214 | 8 | 0.49098
8216 | 4.59 | 1 | 365 | 5.2257 | 0.51852 | 5 | 0.7442
8209 | 9.18 | 1 | 365 | 10.4514 | 0.037035 | 10 | 0.48841
8367 | 6.375 | 1 | 365 | 7.2579 | 0.60905 | 7 | 0.86695
8214 | 3.06 | 1 | 365 | 3.4838 | 0.012345 | 3 | 0.49614
8267 | 9.435 | 1 | 365 | 10.7417 | 0.6214 | 11 | 0.36308
9180 | 5.865 | 1 | 365 | 6.6773 | 0.44033 | 7 | 0.11759
8202 | 4.08 | 1 | 365 | 4.6451 | 0.34979 | 4 | 0.99485
8355 | 5.61 | 1 | 365 | 6.3869 | 0.85597 | 7 | 0.24291
8698 | 2.04 | 1 | 365 | 2.3225 | 0.6749 | 2 | 0.99742
9187 | 5.865 | 1 | 365 | 6.6773 | 0.44033 | 7 | 0.11759
8160 | 1.96 | 1 | 365 | 2.2314 | 0.49157 | 2 | 0.72301
8225 | 9.555 | 1 | 365 | 10.8783 | 0.89639 | 11 | 0.7747
8921 | 5.355 | 1 | 365 | 6.0966 | 0.2716 | 6 | 0.36824
9344 | 6.12 | 1 | 365 | 6.9676 | 0.02469 | 6 | 0.99227
8811 | 8.925 | 1 | 365 | 10.1611 | 0.45267 | 10 | 0.61373
8579 | 8.67 | 1 | 365 | 9.8707 | 0.86831 | 10 | 0.73905
9728 | 6.25 | 1 | 365 | 7.1156 | 0.3226 | 7 | 0.43818
8836 | 4.59 | 1 | 365 | 5.2257 | 0.51852 | 5 | 0.7442
8626 | 5.865 | 1 | 365 | 6.6773 | 0.44033 | 7 | 0.11759
9677 | 9.18 | 1 | 365 | 10.4514 | 0.037035 | 10 | 0.48841
8807 | 5.865 | 1 | 365 | 6.6773 | 0.44033 | 7 | 0.11759
9876 | 3.825 | 1 | 365 | 4.3547 | 0.76543 | 5 | 0.12017
9552 | 4.59 | 1 | 365 | 5.2257 | 0.51852 | 5 | 0.7442
9518 | 4 | 1 | 365 | 4.554 | 0.16646 | 4 | 0.72044
9714 | 4.08 | 1 | 365 | 4.6451 | 0.34979 | 4 | 0.99485
9547 | 6.885 | 1 | 365 | 7.8385 | 0.77778 | 8 | 0.6163
9536 | 6.12 | 1 | 365 | 6.9676 | 0.02469 | 6 | 0.99227
9511 | 4.08 | 1 | 365 | 4.6451 | 0.34979 | 4 | 0.99485
9769 | 8.5 | 1 | 365 | 9.6772 | 0.47874 | 10 | 0.15593
7353 | 1.53 | 1 | 365 | 1.7419 | 0.50617 | 2 | 0.24807
9725 | 5.335 | 1 | 365 | 6.0739 | 0.22577 | 6 | 0.29963
8678 | 3.315 | 1 | 365 | 3.7741 | 0.59671 | 4 | 0.37081
9345 | 6.63 | 1 | 365 | 7.5482 | 0.19341 | 7 | 0.74163
9558 | 5.865 | 1 | 365 | 6.6773 | 0.44033 | 7 | 0.11759
26551 | 9.92 | 1 | 365 | 11.2939 | 0.73283 | 12 | 0.026687
18027 | 12.099 | 1 | 365 | 13.7746 | 0.72626 | 14 | 0.5009
20690 | 9.945 | 1 | 365 | 11.3223 | 0.79012 | 12 | 0.11244
26469 | 7.65 | 1 | 365 | 8.7095 | 0.53086 | 9 | 0.24034
51513 | 4.5 | 1 | 365 | 5.1232 | 0.31227 | 5 | 0.43549
6178 | 27 | 0.9 | 365 | 27.6654 | 0.68627 | 28 | 0.35166
9198 | 5.1 | 1 | 365 | 5.8063 | 0.68724 | 6 | 0.49356
8743 | 3.315 | 1 | 365 | 3.7741 | 0.59671 | 4 | 0.37081
9979 | 5.865 | 1 | 365 | 6.6773 | 0.44033 | 7 | 0.11759
9568 | 6.75 | 1 | 365 | 7.6848 | 0.46841 | 8 | 0.15324
9211 | 7.905 | 1 | 365 | 8.9998 | 0.11522 | 9 | 0.11502
8997 | 6.885 | 1 | 365 | 7.8385 | 0.77778 | 8 | 0.6163
9560 | 4.08 | 1 | 365 | 4.6451 | 0.34979 | 4 | 0.99485
8695 | 5.61 | 1 | 365 | 6.3869 | 0.85597 | 7 | 0.24291
9990 | 6.885 | 1 | 365 | 7.8385 | 0.77778 | 8 | 0.6163
9991 | 7.395 | 1 | 365 | 8.4192 | 0.9465 | 9 | 0.36566
9221 | 8.16 | 1 | 365 | 9.2901 | 0.69959 | 9 | 0.98969
8666 | 5.865 | 1 | 365 | 6.6773 | 0.44033 | 7 | 0.11759
9218 | 4.845 | 1 | 365 | 5.516 | 0.10288 | 5 | 0.61888
8705 | 4.59 | 1 | 365 | 5.2257 | 0.51852 | 5 | 0.7442
9999 | 7.65 | 1 | 365 | 8.7095 | 0.53086 | 9 | 0.24034
9562 | 6.375 | 1 | 365 | 7.2579 | 0.60905 | 7 | 0.86695
9174 | 4.08 | 1 | 365 | 4.6451 | 0.34979 | 4 | 0.99485
8673 | 7.14 | 1 | 365 | 8.1288 | 0.36214 | 8 | 0.49098
8663 | 3.57 | 1 | 365 | 4.0644 | 0.18107 | 4 | 0.24549
9764 | 6.375 | 1 | 365 | 7.2579 | 0.60905 | 7 | 0.86695
9996 | 4.59 | 1 | 365 | 5.2257 | 0.51852 | 5 | 0.7442
8702 | 6.885 | 1 | 365 | 7.8385 | 0.77778 | 8 | 0.6163
8700 | 8.415 | 1 | 365 | 9.5804 | 0.28395 | 9 | 0.86437
9573 | 8.16 | 1 | 365 | 9.2901 | 0.69959 | 9 | 0.98969
8685 | 6.12 | 1 | 365 | 6.9676 | 0.02469 | 6 | 0.99227
9224 | 4.08 | 1 | 365 | 4.6451 | 0.34979 | 4 | 0.99485
8735 | 3.825 | 1 | 365 | 4.3547 | 0.76543 | 5 | 0.12017
8960 | 8.415 | 1 | 365 | 9.5804 | 0.28395 | 9 | 0.86437
10027 | 6.12 | 1 | 365 | 6.9676 | 0.02469 | 6 | 0.99227
8766 | 7.905 | 1 | 365 | 8.9998 | 0.11522 | 9 | 0.11502
8787 | 2.04 | 1 | 365 | 2.3225 | 0.6749 | 2 | 0.99742
8964 | 6.12 | 1 | 365 | 6.9676 | 0.02469 | 6 | 0.99227
8750 | 7.65 | 1 | 365 | 8.7095 | 0.53086 | 9 | 0.24034
8755 | 4.75 | 1 | 365 | 5.4078 | 0.88518 | 6 | 0.29302
8978 | 9.69 | 1 | 365 | 11.032 | 0.20576 | 11 | 0.23776
8758 | 5.61 | 1 | 365 | 6.3869 | 0.85597 | 7 | 0.24291
9348 | 2.55 | 1 | 365 | 2.9032 | 0.84362 | 3 | 0.74678
8980 | 5.1 | 1 | 365 | 5.8063 | 0.68724 | 6 | 0.49356
8288 | 6.12 | 1 | 365 | 6.9676 | 0.02469 | 6 | 0.99227
8681 | 8.67 | 1 | 365 | 9.8707 | 0.86831 | 10 | 0.73905
8969 | 8.67 | 1 | 365 | 9.8707 | 0.86831 | 10 | 0.73905
9350 | 5.865 | 1 | 365 | 6.6773 | 0.44033 | 7 | 0.11759
9188 | 3.315 | 1 | 365 | 3.7741 | 0.59671 | 4 | 0.37081
8761 | 8.415 | 1 | 365 | 9.5804 | 0.28395 | 9 | 0.86437
8283 | 5.355 | 1 | 365 | 6.0966 | 0.2716 | 6 | 0.36824
8675 | 7.14 | 1 | 365 | 8.1288 | 0.36214 | 8 | 0.49098
9349 | 2.04 | 1 | 365 | 2.3225 | 0.6749 | 2 | 0.99742
10038 | 4.59 | 1 | 365 | 5.2257 | 0.51852 | 5 | 0.7442
8259 | 6.12 | 1 | 365 | 6.9676 | 0.02469 | 6 | 0.99227
10039 | 4.08 | 1 | 365 | 4.6451 | 0.34979 | 4 | 0.99485
8303 | 4.335 | 1 | 365 | 4.9354 | 0.93416 | 5 | 0.86953
8287 | 7.905 | 1 | 365 | 8.9998 | 0.11522 | 9 | 0.11502
9210 | 9.945 | 1 | 365 | 11.3223 | 0.79012 | 12 | 0.11244
8253 | 4.59 | 1 | 365 | 5.2257 | 0.51852 | 5 | 0.7442
8955 | 8.67 | 1 | 365 | 9.8707 | 0.86831 | 10 | 0.73905
8402 | 4.08 | 1 | 365 | 4.6451 | 0.34979 | 4 | 0.99485
9202 | 8.925 | 1 | 365 | 10.1611 | 0.45267 | 10 | 0.61373
9207 | 6.375 | 1 | 365 | 7.2579 | 0.60905 | 7 | 0.86695
8278 | 9.69 | 1 | 365 | 11.032 | 0.20576 | 11 | 0.23776
9054 | 8.16 | 1 | 365 | 9.2901 | 0.69959 | 9 | 0.98969
8264 | 6.12 | 1 | 365 | 6.9676 | 0.02469 | 6 | 0.99227
8249 | 8.67 | 1 | 365 | 9.8707 | 0.86831 | 10 | 0.73905
8265 | 8.67 | 1 | 365 | 9.8707 | 0.86831 | 10 | 0.73905
8298 | 4 | 1 | 365 | 4.554 | 0.16646 | 4 | 0.72044
8242 | 2.04 | 1 | 365 | 2.3225 | 0.6749 | 2 | 0.99742
8270 | 3.06 | 1 | 365 | 3.4838 | 0.012345 | 3 | 0.49614
9048 | 4.335 | 1 | 365 | 4.9354 | 0.93416 | 5 | 0.86953
8243 | 3.825 | 1 | 365 | 4.3547 | 0.76543 | 5 | 0.12017
8438 | 2.805 | 1 | 365 | 3.1935 | 0.42798 | 3 | 0.62146
8338 | 6.885 | 1 | 365 | 7.8385 | 0.77778 | 8 | 0.6163
8587 | 5.61 | 1 | 365 | 6.3869 | 0.85597 | 7 | 0.24291
8410 | 7.905 | 1 | 365 | 8.9998 | 0.11522 | 9 | 0.11502
8809 | 9.69 | 1 | 365 | 11.032 | 0.20576 | 11 | 0.23776
9092 | 5.5 | 1 | 365 | 6.2617 | 0.60389 | 6 | 0.8656
9088 | 5.1 | 1 | 365 | 5.8063 | 0.68724 | 6 | 0.49356
9099 | 12.5 | 1 | 365 | 14.2312 | 0.6452 | 14 | 0.87637
9093 | 3.06 | 1 | 365 | 3.4838 | 0.012345 | 3 | 0.49614
9107 | 5.355 | 1 | 365 | 6.0966 | 0.2716 | 6 | 0.36824
7111 | 1.785 | 1 | 365 | 2.0322 | 0.090535 | 2 | 0.12275
9111 | 9.69 | 1 | 365 | 11.032 | 0.20576 | 11 | 0.23776
7256 | 7.65 | 1 | 365 | 8.7095 | 0.53086 | 9 | 0.24034
9112 | 6.12 | 1 | 365 | 6.9676 | 0.02469 | 6 | 0.99227
9114 | 5.61 | 1 | 365 | 6.3869 | 0.85597 | 7 | 0.24291
9115 | 11.73 | 1 | 365 | 13.3545 | 0.88066 | 14 | 0.23519
7232 | 6.12 | 1 | 365 | 6.9676 | 0.02469 | 6 | 0.99227
9121 | 2.55 | 1 | 365 | 2.9032 | 0.84362 | 3 | 0.74678
9122 | 13.26 | 1 | 365 | 15.0964 | 0.38683 | 15 | 0.48325
9133 | 7.65 | 1 | 365 | 8.7095 | 0.53086 | 9 | 0.24034
9129 | 7.905 | 1 | 365 | 8.9998 | 0.11522 | 9 | 0.11502
9148 | 9.435 | 1 | 365 | 10.7417 | 0.6214 | 11 | 0.36308
9136 | 6.885 | 1 | 365 | 7.8385 | 0.77778 | 8 | 0.6163
8975 | 33.88 | 0.9 | 365 | 34.7149 | 0.87596 | 35 | 0.5909
8394 | 6.63 | 1 | 365 | 7.5482 | 0.19341 | 7 | 0.74163
9300 | 4.335 | 1 | 365 | 4.9354 | 0.93416 | 5 | 0.86953
8633 | 5.1 | 1 | 365 | 5.8063 | 0.68724 | 6 | 0.49356
9019 | 5.355 | 1 | 365 | 6.0966 | 0.2716 | 6 | 0.36824
9692 | 8.58 | 1 | 365 | 9.7683 | 0.66207 | 10 | 0.43034
9765 | 5.46 | 1 | 365 | 6.2162 | 0.51222 | 6 | 0.7284
9773 | 10.92 | 1 | 365 | 12.4324 | 0.024447 | 12 | 0.4568
9862 | 8.32 | 1 | 365 | 9.4723 | 0.066245 | 9 | 0.53851
9593 | 8.32 | 1 | 365 | 9.4723 | 0.066245 | 9 | 0.53851
9227 | 3.315 | 1 | 365 | 3.7741 | 0.59671 | 4 | 0.37081
9229 | 6.63 | 1 | 365 | 7.5482 | 0.19341 | 7 | 0.74163
9238 | 7.395 | 1 | 365 | 8.4192 | 0.9465 | 9 | 0.36566
9240 | 9.18 | 1 | 365 | 10.4514 | 0.037035 | 10 | 0.48841
9242 | 5.355 | 1 | 365 | 6.0966 | 0.2716 | 6 | 0.36824
9253 | 7.395 | 1 | 365 | 8.4192 | 0.9465 | 9 | 0.36566
2213 | 46.795 | 0.9 | 365 | 47.9482 | 0.51255 | 48 | 0.46078
9258 | 3.825 | 1 | 365 | 4.3547 | 0.76543 | 5 | 0.12017
9256 | 4.845 | 1 | 365 | 5.516 | 0.10288 | 5 | 0.61888
9400 | 6.885 | 1 | 365 | 7.8385 | 0.77778 | 8 | 0.6163
9260 | 2.805 | 1 | 365 | 3.1935 | 0.42798 | 3 | 0.62146
2215 | 71.4 | 0.9 | 365 | 73.1596 | 0.25924 | 73 | 0.41884
2216 | 153.51 | 0.9 | 365 | 157.2931 | 0.60737 | 157 | 0.90051
9261 | 6.12 | 1 | 365 | 6.9676 | 0.02469 | 6 | 0.99227
9255 | 5.355 | 1 | 365 | 6.0966 | 0.2716 | 6 | 0.36824
10130 | 4.16 | 1 | 365 | 4.7361 | 0.53312 | 5 | 0.26926
9266 | 6.095 | 1 | 365 | 6.9391 | 0.9674 | 7 | 0.90652
9267 | 6.12 | 1 | 365 | 6.9676 | 0.02469 | 6 | 0.99227
7788 | 3.5 | 1 | 365 | 3.9847 | 0.020656 | 4 | 0.0053836
8430 | 5.1 | 1 | 365 | 5.8063 | 0.68724 | 6 | 0.49356
9447 | 6.12 | 1 | 365 | 6.9676 | 0.02469 | 6 | 0.99227
8257 | 4.59 | 1 | 365 | 5.2257 | 0.51852 | 5 | 0.7442
10011 | 6.12 | 1 | 365 | 6.9676 | 0.02469 | 6 | 0.99227
8203 | 5.865 | 1 | 365 | 6.6773 | 0.44033 | 7 | 0.11759
9615 | 4.335 | 1 | 365 | 4.9354 | 0.93416 | 5 | 0.86953
7783 | 7.25 | 1 | 365 | 8.2541 | 0.61422 | 8 | 0.86829
7015 | 2.5 | 1 | 365 | 2.8462 | 0.72904 | 3 | 0.57527
7777 | 1.785 | 1 | 365 | 2.0322 | 0.090535 | 2 | 0.12275
7770 | 2.805 | 1 | 365 | 3.1935 | 0.42798 | 3 | 0.62146
7749 | 9.18 | 1 | 365 | 10.4514 | 0.037035 | 10 | 0.48841
7747 | 8.5 | 1 | 365 | 9.6772 | 0.47874 | 10 | 0.15593
7861 | 7.65 | 1 | 365 | 8.7095 | 0.53086 | 9 | 0.24034
7744 | 9.5 | 1 | 365 | 10.8157 | 0.77035 | 11 | 0.58604
7609 | 6.63 | 1 | 365 | 7.5482 | 0.19341 | 7 | 0.74163
7606 | 9.435 | 1 | 365 | 10.7417 | 0.6214 | 11 | 0.36308
8382 | 7.14 | 1 | 365 | 8.1288 | 0.36214 | 8 | 0.49098
7220 | 7.25 | 1 | 365 | 8.2541 | 0.61422 | 8 | 0.86829
7605 | 7.395 | 1 | 365 | 8.4192 | 0.9465 | 9 | 0.36566
7735 | 2.55 | 1 | 365 | 2.9032 | 0.84362 | 3 | 0.74678
9235 | 6.75 | 1 | 365 | 7.6848 | 0.46841 | 8 | 0.15324
8378 | 7.905 | 1 | 365 | 8.9998 | 0.11522 | 9 | 0.11502
8374 | 4.08 | 1 | 365 | 4.6451 | 0.34979 | 4 | 0.99485
7802 | 5.1 | 1 | 365 | 5.8063 | 0.68724 | 6 | 0.49356
8371 | 8.925 | 1 | 365 | 10.1611 | 0.45267 | 10 | 0.61373
7860 | 5.865 | 1 | 365 | 6.6773 | 0.44033 | 7 | 0.11759
7663 | 4.08 | 1 | 365 | 4.6451 | 0.34979 | 4 | 0.99485
8467 | 6.12 | 1 | 365 | 6.9676 | 0.02469 | 6 | 0.99227
8468 | 6.63 | 1 | 365 | 7.5482 | 0.19341 | 7 | 0.74163
7852 | 7.395 | 1 | 365 | 8.4192 | 0.9465 | 9 | 0.36566
7667 | 7.14 | 1 | 365 | 8.1288 | 0.36214 | 8 | 0.49098
7845 | 6.63 | 1 | 365 | 7.5482 | 0.19341 | 7 | 0.74163
9245 | 5.75 | 1 | 365 | 6.5463 | 0.17679 | 6 | 0.72313
8462 | 6.63 | 1 | 365 | 7.5482 | 0.19341 | 7 | 0.74163
8461 | 8.925 | 1 | 365 | 10.1611 | 0.45267 | 10 | 0.61373
7890 | 4.845 | 1 | 365 | 5.516 | 0.10288 | 5 | 0.61888
9254 | 5.5 | 1 | 365 | 6.2617 | 0.60389 | 6 | 0.8656
8456 | 4.59 | 1 | 365 | 5.2257 | 0.51852 | 5 | 0.7442
8454 | 7.14 | 1 | 365 | 8.1288 | 0.36214 | 8 | 0.49098
8450 | 3.315 | 1 | 365 | 3.7741 | 0.59671 | 4 | 0.37081
7834 | 6.885 | 1 | 365 | 7.8385 | 0.77778 | 8 | 0.6163
7928 | 4.5 | 1 | 365 | 5.1232 | 0.31227 | 5 | 0.43549
7925 | 3.825 | 1 | 365 | 4.3547 | 0.76543 | 5 | 0.12017
8448 | 4.08 | 1 | 365 | 4.6451 | 0.34979 | 4 | 0.99485
9272 | 12.75 | 1 | 365 | 14.5158 | 0.2181 | 14 | 0.7339
8444 | 8.67 | 1 | 365 | 9.8707 | 0.86831 | 10 | 0.73905
7919 | 3.825 | 1 | 365 | 4.3547 | 0.76543 | 5 | 0.12017
7724 | 7.905 | 1 | 365 | 8.9998 | 0.11522 | 9 | 0.11502
8441 | 3.57 | 1 | 365 | 4.0644 | 0.18107 | 4 | 0.24549
8436 | 1.785 | 1 | 365 | 2.0322 | 0.090535 | 2 | 0.12275
7917 | 6.25 | 1 | 365 | 7.1156 | 0.3226 | 7 | 0.43818
8397 | 2.5 | 1 | 365 | 2.8462 | 0.72904 | 3 | 0.57527
8431 | 7.65 | 1 | 365 | 8.7095 | 0.53086 | 9 | 0.24034
7916 | 4.59 | 1 | 365 | 5.2257 | 0.51852 | 5 | 0.7442
8413 | 6.375 | 1 | 365 | 7.2579 | 0.60905 | 7 | 0.86695
5943 | 5.1 | 1 | 365 | 5.8063 | 0.68724 | 6 | 0.49356
7914 | 4.08 | 1 | 365 | 4.6451 | 0.34979 | 4 | 0.99485
8408 | 5.61 | 1 | 365 | 6.3869 | 0.85597 | 7 | 0.24291
7912 | 4.335 | 1 | 365 | 4.9354 | 0.93416 | 5 | 0.86953
5747 | 5.1 | 1 | 365 | 5.8063 | 0.68724 | 6 | 0.49356
5742 | 4.25 | 1 | 365 | 4.8386 | 0.73937 | 5 | 0.57797
8399 | 7.395 | 1 | 365 | 8.4192 | 0.9465 | 9 | 0.36566
9285 | 6.63 | 1 | 365 | 7.5482 | 0.19341 | 7 | 0.74163
7910 | 6.885 | 1 | 365 | 7.8385 | 0.77778 | 8 | 0.6163
6590 | 13.065 | 1 | 365 | 14.8744 | 0.93996 | 15 | 0.81438
9533 | 6 | 1 | 365 | 6.831 | 0.7497 | 7 | 0.58066
9553 | 9 | 1 | 365 | 10.2464 | 0.62454 | 10 | 0.87099
9559 | 8.33 | 1 | 365 | 9.4837 | 0.089161 | 9 | 0.57281
9564 | 5.145 | 1 | 365 | 5.8575 | 0.79036 | 6 | 0.64791
9579 | 19.62 | 1 | 365 | 22.3372 | 0.96151 | 23 | 0.29875
9649 | 5.46 | 1 | 365 | 6.2162 | 0.51222 | 6 | 0.7284
9652 | 8.5 | 1 | 365 | 9.6772 | 0.47874 | 10 | 0.15593
6742 | 27 | 0.9 | 365 | 27.6654 | 0.68627 | 28 | 0.35166
4982 | 540.54 | 0.9 | 365 | 553.8612 | 0.8391 | 554 | 0.7003
9657 | 9.25 | 1 | 365 | 10.5311 | 0.19745 | 10 | 0.72851
9661 | 8 | 1 | 365 | 9.1079 | 0.33293 | 9 | 0.44088
9690 | 7.194 | 1 | 365 | 8.1903 | 0.48589 | 8 | 0.67621
4869 | 197.78 | 0.9 | 365 | 202.6541 | 0.91223 | 203 | 0.56637
4868 | 576.29 | 0.9 | 365 | 590.4922 | 0.57185 | 591 | 0.064075
9450 | 94.24 | 0.9 | 365 | 96.5625 | 0.3657 | 96 | 0.92818
9453 | 170.81 | 0.9 | 365 | 175.0195 | 0.28784 | 175 | 0.30732
9471 | 214.42 | 0.9 | 365 | 219.7042 | 0.23147 | 219 | 0.93569
9472 | 133.29 | 0.9 | 365 | 136.5748 | 0.90455 | 137 | 0.47938
9160 | 4.335 | 1 | 365 | 4.9354 | 0.93416 | 5 | 0.86953
3251 | 98.82 | 0.9 | 365 | 101.2553 | 0.81174 | 102 | 0.067088
2669 | 197.64 | 0.9 | 365 | 202.5107 | 0.62349 | 203 | 0.13418
9199 | 7.905 | 1 | 365 | 8.9998 | 0.11522 | 9 | 0.11502
8528 | 6.885 | 1 | 365 | 7.8385 | 0.77778 | 8 | 0.6163
9291 | 4.845 | 1 | 365 | 5.516 | 0.10288 | 5 | 0.61888
3409 | 636.12 | 0.9 | 365 | 651.7967 | 0.96849 | 652 | 0.76519
9495 | 4.08 | 1 | 365 | 4.6451 | 0.34979 | 4 | 0.99485
8551 | 4.59 | 1 | 365 | 5.2257 | 0.51852 | 5 | 0.7442
8571 | 4.08 | 1 | 365 | 4.6451 | 0.34979 | 4 | 0.99485
9304 | 6.63 | 1 | 365 | 7.5482 | 0.19341 | 7 | 0.74163
8497 | 2.55 | 1 | 365 | 2.9032 | 0.84362 | 3 | 0.74678
8501 | 8.415 | 1 | 365 | 9.5804 | 0.28395 | 9 | 0.86437
8498 | 5.1 | 1 | 365 | 5.8063 | 0.68724 | 6 | 0.49356
8507 | 2.55 | 1 | 365 | 2.9032 | 0.84362 | 3 | 0.74678
8504 | 3.315 | 1 | 365 | 3.7741 | 0.59671 | 4 | 0.37081
9631 | 6.615 | 1 | 365 | 7.5311 | 0.15904 | 7 | 0.69018
9774 | 5.61 | 1 | 365 | 6.3869 | 0.85597 | 7 | 0.24291
8344 | 3.06 | 1 | 365 | 3.4838 | 0.012345 | 3 | 0.49614
7768 | 8.16 | 1 | 365 | 9.2901 | 0.69959 | 9 | 0.98969
9167 | 7.65 | 1 | 365 | 8.7095 | 0.53086 | 9 | 0.24034
9726 | 5.865 | 1 | 365 | 6.6773 | 0.44033 | 7 | 0.11759
9118 | 7.65 | 1 | 365 | 8.7095 | 0.53086 | 9 | 0.24034
8347 | 7 | 1 | 365 | 7.9695 | 0.041312 | 8 | 0.010767
9113 | 3.06 | 1 | 365 | 3.4838 | 0.012345 | 3 | 0.49614
9805 | 4.5 | 1 | 365 | 5.1232 | 0.31227 | 5 | 0.43549
8583 | 4.75 | 1 | 365 | 5.4078 | 0.88518 | 6 | 0.29302
9815 | 5.635 | 1 | 365 | 6.4154 | 0.91326 | 7 | 0.32867
8953 | 8.67 | 1 | 365 | 9.8707 | 0.86831 | 10 | 0.73905
9897 | 5.355 | 1 | 365 | 6.0966 | 0.2716 | 6 | 0.36824
9822 | 7.84 | 1 | 365 | 8.9258 | 0.96627 | 9 | 0.89206
9465 | 7.65 | 1 | 365 | 8.7095 | 0.53086 | 9 | 0.24034
9467 | 6.25 | 1 | 365 | 7.1156 | 0.3226 | 7 | 0.43818
8567 | 2.805 | 1 | 365 | 3.1935 | 0.42798 | 3 | 0.62146
8558 | 7.395 | 1 | 365 | 8.4192 | 0.9465 | 9 | 0.36566
8559 | 9.69 | 1 | 365 | 11.032 | 0.20576 | 11 | 0.23776
9908 | 4.08 | 1 | 365 | 4.6451 | 0.34979 | 4 | 0.99485
4882 | 395.28 | 0.9 | 365 | 405.0214 | 0.24698 | 405 | 0.26835
4878 | 625.86 | 0.9 | 365 | 641.2838 | 0.80771 | 642 | 0.091555
8574 | 4.845 | 1 | 365 | 5.516 | 0.10288 | 5 | 0.61888
4880 | 625.86 | 0.9 | 365 | 641.2838 | 0.80771 | 642 | 0.091555
4879 | 592.92 | 0.9 | 365 | 607.5321 | 0.87046 | 608 | 0.40253
8555 | 6.63 | 1 | 365 | 7.5482 | 0.19341 | 7 | 0.74163
8580 | 5.1 | 1 | 365 | 5.8063 | 0.68724 | 6 | 0.49356
8236 | 3.57 | 1 | 365 | 4.0644 | 0.18107 | 4 | 0.24549
8590 | 5.61 | 1 | 365 | 6.3869 | 0.85597 | 7 | 0.24291
9035 | 5.355 | 1 | 365 | 6.0966 | 0.2716 | 6 | 0.36824
4848 | 435.24 | 0.9 | 365 | 445.9662 | 0.66265 | 446 | 0.62881
8977 | 3.06 | 1 | 365 | 3.4838 | 0.012345 | 3 | 0.49614
4849 | 592.92 | 0.9 | 365 | 607.5321 | 0.87046 | 608 | 0.40253
4430 | 461.16 | 0.9 | 365 | 472.5249 | 0.12147 | 472 | 0.64641
4435 | 428.22 | 0.9 | 365 | 438.7732 | 0.18422 | 438 | 0.95738
9926 | 7.705 | 1 | 365 | 8.7721 | 0.6569 | 9 | 0.42899
2897 | 131.76 | 0.9 | 365 | 135.0071 | 0.74899 | 135 | 0.75612
9927 | 3.9 | 1 | 365 | 4.4401 | 0.9373 | 5 | 0.37743
2679 | 527.04 | 0.9 | 365 | 540.0285 | 0.99597 | 541 | 0.024467
2597 | 329.4 | 0.9 | 365 | 337.5178 | 0.37248 | 337 | 0.89029
2616 | 395.28 | 0.9 | 365 | 405.0214 | 0.24698 | 405 | 0.26835
9566 | 3.315 | 1 | 365 | 3.7741 | 0.59671 | 4 | 0.37081
9527 | 5.61 | 1 | 365 | 6.3869 | 0.85597 | 7 | 0.24291
8919 | 3.315 | 1 | 365 | 3.7741 | 0.59671 | 4 | 0.37081
8946 | 4.08 | 1 | 365 | 4.6451 | 0.34979 | 4 | 0.99485
8842 | 6.885 | 1 | 365 | 7.8385 | 0.77778 | 8 | 0.6163
9110 | 5.86 | 1 | 365 | 6.6716 | 0.42887 | 7 | 0.10044
8849 | 6.885 | 1 | 365 | 7.8385 | 0.77778 | 8 | 0.6163
8814 | 8.16 | 1 | 365 | 9.2901 | 0.69959 | 9 | 0.98969
8768 | 7.65 | 1 | 365 | 8.7095 | 0.53086 | 9 | 0.24034
9169 | 9.435 | 1 | 365 | 10.7417 | 0.6214 | 11 | 0.36308
8819 | 6.375 | 1 | 365 | 7.2579 | 0.60905 | 7 | 0.86695
9520 | 9.945 | 1 | 365 | 11.3223 | 0.79012 | 12 | 0.11244
9090 | 6.375 | 1 | 365 | 7.2579 | 0.60905 | 7 | 0.86695
8845 | 8.67 | 1 | 365 | 9.8707 | 0.86831 | 10 | 0.73905
8831 | 2.55 | 1 | 365 | 2.9032 | 0.84362 | 3 | 0.74678
9181 | 5 | 1 | 365 | 5.6925 | 0.45808 | 6 | 0.15055
8779 | 3.06 | 1 | 365 | 3.4838 | 0.012345 | 3 | 0.49614
8830 | 3.57 | 1 | 365 | 4.0644 | 0.18107 | 4 | 0.24549
9954 | 13.78 | 1 | 365 | 15.6884 | 0.57847 | 16 | 0.26691
9957 | 7.905 | 1 | 365 | 8.9998 | 0.11522 | 9 | 0.11502
9082 | 6.12 | 1 | 365 | 6.9676 | 0.02469 | 6 | 0.99227
9226 | 11.7 | 1 | 365 | 13.3204 | 0.81191 | 14 | 0.13228
8926 | 5.1 | 1 | 365 | 5.8063 | 0.68724 | 6 | 0.49356
9960 | 10.2 | 1 | 365 | 11.6126 | 0.37448 | 11 | 0.98712
9554 | 6.12 | 1 | 365 | 6.9676 | 0.02469 | 6 | 0.99227
10076 | 6.375 | 1 | 365 | 7.2579 | 0.60905 | 7 | 0.86695
8864 | 6.375 | 1 | 365 | 7.2579 | 0.60905 | 7 | 0.86695
10089 | 6.37 | 1 | 365 | 7.2522 | 0.59759 | 7 | 0.8498
10082 | 8.16 | 1 | 365 | 9.2901 | 0.69959 | 9 | 0.98969
10093 | 4 | 1 | 365 | 4.554 | 0.16646 | 4 | 0.72044
7734 | 6.885 | 1 | 365 | 7.8385 | 0.77778 | 8 | 0.6163
7884 | 4.59 | 1 | 365 | 5.2257 | 0.51852 | 5 | 0.7442
9678 | 3.315 | 1 | 365 | 3.7741 | 0.59671 | 4 | 0.37081
9808 | 5.36 | 1 | 365 | 6.1023 | 0.28306 | 6 | 0.38539
9281 | 2.04 | 1 | 365 | 2.3225 | 0.6749 | 2 | 0.99742
5036 | 5.04 | 1 | 365 | 5.738 | 0.54974 | 6 | 0.28775
5035 | 6.72 | 1 | 365 | 7.6507 | 0.39966 | 8 | 0.050337
5020 | 9.81 | 1 | 365 | 11.1686 | 0.48075 | 11 | 0.64938
6985 | 220.66 | 0.9 | 365 | 226.098 | 0.10119 | 226 | 0.19919
9791 | 9.945 | 1 | 365 | 11.3223 | 0.79012 | 12 | 0.11244
9971 | 5.355 | 1 | 365 | 6.0966 | 0.2716 | 6 | 0.36824
12304 | 7.65 | 1 | 365 | 8.7095 | 0.53086 | 9 | 0.24034
9792 | 9.435 | 1 | 365 | 10.7417 | 0.6214 | 11 | 0.36308
9974 | 3.825 | 1 | 365 | 4.3547 | 0.76543 | 5 | 0.12017
9988 | 9.945 | 1 | 365 | 11.3223 | 0.79012 | 12 | 0.11244
9980 | 7.14 | 1 | 365 | 8.1288 | 0.36214 | 8 | 0.49098
8860 | 8.415 | 1 | 365 | 9.5804 | 0.28395 | 9 | 0.86437
10109 | 4.86 | 1 | 365 | 5.5331 | 0.13725 | 5 | 0.67033
9997 | 2.295 | 1 | 365 | 2.6128 | 0.25926 | 2 | 0.8721
8991 | 3.57 | 1 | 365 | 4.0644 | 0.18107 | 4 | 0.24549
9361 | 4.335 | 1 | 365 | 4.9354 | 0.93416 | 5 | 0.86953
10001 | 5.1 | 1 | 365 | 5.8063 | 0.68724 | 6 | 0.49356
9028 | 2.805 | 1 | 365 | 3.1935 | 0.42798 | 3 | 0.62146
9826 | 6.12 | 1 | 365 | 6.9676 | 0.02469 | 6 | 0.99227
8966 | 4.59 | 1 | 365 | 5.2257 | 0.51852 | 5 | 0.7442
10115 | 6.75 | 1 | 365 | 7.6848 | 0.46841 | 8 | 0.15324
8241 | 6.75 | 1 | 365 | 7.6848 | 0.46841 | 8 | 0.15324
10112 | 7.905 | 1 | 365 | 8.9998 | 0.11522 | 9 | 0.11502
8935 | 4.59 | 1 | 365 | 5.2257 | 0.51852 | 5 | 0.7442
9923 | 5.355 | 1 | 365 | 6.0966 | 0.2716 | 6 | 0.36824
9924 | 11.475 | 1 | 365 | 13.0642 | 0.29629 | 13 | 0.36051
8222 | 4.59 | 1 | 365 | 5.2257 | 0.51852 | 5 | 0.7442
9801 | 7.395 | 1 | 365 | 8.4192 | 0.9465 | 9 | 0.36566
8231 | 5.1 | 1 | 365 | 5.8063 | 0.68724 | 6 | 0.49356
9031 | 5.865 | 1 | 365 | 6.6773 | 0.44033 | 7 | 0.11759
9813 | 3.57 | 1 | 365 | 4.0644 | 0.18107 | 4 | 0.24549
8245 | 6.885 | 1 | 365 | 7.8385 | 0.77778 | 8 | 0.6163
8999 | 5.865 | 1 | 365 | 6.6773 | 0.44033 | 7 | 0.11759
9828 | 7.395 | 1 | 365 | 8.4192 | 0.9465 | 9 | 0.36566
8309 | 2.55 | 1 | 365 | 2.9032 | 0.84362 | 3 | 0.74678
9800 | 8.16 | 1 | 365 | 9.2901 | 0.69959 | 9 | 0.98969
9020 | 6.63 | 1 | 365 | 7.5482 | 0.19341 | 7 | 0.74163
9817 | 6.12 | 1 | 365 | 6.9676 | 0.02469 | 6 | 0.99227
10121 | 9.435 | 1 | 365 | 10.7417 | 0.6214 | 11 | 0.36308
9809 | 4.08 | 1 | 365 | 4.6451 | 0.34979 | 4 | 0.99485
9008 | 6.885 | 1 | 365 | 7.8385 | 0.77778 | 8 | 0.6163
9840 | 8.415 | 1 | 365 | 9.5804 | 0.28395 | 9 | 0.86437
9004 | 5.1 | 1 | 365 | 5.8063 | 0.68724 | 6 | 0.49356
9833 | 3.315 | 1 | 365 | 3.7741 | 0.59671 | 4 | 0.37081
9804 | 9.435 | 1 | 365 | 10.7417 | 0.6214 | 11 | 0.36308
8641 | 3.315 | 1 | 365 | 3.7741 | 0.59671 | 4 | 0.37081
9473 | 5.1 | 1 | 365 | 5.8063 | 0.68724 | 6 | 0.49356
10161 | 4.25 | 1 | 365 | 4.8386 | 0.73937 | 5 | 0.57797
10166 | 2.55 | 1 | 365 | 2.9032 | 0.84362 | 3 | 0.74678
10167 | 2.295 | 1 | 365 | 2.6128 | 0.25926 | 2 | 0.8721
9838 | 9.945 | 1 | 365 | 11.3223 | 0.79012 | 12 | 0.11244
7739 | 5.25 | 1 | 365 | 5.9771 | 0.030984 | 6 | 0.0080754
9835 | 6.885 | 1 | 365 | 7.8385 | 0.77778 | 8 | 0.6163
10154 | 7.905 | 1 | 365 | 8.9998 | 0.11522 | 9 | 0.11502
9517 | 6.885 | 1 | 365 | 7.8385 | 0.77778 | 8 | 0.6163
9814 | 5.865 | 1 | 365 | 6.6773 | 0.44033 | 7 | 0.11759
9839 | 3.06 | 1 | 365 | 3.4838 | 0.012345 | 3 | 0.49614
9065 | 7.395 | 1 | 365 | 8.4192 | 0.9465 | 9 | 0.36566
9854 | 5.61 | 1 | 365 | 6.3869 | 0.85597 | 7 | 0.24291
9836 | 4.08 | 1 | 365 | 4.6451 | 0.34979 | 4 | 0.99485
9806 | 6.885 | 1 | 365 | 7.8385 | 0.77778 | 8 | 0.6163
9062 | 7.65 | 1 | 365 | 8.7095 | 0.53086 | 9 | 0.24034
9061 | 2.75 | 1 | 365 | 3.1309 | 0.30194 | 3 | 0.4328
9842 | 3.825 | 1 | 365 | 4.3547 | 0.76543 | 5 | 0.12017
9104 | 5.355 | 1 | 365 | 6.0966 | 0.2716 | 6 | 0.36824
10226 | 11.475 | 1 | 365 | 13.0642 | 0.29629 | 13 | 0.36051
10324 | 8.16 | 1 | 365 | 9.2901 | 0.69959 | 9 | 0.98969
10231 | 7.395 | 1 | 365 | 8.4192 | 0.9465 | 9 | 0.36566
10320 | 4.845 | 1 | 365 | 5.516 | 0.10288 | 5 | 0.61888
10239 | 9.1 | 1 | 365 | 10.3603 | 0.85371 | 11 | 0.214
10241 | 6.36 | 1 | 365 | 7.2408 | 0.57468 | 7 | 0.8155
10317 | 4.94 | 1 | 365 | 5.6242 | 0.32058 | 5 | 0.94474
10244 | 10.66 | 1 | 365 | 12.1363 | 0.42863 | 12 | 0.56497
10245 | 10.66 | 1 | 365 | 12.1363 | 0.42863 | 12 | 0.56497
10247 | 15.3 | 1 | 365 | 17.419 | 0.061725 | 17 | 0.48068
10248 | 17.595 | 1 | 365 | 20.0318 | 0.32098 | 20 | 0.35278
10249 | 8.67 | 1 | 365 | 9.8707 | 0.86831 | 10 | 0.73905
9146 | 4.59 | 1 | 365 | 5.2257 | 0.51852 | 5 | 0.7442
10240 | 5.1 | 1 | 365 | 5.8063 | 0.68724 | 6 | 0.49356
9155 | 4.845 | 1 | 365 | 5.516 | 0.10288 | 5 | 0.61888
10047 | 2.55 | 1 | 365 | 2.9032 | 0.84362 | 3 | 0.74678
9759 | 7.395 | 1 | 365 | 8.4192 | 0.9465 | 9 | 0.36566
10187 | 4.845 | 1 | 365 | 5.516 | 0.10288 | 5 | 0.61888
10048 | 6.375 | 1 | 365 | 7.2579 | 0.60905 | 7 | 0.86695
9875 | 6.375 | 1 | 365 | 7.2579 | 0.60905 | 7 | 0.86695
9733 | 5.61 | 1 | 365 | 6.3869 | 0.85597 | 7 | 0.24291
9724 | 4.59 | 1 | 365 | 5.2257 | 0.51852 | 5 | 0.7442
9154 | 7.14 | 1 | 365 | 8.1288 | 0.36214 | 8 | 0.49098
10186 | 5.61 | 1 | 365 | 6.3869 | 0.85597 | 7 | 0.24291
9873 | 3.825 | 1 | 365 | 4.3547 | 0.76543 | 5 | 0.12017
10234 | 2.04 | 1 | 365 | 2.3225 | 0.6749 | 2 | 0.99742
10012 | 3.06 | 1 | 365 | 3.4838 | 0.012345 | 3 | 0.49614
9172 | 4.59 | 1 | 365 | 5.2257 | 0.51852 | 5 | 0.7442
10062 | 5.865 | 1 | 365 | 6.6773 | 0.44033 | 7 | 0.11759
10023 | 9.69 | 1 | 365 | 11.032 | 0.20576 | 11 | 0.23776
10243 | 7.14 | 1 | 365 | 8.1288 | 0.36214 | 8 | 0.49098
9175 | 3.57 | 1 | 365 | 4.0644 | 0.18107 | 4 | 0.24549
9182 | 4.08 | 1 | 365 | 4.6451 | 0.34979 | 4 | 0.99485
10073 | 8.16 | 1 | 365 | 9.2901 | 0.69959 | 9 | 0.98969
9178 | 3.825 | 1 | 365 | 4.3547 | 0.76543 | 5 | 0.12017
9170 | 4.335 | 1 | 365 | 4.9354 | 0.93416 | 5 | 0.86953
9989 | 4.08 | 1 | 365 | 4.6451 | 0.34979 | 4 | 0.99485
9189 | 4.335 | 1 | 365 | 4.9354 | 0.93416 | 5 | 0.86953
9535 | 7.65 | 1 | 365 | 8.7095 | 0.53086 | 9 | 0.24034
10057 | 3.315 | 1 | 365 | 3.7741 | 0.59671 | 4 | 0.37081
9936 | 6.885 | 1 | 365 | 7.8385 | 0.77778 | 8 | 0.6163
9982 | 6.885 | 1 | 365 | 7.8385 | 0.77778 | 8 | 0.6163
10013 | 3.06 | 1 | 365 | 3.4838 | 0.012345 | 3 | 0.49614
9561 | 5.355 | 1 | 365 | 6.0966 | 0.2716 | 6 | 0.36824
10014 | 6.12 | 1 | 365 | 6.9676 | 0.02469 | 6 | 0.99227
10279 | 4.845 | 1 | 365 | 5.516 | 0.10288 | 5 | 0.61888
9574 | 5.61 | 1 | 365 | 6.3869 | 0.85597 | 7 | 0.24291
9973 | 4.845 | 1 | 365 | 5.516 | 0.10288 | 5 | 0.61888
9969 | 2.55 | 1 | 365 | 2.9032 | 0.84362 | 3 | 0.74678
9994 | 4.08 | 1 | 365 | 4.6451 | 0.34979 | 4 | 0.99485
9737 | 4.59 | 1 | 365 | 5.2257 | 0.51852 | 5 | 0.7442
10114 | 2.55 | 1 | 365 | 2.9032 | 0.84362 | 3 | 0.74678
10040 | 4.59 | 1 | 365 | 5.2257 | 0.51852 | 5 | 0.7442
9702 | 7 | 1 | 365 | 7.9695 | 0.041312 | 8 | 0.010767
10000 | 6.375 | 1 | 365 | 7.2579 | 0.60905 | 7 | 0.86695
10007 | 8.16 | 1 | 365 | 9.2901 | 0.69959 | 9 | 0.98969
10083 | 5.865 | 1 | 365 | 6.6773 | 0.44033 | 7 | 0.11759
10054 | 5.61 | 1 | 365 | 6.3869 | 0.85597 | 7 | 0.24291
6648 | 8.37 | 1 | 365 | 9.5292 | 0.18083 | 9 | 0.71002
7139 | 13 | 1 | 365 | 14.8004 | 0.79101 | 15 | 0.59142
6773 | 50.7 | 0.9 | 365 | 51.9495 | 0.56644 | 52 | 0.5159
8141 | 100.8 | 0.9 | 365 | 103.2841 | 0.8954 | 104 | 0.17954
6745 | 5.225 | 1 | 365 | 5.9486 | 0.97369 | 6 | 0.92232
5828 | 111.85 | 0.9 | 365 | 114.6065 | 0.68552 | 115 | 0.29198
9022 | 7.5 | 1 | 365 | 8.5387 | 0.18712 | 8 | 0.72582
9047 | 9 | 1 | 365 | 10.2464 | 0.62454 | 10 | 0.87099
9013 | 5.865 | 1 | 365 | 6.6773 | 0.44033 | 7 | 0.11759
10105 | 5.355 | 1 | 365 | 6.0966 | 0.2716 | 6 | 0.36824
10046 | 7.905 | 1 | 365 | 8.9998 | 0.11522 | 9 | 0.11502
10084 | 8.67 | 1 | 365 | 9.8707 | 0.86831 | 10 | 0.73905
10030 | 6.12 | 1 | 365 | 6.9676 | 0.02469 | 6 | 0.99227
10075 | 6.885 | 1 | 365 | 7.8385 | 0.77778 | 8 | 0.6163
10072 | 6.885 | 1 | 365 | 7.8385 | 0.77778 | 8 | 0.6163
10063 | 4.335 | 1 | 365 | 4.9354 | 0.93416 | 5 | 0.86953
10070 | 3.57 | 1 | 365 | 4.0644 | 0.18107 | 4 | 0.24549
10058 | 6.375 | 1 | 365 | 7.2579 | 0.60905 | 7 | 0.86695
9034 | 7.905 | 1 | 365 | 8.9998 | 0.11522 | 9 | 0.11502
10236 | 8.16 | 1 | 365 | 9.2901 | 0.69959 | 9 | 0.98969
10004 | 5.865 | 1 | 365 | 6.6773 | 0.44033 | 7 | 0.11759
10111 | 8.415 | 1 | 365 | 9.5804 | 0.28395 | 9 | 0.86437
9978 | 5.865 | 1 | 365 | 6.6773 | 0.44033 | 7 | 0.11759
9042 | 3.06 | 1 | 365 | 3.4838 | 0.012345 | 3 | 0.49614
9939 | 4.08 | 1 | 365 | 4.6451 | 0.34979 | 4 | 0.99485
9959 | 4.59 | 1 | 365 | 5.2257 | 0.51852 | 5 | 0.7442
9984 | 9.18 | 1 | 365 | 10.4514 | 0.037035 | 10 | 0.48841
9846 | 5.355 | 1 | 365 | 6.0966 | 0.2716 | 6 | 0.36824
9935 | 5.865 | 1 | 365 | 6.6773 | 0.44033 | 7 | 0.11759
9972 | 5.61 | 1 | 365 | 6.3869 | 0.85597 | 7 | 0.24291
10103 | 3.315 | 1 | 365 | 3.7741 | 0.59671 | 4 | 0.37081
10008 | 3.57 | 1 | 365 | 4.0644 | 0.18107 | 4 | 0.24549
9611 | 3.315 | 1 | 365 | 3.7741 | 0.59671 | 4 | 0.37081
9886 | 6.63 | 1 | 365 | 7.5482 | 0.19341 | 7 | 0.74163
9879 | 6.63 | 1 | 365 | 7.5482 | 0.19341 | 7 | 0.74163
10031 | 6.12 | 1 | 365 | 6.9676 | 0.02469 | 6 | 0.99227
9889 | 5.865 | 1 | 365 | 6.6773 | 0.44033 | 7 | 0.11759
9877 | 3.06 | 1 | 365 | 3.4838 | 0.012345 | 3 | 0.49614
9993 | 3.315 | 1 | 365 | 3.7741 | 0.59671 | 4 | 0.37081
9881 | 6.63 | 1 | 365 | 7.5482 | 0.19341 | 7 | 0.74163
10174 | 6.76 | 1 | 365 | 7.6962 | 0.49132 | 8 | 0.18754
10175 | 10.455 | 1 | 365 | 11.903 | 0.95885 | 12 | 0.8618
9694 | 5.865 | 1 | 365 | 6.6773 | 0.44033 | 7 | 0.11759
10108 | 5.865 | 1 | 365 | 6.6773 | 0.44033 | 7 | 0.11759
10042 | 8.67 | 1 | 365 | 9.8707 | 0.86831 | 10 | 0.73905
10006 | 6.885 | 1 | 365 | 7.8385 | 0.77778 | 8 | 0.6163
10177 | 6.885 | 1 | 365 | 7.8385 | 0.77778 | 8 | 0.6163
9712 | 1.53 | 1 | 365 | 1.7419 | 0.50617 | 2 | 0.24807
10035 | 8.16 | 1 | 365 | 9.2901 | 0.69959 | 9 | 0.98969
9038 | 6.12 | 1 | 365 | 6.9676 | 0.02469 | 6 | 0.99227
10179 | 6.885 | 1 | 365 | 7.8385 | 0.77778 | 8 | 0.6163
9746 | 7.905 | 1 | 365 | 8.9998 | 0.11522 | 9 | 0.11502
10180 | 5.61 | 1 | 365 | 6.3869 | 0.85597 | 7 | 0.24291
9766 | 6.12 | 1 | 365 | 6.9676 | 0.02469 | 6 | 0.99227
9050 | 5.355 | 1 | 365 | 6.0966 | 0.2716 | 6 | 0.36824
10181 | 6.375 | 1 | 365 | 7.2579 | 0.60905 | 7 | 0.86695
9071 | 5.61 | 1 | 365 | 6.3869 | 0.85597 | 7 | 0.24291
7586 | 5 | 1 | 365 | 5.6925 | 0.45808 | 6 | 0.15055
9077 | 7.905 | 1 | 365 | 8.9998 | 0.11522 | 9 | 0.11502
7565 | 13.25 | 1 | 365 | 15.085 | 0.36391 | 15 | 0.44895
7588 | 3.57 | 1 | 365 | 4.0644 | 0.18107 | 4 | 0.24549
7589 | 10.2 | 1 | 365 | 11.6126 | 0.37448 | 11 | 0.98712
9070 | 2.295 | 1 | 365 | 2.6128 | 0.25926 | 2 | 0.8721
9983 | 8.415 | 1 | 365 | 9.5804 | 0.28395 | 9 | 0.86437
9074 | 5.61 | 1 | 365 | 6.3869 | 0.85597 | 7 | 0.24291
9073 | 6.375 | 1 | 365 | 7.2579 | 0.60905 | 7 | 0.86695
8199 | 3.57 | 1 | 365 | 4.0644 | 0.18107 | 4 | 0.24549
10184 | 4.845 | 1 | 365 | 5.516 | 0.10288 | 5 | 0.61888
9068 | 9.18 | 1 | 365 | 10.4514 | 0.037035 | 10 | 0.48841
9119 | 5.1 | 1 | 365 | 5.8063 | 0.68724 | 6 | 0.49356
10190 | 6.12 | 1 | 365 | 6.9676 | 0.02469 | 6 | 0.99227
9903 | 5.865 | 1 | 365 | 6.6773 | 0.44033 | 7 | 0.11759
9893 | 7.905 | 1 | 365 | 8.9998 | 0.11522 | 9 | 0.11502
9912 | 6.885 | 1 | 365 | 7.8385 | 0.77778 | 8 | 0.6163
9911 | 4.59 | 1 | 365 | 5.2257 | 0.51852 | 5 | 0.7442
9565 | 5.355 | 1 | 365 | 6.0966 | 0.2716 | 6 | 0.36824
9125 | 7.65 | 1 | 365 | 8.7095 | 0.53086 | 9 | 0.24034
9581 | 4.08 | 1 | 365 | 4.6451 | 0.34979 | 4 | 0.99485
9601 | 2.55 | 1 | 365 | 2.9032 | 0.84362 | 3 | 0.74678
10334 | 6.24 | 1 | 365 | 7.1042 | 0.29968 | 7 | 0.40388
10347 | 4.77 | 1 | 365 | 5.4306 | 0.93101 | 6 | 0.36162
10349 | 4.335 | 1 | 365 | 4.9354 | 0.93416 | 5 | 0.86953
10353 | 6.885 | 1 | 365 | 7.8385 | 0.77778 | 8 | 0.6163
9770 | 9.435 | 1 | 365 | 10.7417 | 0.6214 | 11 | 0.36308
9703 | 7.65 | 1 | 365 | 8.7095 | 0.53086 | 9 | 0.24034
10662 | 2.75 | 1 | 365 | 3.1309 | 0.30194 | 3 | 0.4328
10661 | 8.415 | 1 | 365 | 9.5804 | 0.28395 | 9 | 0.86437
9639 | 6.12 | 1 | 365 | 6.9676 | 0.02469 | 6 | 0.99227
10668 | 6.24 | 1 | 365 | 7.1042 | 0.29968 | 7 | 0.40388
10658 | 8.415 | 1 | 365 | 9.5804 | 0.28395 | 9 | 0.86437
9621 | 8.925 | 1 | 365 | 10.1611 | 0.45267 | 10 | 0.61373
10666 | 10.2 | 1 | 365 | 11.6126 | 0.37448 | 11 | 0.98712
9749 | 6.12 | 1 | 365 | 6.9676 | 0.02469 | 6 | 0.99227
10664 | 9.36 | 1 | 365 | 10.6563 | 0.44953 | 11 | 0.10583
10670 | 4.59 | 1 | 365 | 5.2257 | 0.51852 | 5 | 0.7442
9629 | 6.12 | 1 | 365 | 6.9676 | 0.02469 | 6 | 0.99227
10671 | 11.73 | 1 | 365 | 13.3545 | 0.88066 | 14 | 0.23519
10655 | 9.62 | 1 | 365 | 10.9523 | 0.045346 | 10 | 0.99765
9084 | 4.845 | 1 | 365 | 5.516 | 0.10288 | 5 | 0.61888
10620 | 4.845 | 1 | 365 | 5.516 | 0.10288 | 5 | 0.61888
9087 | 5.865 | 1 | 365 | 6.6773 | 0.44033 | 7 | 0.11759
9753 | 9.18 | 1 | 365 | 10.4514 | 0.037035 | 10 | 0.48841
9097 | 5.1 | 1 | 365 | 5.8063 | 0.68724 | 6 | 0.49356
9786 | 4.59 | 1 | 365 | 5.2257 | 0.51852 | 5 | 0.7442
6093 | 8.67 | 1 | 365 | 9.8707 | 0.86831 | 10 | 0.73905
9138 | 3 | 1 | 365 | 3.4155 | 0.87485 | 4 | 0.29033
9132 | 6.375 | 1 | 365 | 7.2579 | 0.60905 | 7 | 0.86695
9717 | 6.375 | 1 | 365 | 7.2579 | 0.60905 | 7 | 0.86695
9135 | 9.69 | 1 | 365 | 11.032 | 0.20576 | 11 | 0.23776
9741 | 5.1 | 1 | 365 | 5.8063 | 0.68724 | 6 | 0.49356
9659 | 4.59 | 1 | 365 | 5.2257 | 0.51852 | 5 | 0.7442
9143 | 5.1 | 1 | 365 | 5.8063 | 0.68724 | 6 | 0.49356
9730 | 4.59 | 1 | 365 | 5.2257 | 0.51852 | 5 | 0.7442
9656 | 8.925 | 1 | 365 | 10.1611 | 0.45267 | 10 | 0.61373
10214 | 2.805 | 1 | 365 | 3.1935 | 0.42798 | 3 | 0.62146
9141 | 6.63 | 1 | 365 | 7.5482 | 0.19341 | 7 | 0.74163
9142 | 4.08 | 1 | 365 | 4.6451 | 0.34979 | 4 | 0.99485
9616 | 9.18 | 1 | 365 | 10.4514 | 0.037035 | 10 | 0.48841
10638 | 6.24 | 1 | 365 | 7.1042 | 0.29968 | 7 | 0.40388
10659 | 2.75 | 1 | 365 | 3.1309 | 0.30194 | 3 | 0.4328
10067 | 5.5 | 1 | 365 | 6.2617 | 0.60389 | 6 | 0.8656
10669 | 10.4 | 1 | 365 | 11.8403 | 0.83281 | 12 | 0.67314
10327 | 4.845 | 1 | 365 | 5.516 | 0.10288 | 5 | 0.61888
10665 | 9.435 | 1 | 365 | 10.7417 | 0.6214 | 11 | 0.36308
10660 | 8.925 | 1 | 365 | 10.1611 | 0.45267 | 10 | 0.61373
10078 | 8.925 | 1 | 365 | 10.1611 | 0.45267 | 10 | 0.61373
10473 | 7.65 | 1 | 365 | 8.7095 | 0.53086 | 9 | 0.24034
10476 | 6.885 | 1 | 365 | 7.8385 | 0.77778 | 8 | 0.6163
10479 | 7.905 | 1 | 365 | 8.9998 | 0.11522 | 9 | 0.11502
10250 | 3.06 | 1 | 365 | 3.4838 | 0.012345 | 3 | 0.49614
10481 | 7.54 | 1 | 365 | 8.5842 | 0.27878 | 8 | 0.86303
10251 | 7.65 | 1 | 365 | 8.7095 | 0.53086 | 9 | 0.24034
10484 | 3.64 | 1 | 365 | 4.1441 | 0.34148 | 4 | 0.4856
10486 | 8.32 | 1 | 365 | 9.4723 | 0.066245 | 9 | 0.53851
10489 | 9.69 | 1 | 365 | 11.032 | 0.20576 | 11 | 0.23776
10495 | 3.06 | 1 | 365 | 3.4838 | 0.012345 | 3 | 0.49614
10499 | 7.395 | 1 | 365 | 8.4192 | 0.9465 | 9 | 0.36566
10524 | 5.88 | 1 | 365 | 6.6943 | 0.4747 | 7 | 0.16904
10002 | 9.69 | 1 | 365 | 11.032 | 0.20576 | 11 | 0.23776
10017 | 4.335 | 1 | 365 | 4.9354 | 0.93416 | 5 | 0.86953
10099 | 8.16 | 1 | 365 | 9.2901 | 0.69959 | 9 | 0.98969
10470 | 4.59 | 1 | 365 | 5.2257 | 0.51852 | 5 | 0.7442
10100 | 4.08 | 1 | 365 | 4.6451 | 0.34979 | 4 | 0.99485
10323 | 4.59 | 1 | 365 | 5.2257 | 0.51852 | 5 | 0.7442
10284 | 10 | 1 | 365 | 11.3849 | 0.91616 | 12 | 0.3011
10102 | 7.65 | 1 | 365 | 8.7095 | 0.53086 | 9 | 0.24034
10238 | 9.435 | 1 | 365 | 10.7417 | 0.6214 | 11 | 0.36308
10235 | 2.94 | 1 | 365 | 3.3472 | 0.73735 | 4 | 0.084522
10217 | 2.805 | 1 | 365 | 3.1935 | 0.42798 | 3 | 0.62146
10246 | 2.295 | 1 | 365 | 2.6128 | 0.25926 | 2 | 0.8721
10230 | 7.395 | 1 | 365 | 8.4192 | 0.9465 | 9 | 0.36566
10220 | 5.355 | 1 | 365 | 6.0966 | 0.2716 | 6 | 0.36824
10242 | 5.355 | 1 | 365 | 6.0966 | 0.2716 | 6 | 0.36824
10233 | 9.945 | 1 | 365 | 11.3223 | 0.79012 | 12 | 0.11244
10612 | 14.28 | 1 | 365 | 16.2577 | 0.72428 | 16 | 0.98197
10604 | 6.12 | 1 | 365 | 6.9676 | 0.02469 | 6 | 0.99227
10492 | 38.175 | 0.9 | 365 | 39.1158 | 0.7342 | 39 | 0.84999
6644 | 20.601 | 1 | 365 | 23.4541 | 0.20958 | 23 | 0.66369
8088 | 3.25 | 1 | 365 | 3.7001 | 0.44775 | 4 | 0.14786
7496 | 6.75 | 1 | 365 | 7.6848 | 0.46841 | 8 | 0.15324
10155 | 6.12 | 1 | 365 | 6.9676 | 0.02469 | 6 | 0.99227
10170 | 5.1 | 1 | 365 | 5.8063 | 0.68724 | 6 | 0.49356
10019 | 5.355 | 1 | 365 | 6.0966 | 0.2716 | 6 | 0.36824
10165 | 9.435 | 1 | 365 | 10.7417 | 0.6214 | 11 | 0.36308
9655 | 9.945 | 1 | 365 | 11.3223 | 0.79012 | 12 | 0.11244
10210 | 5.355 | 1 | 365 | 6.0966 | 0.2716 | 6 | 0.36824
10520 | 3 | 1 | 365 | 3.4155 | 0.87485 | 4 | 0.29033
9891 | 5.865 | 1 | 365 | 6.6773 | 0.44033 | 7 | 0.11759
10452 | 6.12 | 1 | 365 | 6.9676 | 0.02469 | 6 | 0.99227
10456 | 4.335 | 1 | 365 | 4.9354 | 0.93416 | 5 | 0.86953
9642 | 4.845 | 1 | 365 | 5.516 | 0.10288 | 5 | 0.61888
10382 | 5.355 | 1 | 365 | 6.0966 | 0.2716 | 6 | 0.36824
10458 | 2.805 | 1 | 365 | 3.1935 | 0.42798 | 3 | 0.62146
10216 | 4.59 | 1 | 365 | 5.2257 | 0.51852 | 5 | 0.7442
10436 | 8.925 | 1 | 365 | 10.1611 | 0.45267 | 10 | 0.61373
10414 | 2.295 | 1 | 365 | 2.6128 | 0.25926 | 2 | 0.8721
10406 | 4.59 | 1 | 365 | 5.2257 | 0.51852 | 5 | 0.7442
10377 | 8.67 | 1 | 365 | 9.8707 | 0.86831 | 10 | 0.73905
10419 | 9.69 | 1 | 365 | 11.032 | 0.20576 | 11 | 0.23776
10518 | 3.57 | 1 | 365 | 4.0644 | 0.18107 | 4 | 0.24549
10541 | 6.63 | 1 | 365 | 7.5482 | 0.19341 | 7 | 0.74163
10523 | 9.435 | 1 | 365 | 10.7417 | 0.6214 | 11 | 0.36308
10158 | 10 | 1 | 365 | 11.3849 | 0.91616 | 12 | 0.3011
10580 | 8.925 | 1 | 365 | 10.1611 | 0.45267 | 10 | 0.61373
10648 | 7.65 | 1 | 365 | 8.7095 | 0.53086 | 9 | 0.24034
10585 | 3.12 | 1 | 365 | 3.5521 | 0.14984 | 3 | 0.70194
10591 | 3.06 | 1 | 365 | 3.4838 | 0.012345 | 3 | 0.49614
10596 | 10.4 | 1 | 365 | 11.8403 | 0.83281 | 12 | 0.67314
10600 | 6.885 | 1 | 365 | 7.8385 | 0.77778 | 8 | 0.6163
10601 | 3.64 | 1 | 365 | 4.1441 | 0.34148 | 4 | 0.4856
10615 | 3.825 | 1 | 365 | 4.3547 | 0.76543 | 5 | 0.12017
10258 | 5.1 | 1 | 365 | 5.8063 | 0.68724 | 6 | 0.49356
10673 | 3.38 | 1 | 365 | 3.8481 | 0.74566 | 4 | 0.59377
10702 | 6.12 | 1 | 365 | 6.9676 | 0.02469 | 6 | 0.99227
10706 | 7.905 | 1 | 365 | 8.9998 | 0.11522 | 9 | 0.11502
10713 | 3.825 | 1 | 365 | 4.3547 | 0.76543 | 5 | 0.12017
10715 | 7.02 | 1 | 365 | 7.9922 | 0.087144 | 8 | 0.079369
10716 | 5.98 | 1 | 365 | 6.8082 | 0.70386 | 7 | 0.51206
9855 | 3.825 | 1 | 365 | 4.3547 | 0.76543 | 5 | 0.12017
10727 | 4.25 | 1 | 365 | 4.8386 | 0.73937 | 5 | 0.57797
10213 | 8.67 | 1 | 365 | 9.8707 | 0.86831 | 10 | 0.73905
9845 | 6.12 | 1 | 365 | 6.9676 | 0.02469 | 6 | 0.99227
10700 | 19.8 | 1 | 365 | 22.5422 | 0.374 | 22 | 0.91617
10707 | 10.2 | 1 | 365 | 11.6126 | 0.37448 | 11 | 0.98712
9841 | 5.865 | 1 | 365 | 6.6773 | 0.44033 | 7 | 0.11759
10203 | 8.67 | 1 | 365 | 9.8707 | 0.86831 | 10 | 0.73905
10729 | 8 | 1 | 365 | 9.1079 | 0.33293 | 9 | 0.44088
10731 | 2.5 | 1 | 365 | 2.8462 | 0.72904 | 3 | 0.57527
10738 | 5.25 | 1 | 365 | 5.9771 | 0.030984 | 6 | 0.0080754
9962 | 6.63 | 1 | 365 | 7.5482 | 0.19341 | 7 | 0.74163
9827 | 5.1 | 1 | 365 | 5.8063 | 0.68724 | 6 | 0.49356
9668 | 7 | 1 | 365 | 7.9695 | 0.041312 | 8 | 0.010767
10026 | 7.905 | 1 | 365 | 8.9998 | 0.11522 | 9 | 0.11502
9330 | 7.395 | 1 | 365 | 8.4192 | 0.9465 | 9 | 0.36566
9977 | 5.865 | 1 | 365 | 6.6773 | 0.44033 | 7 | 0.11759
9206 | 8.67 | 1 | 365 | 9.8707 | 0.86831 | 10 | 0.73905
10488 | 11.44 | 1 | 365 | 13.0244 | 0.21609 | 13 | 0.24045
10678 | 8.32 | 1 | 365 | 9.4723 | 0.066245 | 9 | 0.53851
9158 | 4.75 | 1 | 365 | 5.4078 | 0.88518 | 6 | 0.29302
10015 | 7.395 | 1 | 365 | 8.4192 | 0.9465 | 9 | 0.36566
9329 | 6.885 | 1 | 365 | 7.8385 | 0.77778 | 8 | 0.6163
9334 | 4.845 | 1 | 365 | 5.516 | 0.10288 | 5 | 0.61888
9734 | 4.845 | 1 | 365 | 5.516 | 0.10288 | 5 | 0.61888
9966 | 5.1 | 1 | 365 | 5.8063 | 0.68724 | 6 | 0.49356
9968 | 5.61 | 1 | 365 | 6.3869 | 0.85597 | 7 | 0.24291
9986 | 7.395 | 1 | 365 | 8.4192 | 0.9465 | 9 | 0.36566
10846 | 6.5 | 1 | 365 | 7.4002 | 0.8955 | 8 | 0.29571
9976 | 8.415 | 1 | 365 | 9.5804 | 0.28395 | 9 | 0.86437
9743 | 4.08 | 1 | 365 | 4.6451 | 0.34979 | 4 | 0.99485
10009 | 8.16 | 1 | 365 | 9.2901 | 0.69959 | 9 | 0.98969
10085 | 7.14 | 1 | 365 | 8.1288 | 0.36214 | 8 | 0.49098
10849 | 10.2 | 1 | 365 | 11.6126 | 0.37448 | 11 | 0.98712
10228 | 3.06 | 1 | 365 | 3.4838 | 0.012345 | 3 | 0.49614
10850 | 8.415 | 1 | 365 | 9.5804 | 0.28395 | 9 | 0.86437
10851 | 3.06 | 1 | 365 | 3.4838 | 0.012345 | 3 | 0.49614
9715 | 6.885 | 1 | 365 | 7.8385 | 0.77778 | 8 | 0.6163
10853 | 5.61 | 1 | 365 | 6.3869 | 0.85597 | 7 | 0.24291
10858 | 9.69 | 1 | 365 | 11.032 | 0.20576 | 11 | 0.23776
10304 | 13 | 1 | 365 | 14.8004 | 0.79101 | 15 | 0.59142
10866 | 4.845 | 1 | 365 | 5.516 | 0.10288 | 5 | 0.61888
9995 | 7.14 | 1 | 365 | 8.1288 | 0.36214 | 8 | 0.49098
10884 | 5.72 | 1 | 365 | 6.5122 | 0.10804 | 6 | 0.62023
10885 | 5.865 | 1 | 365 | 6.6773 | 0.44033 | 7 | 0.11759
10887 | 6.885 | 1 | 365 | 7.8385 | 0.77778 | 8 | 0.6163
10188 | 5.1 | 1 | 365 | 5.8063 | 0.68724 | 6 | 0.49356
11194 | 4.59 | 1 | 365 | 5.2257 | 0.51852 | 5 | 0.7442
9998 | 4.59 | 1 | 365 | 5.2257 | 0.51852 | 5 | 0.7442
11193 | 3.315 | 1 | 365 | 3.7741 | 0.59671 | 4 | 0.37081
11180 | 11.44 | 1 | 365 | 13.0244 | 0.21609 | 13 | 0.24045
11188 | 9.18 | 1 | 365 | 10.4514 | 0.037035 | 10 | 0.48841
10901 | 3.38 | 1 | 365 | 3.8481 | 0.74566 | 4 | 0.59377
11175 | 4.08 | 1 | 365 | 4.6451 | 0.34979 | 4 | 0.99485
9748 | 2.805 | 1 | 365 | 3.1935 | 0.42798 | 3 | 0.62146
10384 | 4.08 | 1 | 365 | 4.6451 | 0.34979 | 4 | 0.99485
10385 | 12.74 | 1 | 365 | 14.5044 | 0.19519 | 14 | 0.6996
10388 | 3.38 | 1 | 365 | 3.8481 | 0.74566 | 4 | 0.59377
10407 | 12.56 | 1 | 365 | 14.2995 | 0.7827 | 15 | 0.082177
6732 | 3.825 | 1 | 365 | 4.3547 | 0.76543 | 5 | 0.12017
10906 | 8.84 | 1 | 365 | 10.0643 | 0.25789 | 10 | 0.32217
9600 | 6.885 | 1 | 365 | 7.8385 | 0.77778 | 8 | 0.6163
10908 | 7.395 | 1 | 365 | 8.4192 | 0.9465 | 9 | 0.36566
10910 | 9.88 | 1 | 365 | 11.2483 | 0.64117 | 11 | 0.88948
10408 | 10.92 | 1 | 365 | 12.4324 | 0.024447 | 12 | 0.4568
10911 | 3.12 | 1 | 365 | 3.5521 | 0.14984 | 3 | 0.70194
10918 | 11.96 | 1 | 365 | 13.6164 | 0.40773 | 14 | 0.024111
9961 | 9.435 | 1 | 365 | 10.7417 | 0.6214 | 11 | 0.36308
10857 | 2.55 | 1 | 365 | 2.9032 | 0.84362 | 3 | 0.74678
10859 | 7.905 | 1 | 365 | 8.9998 | 0.11522 | 9 | 0.11502
9580 | 6.12 | 1 | 365 | 6.9676 | 0.02469 | 6 | 0.99227
10860 | 6.63 | 1 | 365 | 7.5482 | 0.19341 | 7 | 0.74163
10864 | 7.905 | 1 | 365 | 8.9998 | 0.11522 | 9 | 0.11502
10862 | 4.59 | 1 | 365 | 5.2257 | 0.51852 | 5 | 0.7442
10865 | 5.865 | 1 | 365 | 6.6773 | 0.44033 | 7 | 0.11759
9583 | 3.06 | 1 | 365 | 3.4838 | 0.012345 | 3 | 0.49614
9894 | 2.805 | 1 | 365 | 3.1935 | 0.42798 | 3 | 0.62146
10413 | 5.04 | 1 | 365 | 5.738 | 0.54974 | 6 | 0.28775
9885 | 2.55 | 1 | 365 | 2.9032 | 0.84362 | 3 | 0.74678
10415 | 4.08 | 1 | 365 | 4.6451 | 0.34979 | 4 | 0.99485
10420 | 4.505 | 1 | 365 | 5.1289 | 0.32373 | 5 | 0.45264
10423 | 9.62 | 1 | 365 | 10.9523 | 0.045346 | 10 | 0.99765
10426 | 4.08 | 1 | 365 | 4.6451 | 0.34979 | 4 | 0.99485
8051 | 8.415 | 1 | 365 | 9.5804 | 0.28395 | 9 | 0.86437
9910 | 9.69 | 1 | 365 | 11.032 | 0.20576 | 11 | 0.23776
9898 | 9.435 | 1 | 365 | 10.7417 | 0.6214 | 11 | 0.36308
10321 | 8.16 | 1 | 365 | 9.2901 | 0.69959 | 9 | 0.98969
10098 | 7.105 | 1 | 365 | 8.089 | 0.28193 | 8 | 0.37093
10028 | 7.395 | 1 | 365 | 8.4192 | 0.9465 | 9 | 0.36566
10433 | 9.54 | 1 | 365 | 10.8612 | 0.86202 | 11 | 0.72325
10437 | 4.845 | 1 | 365 | 5.516 | 0.10288 | 5 | 0.61888
10465 | 6.12 | 1 | 365 | 6.9676 | 0.02469 | 6 | 0.99227
10466 | 4.59 | 1 | 365 | 5.2257 | 0.51852 | 5 | 0.7442
10468 | 3.06 | 1 | 365 | 3.4838 | 0.012345 | 3 | 0.49614
10464 | 4.95 | 1 | 365 | 5.6355 | 0.3435 | 5 | 0.97904
10467 | 3.5 | 1 | 365 | 3.9847 | 0.020656 | 4 | 0.0053836
10560 | 1.785 | 1 | 365 | 2.0322 | 0.090535 | 2 | 0.12275
10624 | 5.865 | 1 | 365 | 6.6773 | 0.44033 | 7 | 0.11759
10344 | 10.2 | 1 | 365 | 11.6126 | 0.37448 | 11 | 0.98712
10535 | 5.1 | 1 | 365 | 5.8063 | 0.68724 | 6 | 0.49356
10552 | 9.69 | 1 | 365 | 11.032 | 0.20576 | 11 | 0.23776
10608 | 5.75 | 1 | 365 | 6.5463 | 0.17679 | 6 | 0.72313
10509 | 9.18 | 1 | 365 | 10.4514 | 0.037035 | 10 | 0.48841
10557 | 3.315 | 1 | 365 | 3.7741 | 0.59671 | 4 | 0.37081
10643 | 5.61 | 1 | 365 | 6.3869 | 0.85597 | 7 | 0.24291
10640 | 7.14 | 1 | 365 | 8.1288 | 0.36214 | 8 | 0.49098
10644 | 10.14 | 1 | 365 | 11.5443 | 0.23699 | 11 | 0.78131
10635 | 9.88 | 1 | 365 | 11.2483 | 0.64117 | 11 | 0.88948
10634 | 7.65 | 1 | 365 | 8.7095 | 0.53086 | 9 | 0.24034
10636 | 8.415 | 1 | 365 | 9.5804 | 0.28395 | 9 | 0.86437
10647 | 7 | 1 | 365 | 7.9695 | 0.041312 | 8 | 0.010767
10641 | 7.65 | 1 | 365 | 8.7095 | 0.53086 | 9 | 0.24034
10639 | 7.54 | 1 | 365 | 8.5842 | 0.27878 | 8 | 0.86303
10632 | 4.16 | 1 | 365 | 4.7361 | 0.53312 | 5 | 0.26926
10628 | 5.1 | 1 | 365 | 5.8063 | 0.68724 | 6 | 0.49356
10630 | 5.61 | 1 | 365 | 6.3869 | 0.85597 | 7 | 0.24291
10633 | 7.65 | 1 | 365 | 8.7095 | 0.53086 | 9 | 0.24034
10631 | 4.845 | 1 | 365 | 5.516 | 0.10288 | 5 | 0.61888
10629 | 6.63 | 1 | 365 | 7.5482 | 0.19341 | 7 | 0.74163
10625 | 11.475 | 1 | 365 | 13.0642 | 0.29629 | 13 | 0.36051
10538 | 5.61 | 1 | 365 | 6.3869 | 0.85597 | 7 | 0.24291
10627 | 5.355 | 1 | 365 | 6.0966 | 0.2716 | 6 | 0.36824
10653 | 9.435 | 1 | 365 | 10.7417 | 0.6214 | 11 | 0.36308
10616 | 10.965 | 1 | 365 | 12.4836 | 0.12757 | 12 | 0.61115
10540 | 7.395 | 1 | 365 | 8.4192 | 0.9465 | 9 | 0.36566
10542 | 6.885 | 1 | 365 | 7.8385 | 0.77778 | 8 | 0.6163
10545 | 9.31 | 1 | 365 | 10.5994 | 0.33494 | 10 | 0.93432
10672 | 2.805 | 1 | 365 | 3.1935 | 0.42798 | 3 | 0.62146
10663 | 6.76 | 1 | 365 | 7.6962 | 0.49132 | 8 | 0.18754
10563 | 7.65 | 1 | 365 | 8.7095 | 0.53086 | 9 | 0.24034
10667 | 3.9 | 1 | 365 | 4.4401 | 0.9373 | 5 | 0.37743
10497 | 3.825 | 1 | 365 | 4.3547 | 0.76543 | 5 | 0.12017
10501 | 3.315 | 1 | 365 | 3.7741 | 0.59671 | 4 | 0.37081
10504 | 4.335 | 1 | 365 | 4.9354 | 0.93416 | 5 | 0.86953
10505 | 5.355 | 1 | 365 | 6.0966 | 0.2716 | 6 | 0.36824
10508 | 8.16 | 1 | 365 | 9.2901 | 0.69959 | 9 | 0.98969
10261 | 8.415 | 1 | 365 | 9.5804 | 0.28395 | 9 | 0.86437
10266 | 4.08 | 1 | 365 | 4.6451 | 0.34979 | 4 | 0.99485
10029 | 5.61 | 1 | 365 | 6.3869 | 0.85597 | 7 | 0.24291
10354 | 5.355 | 1 | 365 | 6.0966 | 0.2716 | 6 | 0.36824
8274 | 6.12 | 1 | 365 | 6.9676 | 0.02469 | 6 | 0.99227
10357 | 7.65 | 1 | 365 | 8.7095 | 0.53086 | 9 | 0.24034
9992 | 5.61 | 1 | 365 | 6.3869 | 0.85597 | 7 | 0.24291
8933 | 9.945 | 1 | 365 | 11.3223 | 0.79012 | 12 | 0.11244
9230 | 3.57 | 1 | 365 | 4.0644 | 0.18107 | 4 | 0.24549
10341 | 8.67 | 1 | 365 | 9.8707 | 0.86831 | 10 | 0.73905
10343 | 7.14 | 1 | 365 | 8.1288 | 0.36214 | 8 | 0.49098
10510 | 6.375 | 1 | 365 | 7.2579 | 0.60905 | 7 | 0.86695
10512 | 10.965 | 1 | 365 | 12.4836 | 0.12757 | 12 | 0.61115
10514 | 6.12 | 1 | 365 | 6.9676 | 0.02469 | 6 | 0.99227
10519 | 8.58 | 1 | 365 | 9.7683 | 0.66207 | 10 | 0.43034
10531 | 4.59 | 1 | 365 | 5.2257 | 0.51852 | 5 | 0.7442
10532 | 3.64 | 1 | 365 | 4.1441 | 0.34148 | 4 | 0.4856
10533 | 3.9 | 1 | 365 | 4.4401 | 0.9373 | 5 | 0.37743
10348 | 6.885 | 1 | 365 | 7.8385 | 0.77778 | 8 | 0.6163
10350 | 4.845 | 1 | 365 | 5.516 | 0.10288 | 5 | 0.61888
8835 | 9.69 | 1 | 365 | 11.032 | 0.20576 | 11 | 0.23776
10311 | 6.12 | 1 | 365 | 6.9676 | 0.02469 | 6 | 0.99227
10016 | 8.415 | 1 | 365 | 9.5804 | 0.28395 | 9 | 0.86437
10313 | 7.65 | 1 | 365 | 8.7095 | 0.53086 | 9 | 0.24034
10430 | 6.12 | 1 | 365 | 6.9676 | 0.02469 | 6 | 0.99227
9144 | 4 | 1 | 365 | 4.554 | 0.16646 | 4 | 0.72044
10440 | 5.865 | 1 | 365 | 6.6773 | 0.44033 | 7 | 0.11759
10386 | 7.14 | 1 | 365 | 8.1288 | 0.36214 | 8 | 0.49098
10056 | 7.65 | 1 | 365 | 8.7095 | 0.53086 | 9 | 0.24034
10427 | 8.16 | 1 | 365 | 9.2901 | 0.69959 | 9 | 0.98969
10522 | 3.57 | 1 | 365 | 4.0644 | 0.18107 | 4 | 0.24549
10411 | 9.435 | 1 | 365 | 10.7417 | 0.6214 | 11 | 0.36308
9508 | 1.53 | 1 | 365 | 1.7419 | 0.50617 | 2 | 0.24807
9602 | 3.315 | 1 | 365 | 3.7741 | 0.59671 | 4 | 0.37081
10409 | 5.865 | 1 | 365 | 6.6773 | 0.44033 | 7 | 0.11759
11308 | 6.54 | 1 | 365 | 7.4457 | 0.98717 | 8 | 0.43292
11372 | 3.825 | 1 | 365 | 4.3547 | 0.76543 | 5 | 0.12017
11375 | 7.35 | 1 | 365 | 8.3679 | 0.84338 | 9 | 0.21131
11376 | 3.3 | 1 | 365 | 3.757 | 0.56233 | 4 | 0.31936
11380 | 16.8 | 1 | 365 | 19.1267 | 0.49915 | 19 | 0.62584
11335 | 4.25 | 1 | 365 | 4.8386 | 0.73937 | 5 | 0.57797
11342 | 5.25 | 1 | 365 | 5.9771 | 0.030984 | 6 | 0.0080754
11310 | 4.75 | 1 | 365 | 5.4078 | 0.88518 | 6 | 0.29302
11364 | 2.5 | 1 | 365 | 2.8462 | 0.72904 | 3 | 0.57527
11366 | 5.61 | 1 | 365 | 6.3869 | 0.85597 | 7 | 0.24291
11367 | 6.12 | 1 | 365 | 6.9676 | 0.02469 | 6 | 0.99227
11382 | 6.63 | 1 | 365 | 7.5482 | 0.19341 | 7 | 0.74163
11126 | 6.5 | 1 | 365 | 7.4002 | 0.8955 | 8 | 0.29571
7827 | 6.5 | 1 | 365 | 7.4002 | 0.8955 | 8 | 0.29571
9852 | 5 | 1 | 365 | 5.6925 | 0.45808 | 6 | 0.15055
11205 | 5.61 | 1 | 365 | 6.3869 | 0.85597 | 7 | 0.24291
10942 | 7.14 | 1 | 365 | 8.1288 | 0.36214 | 8 | 0.49098
9928 | 33 | 0.9 | 365 | 33.8133 | 0.060995 | 33 | 0.87426
11065 | 8 | 1 | 365 | 9.1079 | 0.33293 | 9 | 0.44088
11208 | 3.825 | 1 | 365 | 4.3547 | 0.76543 | 5 | 0.12017
11303 | 8.75 | 1 | 365 | 9.9618 | 0.05164 | 10 | 0.013459
10721 | 11.34 | 1 | 365 | 12.9105 | 0.98693 | 13 | 0.89744
10747 | 11.5 | 1 | 365 | 13.0927 | 0.35358 | 13 | 0.44626
9431 | 127.5 | 0.9 | 365 | 130.6421 | 0.96294 | 131 | 0.60508
11741 | 7.5 | 1 | 365 | 8.5387 | 0.18712 | 8 | 0.72582
11745 | 6.63 | 1 | 365 | 7.5482 | 0.19341 | 7 | 0.74163
11771 | 5.775 | 1 | 365 | 6.5748 | 0.23408 | 6 | 0.80888
11284 | 2.75 | 1 | 365 | 3.1309 | 0.30194 | 3 | 0.4328
11286 | 13.2 | 1 | 365 | 15.0281 | 0.24933 | 15 | 0.27745
11272 | 6.885 | 1 | 365 | 7.8385 | 0.77778 | 8 | 0.6163
11290 | 8.74 | 1 | 365 | 9.9504 | 0.028724 | 9 | 0.97916
5624 | 143.31 | 0.9 | 365 | 146.8418 | 0.57034 | 147 | 0.41211
5630 | 82.875 | 0.9 | 365 | 84.9174 | 0.92591 | 85 | 0.8433
5627 | 231.495 | 0.9 | 365 | 237.2 | 0.44788 | 237 | 0.6479
4804 | 100.1 | 0.9 | 365 | 102.5669 | 0.45169 | 103 | 0.018574
4094 | 101.4 | 0.9 | 365 | 103.8989 | 0.13288 | 104 | 0.031802
3027 | 224.4 | 0.9 | 365 | 229.9302 | 0.81477 | 230 | 0.74493
9943 | 82.8 | 0.9 | 365 | 84.8405 | 0.77122 | 85 | 0.61177
4456 | 139.75 | 0.9 | 365 | 143.194 | 0.228 | 143 | 0.42203
7933 | 5.2 | 1 | 365 | 5.9202 | 0.9164 | 6 | 0.83657
10732 | 7.28 | 1 | 365 | 8.2882 | 0.68296 | 8 | 0.9712
10746 | 4.08 | 1 | 365 | 4.6451 | 0.34979 | 4 | 0.99485
10496 | 4.59 | 1 | 365 | 5.2257 | 0.51852 | 5 | 0.7442
10113 | 8.16 | 1 | 365 | 9.2901 | 0.69959 | 9 | 0.98969
5941 | 7.02 | 1 | 365 | 7.9922 | 0.087144 | 8 | 0.079369
5952 | 8 | 1 | 365 | 9.1079 | 0.33293 | 9 | 0.44088
5122 | 99 | 0.9 | 365 | 101.4398 | 0.18299 | 101 | 0.62277
6372 | 4.95 | 1 | 365 | 5.6355 | 0.3435 | 5 | 0.97904
6686 | 62.01 | 0.9 | 365 | 63.5382 | 0.8928 | 64 | 0.43099
10626 | 5.1 | 1 | 365 | 5.8063 | 0.68724 | 6 | 0.49356
11340 | 8.925 | 1 | 365 | 10.1611 | 0.45267 | 10 | 0.61373
11343 | 8.415 | 1 | 365 | 9.5804 | 0.28395 | 9 | 0.86437
11344 | 7.65 | 1 | 365 | 8.7095 | 0.53086 | 9 | 0.24034
11349 | 4.9 | 1 | 365 | 5.5786 | 0.22892 | 5 | 0.80754
11358 | 6.375 | 1 | 365 | 7.2579 | 0.60905 | 7 | 0.86695
11350 | 8.16 | 1 | 365 | 9.2901 | 0.69959 | 9 | 0.98969
11363 | 4.08 | 1 | 365 | 4.6451 | 0.34979 | 4 | 0.99485
11357 | 5.39 | 1 | 365 | 6.1365 | 0.35181 | 6 | 0.48829
11353 | 6 | 1 | 365 | 6.831 | 0.7497 | 7 | 0.58066
11361 | 8.16 | 1 | 365 | 9.2901 | 0.69959 | 9 | 0.98969
11381 | 7.905 | 1 | 365 | 8.9998 | 0.11522 | 9 | 0.11502
11384 | 4.08 | 1 | 365 | 4.6451 | 0.34979 | 4 | 0.99485
12064 | 5.61 | 1 | 365 | 6.3869 | 0.85597 | 7 | 0.24291
12036 | 7.395 | 1 | 365 | 8.4192 | 0.9465 | 9 | 0.36566
12060 | 7.395 | 1 | 365 | 8.4192 | 0.9465 | 9 | 0.36566
12095 | 5.355 | 1 | 365 | 6.0966 | 0.2716 | 6 | 0.36824
10421 | 5.865 | 1 | 365 | 6.6773 | 0.44033 | 7 | 0.11759
10445 | 5.865 | 1 | 365 | 6.6773 | 0.44033 | 7 | 0.11759
9892 | 7.14 | 1 | 365 | 8.1288 | 0.36214 | 8 | 0.49098
10429 | 5.865 | 1 | 365 | 6.6773 | 0.44033 | 7 | 0.11759
10424 | 6.12 | 1 | 365 | 6.9676 | 0.02469 | 6 | 0.99227
9850 | 9.69 | 1 | 365 | 11.032 | 0.20576 | 11 | 0.23776
10526 | 4.845 | 1 | 365 | 5.516 | 0.10288 | 5 | 0.61888
10471 | 5.61 | 1 | 365 | 6.3869 | 0.85597 | 7 | 0.24291
10443 | 6.12 | 1 | 365 | 6.9676 | 0.02469 | 6 | 0.99227
10450 | 5.145 | 1 | 365 | 5.8575 | 0.79036 | 6 | 0.64791
10431 | 9.18 | 1 | 365 | 10.4514 | 0.037035 | 10 | 0.48841
10447 | 5.1 | 1 | 365 | 5.8063 | 0.68724 | 6 | 0.49356
10381 | 5.61 | 1 | 365 | 6.3869 | 0.85597 | 7 | 0.24291
10554 | 5.2 | 1 | 365 | 5.9202 | 0.9164 | 6 | 0.83657
10559 | 7.54 | 1 | 365 | 8.5842 | 0.27878 | 8 | 0.86303
10562 | 2.805 | 1 | 365 | 3.1935 | 0.42798 | 3 | 0.62146
10485 | 8.16 | 1 | 365 | 9.2901 | 0.69959 | 9 | 0.98969
10569 | 8.16 | 1 | 365 | 9.2901 | 0.69959 | 9 | 0.98969
10571 | 7.14 | 1 | 365 | 8.1288 | 0.36214 | 8 | 0.49098
10362 | 5.355 | 1 | 365 | 6.0966 | 0.2716 | 6 | 0.36824
10472 | 5.61 | 1 | 365 | 6.3869 | 0.85597 | 7 | 0.24291
10460 | 6.12 | 1 | 365 | 6.9676 | 0.02469 | 6 | 0.99227
10378 | 5.355 | 1 | 365 | 6.0966 | 0.2716 | 6 | 0.36824
10503 | 5.355 | 1 | 365 | 6.0966 | 0.2716 | 6 | 0.36824
10416 | 3.825 | 1 | 365 | 4.3547 | 0.76543 | 5 | 0.12017
10477 | 8.415 | 1 | 365 | 9.5804 | 0.28395 | 9 | 0.86437
8522 | 150 | 0.9 | 365 | 153.6966 | 0.36816 | 154 | 0.064796
10475 | 9.435 | 1 | 365 | 10.7417 | 0.6214 | 11 | 0.36308
10517 | 5.865 | 1 | 365 | 6.6773 | 0.44033 | 7 | 0.11759
10403 | 6.63 | 1 | 365 | 7.5482 | 0.19341 | 7 | 0.74163
10493 | 5.61 | 1 | 365 | 6.3869 | 0.85597 | 7 | 0.24291
10498 | 4.59 | 1 | 365 | 5.2257 | 0.51852 | 5 | 0.7442
10374 | 4.335 | 1 | 365 | 4.9354 | 0.93416 | 5 | 0.86953
10480 | 3.315 | 1 | 365 | 3.7741 | 0.59671 | 4 | 0.37081
10762 | 7.14 | 1 | 365 | 8.1288 | 0.36214 | 8 | 0.49098
10764 | 4.16 | 1 | 365 | 4.7361 | 0.53312 | 5 | 0.26926
10768 | 4.59 | 1 | 365 | 5.2257 | 0.51852 | 5 | 0.7442
8213 | 6.12 | 1 | 365 | 6.9676 | 0.02469 | 6 | 0.99227
10584 | 2.805 | 1 | 365 | 3.1935 | 0.42798 | 3 | 0.62146
10583 | 9.69 | 1 | 365 | 11.032 | 0.20576 | 11 | 0.23776
10586 | 6.375 | 1 | 365 | 7.2579 | 0.60905 | 7 | 0.86695
10544 | 5.1 | 1 | 365 | 5.8063 | 0.68724 | 6 | 0.49356
10539 | 6.12 | 1 | 365 | 6.9676 | 0.02469 | 6 | 0.99227
10787 | 6.24 | 1 | 365 | 7.1042 | 0.29968 | 7 | 0.40388
10789 | 7.65 | 1 | 365 | 8.7095 | 0.53086 | 9 | 0.24034
10578 | 4.59 | 1 | 365 | 5.2257 | 0.51852 | 5 | 0.7442
10566 | 6.63 | 1 | 365 | 7.5482 | 0.19341 | 7 | 0.74163
10793 | 6.24 | 1 | 365 | 7.1042 | 0.29968 | 7 | 0.40388
10570 | 6.12 | 1 | 365 | 6.9676 | 0.02469 | 6 | 0.99227
9963 | 7.14 | 1 | 365 | 8.1288 | 0.36214 | 8 | 0.49098
10792 | 12.24 | 1 | 365 | 13.9352 | 0.04938 | 13 | 0.98454
10564 | 6.63 | 1 | 365 | 7.5482 | 0.19341 | 7 | 0.74163
10037 | 7.395 | 1 | 365 | 8.4192 | 0.9465 | 9 | 0.36566
10548 | 2.04 | 1 | 365 | 2.3225 | 0.6749 | 2 | 0.99742
10808 | 5.1 | 1 | 365 | 5.8063 | 0.68724 | 6 | 0.49356
10809 | 4.5 | 1 | 365 | 5.1232 | 0.31227 | 5 | 0.43549
10810 | 7.28 | 1 | 365 | 8.2882 | 0.68296 | 8 | 0.9712
10811 | 15.81 | 1 | 365 | 17.9996 | 0.23045 | 18 | 0.23003
10795 | 6.12 | 1 | 365 | 6.9676 | 0.02469 | 6 | 0.99227
10831 | 5.355 | 1 | 365 | 6.0966 | 0.2716 | 6 | 0.36824
10813 | 5.865 | 1 | 365 | 6.6773 | 0.44033 | 7 | 0.11759
10791 | 8.415 | 1 | 365 | 9.5804 | 0.28395 | 9 | 0.86437
10815 | 4.845 | 1 | 365 | 5.516 | 0.10288 | 5 | 0.61888
10896 | 9.69 | 1 | 365 | 11.032 | 0.20576 | 11 | 0.23776
11178 | 4.335 | 1 | 365 | 4.9354 | 0.93416 | 5 | 0.86953
11182 | 5.1 | 1 | 365 | 5.8063 | 0.68724 | 6 | 0.49356
10558 | 5.865 | 1 | 365 | 6.6773 | 0.44033 | 7 | 0.11759
11174 | 8.33 | 1 | 365 | 9.4837 | 0.089161 | 9 | 0.57281
10577 | 9.945 | 1 | 365 | 11.3223 | 0.79012 | 12 | 0.11244
10574 | 6.63 | 1 | 365 | 7.5482 | 0.19341 | 7 | 0.74163
10550 | 4.335 | 1 | 365 | 4.9354 | 0.93416 | 5 | 0.86953
10565 | 5.88 | 1 | 365 | 6.6943 | 0.4747 | 7 | 0.16904
10556 | 6.12 | 1 | 365 | 6.9676 | 0.02469 | 6 | 0.99227
10652 | 5.865 | 1 | 365 | 6.6773 | 0.44033 | 7 | 0.11759
10780 | 9.945 | 1 | 365 | 11.3223 | 0.79012 | 12 | 0.11244
10817 | 8.5 | 1 | 365 | 9.6772 | 0.47874 | 10 | 0.15593
10779 | 7.65 | 1 | 365 | 8.7095 | 0.53086 | 9 | 0.24034
10820 | 4.94 | 1 | 365 | 5.6242 | 0.32058 | 5 | 0.94474
10778 | 9.18 | 1 | 365 | 10.4514 | 0.037035 | 10 | 0.48841
10777 | 5.355 | 1 | 365 | 6.0966 | 0.2716 | 6 | 0.36824
10823 | 12 | 1 | 365 | 13.6619 | 0.49939 | 14 | 0.16132
10822 | 8.16 | 1 | 365 | 9.2901 | 0.69959 | 9 | 0.98969
10825 | 7 | 1 | 365 | 7.9695 | 0.041312 | 8 | 0.010767
908 | 8.04 | 1 | 365 | 9.1535 | 0.42459 | 9 | 0.57808
10650 | 2.805 | 1 | 365 | 3.1935 | 0.42798 | 3 | 0.62146
5307 | 201.75 | 0.9 | 365 | 206.722 | 0.10018 | 206 | 0.82215
10828 | 12 | 1 | 365 | 13.6619 | 0.49939 | 14 | 0.16132
10833 | 7.65 | 1 | 365 | 8.7095 | 0.53086 | 9 | 0.24034
10827 | 10.25 | 1 | 365 | 11.6696 | 0.48906 | 12 | 0.15862
10830 | 5.61 | 1 | 365 | 6.3869 | 0.85597 | 7 | 0.24291
10834 | 4.16 | 1 | 365 | 4.7361 | 0.53312 | 5 | 0.26926
10835 | 5.5 | 1 | 365 | 6.2617 | 0.60389 | 6 | 0.8656
10836 | 9.18 | 1 | 365 | 10.4514 | 0.037035 | 10 | 0.48841
10837 | 4.59 | 1 | 365 | 5.2257 | 0.51852 | 5 | 0.7442
10838 | 8.925 | 1 | 365 | 10.1611 | 0.45267 | 10 | 0.61373
10839 | 5.46 | 1 | 365 | 6.2162 | 0.51222 | 6 | 0.7284
10841 | 5.1 | 1 | 365 | 5.8063 | 0.68724 | 6 | 0.49356
10842 | 8.84 | 1 | 365 | 10.0643 | 0.25789 | 10 | 0.32217
10843 | 16.575 | 1 | 365 | 18.8705 | 0.98354 | 19 | 0.85407
10844 | 10.92 | 1 | 365 | 12.4324 | 0.024447 | 12 | 0.4568
10979 | 11.22 | 1 | 365 | 12.7739 | 0.71193 | 13 | 0.48583
9286 | 7.395 | 1 | 365 | 8.4192 | 0.9465 | 9 | 0.36566
10980 | 7.14 | 1 | 365 | 8.1288 | 0.36214 | 8 | 0.49098
11030 | 11.475 | 1 | 365 | 13.0642 | 0.29629 | 13 | 0.36051
11033 | 11.22 | 1 | 365 | 12.7739 | 0.71193 | 13 | 0.48583
17157 | 6.12 | 1 | 365 | 6.9676 | 0.02469 | 6 | 0.99227
11034 | 6.375 | 1 | 365 | 7.2579 | 0.60905 | 7 | 0.86695
11074 | 8.16 | 1 | 365 | 9.2901 | 0.69959 | 9 | 0.98969
10894 | 7.65 | 1 | 365 | 8.7095 | 0.53086 | 9 | 0.24034
10897 | 5.355 | 1 | 365 | 6.0966 | 0.2716 | 6 | 0.36824
10900 | 7.14 | 1 | 365 | 8.1288 | 0.36214 | 8 | 0.49098
10902 | 4.59 | 1 | 365 | 5.2257 | 0.51852 | 5 | 0.7442
10913 | 5.61 | 1 | 365 | 6.3869 | 0.85597 | 7 | 0.24291
11081 | 4.59 | 1 | 365 | 5.2257 | 0.51852 | 5 | 0.7442
11082 | 10.4 | 1 | 365 | 11.8403 | 0.83281 | 12 | 0.67314
11084 | 5.61 | 1 | 365 | 6.3869 | 0.85597 | 7 | 0.24291
11086 | 3.57 | 1 | 365 | 4.0644 | 0.18107 | 4 | 0.24549
11091 | 4.335 | 1 | 365 | 4.9354 | 0.93416 | 5 | 0.86953
11083 | 3.315 | 1 | 365 | 3.7741 | 0.59671 | 4 | 0.37081
10905 | 8.16 | 1 | 365 | 9.2901 | 0.69959 | 9 | 0.98969
10926 | 8.67 | 1 | 365 | 9.8707 | 0.86831 | 10 | 0.73905
11094 | 7.84 | 1 | 365 | 8.9258 | 0.96627 | 9 | 0.89206
11098 | 3.5 | 1 | 365 | 3.9847 | 0.020656 | 4 | 0.0053836
10925 | 6.12 | 1 | 365 | 6.9676 | 0.02469 | 6 | 0.99227
11099 | 6.75 | 1 | 365 | 7.6848 | 0.46841 | 8 | 0.15324
10914 | 9.18 | 1 | 365 | 10.4514 | 0.037035 | 10 | 0.48841
11101 | 5.865 | 1 | 365 | 6.6773 | 0.44033 | 7 | 0.11759
10915 | 4.08 | 1 | 365 | 4.6451 | 0.34979 | 4 | 0.99485
11102 | 7.905 | 1 | 365 | 8.9998 | 0.11522 | 9 | 0.11502
11052 | 6.12 | 1 | 365 | 6.9676 | 0.02469 | 6 | 0.99227
11104 | 9.435 | 1 | 365 | 10.7417 | 0.6214 | 11 | 0.36308
11056 | 8.67 | 1 | 365 | 9.8707 | 0.86831 | 10 | 0.73905
11058 | 6.63 | 1 | 365 | 7.5482 | 0.19341 | 7 | 0.74163
11059 | 8.16 | 1 | 365 | 9.2901 | 0.69959 | 9 | 0.98969
11108 | 9.435 | 1 | 365 | 10.7417 | 0.6214 | 11 | 0.36308
11109 | 3.57 | 1 | 365 | 4.0644 | 0.18107 | 4 | 0.24549
11110 | 6.885 | 1 | 365 | 7.8385 | 0.77778 | 8 | 0.6163
10907 | 9.435 | 1 | 365 | 10.7417 | 0.6214 | 11 | 0.36308
11113 | 7.14 | 1 | 365 | 8.1288 | 0.36214 | 8 | 0.49098
11115 | 6.375 | 1 | 365 | 7.2579 | 0.60905 | 7 | 0.86695
11111 | 8.925 | 1 | 365 | 10.1611 | 0.45267 | 10 | 0.61373
11114 | 10.71 | 1 | 365 | 12.1933 | 0.54321 | 12 | 0.73647
11122 | 3.06 | 1 | 365 | 3.4838 | 0.012345 | 3 | 0.49614
11123 | 10.2 | 1 | 365 | 11.6126 | 0.37448 | 11 | 0.98712
11127 | 5.865 | 1 | 365 | 6.6773 | 0.44033 | 7 | 0.11759
10895 | 2.55 | 1 | 365 | 2.9032 | 0.84362 | 3 | 0.74678
11171 | 4.59 | 1 | 365 | 5.2257 | 0.51852 | 5 | 0.7442
11218 | 3.9 | 1 | 365 | 4.4401 | 0.9373 | 5 | 0.37743
11223 | 5.355 | 1 | 365 | 6.0966 | 0.2716 | 6 | 0.36824
11228 | 8.16 | 1 | 365 | 9.2901 | 0.69959 | 9 | 0.98969
11252 | 4.845 | 1 | 365 | 5.516 | 0.10288 | 5 | 0.61888
11256 | 3.675 | 1 | 365 | 4.184 | 0.42169 | 4 | 0.60565
11260 | 4.335 | 1 | 365 | 4.9354 | 0.93416 | 5 | 0.86953
11266 | 5.865 | 1 | 365 | 6.6773 | 0.44033 | 7 | 0.11759
11267 | 4.08 | 1 | 365 | 4.6451 | 0.34979 | 4 | 0.99485
11304 | 3.06 | 1 | 365 | 3.4838 | 0.012345 | 3 | 0.49614
11307 | 7.905 | 1 | 365 | 8.9998 | 0.11522 | 9 | 0.11502
11305 | 4.59 | 1 | 365 | 5.2257 | 0.51852 | 5 | 0.7442
10594 | 5.1 | 1 | 365 | 5.8063 | 0.68724 | 6 | 0.49356
10592 | 4.845 | 1 | 365 | 5.516 | 0.10288 | 5 | 0.61888
11220 | 5.865 | 1 | 365 | 6.6773 | 0.44033 | 7 | 0.11759
9623 | 6.12 | 1 | 365 | 6.9676 | 0.02469 | 6 | 0.99227
9669 | 4.02 | 1 | 365 | 4.5767 | 0.2123 | 4 | 0.78904
10435 | 9 | 1 | 365 | 10.2464 | 0.62454 | 10 | 0.87099
10454 | 3.9 | 1 | 365 | 4.4401 | 0.9373 | 5 | 0.37743
10536 | 4.335 | 1 | 365 | 4.9354 | 0.93416 | 5 | 0.86953
10223 | 4.845 | 1 | 365 | 5.516 | 0.10288 | 5 | 0.61888
10021 | 5.61 | 1 | 365 | 6.3869 | 0.85597 | 7 | 0.24291
10599 | 5.1 | 1 | 365 | 5.8063 | 0.68724 | 6 | 0.49356
10656 | 3.12 | 1 | 365 | 3.5521 | 0.14984 | 3 | 0.70194
10735 | 4.4 | 1 | 365 | 5.0094 | 0.08311 | 5 | 0.092482
10786 | 2.805 | 1 | 365 | 3.1935 | 0.42798 | 3 | 0.62146
10474 | 7.395 | 1 | 365 | 8.4192 | 0.9465 | 9 | 0.36566
10829 | 2.5 | 1 | 365 | 2.8462 | 0.72904 | 3 | 0.57527
10863 | 5.61 | 1 | 365 | 6.3869 | 0.85597 | 7 | 0.24291
10899 | 3.57 | 1 | 365 | 4.0644 | 0.18107 | 4 | 0.24549
11377 | 7 | 1 | 365 | 7.9695 | 0.041312 | 8 | 0.010767
9315 | 6 | 1 | 365 | 6.831 | 0.7497 | 7 | 0.58066
9319 | 6 | 1 | 365 | 6.831 | 0.7497 | 7 | 0.58066
9320 | 6 | 1 | 365 | 6.831 | 0.7497 | 7 | 0.58066
9321 | 6 | 1 | 365 | 6.831 | 0.7497 | 7 | 0.58066
9322 | 6 | 1 | 365 | 6.831 | 0.7497 | 7 | 0.58066
9347 | 6 | 1 | 365 | 6.831 | 0.7497 | 7 | 0.58066
9358 | 6 | 1 | 365 | 6.831 | 0.7497 | 7 | 0.58066
9355 | 6 | 1 | 365 | 6.831 | 0.7497 | 7 | 0.58066
9383 | 6 | 1 | 365 | 6.831 | 0.7497 | 7 | 0.58066
9369 | 6 | 1 | 365 | 6.831 | 0.7497 | 7 | 0.58066
9388 | 6 | 1 | 365 | 6.831 | 0.7497 | 7 | 0.58066
9395 | 6 | 1 | 365 | 6.831 | 0.7497 | 7 | 0.58066
9393 | 6 | 1 | 365 | 6.831 | 0.7497 | 7 | 0.58066
9398 | 6 | 1 | 365 | 6.831 | 0.7497 | 7 | 0.58066
10781 | 6 | 1 | 365 | 6.831 | 0.7497 | 7 | 0.58066
10783 | 6 | 1 | 365 | 6.831 | 0.7497 | 7 | 0.58066
9323 | 6 | 1 | 365 | 6.831 | 0.7497 | 7 | 0.58066
10784 | 6 | 1 | 365 | 6.831 | 0.7497 | 7 | 0.58066
10785 | 6 | 1 | 365 | 6.831 | 0.7497 | 7 | 0.58066
10819 | 6 | 1 | 365 | 6.831 | 0.7497 | 7 | 0.58066
10818 | 6 | 1 | 365 | 6.831 | 0.7497 | 7 | 0.58066
10821 | 6 | 1 | 365 | 6.831 | 0.7497 | 7 | 0.58066
11100 | 6 | 1 | 365 | 6.831 | 0.7497 | 7 | 0.58066
10826 | 6 | 1 | 365 | 6.831 | 0.7497 | 7 | 0.58066
11118 | 6 | 1 | 365 | 6.831 | 0.7497 | 7 | 0.58066
11468 | 6 | 1 | 365 | 6.831 | 0.7497 | 7 | 0.58066
6711 | 300.84 | 0.9 | 365 | 308.254 | 0.46878 | 308 | 0.72275
10199 | 50 | 0.9 | 365 | 51.2322 | 0.12272 | 51 | 0.35493
9338 | 6 | 1 | 365 | 6.831 | 0.7497 | 7 | 0.58066
81 | 982.8 | 1 | 365 | 1118.9115 | 0.2002 | 1119 | 0.11171
11451 | 8.75 | 1 | 365 | 9.9618 | 0.05164 | 10 | 0.013459
11455 | 9.435 | 1 | 365 | 10.7417 | 0.6214 | 11 | 0.36308
11453 | 7.14 | 1 | 365 | 8.1288 | 0.36214 | 8 | 0.49098
11462 | 6 | 1 | 365 | 6.831 | 0.7497 | 7 | 0.58066
11467 | 2.45 | 1 | 365 | 2.7893 | 0.61446 | 3 | 0.40377
12164 | 12.5 | 1 | 365 | 14.2312 | 0.6452 | 14 | 0.87637
11475 | 5.355 | 1 | 365 | 6.0966 | 0.2716 | 6 | 0.36824
9624 | 4.5 | 1 | 365 | 5.1232 | 0.31227 | 5 | 0.43549
8936 | 8.415 | 1 | 365 | 9.5804 | 0.28395 | 9 | 0.86437
11432 | 6.12 | 1 | 365 | 6.9676 | 0.02469 | 6 | 0.99227
11409 | 5.355 | 1 | 365 | 6.0966 | 0.2716 | 6 | 0.36824
10080 | 15.3 | 1 | 365 | 17.419 | 0.061725 | 17 | 0.48068
11006 | 33.6 | 0.9 | 365 | 34.428 | 0.29847 | 34 | 0.72651
11939 | 9.18 | 1 | 365 | 10.4514 | 0.037035 | 10 | 0.48841
11406 | 4.845 | 1 | 365 | 5.516 | 0.10288 | 5 | 0.61888
11392 | 4.845 | 1 | 365 | 5.516 | 0.10288 | 5 | 0.61888
11395 | 7.14 | 1 | 365 | 8.1288 | 0.36214 | 8 | 0.49098
11400 | 6.885 | 1 | 365 | 7.8385 | 0.77778 | 8 | 0.6163
11398 | 3.57 | 1 | 365 | 4.0644 | 0.18107 | 4 | 0.24549
11404 | 8.415 | 1 | 365 | 9.5804 | 0.28395 | 9 | 0.86437
12188 | 7.65 | 1 | 365 | 8.7095 | 0.53086 | 9 | 0.24034
11408 | 6.885 | 1 | 365 | 7.8385 | 0.77778 | 8 | 0.6163
11500 | 8.91 | 1 | 365 | 10.144 | 0.4183 | 10 | 0.56228
9443 | 5.46 | 1 | 365 | 6.2162 | 0.51222 | 6 | 0.7284
12213 | 3.825 | 1 | 365 | 4.3547 | 0.76543 | 5 | 0.12017
11522 | 3.06 | 1 | 365 | 3.4838 | 0.012345 | 3 | 0.49614
11532 | 4.59 | 1 | 365 | 5.2257 | 0.51852 | 5 | 0.7442
11551 | 10.137 | 1 | 365 | 11.5409 | 0.23011 | 11 | 0.77102
11560 | 9.18 | 1 | 365 | 10.4514 | 0.037035 | 10 | 0.48841
11554 | 222.87 | 0.9 | 365 | 228.3625 | 0.65921 | 229 | 0.021674
11603 | 6.375 | 1 | 365 | 7.2579 | 0.60905 | 7 | 0.86695
11604 | 9.435 | 1 | 365 | 10.7417 | 0.6214 | 11 | 0.36308
11562 | 18.2 | 1 | 365 | 20.7206 | 0.70741 | 21 | 0.42799
12172 | 7.395 | 1 | 365 | 8.4192 | 0.9465 | 9 | 0.36566
11621 | 5.886 | 1 | 365 | 6.7012 | 0.48845 | 7 | 0.18963
11626 | 6.867 | 1 | 365 | 7.818 | 0.73653 | 8 | 0.55456
6767 | 135.3 | 0.9 | 365 | 138.6344 | 0.05008 | 138 | 0.68445
9795 | 224.4 | 0.9 | 365 | 229.9302 | 0.81477 | 230 | 0.74493
12077 | 4.59 | 1 | 365 | 5.2257 | 0.51852 | 5 | 0.7442
12088 | 6.885 | 1 | 365 | 7.8385 | 0.77778 | 8 | 0.6163
11644 | 6.375 | 1 | 365 | 7.2579 | 0.60905 | 7 | 0.86695
11647 | 6.12 | 1 | 365 | 6.9676 | 0.02469 | 6 | 0.99227
11540 | 3 | 1 | 365 | 3.4155 | 0.87485 | 4 | 0.29033
11691 | 17.01 | 1 | 365 | 19.3658 | 0.98039 | 20 | 0.34616
11686 | 3.57 | 1 | 365 | 4.0644 | 0.18107 | 4 | 0.24549
11687 | 3.57 | 1 | 365 | 4.0644 | 0.18107 | 4 | 0.24549
11706 | 4.59 | 1 | 365 | 5.2257 | 0.51852 | 5 | 0.7442
11711 | 4.845 | 1 | 365 | 5.516 | 0.10288 | 5 | 0.61888
11716 | 10.2 | 1 | 365 | 11.6126 | 0.37448 | 11 | 0.98712
11731 | 14.388 | 1 | 365 | 16.3806 | 0.97177 | 17 | 0.35242
11743 | 7.02 | 1 | 365 | 7.9922 | 0.087144 | 8 | 0.079369
11819 | 3.06 | 1 | 365 | 3.4838 | 0.012345 | 3 | 0.49614
11821 | 2.75 | 1 | 365 | 3.1309 | 0.30194 | 3 | 0.4328
11822 | 7.54 | 1 | 365 | 8.5842 | 0.27878 | 8 | 0.86303
12157 | 4.08 | 1 | 365 | 4.6451 | 0.34979 | 4 | 0.99485
11858 | 5.1 | 1 | 365 | 5.8063 | 0.68724 | 6 | 0.49356
11859 | 7.65 | 1 | 365 | 8.7095 | 0.53086 | 9 | 0.24034
9375 | 4.08 | 1 | 365 | 4.6451 | 0.34979 | 4 | 0.99485
10904 | 12.5 | 1 | 365 | 14.2312 | 0.6452 | 14 | 0.87637
7992 | 5.67 | 1 | 365 | 6.4553 | 0.99346 | 7 | 0.44872
11496 | 9.81 | 1 | 365 | 11.1686 | 0.48075 | 11 | 0.64938
11504 | 6.12 | 1 | 365 | 6.9676 | 0.02469 | 6 | 0.99227
11920 | 7.65 | 1 | 365 | 8.7095 | 0.53086 | 9 | 0.24034
11943 | 5.865 | 1 | 365 | 6.6773 | 0.44033 | 7 | 0.11759
11929 | 3.315 | 1 | 365 | 3.7741 | 0.59671 | 4 | 0.37081
11930 | 7.65 | 1 | 365 | 8.7095 | 0.53086 | 9 | 0.24034
12322 | 4.41 | 1 | 365 | 5.0208 | 0.10603 | 5 | 0.12678
12308 | 3.57 | 1 | 365 | 4.0644 | 0.18107 | 4 | 0.24549
12390 | 16.677 | 1 | 365 | 18.9867 | 0.21728 | 19 | 0.20394
11926 | 4.59 | 1 | 365 | 5.2257 | 0.51852 | 5 | 0.7442
11958 | 2.295 | 1 | 365 | 2.6128 | 0.25926 | 2 | 0.8721
11924 | 7.595 | 1 | 365 | 8.6469 | 0.40482 | 9 | 0.051682
11949 | 2.55 | 1 | 365 | 2.9032 | 0.84362 | 3 | 0.74678
11960 | 8.82 | 1 | 365 | 10.0415 | 0.21205 | 10 | 0.25357
11927 | 4.08 | 1 | 365 | 4.6451 | 0.34979 | 4 | 0.99485
11975 | 7.14 | 1 | 365 | 8.1288 | 0.36214 | 8 | 0.49098
11937 | 5.1 | 1 | 365 | 5.8063 | 0.68724 | 6 | 0.49356
11951 | 5.1 | 1 | 365 | 5.8063 | 0.68724 | 6 | 0.49356
11961 | 6.63 | 1 | 365 | 7.5482 | 0.19341 | 7 | 0.74163
11948 | 4.845 | 1 | 365 | 5.516 | 0.10288 | 5 | 0.61888
11931 | 2.805 | 1 | 365 | 3.1935 | 0.42798 | 3 | 0.62146
11974 | 8.82 | 1 | 365 | 10.0415 | 0.21205 | 10 | 0.25357
12053 | 6.25 | 1 | 365 | 7.1156 | 0.3226 | 7 | 0.43818
11990 | 8.925 | 1 | 365 | 10.1611 | 0.45267 | 10 | 0.61373
11987 | 4.59 | 1 | 365 | 5.2257 | 0.51852 | 5 | 0.7442
11984 | 9.18 | 1 | 365 | 10.4514 | 0.037035 | 10 | 0.48841
11986 | 5.865 | 1 | 365 | 6.6773 | 0.44033 | 7 | 0.11759
12002 | 3.825 | 1 | 365 | 4.3547 | 0.76543 | 5 | 0.12017
12028 | 7.905 | 1 | 365 | 8.9998 | 0.11522 | 9 | 0.11502
11993 | 4.335 | 1 | 365 | 4.9354 | 0.93416 | 5 | 0.86953
12026 | 9.69 | 1 | 365 | 11.032 | 0.20576 | 11 | 0.23776
11998 | 5.61 | 1 | 365 | 6.3869 | 0.85597 | 7 | 0.24291
12023 | 4.845 | 1 | 365 | 5.516 | 0.10288 | 5 | 0.61888
11978 | 6.63 | 1 | 365 | 7.5482 | 0.19341 | 7 | 0.74163
11965 | 5.145 | 1 | 365 | 5.8575 | 0.79036 | 6 | 0.64791
12006 | 3.06 | 1 | 365 | 3.4838 | 0.012345 | 3 | 0.49614
11941 | 6.375 | 1 | 365 | 7.2579 | 0.60905 | 7 | 0.86695
11933 | 8.925 | 1 | 365 | 10.1611 | 0.45267 | 10 | 0.61373
12015 | 7.65 | 1 | 365 | 8.7095 | 0.53086 | 9 | 0.24034
11925 | 9.945 | 1 | 365 | 11.3223 | 0.79012 | 12 | 0.11244
11967 | 6.375 | 1 | 365 | 7.2579 | 0.60905 | 7 | 0.86695
9756 | 5.865 | 1 | 365 | 6.6773 | 0.44033 | 7 | 0.11759
11970 | 4.08 | 1 | 365 | 4.6451 | 0.34979 | 4 | 0.99485
11952 | 7.905 | 1 | 365 | 8.9998 | 0.11522 | 9 | 0.11502
12001 | 2.04 | 1 | 365 | 2.3225 | 0.6749 | 2 | 0.99742
11932 | 1.785 | 1 | 365 | 2.0322 | 0.090535 | 2 | 0.12275
11976 | 8.16 | 1 | 365 | 9.2901 | 0.69959 | 9 | 0.98969
11959 | 7.905 | 1 | 365 | 8.9998 | 0.11522 | 9 | 0.11502
12009 | 6.375 | 1 | 365 | 7.2579 | 0.60905 | 7 | 0.86695
11226 | 7.14 | 1 | 365 | 8.1288 | 0.36214 | 8 | 0.49098
9364 | 5.1 | 1 | 365 | 5.8063 | 0.68724 | 6 | 0.49356
12056 | 8.67 | 1 | 365 | 9.8707 | 0.86831 | 10 | 0.73905
12283 | 5.75 | 1 | 365 | 6.5463 | 0.17679 | 6 | 0.72313
11979 | 3.57 | 1 | 365 | 4.0644 | 0.18107 | 4 | 0.24549
12777 | 7.65 | 1 | 365 | 8.7095 | 0.53086 | 9 | 0.24034
12116 | 4.845 | 1 | 365 | 5.516 | 0.10288 | 5 | 0.61888
11732 | 7.14 | 1 | 365 | 8.1288 | 0.36214 | 8 | 0.49098
12139 | 14.945 | 1 | 365 | 17.0148 | 0.2482 | 17 | 0.26299
12146 | 3.3 | 1 | 365 | 3.757 | 0.56233 | 4 | 0.31936
12151 | 10.35 | 1 | 365 | 11.7834 | 0.71823 | 12 | 0.50163
11728 | 8.925 | 1 | 365 | 10.1611 | 0.45267 | 10 | 0.61373
12279 | 6 | 1 | 365 | 6.831 | 0.7497 | 7 | 0.58066
12414 | 3.57 | 1 | 365 | 4.0644 | 0.18107 | 4 | 0.24549
12428 | 5.5 | 1 | 365 | 6.2617 | 0.60389 | 6 | 0.8656
12430 | 7.65 | 1 | 365 | 8.7095 | 0.53086 | 9 | 0.24034
12530 | 5.61 | 1 | 365 | 6.3869 | 0.85597 | 7 | 0.24291
12553 | 5.25 | 1 | 365 | 5.9771 | 0.030984 | 6 | 0.0080754
12543 | 93.522 | 0.9 | 365 | 95.8268 | 0.88486 | 96 | 0.71164
12597 | 9.36 | 1 | 365 | 10.6563 | 0.44953 | 11 | 0.10583
12598 | 7.2 | 1 | 365 | 8.1972 | 0.49964 | 8 | 0.69679
12676 | 8.67 | 1 | 365 | 9.8707 | 0.86831 | 10 | 0.73905
12680 | 13.315 | 1 | 365 | 15.159 | 0.51287 | 15 | 0.67191
12684 | 8.75 | 1 | 365 | 9.9618 | 0.05164 | 10 | 0.013459
12741 | 9 | 1 | 365 | 10.2464 | 0.62454 | 10 | 0.87099
11438 | 7.65 | 1 | 365 | 8.7095 | 0.53086 | 9 | 0.24034
5349 | 167.45 | 0.9 | 365 | 171.5767 | 0.35799 | 171 | 0.93467
7622 | 4.14 | 1 | 365 | 4.7134 | 0.48729 | 5 | 0.20065
10765 | 9.1 | 1 | 365 | 10.3603 | 0.85371 | 11 | 0.214
14073 | 8.67 | 1 | 365 | 9.8707 | 0.86831 | 10 | 0.73905
14075 | 5.7 | 1 | 365 | 6.4894 | 0.062211 | 6 | 0.55162
14079 | 3.6 | 1 | 365 | 4.0986 | 0.24982 | 4 | 0.34839
14082 | 9.945 | 1 | 365 | 11.3223 | 0.79012 | 12 | 0.11244
14084 | 3.315 | 1 | 365 | 3.7741 | 0.59671 | 4 | 0.37081
14092 | 7.14 | 1 | 365 | 8.1288 | 0.36214 | 8 | 0.49098
14096 | 3.825 | 1 | 365 | 4.3547 | 0.76543 | 5 | 0.12017
14099 | 5.4 | 1 | 365 | 6.1479 | 0.37473 | 6 | 0.52259
14107 | 3.57 | 1 | 365 | 4.0644 | 0.18107 | 4 | 0.24549
14112 | 4.08 | 1 | 365 | 4.6451 | 0.34979 | 4 | 0.99485
14115 | 5.61 | 1 | 365 | 6.3869 | 0.85597 | 7 | 0.24291
14120 | 4.5 | 1 | 365 | 5.1232 | 0.31227 | 5 | 0.43549
13710 | 2.24 | 1 | 365 | 2.5502 | 0.13322 | 2 | 0.68345
14147 | 6.63 | 1 | 365 | 7.5482 | 0.19341 | 7 | 0.74163
13928 | 11.8 | 1 | 365 | 13.4342 | 0.041069 | 13 | 0.47529
14150 | 4.845 | 1 | 365 | 5.516 | 0.10288 | 5 | 0.61888
14165 | 6.12 | 1 | 365 | 6.9676 | 0.02469 | 6 | 0.99227
14169 | 5.1 | 1 | 365 | 5.8063 | 0.68724 | 6 | 0.49356
14173 | 3.57 | 1 | 365 | 4.0644 | 0.18107 | 4 | 0.24549
14176 | 4.2 | 1 | 365 | 4.7817 | 0.62479 | 5 | 0.40646
14180 | 5.865 | 1 | 365 | 6.6773 | 0.44033 | 7 | 0.11759
14198 | 3.36 | 1 | 365 | 3.8253 | 0.69983 | 4 | 0.52517
14074 | 5.61 | 1 | 365 | 6.3869 | 0.85597 | 7 | 0.24291
14224 | 5.61 | 1 | 365 | 6.3869 | 0.85597 | 7 | 0.24291
4666 | 119.34 | 0.9 | 365 | 122.281 | 0.13331 | 122 | 0.41435
14159 | 4.5 | 1 | 365 | 5.1232 | 0.31227 | 5 | 0.43549
12871 | 7.425 | 1 | 365 | 8.4533 | 0.015249 | 8 | 0.46856
14071 | 4.5 | 1 | 365 | 5.1232 | 0.31227 | 5 | 0.43549
14226 | 4 | 1 | 365 | 4.554 | 0.16646 | 4 | 0.72044
12863 | 6.375 | 1 | 365 | 7.2579 | 0.60905 | 7 | 0.86695
12888 | 9.5 | 1 | 365 | 10.8157 | 0.77035 | 11 | 0.58604
13582 | 8.415 | 1 | 365 | 9.5804 | 0.28395 | 9 | 0.86437
14235 | 4.251 | 1 | 365 | 4.8397 | 0.74166 | 5 | 0.5814
13583 | 7 | 1 | 365 | 7.9695 | 0.041312 | 8 | 0.010767
10171 | 6.12 | 1 | 365 | 6.9676 | 0.02469 | 6 | 0.99227
13633 | 7.65 | 1 | 365 | 8.7095 | 0.53086 | 9 | 0.24034
13655 | 6.5 | 1 | 365 | 7.4002 | 0.8955 | 8 | 0.29571
7218 | 112.32 | 0.9 | 365 | 115.088 | 0.65488 | 115 | 0.74292
13763 | 10.71 | 1 | 365 | 12.1933 | 0.54321 | 12 | 0.73647
13979 | 8.5 | 1 | 365 | 9.6772 | 0.47874 | 10 | 0.15593
6347 | 4.59 | 1 | 365 | 5.2257 | 0.51852 | 5 | 0.7442
14031 | 2.805 | 1 | 365 | 3.1935 | 0.42798 | 3 | 0.62146
14037 | 13.26 | 1 | 365 | 15.0964 | 0.38683 | 15 | 0.48325
12133 | 11.73 | 1 | 365 | 13.3545 | 0.88066 | 14 | 0.23519
14051 | 5.355 | 1 | 365 | 6.0966 | 0.2716 | 6 | 0.36824
11744 | 11.22 | 1 | 365 | 12.7739 | 0.71193 | 13 | 0.48583
13199 | 7 | 1 | 365 | 7.9695 | 0.041312 | 8 | 0.010767
13719 | 12.48 | 1 | 365 | 14.2084 | 0.59937 | 14 | 0.80777
13720 | 8.75 | 1 | 365 | 9.9618 | 0.05164 | 10 | 0.013459
13721 | 10 | 1 | 365 | 11.3849 | 0.91616 | 12 | 0.3011
13764 | 6.75 | 1 | 365 | 7.6848 | 0.46841 | 8 | 0.15324
13770 | 6.24 | 1 | 365 | 7.1042 | 0.29968 | 7 | 0.40388
11249 | 11.76 | 1 | 365 | 13.3887 | 0.9494 | 14 | 0.33809
13773 | 2.5 | 1 | 365 | 2.8462 | 0.72904 | 3 | 0.57527
13782 | 11.5 | 1 | 365 | 13.0927 | 0.35358 | 13 | 0.44626
13792 | 6 | 1 | 365 | 6.831 | 0.7497 | 7 | 0.58066
13795 | 7.84 | 1 | 365 | 8.9258 | 0.96627 | 9 | 0.89206
13818 | 6.5 | 1 | 365 | 7.4002 | 0.8955 | 8 | 0.29571
13927 | 5.98 | 1 | 365 | 6.8082 | 0.70386 | 7 | 0.51206
13981 | 8 | 1 | 365 | 9.1079 | 0.33293 | 9 | 0.44088
13989 | 6.25 | 1 | 365 | 7.1156 | 0.3226 | 7 | 0.43818
14010 | 4.5 | 1 | 365 | 5.1232 | 0.31227 | 5 | 0.43549
14012 | 3.5 | 1 | 365 | 3.9847 | 0.020656 | 4 | 0.0053836
13690 | 8.3 | 1 | 365 | 9.4495 | 0.020413 | 9 | 0.46991
14023 | 7 | 1 | 365 | 7.9695 | 0.041312 | 8 | 0.010767
14024 | 3.315 | 1 | 365 | 3.7741 | 0.59671 | 4 | 0.37081
11707 | 3.35 | 1 | 365 | 3.814 | 0.67691 | 4 | 0.49087
12812 | 7.2 | 1 | 365 | 8.1972 | 0.49964 | 8 | 0.69679
11894 | 9.435 | 1 | 365 | 10.7417 | 0.6214 | 11 | 0.36308
12815 | 4.59 | 1 | 365 | 5.2257 | 0.51852 | 5 | 0.7442
12819 | 8.925 | 1 | 365 | 10.1611 | 0.45267 | 10 | 0.61373
12823 | 3.06 | 1 | 365 | 3.4838 | 0.012345 | 3 | 0.49614
12825 | 7.65 | 1 | 365 | 8.7095 | 0.53086 | 9 | 0.24034
12932 | 6.12 | 1 | 365 | 6.9676 | 0.02469 | 6 | 0.99227
5178 | 158.4 | 0.9 | 365 | 162.3036 | 0.69278 | 162 | 0.99642
12933 | 6.12 | 1 | 365 | 6.9676 | 0.02469 | 6 | 0.99227
13207 | 17.25 | 1 | 365 | 19.639 | 0.53038 | 20 | 0.16939
13336 | 4.86 | 1 | 365 | 5.5331 | 0.13725 | 5 | 0.67033
11817 | 5.13 | 1 | 365 | 5.8405 | 0.75599 | 6 | 0.59646
13342 | 14.85 | 1 | 365 | 16.9066 | 0.030498 | 16 | 0.93713
13344 | 6.12 | 1 | 365 | 6.9676 | 0.02469 | 6 | 0.99227
13347 | 8.25 | 1 | 365 | 9.3926 | 0.90583 | 10 | 0.2984
13354 | 27 | 0.9 | 365 | 27.6654 | 0.68627 | 28 | 0.35166
13356 | 5.94 | 1 | 365 | 6.7627 | 0.6122 | 7 | 0.37485
13632 | 4.5 | 1 | 365 | 5.1232 | 0.31227 | 5 | 0.43549
13890 | 7.194 | 1 | 365 | 8.1903 | 0.48589 | 8 | 0.67621
13893 | 7.5 | 1 | 365 | 8.5387 | 0.18712 | 8 | 0.72582
14069 | 9.18 | 1 | 365 | 10.4514 | 0.037035 | 10 | 0.48841
14070 | 4.8 | 1 | 365 | 5.4648 | 0.99976 | 6 | 0.46453
14072 | 8.16 | 1 | 365 | 9.2901 | 0.69959 | 9 | 0.98969
14077 | 4.59 | 1 | 365 | 5.2257 | 0.51852 | 5 | 0.7442
10854 | 6.6 | 1 | 365 | 7.5141 | 0.12467 | 7 | 0.63872
12294 | 6.16 | 1 | 365 | 7.0131 | 0.11635 | 7 | 0.12948
12591 | 35 | 0.9 | 365 | 35.8625 | 0.1859 | 36 | 0.048452
12183 | 11.22 | 1 | 365 | 12.7739 | 0.71193 | 13 | 0.48583
13188 | 7.83 | 1 | 365 | 8.9144 | 0.94335 | 9 | 0.85776
11923 | 4.08 | 1 | 365 | 4.6451 | 0.34979 | 4 | 0.99485
12111 | 8.37 | 1 | 365 | 9.5292 | 0.18083 | 9 | 0.71002
14000 | 11.25 | 1 | 365 | 12.8081 | 0.78068 | 13 | 0.58873
11662 | 4.5 | 1 | 365 | 5.1232 | 0.31227 | 5 | 0.43549
9710 | 7.905 | 1 | 365 | 8.9998 | 0.11522 | 9 | 0.11502
12493 | 6.185 | 1 | 365 | 7.0416 | 0.17364 | 7 | 0.21523
5037 | 9.98 | 1 | 365 | 11.3622 | 0.87033 | 12 | 0.23249
12010 | 10.965 | 1 | 365 | 12.4836 | 0.12757 | 12 | 0.61115
12024 | 11.22 | 1 | 365 | 12.7739 | 0.71193 | 13 | 0.48583
11971 | 10.71 | 1 | 365 | 12.1933 | 0.54321 | 12 | 0.73647
11982 | 10.2 | 1 | 365 | 11.6126 | 0.37448 | 11 | 0.98712
11173 | 11.475 | 1 | 365 | 13.0642 | 0.29629 | 13 | 0.36051
9719 | 10.2 | 1 | 365 | 11.6126 | 0.37448 | 11 | 0.98712
11146 | 11.73 | 1 | 365 | 13.3545 | 0.88066 | 14 | 0.23519
12027 | 10.5 | 1 | 365 | 11.9542 | 0.061968 | 12 | 0.016151
14179 | 11.73 | 1 | 365 | 13.3545 | 0.88066 | 14 | 0.23519
14174 | 15.3 | 1 | 365 | 17.419 | 0.061725 | 17 | 0.48068
11263 | 10.2 | 1 | 365 | 11.6126 | 0.37448 | 11 | 0.98712
9636 | 11.985 | 1 | 365 | 13.6448 | 0.46502 | 14 | 0.10986
9541 | 10.2 | 1 | 365 | 11.6126 | 0.37448 | 11 | 0.98712
9233 | 10.965 | 1 | 365 | 12.4836 | 0.12757 | 12 | 0.61115
8823 | 13.005 | 1 | 365 | 14.8061 | 0.80247 | 15 | 0.60858
8632 | 10.2 | 1 | 365 | 11.6126 | 0.37448 | 11 | 0.98712
9469 | 12.24 | 1 | 365 | 13.9352 | 0.04938 | 13 | 0.98454
9532 | 16.32 | 1 | 365 | 18.5802 | 0.39917 | 18 | 0.97939
9569 | 13.005 | 1 | 365 | 14.8061 | 0.80247 | 15 | 0.60858
9747 | 14.535 | 1 | 365 | 16.548 | 0.30864 | 16 | 0.85664
8722 | 11.22 | 1 | 365 | 12.7739 | 0.71193 | 13 | 0.48583
11105 | 11.73 | 1 | 365 | 13.3545 | 0.88066 | 14 | 0.23519
10282 | 6.86 | 1 | 365 | 7.8101 | 0.72049 | 8 | 0.53055
9215 | 11.475 | 1 | 365 | 13.0642 | 0.29629 | 13 | 0.36051
8572 | 10.455 | 1 | 365 | 11.903 | 0.95885 | 12 | 0.8618
8745 | 13.26 | 1 | 365 | 15.0964 | 0.38683 | 15 | 0.48325
8748 | 12.24 | 1 | 365 | 13.9352 | 0.04938 | 13 | 0.98454
8810 | 13.26 | 1 | 365 | 15.0964 | 0.38683 | 15 | 0.48325
8568 | 11.73 | 1 | 365 | 13.3545 | 0.88066 | 14 | 0.23519
8619 | 13.26 | 1 | 365 | 15.0964 | 0.38683 | 15 | 0.48325
9432 | 10.965 | 1 | 365 | 12.4836 | 0.12757 | 12 | 0.61115
8772 | 10.965 | 1 | 365 | 12.4836 | 0.12757 | 12 | 0.61115
8989 | 14.79 | 1 | 365 | 16.8383 | 0.893 | 17 | 0.73132
8785 | 12.75 | 1 | 365 | 14.5158 | 0.2181 | 14 | 0.7339
8490 | 17.34 | 1 | 365 | 19.7415 | 0.73662 | 20 | 0.4781
9337 | 10.2 | 1 | 365 | 11.6126 | 0.37448 | 11 | 0.98712
9339 | 17.595 | 1 | 365 | 20.0318 | 0.32098 | 20 | 0.35278
9306 | 11.22 | 1 | 365 | 12.7739 | 0.71193 | 13 | 0.48583
9307 | 14.5 | 1 | 365 | 16.5082 | 0.22843 | 16 | 0.73659
9303 | 12.24 | 1 | 365 | 13.9352 | 0.04938 | 13 | 0.98454
9351 | 12.75 | 1 | 365 | 14.5158 | 0.2181 | 14 | 0.7339
9239 | 11.73 | 1 | 365 | 13.3545 | 0.88066 | 14 | 0.23519
9232 | 10.2 | 1 | 365 | 11.6126 | 0.37448 | 11 | 0.98712
9408 | 16.5 | 1 | 365 | 18.7851 | 0.81166 | 19 | 0.59681
9301 | 13.77 | 1 | 365 | 15.6771 | 0.55555 | 16 | 0.23261
9274 | 13.26 | 1 | 365 | 15.0964 | 0.38683 | 15 | 0.48325
9290 | 10.2 | 1 | 365 | 11.6126 | 0.37448 | 11 | 0.98712
9366 | 10.2 | 1 | 365 | 11.6126 | 0.37448 | 11 | 0.98712
9332 | 14.75 | 1 | 365 | 16.7928 | 0.80134 | 17 | 0.59412
4837 | 762.3 | 0.9 | 365 | 781.0863 | 0.20899 | 781 | 0.29529
8642 | 16.83 | 1 | 365 | 19.1608 | 0.5679 | 19 | 0.72874
14191 | 7.44 | 1 | 365 | 8.4704 | 0.049623 | 8 | 0.52002
11650 | 9.98 | 1 | 365 | 11.3622 | 0.87033 | 12 | 0.23249
12817 | 8.415 | 1 | 365 | 9.5804 | 0.28395 | 9 | 0.86437
9359 | 12.495 | 1 | 365 | 14.2255 | 0.63374 | 14 | 0.85922
12671 | 13.92 | 1 | 365 | 15.8478 | 0.89929 | 16 | 0.74713
9283 | 15.75 | 1 | 365 | 17.9313 | 0.092952 | 18 | 0.024226
9276 | 13.25 | 1 | 365 | 15.085 | 0.36391 | 15 | 0.44895
7538 | 10.455 | 1 | 365 | 11.903 | 0.95885 | 12 | 0.8618
9262 | 10.5 | 1 | 365 | 11.9542 | 0.061968 | 12 | 0.016151
9269 | 10.455 | 1 | 365 | 11.903 | 0.95885 | 12 | 0.8618
9311 | 11.5 | 1 | 365 | 13.0927 | 0.35358 | 13 | 0.44626
9328 | 11.73 | 1 | 365 | 13.3545 | 0.88066 | 14 | 0.23519
8879 | 11.22 | 1 | 365 | 12.7739 | 0.71193 | 13 | 0.48583
9234 | 10.71 | 1 | 365 | 12.1933 | 0.54321 | 12 | 0.73647
9249 | 14.75 | 1 | 365 | 16.7928 | 0.80134 | 17 | 0.59412
9259 | 12.75 | 1 | 365 | 14.5158 | 0.2181 | 14 | 0.7339
9246 | 14.75 | 1 | 365 | 16.7928 | 0.80134 | 17 | 0.59412
9247 | 14.535 | 1 | 365 | 16.548 | 0.30864 | 16 | 0.85664
9309 | 12.495 | 1 | 365 | 14.2255 | 0.63374 | 14 | 0.85922
9243 | 10.71 | 1 | 365 | 12.1933 | 0.54321 | 12 | 0.73647
9231 | 14.025 | 1 | 365 | 15.9674 | 0.13991 | 16 | 0.10729
9157 | 13.25 | 1 | 365 | 15.085 | 0.36391 | 15 | 0.44895
8621 | 13.005 | 1 | 365 | 14.8061 | 0.80247 | 15 | 0.60858
8616 | 11.475 | 1 | 365 | 13.0642 | 0.29629 | 13 | 0.36051
9151 | 10.25 | 1 | 365 | 11.6696 | 0.48906 | 12 | 0.15862
9147 | 11.5 | 1 | 365 | 13.0927 | 0.35358 | 13 | 0.44626
9139 | 10.2 | 1 | 365 | 11.6126 | 0.37448 | 11 | 0.98712
9130 | 11.475 | 1 | 365 | 13.0642 | 0.29629 | 13 | 0.36051
9012 | 13.515 | 1 | 365 | 15.3867 | 0.97119 | 16 | 0.35793
8459 | 11.475 | 1 | 365 | 13.0642 | 0.29629 | 13 | 0.36051
8472 | 10.965 | 1 | 365 | 12.4836 | 0.12757 | 12 | 0.61115
9134 | 10.455 | 1 | 365 | 11.903 | 0.95885 | 12 | 0.8618
9124 | 17.25 | 1 | 365 | 19.639 | 0.53038 | 20 | 0.16939
9117 | 11.73 | 1 | 365 | 13.3545 | 0.88066 | 14 | 0.23519
7560 | 11.985 | 1 | 365 | 13.6448 | 0.46502 | 14 | 0.10986
9105 | 10.71 | 1 | 365 | 12.1933 | 0.54321 | 12 | 0.73647
9094 | 10.2 | 1 | 365 | 11.6126 | 0.37448 | 11 | 0.98712
9040 | 15.81 | 1 | 365 | 17.9996 | 0.23045 | 18 | 0.23003
9075 | 15 | 1 | 365 | 17.0774 | 0.37424 | 17 | 0.45164
9080 | 13.26 | 1 | 365 | 15.0964 | 0.38683 | 15 | 0.48325
9086 | 13.515 | 1 | 365 | 15.3867 | 0.97119 | 16 | 0.35793
9069 | 10.535 | 1 | 365 | 11.994 | 0.14217 | 12 | 0.1362
9072 | 11.25 | 1 | 365 | 12.8081 | 0.78068 | 13 | 0.58873
9044 | 15.555 | 1 | 365 | 17.7093 | 0.64609 | 18 | 0.35535
9029 | 14.025 | 1 | 365 | 15.9674 | 0.13991 | 16 | 0.10729
9032 | 11.985 | 1 | 365 | 13.6448 | 0.46502 | 14 | 0.10986
8553 | 13.515 | 1 | 365 | 15.3867 | 0.97119 | 16 | 0.35793
7904 | 5.6 | 1 | 365 | 6.3756 | 0.83305 | 7 | 0.20861
10945 | 3.64 | 1 | 365 | 4.1441 | 0.34148 | 4 | 0.4856
10948 | 6.72 | 1 | 365 | 7.6507 | 0.39966 | 8 | 0.050337
8703 | 5.5 | 1 | 365 | 6.2617 | 0.60389 | 6 | 0.8656
10404 | 9.625 | 1 | 365 | 10.958 | 0.056804 | 11 | 0.014805
9709 | 9.72 | 1 | 365 | 11.0662 | 0.27451 | 11 | 0.34067
12260 | 16.32 | 1 | 365 | 18.5802 | 0.39917 | 18 | 0.97939
13059 | 8.28 | 1 | 365 | 9.4267 | 0.97458 | 10 | 0.40131
28376 | 7.98 | 1 | 365 | 9.0852 | 0.2871 | 9 | 0.37227
11980 | 10.29 | 1 | 365 | 11.7151 | 0.58073 | 12 | 0.29583
11407 | 11.73 | 1 | 365 | 13.3545 | 0.88066 | 14 | 0.23519
11356 | 15.81 | 1 | 365 | 17.9996 | 0.23045 | 18 | 0.23003
11337 | 10.71 | 1 | 365 | 12.1933 | 0.54321 | 12 | 0.73647
11653 | 10.25 | 1 | 365 | 11.6696 | 0.48906 | 12 | 0.15862
14153 | 13.44 | 1 | 365 | 15.3014 | 0.79932 | 16 | 0.10067
11197 | 10.965 | 1 | 365 | 12.4836 | 0.12757 | 12 | 0.61115
11117 | 15.555 | 1 | 365 | 17.7093 | 0.64609 | 18 | 0.35535
11014 | 15.045 | 1 | 365 | 17.1286 | 0.47736 | 17 | 0.606
11029 | 10.965 | 1 | 365 | 12.4836 | 0.12757 | 12 | 0.61115
10917 | 12.495 | 1 | 365 | 14.2255 | 0.63374 | 14 | 0.85922
10920 | 11.22 | 1 | 365 | 12.7739 | 0.71193 | 13 | 0.48583
10923 | 10.71 | 1 | 365 | 12.1933 | 0.54321 | 12 | 0.73647
10824 | 15.3 | 1 | 365 | 17.419 | 0.061725 | 17 | 0.48068
10909 | 10.965 | 1 | 365 | 12.4836 | 0.12757 | 12 | 0.61115
10611 | 11.475 | 1 | 365 | 13.0642 | 0.29629 | 13 | 0.36051
10654 | 11.985 | 1 | 365 | 13.6448 | 0.46502 | 14 | 0.10986
10814 | 11.22 | 1 | 365 | 12.7739 | 0.71193 | 13 | 0.48583
10482 | 10.2 | 1 | 365 | 11.6126 | 0.37448 | 11 | 0.98712
10561 | 15.3 | 1 | 365 | 17.419 | 0.061725 | 17 | 0.48068
10642 | 16.83 | 1 | 365 | 19.1608 | 0.5679 | 19 | 0.72874
10494 | 18.105 | 1 | 365 | 20.6124 | 0.48971 | 21 | 0.10213
10272 | 13.005 | 1 | 365 | 14.8061 | 0.80247 | 15 | 0.60858
10259 | 14.79 | 1 | 365 | 16.8383 | 0.893 | 17 | 0.73132
10256 | 11.22 | 1 | 365 | 12.7739 | 0.71193 | 13 | 0.48583
10254 | 14.75 | 1 | 365 | 16.7928 | 0.80134 | 17 | 0.59412
10527 | 12.24 | 1 | 365 | 13.9352 | 0.04938 | 13 | 0.98454
10160 | 11.5 | 1 | 365 | 13.0927 | 0.35358 | 13 | 0.44626
10462 | 10.965 | 1 | 365 | 12.4836 | 0.12757 | 12 | 0.61115
10045 | 13.26 | 1 | 365 | 15.0964 | 0.38683 | 15 | 0.48325
10345 | 11.73 | 1 | 365 | 13.3545 | 0.88066 | 14 | 0.23519
10478 | 11.475 | 1 | 365 | 13.0642 | 0.29629 | 13 | 0.36051
10442 | 14.025 | 1 | 365 | 15.9674 | 0.13991 | 16 | 0.10729
10286 | 12.75 | 1 | 365 | 14.5158 | 0.2181 | 14 | 0.7339
10367 | 15.81 | 1 | 365 | 17.9996 | 0.23045 | 18 | 0.23003
8938 | 13.005 | 1 | 365 | 14.8061 | 0.80247 | 15 | 0.60858
10339 | 10.71 | 1 | 365 | 12.1933 | 0.54321 | 12 | 0.73647
10283 | 11.475 | 1 | 365 | 13.0642 | 0.29629 | 13 | 0.36051
10294 | 11.22 | 1 | 365 | 12.7739 | 0.71193 | 13 | 0.48583
10337 | 14.025 | 1 | 365 | 15.9674 | 0.13991 | 16 | 0.10729
10277 | 11.75 | 1 | 365 | 13.3773 | 0.92649 | 14 | 0.30379
10275 | 11.475 | 1 | 365 | 13.0642 | 0.29629 | 13 | 0.36051
10274 | 13.26 | 1 | 365 | 15.0964 | 0.38683 | 15 | 0.48325
10290 | 12.24 | 1 | 365 | 13.9352 | 0.04938 | 13 | 0.98454
10252 | 10.455 | 1 | 365 | 11.903 | 0.95885 | 12 | 0.8618
10314 | 16.065 | 1 | 365 | 18.2899 | 0.81481 | 19 | 0.10471
10398 | 15.3 | 1 | 365 | 17.419 | 0.061725 | 17 | 0.48068
10400 | 13.515 | 1 | 365 | 15.3867 | 0.97119 | 16 | 0.35793
10271 | 11.985 | 1 | 365 | 13.6448 | 0.46502 | 14 | 0.10986
9751 | 10.455 | 1 | 365 | 11.903 | 0.95885 | 12 | 0.8618
10312 | 10.25 | 1 | 365 | 11.6696 | 0.48906 | 12 | 0.15862
10300 | 11.475 | 1 | 365 | 13.0642 | 0.29629 | 13 | 0.36051
9735 | 10.71 | 1 | 365 | 12.1933 | 0.54321 | 12 | 0.73647
10270 | 12.25 | 1 | 365 | 13.9465 | 0.072296 | 14 | 0.018843
10301 | 14.28 | 1 | 365 | 16.2577 | 0.72428 | 16 | 0.98197
10260 | 11.985 | 1 | 365 | 13.6448 | 0.46502 | 14 | 0.10986
9731 | 13.25 | 1 | 365 | 15.085 | 0.36391 | 15 | 0.44895
10306 | 11.22 | 1 | 365 | 12.7739 | 0.71193 | 13 | 0.48583
10309 | 10.71 | 1 | 365 | 12.1933 | 0.54321 | 12 | 0.73647
10222 | 10.2 | 1 | 365 | 11.6126 | 0.37448 | 11 | 0.98712
10289 | 10.965 | 1 | 365 | 12.4836 | 0.12757 | 12 | 0.61115
10330 | 11.22 | 1 | 365 | 12.7739 | 0.71193 | 13 | 0.48583
10292 | 14.535 | 1 | 365 | 16.548 | 0.30864 | 16 | 0.85664
10296 | 11.73 | 1 | 365 | 13.3545 | 0.88066 | 14 | 0.23519
10281 | 15.3 | 1 | 365 | 17.419 | 0.061725 | 17 | 0.48068
10225 | 14.025 | 1 | 365 | 15.9674 | 0.13991 | 16 | 0.10729
10285 | 17.34 | 1 | 365 | 19.7415 | 0.73662 | 20 | 0.4781
10335 | 12.75 | 1 | 365 | 14.5158 | 0.2181 | 14 | 0.7339
10101 | 10.965 | 1 | 365 | 12.4836 | 0.12757 | 12 | 0.61115
10278 | 11.25 | 1 | 365 | 12.8081 | 0.78068 | 13 | 0.58873
10326 | 10.71 | 1 | 365 | 12.1933 | 0.54321 | 12 | 0.73647
10044 | 16.83 | 1 | 365 | 19.1608 | 0.5679 | 19 | 0.72874
10329 | 13.515 | 1 | 365 | 15.3867 | 0.97119 | 16 | 0.35793
10319 | 12.75 | 1 | 365 | 14.5158 | 0.2181 | 14 | 0.7339
9934 | 13.005 | 1 | 365 | 14.8061 | 0.80247 | 15 | 0.60858
10288 | 16.065 | 1 | 365 | 18.2899 | 0.81481 | 19 | 0.10471
10257 | 11.22 | 1 | 365 | 12.7739 | 0.71193 | 13 | 0.48583
9727 | 11.475 | 1 | 365 | 13.0642 | 0.29629 | 13 | 0.36051
9327 | 11.73 | 1 | 365 | 13.3545 | 0.88066 | 14 | 0.23519
8648 | 11.22 | 1 | 365 | 12.7739 | 0.71193 | 13 | 0.48583
10049 | 15.045 | 1 | 365 | 17.1286 | 0.47736 | 17 | 0.606
10255 | 13.005 | 1 | 365 | 14.8061 | 0.80247 | 15 | 0.60858
10219 | 13.75 | 1 | 365 | 15.6543 | 0.50972 | 16 | 0.16401
10268 | 12.24 | 1 | 365 | 13.9352 | 0.04938 | 13 | 0.98454
9331 | 13.005 | 1 | 365 | 14.8061 | 0.80247 | 15 | 0.60858
10206 | 13.26 | 1 | 365 | 15.0964 | 0.38683 | 15 | 0.48325
10173 | 12.24 | 1 | 365 | 13.9352 | 0.04938 | 13 | 0.98454
9109 | 13.77 | 1 | 365 | 15.6771 | 0.55555 | 16 | 0.23261
9965 | 13.77 | 1 | 365 | 15.6771 | 0.55555 | 16 | 0.23261
10201 | 10.71 | 1 | 365 | 12.1933 | 0.54321 | 12 | 0.73647
10182 | 12.495 | 1 | 365 | 14.2255 | 0.63374 | 14 | 0.85922
9878 | 12.75 | 1 | 365 | 14.5158 | 0.2181 | 14 | 0.7339
9902 | 13.26 | 1 | 365 | 15.0964 | 0.38683 | 15 | 0.48325
10200 | 11.475 | 1 | 365 | 13.0642 | 0.29629 | 13 | 0.36051
10178 | 13.26 | 1 | 365 | 15.0964 | 0.38683 | 15 | 0.48325
10003 | 12.75 | 1 | 365 | 14.5158 | 0.2181 | 14 | 0.7339
10172 | 13.5 | 1 | 365 | 15.3697 | 0.93682 | 16 | 0.30648
9721 | 14.025 | 1 | 365 | 15.9674 | 0.13991 | 16 | 0.10729
10202 | 10.965 | 1 | 365 | 12.4836 | 0.12757 | 12 | 0.61115
9887 | 11.76 | 1 | 365 | 13.3887 | 0.9494 | 14 | 0.33809
9577 | 13.26 | 1 | 365 | 15.0964 | 0.38683 | 15 | 0.48325
10163 | 10.455 | 1 | 365 | 11.903 | 0.95885 | 12 | 0.8618
9598 | 10.2 | 1 | 365 | 11.6126 | 0.37448 | 11 | 0.98712
10162 | 11 | 1 | 365 | 12.5234 | 0.20778 | 12 | 0.73121
9658 | 13.77 | 1 | 365 | 15.6771 | 0.55555 | 16 | 0.23261
10144 | 10.2 | 1 | 365 | 11.6126 | 0.37448 | 11 | 0.98712
10126 | 17.25 | 1 | 365 | 19.639 | 0.53038 | 20 | 0.16939
9895 | 11.985 | 1 | 365 | 13.6448 | 0.46502 | 14 | 0.10986
9899 | 15.3 | 1 | 365 | 17.419 | 0.061725 | 17 | 0.48068
10176 | 10.5 | 1 | 365 | 11.9542 | 0.061968 | 12 | 0.016151
10079 | 12.75 | 1 | 365 | 14.5158 | 0.2181 | 14 | 0.7339
10218 | 13.515 | 1 | 365 | 15.3867 | 0.97119 | 16 | 0.35793
13906 | 8.4 | 1 | 365 | 9.5633 | 0.24957 | 9 | 0.81292
10123 | 16.575 | 1 | 365 | 18.8705 | 0.98354 | 19 | 0.85407
9200 | 11.73 | 1 | 365 | 13.3545 | 0.88066 | 14 | 0.23519
10061 | 13.515 | 1 | 365 | 15.3867 | 0.97119 | 16 | 0.35793
9754 | 10.965 | 1 | 365 | 12.4836 | 0.12757 | 12 | 0.61115
10077 | 10.71 | 1 | 365 | 12.1933 | 0.54321 | 12 | 0.73647
9843 | 14.79 | 1 | 365 | 16.8383 | 0.893 | 17 | 0.73132
10065 | 12.24 | 1 | 365 | 13.9352 | 0.04938 | 13 | 0.98454
10005 | 10.2 | 1 | 365 | 11.6126 | 0.37448 | 11 | 0.98712
10215 | 10.455 | 1 | 365 | 11.903 | 0.95885 | 12 | 0.8618
9197 | 10.2 | 1 | 365 | 11.6126 | 0.37448 | 11 | 0.98712
10209 | 12.24 | 1 | 365 | 13.9352 | 0.04938 | 13 | 0.98454
9362 | 13.005 | 1 | 365 | 14.8061 | 0.80247 | 15 | 0.60858
9729 | 14.535 | 1 | 365 | 16.548 | 0.30864 | 16 | 0.85664
9663 | 10.2 | 1 | 365 | 11.6126 | 0.37448 | 11 | 0.98712
10169 | 12.25 | 1 | 365 | 13.9465 | 0.072296 | 14 | 0.018843
10117 | 13.005 | 1 | 365 | 14.8061 | 0.80247 | 15 | 0.60858
12696 | 4.94 | 1 | 365 | 5.6242 | 0.32058 | 5 | 0.94474
9091 | 12.24 | 1 | 365 | 13.9352 | 0.04938 | 13 | 0.98454
10168 | 11.475 | 1 | 365 | 13.0642 | 0.29629 | 13 | 0.36051
9015 | 11.475 | 1 | 365 | 13.0642 | 0.29629 | 13 | 0.36051
12678 | 6.89 | 1 | 365 | 7.8442 | 0.78923 | 8 | 0.63346
10159 | 10.25 | 1 | 365 | 11.6696 | 0.48906 | 12 | 0.15862
9588 | 10.71 | 1 | 365 | 12.1933 | 0.54321 | 12 | 0.73647
10120 | 16.83 | 1 | 365 | 19.1608 | 0.5679 | 19 | 0.72874
9825 | 14.79 | 1 | 365 | 16.8383 | 0.893 | 17 | 0.73132
9100 | 10.455 | 1 | 365 | 11.903 | 0.95885 | 12 | 0.8618
8950 | 11.73 | 1 | 365 | 13.3545 | 0.88066 | 14 | 0.23519
9866 | 13.26 | 1 | 365 | 15.0964 | 0.38683 | 15 | 0.48325
10617 | 6 | 1 | 365 | 6.831 | 0.7497 | 7 | 0.58066
8994 | 10.2 | 1 | 365 | 11.6126 | 0.37448 | 11 | 0.98712
10041 | 10.71 | 1 | 365 | 12.1933 | 0.54321 | 12 | 0.73647
10139 | 12.5 | 1 | 365 | 14.2312 | 0.6452 | 14 | 0.87637
9830 | 13.515 | 1 | 365 | 15.3867 | 0.97119 | 16 | 0.35793
8858 | 13.005 | 1 | 365 | 14.8061 | 0.80247 | 15 | 0.60858
9798 | 10.965 | 1 | 365 | 12.4836 | 0.12757 | 12 | 0.61115
9832 | 10.2 | 1 | 365 | 11.6126 | 0.37448 | 11 | 0.98712
6782 | 11.985 | 1 | 365 | 13.6448 | 0.46502 | 14 | 0.10986
8943 | 11.475 | 1 | 365 | 13.0642 | 0.29629 | 13 | 0.36051
10119 | 11.22 | 1 | 365 | 12.7739 | 0.71193 | 13 | 0.48583
9059 | 14.025 | 1 | 365 | 15.9674 | 0.13991 | 16 | 0.10729
9057 | 12.75 | 1 | 365 | 14.5158 | 0.2181 | 14 | 0.7339
9228 | 13.26 | 1 | 365 | 15.0964 | 0.38683 | 15 | 0.48325
10059 | 14.535 | 1 | 365 | 16.548 | 0.30864 | 16 | 0.85664
8973 | 11.475 | 1 | 365 | 13.0642 | 0.29629 | 13 | 0.36051
10189 | 10.2 | 1 | 365 | 11.6126 | 0.37448 | 11 | 0.98712
9186 | 11.985 | 1 | 365 | 13.6448 | 0.46502 | 14 | 0.10986
9193 | 10.71 | 1 | 365 | 12.1933 | 0.54321 | 12 | 0.73647
9027 | 13.005 | 1 | 365 | 14.8061 | 0.80247 | 15 | 0.60858
10071 | 12.24 | 1 | 365 | 13.9352 | 0.04938 | 13 | 0.98454
9575 | 11.22 | 1 | 365 | 12.7739 | 0.71193 | 13 | 0.48583
10132 | 10.455 | 1 | 365 | 11.903 | 0.95885 | 12 | 0.8618
1656 | 16.32 | 1 | 365 | 18.5802 | 0.39917 | 18 | 0.97939
9145 | 10.2 | 1 | 365 | 11.6126 | 0.37448 | 11 | 0.98712
9126 | 10.2 | 1 | 365 | 11.6126 | 0.37448 | 11 | 0.98712
9627 | 10.455 | 1 | 365 | 11.903 | 0.95885 | 12 | 0.8618
9732 | 10.965 | 1 | 365 | 12.4836 | 0.12757 | 12 | 0.61115
10036 | 12.24 | 1 | 365 | 13.9352 | 0.04938 | 13 | 0.98454
9742 | 13.515 | 1 | 365 | 15.3867 | 0.97119 | 16 | 0.35793
9045 | 15.045 | 1 | 365 | 17.1286 | 0.47736 | 17 | 0.606
9653 | 11.75 | 1 | 365 | 13.3773 | 0.92649 | 14 | 0.30379
9797 | 14.79 | 1 | 365 | 16.8383 | 0.893 | 17 | 0.73132
9010 | 11.22 | 1 | 365 | 12.7739 | 0.71193 | 13 | 0.48583
9064 | 11.73 | 1 | 365 | 13.3545 | 0.88066 | 14 | 0.23519
8649 | 10.2 | 1 | 365 | 11.6126 | 0.37448 | 11 | 0.98712
9548 | 11.73 | 1 | 365 | 13.3545 | 0.88066 | 14 | 0.23519
9410 | 11.73 | 1 | 365 | 13.3545 | 0.88066 | 14 | 0.23519
9793 | 12.495 | 1 | 365 | 14.2255 | 0.63374 | 14 | 0.85922
8449 | 10.2 | 1 | 365 | 11.6126 | 0.37448 | 11 | 0.98712
8233 | 10.71 | 1 | 365 | 12.1933 | 0.54321 | 12 | 0.73647
8847 | 10.455 | 1 | 365 | 11.903 | 0.95885 | 12 | 0.8618
9216 | 11.985 | 1 | 365 | 13.6448 | 0.46502 | 14 | 0.10986
9299 | 12.495 | 1 | 365 | 14.2255 | 0.63374 | 14 | 0.85922
9190 | 11.475 | 1 | 365 | 13.0642 | 0.29629 | 13 | 0.36051
8793 | 12.75 | 1 | 365 | 14.5158 | 0.2181 | 14 | 0.7339
9209 | 10.2 | 1 | 365 | 11.6126 | 0.37448 | 11 | 0.98712
9945 | 10.71 | 1 | 365 | 12.1933 | 0.54321 | 12 | 0.73647
9305 | 13.005 | 1 | 365 | 14.8061 | 0.80247 | 15 | 0.60858
8608 | 10.2 | 1 | 365 | 11.6126 | 0.37448 | 11 | 0.98712
8446 | 13.77 | 1 | 365 | 15.6771 | 0.55555 | 16 | 0.23261
8584 | 11.985 | 1 | 365 | 13.6448 | 0.46502 | 14 | 0.10986
9758 | 10.2 | 1 | 365 | 11.6126 | 0.37448 | 11 | 0.98712
9223 | 11.22 | 1 | 365 | 12.7739 | 0.71193 | 13 | 0.48583
8739 | 10.71 | 1 | 365 | 12.1933 | 0.54321 | 12 | 0.73647
8797 | 10.71 | 1 | 365 | 12.1933 | 0.54321 | 12 | 0.73647
8635 | 15.81 | 1 | 365 | 17.9996 | 0.23045 | 18 | 0.23003
8639 | 10.965 | 1 | 365 | 12.4836 | 0.12757 | 12 | 0.61115
9406 | 10.2 | 1 | 365 | 11.6126 | 0.37448 | 11 | 0.98712
8577 | 10.2 | 1 | 365 | 11.6126 | 0.37448 | 11 | 0.98712
9176 | 10.2 | 1 | 365 | 11.6126 | 0.37448 | 11 | 0.98712
8731 | 11.22 | 1 | 365 | 12.7739 | 0.71193 | 13 | 0.48583
8625 | 10.2 | 1 | 365 | 11.6126 | 0.37448 | 11 | 0.98712
9674 | 14.28 | 1 | 365 | 16.2577 | 0.72428 | 16 | 0.98197
9683 | 12.75 | 1 | 365 | 14.5158 | 0.2181 | 14 | 0.7339
9116 | 10.455 | 1 | 365 | 11.903 | 0.95885 | 12 | 0.8618
14193 | 16.83 | 1 | 365 | 19.1608 | 0.5679 | 19 | 0.72874
14177 | 10.455 | 1 | 365 | 11.903 | 0.95885 | 12 | 0.8618
14181 | 11.475 | 1 | 365 | 13.0642 | 0.29629 | 13 | 0.36051
14204 | 10.2 | 1 | 365 | 11.6126 | 0.37448 | 11 | 0.98712
16320 | 16.75 | 1 | 365 | 19.0698 | 0.38457 | 19 | 0.45434
14188 | 11.22 | 1 | 365 | 12.7739 | 0.71193 | 13 | 0.48583
8440 | 14.945 | 1 | 365 | 17.0148 | 0.2482 | 17 | 0.26299
8455 | 10.34 | 1 | 365 | 11.772 | 0.69531 | 12 | 0.46733
7071 | 11.25 | 1 | 365 | 12.8081 | 0.78068 | 13 | 0.58873
8518 | 10.5 | 1 | 365 | 11.9542 | 0.061968 | 12 | 0.016151
8451 | 10.5 | 1 | 365 | 11.9542 | 0.061968 | 12 | 0.016151
8465 | 13.515 | 1 | 365 | 15.3867 | 0.97119 | 16 | 0.35793
11016 | 12.495 | 1 | 365 | 14.2255 | 0.63374 | 14 | 0.85922
16439 | 17.085 | 1 | 365 | 19.4512 | 0.15226 | 19 | 0.60342
10055 | 12.495 | 1 | 365 | 14.2255 | 0.63374 | 14 | 0.85922
10068 | 11.22 | 1 | 365 | 12.7739 | 0.71193 | 13 | 0.48583
9150 | 14.025 | 1 | 365 | 15.9674 | 0.13991 | 16 | 0.10729
3259 | 329.4 | 0.9 | 365 | 337.5178 | 0.37248 | 337 | 0.89029
14088 | 75.075 | 0.9 | 365 | 76.9252 | 0.83876 | 77 | 0.76393
12917 | 9.075 | 1 | 365 | 10.3318 | 0.79642 | 11 | 0.12824
11635 | 8.215 | 1 | 365 | 9.3527 | 0.82563 | 10 | 0.17835
10074 | 12.75 | 1 | 365 | 14.5158 | 0.2181 | 14 | 0.7339
13254 | 250 | 0.9 | 365 | 256.1611 | 0.6136 | 256 | 0.77466
12603 | 5.25 | 1 | 365 | 5.9771 | 0.030984 | 6 | 0.0080754
11869 | 9 | 1 | 365 | 10.2464 | 0.62454 | 10 | 0.87099
13452 | 5.5 | 1 | 365 | 6.2617 | 0.60389 | 6 | 0.8656
13453 | 7.2 | 1 | 365 | 8.1972 | 0.49964 | 8 | 0.69679
13447 | 4.08 | 1 | 365 | 4.6451 | 0.34979 | 4 | 0.99485
11842 | 2.7 | 1 | 365 | 3.0739 | 0.18736 | 3 | 0.2613
11196 | 5.72 | 1 | 365 | 6.5122 | 0.10804 | 6 | 0.62023
11156 | 4.59 | 1 | 365 | 5.2257 | 0.51852 | 5 | 0.7442
11181 | 7.02 | 1 | 365 | 7.9922 | 0.087144 | 8 | 0.079369
11169 | 4.94 | 1 | 365 | 5.6242 | 0.32058 | 5 | 0.94474
11152 | 10.92 | 1 | 365 | 12.4324 | 0.024447 | 12 | 0.4568
11185 | 2.55 | 1 | 365 | 2.9032 | 0.84362 | 3 | 0.74678
11154 | 5.2 | 1 | 365 | 5.9202 | 0.9164 | 6 | 0.83657
11145 | 6.24 | 1 | 365 | 7.1042 | 0.29968 | 7 | 0.40388
11234 | 5.2 | 1 | 365 | 5.9202 | 0.9164 | 6 | 0.83657
11313 | 11.22 | 1 | 365 | 12.7739 | 0.71193 | 13 | 0.48583
11316 | 10.66 | 1 | 365 | 12.1363 | 0.42863 | 12 | 0.56497
11311 | 11.96 | 1 | 365 | 13.6164 | 0.40773 | 14 | 0.024111
11297 | 3.9 | 1 | 365 | 4.4401 | 0.9373 | 5 | 0.37743
11243 | 7.54 | 1 | 365 | 8.5842 | 0.27878 | 8 | 0.86303
11309 | 9.945 | 1 | 365 | 11.3223 | 0.79012 | 12 | 0.11244
11321 | 4.845 | 1 | 365 | 5.516 | 0.10288 | 5 | 0.61888
11323 | 5.98 | 1 | 365 | 6.8082 | 0.70386 | 7 | 0.51206
11261 | 5.46 | 1 | 365 | 6.2162 | 0.51222 | 6 | 0.7284
11324 | 5.035 | 1 | 365 | 5.7323 | 0.53829 | 6 | 0.2706
11391 | 2.04 | 1 | 365 | 2.3225 | 0.6749 | 2 | 0.99742
11219 | 13.005 | 1 | 365 | 14.8061 | 0.80247 | 15 | 0.60858
11217 | 5.865 | 1 | 365 | 6.6773 | 0.44033 | 7 | 0.11759
11279 | 4.68 | 1 | 365 | 5.3282 | 0.72476 | 6 | 0.052913
11195 | 4.08 | 1 | 365 | 4.6451 | 0.34979 | 4 | 0.99485
11116 | 9.18 | 1 | 365 | 10.4514 | 0.037035 | 10 | 0.48841
11097 | 13.005 | 1 | 365 | 14.8061 | 0.80247 | 15 | 0.60858
11125 | 3.06 | 1 | 365 | 3.4838 | 0.012345 | 3 | 0.49614
11078 | 8.16 | 1 | 365 | 9.2901 | 0.69959 | 9 | 0.98969
11073 | 2.04 | 1 | 365 | 2.3225 | 0.6749 | 2 | 0.99742
11216 | 6.5 | 1 | 365 | 7.4002 | 0.8955 | 8 | 0.29571
10964 | 6.885 | 1 | 365 | 7.8385 | 0.77778 | 8 | 0.6163
11028 | 5.355 | 1 | 365 | 6.0966 | 0.2716 | 6 | 0.36824
10989 | 6.63 | 1 | 365 | 7.5482 | 0.19341 | 7 | 0.74163
11072 | 7.54 | 1 | 365 | 8.5842 | 0.27878 | 8 | 0.86303
11050 | 6.24 | 1 | 365 | 7.1042 | 0.29968 | 7 | 0.40388
11046 | 6.24 | 1 | 365 | 7.1042 | 0.29968 | 7 | 0.40388
11040 | 5.98 | 1 | 365 | 6.8082 | 0.70386 | 7 | 0.51206
11047 | 7.28 | 1 | 365 | 8.2882 | 0.68296 | 8 | 0.9712
11042 | 5.98 | 1 | 365 | 6.8082 | 0.70386 | 7 | 0.51206
11093 | 3.57 | 1 | 365 | 4.0644 | 0.18107 | 4 | 0.24549
11095 | 7.8 | 1 | 365 | 8.8803 | 0.8746 | 9 | 0.75485
11230 | 8.84 | 1 | 365 | 10.0643 | 0.25789 | 10 | 0.32217
11231 | 3.825 | 1 | 365 | 4.3547 | 0.76543 | 5 | 0.12017
11277 | 7.54 | 1 | 365 | 8.5842 | 0.27878 | 8 | 0.86303
11319 | 4.08 | 1 | 365 | 4.6451 | 0.34979 | 4 | 0.99485
11326 | 6.12 | 1 | 365 | 6.9676 | 0.02469 | 6 | 0.99227
11333 | 7.8 | 1 | 365 | 8.8803 | 0.8746 | 9 | 0.75485
11365 | 8.32 | 1 | 365 | 9.4723 | 0.066245 | 9 | 0.53851
11396 | 7.905 | 1 | 365 | 8.9998 | 0.11522 | 9 | 0.11502
11368 | 6.12 | 1 | 365 | 6.9676 | 0.02469 | 6 | 0.99227
11227 | 8.415 | 1 | 365 | 9.5804 | 0.28395 | 9 | 0.86437
11399 | 5 | 1 | 365 | 5.6925 | 0.45808 | 6 | 0.15055
11401 | 8.84 | 1 | 365 | 10.0643 | 0.25789 | 10 | 0.32217
11402 | 10.4 | 1 | 365 | 11.8403 | 0.83281 | 12 | 0.67314
11229 | 4.845 | 1 | 365 | 5.516 | 0.10288 | 5 | 0.61888
11403 | 4.59 | 1 | 365 | 5.2257 | 0.51852 | 5 | 0.7442
11425 | 5.1 | 1 | 365 | 5.8063 | 0.68724 | 6 | 0.49356
11426 | 9.62 | 1 | 365 | 10.9523 | 0.045346 | 10 | 0.99765
11429 | 4.845 | 1 | 365 | 5.516 | 0.10288 | 5 | 0.61888
11225 | 8.16 | 1 | 365 | 9.2901 | 0.69959 | 9 | 0.98969
11456 | 5.2 | 1 | 365 | 5.9202 | 0.9164 | 6 | 0.83657
11457 | 6.375 | 1 | 365 | 7.2579 | 0.60905 | 7 | 0.86695
11027 | 5.1 | 1 | 365 | 5.8063 | 0.68724 | 6 | 0.49356
11460 | 8.415 | 1 | 365 | 9.5804 | 0.28395 | 9 | 0.86437
11362 | 5.1 | 1 | 365 | 5.8063 | 0.68724 | 6 | 0.49356
11444 | 7.8 | 1 | 365 | 8.8803 | 0.8746 | 9 | 0.75485
11011 | 15.3 | 1 | 365 | 17.419 | 0.061725 | 17 | 0.48068
11464 | 3.64 | 1 | 365 | 4.1441 | 0.34148 | 4 | 0.4856
11466 | 4.59 | 1 | 365 | 5.2257 | 0.51852 | 5 | 0.7442
11470 | 8.67 | 1 | 365 | 9.8707 | 0.86831 | 10 | 0.73905
11476 | 7.54 | 1 | 365 | 8.5842 | 0.27878 | 8 | 0.86303
10981 | 6.625 | 1 | 365 | 7.5425 | 0.18196 | 7 | 0.72448
11481 | 5.61 | 1 | 365 | 6.3869 | 0.85597 | 7 | 0.24291
10971 | 4.335 | 1 | 365 | 4.9354 | 0.93416 | 5 | 0.86953
11389 | 13.515 | 1 | 365 | 15.3867 | 0.97119 | 16 | 0.35793
11430 | 9.1 | 1 | 365 | 10.3603 | 0.85371 | 11 | 0.214
11433 | 9.88 | 1 | 365 | 11.2483 | 0.64117 | 11 | 0.88948
11322 | 4.59 | 1 | 365 | 5.2257 | 0.51852 | 5 | 0.7442
11493 | 13.25 | 1 | 365 | 15.085 | 0.36391 | 15 | 0.44895
11494 | 6.375 | 1 | 365 | 7.2579 | 0.60905 | 7 | 0.86695
11499 | 6.24 | 1 | 365 | 7.1042 | 0.29968 | 7 | 0.40388
11314 | 8.67 | 1 | 365 | 9.8707 | 0.86831 | 10 | 0.73905
11508 | 5.355 | 1 | 365 | 6.0966 | 0.2716 | 6 | 0.36824
11519 | 4.335 | 1 | 365 | 4.9354 | 0.93416 | 5 | 0.86953
11520 | 9.36 | 1 | 365 | 10.6563 | 0.44953 | 11 | 0.10583
11524 | 2.6 | 1 | 365 | 2.9601 | 0.9582 | 3 | 0.91828
11281 | 5.61 | 1 | 365 | 6.3869 | 0.85597 | 7 | 0.24291
11527 | 7.395 | 1 | 365 | 8.4192 | 0.9465 | 9 | 0.36566
11427 | 5.865 | 1 | 365 | 6.6773 | 0.44033 | 7 | 0.11759
11477 | 7.65 | 1 | 365 | 8.7095 | 0.53086 | 9 | 0.24034
11473 | 5.1 | 1 | 365 | 5.8063 | 0.68724 | 6 | 0.49356
11535 | 8.67 | 1 | 365 | 9.8707 | 0.86831 | 10 | 0.73905
11502 | 5.61 | 1 | 365 | 6.3869 | 0.85597 | 7 | 0.24291
11511 | 3.825 | 1 | 365 | 4.3547 | 0.76543 | 5 | 0.12017
11533 | 4.25 | 1 | 365 | 4.8386 | 0.73937 | 5 | 0.57797
11531 | 5.355 | 1 | 365 | 6.0966 | 0.2716 | 6 | 0.36824
11498 | 9.72 | 1 | 365 | 11.0662 | 0.27451 | 11 | 0.34067
12107 | 4.08 | 1 | 365 | 4.6451 | 0.34979 | 4 | 0.99485
12065 | 5.1 | 1 | 365 | 5.8063 | 0.68724 | 6 | 0.49356
12059 | 6.885 | 1 | 365 | 7.8385 | 0.77778 | 8 | 0.6163
12033 | 5.61 | 1 | 365 | 6.3869 | 0.85597 | 7 | 0.24291
12048 | 5.5 | 1 | 365 | 6.2617 | 0.60389 | 6 | 0.8656
12029 | 7.395 | 1 | 365 | 8.4192 | 0.9465 | 9 | 0.36566
12066 | 5.61 | 1 | 365 | 6.3869 | 0.85597 | 7 | 0.24291
12118 | 4.9 | 1 | 365 | 5.5786 | 0.22892 | 5 | 0.80754
12042 | 4.08 | 1 | 365 | 4.6451 | 0.34979 | 4 | 0.99485
12096 | 5.355 | 1 | 365 | 6.0966 | 0.2716 | 6 | 0.36824
12089 | 7.75 | 1 | 365 | 8.8233 | 0.76002 | 9 | 0.58335
12086 | 6.125 | 1 | 365 | 6.9733 | 0.036148 | 7 | 0.0094213
12098 | 4.59 | 1 | 365 | 5.2257 | 0.51852 | 5 | 0.7442
12099 | 4.08 | 1 | 365 | 4.6451 | 0.34979 | 4 | 0.99485
12090 | 4.845 | 1 | 365 | 5.516 | 0.10288 | 5 | 0.61888
12106 | 7.35 | 1 | 365 | 8.3679 | 0.84338 | 9 | 0.21131
12202 | 3.5 | 1 | 365 | 3.9847 | 0.020656 | 4 | 0.0053836
12181 | 5.865 | 1 | 365 | 6.6773 | 0.44033 | 7 | 0.11759
12203 | 5.5 | 1 | 365 | 6.2617 | 0.60389 | 6 | 0.8656
12175 | 4.08 | 1 | 365 | 4.6451 | 0.34979 | 4 | 0.99485
12206 | 5.865 | 1 | 365 | 6.6773 | 0.44033 | 7 | 0.11759
12094 | 9.945 | 1 | 365 | 11.3223 | 0.79012 | 12 | 0.11244
12109 | 4.845 | 1 | 365 | 5.516 | 0.10288 | 5 | 0.61888
12075 | 7.14 | 1 | 365 | 8.1288 | 0.36214 | 8 | 0.49098
12055 | 6.63 | 1 | 365 | 7.5482 | 0.19341 | 7 | 0.74163
12084 | 4.59 | 1 | 365 | 5.2257 | 0.51852 | 5 | 0.7442
12091 | 5.1 | 1 | 365 | 5.8063 | 0.68724 | 6 | 0.49356
12316 | 6.86 | 1 | 365 | 7.8101 | 0.72049 | 8 | 0.53055
12314 | 7.65 | 1 | 365 | 8.7095 | 0.53086 | 9 | 0.24034
12313 | 5.61 | 1 | 365 | 6.3869 | 0.85597 | 7 | 0.24291
12271 | 3.825 | 1 | 365 | 4.3547 | 0.76543 | 5 | 0.12017
12297 | 6.375 | 1 | 365 | 7.2579 | 0.60905 | 7 | 0.86695
12257 | 7.35 | 1 | 365 | 8.3679 | 0.84338 | 9 | 0.21131
12275 | 7.395 | 1 | 365 | 8.4192 | 0.9465 | 9 | 0.36566
12266 | 5.88 | 1 | 365 | 6.6943 | 0.4747 | 7 | 0.16904
12268 | 3.825 | 1 | 365 | 4.3547 | 0.76543 | 5 | 0.12017
12129 | 2.295 | 1 | 365 | 2.6128 | 0.25926 | 2 | 0.8721
12215 | 5.865 | 1 | 365 | 6.6773 | 0.44033 | 7 | 0.11759
12120 | 3.825 | 1 | 365 | 4.3547 | 0.76543 | 5 | 0.12017
12219 | 3.57 | 1 | 365 | 4.0644 | 0.18107 | 4 | 0.24549
12093 | 6.63 | 1 | 365 | 7.5482 | 0.19341 | 7 | 0.74163
12345 | 7.65 | 1 | 365 | 8.7095 | 0.53086 | 9 | 0.24034
12353 | 7.65 | 1 | 365 | 8.7095 | 0.53086 | 9 | 0.24034
12092 | 3.825 | 1 | 365 | 4.3547 | 0.76543 | 5 | 0.12017
12318 | 4.845 | 1 | 365 | 5.516 | 0.10288 | 5 | 0.61888
12298 | 6.375 | 1 | 365 | 7.2579 | 0.60905 | 7 | 0.86695
12311 | 7.5 | 1 | 365 | 8.5387 | 0.18712 | 8 | 0.72582
12317 | 4.655 | 1 | 365 | 5.2997 | 0.66747 | 5 | 0.96716
12320 | 6.375 | 1 | 365 | 7.2579 | 0.60905 | 7 | 0.86695
12339 | 7.14 | 1 | 365 | 8.1288 | 0.36214 | 8 | 0.49098
12360 | 8.16 | 1 | 365 | 9.2901 | 0.69959 | 9 | 0.98969
12008 | 8.67 | 1 | 365 | 9.8707 | 0.86831 | 10 | 0.73905
12046 | 4.41 | 1 | 365 | 5.0208 | 0.10603 | 5 | 0.12678
5916 | 799.47 | 0.9 | 365 | 819.1723 | 0.87042 | 820 | 0.04275
10924 | 3.825 | 1 | 365 | 4.3547 | 0.76543 | 5 | 0.12017
11013 | 4.845 | 1 | 365 | 5.516 | 0.10288 | 5 | 0.61888
10927 | 7.395 | 1 | 365 | 8.4192 | 0.9465 | 9 | 0.36566
10928 | 7.905 | 1 | 365 | 8.9998 | 0.11522 | 9 | 0.11502
11076 | 6.63 | 1 | 365 | 7.5482 | 0.19341 | 7 | 0.74163
11575 | 6.5 | 1 | 365 | 7.4002 | 0.8955 | 8 | 0.29571
11577 | 9.18 | 1 | 365 | 10.4514 | 0.037035 | 10 | 0.48841
11583 | 2.6 | 1 | 365 | 2.9601 | 0.9582 | 3 | 0.91828
11606 | 8.67 | 1 | 365 | 9.8707 | 0.86831 | 10 | 0.73905
11654 | 7.905 | 1 | 365 | 8.9998 | 0.11522 | 9 | 0.11502
11665 | 9.945 | 1 | 365 | 11.3223 | 0.79012 | 12 | 0.11244
11671 | 8.67 | 1 | 365 | 9.8707 | 0.86831 | 10 | 0.73905
11692 | 7.25 | 1 | 365 | 8.2541 | 0.61422 | 8 | 0.86829
11698 | 4.77 | 1 | 365 | 5.4306 | 0.93101 | 6 | 0.36162
11701 | 10.2 | 1 | 365 | 11.6126 | 0.37448 | 11 | 0.98712
11710 | 5.355 | 1 | 365 | 6.0966 | 0.2716 | 6 | 0.36824
11718 | 16.065 | 1 | 365 | 18.2899 | 0.81481 | 19 | 0.10471
11832 | 5.2 | 1 | 365 | 5.9202 | 0.9164 | 6 | 0.83657
11868 | 9.18 | 1 | 365 | 10.4514 | 0.037035 | 10 | 0.48841
11872 | 4.94 | 1 | 365 | 5.6242 | 0.32058 | 5 | 0.94474
11722 | 6.12 | 1 | 365 | 6.9676 | 0.02469 | 6 | 0.99227
11723 | 8.16 | 1 | 365 | 9.2901 | 0.69959 | 9 | 0.98969
11874 | 6.885 | 1 | 365 | 7.8385 | 0.77778 | 8 | 0.6163
11725 | 2.805 | 1 | 365 | 3.1935 | 0.42798 | 3 | 0.62146
11883 | 4.16 | 1 | 365 | 4.7361 | 0.53312 | 5 | 0.26926
11888 | 8.84 | 1 | 365 | 10.0643 | 0.25789 | 10 | 0.32217
11892 | 6.5 | 1 | 365 | 7.4002 | 0.8955 | 8 | 0.29571
11954 | 3.315 | 1 | 365 | 3.7741 | 0.59671 | 4 | 0.37081
11754 | 7.65 | 1 | 365 | 8.7095 | 0.53086 | 9 | 0.24034
11956 | 6.63 | 1 | 365 | 7.5482 | 0.19341 | 7 | 0.74163
11847 | 7.8 | 1 | 365 | 8.8803 | 0.8746 | 9 | 0.75485
12030 | 5.46 | 1 | 365 | 6.2162 | 0.51222 | 6 | 0.7284
11724 | 10.965 | 1 | 365 | 12.4836 | 0.12757 | 12 | 0.61115
12079 | 6.24 | 1 | 365 | 7.1042 | 0.29968 | 7 | 0.40388
12082 | 7.8 | 1 | 365 | 8.8803 | 0.8746 | 9 | 0.75485
12087 | 7.14 | 1 | 365 | 8.1288 | 0.36214 | 8 | 0.49098
11773 | 7.905 | 1 | 365 | 8.9998 | 0.11522 | 9 | 0.11502
12122 | 2.86 | 1 | 365 | 3.2561 | 0.55402 | 3 | 0.81011
12123 | 5.2 | 1 | 365 | 5.9202 | 0.9164 | 6 | 0.83657
12127 | 2.04 | 1 | 365 | 2.3225 | 0.6749 | 2 | 0.99742
12134 | 6.885 | 1 | 365 | 7.8385 | 0.77778 | 8 | 0.6163
11784 | 5.865 | 1 | 365 | 6.6773 | 0.44033 | 7 | 0.11759
12170 | 3.9 | 1 | 365 | 4.4401 | 0.9373 | 5 | 0.37743
12173 | 9.69 | 1 | 365 | 11.032 | 0.20576 | 11 | 0.23776
12193 | 3.64 | 1 | 365 | 4.1441 | 0.34148 | 4 | 0.4856
12209 | 5.2 | 1 | 365 | 5.9202 | 0.9164 | 6 | 0.83657
11801 | 4.59 | 1 | 365 | 5.2257 | 0.51852 | 5 | 0.7442
12212 | 5.72 | 1 | 365 | 6.5122 | 0.10804 | 6 | 0.62023
12305 | 7.8 | 1 | 365 | 8.8803 | 0.8746 | 9 | 0.75485
11805 | 3.825 | 1 | 365 | 4.3547 | 0.76543 | 5 | 0.12017
12307 | 8.84 | 1 | 365 | 10.0643 | 0.25789 | 10 | 0.32217
12312 | 7.28 | 1 | 365 | 8.2882 | 0.68296 | 8 | 0.9712
12321 | 7.42 | 1 | 365 | 8.4476 | 0.0037907 | 8 | 0.45141
12337 | 9.62 | 1 | 365 | 10.9523 | 0.045346 | 10 | 0.99765
11815 | 4.59 | 1 | 365 | 5.2257 | 0.51852 | 5 | 0.7442
11688 | 2.805 | 1 | 365 | 3.1935 | 0.42798 | 3 | 0.62146
12354 | 6.76 | 1 | 365 | 7.6962 | 0.49132 | 8 | 0.18754
11820 | 5.5 | 1 | 365 | 6.2617 | 0.60389 | 6 | 0.8656
11824 | 4.59 | 1 | 365 | 5.2257 | 0.51852 | 5 | 0.7442
12359 | 7.14 | 1 | 365 | 8.1288 | 0.36214 | 8 | 0.49098
12364 | 4.08 | 1 | 365 | 4.6451 | 0.34979 | 4 | 0.99485
12367 | 5.46 | 1 | 365 | 6.2162 | 0.51222 | 6 | 0.7284
11826 | 3.825 | 1 | 365 | 4.3547 | 0.76543 | 5 | 0.12017
12368 | 7.8 | 1 | 365 | 8.8803 | 0.8746 | 9 | 0.75485
12371 | 4.68 | 1 | 365 | 5.3282 | 0.72476 | 6 | 0.052913
12376 | 4.59 | 1 | 365 | 5.2257 | 0.51852 | 5 | 0.7442
12437 | 6.885 | 1 | 365 | 7.8385 | 0.77778 | 8 | 0.6163
12438 | 5.1 | 1 | 365 | 5.8063 | 0.68724 | 6 | 0.49356
12453 | 6.095 | 1 | 365 | 6.9391 | 0.9674 | 7 | 0.90652
12458 | 12.74 | 1 | 365 | 14.5044 | 0.19519 | 14 | 0.6996
12459 | 4.59 | 1 | 365 | 5.2257 | 0.51852 | 5 | 0.7442
12477 | 10.455 | 1 | 365 | 11.903 | 0.95885 | 12 | 0.8618
12492 | 4.335 | 1 | 365 | 4.9354 | 0.93416 | 5 | 0.86953
12504 | 6.12 | 1 | 365 | 6.9676 | 0.02469 | 6 | 0.99227
12510 | 9.435 | 1 | 365 | 10.7417 | 0.6214 | 11 | 0.36308
12520 | 7.02 | 1 | 365 | 7.9922 | 0.087144 | 8 | 0.079369
12542 | 2.45 | 1 | 365 | 2.7893 | 0.61446 | 3 | 0.40377
12547 | 4.59 | 1 | 365 | 5.2257 | 0.51852 | 5 | 0.7442
12636 | 5.865 | 1 | 365 | 6.6773 | 0.44033 | 7 | 0.11759
12642 | 14.79 | 1 | 365 | 16.8383 | 0.893 | 17 | 0.73132
12646 | 7.395 | 1 | 365 | 8.4192 | 0.9465 | 9 | 0.36566
12649 | 5.355 | 1 | 365 | 6.0966 | 0.2716 | 6 | 0.36824
12650 | 6.375 | 1 | 365 | 7.2579 | 0.60905 | 7 | 0.86695
12651 | 5.75 | 1 | 365 | 6.5463 | 0.17679 | 6 | 0.72313
12660 | 11.73 | 1 | 365 | 13.3545 | 0.88066 | 14 | 0.23519
12665 | 5.1 | 1 | 365 | 5.8063 | 0.68724 | 6 | 0.49356
12666 | 6 | 1 | 365 | 6.831 | 0.7497 | 7 | 0.58066
12667 | 7.8 | 1 | 365 | 8.8803 | 0.8746 | 9 | 0.75485
12699 | 5.835 | 1 | 365 | 6.6431 | 0.37158 | 7 | 0.01469
12704 | 10.965 | 1 | 365 | 12.4836 | 0.12757 | 12 | 0.61115
12705 | 5.865 | 1 | 365 | 6.6773 | 0.44033 | 7 | 0.11759
12706 | 5.1 | 1 | 365 | 5.8063 | 0.68724 | 6 | 0.49356
12711 | 5.72 | 1 | 365 | 6.5122 | 0.10804 | 6 | 0.62023
12955 | 4.59 | 1 | 365 | 5.2257 | 0.51852 | 5 | 0.7442
12961 | 2.75 | 1 | 365 | 3.1309 | 0.30194 | 3 | 0.4328
13035 | 5.355 | 1 | 365 | 6.0966 | 0.2716 | 6 | 0.36824
13082 | 8.925 | 1 | 365 | 10.1611 | 0.45267 | 10 | 0.61373
13085 | 7.905 | 1 | 365 | 8.9998 | 0.11522 | 9 | 0.11502
13088 | 6.12 | 1 | 365 | 6.9676 | 0.02469 | 6 | 0.99227
13089 | 9.18 | 1 | 365 | 10.4514 | 0.037035 | 10 | 0.48841
13143 | 6 | 1 | 365 | 6.831 | 0.7497 | 7 | 0.58066
13172 | 12.75 | 1 | 365 | 14.5158 | 0.2181 | 14 | 0.7339
13184 | 5.2 | 1 | 365 | 5.9202 | 0.9164 | 6 | 0.83657
13187 | 2.6 | 1 | 365 | 2.9601 | 0.9582 | 3 | 0.91828
13189 | 4.94 | 1 | 365 | 5.6242 | 0.32058 | 5 | 0.94474
13197 | 5.4 | 1 | 365 | 6.1479 | 0.37473 | 6 | 0.52259
13243 | 9.62 | 1 | 365 | 10.9523 | 0.045346 | 10 | 0.99765
13244 | 6.5 | 1 | 365 | 7.4002 | 0.8955 | 8 | 0.29571
13250 | 4.08 | 1 | 365 | 4.6451 | 0.34979 | 4 | 0.99485
13256 | 16.83 | 1 | 365 | 19.1608 | 0.5679 | 19 | 0.72874
13259 | 5.46 | 1 | 365 | 6.2162 | 0.51222 | 6 | 0.7284
13263 | 4.59 | 1 | 365 | 5.2257 | 0.51852 | 5 | 0.7442
13267 | 5.98 | 1 | 365 | 6.8082 | 0.70386 | 7 | 0.51206
13268 | 5.865 | 1 | 365 | 6.6773 | 0.44033 | 7 | 0.11759
13269 | 14.31 | 1 | 365 | 16.2918 | 0.79302 | 17 | 0.084868
13390 | 7.65 | 1 | 365 | 8.7095 | 0.53086 | 9 | 0.24034
12184 | 3.5 | 1 | 365 | 3.9847 | 0.020656 | 4 | 0.0053836
12057 | 14.28 | 1 | 365 | 16.2577 | 0.72428 | 16 | 0.98197
13631 | 4.335 | 1 | 365 | 4.9354 | 0.93416 | 5 | 0.86953
13635 | 3.75 | 1 | 365 | 4.2694 | 0.59356 | 4 | 0.86291
13639 | 8.415 | 1 | 365 | 9.5804 | 0.28395 | 9 | 0.86437
13641 | 9.18 | 1 | 365 | 10.4514 | 0.037035 | 10 | 0.48841
13642 | 8.84 | 1 | 365 | 10.0643 | 0.25789 | 10 | 0.32217
13648 | 4.42 | 1 | 365 | 5.0321 | 0.12894 | 5 | 0.16108
13654 | 3.06 | 1 | 365 | 3.4838 | 0.012345 | 3 | 0.49614
13657 | 8.16 | 1 | 365 | 9.2901 | 0.69959 | 9 | 0.98969
13663 | 6.63 | 1 | 365 | 7.5482 | 0.19341 | 7 | 0.74163
13669 | 11.73 | 1 | 365 | 13.3545 | 0.88066 | 14 | 0.23519
13693 | 9.36 | 1 | 365 | 10.6563 | 0.44953 | 11 | 0.10583
13692 | 6.12 | 1 | 365 | 6.9676 | 0.02469 | 6 | 0.99227
14376 | 4.16 | 1 | 365 | 4.7361 | 0.53312 | 5 | 0.26926
12738 | 6.5 | 1 | 365 | 7.4002 | 0.8955 | 8 | 0.29571
12742 | 3.12 | 1 | 365 | 3.5521 | 0.14984 | 3 | 0.70194
12751 | 8.16 | 1 | 365 | 9.2901 | 0.69959 | 9 | 0.98969
12753 | 6.63 | 1 | 365 | 7.5482 | 0.19341 | 7 | 0.74163
12755 | 7.8 | 1 | 365 | 8.8803 | 0.8746 | 9 | 0.75485
12758 | 3.12 | 1 | 365 | 3.5521 | 0.14984 | 3 | 0.70194
12763 | 8.58 | 1 | 365 | 9.7683 | 0.66207 | 10 | 0.43034
12774 | 9.36 | 1 | 365 | 10.6563 | 0.44953 | 11 | 0.10583
12776 | 5.2 | 1 | 365 | 5.9202 | 0.9164 | 6 | 0.83657
12793 | 6.12 | 1 | 365 | 6.9676 | 0.02469 | 6 | 0.99227
12794 | 5.1 | 1 | 365 | 5.8063 | 0.68724 | 6 | 0.49356
12796 | 9.435 | 1 | 365 | 10.7417 | 0.6214 | 11 | 0.36308
12824 | 8.415 | 1 | 365 | 9.5804 | 0.28395 | 9 | 0.86437
12826 | 7.8 | 1 | 365 | 8.8803 | 0.8746 | 9 | 0.75485
13700 | 5.355 | 1 | 365 | 6.0966 | 0.2716 | 6 | 0.36824
12831 | 7.65 | 1 | 365 | 8.7095 | 0.53086 | 9 | 0.24034
12844 | 5.46 | 1 | 365 | 6.2162 | 0.51222 | 6 | 0.7284
14333 | 11.96 | 1 | 365 | 13.6164 | 0.40773 | 14 | 0.024111
12847 | 5.355 | 1 | 365 | 6.0966 | 0.2716 | 6 | 0.36824
14334 | 8.59 | 1 | 365 | 9.7797 | 0.68498 | 10 | 0.46464
12869 | 5.1 | 1 | 365 | 5.8063 | 0.68724 | 6 | 0.49356
14427 | 6.725 | 1 | 365 | 7.6564 | 0.41112 | 8 | 0.067487
12883 | 5.355 | 1 | 365 | 6.0966 | 0.2716 | 6 | 0.36824
12889 | 5.2 | 1 | 365 | 5.9202 | 0.9164 | 6 | 0.83657
14664 | 6.725 | 1 | 365 | 7.6564 | 0.41112 | 8 | 0.067487
12891 | 4.16 | 1 | 365 | 4.7361 | 0.53312 | 5 | 0.26926
12892 | 5.2 | 1 | 365 | 5.9202 | 0.9164 | 6 | 0.83657
12895 | 8.84 | 1 | 365 | 10.0643 | 0.25789 | 10 | 0.32217
14365 | 6.725 | 1 | 365 | 7.6564 | 0.41112 | 8 | 0.067487
14481 | 5.215 | 1 | 365 | 5.9372 | 0.95078 | 6 | 0.88802
12901 | 9.435 | 1 | 365 | 10.7417 | 0.6214 | 11 | 0.36308
12903 | 9.18 | 1 | 365 | 10.4514 | 0.037035 | 10 | 0.48841
12907 | 7.905 | 1 | 365 | 8.9998 | 0.11522 | 9 | 0.11502
12910 | 4.68 | 1 | 365 | 5.3282 | 0.72476 | 6 | 0.052913
12914 | 5.98 | 1 | 365 | 6.8082 | 0.70386 | 7 | 0.51206
12915 | 9.36 | 1 | 365 | 10.6563 | 0.44953 | 11 | 0.10583
12924 | 5.72 | 1 | 365 | 6.5122 | 0.10804 | 6 | 0.62023
12927 | 9.18 | 1 | 365 | 10.4514 | 0.037035 | 10 | 0.48841
12940 | 4.68 | 1 | 365 | 5.3282 | 0.72476 | 6 | 0.052913
12941 | 6.12 | 1 | 365 | 6.9676 | 0.02469 | 6 | 0.99227
12943 | 9.88 | 1 | 365 | 11.2483 | 0.64117 | 11 | 0.88948
12945 | 7.02 | 1 | 365 | 7.9922 | 0.087144 | 8 | 0.079369
12948 | 5.1 | 1 | 365 | 5.8063 | 0.68724 | 6 | 0.49356
12950 | 4.16 | 1 | 365 | 4.7361 | 0.53312 | 5 | 0.26926
12952 | 8.32 | 1 | 365 | 9.4723 | 0.066245 | 9 | 0.53851
13403 | 4.94 | 1 | 365 | 5.6242 | 0.32058 | 5 | 0.94474
13405 | 2.295 | 1 | 365 | 2.6128 | 0.25926 | 2 | 0.8721
13408 | 5.1 | 1 | 365 | 5.8063 | 0.68724 | 6 | 0.49356
13413 | 8.32 | 1 | 365 | 9.4723 | 0.066245 | 9 | 0.53851
13414 | 5.2 | 1 | 365 | 5.9202 | 0.9164 | 6 | 0.83657
13491 | 4.94 | 1 | 365 | 5.6242 | 0.32058 | 5 | 0.94474
13495 | 6.24 | 1 | 365 | 7.1042 | 0.29968 | 7 | 0.40388
13497 | 9.62 | 1 | 365 | 10.9523 | 0.045346 | 10 | 0.99765
13500 | 6.5 | 1 | 365 | 7.4002 | 0.8955 | 8 | 0.29571
13507 | 8.32 | 1 | 365 | 9.4723 | 0.066245 | 9 | 0.53851
13508 | 9.36 | 1 | 365 | 10.6563 | 0.44953 | 11 | 0.10583
13511 | 2.55 | 1 | 365 | 2.9032 | 0.84362 | 3 | 0.74678
13515 | 8.84 | 1 | 365 | 10.0643 | 0.25789 | 10 | 0.32217
13517 | 4.94 | 1 | 365 | 5.6242 | 0.32058 | 5 | 0.94474
13516 | 5.46 | 1 | 365 | 6.2162 | 0.51222 | 6 | 0.7284
13519 | 8.5 | 1 | 365 | 9.6772 | 0.47874 | 10 | 0.15593
13521 | 7.65 | 1 | 365 | 8.7095 | 0.53086 | 9 | 0.24034
13523 | 3.64 | 1 | 365 | 4.1441 | 0.34148 | 4 | 0.4856
13525 | 4.68 | 1 | 365 | 5.3282 | 0.72476 | 6 | 0.052913
13527 | 6.24 | 1 | 365 | 7.1042 | 0.29968 | 7 | 0.40388
13529 | 3.64 | 1 | 365 | 4.1441 | 0.34148 | 4 | 0.4856
13530 | 5.46 | 1 | 365 | 6.2162 | 0.51222 | 6 | 0.7284
13531 | 4.68 | 1 | 365 | 5.3282 | 0.72476 | 6 | 0.052913
13532 | 11.985 | 1 | 365 | 13.6448 | 0.46502 | 14 | 0.10986
13543 | 7.54 | 1 | 365 | 8.5842 | 0.27878 | 8 | 0.86303
13545 | 7.8 | 1 | 365 | 8.8803 | 0.8746 | 9 | 0.75485
13546 | 8.32 | 1 | 365 | 9.4723 | 0.066245 | 9 | 0.53851
13548 | 5.98 | 1 | 365 | 6.8082 | 0.70386 | 7 | 0.51206
13549 | 3.64 | 1 | 365 | 4.1441 | 0.34148 | 4 | 0.4856
13551 | 6.24 | 1 | 365 | 7.1042 | 0.29968 | 7 | 0.40388
13553 | 4.42 | 1 | 365 | 5.0321 | 0.12894 | 5 | 0.16108
13554 | 9.1 | 1 | 365 | 10.3603 | 0.85371 | 11 | 0.214
13555 | 6.885 | 1 | 365 | 7.8385 | 0.77778 | 8 | 0.6163
13556 | 7.02 | 1 | 365 | 7.9922 | 0.087144 | 8 | 0.079369
13557 | 7.395 | 1 | 365 | 8.4192 | 0.9465 | 9 | 0.36566
13558 | 6.375 | 1 | 365 | 7.2579 | 0.60905 | 7 | 0.86695
13560 | 3.9 | 1 | 365 | 4.4401 | 0.9373 | 5 | 0.37743
13561 | 7.02 | 1 | 365 | 7.9922 | 0.087144 | 8 | 0.079369
14374 | 10.215 | 1 | 365 | 11.6297 | 0.40886 | 12 | 0.03857
13562 | 5.72 | 1 | 365 | 6.5122 | 0.10804 | 6 | 0.62023
13563 | 6.76 | 1 | 365 | 7.6962 | 0.49132 | 8 | 0.18754
14586 | 4.47 | 1 | 365 | 5.0891 | 0.24352 | 5 | 0.33259
13568 | 9.69 | 1 | 365 | 11.032 | 0.20576 | 11 | 0.23776
14470 | 7.96 | 1 | 365 | 9.0624 | 0.24126 | 9 | 0.30367
13575 | 5.67 | 1 | 365 | 6.4553 | 0.99346 | 7 | 0.44872
14389 | 4.47 | 1 | 365 | 5.0891 | 0.24352 | 5 | 0.33259
13580 | 5.72 | 1 | 365 | 6.5122 | 0.10804 | 6 | 0.62023
13581 | 8.16 | 1 | 365 | 9.2901 | 0.69959 | 9 | 0.98969
14453 | 2.98 | 1 | 365 | 3.3927 | 0.82902 | 4 | 0.22173
13577 | 6.12 | 1 | 365 | 6.9676 | 0.02469 | 6 | 0.99227
14362 | 3.47 | 1 | 365 | 3.9506 | 0.95191 | 4 | 0.90248
14588 | 8.96 | 1 | 365 | 10.2009 | 0.53288 | 10 | 0.73378
12140 | 5.75 | 1 | 365 | 6.5463 | 0.17679 | 6 | 0.72313
14593 | 6.47 | 1 | 365 | 7.3661 | 0.82676 | 8 | 0.19281
12165 | 107.52 | 0.9 | 365 | 110.1697 | 0.7551 | 110 | 0.92485
14581 | 5.47 | 1 | 365 | 6.2276 | 0.53514 | 6 | 0.7627
12285 | 7.25 | 1 | 365 | 8.2541 | 0.61422 | 8 | 0.86829
14587 | 7.96 | 1 | 365 | 9.0624 | 0.24126 | 9 | 0.30367
11727 | 17.36 | 1 | 365 | 19.7642 | 0.78245 | 20 | 0.5467
12083 | 3.57 | 1 | 365 | 4.0644 | 0.18107 | 4 | 0.24549
14443 | 11.96 | 1 | 365 | 13.6164 | 0.40773 | 14 | 0.024111
12072 | 4.335 | 1 | 365 | 4.9354 | 0.93416 | 5 | 0.86953
14570 | 8.47 | 1 | 365 | 9.643 | 0.40999 | 10 | 0.053028
14564 | 8.96 | 1 | 365 | 10.2009 | 0.53288 | 10 | 0.73378
11999 | 6.12 | 1 | 365 | 6.9676 | 0.02469 | 6 | 0.99227
14567 | 6.725 | 1 | 365 | 7.6564 | 0.41112 | 8 | 0.067487
12044 | 4.845 | 1 | 365 | 5.516 | 0.10288 | 5 | 0.61888
12032 | 4.41 | 1 | 365 | 5.0208 | 0.10603 | 5 | 0.12678
14549 | 8.47 | 1 | 365 | 9.643 | 0.40999 | 10 | 0.053028
12039 | 8.16 | 1 | 365 | 9.2901 | 0.69959 | 9 | 0.98969
12171 | 6.885 | 1 | 365 | 7.8385 | 0.77778 | 8 | 0.6163
14556 | 8.705 | 1 | 365 | 9.9106 | 0.94852 | 10 | 0.8591
12177 | 7.35 | 1 | 365 | 8.3679 | 0.84338 | 9 | 0.21131
12182 | 9.18 | 1 | 365 | 10.4514 | 0.037035 | 10 | 0.48841
14651 | 6.215 | 1 | 365 | 7.0757 | 0.24239 | 7 | 0.31813
12108 | 8.415 | 1 | 365 | 9.5804 | 0.28395 | 9 | 0.86437
14523 | 3.235 | 1 | 365 | 3.683 | 0.41338 | 4 | 0.096405
14645 | 11.705 | 1 | 365 | 13.3261 | 0.82337 | 14 | 0.14943
14434 | 11.96 | 1 | 365 | 13.6164 | 0.40773 | 14 | 0.024111
14627 | 6.38 | 1 | 365 | 7.2636 | 0.62051 | 7 | 0.8841
14607 | 3.315 | 1 | 365 | 3.7741 | 0.59671 | 4 | 0.37081
14724 | 5.98 | 1 | 365 | 6.8082 | 0.70386 | 7 | 0.51206
14621 | 7.47 | 1 | 365 | 8.5045 | 0.11837 | 8 | 0.62292
14538 | 5.215 | 1 | 365 | 5.9372 | 0.95078 | 6 | 0.88802
14609 | 5.47 | 1 | 365 | 6.2276 | 0.53514 | 6 | 0.7627
14543 | 3.47 | 1 | 365 | 3.9506 | 0.95191 | 4 | 0.90248
14557 | 5.645 | 1 | 365 | 6.4268 | 0.93617 | 7 | 0.36297
14592 | 9.96 | 1 | 365 | 11.3394 | 0.8245 | 12 | 0.16389
14711 | 5.725 | 1 | 365 | 6.5179 | 0.1195 | 6 | 0.63738
12062 | 5.5 | 1 | 365 | 6.2617 | 0.60389 | 6 | 0.8656
12074 | 8.085 | 1 | 365 | 9.2047 | 0.52772 | 9 | 0.73244
12035 | 8.925 | 1 | 365 | 10.1611 | 0.45267 | 10 | 0.61373
12069 | 3.57 | 1 | 365 | 4.0644 | 0.18107 | 4 | 0.24549
12051 | 7.14 | 1 | 365 | 8.1288 | 0.36214 | 8 | 0.49098
12040 | 5.1 | 1 | 365 | 5.8063 | 0.68724 | 6 | 0.49356
12113 | 9.945 | 1 | 365 | 11.3223 | 0.79012 | 12 | 0.11244
12012 | 6.63 | 1 | 365 | 7.5482 | 0.19341 | 7 | 0.74163
12194 | 1.96 | 1 | 365 | 2.2314 | 0.49157 | 2 | 0.72301
12130 | 6.63 | 1 | 365 | 7.5482 | 0.19341 | 7 | 0.74163
12186 | 8.925 | 1 | 365 | 10.1611 | 0.45267 | 10 | 0.61373
12132 | 9.69 | 1 | 365 | 11.032 | 0.20576 | 11 | 0.23776
12124 | 6.63 | 1 | 365 | 7.5482 | 0.19341 | 7 | 0.74163
12205 | 4.5 | 1 | 365 | 5.1232 | 0.31227 | 5 | 0.43549
12217 | 5.1 | 1 | 365 | 5.8063 | 0.68724 | 6 | 0.49356
14706 | 9.96 | 1 | 365 | 11.3394 | 0.8245 | 12 | 0.16389
12221 | 6.125 | 1 | 365 | 6.9733 | 0.036148 | 7 | 0.0094213
12214 | 6.885 | 1 | 365 | 7.8385 | 0.77778 | 8 | 0.6163
14708 | 4.235 | 1 | 365 | 4.8215 | 0.70499 | 5 | 0.52651
12081 | 7.905 | 1 | 365 | 8.9998 | 0.11522 | 9 | 0.11502
14702 | 5.215 | 1 | 365 | 5.9372 | 0.95078 | 6 | 0.88802
12216 | 7.65 | 1 | 365 | 8.7095 | 0.53086 | 9 | 0.24034
14935 | 11.79 | 1 | 365 | 13.4228 | 0.018153 | 13 | 0.44099
12224 | 5.355 | 1 | 365 | 6.0966 | 0.2716 | 6 | 0.36824
12138 | 3.825 | 1 | 365 | 4.3547 | 0.76543 | 5 | 0.12017
15003 | 8.47 | 1 | 365 | 9.643 | 0.40999 | 10 | 0.053028
12256 | 4.59 | 1 | 365 | 5.2257 | 0.51852 | 5 | 0.7442
12114 | 5 | 1 | 365 | 5.6925 | 0.45808 | 6 | 0.15055
14989 | 9.96 | 1 | 365 | 11.3394 | 0.8245 | 12 | 0.16389
12250 | 7.395 | 1 | 365 | 8.4192 | 0.9465 | 9 | 0.36566
14983 | 6.47 | 1 | 365 | 7.3661 | 0.82676 | 8 | 0.19281
12218 | 5.61 | 1 | 365 | 6.3869 | 0.85597 | 7 | 0.24291
12235 | 4.335 | 1 | 365 | 4.9354 | 0.93416 | 5 | 0.86953
14985 | 10.215 | 1 | 365 | 11.6297 | 0.40886 | 12 | 0.03857
12245 | 5.865 | 1 | 365 | 6.6773 | 0.44033 | 7 | 0.11759
14760 | 9.96 | 1 | 365 | 11.3394 | 0.8245 | 12 | 0.16389
12244 | 5.355 | 1 | 365 | 6.0966 | 0.2716 | 6 | 0.36824
14988 | 9.96 | 1 | 365 | 11.3394 | 0.8245 | 12 | 0.16389
12231 | 3.675 | 1 | 365 | 4.184 | 0.42169 | 4 | 0.60565
12227 | 6.885 | 1 | 365 | 7.8385 | 0.77778 | 8 | 0.6163
14959 | 11.96 | 1 | 365 | 13.6164 | 0.40773 | 14 | 0.024111
12228 | 9.69 | 1 | 365 | 11.032 | 0.20576 | 11 | 0.23776
12334 | 6.885 | 1 | 365 | 7.8385 | 0.77778 | 8 | 0.6163
12126 | 2.805 | 1 | 365 | 3.1935 | 0.42798 | 3 | 0.62146
12207 | 6.375 | 1 | 365 | 7.2579 | 0.60905 | 7 | 0.86695
12352 | 9.555 | 1 | 365 | 10.8783 | 0.89639 | 11 | 0.7747
12243 | 8.16 | 1 | 365 | 9.2901 | 0.69959 | 9 | 0.98969
12201 | 4.59 | 1 | 365 | 5.2257 | 0.51852 | 5 | 0.7442
12358 | 6.12 | 1 | 365 | 6.9676 | 0.02469 | 6 | 0.99227
12097 | 9.31 | 1 | 365 | 10.5994 | 0.33494 | 10 | 0.93432
12363 | 2.295 | 1 | 365 | 2.6128 | 0.25926 | 2 | 0.8721
12191 | 6.12 | 1 | 365 | 6.9676 | 0.02469 | 6 | 0.99227
12295 | 7.905 | 1 | 365 | 8.9998 | 0.11522 | 9 | 0.11502
12347 | 8.16 | 1 | 365 | 9.2901 | 0.69959 | 9 | 0.98969
12222 | 9.435 | 1 | 365 | 10.7417 | 0.6214 | 11 | 0.36308
12342 | 4.59 | 1 | 365 | 5.2257 | 0.51852 | 5 | 0.7442
12343 | 3.315 | 1 | 365 | 3.7741 | 0.59671 | 4 | 0.37081
12199 | 3.92 | 1 | 365 | 4.4629 | 0.98313 | 5 | 0.44603
12472 | 2.8 | 1 | 365 | 3.1878 | 0.41652 | 3 | 0.60431
12786 | 3.57 | 1 | 365 | 4.0644 | 0.18107 | 4 | 0.24549
12470 | 7.83 | 1 | 365 | 8.9144 | 0.94335 | 9 | 0.85776
12486 | 3.825 | 1 | 365 | 4.3547 | 0.76543 | 5 | 0.12017
12783 | 8.16 | 1 | 365 | 9.2901 | 0.69959 | 9 | 0.98969
12785 | 4.59 | 1 | 365 | 5.2257 | 0.51852 | 5 | 0.7442
12489 | 7.905 | 1 | 365 | 8.9998 | 0.11522 | 9 | 0.11502
12782 | 8.16 | 1 | 365 | 9.2901 | 0.69959 | 9 | 0.98969
12478 | 4.165 | 1 | 365 | 4.7418 | 0.54458 | 5 | 0.28641
12799 | 2.205 | 1 | 365 | 2.5104 | 0.053013 | 2 | 0.56339
12784 | 4.335 | 1 | 365 | 4.9354 | 0.93416 | 5 | 0.86953
12501 | 2.04 | 1 | 365 | 2.3225 | 0.6749 | 2 | 0.99742
12848 | 6.12 | 1 | 365 | 6.9676 | 0.02469 | 6 | 0.99227
12842 | 9.69 | 1 | 365 | 11.032 | 0.20576 | 11 | 0.23776
12306 | 5.1 | 1 | 365 | 5.8063 | 0.68724 | 6 | 0.49356
12836 | 5.865 | 1 | 365 | 6.6773 | 0.44033 | 7 | 0.11759
12839 | 7.395 | 1 | 365 | 8.4192 | 0.9465 | 9 | 0.36566
12198 | 4.59 | 1 | 365 | 5.2257 | 0.51852 | 5 | 0.7442
12853 | 7.14 | 1 | 365 | 8.1288 | 0.36214 | 8 | 0.49098
12833 | 4.75 | 1 | 365 | 5.4078 | 0.88518 | 6 | 0.29302
12481 | 3.315 | 1 | 365 | 3.7741 | 0.59671 | 4 | 0.37081
12828 | 4.655 | 1 | 365 | 5.2997 | 0.66747 | 5 | 0.96716
12808 | 7.65 | 1 | 365 | 8.7095 | 0.53086 | 9 | 0.24034
12511 | 8.415 | 1 | 365 | 9.5804 | 0.28395 | 9 | 0.86437
12807 | 3.315 | 1 | 365 | 3.7741 | 0.59671 | 4 | 0.37081
12525 | 7.14 | 1 | 365 | 8.1288 | 0.36214 | 8 | 0.49098
12805 | 6.885 | 1 | 365 | 7.8385 | 0.77778 | 8 | 0.6163
12803 | 3.315 | 1 | 365 | 3.7741 | 0.59671 | 4 | 0.37081
12517 | 5.865 | 1 | 365 | 6.6773 | 0.44033 | 7 | 0.11759
12861 | 3.57 | 1 | 365 | 4.0644 | 0.18107 | 4 | 0.24549
12523 | 6.63 | 1 | 365 | 7.5482 | 0.19341 | 7 | 0.74163
12855 | 8.67 | 1 | 365 | 9.8707 | 0.86831 | 10 | 0.73905
12862 | 5.865 | 1 | 365 | 6.6773 | 0.44033 | 7 | 0.11759
12522 | 6.375 | 1 | 365 | 7.2579 | 0.60905 | 7 | 0.86695
12859 | 7.905 | 1 | 365 | 8.9998 | 0.11522 | 9 | 0.11502
12508 | 3.57 | 1 | 365 | 4.0644 | 0.18107 | 4 | 0.24549
12857 | 6.12 | 1 | 365 | 6.9676 | 0.02469 | 6 | 0.99227
12878 | 3.43 | 1 | 365 | 3.905 | 0.86024 | 4 | 0.76528
12519 | 2.805 | 1 | 365 | 3.1935 | 0.42798 | 3 | 0.62146
12877 | 4.41 | 1 | 365 | 5.0208 | 0.10603 | 5 | 0.12678
12880 | 6.12 | 1 | 365 | 6.9676 | 0.02469 | 6 | 0.99227
12498 | 4 | 1 | 365 | 4.554 | 0.16646 | 4 | 0.72044
12874 | 4.08 | 1 | 365 | 4.6451 | 0.34979 | 4 | 0.99485
12879 | 7.905 | 1 | 365 | 8.9998 | 0.11522 | 9 | 0.11502
12875 | 5.865 | 1 | 365 | 6.6773 | 0.44033 | 7 | 0.11759
12515 | 7.395 | 1 | 365 | 8.4192 | 0.9465 | 9 | 0.36566
12876 | 3.315 | 1 | 365 | 3.7741 | 0.59671 | 4 | 0.37081
12535 | 3.92 | 1 | 365 | 4.4629 | 0.98313 | 5 | 0.44603
12872 | 7.905 | 1 | 365 | 8.9998 | 0.11522 | 9 | 0.11502
12873 | 7.75 | 1 | 365 | 8.8233 | 0.76002 | 9 | 0.58335
12886 | 7.65 | 1 | 365 | 8.7095 | 0.53086 | 9 | 0.24034
12893 | 7.65 | 1 | 365 | 8.7095 | 0.53086 | 9 | 0.24034
12908 | 0.75 | 1 | 365 | 0.85387 | 0.71871 | 1 | 0.57258
14752 | 6.725 | 1 | 365 | 7.6564 | 0.41112 | 8 | 0.067487
14747 | 7.365 | 1 | 365 | 8.385 | 0.87775 | 9 | 0.26276
12537 | 6.86 | 1 | 365 | 7.8101 | 0.72049 | 8 | 0.53055
12536 | 5.865 | 1 | 365 | 6.6773 | 0.44033 | 7 | 0.11759
12539 | 7.395 | 1 | 365 | 8.4192 | 0.9465 | 9 | 0.36566
12533 | 6.885 | 1 | 365 | 7.8385 | 0.77778 | 8 | 0.6163
12420 | 6.12 | 1 | 365 | 6.9676 | 0.02469 | 6 | 0.99227
12590 | 4.08 | 1 | 365 | 4.6451 | 0.34979 | 4 | 0.99485
12584 | 6.63 | 1 | 365 | 7.5482 | 0.19341 | 7 | 0.74163
12606 | 3.315 | 1 | 365 | 3.7741 | 0.59671 | 4 | 0.37081
12607 | 4 | 1 | 365 | 4.554 | 0.16646 | 4 | 0.72044
12593 | 4.845 | 1 | 365 | 5.516 | 0.10288 | 5 | 0.61888
12585 | 5.355 | 1 | 365 | 6.0966 | 0.2716 | 6 | 0.36824
12583 | 6.63 | 1 | 365 | 7.5482 | 0.19341 | 7 | 0.74163
12605 | 8.925 | 1 | 365 | 10.1611 | 0.45267 | 10 | 0.61373
12615 | 8.16 | 1 | 365 | 9.2901 | 0.69959 | 9 | 0.98969
12613 | 5.355 | 1 | 365 | 6.0966 | 0.2716 | 6 | 0.36824
12618 | 3.675 | 1 | 365 | 4.184 | 0.42169 | 4 | 0.60565
12614 | 2.805 | 1 | 365 | 3.1935 | 0.42798 | 3 | 0.62146
12608 | 8.16 | 1 | 365 | 9.2901 | 0.69959 | 9 | 0.98969
12616 | 6.63 | 1 | 365 | 7.5482 | 0.19341 | 7 | 0.74163
12619 | 8.925 | 1 | 365 | 10.1611 | 0.45267 | 10 | 0.61373
12612 | 6.63 | 1 | 365 | 7.5482 | 0.19341 | 7 | 0.74163
12531 | 5.1 | 1 | 365 | 5.8063 | 0.68724 | 6 | 0.49356
12534 | 8.16 | 1 | 365 | 9.2901 | 0.69959 | 9 | 0.98969
12673 | 66 | 0.9 | 365 | 67.6265 | 0.12199 | 67 | 0.74851
12687 | 3.315 | 1 | 365 | 3.7741 | 0.59671 | 4 | 0.37081
12677 | 5.1 | 1 | 365 | 5.8063 | 0.68724 | 6 | 0.49356
12679 | 5.355 | 1 | 365 | 6.0966 | 0.2716 | 6 | 0.36824
12681 | 7.905 | 1 | 365 | 8.9998 | 0.11522 | 9 | 0.11502
12683 | 8.67 | 1 | 365 | 9.8707 | 0.86831 | 10 | 0.73905
12690 | 4.335 | 1 | 365 | 4.9354 | 0.93416 | 5 | 0.86953
12702 | 4.59 | 1 | 365 | 5.2257 | 0.51852 | 5 | 0.7442
12723 | 8.925 | 1 | 365 | 10.1611 | 0.45267 | 10 | 0.61373
12694 | 6.86 | 1 | 365 | 7.8101 | 0.72049 | 8 | 0.53055
12725 | 8.16 | 1 | 365 | 9.2901 | 0.69959 | 9 | 0.98969
12713 | 5.865 | 1 | 365 | 6.6773 | 0.44033 | 7 | 0.11759
12747 | 5.1 | 1 | 365 | 5.8063 | 0.68724 | 6 | 0.49356
12719 | 6.63 | 1 | 365 | 7.5482 | 0.19341 | 7 | 0.74163
12715 | 2.45 | 1 | 365 | 2.7893 | 0.61446 | 3 | 0.40377
12746 | 8.925 | 1 | 365 | 10.1611 | 0.45267 | 10 | 0.61373
12744 | 8.415 | 1 | 365 | 9.5804 | 0.28395 | 9 | 0.86437
12737 | 5.61 | 1 | 365 | 6.3869 | 0.85597 | 7 | 0.24291
12813 | 7.2 | 1 | 365 | 8.1972 | 0.49964 | 8 | 0.69679
12599 | 6.375 | 1 | 365 | 7.2579 | 0.60905 | 7 | 0.86695
12754 | 5.355 | 1 | 365 | 6.0966 | 0.2716 | 6 | 0.36824
12759 | 2.25 | 1 | 365 | 2.5616 | 0.15614 | 2 | 0.71775
12801 | 4.335 | 1 | 365 | 4.9354 | 0.93416 | 5 | 0.86953
12787 | 5.1 | 1 | 365 | 5.8063 | 0.68724 | 6 | 0.49356
12781 | 5.88 | 1 | 365 | 6.6943 | 0.4747 | 7 | 0.16904
14979 | 4.675 | 1 | 365 | 5.3225 | 0.7133 | 6 | 0.035762
14971 | 8.25 | 1 | 365 | 9.3926 | 0.90583 | 10 | 0.2984
14911 | 6.725 | 1 | 365 | 7.6564 | 0.41112 | 8 | 0.067487
14748 | 8.47 | 1 | 365 | 9.643 | 0.40999 | 10 | 0.053028
15107 | 5.215 | 1 | 365 | 5.9372 | 0.95078 | 6 | 0.88802
14965 | 8.67 | 1 | 365 | 9.8707 | 0.86831 | 10 | 0.73905
12104 | 4.68 | 1 | 365 | 5.3282 | 0.72476 | 6 | 0.052913
72 | 2526.59 | 0.7 | 365 | 2013.5546 | 0.98185 | 2014 | 0.53643
12377 | 3.64 | 1 | 365 | 4.1441 | 0.34148 | 4 | 0.4856
12380 | 6.12 | 1 | 365 | 6.9676 | 0.02469 | 6 | 0.99227
12433 | 3.06 | 1 | 365 | 3.4838 | 0.012345 | 3 | 0.49614
12832 | 5.61 | 1 | 365 | 6.3869 | 0.85597 | 7 | 0.24291
11331 | 8.8 | 1 | 365 | 10.0187 | 0.16622 | 10 | 0.18496
11295 | 42.56 | 0.9 | 365 | 43.6089 | 0.77806 | 44 | 0.38692
13707 | 2.295 | 1 | 365 | 2.6128 | 0.25926 | 2 | 0.8721
13706 | 5.98 | 1 | 365 | 6.8082 | 0.70386 | 7 | 0.51206
13702 | 8.32 | 1 | 365 | 9.4723 | 0.066245 | 9 | 0.53851
13697 | 4.68 | 1 | 365 | 5.3282 | 0.72476 | 6 | 0.052913
13695 | 8.415 | 1 | 365 | 9.5804 | 0.28395 | 9 | 0.86437
13694 | 7.54 | 1 | 365 | 8.5842 | 0.27878 | 8 | 0.86303
13689 | 7.02 | 1 | 365 | 7.9922 | 0.087144 | 8 | 0.079369
13685 | 5.46 | 1 | 365 | 6.2162 | 0.51222 | 6 | 0.7284
13688 | 2.34 | 1 | 365 | 2.6641 | 0.36238 | 3 | 0.026456
13681 | 13.78 | 1 | 365 | 15.6884 | 0.57847 | 16 | 0.26691
13680 | 13.005 | 1 | 365 | 14.8061 | 0.80247 | 15 | 0.60858
13678 | 11.96 | 1 | 365 | 13.6164 | 0.40773 | 14 | 0.024111
13675 | 10.14 | 1 | 365 | 11.5443 | 0.23699 | 11 | 0.78131
13679 | 14.82 | 1 | 365 | 16.8725 | 0.96175 | 17 | 0.83422
13672 | 8.84 | 1 | 365 | 10.0643 | 0.25789 | 10 | 0.32217
13673 | 5.2 | 1 | 365 | 5.9202 | 0.9164 | 6 | 0.83657
13671 | 6.5 | 1 | 365 | 7.4002 | 0.8955 | 8 | 0.29571
13662 | 10.92 | 1 | 365 | 12.4324 | 0.024447 | 12 | 0.4568
13658 | 3.9 | 1 | 365 | 4.4401 | 0.9373 | 5 | 0.37743
14318 | 13.005 | 1 | 365 | 14.8061 | 0.80247 | 15 | 0.60858
13651 | 3.57 | 1 | 365 | 4.0644 | 0.18107 | 4 | 0.24549
13646 | 6.76 | 1 | 365 | 7.6962 | 0.49132 | 8 | 0.18754
13638 | 7.28 | 1 | 365 | 8.2882 | 0.68296 | 8 | 0.9712
13636 | 6.24 | 1 | 365 | 7.1042 | 0.29968 | 7 | 0.40388
13630 | 10.14 | 1 | 365 | 11.5443 | 0.23699 | 11 | 0.78131
13626 | 8.32 | 1 | 365 | 9.4723 | 0.066245 | 9 | 0.53851
13399 | 7.8 | 1 | 365 | 8.8803 | 0.8746 | 9 | 0.75485
13398 | 6.76 | 1 | 365 | 7.6962 | 0.49132 | 8 | 0.18754
13394 | 6.24 | 1 | 365 | 7.1042 | 0.29968 | 7 | 0.40388
13393 | 10.14 | 1 | 365 | 11.5443 | 0.23699 | 11 | 0.78131
13391 | 9.88 | 1 | 365 | 11.2483 | 0.64117 | 11 | 0.88948
13387 | 3.315 | 1 | 365 | 3.7741 | 0.59671 | 4 | 0.37081
13383 | 8.32 | 1 | 365 | 9.4723 | 0.066245 | 9 | 0.53851
13307 | 7.02 | 1 | 365 | 7.9922 | 0.087144 | 8 | 0.079369
13306 | 4.94 | 1 | 365 | 5.6242 | 0.32058 | 5 | 0.94474
13304 | 3.9 | 1 | 365 | 4.4401 | 0.9373 | 5 | 0.37743
13302 | 4.42 | 1 | 365 | 5.0321 | 0.12894 | 5 | 0.16108
13301 | 5.46 | 1 | 365 | 6.2162 | 0.51222 | 6 | 0.7284
13300 | 3.06 | 1 | 365 | 3.4838 | 0.012345 | 3 | 0.49614
13299 | 9.36 | 1 | 365 | 10.6563 | 0.44953 | 11 | 0.10583
13297 | 8.32 | 1 | 365 | 9.4723 | 0.066245 | 9 | 0.53851
13264 | 6.5 | 1 | 365 | 7.4002 | 0.8955 | 8 | 0.29571
13262 | 12.455 | 1 | 365 | 14.1799 | 0.54208 | 14 | 0.72202
13260 | 4.16 | 1 | 365 | 4.7361 | 0.53312 | 5 | 0.26926
13258 | 7.54 | 1 | 365 | 8.5842 | 0.27878 | 8 | 0.86303
13257 | 5.72 | 1 | 365 | 6.5122 | 0.10804 | 6 | 0.62023
13253 | 9.62 | 1 | 365 | 10.9523 | 0.045346 | 10 | 0.99765
13252 | 7.54 | 1 | 365 | 8.5842 | 0.27878 | 8 | 0.86303
13251 | 9.62 | 1 | 365 | 10.9523 | 0.045346 | 10 | 0.99765
13248 | 7.54 | 1 | 365 | 8.5842 | 0.27878 | 8 | 0.86303
13247 | 4.68 | 1 | 365 | 5.3282 | 0.72476 | 6 | 0.052913
13246 | 10.4 | 1 | 365 | 11.8403 | 0.83281 | 12 | 0.67314
13198 | 6.24 | 1 | 365 | 7.1042 | 0.29968 | 7 | 0.40388
13196 | 6.24 | 1 | 365 | 7.1042 | 0.29968 | 7 | 0.40388
13195 | 3.38 | 1 | 365 | 3.8481 | 0.74566 | 4 | 0.59377
13192 | 8.84 | 1 | 365 | 10.0643 | 0.25789 | 10 | 0.32217
13190 | 5.2 | 1 | 365 | 5.9202 | 0.9164 | 6 | 0.83657
13176 | 3.9 | 1 | 365 | 4.4401 | 0.9373 | 5 | 0.37743
13175 | 9.945 | 1 | 365 | 11.3223 | 0.79012 | 12 | 0.11244
13174 | 5.46 | 1 | 365 | 6.2162 | 0.51222 | 6 | 0.7284
13173 | 10.92 | 1 | 365 | 12.4324 | 0.024447 | 12 | 0.4568
13171 | 5.355 | 1 | 365 | 6.0966 | 0.2716 | 6 | 0.36824
13170 | 8.32 | 1 | 365 | 9.4723 | 0.066245 | 9 | 0.53851
13168 | 7.02 | 1 | 365 | 7.9922 | 0.087144 | 8 | 0.079369
13169 | 6.5 | 1 | 365 | 7.4002 | 0.8955 | 8 | 0.29571
13161 | 7.54 | 1 | 365 | 8.5842 | 0.27878 | 8 | 0.86303
13152 | 13.52 | 1 | 365 | 15.3924 | 0.98265 | 16 | 0.37508
13150 | 11.7 | 1 | 365 | 13.3204 | 0.81191 | 14 | 0.13228
13146 | 6.24 | 1 | 365 | 7.1042 | 0.29968 | 7 | 0.40388
13144 | 8.84 | 1 | 365 | 10.0643 | 0.25789 | 10 | 0.32217
13139 | 2.86 | 1 | 365 | 3.2561 | 0.55402 | 3 | 0.81011
13136 | 7.8 | 1 | 365 | 8.8803 | 0.8746 | 9 | 0.75485
13129 | 4.94 | 1 | 365 | 5.6242 | 0.32058 | 5 | 0.94474
13130 | 11.44 | 1 | 365 | 13.0244 | 0.21609 | 13 | 0.24045
13127 | 8.84 | 1 | 365 | 10.0643 | 0.25789 | 10 | 0.32217
13125 | 4.16 | 1 | 365 | 4.7361 | 0.53312 | 5 | 0.26926
13111 | 5.2 | 1 | 365 | 5.9202 | 0.9164 | 6 | 0.83657
13109 | 2.805 | 1 | 365 | 3.1935 | 0.42798 | 3 | 0.62146
13104 | 6.24 | 1 | 365 | 7.1042 | 0.29968 | 7 | 0.40388
13100 | 6.24 | 1 | 365 | 7.1042 | 0.29968 | 7 | 0.40388
13099 | 5.98 | 1 | 365 | 6.8082 | 0.70386 | 7 | 0.51206
13096 | 8.58 | 1 | 365 | 9.7683 | 0.66207 | 10 | 0.43034
13095 | 11.7 | 1 | 365 | 13.3204 | 0.81191 | 14 | 0.13228
13092 | 6.63 | 1 | 365 | 7.5482 | 0.19341 | 7 | 0.74163
13087 | 3.825 | 1 | 365 | 4.3547 | 0.76543 | 5 | 0.12017
13083 | 5.1 | 1 | 365 | 5.8063 | 0.68724 | 6 | 0.49356
13080 | 5.46 | 1 | 365 | 6.2162 | 0.51222 | 6 | 0.7284
13044 | 10.4 | 1 | 365 | 11.8403 | 0.83281 | 12 | 0.67314
13043 | 5.2 | 1 | 365 | 5.9202 | 0.9164 | 6 | 0.83657
13041 | 6.5 | 1 | 365 | 7.4002 | 0.8955 | 8 | 0.29571
13040 | 10.92 | 1 | 365 | 12.4324 | 0.024447 | 12 | 0.4568
13036 | 5.46 | 1 | 365 | 6.2162 | 0.51222 | 6 | 0.7284
13034 | 3.06 | 1 | 365 | 3.4838 | 0.012345 | 3 | 0.49614
13030 | 4.68 | 1 | 365 | 5.3282 | 0.72476 | 6 | 0.052913
13009 | 11.475 | 1 | 365 | 13.0642 | 0.29629 | 13 | 0.36051
13007 | 10.14 | 1 | 365 | 11.5443 | 0.23699 | 11 | 0.78131
13004 | 11.475 | 1 | 365 | 13.0642 | 0.29629 | 13 | 0.36051
13002 | 6.76 | 1 | 365 | 7.6962 | 0.49132 | 8 | 0.18754
12981 | 10.4 | 1 | 365 | 11.8403 | 0.83281 | 12 | 0.67314
12980 | 3.5 | 1 | 365 | 3.9847 | 0.020656 | 4 | 0.0053836
12958 | 5.98 | 1 | 365 | 6.8082 | 0.70386 | 7 | 0.51206
12956 | 4.59 | 1 | 365 | 5.2257 | 0.51852 | 5 | 0.7442
12733 | 10.14 | 1 | 365 | 11.5443 | 0.23699 | 11 | 0.78131
12730 | 9.275 | 1 | 365 | 10.5595 | 0.25474 | 10 | 0.81427
12714 | 7.8 | 1 | 365 | 8.8803 | 0.8746 | 9 | 0.75485
12707 | 4.42 | 1 | 365 | 5.0321 | 0.12894 | 5 | 0.16108
12700 | 7.28 | 1 | 365 | 8.2882 | 0.68296 | 8 | 0.9712
12693 | 5.72 | 1 | 365 | 6.5122 | 0.10804 | 6 | 0.62023
12664 | 2.55 | 1 | 365 | 2.9032 | 0.84362 | 3 | 0.74678
12658 | 8.84 | 1 | 365 | 10.0643 | 0.25789 | 10 | 0.32217
12656 | 4.42 | 1 | 365 | 5.0321 | 0.12894 | 5 | 0.16108
12655 | 15.045 | 1 | 365 | 17.1286 | 0.47736 | 17 | 0.606
12654 | 8.84 | 1 | 365 | 10.0643 | 0.25789 | 10 | 0.32217
12652 | 3.5 | 1 | 365 | 3.9847 | 0.020656 | 4 | 0.0053836
12653 | 6.5 | 1 | 365 | 7.4002 | 0.8955 | 8 | 0.29571
12648 | 3.825 | 1 | 365 | 4.3547 | 0.76543 | 5 | 0.12017
12647 | 16.38 | 1 | 365 | 18.6485 | 0.53667 | 19 | 0.1852
12644 | 9.36 | 1 | 365 | 10.6563 | 0.44953 | 11 | 0.10583
12639 | 8.32 | 1 | 365 | 9.4723 | 0.066245 | 9 | 0.53851
12638 | 7.28 | 1 | 365 | 8.2882 | 0.68296 | 8 | 0.9712
12637 | 10.14 | 1 | 365 | 11.5443 | 0.23699 | 11 | 0.78131
12566 | 3.06 | 1 | 365 | 3.4838 | 0.012345 | 3 | 0.49614
12564 | 4.94 | 1 | 365 | 5.6242 | 0.32058 | 5 | 0.94474
12562 | 6.24 | 1 | 365 | 7.1042 | 0.29968 | 7 | 0.40388
12561 | 7.8 | 1 | 365 | 8.8803 | 0.8746 | 9 | 0.75485
12557 | 4.77 | 1 | 365 | 5.4306 | 0.93101 | 6 | 0.36162
12558 | 9.36 | 1 | 365 | 10.6563 | 0.44953 | 11 | 0.10583
12556 | 5.2 | 1 | 365 | 5.9202 | 0.9164 | 6 | 0.83657
12555 | 3.825 | 1 | 365 | 4.3547 | 0.76543 | 5 | 0.12017
12548 | 13.26 | 1 | 365 | 15.0964 | 0.38683 | 15 | 0.48325
12549 | 11.7 | 1 | 365 | 13.3204 | 0.81191 | 14 | 0.13228
12546 | 6.76 | 1 | 365 | 7.6962 | 0.49132 | 8 | 0.18754
12545 | 9.62 | 1 | 365 | 10.9523 | 0.045346 | 10 | 0.99765
12544 | 2.55 | 1 | 365 | 2.9032 | 0.84362 | 3 | 0.74678
12541 | 2 | 1 | 365 | 2.277 | 0.58323 | 2 | 0.86022
12540 | 5.46 | 1 | 365 | 6.2162 | 0.51222 | 6 | 0.7284
12509 | 10.14 | 1 | 365 | 11.5443 | 0.23699 | 11 | 0.78131
12506 | 4.94 | 1 | 365 | 5.6242 | 0.32058 | 5 | 0.94474
12502 | 7.8 | 1 | 365 | 8.8803 | 0.8746 | 9 | 0.75485
12497 | 2.86 | 1 | 365 | 3.2561 | 0.55402 | 3 | 0.81011
12494 | 3.9 | 1 | 365 | 4.4401 | 0.9373 | 5 | 0.37743
12490 | 7.28 | 1 | 365 | 8.2882 | 0.68296 | 8 | 0.9712
12488 | 4.16 | 1 | 365 | 4.7361 | 0.53312 | 5 | 0.26926
12487 | 3.38 | 1 | 365 | 3.8481 | 0.74566 | 4 | 0.59377
12485 | 8.32 | 1 | 365 | 9.4723 | 0.066245 | 9 | 0.53851
12482 | 7.14 | 1 | 365 | 8.1288 | 0.36214 | 8 | 0.49098
12480 | 5.72 | 1 | 365 | 6.5122 | 0.10804 | 6 | 0.62023
12466 | 5.2 | 1 | 365 | 5.9202 | 0.9164 | 6 | 0.83657
12451 | 7.28 | 1 | 365 | 8.2882 | 0.68296 | 8 | 0.9712
12450 | 11.44 | 1 | 365 | 13.0244 | 0.21609 | 13 | 0.24045
12446 | 10.14 | 1 | 365 | 11.5443 | 0.23699 | 11 | 0.78131
12445 | 6.24 | 1 | 365 | 7.1042 | 0.29968 | 7 | 0.40388
12444 | 8.32 | 1 | 365 | 9.4723 | 0.066245 | 9 | 0.53851
12443 | 6.375 | 1 | 365 | 7.2579 | 0.60905 | 7 | 0.86695
12441 | 10.965 | 1 | 365 | 12.4836 | 0.12757 | 12 | 0.61115
12440 | 9.62 | 1 | 365 | 10.9523 | 0.045346 | 10 | 0.99765
12435 | 6.76 | 1 | 365 | 7.6962 | 0.49132 | 8 | 0.18754
12434 | 4.42 | 1 | 365 | 5.0321 | 0.12894 | 5 | 0.16108
12400 | 8.925 | 1 | 365 | 10.1611 | 0.45267 | 10 | 0.61373
12396 | 3.825 | 1 | 365 | 4.3547 | 0.76543 | 5 | 0.12017
12394 | 3.9 | 1 | 365 | 4.4401 | 0.9373 | 5 | 0.37743
12392 | 10.4 | 1 | 365 | 11.8403 | 0.83281 | 12 | 0.67314
12389 | 10.4 | 1 | 365 | 11.8403 | 0.83281 | 12 | 0.67314
12383 | 5.2 | 1 | 365 | 5.9202 | 0.9164 | 6 | 0.83657
12374 | 7.54 | 1 | 365 | 8.5842 | 0.27878 | 8 | 0.86303
11829 | 7.28 | 1 | 365 | 8.2882 | 0.68296 | 8 | 0.9712
11828 | 3 | 1 | 365 | 3.4155 | 0.87485 | 4 | 0.29033
11827 | 11.44 | 1 | 365 | 13.0244 | 0.21609 | 13 | 0.24045
11825 | 5.2 | 1 | 365 | 5.9202 | 0.9164 | 6 | 0.83657
11810 | 15.08 | 1 | 365 | 17.1685 | 0.55757 | 17 | 0.72605
11813 | 2.55 | 1 | 365 | 2.9032 | 0.84362 | 3 | 0.74678
11809 | 3.38 | 1 | 365 | 3.8481 | 0.74566 | 4 | 0.59377
11807 | 5.46 | 1 | 365 | 6.2162 | 0.51222 | 6 | 0.7284
11806 | 11.96 | 1 | 365 | 13.6164 | 0.40773 | 14 | 0.024111
11804 | 7.54 | 1 | 365 | 8.5842 | 0.27878 | 8 | 0.86303
11802 | 10.4 | 1 | 365 | 11.8403 | 0.83281 | 12 | 0.67314
11790 | 2.805 | 1 | 365 | 3.1935 | 0.42798 | 3 | 0.62146
11788 | 11.96 | 1 | 365 | 13.6164 | 0.40773 | 14 | 0.024111
11786 | 3.64 | 1 | 365 | 4.1441 | 0.34148 | 4 | 0.4856
11780 | 4.335 | 1 | 365 | 4.9354 | 0.93416 | 5 | 0.86953
11779 | 3.12 | 1 | 365 | 3.5521 | 0.14984 | 3 | 0.70194
11778 | 8.32 | 1 | 365 | 9.4723 | 0.066245 | 9 | 0.53851
11777 | 5.98 | 1 | 365 | 6.8082 | 0.70386 | 7 | 0.51206
11775 | 6.76 | 1 | 365 | 7.6962 | 0.49132 | 8 | 0.18754
11770 | 7.54 | 1 | 365 | 8.5842 | 0.27878 | 8 | 0.86303
11761 | 10.14 | 1 | 365 | 11.5443 | 0.23699 | 11 | 0.78131
11760 | 7.8 | 1 | 365 | 8.8803 | 0.8746 | 9 | 0.75485
11758 | 5.46 | 1 | 365 | 6.2162 | 0.51222 | 6 | 0.7284
11756 | 9.1 | 1 | 365 | 10.3603 | 0.85371 | 11 | 0.214
11739 | 13 | 1 | 365 | 14.8004 | 0.79101 | 15 | 0.59142
11738 | 3.12 | 1 | 365 | 3.5521 | 0.14984 | 3 | 0.70194
11737 | 4.42 | 1 | 365 | 5.0321 | 0.12894 | 5 | 0.16108
11736 | 7.54 | 1 | 365 | 8.5842 | 0.27878 | 8 | 0.86303
11720 | 10.14 | 1 | 365 | 11.5443 | 0.23699 | 11 | 0.78131
11719 | 7.54 | 1 | 365 | 8.5842 | 0.27878 | 8 | 0.86303
11717 | 6.5 | 1 | 365 | 7.4002 | 0.8955 | 8 | 0.29571
11714 | 4.94 | 1 | 365 | 5.6242 | 0.32058 | 5 | 0.94474
11712 | 5.72 | 1 | 365 | 6.5122 | 0.10804 | 6 | 0.62023
11708 | 8.32 | 1 | 365 | 9.4723 | 0.066245 | 9 | 0.53851
11705 | 12.48 | 1 | 365 | 14.2084 | 0.59937 | 14 | 0.80777
11704 | 5.865 | 1 | 365 | 6.6773 | 0.44033 | 7 | 0.11759
11703 | 4.42 | 1 | 365 | 5.0321 | 0.12894 | 5 | 0.16108
11702 | 5.98 | 1 | 365 | 6.8082 | 0.70386 | 7 | 0.51206
11690 | 7.8 | 1 | 365 | 8.8803 | 0.8746 | 9 | 0.75485
11683 | 2.04 | 1 | 365 | 2.3225 | 0.6749 | 2 | 0.99742
11680 | 5.98 | 1 | 365 | 6.8082 | 0.70386 | 7 | 0.51206
11685 | 8.06 | 1 | 365 | 9.1763 | 0.47042 | 9 | 0.64668
11682 | 12.495 | 1 | 365 | 14.2255 | 0.63374 | 14 | 0.85922
11679 | 7.395 | 1 | 365 | 8.4192 | 0.9465 | 9 | 0.36566
11670 | 5.46 | 1 | 365 | 6.2162 | 0.51222 | 6 | 0.7284
11669 | 6.12 | 1 | 365 | 6.9676 | 0.02469 | 6 | 0.99227
11668 | 8.32 | 1 | 365 | 9.4723 | 0.066245 | 9 | 0.53851
11667 | 3.64 | 1 | 365 | 4.1441 | 0.34148 | 4 | 0.4856
11664 | 4.16 | 1 | 365 | 4.7361 | 0.53312 | 5 | 0.26926
11643 | 8.58 | 1 | 365 | 9.7683 | 0.66207 | 10 | 0.43034
11663 | 11.44 | 1 | 365 | 13.0244 | 0.21609 | 13 | 0.24045
11660 | 12.22 | 1 | 365 | 13.9124 | 0.0035475 | 13 | 0.91594
11659 | 10.14 | 1 | 365 | 11.5443 | 0.23699 | 11 | 0.78131
11658 | 5.2 | 1 | 365 | 5.9202 | 0.9164 | 6 | 0.83657
11657 | 5.355 | 1 | 365 | 6.0966 | 0.2716 | 6 | 0.36824
11655 | 4.16 | 1 | 365 | 4.7361 | 0.53312 | 5 | 0.26926
11652 | 2.805 | 1 | 365 | 3.1935 | 0.42798 | 3 | 0.62146
11651 | 5.72 | 1 | 365 | 6.5122 | 0.10804 | 6 | 0.62023
11641 | 4.16 | 1 | 365 | 4.7361 | 0.53312 | 5 | 0.26926
11615 | 13.26 | 1 | 365 | 15.0964 | 0.38683 | 15 | 0.48325
11605 | 5.72 | 1 | 365 | 6.5122 | 0.10804 | 6 | 0.62023
11584 | 8.58 | 1 | 365 | 9.7683 | 0.66207 | 10 | 0.43034
11581 | 3.9 | 1 | 365 | 4.4401 | 0.9373 | 5 | 0.37743
11580 | 3.12 | 1 | 365 | 3.5521 | 0.14984 | 3 | 0.70194
11579 | 2.08 | 1 | 365 | 2.3681 | 0.76656 | 3 | 0.13463
11578 | 8.5 | 1 | 365 | 9.6772 | 0.47874 | 10 | 0.15593
11576 | 7.8 | 1 | 365 | 8.8803 | 0.8746 | 9 | 0.75485
11574 | 9.88 | 1 | 365 | 11.2483 | 0.64117 | 11 | 0.88948
11572 | 5.98 | 1 | 365 | 6.8082 | 0.70386 | 7 | 0.51206
11568 | 6.885 | 1 | 365 | 7.8385 | 0.77778 | 8 | 0.6163
11567 | 6.5 | 1 | 365 | 7.4002 | 0.8955 | 8 | 0.29571
11556 | 7.28 | 1 | 365 | 8.2882 | 0.68296 | 8 | 0.9712
11552 | 4.16 | 1 | 365 | 4.7361 | 0.53312 | 5 | 0.26926
11077 | 7.54 | 1 | 365 | 8.5842 | 0.27878 | 8 | 0.86303
10966 | 9.88 | 1 | 365 | 11.2483 | 0.64117 | 11 | 0.88948
10978 | 4.42 | 1 | 365 | 5.0321 | 0.12894 | 5 | 0.16108
11054 | 4.68 | 1 | 365 | 5.3282 | 0.72476 | 6 | 0.052913
11039 | 5.2 | 1 | 365 | 5.9202 | 0.9164 | 6 | 0.83657
11035 | 9.36 | 1 | 365 | 10.6563 | 0.44953 | 11 | 0.10583
11021 | 5.61 | 1 | 365 | 6.3869 | 0.85597 | 7 | 0.24291
11019 | 8.32 | 1 | 365 | 9.4723 | 0.066245 | 9 | 0.53851
10922 | 6.24 | 1 | 365 | 7.1042 | 0.29968 | 7 | 0.40388
10969 | 5.46 | 1 | 365 | 6.2162 | 0.51222 | 6 | 0.7284
10983 | 7.14 | 1 | 365 | 8.1288 | 0.36214 | 8 | 0.49098
10976 | 11.96 | 1 | 365 | 13.6164 | 0.40773 | 14 | 0.024111
11298 | 3.12 | 1 | 365 | 3.5521 | 0.14984 | 3 | 0.70194
11317 | 5.865 | 1 | 365 | 6.6773 | 0.44033 | 7 | 0.11759
10977 | 6.5 | 1 | 365 | 7.4002 | 0.8955 | 8 | 0.29571
10965 | 7.8 | 1 | 365 | 8.8803 | 0.8746 | 9 | 0.75485
10968 | 5.72 | 1 | 365 | 6.5122 | 0.10804 | 6 | 0.62023
10974 | 4.68 | 1 | 365 | 5.3282 | 0.72476 | 6 | 0.052913
11232 | 7.65 | 1 | 365 | 8.7095 | 0.53086 | 9 | 0.24034
11043 | 5.98 | 1 | 365 | 6.8082 | 0.70386 | 7 | 0.51206
13822 | 7.65 | 1 | 365 | 8.7095 | 0.53086 | 9 | 0.24034
13736 | 7.65 | 1 | 365 | 8.7095 | 0.53086 | 9 | 0.24034
13793 | 5.355 | 1 | 365 | 6.0966 | 0.2716 | 6 | 0.36824
13852 | 2.6 | 1 | 365 | 2.9601 | 0.9582 | 3 | 0.91828
13851 | 3.64 | 1 | 365 | 4.1441 | 0.34148 | 4 | 0.4856
13847 | 10.965 | 1 | 365 | 12.4836 | 0.12757 | 12 | 0.61115
13316 | 6.885 | 1 | 365 | 7.8385 | 0.77778 | 8 | 0.6163
13366 | 9.435 | 1 | 365 | 10.7417 | 0.6214 | 11 | 0.36308
13323 | 7.65 | 1 | 365 | 8.7095 | 0.53086 | 9 | 0.24034
13386 | 3.75 | 1 | 365 | 4.2694 | 0.59356 | 4 | 0.86291
13395 | 8.16 | 1 | 365 | 9.2901 | 0.69959 | 9 | 0.98969
13846 | 8.84 | 1 | 365 | 10.0643 | 0.25789 | 10 | 0.32217
13361 | 7.14 | 1 | 365 | 8.1288 | 0.36214 | 8 | 0.49098
13841 | 8.925 | 1 | 365 | 10.1611 | 0.45267 | 10 | 0.61373
13474 | 9.69 | 1 | 365 | 11.032 | 0.20576 | 11 | 0.23776
13505 | 9.435 | 1 | 365 | 10.7417 | 0.6214 | 11 | 0.36308
13406 | 5.355 | 1 | 365 | 6.0966 | 0.2716 | 6 | 0.36824
13484 | 2.55 | 1 | 365 | 2.9032 | 0.84362 | 3 | 0.74678
13498 | 6.885 | 1 | 365 | 7.8385 | 0.77778 | 8 | 0.6163
13335 | 7.905 | 1 | 365 | 8.9998 | 0.11522 | 9 | 0.11502
13488 | 4.59 | 1 | 365 | 5.2257 | 0.51852 | 5 | 0.7442
13475 | 7.65 | 1 | 365 | 8.7095 | 0.53086 | 9 | 0.24034
13828 | 6.12 | 1 | 365 | 6.9676 | 0.02469 | 6 | 0.99227
13667 | 8.415 | 1 | 365 | 9.5804 | 0.28395 | 9 | 0.86437
13704 | 5.88 | 1 | 365 | 6.6943 | 0.4747 | 7 | 0.16904
13698 | 4.08 | 1 | 365 | 4.6451 | 0.34979 | 4 | 0.99485
13337 | 8 | 1 | 365 | 9.1079 | 0.33293 | 9 | 0.44088
13696 | 9.69 | 1 | 365 | 11.032 | 0.20576 | 11 | 0.23776
13837 | 7.14 | 1 | 365 | 8.1288 | 0.36214 | 8 | 0.49098
13840 | 11.475 | 1 | 365 | 13.0642 | 0.29629 | 13 | 0.36051
13835 | 3.75 | 1 | 365 | 4.2694 | 0.59356 | 4 | 0.86291
13834 | 5.72 | 1 | 365 | 6.5122 | 0.10804 | 6 | 0.62023
13827 | 6.76 | 1 | 365 | 7.6962 | 0.49132 | 8 | 0.18754
13824 | 3.57 | 1 | 365 | 4.0644 | 0.18107 | 4 | 0.24549
13823 | 3.825 | 1 | 365 | 4.3547 | 0.76543 | 5 | 0.12017
13821 | 13.06 | 1 | 365 | 14.8687 | 0.9285 | 15 | 0.79723
13804 | 8.96 | 1 | 365 | 10.2009 | 0.53288 | 10 | 0.73378
13334 | 3.825 | 1 | 365 | 4.3547 | 0.76543 | 5 | 0.12017
13820 | 3.64 | 1 | 365 | 4.1441 | 0.34148 | 4 | 0.4856
13814 | 6.375 | 1 | 365 | 7.2579 | 0.60905 | 7 | 0.86695
13809 | 4.16 | 1 | 365 | 4.7361 | 0.53312 | 5 | 0.26926
13803 | 6 | 1 | 365 | 6.831 | 0.7497 | 7 | 0.58066
13791 | 9.435 | 1 | 365 | 10.7417 | 0.6214 | 11 | 0.36308
13785 | 5.2 | 1 | 365 | 5.9202 | 0.9164 | 6 | 0.83657
13783 | 3.825 | 1 | 365 | 4.3547 | 0.76543 | 5 | 0.12017
13780 | 3.825 | 1 | 365 | 4.3547 | 0.76543 | 5 | 0.12017
13778 | 8.58 | 1 | 365 | 9.7683 | 0.66207 | 10 | 0.43034
13772 | 5.98 | 1 | 365 | 6.8082 | 0.70386 | 7 | 0.51206
13771 | 9.435 | 1 | 365 | 10.7417 | 0.6214 | 11 | 0.36308
13766 | 4.08 | 1 | 365 | 4.6451 | 0.34979 | 4 | 0.99485
13757 | 8.84 | 1 | 365 | 10.0643 | 0.25789 | 10 | 0.32217
13751 | 5.1 | 1 | 365 | 5.8063 | 0.68724 | 6 | 0.49356
13755 | 3.9 | 1 | 365 | 4.4401 | 0.9373 | 5 | 0.37743
13750 | 9.1 | 1 | 365 | 10.3603 | 0.85371 | 11 | 0.214
13749 | 13 | 1 | 365 | 14.8004 | 0.79101 | 15 | 0.59142
13748 | 8.84 | 1 | 365 | 10.0643 | 0.25789 | 10 | 0.32217
13747 | 7.14 | 1 | 365 | 8.1288 | 0.36214 | 8 | 0.49098
13709 | 8.16 | 1 | 365 | 9.2901 | 0.69959 | 9 | 0.98969
13676 | 12.24 | 1 | 365 | 13.9352 | 0.04938 | 13 | 0.98454
13668 | 6.12 | 1 | 365 | 6.9676 | 0.02469 | 6 | 0.99227
13427 | 8.16 | 1 | 365 | 9.2901 | 0.69959 | 9 | 0.98969
13625 | 5.32 | 1 | 365 | 6.0568 | 0.1914 | 6 | 0.24818
13479 | 2.55 | 1 | 365 | 2.9032 | 0.84362 | 3 | 0.74678
13616 | 5.49 | 1 | 365 | 6.2503 | 0.58097 | 6 | 0.8313
13585 | 7.905 | 1 | 365 | 8.9998 | 0.11522 | 9 | 0.11502
13613 | 19.74 | 1 | 365 | 22.4739 | 0.2365 | 22 | 0.71036
13586 | 4.08 | 1 | 365 | 4.6451 | 0.34979 | 4 | 0.99485
13588 | 9.69 | 1 | 365 | 11.032 | 0.20576 | 11 | 0.23776
13594 | 4.75 | 1 | 365 | 5.4078 | 0.88518 | 6 | 0.29302
13596 | 5.61 | 1 | 365 | 6.3869 | 0.85597 | 7 | 0.24291
13902 | 6.76 | 1 | 365 | 7.6962 | 0.49132 | 8 | 0.18754
13904 | 6.5 | 1 | 365 | 7.4002 | 0.8955 | 8 | 0.29571
13867 | 5.61 | 1 | 365 | 6.3869 | 0.85597 | 7 | 0.24291
13873 | 5.46 | 1 | 365 | 6.2162 | 0.51222 | 6 | 0.7284
13876 | 4.59 | 1 | 365 | 5.2257 | 0.51852 | 5 | 0.7442
13870 | 4.16 | 1 | 365 | 4.7361 | 0.53312 | 5 | 0.26926
13830 | 3.675 | 1 | 365 | 4.184 | 0.42169 | 4 | 0.60565
13740 | 5.1 | 1 | 365 | 5.8063 | 0.68724 | 6 | 0.49356
13844 | 6.375 | 1 | 365 | 7.2579 | 0.60905 | 7 | 0.86695
13836 | 6.12 | 1 | 365 | 6.9676 | 0.02469 | 6 | 0.99227
13855 | 2.295 | 1 | 365 | 2.6128 | 0.25926 | 2 | 0.8721
13781 | 4.08 | 1 | 365 | 4.6451 | 0.34979 | 4 | 0.99485
13794 | 5.355 | 1 | 365 | 6.0966 | 0.2716 | 6 | 0.36824
13854 | 3.825 | 1 | 365 | 4.3547 | 0.76543 | 5 | 0.12017
13779 | 3.06 | 1 | 365 | 3.4838 | 0.012345 | 3 | 0.49614
13789 | 5.39 | 1 | 365 | 6.1365 | 0.35181 | 6 | 0.48829
13769 | 3.315 | 1 | 365 | 3.7741 | 0.59671 | 4 | 0.37081
13916 | 5.355 | 1 | 365 | 6.0966 | 0.2716 | 6 | 0.36824
12745 | 9.8 | 1 | 365 | 11.1572 | 0.45784 | 11 | 0.61507
13756 | 5.1 | 1 | 365 | 5.8063 | 0.68724 | 6 | 0.49356
13745 | 3.185 | 1 | 365 | 3.6261 | 0.2988 | 3 | 0.9249
11592 | 438.75 | 0.9 | 365 | 449.5627 | 0.90187 | 450 | 0.46453
11601 | 269.75 | 1 | 365 | 307.1086 | 0.16342 | 307 | 0.27206
6781 | 590 | 0.9 | 365 | 604.5401 | 0.8481 | 605 | 0.3882
14599 | 5.98 | 1 | 365 | 6.8082 | 0.70386 | 7 | 0.51206
11590 | 195 | 0.9 | 365 | 199.8056 | 0.17861 | 199 | 0.98423
11591 | 120.25 | 0.9 | 365 | 123.2135 | 0.010142 | 123 | 0.22361
14597 | 6.63 | 1 | 365 | 7.5482 | 0.19341 | 7 | 0.74163
14451 | 10.215 | 1 | 365 | 11.6297 | 0.40886 | 12 | 0.03857
14509 | 11.96 | 1 | 365 | 13.6164 | 0.40773 | 14 | 0.024111
14653 | 3.775 | 1 | 365 | 4.2978 | 0.65085 | 4 | 0.94866
14397 | 4.725 | 1 | 365 | 5.3794 | 0.82789 | 6 | 0.20727
14323 | 4.98 | 1 | 365 | 5.6697 | 0.41225 | 6 | 0.081946
14346 | 6.725 | 1 | 365 | 7.6564 | 0.41112 | 8 | 0.067487
14493 | 6.215 | 1 | 365 | 7.0757 | 0.24239 | 7 | 0.31813
1668 | 11.22 | 1 | 365 | 12.7739 | 0.71193 | 13 | 0.48583
13255 | 9.18 | 1 | 365 | 10.4514 | 0.037035 | 10 | 0.48841
13178 | 6.375 | 1 | 365 | 7.2579 | 0.60905 | 7 | 0.86695
13165 | 4.68 | 1 | 365 | 5.3282 | 0.72476 | 6 | 0.052913
13456 | 7.905 | 1 | 365 | 8.9998 | 0.11522 | 9 | 0.11502
12767 | 8.06 | 1 | 365 | 9.1763 | 0.47042 | 9 | 0.64668
13448 | 11.76 | 1 | 365 | 13.3887 | 0.9494 | 14 | 0.33809
12674 | 5.2 | 1 | 365 | 5.9202 | 0.9164 | 6 | 0.83657
12346 | 6.63 | 1 | 365 | 7.5482 | 0.19341 | 7 | 0.74163
13443 | 8.175 | 1 | 365 | 9.3072 | 0.73396 | 10 | 0.041146
12174 | 9.36 | 1 | 365 | 10.6563 | 0.44953 | 11 | 0.10583
11689 | 10.2 | 1 | 365 | 11.6126 | 0.37448 | 11 | 0.98712
11539 | 11.18 | 1 | 365 | 12.7284 | 0.62027 | 13 | 0.34863
12471 | 11.445 | 1 | 365 | 13.0301 | 0.22755 | 13 | 0.2576
13360 | 6.9 | 1 | 365 | 7.8556 | 0.81215 | 8 | 0.66776
10973 | 11.73 | 1 | 365 | 13.3545 | 0.88066 | 14 | 0.23519
10970 | 17.085 | 1 | 365 | 19.4512 | 0.15226 | 19 | 0.60342
13389 | 7.14 | 1 | 365 | 8.1288 | 0.36214 | 8 | 0.49098
13309 | 5.61 | 1 | 365 | 6.3869 | 0.85597 | 7 | 0.24291
13377 | 3.57 | 1 | 365 | 4.0644 | 0.18107 | 4 | 0.24549
13388 | 2.55 | 1 | 365 | 2.9032 | 0.84362 | 3 | 0.74678
13372 | 7.905 | 1 | 365 | 8.9998 | 0.11522 | 9 | 0.11502
13397 | 6.615 | 1 | 365 | 7.5311 | 0.15904 | 7 | 0.69018
13369 | 9.69 | 1 | 365 | 11.032 | 0.20576 | 11 | 0.23776
13364 | 6.25 | 1 | 365 | 7.1156 | 0.3226 | 7 | 0.43818
13106 | 5.88 | 1 | 365 | 6.6943 | 0.4747 | 7 | 0.16904
13090 | 5.1 | 1 | 365 | 5.8063 | 0.68724 | 6 | 0.49356
12722 | 5.355 | 1 | 365 | 6.0966 | 0.2716 | 6 | 0.36824
13401 | 2.55 | 1 | 365 | 2.9032 | 0.84362 | 3 | 0.74678
13289 | 6.375 | 1 | 365 | 7.2579 | 0.60905 | 7 | 0.86695
13404 | 5.39 | 1 | 365 | 6.1365 | 0.35181 | 6 | 0.48829
12507 | 2.805 | 1 | 365 | 3.1935 | 0.42798 | 3 | 0.62146
13292 | 5 | 1 | 365 | 5.6925 | 0.45808 | 6 | 0.15055
13409 | 4.59 | 1 | 365 | 5.2257 | 0.51852 | 5 | 0.7442
12070 | 4.59 | 1 | 365 | 5.2257 | 0.51852 | 5 | 0.7442
13368 | 6.37 | 1 | 365 | 7.2522 | 0.59759 | 7 | 0.8498
13362 | 6.885 | 1 | 365 | 7.8385 | 0.77778 | 8 | 0.6163
13294 | 6.63 | 1 | 365 | 7.5482 | 0.19341 | 7 | 0.74163
13277 | 9.435 | 1 | 365 | 10.7417 | 0.6214 | 11 | 0.36308
13272 | 3.43 | 1 | 365 | 3.905 | 0.86024 | 4 | 0.76528
13374 | 3.675 | 1 | 365 | 4.184 | 0.42169 | 4 | 0.60565
13378 | 3.315 | 1 | 365 | 3.7741 | 0.59671 | 4 | 0.37081
13295 | 8.16 | 1 | 365 | 9.2901 | 0.69959 | 9 | 0.98969
13293 | 7.65 | 1 | 365 | 8.7095 | 0.53086 | 9 | 0.24034
13279 | 7.905 | 1 | 365 | 8.9998 | 0.11522 | 9 | 0.11502
13003 | 4.845 | 1 | 365 | 5.516 | 0.10288 | 5 | 0.61888
13311 | 5.865 | 1 | 365 | 6.6773 | 0.44033 | 7 | 0.11759
13313 | 7.14 | 1 | 365 | 8.1288 | 0.36214 | 8 | 0.49098
12957 | 8.67 | 1 | 365 | 9.8707 | 0.86831 | 10 | 0.73905
12849 | 7.65 | 1 | 365 | 8.7095 | 0.53086 | 9 | 0.24034
11085 | 10.455 | 1 | 365 | 11.903 | 0.95885 | 12 | 0.8618
13261 | 4.24 | 1 | 365 | 4.8272 | 0.71645 | 5 | 0.54366
13032 | 2.5 | 1 | 365 | 2.8462 | 0.72904 | 3 | 0.57527
12709 | 12.74 | 1 | 365 | 14.5044 | 0.19519 | 14 | 0.6996
15280 | 6.25 | 1 | 365 | 7.1156 | 0.3226 | 7 | 0.43818
12662 | 7.28 | 1 | 365 | 8.2882 | 0.68296 | 8 | 0.9712
12449 | 7.14 | 1 | 365 | 8.1288 | 0.36214 | 8 | 0.49098
12384 | 8.67 | 1 | 365 | 9.8707 | 0.86831 | 10 | 0.73905
11838 | 4.335 | 1 | 365 | 4.9354 | 0.93416 | 5 | 0.86953
11834 | 7.02 | 1 | 365 | 7.9922 | 0.087144 | 8 | 0.079369
138 | 1275 | 0.7 | 365 | 1016.1055 | 0.26728 | 1016 | 0.37282
10893 | 3.9 | 1 | 365 | 4.4401 | 0.9373 | 5 | 0.37743
11814 | 7.02 | 1 | 365 | 7.9922 | 0.087144 | 8 | 0.079369
11666 | 8.58 | 1 | 365 | 9.7683 | 0.66207 | 10 | 0.43034
11569 | 14.025 | 1 | 365 | 15.9674 | 0.13991 | 16 | 0.10729
11501 | 7.905 | 1 | 365 | 8.9998 | 0.11522 | 9 | 0.11502
11490 | 6.375 | 1 | 365 | 7.2579 | 0.60905 | 7 | 0.86695
11221 | 4.5 | 1 | 365 | 5.1232 | 0.31227 | 5 | 0.43549
11075 | 12.495 | 1 | 365 | 14.2255 | 0.63374 | 14 | 0.85922
11041 | 9.18 | 1 | 365 | 10.4514 | 0.037035 | 10 | 0.48841
13167 | 2.94 | 1 | 365 | 3.3472 | 0.73735 | 4 | 0.084522
13375 | 912 | 1 | 365 | 1038.3062 | 0.95379 | 1039 | 0.25996
13179 | 8.415 | 1 | 365 | 9.5804 | 0.28395 | 9 | 0.86437
13078 | 3.825 | 1 | 365 | 4.3547 | 0.76543 | 5 | 0.12017
13140 | 5.865 | 1 | 365 | 6.6773 | 0.44033 | 7 | 0.11759
13131 | 3.825 | 1 | 365 | 4.3547 | 0.76543 | 5 | 0.12017
13098 | 7.14 | 1 | 365 | 8.1288 | 0.36214 | 8 | 0.49098
13367 | 6.375 | 1 | 365 | 7.2579 | 0.60905 | 7 | 0.86695
13358 | 11.4 | 1 | 365 | 12.9788 | 0.12442 | 13 | 0.10325
12998 | 6.63 | 1 | 365 | 7.5482 | 0.19341 | 7 | 0.74163
12994 | 3.43 | 1 | 365 | 3.905 | 0.86024 | 4 | 0.76528
11031 | 11.73 | 1 | 365 | 13.3545 | 0.88066 | 14 | 0.23519
11036 | 14.28 | 1 | 365 | 16.2577 | 0.72428 | 16 | 0.98197
15021 | 6.725 | 1 | 365 | 7.6564 | 0.41112 | 8 | 0.067487
13164 | 6.25 | 1 | 365 | 7.1156 | 0.3226 | 7 | 0.43818
13108 | 9.18 | 1 | 365 | 10.4514 | 0.037035 | 10 | 0.48841
12984 | 7.595 | 1 | 365 | 8.6469 | 0.40482 | 9 | 0.051682
15100 | 14.25 | 1 | 365 | 16.2235 | 0.65553 | 16 | 0.87906
15022 | 8.47 | 1 | 365 | 9.643 | 0.40999 | 10 | 0.053028
15104 | 6.47 | 1 | 365 | 7.3661 | 0.82676 | 8 | 0.19281
15067 | 10.215 | 1 | 365 | 11.6297 | 0.40886 | 12 | 0.03857
13270 | 5.1 | 1 | 365 | 5.8063 | 0.68724 | 6 | 0.49356
13183 | 7.545 | 1 | 365 | 8.5899 | 0.29024 | 8 | 0.88018
13320 | 4.4 | 1 | 365 | 5.0094 | 0.08311 | 5 | 0.092482
13276 | 5.61 | 1 | 365 | 6.3869 | 0.85597 | 7 | 0.24291
15033 | 6.215 | 1 | 365 | 7.0757 | 0.24239 | 7 | 0.31813
15011 | 4.725 | 1 | 365 | 5.3794 | 0.82789 | 6 | 0.20727
13102 | 6.5 | 1 | 365 | 7.4002 | 0.8955 | 8 | 0.29571
13101 | 5.1 | 1 | 365 | 5.8063 | 0.68724 | 6 | 0.49356
13116 | 6.375 | 1 | 365 | 7.2579 | 0.60905 | 7 | 0.86695
13137 | 4.845 | 1 | 365 | 5.516 | 0.10288 | 5 | 0.61888
13151 | 3.57 | 1 | 365 | 4.0644 | 0.18107 | 4 | 0.24549
13105 | 6.12 | 1 | 365 | 6.9676 | 0.02469 | 6 | 0.99227
13113 | 2.295 | 1 | 365 | 2.6128 | 0.25926 | 2 | 0.8721
13097 | 7.65 | 1 | 365 | 8.7095 | 0.53086 | 9 | 0.24034
13154 | 9.555 | 1 | 365 | 10.8783 | 0.89639 | 11 | 0.7747
13157 | 7.14 | 1 | 365 | 8.1288 | 0.36214 | 8 | 0.49098
13134 | 3.825 | 1 | 365 | 4.3547 | 0.76543 | 5 | 0.12017
13119 | 2.805 | 1 | 365 | 3.1935 | 0.42798 | 3 | 0.62146
13163 | 9.18 | 1 | 365 | 10.4514 | 0.037035 | 10 | 0.48841
13149 | 6.12 | 1 | 365 | 6.9676 | 0.02469 | 6 | 0.99227
13038 | 5.355 | 1 | 365 | 6.0966 | 0.2716 | 6 | 0.36824
13084 | 3.57 | 1 | 365 | 4.0644 | 0.18107 | 4 | 0.24549
13110 | 5.355 | 1 | 365 | 6.0966 | 0.2716 | 6 | 0.36824
13079 | 9.69 | 1 | 365 | 11.032 | 0.20576 | 11 | 0.23776
13093 | 4 | 1 | 365 | 4.554 | 0.16646 | 4 | 0.72044
13077 | 3.06 | 1 | 365 | 3.4838 | 0.012345 | 3 | 0.49614
13142 | 11.22 | 1 | 365 | 12.7739 | 0.71193 | 13 | 0.48583
13091 | 5.805 | 1 | 365 | 6.609 | 0.30283 | 6 | 0.91179
13086 | 6.63 | 1 | 365 | 7.5482 | 0.19341 | 7 | 0.74163
15010 | 5.725 | 1 | 365 | 6.5179 | 0.1195 | 6 | 0.63738
13094 | 5.355 | 1 | 365 | 6.0966 | 0.2716 | 6 | 0.36824
13135 | 15.675 | 1 | 365 | 17.8459 | 0.92108 | 18 | 0.76697
15013 | 5.725 | 1 | 365 | 6.5179 | 0.1195 | 6 | 0.63738
12996 | 4.845 | 1 | 365 | 5.516 | 0.10288 | 5 | 0.61888
12997 | 8.67 | 1 | 365 | 9.8707 | 0.86831 | 10 | 0.73905
13010 | 7.395 | 1 | 365 | 8.4192 | 0.9465 | 9 | 0.36566
12985 | 8.415 | 1 | 365 | 9.5804 | 0.28395 | 9 | 0.86437
12976 | 5.61 | 1 | 365 | 6.3869 | 0.85597 | 7 | 0.24291
12987 | 4.655 | 1 | 365 | 5.2997 | 0.66747 | 5 | 0.96716
12986 | 3.825 | 1 | 365 | 4.3547 | 0.76543 | 5 | 0.12017
13008 | 7.14 | 1 | 365 | 8.1288 | 0.36214 | 8 | 0.49098
13000 | 5.1 | 1 | 365 | 5.8063 | 0.68724 | 6 | 0.49356
12991 | 4.08 | 1 | 365 | 4.6451 | 0.34979 | 4 | 0.99485
13011 | 6.12 | 1 | 365 | 6.9676 | 0.02469 | 6 | 0.99227
12920 | 6.6 | 1 | 365 | 7.5141 | 0.12467 | 7 | 0.63872
12951 | 6.885 | 1 | 365 | 7.8385 | 0.77778 | 8 | 0.6163
12954 | 6.37 | 1 | 365 | 7.2522 | 0.59759 | 7 | 0.8498
12960 | 5.865 | 1 | 365 | 6.6773 | 0.44033 | 7 | 0.11759
12968 | 6.63 | 1 | 365 | 7.5482 | 0.19341 | 7 | 0.74163
12966 | 9.69 | 1 | 365 | 11.032 | 0.20576 | 11 | 0.23776
12969 | 6.12 | 1 | 365 | 6.9676 | 0.02469 | 6 | 0.99227
12964 | 5.1 | 1 | 365 | 5.8063 | 0.68724 | 6 | 0.49356
12971 | 2.805 | 1 | 365 | 3.1935 | 0.42798 | 3 | 0.62146
12934 | 8.415 | 1 | 365 | 9.5804 | 0.28395 | 9 | 0.86437
12890 | 4.845 | 1 | 365 | 5.516 | 0.10288 | 5 | 0.61888
12900 | 7.905 | 1 | 365 | 8.9998 | 0.11522 | 9 | 0.11502
13746 | 7.395 | 1 | 365 | 8.4192 | 0.9465 | 9 | 0.36566
13735 | 5.145 | 1 | 365 | 5.8575 | 0.79036 | 6 | 0.64791
13777 | 5.145 | 1 | 365 | 5.8575 | 0.79036 | 6 | 0.64791
13005 | 4.41 | 1 | 365 | 5.0208 | 0.10603 | 5 | 0.12678
12989 | 5.635 | 1 | 365 | 6.4154 | 0.91326 | 7 | 0.32867
12990 | 6.12 | 1 | 365 | 6.9676 | 0.02469 | 6 | 0.99227
13128 | 3.43 | 1 | 365 | 3.905 | 0.86024 | 4 | 0.76528
13177 | 4.655 | 1 | 365 | 5.2997 | 0.66747 | 5 | 0.96716
13182 | 6.63 | 1 | 365 | 7.5482 | 0.19341 | 7 | 0.74163
13273 | 7.14 | 1 | 365 | 8.1288 | 0.36214 | 8 | 0.49098
13275 | 5.145 | 1 | 365 | 5.8575 | 0.79036 | 6 | 0.64791
13280 | 5.355 | 1 | 365 | 6.0966 | 0.2716 | 6 | 0.36824
13310 | 8.67 | 1 | 365 | 9.8707 | 0.86831 | 10 | 0.73905
13402 | 5.88 | 1 | 365 | 6.6943 | 0.4747 | 7 | 0.16904
13412 | 5.1 | 1 | 365 | 5.8063 | 0.68724 | 6 | 0.49356
13432 | 9.435 | 1 | 365 | 10.7417 | 0.6214 | 11 | 0.36308
13482 | 4.59 | 1 | 365 | 5.2257 | 0.51852 | 5 | 0.7442
13477 | 3.92 | 1 | 365 | 4.4629 | 0.98313 | 5 | 0.44603
13490 | 3.06 | 1 | 365 | 3.4838 | 0.012345 | 3 | 0.49614
13476 | 7.14 | 1 | 365 | 8.1288 | 0.36214 | 8 | 0.49098
13481 | 7.395 | 1 | 365 | 8.4192 | 0.9465 | 9 | 0.36566
13487 | 3.92 | 1 | 365 | 4.4629 | 0.98313 | 5 | 0.44603
13483 | 9.18 | 1 | 365 | 10.4514 | 0.037035 | 10 | 0.48841
13489 | 4.335 | 1 | 365 | 4.9354 | 0.93416 | 5 | 0.86953
13478 | 9.31 | 1 | 365 | 10.5994 | 0.33494 | 10 | 0.93432
13701 | 1.53 | 1 | 365 | 1.7419 | 0.50617 | 2 | 0.24807
13492 | 3 | 1 | 365 | 3.4155 | 0.87485 | 4 | 0.29033
13499 | 3.06 | 1 | 365 | 3.4838 | 0.012345 | 3 | 0.49614
13425 | 5.61 | 1 | 365 | 6.3869 | 0.85597 | 7 | 0.24291
13431 | 4.845 | 1 | 365 | 5.516 | 0.10288 | 5 | 0.61888
13428 | 7.65 | 1 | 365 | 8.7095 | 0.53086 | 9 | 0.24034
13422 | 6.86 | 1 | 365 | 7.8101 | 0.72049 | 8 | 0.53055
13423 | 6.885 | 1 | 365 | 7.8385 | 0.77778 | 8 | 0.6163
13429 | 6.375 | 1 | 365 | 7.2579 | 0.60905 | 7 | 0.86695
13420 | 5.355 | 1 | 365 | 6.0966 | 0.2716 | 6 | 0.36824
13436 | 6.63 | 1 | 365 | 7.5482 | 0.19341 | 7 | 0.74163
13433 | 8.25 | 1 | 365 | 9.3926 | 0.90583 | 10 | 0.2984
13434 | 3.06 | 1 | 365 | 3.4838 | 0.012345 | 3 | 0.49614
13330 | 3.315 | 1 | 365 | 3.7741 | 0.59671 | 4 | 0.37081
13435 | 4.165 | 1 | 365 | 4.7418 | 0.54458 | 5 | 0.28641
13324 | 4.08 | 1 | 365 | 4.6451 | 0.34979 | 4 | 0.99485
13325 | 4.25 | 1 | 365 | 4.8386 | 0.73937 | 5 | 0.57797
13421 | 5.5 | 1 | 365 | 6.2617 | 0.60389 | 6 | 0.8656
11602 | 360.75 | 0.9 | 365 | 369.6404 | 0.030425 | 369 | 0.67083
14755 | 10.215 | 1 | 365 | 11.6297 | 0.40886 | 12 | 0.03857
11596 | 94.25 | 0.9 | 365 | 96.5727 | 0.38633 | 96 | 0.95905
11594 | 253.5 | 0.9 | 365 | 259.7473 | 0.83219 | 260 | 0.57951
9796 | 194.7 | 0.9 | 365 | 199.4982 | 0.55987 | 200 | 0.058105
52 | 4924.8 | 0.7 | 365 | 3924.7973 | 0.025334 | 3924 | 0.82263
12436 | 8.84 | 1 | 365 | 10.0643 | 0.25789 | 10 | 0.32217
12641 | 6.24 | 1 | 365 | 7.1042 | 0.29968 | 7 | 0.40388
11312 | 11.475 | 1 | 365 | 13.0642 | 0.29629 | 13 | 0.36051
11045 | 11.7 | 1 | 365 | 13.3204 | 0.81191 | 14 | 0.13228
11528 | 5.98 | 1 | 365 | 6.8082 | 0.70386 | 7 | 0.51206
11233 | 11.18 | 1 | 365 | 12.7284 | 0.62027 | 13 | 0.34863
11247 | 11.73 | 1 | 365 | 13.3545 | 0.88066 | 14 | 0.23519
11478 | 10.4 | 1 | 365 | 11.8403 | 0.83281 | 12 | 0.67314
11089 | 11.7 | 1 | 365 | 13.3204 | 0.81191 | 14 | 0.13228
11336 | 15.3 | 1 | 365 | 17.419 | 0.061725 | 17 | 0.48068
10975 | 15.555 | 1 | 365 | 17.7093 | 0.64609 | 18 | 0.35535
11452 | 10.2 | 1 | 365 | 11.6126 | 0.37448 | 11 | 0.98712
11461 | 16.065 | 1 | 365 | 18.2899 | 0.81481 | 19 | 0.10471
11474 | 13.77 | 1 | 365 | 15.6771 | 0.55555 | 16 | 0.23261
11491 | 10.92 | 1 | 365 | 12.4324 | 0.024447 | 12 | 0.4568
11495 | 10.26 | 1 | 365 | 11.6809 | 0.51198 | 12 | 0.19292
11573 | 6.76 | 1 | 365 | 7.6962 | 0.49132 | 8 | 0.18754
11557 | 15.555 | 1 | 365 | 17.7093 | 0.64609 | 18 | 0.35535
11873 | 11.985 | 1 | 365 | 13.6448 | 0.46502 | 14 | 0.10986
11887 | 12.22 | 1 | 365 | 13.9124 | 0.0035475 | 13 | 0.91594
11913 | 13.77 | 1 | 365 | 15.6771 | 0.55555 | 16 | 0.23261
12031 | 13.78 | 1 | 365 | 15.6884 | 0.57847 | 16 | 0.26691
12054 | 14.535 | 1 | 365 | 16.548 | 0.30864 | 16 | 0.85664
12076 | 11.73 | 1 | 365 | 13.3545 | 0.88066 | 14 | 0.23519
12085 | 10.71 | 1 | 365 | 12.1933 | 0.54321 | 12 | 0.73647
12192 | 11.22 | 1 | 365 | 12.7739 | 0.71193 | 13 | 0.48583
12341 | 7.02 | 1 | 365 | 7.9922 | 0.087144 | 8 | 0.079369
12351 | 13.77 | 1 | 365 | 15.6771 | 0.55555 | 16 | 0.23261
12356 | 14.82 | 1 | 365 | 16.8725 | 0.96175 | 17 | 0.83422
12362 | 14.79 | 1 | 365 | 16.8383 | 0.893 | 17 | 0.73132
12518 | 3.64 | 1 | 365 | 4.1441 | 0.34148 | 4 | 0.4856
12761 | 13.26 | 1 | 365 | 15.0964 | 0.38683 | 15 | 0.48325
12764 | 11.44 | 1 | 365 | 13.0244 | 0.21609 | 13 | 0.24045
12789 | 13.52 | 1 | 365 | 15.3924 | 0.98265 | 16 | 0.37508
12791 | 10.92 | 1 | 365 | 12.4324 | 0.024447 | 12 | 0.4568
12792 | 10.2 | 1 | 365 | 11.6126 | 0.37448 | 11 | 0.98712
8759 | 7.14 | 1 | 365 | 8.1288 | 0.36214 | 8 | 0.49098
12840 | 10.92 | 1 | 365 | 12.4324 | 0.024447 | 12 | 0.4568
12852 | 10.92 | 1 | 365 | 12.4324 | 0.024447 | 12 | 0.4568
12854 | 15.08 | 1 | 365 | 17.1685 | 0.55757 | 17 | 0.72605
12887 | 13.77 | 1 | 365 | 15.6771 | 0.55555 | 16 | 0.23261
12896 | 13.515 | 1 | 365 | 15.3867 | 0.97119 | 16 | 0.35793
12942 | 10.66 | 1 | 365 | 12.1363 | 0.42863 | 12 | 0.56497
13415 | 12.495 | 1 | 365 | 14.2255 | 0.63374 | 14 | 0.85922
13493 | 10.14 | 1 | 365 | 11.5443 | 0.23699 | 11 | 0.78131
13550 | 10.71 | 1 | 365 | 12.1933 | 0.54321 | 12 | 0.73647
13559 | 13.52 | 1 | 365 | 15.3924 | 0.98265 | 16 | 0.37508
13571 | 11.96 | 1 | 365 | 13.6164 | 0.40773 | 14 | 0.024111
12712 | 2.86 | 1 | 365 | 3.2561 | 0.55402 | 3 | 0.81011
11816 | 4.94 | 1 | 365 | 5.6242 | 0.32058 | 5 | 0.94474
11835 | 5.46 | 1 | 365 | 6.2162 | 0.51222 | 6 | 0.7284
11038 | 10.71 | 1 | 365 | 12.1933 | 0.54321 | 12 | 0.73647
12995 | 7.65 | 1 | 365 | 8.7095 | 0.53086 | 9 | 0.24034
12978 | 4.165 | 1 | 365 | 4.7418 | 0.54458 | 5 | 0.28641
13326 | 9.18 | 1 | 365 | 10.4514 | 0.037035 | 10 | 0.48841
13463 | 5.1 | 1 | 365 | 5.8063 | 0.68724 | 6 | 0.49356
12291 | 2.55 | 1 | 365 | 2.9032 | 0.84362 | 3 | 0.74678
12979 | 9.75 | 1 | 365 | 11.1003 | 0.34326 | 11 | 0.44357
11163 | 181.815 | 0.9 | 365 | 186.2957 | 0.98515 | 187 | 0.28084
11167 | 178.5 | 0.9 | 365 | 182.899 | 0.14811 | 183 | 0.047107
9572 | 161.67 | 0.9 | 365 | 165.6542 | 0.437 | 166 | 0.091237
12682 | 3.06 | 1 | 365 | 3.4838 | 0.012345 | 3 | 0.49614
12703 | 9.945 | 1 | 365 | 11.3223 | 0.79012 | 12 | 0.11244
12349 | 16.32 | 1 | 365 | 18.5802 | 0.39917 | 18 | 0.97939
13605 | 8.97 | 1 | 365 | 10.2123 | 0.5558 | 10 | 0.76808
12708 | 14.535 | 1 | 365 | 16.548 | 0.30864 | 16 | 0.85664
11090 | 13.005 | 1 | 365 | 14.8061 | 0.80247 | 15 | 0.60858
13068 | 3.9 | 1 | 365 | 4.4401 | 0.9373 | 5 | 0.37743
11735 | 3.57 | 1 | 365 | 4.0644 | 0.18107 | 4 | 0.24549
13332 | 7.65 | 1 | 365 | 8.7095 | 0.53086 | 9 | 0.24034
13905 | 2.55 | 1 | 365 | 2.9032 | 0.84362 | 3 | 0.74678
13938 | 6.12 | 1 | 365 | 6.9676 | 0.02469 | 6 | 0.99227
13891 | 6.63 | 1 | 365 | 7.5482 | 0.19341 | 7 | 0.74163
13919 | 5.355 | 1 | 365 | 6.0966 | 0.2716 | 6 | 0.36824
13925 | 7.75 | 1 | 365 | 8.8233 | 0.76002 | 9 | 0.58335
13983 | 8.58 | 1 | 365 | 9.7683 | 0.66207 | 10 | 0.43034
14009 | 3.9 | 1 | 365 | 4.4401 | 0.9373 | 5 | 0.37743
14025 | 6.63 | 1 | 365 | 7.5482 | 0.19341 | 7 | 0.74163
14032 | 3.825 | 1 | 365 | 4.3547 | 0.76543 | 5 | 0.12017
13914 | 3.57 | 1 | 365 | 4.0644 | 0.18107 | 4 | 0.24549
13907 | 4.76 | 1 | 365 | 5.4192 | 0.90809 | 6 | 0.32732
13595 | 6.885 | 1 | 365 | 7.8385 | 0.77778 | 8 | 0.6163
13473 | 7.14 | 1 | 365 | 8.1288 | 0.36214 | 8 | 0.49098
13960 | 7.65 | 1 | 365 | 8.7095 | 0.53086 | 9 | 0.24034
13921 | 4.845 | 1 | 365 | 5.516 | 0.10288 | 5 | 0.61888
13908 | 4.845 | 1 | 365 | 5.516 | 0.10288 | 5 | 0.61888
13923 | 9.18 | 1 | 365 | 10.4514 | 0.037035 | 10 | 0.48841
14143 | 6.375 | 1 | 365 | 7.2579 | 0.60905 | 7 | 0.86695
14133 | 6.12 | 1 | 365 | 6.9676 | 0.02469 | 6 | 0.99227
14149 | 7.54 | 1 | 365 | 8.5842 | 0.27878 | 8 | 0.86303
14151 | 3.12 | 1 | 365 | 3.5521 | 0.14984 | 3 | 0.70194
14154 | 2.34 | 1 | 365 | 2.6641 | 0.36238 | 3 | 0.026456
14156 | 11.96 | 1 | 365 | 13.6164 | 0.40773 | 14 | 0.024111
14160 | 8.67 | 1 | 365 | 9.8707 | 0.86831 | 10 | 0.73905
14377 | 8.32 | 1 | 365 | 9.4723 | 0.066245 | 9 | 0.53851
14163 | 5.2 | 1 | 365 | 5.9202 | 0.9164 | 6 | 0.83657
14383 | 10.4 | 1 | 365 | 11.8403 | 0.83281 | 12 | 0.67314
14386 | 6.5 | 1 | 365 | 7.4002 | 0.8955 | 8 | 0.29571
14390 | 10.4 | 1 | 365 | 11.8403 | 0.83281 | 12 | 0.67314
14394 | 3.9 | 1 | 365 | 4.4401 | 0.9373 | 5 | 0.37743
14395 | 5.61 | 1 | 365 | 6.3869 | 0.85597 | 7 | 0.24291
14396 | 4.16 | 1 | 365 | 4.7361 | 0.53312 | 5 | 0.26926
14474 | 14.56 | 1 | 365 | 16.5765 | 0.36593 | 16 | 0.9424
14483 | 6.24 | 1 | 365 | 7.1042 | 0.29968 | 7 | 0.40388
14489 | 8.32 | 1 | 365 | 9.4723 | 0.066245 | 9 | 0.53851
14505 | 5.98 | 1 | 365 | 6.8082 | 0.70386 | 7 | 0.51206
14495 | 4.68 | 1 | 365 | 5.3282 | 0.72476 | 6 | 0.052913
14508 | 4.42 | 1 | 365 | 5.0321 | 0.12894 | 5 | 0.16108
14513 | 7.28 | 1 | 365 | 8.2882 | 0.68296 | 8 | 0.9712
14517 | 9.36 | 1 | 365 | 10.6563 | 0.44953 | 11 | 0.10583
14526 | 3.9 | 1 | 365 | 4.4401 | 0.9373 | 5 | 0.37743
14527 | 8.32 | 1 | 365 | 9.4723 | 0.066245 | 9 | 0.53851
14535 | 6.12 | 1 | 365 | 6.9676 | 0.02469 | 6 | 0.99227
14530 | 6.76 | 1 | 365 | 7.6962 | 0.49132 | 8 | 0.18754
14537 | 4.59 | 1 | 365 | 5.2257 | 0.51852 | 5 | 0.7442
14539 | 3.12 | 1 | 365 | 3.5521 | 0.14984 | 3 | 0.70194
14542 | 6.24 | 1 | 365 | 7.1042 | 0.29968 | 7 | 0.40388
14540 | 10.965 | 1 | 365 | 12.4836 | 0.12757 | 12 | 0.61115
14544 | 2.08 | 1 | 365 | 2.3681 | 0.76656 | 3 | 0.13463
14541 | 8.925 | 1 | 365 | 10.1611 | 0.45267 | 10 | 0.61373
14546 | 3.9 | 1 | 365 | 4.4401 | 0.9373 | 5 | 0.37743
14566 | 4.59 | 1 | 365 | 5.2257 | 0.51852 | 5 | 0.7442
14591 | 7.905 | 1 | 365 | 8.9998 | 0.11522 | 9 | 0.11502
14589 | 3.675 | 1 | 365 | 4.184 | 0.42169 | 4 | 0.60565
14668 | 3.12 | 1 | 365 | 3.5521 | 0.14984 | 3 | 0.70194
15054 | 8.84 | 1 | 365 | 10.0643 | 0.25789 | 10 | 0.32217
14775 | 4.94 | 1 | 365 | 5.6242 | 0.32058 | 5 | 0.94474
14778 | 5.72 | 1 | 365 | 6.5122 | 0.10804 | 6 | 0.62023
14779 | 7.54 | 1 | 365 | 8.5842 | 0.27878 | 8 | 0.86303
14781 | 6.24 | 1 | 365 | 7.1042 | 0.29968 | 7 | 0.40388
14785 | 5.865 | 1 | 365 | 6.6773 | 0.44033 | 7 | 0.11759
14799 | 4.68 | 1 | 365 | 5.3282 | 0.72476 | 6 | 0.052913
14800 | 5.46 | 1 | 365 | 6.2162 | 0.51222 | 6 | 0.7284
14801 | 11.73 | 1 | 365 | 13.3545 | 0.88066 | 14 | 0.23519
14802 | 5.72 | 1 | 365 | 6.5122 | 0.10804 | 6 | 0.62023
14803 | 4.42 | 1 | 365 | 5.0321 | 0.12894 | 5 | 0.16108
14805 | 7.54 | 1 | 365 | 8.5842 | 0.27878 | 8 | 0.86303
14807 | 6.12 | 1 | 365 | 6.9676 | 0.02469 | 6 | 0.99227
14808 | 7.8 | 1 | 365 | 8.8803 | 0.8746 | 9 | 0.75485
14809 | 5.98 | 1 | 365 | 6.8082 | 0.70386 | 7 | 0.51206
14811 | 9.62 | 1 | 365 | 10.9523 | 0.045346 | 10 | 0.99765
14831 | 5.1 | 1 | 365 | 5.8063 | 0.68724 | 6 | 0.49356
14867 | 12.22 | 1 | 365 | 13.9124 | 0.0035475 | 13 | 0.91594
14874 | 12.22 | 1 | 365 | 13.9124 | 0.0035475 | 13 | 0.91594
14960 | 8.06 | 1 | 365 | 9.1763 | 0.47042 | 9 | 0.64668
14962 | 25.245 | 0.9 | 365 | 25.8671 | 0.066661 | 25 | 0.93381
14966 | 11.18 | 1 | 365 | 12.7284 | 0.62027 | 13 | 0.34863
14972 | 12.74 | 1 | 365 | 14.5044 | 0.19519 | 14 | 0.6996
14974 | 9.1 | 1 | 365 | 10.3603 | 0.85371 | 11 | 0.214
14991 | 7.02 | 1 | 365 | 7.9922 | 0.087144 | 8 | 0.079369
15045 | 8.84 | 1 | 365 | 10.0643 | 0.25789 | 10 | 0.32217
15049 | 13 | 1 | 365 | 14.8004 | 0.79101 | 15 | 0.59142
15047 | 8.16 | 1 | 365 | 9.2901 | 0.69959 | 9 | 0.98969
15051 | 7.8 | 1 | 365 | 8.8803 | 0.8746 | 9 | 0.75485
15053 | 2.86 | 1 | 365 | 3.2561 | 0.55402 | 3 | 0.81011
15077 | 3.9 | 1 | 365 | 4.4401 | 0.9373 | 5 | 0.37743
15083 | 8.32 | 1 | 365 | 9.4723 | 0.066245 | 9 | 0.53851
15087 | 8.58 | 1 | 365 | 9.7683 | 0.66207 | 10 | 0.43034
15081 | 4.335 | 1 | 365 | 4.9354 | 0.93416 | 5 | 0.86953
15090 | 6.12 | 1 | 365 | 6.9676 | 0.02469 | 6 | 0.99227
15092 | 8.58 | 1 | 365 | 9.7683 | 0.66207 | 10 | 0.43034
15139 | 10.2 | 1 | 365 | 11.6126 | 0.37448 | 11 | 0.98712
15141 | 11.73 | 1 | 365 | 13.3545 | 0.88066 | 14 | 0.23519
15144 | 8.32 | 1 | 365 | 9.4723 | 0.066245 | 9 | 0.53851
15147 | 6.63 | 1 | 365 | 7.5482 | 0.19341 | 7 | 0.74163
15152 | 8.32 | 1 | 365 | 9.4723 | 0.066245 | 9 | 0.53851
15154 | 14.3 | 1 | 365 | 16.2805 | 0.77011 | 17 | 0.050567
15157 | 13 | 1 | 365 | 14.8004 | 0.79101 | 15 | 0.59142
15155 | 4.94 | 1 | 365 | 5.6242 | 0.32058 | 5 | 0.94474
15158 | 4.08 | 1 | 365 | 4.6451 | 0.34979 | 4 | 0.99485
15159 | 3.06 | 1 | 365 | 3.4838 | 0.012345 | 3 | 0.49614
15165 | 6.76 | 1 | 365 | 7.6962 | 0.49132 | 8 | 0.18754
15166 | 11.44 | 1 | 365 | 13.0244 | 0.21609 | 13 | 0.24045
15168 | 10.66 | 1 | 365 | 12.1363 | 0.42863 | 12 | 0.56497
15173 | 6.76 | 1 | 365 | 7.6962 | 0.49132 | 8 | 0.18754
15177 | 8.67 | 1 | 365 | 9.8707 | 0.86831 | 10 | 0.73905
15207 | 5.72 | 1 | 365 | 6.5122 | 0.10804 | 6 | 0.62023
15213 | 5.72 | 1 | 365 | 6.5122 | 0.10804 | 6 | 0.62023
15231 | 7.8 | 1 | 365 | 8.8803 | 0.8746 | 9 | 0.75485
15233 | 13.26 | 1 | 365 | 15.0964 | 0.38683 | 15 | 0.48325
15236 | 7.28 | 1 | 365 | 8.2882 | 0.68296 | 8 | 0.9712
15240 | 5.46 | 1 | 365 | 6.2162 | 0.51222 | 6 | 0.7284
15239 | 4.68 | 1 | 365 | 5.3282 | 0.72476 | 6 | 0.052913
15244 | 6.375 | 1 | 365 | 7.2579 | 0.60905 | 7 | 0.86695
15251 | 7.8 | 1 | 365 | 8.8803 | 0.8746 | 9 | 0.75485
15253 | 5.2 | 1 | 365 | 5.9202 | 0.9164 | 6 | 0.83657
15256 | 3.12 | 1 | 365 | 3.5521 | 0.14984 | 3 | 0.70194
15263 | 9.62 | 1 | 365 | 10.9523 | 0.045346 | 10 | 0.99765
15264 | 7.54 | 1 | 365 | 8.5842 | 0.27878 | 8 | 0.86303
13959 | 4.59 | 1 | 365 | 5.2257 | 0.51852 | 5 | 0.7442
13930 | 6.63 | 1 | 365 | 7.5482 | 0.19341 | 7 | 0.74163
13885 | 3.57 | 1 | 365 | 4.0644 | 0.18107 | 4 | 0.24549
13929 | 5.355 | 1 | 365 | 6.0966 | 0.2716 | 6 | 0.36824
13935 | 7.84 | 1 | 365 | 8.9258 | 0.96627 | 9 | 0.89206
13931 | 3.825 | 1 | 365 | 4.3547 | 0.76543 | 5 | 0.12017
13941 | 4.5 | 1 | 365 | 5.1232 | 0.31227 | 5 | 0.43549
13922 | 7.14 | 1 | 365 | 8.1288 | 0.36214 | 8 | 0.49098
13913 | 3.43 | 1 | 365 | 3.905 | 0.86024 | 4 | 0.76528
13939 | 5.75 | 1 | 365 | 6.5463 | 0.17679 | 6 | 0.72313
13936 | 4.08 | 1 | 365 | 4.6451 | 0.34979 | 4 | 0.99485
13920 | 4.335 | 1 | 365 | 4.9354 | 0.93416 | 5 | 0.86953
13937 | 5.1 | 1 | 365 | 5.8063 | 0.68724 | 6 | 0.49356
13940 | 4.845 | 1 | 365 | 5.516 | 0.10288 | 5 | 0.61888
13966 | 5.1 | 1 | 365 | 5.8063 | 0.68724 | 6 | 0.49356
13961 | 8.415 | 1 | 365 | 9.5804 | 0.28395 | 9 | 0.86437
13965 | 7.905 | 1 | 365 | 8.9998 | 0.11522 | 9 | 0.11502
13971 | 4.08 | 1 | 365 | 4.6451 | 0.34979 | 4 | 0.99485
14022 | 5.25 | 1 | 365 | 5.9771 | 0.030984 | 6 | 0.0080754
13978 | 3.825 | 1 | 365 | 4.3547 | 0.76543 | 5 | 0.12017
13985 | 9.945 | 1 | 365 | 11.3223 | 0.79012 | 12 | 0.11244
14007 | 6.375 | 1 | 365 | 7.2579 | 0.60905 | 7 | 0.86695
13314 | 7.14 | 1 | 365 | 8.1288 | 0.36214 | 8 | 0.49098
14109 | 4.59 | 1 | 365 | 5.2257 | 0.51852 | 5 | 0.7442
13815 | 9.18 | 1 | 365 | 10.4514 | 0.037035 | 10 | 0.48841
13934 | 7.905 | 1 | 365 | 8.9998 | 0.11522 | 9 | 0.11502
13932 | 6.12 | 1 | 365 | 6.9676 | 0.02469 | 6 | 0.99227
13911 | 2.205 | 1 | 365 | 2.5104 | 0.053013 | 2 | 0.56339
14106 | 6.885 | 1 | 365 | 7.8385 | 0.77778 | 8 | 0.6163
14101 | 2.295 | 1 | 365 | 2.6128 | 0.25926 | 2 | 0.8721
14035 | 4.845 | 1 | 365 | 5.516 | 0.10288 | 5 | 0.61888
13962 | 8.25 | 1 | 365 | 9.3926 | 0.90583 | 10 | 0.2984
13986 | 9.435 | 1 | 365 | 10.7417 | 0.6214 | 11 | 0.36308
14018 | 5.5 | 1 | 365 | 6.2617 | 0.60389 | 6 | 0.8656
13996 | 8.84 | 1 | 365 | 10.0643 | 0.25789 | 10 | 0.32217
14001 | 9.945 | 1 | 365 | 11.3223 | 0.79012 | 12 | 0.11244
13997 | 7.395 | 1 | 365 | 8.4192 | 0.9465 | 9 | 0.36566
14004 | 7.65 | 1 | 365 | 8.7095 | 0.53086 | 9 | 0.24034
14039 | 5.61 | 1 | 365 | 6.3869 | 0.85597 | 7 | 0.24291
14275 | 5.88 | 1 | 365 | 6.6943 | 0.4747 | 7 | 0.16904
13933 | 12.1 | 1 | 365 | 13.7758 | 0.72855 | 14 | 0.50433
14199 | 4.25 | 1 | 365 | 4.8386 | 0.73937 | 5 | 0.57797
14187 | 5.4 | 1 | 365 | 6.1479 | 0.37473 | 6 | 0.52259
14237 | 4.32 | 1 | 365 | 4.9183 | 0.89978 | 5 | 0.81807
14238 | 35.316 | 0.9 | 365 | 36.1863 | 0.83764 | 37 | 0.023976
14239 | 17.28 | 1 | 365 | 19.6732 | 0.59912 | 20 | 0.27229
14255 | 6.72 | 1 | 365 | 7.6507 | 0.39966 | 8 | 0.050337
14113 | 4.05 | 1 | 365 | 4.6109 | 0.28104 | 4 | 0.89194
14246 | 724.68 | 1 | 365 | 825.0435 | 0.68828 | 825 | 0.73182
14304 | 5.4 | 1 | 365 | 6.1479 | 0.37473 | 6 | 0.52259
14232 | 9.01 | 1 | 365 | 10.2578 | 0.64746 | 10 | 0.90529
14129 | 5.355 | 1 | 365 | 6.0966 | 0.2716 | 6 | 0.36824
14267 | 6.12 | 1 | 365 | 6.9676 | 0.02469 | 6 | 0.99227
14261 | 4.59 | 1 | 365 | 5.2257 | 0.51852 | 5 | 0.7442
14155 | 9.69 | 1 | 365 | 11.032 | 0.20576 | 11 | 0.23776
14148 | 5.635 | 1 | 365 | 6.4154 | 0.91326 | 7 | 0.32867
14141 | 7.395 | 1 | 365 | 8.4192 | 0.9465 | 9 | 0.36566
14306 | 4.845 | 1 | 365 | 5.516 | 0.10288 | 5 | 0.61888
14264 | 6.375 | 1 | 365 | 7.2579 | 0.60905 | 7 | 0.86695
14298 | 3.06 | 1 | 365 | 3.4838 | 0.012345 | 3 | 0.49614
14278 | 9.435 | 1 | 365 | 10.7417 | 0.6214 | 11 | 0.36308
14294 | 3.92 | 1 | 365 | 4.4629 | 0.98313 | 5 | 0.44603
14302 | 4.08 | 1 | 365 | 4.6451 | 0.34979 | 4 | 0.99485
14259 | 4.845 | 1 | 365 | 5.516 | 0.10288 | 5 | 0.61888
14311 | 6.885 | 1 | 365 | 7.8385 | 0.77778 | 8 | 0.6163
14288 | 7.5 | 1 | 365 | 8.5387 | 0.18712 | 8 | 0.72582
14290 | 6.375 | 1 | 365 | 7.2579 | 0.60905 | 7 | 0.86695
14363 | 7.395 | 1 | 365 | 8.4192 | 0.9465 | 9 | 0.36566
14368 | 9.435 | 1 | 365 | 10.7417 | 0.6214 | 11 | 0.36308
14340 | 5.61 | 1 | 365 | 6.3869 | 0.85597 | 7 | 0.24291
14329 | 9.5 | 1 | 365 | 10.8157 | 0.77035 | 11 | 0.58604
14330 | 6.75 | 1 | 365 | 7.6848 | 0.46841 | 8 | 0.15324
14369 | 6.885 | 1 | 365 | 7.8385 | 0.77778 | 8 | 0.6163
14327 | 6.885 | 1 | 365 | 7.8385 | 0.77778 | 8 | 0.6163
14344 | 4.845 | 1 | 365 | 5.516 | 0.10288 | 5 | 0.61888
14324 | 8.16 | 1 | 365 | 9.2901 | 0.69959 | 9 | 0.98969
14375 | 5.1 | 1 | 365 | 5.8063 | 0.68724 | 6 | 0.49356
14380 | 8.67 | 1 | 365 | 9.8707 | 0.86831 | 10 | 0.73905
14384 | 9 | 1 | 365 | 10.2464 | 0.62454 | 10 | 0.87099
14388 | 7.905 | 1 | 365 | 8.9998 | 0.11522 | 9 | 0.11502
14402 | 5.865 | 1 | 365 | 6.6773 | 0.44033 | 7 | 0.11759
14399 | 7.395 | 1 | 365 | 8.4192 | 0.9465 | 9 | 0.36566
14422 | 7.65 | 1 | 365 | 8.7095 | 0.53086 | 9 | 0.24034
14097 | 3.57 | 1 | 365 | 4.0644 | 0.18107 | 4 | 0.24549
14432 | 5.1 | 1 | 365 | 5.8063 | 0.68724 | 6 | 0.49356
14461 | 4.59 | 1 | 365 | 5.2257 | 0.51852 | 5 | 0.7442
14449 | 8.75 | 1 | 365 | 9.9618 | 0.05164 | 10 | 0.013459
14465 | 4.59 | 1 | 365 | 5.2257 | 0.51852 | 5 | 0.7442
14447 | 4.335 | 1 | 365 | 4.9354 | 0.93416 | 5 | 0.86953
14463 | 5.61 | 1 | 365 | 6.3869 | 0.85597 | 7 | 0.24291
14029 | 6.12 | 1 | 365 | 6.9676 | 0.02469 | 6 | 0.99227
14456 | 6.63 | 1 | 365 | 7.5482 | 0.19341 | 7 | 0.74163
14440 | 9.25 | 1 | 365 | 10.5311 | 0.19745 | 10 | 0.72851
14468 | 6.12 | 1 | 365 | 6.9676 | 0.02469 | 6 | 0.99227
14454 | 3.06 | 1 | 365 | 3.4838 | 0.012345 | 3 | 0.49614
14472 | 3.185 | 1 | 365 | 3.6261 | 0.2988 | 3 | 0.9249
14475 | 2.295 | 1 | 365 | 2.6128 | 0.25926 | 2 | 0.8721
14464 | 3.12 | 1 | 365 | 3.5521 | 0.14984 | 3 | 0.70194
14482 | 8.67 | 1 | 365 | 9.8707 | 0.86831 | 10 | 0.73905
14458 | 5.355 | 1 | 365 | 6.0966 | 0.2716 | 6 | 0.36824
14280 | 5.355 | 1 | 365 | 6.0966 | 0.2716 | 6 | 0.36824
14441 | 3.57 | 1 | 365 | 4.0644 | 0.18107 | 4 | 0.24549
14477 | 11.475 | 1 | 365 | 13.0642 | 0.29629 | 13 | 0.36051
14639 | 8.25 | 1 | 365 | 9.3926 | 0.90583 | 10 | 0.2984
14594 | 6 | 1 | 365 | 6.831 | 0.7497 | 7 | 0.58066
14580 | 6.5 | 1 | 365 | 7.4002 | 0.8955 | 8 | 0.29571
14620 | 7.65 | 1 | 365 | 8.7095 | 0.53086 | 9 | 0.24034
14424 | 13.005 | 1 | 365 | 14.8061 | 0.80247 | 15 | 0.60858
14584 | 6.25 | 1 | 365 | 7.1156 | 0.3226 | 7 | 0.43818
14615 | 4.08 | 1 | 365 | 4.6451 | 0.34979 | 4 | 0.99485
14643 | 4.68 | 1 | 365 | 5.3282 | 0.72476 | 6 | 0.052913
14632 | 4.845 | 1 | 365 | 5.516 | 0.10288 | 5 | 0.61888
14616 | 4.08 | 1 | 365 | 4.6451 | 0.34979 | 4 | 0.99485
14491 | 7.56 | 1 | 365 | 8.607 | 0.32462 | 8 | 0.93163
14501 | 7.65 | 1 | 365 | 8.7095 | 0.53086 | 9 | 0.24034
14563 | 9.18 | 1 | 365 | 10.4514 | 0.037035 | 10 | 0.48841
14786 | 9.18 | 1 | 365 | 10.4514 | 0.037035 | 10 | 0.48841
14789 | 5.76 | 1 | 365 | 6.5577 | 0.19971 | 6 | 0.75743
14794 | 8.175 | 1 | 365 | 9.3072 | 0.73396 | 10 | 0.041146
14795 | 6.72 | 1 | 365 | 7.6507 | 0.39966 | 8 | 0.050337
14821 | 53.628 | 0.9 | 365 | 54.9496 | 0.6053 | 55 | 0.55493
14822 | 5.886 | 1 | 365 | 6.7012 | 0.48845 | 7 | 0.18963
14826 | 3.825 | 1 | 365 | 4.3547 | 0.76543 | 5 | 0.12017
14830 | 3.6 | 1 | 365 | 4.0986 | 0.24982 | 4 | 0.34839
14892 | 2.88 | 1 | 365 | 3.2789 | 0.59985 | 3 | 0.87872
14709 | 4.335 | 1 | 365 | 4.9354 | 0.93416 | 5 | 0.86953
14722 | 2.805 | 1 | 365 | 3.1935 | 0.42798 | 3 | 0.62146
14726 | 3.57 | 1 | 365 | 4.0644 | 0.18107 | 4 | 0.24549
14757 | 5.865 | 1 | 365 | 6.6773 | 0.44033 | 7 | 0.11759
14751 | 8.16 | 1 | 365 | 9.2901 | 0.69959 | 9 | 0.98969
14725 | 4.335 | 1 | 365 | 4.9354 | 0.93416 | 5 | 0.86953
14690 | 5.1 | 1 | 365 | 5.8063 | 0.68724 | 6 | 0.49356
14731 | 6.25 | 1 | 365 | 7.1156 | 0.3226 | 7 | 0.43818
14871 | 6.12 | 1 | 365 | 6.9676 | 0.02469 | 6 | 0.99227
14727 | 7.395 | 1 | 365 | 8.4192 | 0.9465 | 9 | 0.36566
14848 | 3.825 | 1 | 365 | 4.3547 | 0.76543 | 5 | 0.12017
14555 | 73.44 | 0.9 | 365 | 75.2499 | 0.46665 | 75 | 0.71652
14889 | 71.94 | 0.9 | 365 | 73.7129 | 0.37297 | 74 | 0.085876
12659 | 6.24 | 1 | 365 | 7.1042 | 0.29968 | 7 | 0.40388
13506 | 3.43 | 1 | 365 | 3.905 | 0.86024 | 4 | 0.76528
14796 | 4.25 | 1 | 365 | 4.8386 | 0.73937 | 5 | 0.57797
15018 | 6.48 | 1 | 365 | 7.3774 | 0.84967 | 8 | 0.22711
14189 | 8.4 | 1 | 365 | 9.5633 | 0.24957 | 9 | 0.81292
14674 | 12.24 | 1 | 365 | 13.9352 | 0.04938 | 13 | 0.98454
14804 | 15.34 | 1 | 365 | 17.4645 | 0.15339 | 17 | 0.61788
14806 | 11.985 | 1 | 365 | 13.6448 | 0.46502 | 14 | 0.10986
14904 | 12.426 | 1 | 365 | 14.1469 | 0.47562 | 14 | 0.62254
15182 | 5.225 | 1 | 365 | 5.9486 | 0.97369 | 6 | 0.92232
15183 | 10.175 | 1 | 365 | 11.5842 | 0.31719 | 11 | 0.90137
15184 | 12.495 | 1 | 365 | 14.2255 | 0.63374 | 14 | 0.85922
15108 | 102.024 | 0.9 | 365 | 104.5383 | 0.41985 | 104 | 0.95815
15185 | 5.232 | 1 | 365 | 5.9566 | 0.98973 | 6 | 0.94633
15115 | 7.25 | 1 | 365 | 8.2541 | 0.61422 | 8 | 0.86829
14864 | 4.335 | 1 | 365 | 4.9354 | 0.93416 | 5 | 0.86953
14879 | 7.395 | 1 | 365 | 8.4192 | 0.9465 | 9 | 0.36566
14840 | 6.63 | 1 | 365 | 7.5482 | 0.19341 | 7 | 0.74163
14859 | 5.1 | 1 | 365 | 5.8063 | 0.68724 | 6 | 0.49356
14843 | 4.25 | 1 | 365 | 4.8386 | 0.73937 | 5 | 0.57797
14829 | 6.12 | 1 | 365 | 6.9676 | 0.02469 | 6 | 0.99227
14849 | 7.65 | 1 | 365 | 8.7095 | 0.53086 | 9 | 0.24034
14863 | 5.1 | 1 | 365 | 5.8063 | 0.68724 | 6 | 0.49356
14883 | 8.67 | 1 | 365 | 9.8707 | 0.86831 | 10 | 0.73905
14884 | 7.65 | 1 | 365 | 8.7095 | 0.53086 | 9 | 0.24034
14839 | 7.65 | 1 | 365 | 8.7095 | 0.53086 | 9 | 0.24034
14844 | 6.12 | 1 | 365 | 6.9676 | 0.02469 | 6 | 0.99227
14861 | 4.335 | 1 | 365 | 4.9354 | 0.93416 | 5 | 0.86953
14836 | 3.06 | 1 | 365 | 3.4838 | 0.012345 | 3 | 0.49614
14890 | 4.845 | 1 | 365 | 5.516 | 0.10288 | 5 | 0.61888
14901 | 4.335 | 1 | 365 | 4.9354 | 0.93416 | 5 | 0.86953
14891 | 5.5 | 1 | 365 | 6.2617 | 0.60389 | 6 | 0.8656
14908 | 8.925 | 1 | 365 | 10.1611 | 0.45267 | 10 | 0.61373
14932 | 6.63 | 1 | 365 | 7.5482 | 0.19341 | 7 | 0.74163
14898 | 3 | 1 | 365 | 3.4155 | 0.87485 | 4 | 0.29033
15020 | 2.04 | 1 | 365 | 2.3225 | 0.6749 | 2 | 0.99742
15048 | 7.14 | 1 | 365 | 8.1288 | 0.36214 | 8 | 0.49098
15029 | 4.25 | 1 | 365 | 4.8386 | 0.73937 | 5 | 0.57797
15079 | 4.335 | 1 | 365 | 4.9354 | 0.93416 | 5 | 0.86953
15037 | 6.12 | 1 | 365 | 6.9676 | 0.02469 | 6 | 0.99227
15017 | 3.57 | 1 | 365 | 4.0644 | 0.18107 | 4 | 0.24549
15095 | 4.59 | 1 | 365 | 5.2257 | 0.51852 | 5 | 0.7442
15105 | 8.415 | 1 | 365 | 9.5804 | 0.28395 | 9 | 0.86437
15084 | 5.355 | 1 | 365 | 6.0966 | 0.2716 | 6 | 0.36824
15106 | 6.63 | 1 | 365 | 7.5482 | 0.19341 | 7 | 0.74163
15118 | 5 | 1 | 365 | 5.6925 | 0.45808 | 6 | 0.15055
15088 | 4.08 | 1 | 365 | 4.6451 | 0.34979 | 4 | 0.99485
15120 | 4.08 | 1 | 365 | 4.6451 | 0.34979 | 4 | 0.99485
15121 | 3.675 | 1 | 365 | 4.184 | 0.42169 | 4 | 0.60565
15162 | 2.295 | 1 | 365 | 2.6128 | 0.25926 | 2 | 0.8721
15129 | 6.885 | 1 | 365 | 7.8385 | 0.77778 | 8 | 0.6163
15146 | 5.355 | 1 | 365 | 6.0966 | 0.2716 | 6 | 0.36824
15128 | 5.61 | 1 | 365 | 6.3869 | 0.85597 | 7 | 0.24291
14977 | 6 | 1 | 365 | 6.831 | 0.7497 | 7 | 0.58066
14978 | 6 | 1 | 365 | 6.831 | 0.7497 | 7 | 0.58066
14982 | 4.2 | 1 | 365 | 4.7817 | 0.62479 | 5 | 0.40646
14986 | 6 | 1 | 365 | 6.831 | 0.7497 | 7 | 0.58066
15204 | 7.65 | 1 | 365 | 8.7095 | 0.53086 | 9 | 0.24034
15223 | 6.885 | 1 | 365 | 7.8385 | 0.77778 | 8 | 0.6163
15281 | 7.68 | 1 | 365 | 8.7436 | 0.59961 | 9 | 0.34324
15284 | 5.76 | 1 | 365 | 6.5577 | 0.19971 | 6 | 0.75743
15189 | 3.825 | 1 | 365 | 4.3547 | 0.76543 | 5 | 0.12017
15211 | 7.14 | 1 | 365 | 8.1288 | 0.36214 | 8 | 0.49098
15646 | 6.5 | 1 | 365 | 7.4002 | 0.8955 | 8 | 0.29571
15670 | 4.25 | 1 | 365 | 4.8386 | 0.73937 | 5 | 0.57797
15205 | 5.61 | 1 | 365 | 6.3869 | 0.85597 | 7 | 0.24291
15630 | 9.36 | 1 | 365 | 10.6563 | 0.44953 | 11 | 0.10583
15603 | 7.8 | 1 | 365 | 8.8803 | 0.8746 | 9 | 0.75485
15201 | 7.14 | 1 | 365 | 8.1288 | 0.36214 | 8 | 0.49098
15517 | 6.12 | 1 | 365 | 6.9676 | 0.02469 | 6 | 0.99227
15250 | 6.885 | 1 | 365 | 7.8385 | 0.77778 | 8 | 0.6163
15594 | 8.925 | 1 | 365 | 10.1611 | 0.45267 | 10 | 0.61373
15611 | 7.395 | 1 | 365 | 8.4192 | 0.9465 | 9 | 0.36566
15614 | 5.61 | 1 | 365 | 6.3869 | 0.85597 | 7 | 0.24291
15640 | 3.315 | 1 | 365 | 3.7741 | 0.59671 | 4 | 0.37081
15593 | 4.335 | 1 | 365 | 4.9354 | 0.93416 | 5 | 0.86953
15580 | 7.905 | 1 | 365 | 8.9998 | 0.11522 | 9 | 0.11502
15290 | 4.56 | 1 | 365 | 5.1915 | 0.44977 | 5 | 0.6413
14817 | 6.3 | 1 | 365 | 7.1725 | 0.43718 | 7 | 0.60969
15624 | 9.18 | 1 | 365 | 10.4514 | 0.037035 | 10 | 0.48841
15601 | 7.905 | 1 | 365 | 8.9998 | 0.11522 | 9 | 0.11502
15718 | 4.08 | 1 | 365 | 4.6451 | 0.34979 | 4 | 0.99485
15729 | 8.415 | 1 | 365 | 9.5804 | 0.28395 | 9 | 0.86437
15752 | 7 | 1 | 365 | 7.9695 | 0.041312 | 8 | 0.010767
15741 | 4.41 | 1 | 365 | 5.0208 | 0.10603 | 5 | 0.12678
15746 | 8.67 | 1 | 365 | 9.8707 | 0.86831 | 10 | 0.73905
15352 | 9.62 | 1 | 365 | 10.9523 | 0.045346 | 10 | 0.99765
15360 | 7.28 | 1 | 365 | 8.2882 | 0.68296 | 8 | 0.9712
15361 | 8.06 | 1 | 365 | 9.1763 | 0.47042 | 9 | 0.64668
15721 | 4.08 | 1 | 365 | 4.6451 | 0.34979 | 4 | 0.99485
15372 | 8.58 | 1 | 365 | 9.7683 | 0.66207 | 10 | 0.43034
15376 | 4.845 | 1 | 365 | 5.516 | 0.10288 | 5 | 0.61888
15757 | 7.65 | 1 | 365 | 8.7095 | 0.53086 | 9 | 0.24034
15382 | 9.945 | 1 | 365 | 11.3223 | 0.79012 | 12 | 0.11244
15723 | 6.86 | 1 | 365 | 7.8101 | 0.72049 | 8 | 0.53055
15737 | 5.1 | 1 | 365 | 5.8063 | 0.68724 | 6 | 0.49356
15384 | 6.24 | 1 | 365 | 7.1042 | 0.29968 | 7 | 0.40388
15634 | 7.14 | 1 | 365 | 8.1288 | 0.36214 | 8 | 0.49098
15390 | 4.42 | 1 | 365 | 5.0321 | 0.12894 | 5 | 0.16108
15681 | 5.355 | 1 | 365 | 6.0966 | 0.2716 | 6 | 0.36824
15392 | 6.76 | 1 | 365 | 7.6962 | 0.49132 | 8 | 0.18754
15393 | 5.1 | 1 | 365 | 5.8063 | 0.68724 | 6 | 0.49356
15395 | 9.36 | 1 | 365 | 10.6563 | 0.44953 | 11 | 0.10583
15396 | 11.475 | 1 | 365 | 13.0642 | 0.29629 | 13 | 0.36051
15399 | 6.76 | 1 | 365 | 7.6962 | 0.49132 | 8 | 0.18754
15674 | 8.415 | 1 | 365 | 9.5804 | 0.28395 | 9 | 0.86437
15402 | 7.28 | 1 | 365 | 8.2882 | 0.68296 | 8 | 0.9712
15405 | 5.46 | 1 | 365 | 6.2162 | 0.51222 | 6 | 0.7284
15768 | 8.415 | 1 | 365 | 9.5804 | 0.28395 | 9 | 0.86437
15406 | 4.42 | 1 | 365 | 5.0321 | 0.12894 | 5 | 0.16108
15415 | 11.18 | 1 | 365 | 12.7284 | 0.62027 | 13 | 0.34863
15782 | 3.825 | 1 | 365 | 4.3547 | 0.76543 | 5 | 0.12017
15420 | 5.72 | 1 | 365 | 6.5122 | 0.10804 | 6 | 0.62023
15815 | 3.57 | 1 | 365 | 4.0644 | 0.18107 | 4 | 0.24549
15421 | 7.02 | 1 | 365 | 7.9922 | 0.087144 | 8 | 0.079369
15419 | 7.8 | 1 | 365 | 8.8803 | 0.8746 | 9 | 0.75485
15422 | 5.46 | 1 | 365 | 6.2162 | 0.51222 | 6 | 0.7284
15786 | 6.12 | 1 | 365 | 6.9676 | 0.02469 | 6 | 0.99227
15781 | 5.865 | 1 | 365 | 6.6773 | 0.44033 | 7 | 0.11759
15800 | 9.435 | 1 | 365 | 10.7417 | 0.6214 | 11 | 0.36308
15795 | 5.61 | 1 | 365 | 6.3869 | 0.85597 | 7 | 0.24291
15827 | 4.59 | 1 | 365 | 5.2257 | 0.51852 | 5 | 0.7442
15842 | 7.905 | 1 | 365 | 8.9998 | 0.11522 | 9 | 0.11502
15820 | 9.435 | 1 | 365 | 10.7417 | 0.6214 | 11 | 0.36308
15840 | 8.06 | 1 | 365 | 9.1763 | 0.47042 | 9 | 0.64668
15473 | 7.44 | 1 | 365 | 8.4704 | 0.049623 | 8 | 0.52002
15481 | 3.84 | 1 | 365 | 4.3718 | 0.79981 | 5 | 0.17162
15484 | 4.32 | 1 | 365 | 4.9183 | 0.89978 | 5 | 0.81807
15516 | 6.44 | 1 | 365 | 7.3319 | 0.75801 | 8 | 0.089906
15522 | 6.16 | 1 | 365 | 7.0131 | 0.11635 | 7 | 0.12948
15524 | 2.04 | 1 | 365 | 2.3225 | 0.6749 | 2 | 0.99742
15529 | 6.6 | 1 | 365 | 7.5141 | 0.12467 | 7 | 0.63872
15530 | 8.1 | 1 | 365 | 9.2218 | 0.56209 | 9 | 0.78389
15533 | 3.36 | 1 | 365 | 3.8253 | 0.69983 | 4 | 0.52517
15534 | 5.76 | 1 | 365 | 6.5577 | 0.19971 | 6 | 0.75743
15536 | 8.415 | 1 | 365 | 9.5804 | 0.28395 | 9 | 0.86437
15537 | 6.75 | 1 | 365 | 7.6848 | 0.46841 | 8 | 0.15324
15544 | 4.75 | 1 | 365 | 5.4078 | 0.88518 | 6 | 0.29302
15874 | 2.295 | 1 | 365 | 2.6128 | 0.25926 | 2 | 0.8721
15846 | 3.315 | 1 | 365 | 3.7741 | 0.59671 | 4 | 0.37081
15887 | 6.63 | 1 | 365 | 7.5482 | 0.19341 | 7 | 0.74163
15871 | 4.25 | 1 | 365 | 4.8386 | 0.73937 | 5 | 0.57797
15896 | 6.885 | 1 | 365 | 7.8385 | 0.77778 | 8 | 0.6163
15848 | 7 | 1 | 365 | 7.9695 | 0.041312 | 8 | 0.010767
15879 | 7.14 | 1 | 365 | 8.1288 | 0.36214 | 8 | 0.49098
15912 | 1.53 | 1 | 365 | 1.7419 | 0.50617 | 2 | 0.24807
15936 | 1.53 | 1 | 365 | 1.7419 | 0.50617 | 2 | 0.24807
15963 | 6.885 | 1 | 365 | 7.8385 | 0.77778 | 8 | 0.6163
15970 | 4.59 | 1 | 365 | 5.2257 | 0.51852 | 5 | 0.7442
13912 | 7.905 | 1 | 365 | 8.9998 | 0.11522 | 9 | 0.11502
16036 | 6.5 | 1 | 365 | 7.4002 | 0.8955 | 8 | 0.29571
10929 | 10.66 | 1 | 365 | 12.1363 | 0.42863 | 12 | 0.56497
11025 | 7.75 | 1 | 365 | 8.8233 | 0.76002 | 9 | 0.58335
12604 | 5.13 | 1 | 365 | 5.8405 | 0.75599 | 6 | 0.59646
13652 | 5.1 | 1 | 365 | 5.8063 | 0.68724 | 6 | 0.49356
13660 | 8.06 | 1 | 365 | 9.1763 | 0.47042 | 9 | 0.64668
12894 | 7.14 | 1 | 365 | 8.1288 | 0.36214 | 8 | 0.49098
13659 | 4.335 | 1 | 365 | 4.9354 | 0.93416 | 5 | 0.86953
13683 | 7.28 | 1 | 365 | 8.2882 | 0.68296 | 8 | 0.9712
11839 | 10.14 | 1 | 365 | 11.5443 | 0.23699 | 11 | 0.78131
11841 | 3.9 | 1 | 365 | 4.4401 | 0.9373 | 5 | 0.37743
11840 | 9.36 | 1 | 365 | 10.6563 | 0.44953 | 11 | 0.10583
11845 | 6.5 | 1 | 365 | 7.4002 | 0.8955 | 8 | 0.29571
11846 | 8.06 | 1 | 365 | 9.1763 | 0.47042 | 9 | 0.64668
11848 | 5.2 | 1 | 365 | 5.9202 | 0.9164 | 6 | 0.83657
11875 | 8.84 | 1 | 365 | 10.0643 | 0.25789 | 10 | 0.32217
11879 | 11.96 | 1 | 365 | 13.6164 | 0.40773 | 14 | 0.024111
11889 | 4.42 | 1 | 365 | 5.0321 | 0.12894 | 5 | 0.16108
11885 | 15.3 | 1 | 365 | 17.419 | 0.061725 | 17 | 0.48068
11895 | 11.22 | 1 | 365 | 12.7739 | 0.71193 | 13 | 0.48583
11896 | 9.18 | 1 | 365 | 10.4514 | 0.037035 | 10 | 0.48841
11897 | 6.12 | 1 | 365 | 6.9676 | 0.02469 | 6 | 0.99227
11950 | 4.845 | 1 | 365 | 5.516 | 0.10288 | 5 | 0.61888
14941 | 6.725 | 1 | 365 | 7.6564 | 0.41112 | 8 | 0.067487
11915 | 5.72 | 1 | 365 | 6.5122 | 0.10804 | 6 | 0.62023
11916 | 11.7 | 1 | 365 | 13.3204 | 0.81191 | 14 | 0.13228
17567 | 8.71 | 1 | 365 | 9.9163 | 0.95998 | 10 | 0.87625
11919 | 3.57 | 1 | 365 | 4.0644 | 0.18107 | 4 | 0.24549
11921 | 4.42 | 1 | 365 | 5.0321 | 0.12894 | 5 | 0.16108
11942 | 10.4 | 1 | 365 | 11.8403 | 0.83281 | 12 | 0.67314
11922 | 2.34 | 1 | 365 | 2.6641 | 0.36238 | 3 | 0.026456
11997 | 6.12 | 1 | 365 | 6.9676 | 0.02469 | 6 | 0.99227
12007 | 6.76 | 1 | 365 | 7.6962 | 0.49132 | 8 | 0.18754
12034 | 7.65 | 1 | 365 | 8.7095 | 0.53086 | 9 | 0.24034
12041 | 5.98 | 1 | 365 | 6.8082 | 0.70386 | 7 | 0.51206
12047 | 6.76 | 1 | 365 | 7.6962 | 0.49132 | 8 | 0.18754
12058 | 15.555 | 1 | 365 | 17.7093 | 0.64609 | 18 | 0.35535
16793 | 22.788 | 1 | 365 | 25.944 | 0.22135 | 26 | 0.16534
12422 | 4.8 | 1 | 365 | 5.4648 | 0.99976 | 6 | 0.46453
15764 | 15 | 1 | 365 | 17.0774 | 0.37424 | 17 | 0.45164
16005 | 6.5 | 1 | 365 | 7.4002 | 0.8955 | 8 | 0.29571
14460 | 113.035 | 0.9 | 365 | 115.8207 | 0.12953 | 115 | 0.95019
14444 | 4.59 | 1 | 365 | 5.2257 | 0.51852 | 5 | 0.7442
15862 | 4.08 | 1 | 365 | 4.6451 | 0.34979 | 4 | 0.99485
16177 | 5.1 | 1 | 365 | 5.8063 | 0.68724 | 6 | 0.49356
14006 | 7.65 | 1 | 365 | 8.7095 | 0.53086 | 9 | 0.24034
16179 | 8.16 | 1 | 365 | 9.2901 | 0.69959 | 9 | 0.98969
14214 | 10.455 | 1 | 365 | 11.903 | 0.95885 | 12 | 0.8618
14317 | 13.005 | 1 | 365 | 14.8061 | 0.80247 | 15 | 0.60858
14321 | 10.2 | 1 | 365 | 11.6126 | 0.37448 | 11 | 0.98712
15545 | 8.67 | 1 | 365 | 9.8707 | 0.86831 | 10 | 0.73905
14209 | 10.965 | 1 | 365 | 12.4836 | 0.12757 | 12 | 0.61115
14192 | 10.2 | 1 | 365 | 11.6126 | 0.37448 | 11 | 0.98712
14299 | 10.71 | 1 | 365 | 12.1933 | 0.54321 | 12 | 0.73647
14270 | 12.24 | 1 | 365 | 13.9352 | 0.04938 | 13 | 0.98454
14320 | 10.2 | 1 | 365 | 11.6126 | 0.37448 | 11 | 0.98712
15606 | 14.79 | 1 | 365 | 16.8383 | 0.893 | 17 | 0.73132
15755 | 10.2 | 1 | 365 | 11.6126 | 0.37448 | 11 | 0.98712
14296 | 10.2 | 1 | 365 | 11.6126 | 0.37448 | 11 | 0.98712
14319 | 11.76 | 1 | 365 | 13.3887 | 0.9494 | 14 | 0.33809
16360 | 11.73 | 1 | 365 | 13.3545 | 0.88066 | 14 | 0.23519
14212 | 10.2 | 1 | 365 | 11.6126 | 0.37448 | 11 | 0.98712
14277 | 13.005 | 1 | 365 | 14.8061 | 0.80247 | 15 | 0.60858
14309 | 17.595 | 1 | 365 | 20.0318 | 0.32098 | 20 | 0.35278
14291 | 13.515 | 1 | 365 | 15.3867 | 0.97119 | 16 | 0.35793
15717 | 10.71 | 1 | 365 | 12.1933 | 0.54321 | 12 | 0.73647
14178 | 11.475 | 1 | 365 | 13.0642 | 0.29629 | 13 | 0.36051
12818 | 9.69 | 1 | 365 | 11.032 | 0.20576 | 11 | 0.23776
12834 | 4.32 | 1 | 365 | 4.9183 | 0.89978 | 5 | 0.81807
14400 | 13.475 | 1 | 365 | 15.3412 | 0.87953 | 16 | 0.22073
15122 | 5.355 | 1 | 365 | 6.0966 | 0.2716 | 6 | 0.36824
14316 | 11.22 | 1 | 365 | 12.7739 | 0.71193 | 13 | 0.48583
14252 | 13.515 | 1 | 365 | 15.3867 | 0.97119 | 16 | 0.35793
14312 | 10.965 | 1 | 365 | 12.4836 | 0.12757 | 12 | 0.61115
14838 | 10.2 | 1 | 365 | 11.6126 | 0.37448 | 11 | 0.98712
15074 | 12.75 | 1 | 365 | 14.5158 | 0.2181 | 14 | 0.7339
16323 | 16.065 | 1 | 365 | 18.2899 | 0.81481 | 19 | 0.10471
16339 | 10.965 | 1 | 365 | 12.4836 | 0.12757 | 12 | 0.61115
14765 | 10.71 | 1 | 365 | 12.1933 | 0.54321 | 12 | 0.73647
16407 | 15.81 | 1 | 365 | 17.9996 | 0.23045 | 18 | 0.23003
14737 | 10.75 | 1 | 365 | 12.2388 | 0.63487 | 12 | 0.87368
15203 | 11.475 | 1 | 365 | 13.0642 | 0.29629 | 13 | 0.36051
15849 | 11.73 | 1 | 365 | 13.3545 | 0.88066 | 14 | 0.23519
14393 | 10.045 | 1 | 365 | 11.4362 | 0.019283 | 11 | 0.45545
16355 | 10.965 | 1 | 365 | 12.4836 | 0.12757 | 12 | 0.61115
16455 | 10.445 | 1 | 365 | 11.8916 | 0.93593 | 12 | 0.82749
15591 | 10.71 | 1 | 365 | 12.1933 | 0.54321 | 12 | 0.73647
16336 | 13.77 | 1 | 365 | 15.6771 | 0.55555 | 16 | 0.23261
16342 | 12.25 | 1 | 365 | 13.9465 | 0.072296 | 14 | 0.018843
16350 | 14.025 | 1 | 365 | 15.9674 | 0.13991 | 16 | 0.10729
16403 | 13.005 | 1 | 365 | 14.8061 | 0.80247 | 15 | 0.60858
16499 | 17.5 | 1 | 365 | 19.9236 | 0.10328 | 20 | 0.026918
12220 | 3.06 | 1 | 365 | 3.4838 | 0.012345 | 3 | 0.49614
15138 | 7.395 | 1 | 365 | 8.4192 | 0.9465 | 9 | 0.36566
14949 | 5.98 | 1 | 365 | 6.8082 | 0.70386 | 7 | 0.51206
12999 | 7.5 | 1 | 365 | 8.5387 | 0.18712 | 8 | 0.72582
13201 | 10 | 1 | 365 | 11.3849 | 0.91616 | 12 | 0.3011
13241 | 147.82 | 0.9 | 365 | 151.4629 | 0.87201 | 152 | 0.33492
13825 | 8.06 | 1 | 365 | 9.1763 | 0.47042 | 9 | 0.64668
13606 | 8.67 | 1 | 365 | 9.8707 | 0.86831 | 10 | 0.73905
13864 | 10.4 | 1 | 365 | 11.8403 | 0.83281 | 12 | 0.67314
12898 | 14.04 | 1 | 365 | 15.9845 | 0.17429 | 16 | 0.15874
13949 | 8.96 | 1 | 365 | 10.2009 | 0.53288 | 10 | 0.73378
18924 | 11.22 | 1 | 365 | 12.7739 | 0.71193 | 13 | 0.48583
8644 | 598.16 | 1 | 365 | 681.0013 | 0.75303 | 681 | 0.75436
14164 | 9 | 1 | 365 | 10.2464 | 0.62454 | 10 | 0.87099
15242 | 8.32 | 1 | 365 | 9.4723 | 0.066245 | 9 | 0.53851
14671 | 15.045 | 1 | 365 | 17.1286 | 0.47736 | 17 | 0.606
14955 | 9.62 | 1 | 365 | 10.9523 | 0.045346 | 10 | 0.99765
15221 | 7.14 | 1 | 365 | 8.1288 | 0.36214 | 8 | 0.49098
14635 | 15.3 | 1 | 365 | 17.419 | 0.061725 | 17 | 0.48068
14647 | 4.68 | 1 | 365 | 5.3282 | 0.72476 | 6 | 0.052913
14694 | 3.12 | 1 | 365 | 3.5521 | 0.14984 | 3 | 0.70194
14770 | 2.6 | 1 | 365 | 2.9601 | 0.9582 | 3 | 0.91828
14833 | 3.825 | 1 | 365 | 4.3547 | 0.76543 | 5 | 0.12017
14857 | 3.38 | 1 | 365 | 3.8481 | 0.74566 | 4 | 0.59377
15262 | 7.54 | 1 | 365 | 8.5842 | 0.27878 | 8 | 0.86303
12063 | 5.865 | 1 | 365 | 6.6773 | 0.44033 | 7 | 0.11759
15265 | 6.76 | 1 | 365 | 7.6962 | 0.49132 | 8 | 0.18754
15418 | 8.84 | 1 | 365 | 10.0643 | 0.25789 | 10 | 0.32217
15325 | 9.36 | 1 | 365 | 10.6563 | 0.44953 | 11 | 0.10583
14248 | 9.45 | 1 | 365 | 10.7588 | 0.65577 | 11 | 0.41454
14305 | 2.7 | 1 | 365 | 3.0739 | 0.18736 | 3 | 0.2613
14307 | 2.16 | 1 | 365 | 2.4591 | 0.94989 | 3 | 0.40904
15635 | 2.55 | 1 | 365 | 2.9032 | 0.84362 | 3 | 0.74678
15008 | 6.375 | 1 | 365 | 7.2579 | 0.60905 | 7 | 0.86695
15633 | 4.335 | 1 | 365 | 4.9354 | 0.93416 | 5 | 0.86953
15426 | 3.825 | 1 | 365 | 4.3547 | 0.76543 | 5 | 0.12017
15427 | 4.08 | 1 | 365 | 4.6451 | 0.34979 | 4 | 0.99485
15459 | 8.415 | 1 | 365 | 9.5804 | 0.28395 | 9 | 0.86437
15463 | 10.725 | 1 | 365 | 12.2103 | 0.57758 | 12 | 0.78793
15466 | 23.52 | 1 | 365 | 26.7774 | 0.89881 | 27 | 0.67618
11191 | 7.65 | 1 | 365 | 8.7095 | 0.53086 | 9 | 0.24034
11176 | 4.845 | 1 | 365 | 5.516 | 0.10288 | 5 | 0.61888
11153 | 9.88 | 1 | 365 | 11.2483 | 0.64117 | 11 | 0.88948
15268 | 6.5 | 1 | 365 | 7.4002 | 0.8955 | 8 | 0.29571
15269 | 10.965 | 1 | 365 | 12.4836 | 0.12757 | 12 | 0.61115
15270 | 8.32 | 1 | 365 | 9.4723 | 0.066245 | 9 | 0.53851
15272 | 4.68 | 1 | 365 | 5.3282 | 0.72476 | 6 | 0.052913
15275 | 7.54 | 1 | 365 | 8.5842 | 0.27878 | 8 | 0.86303
15279 | 9.62 | 1 | 365 | 10.9523 | 0.045346 | 10 | 0.99765
15277 | 7.8 | 1 | 365 | 8.8803 | 0.8746 | 9 | 0.75485
15282 | 7.02 | 1 | 365 | 7.9922 | 0.087144 | 8 | 0.079369
15283 | 14.79 | 1 | 365 | 16.8383 | 0.893 | 17 | 0.73132
15286 | 5.2 | 1 | 365 | 5.9202 | 0.9164 | 6 | 0.83657
15289 | 6.63 | 1 | 365 | 7.5482 | 0.19341 | 7 | 0.74163
15301 | 5.2 | 1 | 365 | 5.9202 | 0.9164 | 6 | 0.83657
15302 | 4.59 | 1 | 365 | 5.2257 | 0.51852 | 5 | 0.7442
15303 | 4.335 | 1 | 365 | 4.9354 | 0.93416 | 5 | 0.86953
14313 | 6.12 | 1 | 365 | 6.9676 | 0.02469 | 6 | 0.99227
15304 | 5.72 | 1 | 365 | 6.5122 | 0.10804 | 6 | 0.62023
15305 | 3.5 | 1 | 365 | 3.9847 | 0.020656 | 4 | 0.0053836
15307 | 7.395 | 1 | 365 | 8.4192 | 0.9465 | 9 | 0.36566
15308 | 13.26 | 1 | 365 | 15.0964 | 0.38683 | 15 | 0.48325
15310 | 2.805 | 1 | 365 | 3.1935 | 0.42798 | 3 | 0.62146
15311 | 3.12 | 1 | 365 | 3.5521 | 0.14984 | 3 | 0.70194
15313 | 17 | 1 | 365 | 19.3544 | 0.95747 | 20 | 0.31186
12740 | 2.75 | 1 | 365 | 3.1309 | 0.30194 | 3 | 0.4328
15317 | 5.72 | 1 | 365 | 6.5122 | 0.10804 | 6 | 0.62023
15318 | 10.2 | 1 | 365 | 11.6126 | 0.37448 | 11 | 0.98712
15320 | 3.8 | 1 | 365 | 4.3263 | 0.70814 | 5 | 0.034416
15663 | 11.34 | 1 | 365 | 12.9105 | 0.98693 | 13 | 0.89744
15321 | 3.38 | 1 | 365 | 3.8481 | 0.74566 | 4 | 0.59377
15664 | 8.925 | 1 | 365 | 10.1611 | 0.45267 | 10 | 0.61373
15324 | 13.005 | 1 | 365 | 14.8061 | 0.80247 | 15 | 0.60858
15327 | 3.06 | 1 | 365 | 3.4838 | 0.012345 | 3 | 0.49614
15665 | 4.32 | 1 | 365 | 4.9183 | 0.89978 | 5 | 0.81807
15328 | 14.79 | 1 | 365 | 16.8383 | 0.893 | 17 | 0.73132
15666 | 7.29 | 1 | 365 | 8.2996 | 0.70588 | 9 | 0.005499
15333 | 9.1 | 1 | 365 | 10.3603 | 0.85371 | 11 | 0.214
15335 | 11.44 | 1 | 365 | 13.0244 | 0.21609 | 13 | 0.24045
15720 | 6.885 | 1 | 365 | 7.8385 | 0.77778 | 8 | 0.6163
15343 | 5.2 | 1 | 365 | 5.9202 | 0.9164 | 6 | 0.83657
15777 | 3.84 | 1 | 365 | 4.3718 | 0.79981 | 5 | 0.17162
15349 | 8.415 | 1 | 365 | 9.5804 | 0.28395 | 9 | 0.86437
15351 | 5.61 | 1 | 365 | 6.3869 | 0.85597 | 7 | 0.24291
15766 | 31.392 | 0.9 | 365 | 32.1656 | 0.74457 | 32 | 0.9102
15834 | 5.559 | 1 | 365 | 6.3289 | 0.73909 | 7 | 0.067979
15712 | 3.06 | 1 | 365 | 3.4838 | 0.012345 | 3 | 0.49614
15612 | 6.76 | 1 | 365 | 7.6962 | 0.49132 | 8 | 0.18754
12902 | 3.315 | 1 | 365 | 3.7741 | 0.59671 | 4 | 0.37081
15850 | 9.975 | 1 | 365 | 11.3565 | 0.85887 | 12 | 0.21534
11900 | 4.9 | 1 | 365 | 5.5786 | 0.22892 | 5 | 0.80754
11957 | 13 | 1 | 365 | 14.8004 | 0.79101 | 15 | 0.59142
15859 | 7.14 | 1 | 365 | 8.1288 | 0.36214 | 8 | 0.49098
11963 | 7.905 | 1 | 365 | 8.9998 | 0.11522 | 9 | 0.11502
11966 | 6.25 | 1 | 365 | 7.1156 | 0.3226 | 7 | 0.43818
15860 | 9.99 | 1 | 365 | 11.3736 | 0.89324 | 12 | 0.26679
11946 | 9.18 | 1 | 365 | 10.4514 | 0.037035 | 10 | 0.48841
11969 | 13.515 | 1 | 365 | 15.3867 | 0.97119 | 16 | 0.35793
15864 | 6.12 | 1 | 365 | 6.9676 | 0.02469 | 6 | 0.99227
11972 | 7.28 | 1 | 365 | 8.2882 | 0.68296 | 8 | 0.9712
11968 | 4.59 | 1 | 365 | 5.2257 | 0.51852 | 5 | 0.7442
15937 | 13.26 | 1 | 365 | 15.0964 | 0.38683 | 15 | 0.48325
11973 | 4.16 | 1 | 365 | 4.7361 | 0.53312 | 5 | 0.26926
15903 | 7.395 | 1 | 365 | 8.4192 | 0.9465 | 9 | 0.36566
11981 | 8.32 | 1 | 365 | 9.4723 | 0.066245 | 9 | 0.53851
15950 | 4.59 | 1 | 365 | 5.2257 | 0.51852 | 5 | 0.7442
11985 | 3.9 | 1 | 365 | 4.4401 | 0.9373 | 5 | 0.37743
15951 | 6.63 | 1 | 365 | 7.5482 | 0.19341 | 7 | 0.74163
11992 | 7.905 | 1 | 365 | 8.9998 | 0.11522 | 9 | 0.11502
15981 | 22 | 1 | 365 | 25.0469 | 0.41555 | 25 | 0.46241
11995 | 6.76 | 1 | 365 | 7.6962 | 0.49132 | 8 | 0.18754
15994 | 13.16 | 1 | 365 | 14.9826 | 0.15767 | 15 | 0.14024
12000 | 9.1 | 1 | 365 | 10.3603 | 0.85371 | 11 | 0.214
15998 | 3.06 | 1 | 365 | 3.4838 | 0.012345 | 3 | 0.49614
12003 | 4.24 | 1 | 365 | 4.8272 | 0.71645 | 5 | 0.54366
16001 | 7.5 | 1 | 365 | 8.5387 | 0.18712 | 8 | 0.72582
12011 | 7.8 | 1 | 365 | 8.8803 | 0.8746 | 9 | 0.75485
16002 | 3.25 | 1 | 365 | 3.7001 | 0.44775 | 4 | 0.14786
12068 | 12.75 | 1 | 365 | 14.5158 | 0.2181 | 14 | 0.7339
12071 | 14.79 | 1 | 365 | 16.8383 | 0.893 | 17 | 0.73132
16006 | 6.75 | 1 | 365 | 7.6848 | 0.46841 | 8 | 0.15324
11878 | 11.475 | 1 | 365 | 13.0642 | 0.29629 | 13 | 0.36051
11818 | 7.8 | 1 | 365 | 8.8803 | 0.8746 | 9 | 0.75485
16011 | 4.25 | 1 | 365 | 4.8386 | 0.73937 | 5 | 0.57797
11880 | 9.69 | 1 | 365 | 11.032 | 0.20576 | 11 | 0.23776
16016 | 8.5 | 1 | 365 | 9.6772 | 0.47874 | 10 | 0.15593
11843 | 6.24 | 1 | 365 | 7.1042 | 0.29968 | 7 | 0.40388
16014 | 5.25 | 1 | 365 | 5.9771 | 0.030984 | 6 | 0.0080754
11881 | 8.84 | 1 | 365 | 10.0643 | 0.25789 | 10 | 0.32217
16019 | 7.75 | 1 | 365 | 8.8233 | 0.76002 | 9 | 0.58335
16021 | 4.5 | 1 | 365 | 5.1232 | 0.31227 | 5 | 0.43549
11882 | 11.7 | 1 | 365 | 13.3204 | 0.81191 | 14 | 0.13228
15984 | 3.12 | 1 | 365 | 3.5521 | 0.14984 | 3 | 0.70194
11884 | 14.82 | 1 | 365 | 16.8725 | 0.96175 | 17 | 0.83422
16018 | 9.18 | 1 | 365 | 10.4514 | 0.037035 | 10 | 0.48841
11902 | 7.28 | 1 | 365 | 8.2882 | 0.68296 | 8 | 0.9712
11903 | 4.68 | 1 | 365 | 5.3282 | 0.72476 | 6 | 0.052913
15992 | 7.65 | 1 | 365 | 8.7095 | 0.53086 | 9 | 0.24034
11904 | 3.38 | 1 | 365 | 3.8481 | 0.74566 | 4 | 0.59377
15442 | 4.68 | 1 | 365 | 5.3282 | 0.72476 | 6 | 0.052913
11909 | 6.76 | 1 | 365 | 7.6962 | 0.49132 | 8 | 0.18754
15444 | 5.2 | 1 | 365 | 5.9202 | 0.9164 | 6 | 0.83657
13574 | 5.72 | 1 | 365 | 6.5122 | 0.10804 | 6 | 0.62023
15447 | 3.9 | 1 | 365 | 4.4401 | 0.9373 | 5 | 0.37743
11911 | 6.24 | 1 | 365 | 7.1042 | 0.29968 | 7 | 0.40388
11914 | 6.76 | 1 | 365 | 7.6962 | 0.49132 | 8 | 0.18754
15448 | 12.74 | 1 | 365 | 14.5044 | 0.19519 | 14 | 0.6996
15450 | 5.46 | 1 | 365 | 6.2162 | 0.51222 | 6 | 0.7284
15449 | 5.46 | 1 | 365 | 6.2162 | 0.51222 | 6 | 0.7284
15454 | 5.61 | 1 | 365 | 6.3869 | 0.85597 | 7 | 0.24291
15456 | 10.92 | 1 | 365 | 12.4324 | 0.024447 | 12 | 0.4568
15458 | 7.54 | 1 | 365 | 8.5842 | 0.27878 | 8 | 0.86303
16164 | 5.1 | 1 | 365 | 5.8063 | 0.68724 | 6 | 0.49356
15462 | 6.12 | 1 | 365 | 6.9676 | 0.02469 | 6 | 0.99227
15464 | 7.8 | 1 | 365 | 8.8803 | 0.8746 | 9 | 0.75485
15469 | 10.4 | 1 | 365 | 11.8403 | 0.83281 | 12 | 0.67314
15468 | 7.395 | 1 | 365 | 8.4192 | 0.9465 | 9 | 0.36566
15467 | 6.76 | 1 | 365 | 7.6962 | 0.49132 | 8 | 0.18754
16206 | 8.175 | 1 | 365 | 9.3072 | 0.73396 | 10 | 0.041146
15474 | 10.92 | 1 | 365 | 12.4324 | 0.024447 | 12 | 0.4568
16209 | 7.905 | 1 | 365 | 8.9998 | 0.11522 | 9 | 0.11502
15475 | 4.42 | 1 | 365 | 5.0321 | 0.12894 | 5 | 0.16108
16507 | 6.12 | 1 | 365 | 6.9676 | 0.02469 | 6 | 0.99227
16066 | 7.395 | 1 | 365 | 8.4192 | 0.9465 | 9 | 0.36566
16069 | 6.63 | 1 | 365 | 7.5482 | 0.19341 | 7 | 0.74163
16212 | 2.34 | 1 | 365 | 2.6641 | 0.36238 | 3 | 0.026456
16491 | 3.825 | 1 | 365 | 4.3547 | 0.76543 | 5 | 0.12017
16255 | 5.865 | 1 | 365 | 6.6773 | 0.44033 | 7 | 0.11759
16199 | 17.85 | 1 | 365 | 20.3221 | 0.90535 | 21 | 0.22746
15844 | 4.335 | 1 | 365 | 4.9354 | 0.93416 | 5 | 0.86953
16073 | 5.355 | 1 | 365 | 6.0966 | 0.2716 | 6 | 0.36824
16114 | 7.65 | 1 | 365 | 8.7095 | 0.53086 | 9 | 0.24034
16217 | 4.335 | 1 | 365 | 4.9354 | 0.93416 | 5 | 0.86953
16514 | 3.825 | 1 | 365 | 4.3547 | 0.76543 | 5 | 0.12017
16540 | 6.63 | 1 | 365 | 7.5482 | 0.19341 | 7 | 0.74163
16200 | 4.16 | 1 | 365 | 4.7361 | 0.53312 | 5 | 0.26926
16587 | 7.65 | 1 | 365 | 8.7095 | 0.53086 | 9 | 0.24034
16504 | 8.5 | 1 | 365 | 9.6772 | 0.47874 | 10 | 0.15593
16628 | 7.395 | 1 | 365 | 8.4192 | 0.9465 | 9 | 0.36566
16601 | 7.02 | 1 | 365 | 7.9922 | 0.087144 | 8 | 0.079369
15638 | 8.67 | 1 | 365 | 9.8707 | 0.86831 | 10 | 0.73905
16539 | 5.335 | 1 | 365 | 6.0739 | 0.22577 | 6 | 0.29963
16256 | 6.12 | 1 | 365 | 6.9676 | 0.02469 | 6 | 0.99227
16259 | 6.63 | 1 | 365 | 7.5482 | 0.19341 | 7 | 0.74163
16579 | 9.1 | 1 | 365 | 10.3603 | 0.85371 | 11 | 0.214
16075 | 8.415 | 1 | 365 | 9.5804 | 0.28395 | 9 | 0.86437
16580 | 13.005 | 1 | 365 | 14.8061 | 0.80247 | 15 | 0.60858
16519 | 6.885 | 1 | 365 | 7.8385 | 0.77778 | 8 | 0.6163
16627 | 15.555 | 1 | 365 | 17.7093 | 0.64609 | 18 | 0.35535
16057 | 6.885 | 1 | 365 | 7.8385 | 0.77778 | 8 | 0.6163
16625 | 8.67 | 1 | 365 | 9.8707 | 0.86831 | 10 | 0.73905
16602 | 7.65 | 1 | 365 | 8.7095 | 0.53086 | 9 | 0.24034
15423 | 8.67 | 1 | 365 | 9.8707 | 0.86831 | 10 | 0.73905
15432 | 7.02 | 1 | 365 | 7.9922 | 0.087144 | 8 | 0.079369
15433 | 7.8 | 1 | 365 | 8.8803 | 0.8746 | 9 | 0.75485
15436 | 3.9 | 1 | 365 | 4.4401 | 0.9373 | 5 | 0.37743
15441 | 7.28 | 1 | 365 | 8.2882 | 0.68296 | 8 | 0.9712
19445 | 4.86 | 1 | 365 | 5.5331 | 0.13725 | 5 | 0.67033
15435 | 10.2 | 1 | 365 | 11.6126 | 0.37448 | 11 | 0.98712
15608 | 5.4 | 1 | 365 | 6.1479 | 0.37473 | 6 | 0.52259
15609 | 8.64 | 1 | 365 | 9.8366 | 0.79956 | 10 | 0.63615
15616 | 3.6 | 1 | 365 | 4.0986 | 0.24982 | 4 | 0.34839
15618 | 4.08 | 1 | 365 | 4.6451 | 0.34979 | 4 | 0.99485
15438 | 4.16 | 1 | 365 | 4.7361 | 0.53312 | 5 | 0.26926
15623 | 5.61 | 1 | 365 | 6.3869 | 0.85597 | 7 | 0.24291
15443 | 3.12 | 1 | 365 | 3.5521 | 0.14984 | 3 | 0.70194
15676 | 5.355 | 1 | 365 | 6.0966 | 0.2716 | 6 | 0.36824
15705 | 3.06 | 1 | 365 | 3.4838 | 0.012345 | 3 | 0.49614
15451 | 2.86 | 1 | 365 | 3.2561 | 0.55402 | 3 | 0.81011
15455 | 5.355 | 1 | 365 | 6.0966 | 0.2716 | 6 | 0.36824
15035 | 7.47 | 1 | 365 | 8.5045 | 0.11837 | 8 | 0.62292
15460 | 9.1 | 1 | 365 | 10.3603 | 0.85371 | 11 | 0.214
15480 | 8.58 | 1 | 365 | 9.7683 | 0.66207 | 10 | 0.43034
15471 | 4.845 | 1 | 365 | 5.516 | 0.10288 | 5 | 0.61888
16211 | 7.65 | 1 | 365 | 8.7095 | 0.53086 | 9 | 0.24034
15482 | 7.54 | 1 | 365 | 8.5842 | 0.27878 | 8 | 0.86303
15485 | 3.38 | 1 | 365 | 3.8481 | 0.74566 | 4 | 0.59377
15487 | 11.7 | 1 | 365 | 13.3204 | 0.81191 | 14 | 0.13228
16250 | 4.5 | 1 | 365 | 5.1232 | 0.31227 | 5 | 0.43549
15489 | 3.12 | 1 | 365 | 3.5521 | 0.14984 | 3 | 0.70194
16253 | 9.25 | 1 | 365 | 10.5311 | 0.19745 | 10 | 0.72851
15492 | 5.98 | 1 | 365 | 6.8082 | 0.70386 | 7 | 0.51206
15494 | 7.02 | 1 | 365 | 7.9922 | 0.087144 | 8 | 0.079369
15498 | 5.98 | 1 | 365 | 6.8082 | 0.70386 | 7 | 0.51206
15496 | 7.54 | 1 | 365 | 8.5842 | 0.27878 | 8 | 0.86303
15500 | 7.54 | 1 | 365 | 8.5842 | 0.27878 | 8 | 0.86303
16272 | 6.12 | 1 | 365 | 6.9676 | 0.02469 | 6 | 0.99227
16273 | 5.355 | 1 | 365 | 6.0966 | 0.2716 | 6 | 0.36824
16274 | 7.14 | 1 | 365 | 8.1288 | 0.36214 | 8 | 0.49098
16275 | 17.331 | 1 | 365 | 19.7312 | 0.716 | 20 | 0.44723
16276 | 17.385 | 1 | 365 | 19.7927 | 0.83974 | 20 | 0.63246
16282 | 3.825 | 1 | 365 | 4.3547 | 0.76543 | 5 | 0.12017
16289 | 6 | 1 | 365 | 6.831 | 0.7497 | 7 | 0.58066
16292 | 8.67 | 1 | 365 | 9.8707 | 0.86831 | 10 | 0.73905
16293 | 10.455 | 1 | 365 | 11.903 | 0.95885 | 12 | 0.8618
15501 | 10.14 | 1 | 365 | 11.5443 | 0.23699 | 11 | 0.78131
16301 | 9.945 | 1 | 365 | 11.3223 | 0.79012 | 12 | 0.11244
16281 | 9.45 | 1 | 365 | 10.7588 | 0.65577 | 11 | 0.41454
15502 | 5.61 | 1 | 365 | 6.3869 | 0.85597 | 7 | 0.24291
15503 | 4.335 | 1 | 365 | 4.9354 | 0.93416 | 5 | 0.86953
16309 | 5.1 | 1 | 365 | 5.8063 | 0.68724 | 6 | 0.49356
16310 | 3 | 1 | 365 | 3.4155 | 0.87485 | 4 | 0.29033
15505 | 3.64 | 1 | 365 | 4.1441 | 0.34148 | 4 | 0.4856
16312 | 4.845 | 1 | 365 | 5.516 | 0.10288 | 5 | 0.61888
16340 | 10.8 | 1 | 365 | 12.2957 | 0.74945 | 13 | 0.045184
16302 | 8 | 1 | 365 | 9.1079 | 0.33293 | 9 | 0.44088
16311 | 5.2 | 1 | 365 | 5.9202 | 0.9164 | 6 | 0.83657
14216 | 17.595 | 1 | 365 | 20.0318 | 0.32098 | 20 | 0.35278
15508 | 7.14 | 1 | 365 | 8.1288 | 0.36214 | 8 | 0.49098
15509 | 3.06 | 1 | 365 | 3.4838 | 0.012345 | 3 | 0.49614
16354 | 5.865 | 1 | 365 | 6.6773 | 0.44033 | 7 | 0.11759
16372 | 9.72 | 1 | 365 | 11.0662 | 0.27451 | 11 | 0.34067
16376 | 8 | 1 | 365 | 9.1079 | 0.33293 | 9 | 0.44088
16404 | 8.91 | 1 | 365 | 10.144 | 0.4183 | 10 | 0.56228
16406 | 11.22 | 1 | 365 | 12.7739 | 0.71193 | 13 | 0.48583
16414 | 20.79 | 1 | 365 | 23.6693 | 0.6427 | 24 | 0.31198
15511 | 2.86 | 1 | 365 | 3.2561 | 0.55402 | 3 | 0.81011
16420 | 6.75 | 1 | 365 | 7.6848 | 0.46841 | 8 | 0.15324
16434 | 6.63 | 1 | 365 | 7.5482 | 0.19341 | 7 | 0.74163
16422 | 4.32 | 1 | 365 | 4.9183 | 0.89978 | 5 | 0.81807
16446 | 5 | 1 | 365 | 5.6925 | 0.45808 | 6 | 0.15055
16430 | 4.8 | 1 | 365 | 5.4648 | 0.99976 | 6 | 0.46453
16432 | 2.7 | 1 | 365 | 3.0739 | 0.18736 | 3 | 0.2613
15512 | 2.86 | 1 | 365 | 3.2561 | 0.55402 | 3 | 0.81011
16461 | 3.57 | 1 | 365 | 4.0644 | 0.18107 | 4 | 0.24549
16462 | 5.1 | 1 | 365 | 5.8063 | 0.68724 | 6 | 0.49356
16464 | 9.18 | 1 | 365 | 10.4514 | 0.037035 | 10 | 0.48841
15514 | 4.68 | 1 | 365 | 5.3282 | 0.72476 | 6 | 0.052913
15518 | 4.16 | 1 | 365 | 4.7361 | 0.53312 | 5 | 0.26926
16469 | 7.65 | 1 | 365 | 8.7095 | 0.53086 | 9 | 0.24034
16470 | 6.48 | 1 | 365 | 7.3774 | 0.84967 | 8 | 0.22711
16473 | 7.65 | 1 | 365 | 8.7095 | 0.53086 | 9 | 0.24034
16475 | 5.865 | 1 | 365 | 6.6773 | 0.44033 | 7 | 0.11759
15520 | 7.54 | 1 | 365 | 8.5842 | 0.27878 | 8 | 0.86303
15550 | 4.42 | 1 | 365 | 5.0321 | 0.12894 | 5 | 0.16108
15554 | 2.915 | 1 | 365 | 3.3187 | 0.68006 | 3 | 0.99877
15557 | 6.885 | 1 | 365 | 7.8385 | 0.77778 | 8 | 0.6163
15560 | 11.44 | 1 | 365 | 13.0244 | 0.21609 | 13 | 0.24045
15561 | 2.34 | 1 | 365 | 2.6641 | 0.36238 | 3 | 0.026456
15564 | 9.88 | 1 | 365 | 11.2483 | 0.64117 | 11 | 0.88948
15566 | 6.885 | 1 | 365 | 7.8385 | 0.77778 | 8 | 0.6163
15568 | 13.005 | 1 | 365 | 14.8061 | 0.80247 | 15 | 0.60858
15569 | 3.38 | 1 | 365 | 3.8481 | 0.74566 | 4 | 0.59377
15571 | 4.94 | 1 | 365 | 5.6242 | 0.32058 | 5 | 0.94474
15572 | 3.64 | 1 | 365 | 4.1441 | 0.34148 | 4 | 0.4856
15573 | 5.98 | 1 | 365 | 6.8082 | 0.70386 | 7 | 0.51206
15578 | 4.68 | 1 | 365 | 5.3282 | 0.72476 | 6 | 0.052913
15585 | 7.65 | 1 | 365 | 8.7095 | 0.53086 | 9 | 0.24034
15625 | 5.72 | 1 | 365 | 6.5122 | 0.10804 | 6 | 0.62023
15679 | 4.68 | 1 | 365 | 5.3282 | 0.72476 | 6 | 0.052913
15738 | 14.82 | 1 | 365 | 16.8725 | 0.96175 | 17 | 0.83422
15758 | 6.76 | 1 | 365 | 7.6962 | 0.49132 | 8 | 0.18754
15626 | 5.46 | 1 | 365 | 6.2162 | 0.51222 | 6 | 0.7284
15465 | 6.12 | 1 | 365 | 6.9676 | 0.02469 | 6 | 0.99227
16008 | 6.5 | 1 | 365 | 7.4002 | 0.8955 | 8 | 0.29571
14858 | 6.375 | 1 | 365 | 7.2579 | 0.60905 | 7 | 0.86695
12185 | 9 | 1 | 365 | 10.2464 | 0.62454 | 10 | 0.87099
12846 | 11.18 | 1 | 365 | 12.7284 | 0.62027 | 13 | 0.34863
14975 | 7.395 | 1 | 365 | 8.4192 | 0.9465 | 9 | 0.36566
10993 | 8.1 | 1 | 365 | 9.2218 | 0.56209 | 9 | 0.78389
15194 | 5.1 | 1 | 365 | 5.8063 | 0.68724 | 6 | 0.49356
15288 | 11.055 | 1 | 365 | 12.586 | 0.33381 | 12 | 0.91986
16197 | 7.2 | 1 | 365 | 8.1972 | 0.49964 | 8 | 0.69679
16417 | 6.05 | 1 | 365 | 6.8879 | 0.86428 | 7 | 0.75216
16298 | 7.32 | 1 | 365 | 8.3338 | 0.77463 | 9 | 0.1084
15134 | 5.67 | 1 | 365 | 6.4553 | 0.99346 | 7 | 0.44872
14623 | 12.74 | 1 | 365 | 14.5044 | 0.19519 | 14 | 0.6996
16324 | 12.24 | 1 | 365 | 13.9352 | 0.04938 | 13 | 0.98454
16428 | 11.25 | 1 | 365 | 12.8081 | 0.78068 | 13 | 0.58873
16410 | 13.005 | 1 | 365 | 14.8061 | 0.80247 | 15 | 0.60858
16440 | 10.75 | 1 | 365 | 12.2388 | 0.63487 | 12 | 0.87368
14832 | 13.005 | 1 | 365 | 14.8061 | 0.80247 | 15 | 0.60858
16379 | 11.515 | 1 | 365 | 13.1098 | 0.38796 | 13 | 0.49771
14469 | 10.965 | 1 | 365 | 12.4836 | 0.12757 | 12 | 0.61115
15767 | 10.455 | 1 | 365 | 11.903 | 0.95885 | 12 | 0.8618
16359 | 12.75 | 1 | 365 | 14.5158 | 0.2181 | 14 | 0.7339
15867 | 11.985 | 1 | 365 | 13.6448 | 0.46502 | 14 | 0.10986
14629 | 15.81 | 1 | 365 | 17.9996 | 0.23045 | 18 | 0.23003
16358 | 11.5 | 1 | 365 | 13.0927 | 0.35358 | 13 | 0.44626
16343 | 17.595 | 1 | 365 | 20.0318 | 0.32098 | 20 | 0.35278
16450 | 10 | 1 | 365 | 11.3849 | 0.91616 | 12 | 0.3011
16458 | 17.595 | 1 | 365 | 20.0318 | 0.32098 | 20 | 0.35278
16449 | 11.22 | 1 | 365 | 12.7739 | 0.71193 | 13 | 0.48583
14710 | 10.2 | 1 | 365 | 11.6126 | 0.37448 | 11 | 0.98712
16511 | 17.4 | 1 | 365 | 19.8098 | 0.87412 | 20 | 0.68391
16398 | 11.27 | 1 | 365 | 12.8308 | 0.82651 | 13 | 0.65734
15605 | 11.475 | 1 | 365 | 13.0642 | 0.29629 | 13 | 0.36051
16370 | 11.22 | 1 | 365 | 12.7739 | 0.71193 | 13 | 0.48583
16444 | 11.73 | 1 | 365 | 13.3545 | 0.88066 | 14 | 0.23519
14168 | 10.71 | 1 | 365 | 12.1933 | 0.54321 | 12 | 0.73647
14175 | 16.065 | 1 | 365 | 18.2899 | 0.81481 | 19 | 0.10471
16357 | 11.22 | 1 | 365 | 12.7739 | 0.71193 | 13 | 0.48583
15806 | 11.44 | 1 | 365 | 13.0244 | 0.21609 | 13 | 0.24045
16405 | 11.73 | 1 | 365 | 13.3545 | 0.88066 | 14 | 0.23519
16506 | 3.64 | 1 | 365 | 4.1441 | 0.34148 | 4 | 0.4856
16557 | 3 | 1 | 365 | 3.4155 | 0.87485 | 4 | 0.29033
16171 | 8.58 | 1 | 365 | 9.7683 | 0.66207 | 10 | 0.43034
16520 | 7.29 | 1 | 365 | 8.2996 | 0.70588 | 9 | 0.005499
16521 | 6.21 | 1 | 365 | 7.07 | 0.23094 | 7 | 0.30098
16485 | 17.25 | 1 | 365 | 19.639 | 0.53038 | 20 | 0.16939
16518 | 13 | 1 | 365 | 14.8004 | 0.79101 | 15 | 0.59142
14152 | 10 | 1 | 365 | 11.3849 | 0.91616 | 12 | 0.3011
16486 | 10.965 | 1 | 365 | 12.4836 | 0.12757 | 12 | 0.61115
16489 | 11 | 1 | 365 | 12.5234 | 0.20778 | 12 | 0.73121
16315 | 10.965 | 1 | 365 | 12.4836 | 0.12757 | 12 | 0.61115
14211 | 10.71 | 1 | 365 | 12.1933 | 0.54321 | 12 | 0.73647
14213 | 10.71 | 1 | 365 | 12.1933 | 0.54321 | 12 | 0.73647
16427 | 10.2 | 1 | 365 | 11.6126 | 0.37448 | 11 | 0.98712
14208 | 10.2 | 1 | 365 | 11.6126 | 0.37448 | 11 | 0.98712
14206 | 11.475 | 1 | 365 | 13.0642 | 0.29629 | 13 | 0.36051
14855 | 10.2 | 1 | 365 | 11.6126 | 0.37448 | 11 | 0.98712
16369 | 10.71 | 1 | 365 | 12.1933 | 0.54321 | 12 | 0.73647
14171 | 10.2 | 1 | 365 | 11.6126 | 0.37448 | 11 | 0.98712
16536 | 12.24 | 1 | 365 | 13.9352 | 0.04938 | 13 | 0.98454
14217 | 12.75 | 1 | 365 | 14.5158 | 0.2181 | 14 | 0.7339
14730 | 12 | 1 | 365 | 13.6619 | 0.49939 | 14 | 0.16132
16531 | 4.8 | 1 | 365 | 5.4648 | 0.99976 | 6 | 0.46453
16541 | 7.2 | 1 | 365 | 8.1972 | 0.49964 | 8 | 0.69679
16542 | 6.885 | 1 | 365 | 7.8385 | 0.77778 | 8 | 0.6163
15613 | 5.4 | 1 | 365 | 6.1479 | 0.37473 | 6 | 0.52259
16545 | 4.8 | 1 | 365 | 5.4648 | 0.99976 | 6 | 0.46453
16546 | 4.59 | 1 | 365 | 5.2257 | 0.51852 | 5 | 0.7442
16549 | 6.375 | 1 | 365 | 7.2579 | 0.60905 | 7 | 0.86695
16550 | 7.395 | 1 | 365 | 8.4192 | 0.9465 | 9 | 0.36566
16962 | 8.16 | 1 | 365 | 9.2901 | 0.69959 | 9 | 0.98969
16552 | 8.64 | 1 | 365 | 9.8366 | 0.79956 | 10 | 0.63615
16556 | 9.18 | 1 | 365 | 10.4514 | 0.037035 | 10 | 0.48841
16562 | 6.12 | 1 | 365 | 6.9676 | 0.02469 | 6 | 0.99227
16386 | 9.18 | 1 | 365 | 10.4514 | 0.037035 | 10 | 0.48841
16932 | 7.54 | 1 | 365 | 8.5842 | 0.27878 | 8 | 0.86303
16923 | 4.08 | 1 | 365 | 4.6451 | 0.34979 | 4 | 0.99485
16925 | 6.12 | 1 | 365 | 6.9676 | 0.02469 | 6 | 0.99227
16931 | 10.455 | 1 | 365 | 11.903 | 0.95885 | 12 | 0.8618
16763 | 3.06 | 1 | 365 | 3.4838 | 0.012345 | 3 | 0.49614
16851 | 4.08 | 1 | 365 | 4.6451 | 0.34979 | 4 | 0.99485
16846 | 6.885 | 1 | 365 | 7.8385 | 0.77778 | 8 | 0.6163
15772 | 10.25 | 1 | 365 | 11.6696 | 0.48906 | 12 | 0.15862
15595 | 4.16 | 1 | 365 | 4.7361 | 0.53312 | 5 | 0.26926
15617 | 8.415 | 1 | 365 | 9.5804 | 0.28395 | 9 | 0.86437
16888 | 3.825 | 1 | 365 | 4.3547 | 0.76543 | 5 | 0.12017
16895 | 2.86 | 1 | 365 | 3.2561 | 0.55402 | 3 | 0.81011
15583 | 5.61 | 1 | 365 | 6.3869 | 0.85597 | 7 | 0.24291
14301 | 15.3 | 1 | 365 | 17.419 | 0.061725 | 17 | 0.48068
16911 | 7.65 | 1 | 365 | 8.7095 | 0.53086 | 9 | 0.24034
16855 | 3.185 | 1 | 365 | 3.6261 | 0.2988 | 3 | 0.9249
16887 | 9.18 | 1 | 365 | 10.4514 | 0.037035 | 10 | 0.48841
16416 | 6.375 | 1 | 365 | 7.2579 | 0.60905 | 7 | 0.86695
16853 | 4.42 | 1 | 365 | 5.0321 | 0.12894 | 5 | 0.16108
15727 | 9.62 | 1 | 365 | 10.9523 | 0.045346 | 10 | 0.99765
16837 | 8.16 | 1 | 365 | 9.2901 | 0.69959 | 9 | 0.98969
16841 | 9.1 | 1 | 365 | 10.3603 | 0.85371 | 11 | 0.214
16604 | 14.84 | 1 | 365 | 16.8952 | 0.0075814 | 16 | 0.90283
16834 | 8.06 | 1 | 365 | 9.1763 | 0.47042 | 9 | 0.64668
16839 | 12.495 | 1 | 365 | 14.2255 | 0.63374 | 14 | 0.85922
16615 | 10.08 | 1 | 365 | 11.476 | 0.099489 | 11 | 0.5755
16617 | 5.5 | 1 | 365 | 6.2617 | 0.60389 | 6 | 0.8656
16718 | 6.12 | 1 | 365 | 6.9676 | 0.02469 | 6 | 0.99227
16823 | 9.945 | 1 | 365 | 11.3223 | 0.79012 | 12 | 0.11244
13942 | 6.12 | 1 | 365 | 6.9676 | 0.02469 | 6 | 0.99227
16634 | 1 | 1 | 365 | 1.1385 | 0.29162 | 1 | 0.43011
15898 | 13.005 | 1 | 365 | 14.8061 | 0.80247 | 15 | 0.60858
16476 | 44.88 | 0.9 | 365 | 45.986 | 0.56295 | 46 | 0.54899
16509 | 4.5 | 1 | 365 | 5.1232 | 0.31227 | 5 | 0.43549
16674 | 2.04 | 1 | 365 | 2.3225 | 0.6749 | 2 | 0.99742
16535 | 4.335 | 1 | 365 | 4.9354 | 0.93416 | 5 | 0.86953
16574 | 2.6 | 1 | 365 | 2.9601 | 0.9582 | 3 | 0.91828
16572 | 2.55 | 1 | 365 | 2.9032 | 0.84362 | 3 | 0.74678
16619 | 5.6 | 1 | 365 | 6.3756 | 0.83305 | 7 | 0.20861
16573 | 6.885 | 1 | 365 | 7.8385 | 0.77778 | 8 | 0.6163
16650 | 9.72 | 1 | 365 | 11.0662 | 0.27451 | 11 | 0.34067
16644 | 8.37 | 1 | 365 | 9.5292 | 0.18083 | 9 | 0.71002
16676 | 5.04 | 1 | 365 | 5.738 | 0.54974 | 6 | 0.28775
16681 | 5.52 | 1 | 365 | 6.2845 | 0.64972 | 6 | 0.9342
16703 | 8.54 | 1 | 365 | 9.7227 | 0.5704 | 10 | 0.29314
16704 | 3.57 | 1 | 365 | 4.0644 | 0.18107 | 4 | 0.24549
16708 | 6.9 | 1 | 365 | 7.8556 | 0.81215 | 8 | 0.66776
16706 | 10.455 | 1 | 365 | 11.903 | 0.95885 | 12 | 0.8618
16732 | 8.835 | 1 | 365 | 10.0586 | 0.24643 | 10 | 0.30502
16736 | 3.84 | 1 | 365 | 4.3718 | 0.79981 | 5 | 0.17162
16737 | 3.84 | 1 | 365 | 4.3718 | 0.79981 | 5 | 0.17162
16739 | 6.72 | 1 | 365 | 7.6507 | 0.39966 | 8 | 0.050337
16743 | 4.08 | 1 | 365 | 4.6451 | 0.34979 | 4 | 0.99485
15955 | 7.83 | 1 | 365 | 8.9144 | 0.94335 | 9 | 0.85776
16746 | 8.32 | 1 | 365 | 9.4723 | 0.066245 | 9 | 0.53851
16571 | 4.08 | 1 | 365 | 4.6451 | 0.34979 | 4 | 0.99485
16632 | 12.495 | 1 | 365 | 14.2255 | 0.63374 | 14 | 0.85922
16047 | 8.415 | 1 | 365 | 9.5804 | 0.28395 | 9 | 0.86437
16652 | 4.08 | 1 | 365 | 4.6451 | 0.34979 | 4 | 0.99485
16087 | 6.63 | 1 | 365 | 7.5482 | 0.19341 | 7 | 0.74163
16678 | 6.63 | 1 | 365 | 7.5482 | 0.19341 | 7 | 0.74163
16679 | 4.08 | 1 | 365 | 4.6451 | 0.34979 | 4 | 0.99485
16754 | 9.35 | 1 | 365 | 10.6449 | 0.42661 | 11 | 0.071525
15792 | 17.595 | 1 | 365 | 20.0318 | 0.32098 | 20 | 0.35278
16762 | 6.885 | 1 | 365 | 7.8385 | 0.77778 | 8 | 0.6163
16724 | 6.5 | 1 | 365 | 7.4002 | 0.8955 | 8 | 0.29571
16715 | 7.25 | 1 | 365 | 8.2541 | 0.61422 | 8 | 0.86829
16682 | 3.924 | 1 | 365 | 4.4674 | 0.9923 | 5 | 0.45975
11179 | 8.58 | 1 | 365 | 9.7683 | 0.66207 | 10 | 0.43034
16749 | 4.32 | 1 | 365 | 4.9183 | 0.89978 | 5 | 0.81807
16750 | 5.7 | 1 | 365 | 6.4894 | 0.062211 | 6 | 0.55162
16752 | 6.12 | 1 | 365 | 6.9676 | 0.02469 | 6 | 0.99227
16785 | 3.84 | 1 | 365 | 4.3718 | 0.79981 | 5 | 0.17162
16786 | 2.88 | 1 | 365 | 3.2789 | 0.59985 | 3 | 0.87872
16788 | 6 | 1 | 365 | 6.831 | 0.7497 | 7 | 0.58066
16808 | 5.886 | 1 | 365 | 6.7012 | 0.48845 | 7 | 0.18963
16809 | 4.8 | 1 | 365 | 5.4648 | 0.99976 | 6 | 0.46453
16811 | 3.06 | 1 | 365 | 3.4838 | 0.012345 | 3 | 0.49614
16813 | 6 | 1 | 365 | 6.831 | 0.7497 | 7 | 0.58066
16978 | 3.06 | 1 | 365 | 3.4838 | 0.012345 | 3 | 0.49614
16828 | 5.355 | 1 | 365 | 6.0966 | 0.2716 | 6 | 0.36824
16969 | 5.865 | 1 | 365 | 6.6773 | 0.44033 | 7 | 0.11759
16829 | 6.48 | 1 | 365 | 7.3774 | 0.84967 | 8 | 0.22711
16928 | 4.845 | 1 | 365 | 5.516 | 0.10288 | 5 | 0.61888
16831 | 4.5 | 1 | 365 | 5.1232 | 0.31227 | 5 | 0.43549
16952 | 7.28 | 1 | 365 | 8.2882 | 0.68296 | 8 | 0.9712
15797 | 5.355 | 1 | 365 | 6.0966 | 0.2716 | 6 | 0.36824
16569 | 6.885 | 1 | 365 | 7.8385 | 0.77778 | 8 | 0.6163
16079 | 10.71 | 1 | 365 | 12.1933 | 0.54321 | 12 | 0.73647
16800 | 7.905 | 1 | 365 | 8.9998 | 0.11522 | 9 | 0.11502
16548 | 4.59 | 1 | 365 | 5.2257 | 0.51852 | 5 | 0.7442
16852 | 8.16 | 1 | 365 | 9.2901 | 0.69959 | 9 | 0.98969
16610 | 4.845 | 1 | 365 | 5.516 | 0.10288 | 5 | 0.61888
16612 | 12.74 | 1 | 365 | 14.5044 | 0.19519 | 14 | 0.6996
16765 | 9.69 | 1 | 365 | 11.032 | 0.20576 | 11 | 0.23776
16616 | 5.61 | 1 | 365 | 6.3869 | 0.85597 | 7 | 0.24291
16662 | 3.78 | 1 | 365 | 4.3035 | 0.66231 | 4 | 0.96581
16798 | 10.4 | 1 | 365 | 11.8403 | 0.83281 | 12 | 0.67314
16653 | 10.02 | 1 | 365 | 11.4077 | 0.96199 | 12 | 0.3697
16797 | 13.515 | 1 | 365 | 15.3867 | 0.97119 | 16 | 0.35793
15012 | 9.72 | 1 | 365 | 11.0662 | 0.27451 | 11 | 0.34067
15116 | 8.1 | 1 | 365 | 9.2218 | 0.56209 | 9 | 0.78389
15019 | 12.75 | 1 | 365 | 14.5158 | 0.2181 | 14 | 0.7339
15114 | 5.1 | 1 | 365 | 5.8063 | 0.68724 | 6 | 0.49356
15387 | 6.76 | 1 | 365 | 7.6962 | 0.49132 | 8 | 0.18754
15319 | 8.58 | 1 | 365 | 9.7683 | 0.66207 | 10 | 0.43034
15326 | 9.18 | 1 | 365 | 10.4514 | 0.037035 | 10 | 0.48841
15330 | 8.32 | 1 | 365 | 9.4723 | 0.066245 | 9 | 0.53851
15332 | 9.62 | 1 | 365 | 10.9523 | 0.045346 | 10 | 0.99765
15336 | 4.16 | 1 | 365 | 4.7361 | 0.53312 | 5 | 0.26926
15428 | 4.94 | 1 | 365 | 5.6242 | 0.32058 | 5 | 0.94474
14878 | 8.415 | 1 | 365 | 9.5804 | 0.28395 | 9 | 0.86437
15341 | 2.6 | 1 | 365 | 2.9601 | 0.9582 | 3 | 0.91828
15430 | 8.06 | 1 | 365 | 9.1763 | 0.47042 | 9 | 0.64668
12454 | 195.24 | 0.9 | 365 | 200.0515 | 0.6736 | 200 | 0.72514
14735 | 6.96 | 1 | 365 | 7.9239 | 0.94965 | 8 | 0.87356
11550 | 267.75 | 0.9 | 365 | 274.3485 | 0.22217 | 274 | 0.57066
13567 | 7.1 | 1 | 365 | 8.0833 | 0.27047 | 8 | 0.35378
15163 | 14.25 | 1 | 365 | 16.2235 | 0.65553 | 16 | 0.87906
15340 | 9.88 | 1 | 365 | 11.2483 | 0.64117 | 11 | 0.88948
14602 | 7.02 | 1 | 365 | 7.9922 | 0.087144 | 8 | 0.079369
13540 | 7.29 | 1 | 365 | 8.2996 | 0.70588 | 9 | 0.005499
15437 | 10.2 | 1 | 365 | 11.6126 | 0.37448 | 11 | 0.98712
16244 | 10.175 | 1 | 365 | 11.5842 | 0.31719 | 11 | 0.90137
16058 | 7.56 | 1 | 365 | 8.607 | 0.32462 | 8 | 0.93163
16027 | 7.5 | 1 | 365 | 8.5387 | 0.18712 | 8 | 0.72582
16121 | 7.47 | 1 | 365 | 8.5045 | 0.11837 | 8 | 0.62292
16111 | 4.4 | 1 | 365 | 5.0094 | 0.08311 | 5 | 0.092482
16122 | 7.14 | 1 | 365 | 8.1288 | 0.36214 | 8 | 0.49098
15953 | 8.4 | 1 | 365 | 9.5633 | 0.24957 | 9 | 0.81292
16294 | 7.2 | 1 | 365 | 8.1972 | 0.49964 | 8 | 0.69679
15292 | 7.805 | 1 | 365 | 8.8859 | 0.88606 | 9 | 0.77201
16245 | 6 | 1 | 365 | 6.831 | 0.7497 | 7 | 0.58066
16246 | 6 | 1 | 365 | 6.831 | 0.7497 | 7 | 0.58066
16599 | 6 | 1 | 365 | 6.831 | 0.7497 | 7 | 0.58066
16249 | 4.2 | 1 | 365 | 4.7817 | 0.62479 | 5 | 0.40646
14993 | 267.75 | 0.9 | 365 | 274.3485 | 0.22217 | 274 | 0.57066
16366 | 25.96 | 0.9 | 365 | 26.5998 | 0.54132 | 27 | 0.14108
5034 | 10 | 1 | 365 | 11.3849 | 0.91616 | 12 | 0.3011
15267 | 10.66 | 1 | 365 | 12.1363 | 0.42863 | 12 | 0.56497
15226 | 3.12 | 1 | 365 | 3.5521 | 0.14984 | 3 | 0.70194
15553 | 6.63 | 1 | 365 | 7.5482 | 0.19341 | 7 | 0.74163
16767 | 16.32 | 1 | 365 | 18.5802 | 0.39917 | 18 | 0.97939
16770 | 5.61 | 1 | 365 | 6.3869 | 0.85597 | 7 | 0.24291
16810 | 5.355 | 1 | 365 | 6.0966 | 0.2716 | 6 | 0.36824
16802 | 11.22 | 1 | 365 | 12.7739 | 0.71193 | 13 | 0.48583
16822 | 3.825 | 1 | 365 | 4.3547 | 0.76543 | 5 | 0.12017
16817 | 7.65 | 1 | 365 | 8.7095 | 0.53086 | 9 | 0.24034
16806 | 8.415 | 1 | 365 | 9.5804 | 0.28395 | 9 | 0.86437
16805 | 6.5 | 1 | 365 | 7.4002 | 0.8955 | 8 | 0.29571
16804 | 4.335 | 1 | 365 | 4.9354 | 0.93416 | 5 | 0.86953
16824 | 8.16 | 1 | 365 | 9.2901 | 0.69959 | 9 | 0.98969
16814 | 5.355 | 1 | 365 | 6.0966 | 0.2716 | 6 | 0.36824
16815 | 8.925 | 1 | 365 | 10.1611 | 0.45267 | 10 | 0.61373
16883 | 7.5 | 1 | 365 | 8.5387 | 0.18712 | 8 | 0.72582
16880 | 8.5 | 1 | 365 | 9.6772 | 0.47874 | 10 | 0.15593
16882 | 4.05 | 1 | 365 | 4.6109 | 0.28104 | 4 | 0.89194
16875 | 8.25 | 1 | 365 | 9.3926 | 0.90583 | 10 | 0.2984
16893 | 4.41 | 1 | 365 | 5.0208 | 0.10603 | 5 | 0.12678
16889 | 11.75 | 1 | 365 | 13.3773 | 0.92649 | 14 | 0.30379
16896 | 4 | 1 | 365 | 4.554 | 0.16646 | 4 | 0.72044
16898 | 3.5 | 1 | 365 | 3.9847 | 0.020656 | 4 | 0.0053836
16899 | 5.5 | 1 | 365 | 6.2617 | 0.60389 | 6 | 0.8656
16901 | 7 | 1 | 365 | 7.9695 | 0.041312 | 8 | 0.010767
16825 | 24.6 | 1 | 365 | 28.0069 | 0.37375 | 28 | 0.3807
16862 | 9.8 | 1 | 365 | 11.1572 | 0.45784 | 11 | 0.61507
16945 | 5.46 | 1 | 365 | 6.2162 | 0.51222 | 6 | 0.7284
16946 | 8.48 | 1 | 365 | 9.6544 | 0.4329 | 10 | 0.087329
16947 | 7.56 | 1 | 365 | 8.607 | 0.32462 | 8 | 0.93163
16955 | 8.37 | 1 | 365 | 9.5292 | 0.18083 | 9 | 0.71002
16967 | 7.29 | 1 | 365 | 8.2996 | 0.70588 | 9 | 0.005499
16972 | 10.455 | 1 | 365 | 11.903 | 0.95885 | 12 | 0.8618
16987 | 7.29 | 1 | 365 | 8.2996 | 0.70588 | 9 | 0.005499
16994 | 10.965 | 1 | 365 | 12.4836 | 0.12757 | 12 | 0.61115
16995 | 6.375 | 1 | 365 | 7.2579 | 0.60905 | 7 | 0.86695
17012 | 7.02 | 1 | 365 | 7.9922 | 0.087144 | 8 | 0.079369
17017 | 9.72 | 1 | 365 | 11.0662 | 0.27451 | 11 | 0.34067
15809 | 32 | 0.9 | 365 | 32.7886 | 0.99854 | 33 | 0.78716
16904 | 6.76 | 1 | 365 | 7.6962 | 0.49132 | 8 | 0.18754
17002 | 15.08 | 1 | 365 | 17.1685 | 0.55757 | 17 | 0.72605
17026 | 2.6 | 1 | 365 | 2.9601 | 0.9582 | 3 | 0.91828
17053 | 6.5 | 1 | 365 | 7.4002 | 0.8955 | 8 | 0.29571
17055 | 13.005 | 1 | 365 | 14.8061 | 0.80247 | 15 | 0.60858
17060 | 8.25 | 1 | 365 | 9.3926 | 0.90583 | 10 | 0.2984
17063 | 5.2 | 1 | 365 | 5.9202 | 0.9164 | 6 | 0.83657
17064 | 10.4 | 1 | 365 | 11.8403 | 0.83281 | 12 | 0.67314
17065 | 7.02 | 1 | 365 | 7.9922 | 0.087144 | 8 | 0.079369
16974 | 8.67 | 1 | 365 | 9.8707 | 0.86831 | 10 | 0.73905
17086 | 9.9 | 1 | 365 | 11.2711 | 0.687 | 11 | 0.95809
17089 | 9.12 | 1 | 365 | 10.3831 | 0.89954 | 11 | 0.2826
17090 | 5.985 | 1 | 365 | 6.8139 | 0.71532 | 7 | 0.52921
17094 | 7.5 | 1 | 365 | 8.5387 | 0.18712 | 8 | 0.72582
17104 | 9.36 | 1 | 365 | 10.6563 | 0.44953 | 11 | 0.10583
17107 | 5.5 | 1 | 365 | 6.2617 | 0.60389 | 6 | 0.8656
17109 | 8.84 | 1 | 365 | 10.0643 | 0.25789 | 10 | 0.32217
17111 | 2.805 | 1 | 365 | 3.1935 | 0.42798 | 3 | 0.62146
17115 | 6.24 | 1 | 365 | 7.1042 | 0.29968 | 7 | 0.40388
17118 | 4.68 | 1 | 365 | 5.3282 | 0.72476 | 6 | 0.052913
17120 | 3.12 | 1 | 365 | 3.5521 | 0.14984 | 3 | 0.70194
17124 | 7.02 | 1 | 365 | 7.9922 | 0.087144 | 8 | 0.079369
17123 | 6.16 | 1 | 365 | 7.0131 | 0.11635 | 7 | 0.12948
17133 | 2.86 | 1 | 365 | 3.2561 | 0.55402 | 3 | 0.81011
17131 | 2.86 | 1 | 365 | 3.2561 | 0.55402 | 3 | 0.81011
17134 | 4.845 | 1 | 365 | 5.516 | 0.10288 | 5 | 0.61888
17136 | 6.5 | 1 | 365 | 7.4002 | 0.8955 | 8 | 0.29571
17139 | 12.75 | 1 | 365 | 14.5158 | 0.2181 | 14 | 0.7339
17141 | 8.58 | 1 | 365 | 9.7683 | 0.66207 | 10 | 0.43034
17143 | 14.16 | 1 | 365 | 16.1211 | 0.44928 | 16 | 0.57035
17144 | 7.28 | 1 | 365 | 8.2882 | 0.68296 | 8 | 0.9712
17145 | 10.14 | 1 | 365 | 11.5443 | 0.23699 | 11 | 0.78131
17147 | 3.9 | 1 | 365 | 4.4401 | 0.9373 | 5 | 0.37743
17150 | 11.96 | 1 | 365 | 13.6164 | 0.40773 | 14 | 0.024111
17152 | 4.42 | 1 | 365 | 5.0321 | 0.12894 | 5 | 0.16108
17149 | 8.04 | 1 | 365 | 9.1535 | 0.42459 | 9 | 0.57808
17180 | 5.72 | 1 | 365 | 6.5122 | 0.10804 | 6 | 0.62023
17181 | 10.14 | 1 | 365 | 11.5443 | 0.23699 | 11 | 0.78131
17182 | 5.98 | 1 | 365 | 6.8082 | 0.70386 | 7 | 0.51206
17183 | 7.02 | 1 | 365 | 7.9922 | 0.087144 | 8 | 0.079369
17184 | 5.1 | 1 | 365 | 5.8063 | 0.68724 | 6 | 0.49356
17185 | 5.61 | 1 | 365 | 6.3869 | 0.85597 | 7 | 0.24291
17190 | 3.12 | 1 | 365 | 3.5521 | 0.14984 | 3 | 0.70194
17194 | 6.24 | 1 | 365 | 7.1042 | 0.29968 | 7 | 0.40388
17196 | 5.46 | 1 | 365 | 6.2162 | 0.51222 | 6 | 0.7284
17198 | 13.78 | 1 | 365 | 15.6884 | 0.57847 | 16 | 0.26691
17200 | 3.12 | 1 | 365 | 3.5521 | 0.14984 | 3 | 0.70194
17202 | 6.24 | 1 | 365 | 7.1042 | 0.29968 | 7 | 0.40388
17203 | 6.12 | 1 | 365 | 6.9676 | 0.02469 | 6 | 0.99227
17204 | 6.63 | 1 | 365 | 7.5482 | 0.19341 | 7 | 0.74163
17207 | 8.84 | 1 | 365 | 10.0643 | 0.25789 | 10 | 0.32217
17209 | 4.16 | 1 | 365 | 4.7361 | 0.53312 | 5 | 0.26926
17210 | 10.92 | 1 | 365 | 12.4324 | 0.024447 | 12 | 0.4568
17212 | 5.2 | 1 | 365 | 5.9202 | 0.9164 | 6 | 0.83657
17215 | 4.42 | 1 | 365 | 5.0321 | 0.12894 | 5 | 0.16108
17220 | 6.63 | 1 | 365 | 7.5482 | 0.19341 | 7 | 0.74163
17223 | 5.2 | 1 | 365 | 5.9202 | 0.9164 | 6 | 0.83657
14382 | 2.295 | 1 | 365 | 2.6128 | 0.25926 | 2 | 0.8721
17225 | 8.415 | 1 | 365 | 9.5804 | 0.28395 | 9 | 0.86437
14718 | 5 | 1 | 365 | 5.6925 | 0.45808 | 6 | 0.15055
17228 | 4.59 | 1 | 365 | 5.2257 | 0.51852 | 5 | 0.7442
17229 | 4.68 | 1 | 365 | 5.3282 | 0.72476 | 6 | 0.052913
14876 | 7.02 | 1 | 365 | 7.9922 | 0.087144 | 8 | 0.079369
14868 | 8.67 | 1 | 365 | 9.8707 | 0.86831 | 10 | 0.73905
15210 | 12.24 | 1 | 365 | 13.9352 | 0.04938 | 13 | 0.98454
17232 | 5.72 | 1 | 365 | 6.5122 | 0.10804 | 6 | 0.62023
17233 | 5.865 | 1 | 365 | 6.6773 | 0.44033 | 7 | 0.11759
17234 | 6.24 | 1 | 365 | 7.1042 | 0.29968 | 7 | 0.40388
17235 | 6.5 | 1 | 365 | 7.4002 | 0.8955 | 8 | 0.29571
17237 | 6.76 | 1 | 365 | 7.6962 | 0.49132 | 8 | 0.18754
17068 | 2.08 | 1 | 365 | 2.3681 | 0.76656 | 3 | 0.13463
17154 | 9.88 | 1 | 365 | 11.2483 | 0.64117 | 11 | 0.88948
17346 | 10.71 | 1 | 365 | 12.1933 | 0.54321 | 12 | 0.73647
17352 | 7.14 | 1 | 365 | 8.1288 | 0.36214 | 8 | 0.49098
17349 | 6.375 | 1 | 365 | 7.2579 | 0.60905 | 7 | 0.86695
17351 | 2.805 | 1 | 365 | 3.1935 | 0.42798 | 3 | 0.62146
17355 | 9.69 | 1 | 365 | 11.032 | 0.20576 | 11 | 0.23776
17319 | 4.25 | 1 | 365 | 4.8386 | 0.73937 | 5 | 0.57797
17323 | 13 | 1 | 365 | 14.8004 | 0.79101 | 15 | 0.59142
17325 | 8.75 | 1 | 365 | 9.9618 | 0.05164 | 10 | 0.013459
17328 | 8.75 | 1 | 365 | 9.9618 | 0.05164 | 10 | 0.013459
17330 | 5.25 | 1 | 365 | 5.9771 | 0.030984 | 6 | 0.0080754
17333 | 6.5 | 1 | 365 | 7.4002 | 0.8955 | 8 | 0.29571
17353 | 6 | 1 | 365 | 6.831 | 0.7497 | 7 | 0.58066
17357 | 10.26 | 1 | 365 | 11.6809 | 0.51198 | 12 | 0.19292
17359 | 4.5 | 1 | 365 | 5.1232 | 0.31227 | 5 | 0.43549
17399 | 4.59 | 1 | 365 | 5.2257 | 0.51852 | 5 | 0.7442
17451 | 7.395 | 1 | 365 | 8.4192 | 0.9465 | 9 | 0.36566
17476 | 7.905 | 1 | 365 | 8.9998 | 0.11522 | 9 | 0.11502
17481 | 8.37 | 1 | 365 | 9.5292 | 0.18083 | 9 | 0.71002
17609 | 19 | 1 | 365 | 21.6314 | 0.5407 | 22 | 0.17208
17634 | 11.07 | 1 | 365 | 12.6031 | 0.36819 | 12 | 0.97131
17665 | 5.4 | 1 | 365 | 6.1479 | 0.37473 | 6 | 0.52259
13788 | 8.925 | 1 | 365 | 10.1611 | 0.45267 | 10 | 0.61373
17703 | 3.85 | 1 | 365 | 4.3832 | 0.82272 | 5 | 0.20592
12439 | 14.28 | 1 | 365 | 16.2577 | 0.72428 | 16 | 0.98197
17892 | 3.6 | 1 | 365 | 4.0986 | 0.24982 | 4 | 0.34839
17912 | 13.734 | 1 | 365 | 15.6361 | 0.47305 | 16 | 0.10913
17925 | 4.32 | 1 | 365 | 4.9183 | 0.89978 | 5 | 0.81807
17929 | 3.06 | 1 | 365 | 3.4838 | 0.012345 | 3 | 0.49614
17930 | 4.335 | 1 | 365 | 4.9354 | 0.93416 | 5 | 0.86953
17972 | 7.194 | 1 | 365 | 8.1903 | 0.48589 | 8 | 0.67621
16071 | 8 | 1 | 365 | 9.1079 | 0.33293 | 9 | 0.44088
17977 | 7.2 | 1 | 365 | 8.1972 | 0.49964 | 8 | 0.69679
17982 | 3.6 | 1 | 365 | 4.0986 | 0.24982 | 4 | 0.34839
17985 | 5.76 | 1 | 365 | 6.5577 | 0.19971 | 6 | 0.75743
17995 | 5.28 | 1 | 365 | 6.0112 | 0.099732 | 6 | 0.11098
18000 | 3.135 | 1 | 365 | 3.5692 | 0.18422 | 3 | 0.75339
18012 | 11.76 | 1 | 365 | 13.3887 | 0.9494 | 14 | 0.33809
18110 | 9 | 1 | 365 | 10.2464 | 0.62454 | 10 | 0.87099
18022 | 9.81 | 1 | 365 | 11.1686 | 0.48075 | 11 | 0.64938
18029 | 5.1 | 1 | 365 | 5.8063 | 0.68724 | 6 | 0.49356
18032 | 6.12 | 1 | 365 | 6.9676 | 0.02469 | 6 | 0.99227
18039 | 2.88 | 1 | 365 | 3.2789 | 0.59985 | 3 | 0.87872
18041 | 7.14 | 1 | 365 | 8.1288 | 0.36214 | 8 | 0.49098
18043 | 7.2 | 1 | 365 | 8.1972 | 0.49964 | 8 | 0.69679
18045 | 6.24 | 1 | 365 | 7.1042 | 0.29968 | 7 | 0.40388
18075 | 5.61 | 1 | 365 | 6.3869 | 0.85597 | 7 | 0.24291
18071 | 4.8 | 1 | 365 | 5.4648 | 0.99976 | 6 | 0.46453
18122 | 4.32 | 1 | 365 | 4.9183 | 0.89978 | 5 | 0.81807
18126 | 4.8 | 1 | 365 | 5.4648 | 0.99976 | 6 | 0.46453
18129 | 5.28 | 1 | 365 | 6.0112 | 0.099732 | 6 | 0.11098
18144 | 4.32 | 1 | 365 | 4.9183 | 0.89978 | 5 | 0.81807
18149 | 6.72 | 1 | 365 | 7.6507 | 0.39966 | 8 | 0.050337
18159 | 3.825 | 1 | 365 | 4.3547 | 0.76543 | 5 | 0.12017
18162 | 6.24 | 1 | 365 | 7.1042 | 0.29968 | 7 | 0.40388
18163 | 5.76 | 1 | 365 | 6.5577 | 0.19971 | 6 | 0.75743
18164 | 6 | 1 | 365 | 6.831 | 0.7497 | 7 | 0.58066
16130 | 4.08 | 1 | 365 | 4.6451 | 0.34979 | 4 | 0.99485
18169 | 5.28 | 1 | 365 | 6.0112 | 0.099732 | 6 | 0.11098
18170 | 8.7 | 1 | 365 | 9.9049 | 0.93706 | 10 | 0.84195
13973 | 4.68 | 1 | 365 | 5.3282 | 0.72476 | 6 | 0.052913
18173 | 5.04 | 1 | 365 | 5.738 | 0.54974 | 6 | 0.28775
15271 | 6.24 | 1 | 365 | 7.1042 | 0.29968 | 7 | 0.40388
15273 | 2.6 | 1 | 365 | 2.9601 | 0.9582 | 3 | 0.91828
15229 | 6.76 | 1 | 365 | 7.6962 | 0.49132 | 8 | 0.18754
15276 | 15.08 | 1 | 365 | 17.1685 | 0.55757 | 17 | 0.72605
15245 | 14.56 | 1 | 365 | 16.5765 | 0.36593 | 16 | 0.9424
18183 | 4.335 | 1 | 365 | 4.9354 | 0.93416 | 5 | 0.86953
15249 | 5.355 | 1 | 365 | 6.0966 | 0.2716 | 6 | 0.36824
15523 | 7.02 | 1 | 365 | 7.9922 | 0.087144 | 8 | 0.079369
15453 | 5.72 | 1 | 365 | 6.5122 | 0.10804 | 6 | 0.62023
15472 | 5.72 | 1 | 365 | 6.5122 | 0.10804 | 6 | 0.62023
18187 | 5.865 | 1 | 365 | 6.6773 | 0.44033 | 7 | 0.11759
18188 | 4.59 | 1 | 365 | 5.2257 | 0.51852 | 5 | 0.7442
18189 | 10.455 | 1 | 365 | 11.903 | 0.95885 | 12 | 0.8618
15445 | 2.86 | 1 | 365 | 3.2561 | 0.55402 | 3 | 0.81011
15439 | 6.24 | 1 | 365 | 7.1042 | 0.29968 | 7 | 0.40388
18157 | 6.12 | 1 | 365 | 6.9676 | 0.02469 | 6 | 0.99227
15434 | 11.96 | 1 | 365 | 13.6164 | 0.40773 | 14 | 0.024111
15551 | 9.1 | 1 | 365 | 10.3603 | 0.85371 | 11 | 0.214
18190 | 3.06 | 1 | 365 | 3.4838 | 0.012345 | 3 | 0.49614
16124 | 6.6 | 1 | 365 | 7.5141 | 0.12467 | 7 | 0.63872
18192 | 6.3 | 1 | 365 | 7.1725 | 0.43718 | 7 | 0.60969
18195 | 8.88 | 1 | 365 | 10.1098 | 0.34955 | 10 | 0.45937
18196 | 5.1 | 1 | 365 | 5.8063 | 0.68724 | 6 | 0.49356
18200 | 2.88 | 1 | 365 | 3.2789 | 0.59985 | 3 | 0.87872
18201 | 7.44 | 1 | 365 | 8.4704 | 0.049623 | 8 | 0.52002
18176 | 6.72 | 1 | 365 | 7.6507 | 0.39966 | 8 | 0.050337
18202 | 3.6 | 1 | 365 | 4.0986 | 0.24982 | 4 | 0.34839
18203 | 7.44 | 1 | 365 | 8.4704 | 0.049623 | 8 | 0.52002
18206 | 3.57 | 1 | 365 | 4.0644 | 0.18107 | 4 | 0.24549
18207 | 4.08 | 1 | 365 | 4.6451 | 0.34979 | 4 | 0.99485
18209 | 3.25 | 1 | 365 | 3.7001 | 0.44775 | 4 | 0.14786
18210 | 8.829 | 1 | 365 | 10.0518 | 0.23268 | 10 | 0.28444
18211 | 6.12 | 1 | 365 | 6.9676 | 0.02469 | 6 | 0.99227
18213 | 6.48 | 1 | 365 | 7.3774 | 0.84967 | 8 | 0.22711
18214 | 3.57 | 1 | 365 | 4.0644 | 0.18107 | 4 | 0.24549
18223 | 3.36 | 1 | 365 | 3.8253 | 0.69983 | 4 | 0.52517
18225 | 6.72 | 1 | 365 | 7.6507 | 0.39966 | 8 | 0.050337
18226 | 5.232 | 1 | 365 | 5.9566 | 0.98973 | 6 | 0.94633
18227 | 4.8 | 1 | 365 | 5.4648 | 0.99976 | 6 | 0.46453
18229 | 4.5 | 1 | 365 | 5.1232 | 0.31227 | 5 | 0.43549
18230 | 3.6 | 1 | 365 | 4.0986 | 0.24982 | 4 | 0.34839
18232 | 2.75 | 1 | 365 | 3.1309 | 0.30194 | 3 | 0.4328
18234 | 4.48 | 1 | 365 | 5.1005 | 0.26644 | 5 | 0.36689
18236 | 4.8 | 1 | 365 | 5.4648 | 0.99976 | 6 | 0.46453
18237 | 4 | 1 | 365 | 4.554 | 0.16646 | 4 | 0.72044
18238 | 3.5 | 1 | 365 | 3.9847 | 0.020656 | 4 | 0.0053836
18239 | 3.84 | 1 | 365 | 4.3718 | 0.79981 | 5 | 0.17162
18240 | 9.81 | 1 | 365 | 11.1686 | 0.48075 | 11 | 0.64938
18241 | 4.05 | 1 | 365 | 4.6109 | 0.28104 | 4 | 0.89194
18248 | 7.68 | 1 | 365 | 8.7436 | 0.59961 | 9 | 0.34324
18249 | 7 | 1 | 365 | 7.9695 | 0.041312 | 8 | 0.010767
18250 | 7.935 | 1 | 365 | 9.0339 | 0.18397 | 9 | 0.21792
18251 | 12 | 1 | 365 | 13.6619 | 0.49939 | 14 | 0.16132
18253 | 3.12 | 1 | 365 | 3.5521 | 0.14984 | 3 | 0.70194
16973 | 15.3 | 1 | 365 | 17.419 | 0.061725 | 17 | 0.48068
18254 | 7.92 | 1 | 365 | 9.0169 | 0.1496 | 9 | 0.16647
18255 | 5.52 | 1 | 365 | 6.2845 | 0.64972 | 6 | 0.9342
18257 | 4.25 | 1 | 365 | 4.8386 | 0.73937 | 5 | 0.57797
17080 | 5.1 | 1 | 365 | 5.8063 | 0.68724 | 6 | 0.49356
17078 | 5.865 | 1 | 365 | 6.6773 | 0.44033 | 7 | 0.11759
18260 | 7.68 | 1 | 365 | 8.7436 | 0.59961 | 9 | 0.34324
18261 | 7.68 | 1 | 365 | 8.7436 | 0.59961 | 9 | 0.34324
18262 | 6.25 | 1 | 365 | 7.1156 | 0.3226 | 7 | 0.43818
18263 | 4.32 | 1 | 365 | 4.9183 | 0.89978 | 5 | 0.81807
18264 | 4.725 | 1 | 365 | 5.3794 | 0.82789 | 6 | 0.20727
18269 | 2.55 | 1 | 365 | 2.9032 | 0.84362 | 3 | 0.74678
18270 | 6.6 | 1 | 365 | 7.5141 | 0.12467 | 7 | 0.63872
17214 | 5.865 | 1 | 365 | 6.6773 | 0.44033 | 7 | 0.11759
17396 | 13.005 | 1 | 365 | 14.8061 | 0.80247 | 15 | 0.60858
17580 | 5.865 | 1 | 365 | 6.6773 | 0.44033 | 7 | 0.11759
17584 | 4.08 | 1 | 365 | 4.6451 | 0.34979 | 4 | 0.99485
18284 | 11.76 | 1 | 365 | 13.3887 | 0.9494 | 14 | 0.33809
18287 | 5.76 | 1 | 365 | 6.5577 | 0.19971 | 6 | 0.75743
18288 | 4.5 | 1 | 365 | 5.1232 | 0.31227 | 5 | 0.43549
18304 | 3.375 | 1 | 365 | 3.8424 | 0.7342 | 4 | 0.57662
18310 | 5.28 | 1 | 365 | 6.0112 | 0.099732 | 6 | 0.11098
18308 | 4.08 | 1 | 365 | 4.6451 | 0.34979 | 4 | 0.99485
18314 | 3.84 | 1 | 365 | 4.3718 | 0.79981 | 5 | 0.17162
18315 | 5.76 | 1 | 365 | 6.5577 | 0.19971 | 6 | 0.75743
18316 | 8.775 | 1 | 365 | 9.9903 | 0.10893 | 10 | 0.099212
18317 | 4.95 | 1 | 365 | 5.6355 | 0.3435 | 5 | 0.97904
18321 | 6.3 | 1 | 365 | 7.1725 | 0.43718 | 7 | 0.60969
18323 | 13.515 | 1 | 365 | 15.3867 | 0.97119 | 16 | 0.35793
18327 | 5.52 | 1 | 365 | 6.2845 | 0.64972 | 6 | 0.9342
18333 | 5.1 | 1 | 365 | 5.8063 | 0.68724 | 6 | 0.49356
18352 | 6.3 | 1 | 365 | 7.1725 | 0.43718 | 7 | 0.60969
18355 | 4.59 | 1 | 365 | 5.2257 | 0.51852 | 5 | 0.7442
18357 | 5 | 1 | 365 | 5.6925 | 0.45808 | 6 | 0.15055
18359 | 4 | 1 | 365 | 4.554 | 0.16646 | 4 | 0.72044
18360 | 6.3 | 1 | 365 | 7.1725 | 0.43718 | 7 | 0.60969
18369 | 7.5 | 1 | 365 | 8.5387 | 0.18712 | 8 | 0.72582
18371 | 3.15 | 1 | 365 | 3.5863 | 0.21859 | 3 | 0.80485
18372 | 5.28 | 1 | 365 | 6.0112 | 0.099732 | 6 | 0.11098
18375 | 2.88 | 1 | 365 | 3.2789 | 0.59985 | 3 | 0.87872
18378 | 4.725 | 1 | 365 | 5.3794 | 0.82789 | 6 | 0.20727
18480 | 4.2 | 1 | 365 | 4.7817 | 0.62479 | 5 | 0.40646
18495 | 6.48 | 1 | 365 | 7.3774 | 0.84967 | 8 | 0.22711
18146 | 3.36 | 1 | 365 | 3.8253 | 0.69983 | 4 | 0.52517
17904 | 480.985 | 0.9 | 365 | 492.8385 | 0.0096296 | 492 | 0.84814
18543 | 11.115 | 1 | 365 | 12.6544 | 0.47131 | 13 | 0.12567
18546 | 9 | 1 | 365 | 10.2464 | 0.62454 | 10 | 0.87099
18611 | 5.04 | 1 | 365 | 5.738 | 0.54974 | 6 | 0.28775
18617 | 6 | 1 | 365 | 6.831 | 0.7497 | 7 | 0.58066
18618 | 4.8 | 1 | 365 | 5.4648 | 0.99976 | 6 | 0.46453
16699 | 110.825 | 0.9 | 365 | 113.5562 | 0.57151 | 114 | 0.12771
17374 | 8.415 | 1 | 365 | 9.5804 | 0.28395 | 9 | 0.86437
18654 | 5.85 | 1 | 365 | 6.6602 | 0.40595 | 7 | 0.066141
18659 | 6.975 | 1 | 365 | 7.941 | 0.98402 | 8 | 0.92501
18702 | 7.848 | 1 | 365 | 8.9349 | 0.9846 | 9 | 0.9195
18710 | 6.75 | 1 | 365 | 7.6848 | 0.46841 | 8 | 0.15324
18713 | 7.75 | 1 | 365 | 8.8233 | 0.76002 | 9 | 0.58335
18715 | 6 | 1 | 365 | 6.831 | 0.7497 | 7 | 0.58066
18714 | 6.3 | 1 | 365 | 7.1725 | 0.43718 | 7 | 0.60969
15004 | 7.14 | 1 | 365 | 8.1288 | 0.36214 | 8 | 0.49098
18719 | 7.59 | 1 | 365 | 8.6412 | 0.39337 | 9 | 0.034532
17845 | 10.5 | 1 | 365 | 11.9542 | 0.061968 | 12 | 0.016151
17851 | 7.14 | 1 | 365 | 8.1288 | 0.36214 | 8 | 0.49098
17404 | 5.67 | 1 | 365 | 6.4553 | 0.99346 | 7 | 0.44872
17959 | 3.57 | 1 | 365 | 4.0644 | 0.18107 | 4 | 0.24549
18001 | 4.845 | 1 | 365 | 5.516 | 0.10288 | 5 | 0.61888
18718 | 8.5 | 1 | 365 | 9.6772 | 0.47874 | 10 | 0.15593
18078 | 5.28 | 1 | 365 | 6.0112 | 0.099732 | 6 | 0.11098
18730 | 9.065 | 1 | 365 | 10.3204 | 0.7735 | 11 | 0.093944
18736 | 6.5 | 1 | 365 | 7.4002 | 0.8955 | 8 | 0.29571
18077 | 12.69 | 1 | 365 | 14.4475 | 0.080607 | 14 | 0.52809
18099 | 7.15 | 1 | 365 | 8.1402 | 0.38505 | 8 | 0.52528
18731 | 8.58 | 1 | 365 | 9.7683 | 0.66207 | 10 | 0.43034
18741 | 4 | 1 | 365 | 4.554 | 0.16646 | 4 | 0.72044
18740 | 10.75 | 1 | 365 | 12.2388 | 0.63487 | 12 | 0.87368
18742 | 3.75 | 1 | 365 | 4.2694 | 0.59356 | 4 | 0.86291
18743 | 6.5 | 1 | 365 | 7.4002 | 0.8955 | 8 | 0.29571
18746 | 11.25 | 1 | 365 | 12.8081 | 0.78068 | 13 | 0.58873
18748 | 5.25 | 1 | 365 | 5.9771 | 0.030984 | 6 | 0.0080754
18753 | 7 | 1 | 365 | 7.9695 | 0.041312 | 8 | 0.010767
18750 | 10.5 | 1 | 365 | 11.9542 | 0.061968 | 12 | 0.016151
18757 | 6.75 | 1 | 365 | 7.6848 | 0.46841 | 8 | 0.15324
18758 | 10.25 | 1 | 365 | 11.6696 | 0.48906 | 12 | 0.15862
18760 | 7 | 1 | 365 | 7.9695 | 0.041312 | 8 | 0.010767
18761 | 8.75 | 1 | 365 | 9.9618 | 0.05164 | 10 | 0.013459
18764 | 10.98 | 1 | 365 | 12.5007 | 0.16194 | 12 | 0.6626
18768 | 7.5 | 1 | 365 | 8.5387 | 0.18712 | 8 | 0.72582
18771 | 13 | 1 | 365 | 14.8004 | 0.79101 | 15 | 0.59142
18171 | 6.12 | 1 | 365 | 6.9676 | 0.02469 | 6 | 0.99227
18786 | 10.675 | 1 | 365 | 12.1534 | 0.463 | 12 | 0.61642
18792 | 5.52 | 1 | 365 | 6.2845 | 0.64972 | 6 | 0.9342
18805 | 6 | 1 | 365 | 6.831 | 0.7497 | 7 | 0.58066
18794 | 5.4 | 1 | 365 | 6.1479 | 0.37473 | 6 | 0.52259
18807 | 4.8 | 1 | 365 | 5.4648 | 0.99976 | 6 | 0.46453
18422 | 8.67 | 1 | 365 | 9.8707 | 0.86831 | 10 | 0.73905
18883 | 8.925 | 1 | 365 | 10.1611 | 0.45267 | 10 | 0.61373
18886 | 4.05 | 1 | 365 | 4.6109 | 0.28104 | 4 | 0.89194
18893 | 7.14 | 1 | 365 | 8.1288 | 0.36214 | 8 | 0.49098
18798 | 5.04 | 1 | 365 | 5.738 | 0.54974 | 6 | 0.28775
18800 | 7.56 | 1 | 365 | 8.607 | 0.32462 | 8 | 0.93163
18802 | 5.6 | 1 | 365 | 6.3756 | 0.83305 | 7 | 0.20861
16687 | 4.02 | 1 | 365 | 4.5767 | 0.2123 | 4 | 0.78904
16744 | 6 | 1 | 365 | 6.831 | 0.7497 | 7 | 0.58066
18847 | 7.28 | 1 | 365 | 8.2882 | 0.68296 | 8 | 0.9712
18877 | 6.12 | 1 | 365 | 6.9676 | 0.02469 | 6 | 0.99227
18909 | 6.48 | 1 | 365 | 7.3774 | 0.84967 | 8 | 0.22711
18911 | 6.3 | 1 | 365 | 7.1725 | 0.43718 | 7 | 0.60969
16229 | 6.25 | 1 | 365 | 7.1156 | 0.3226 | 7 | 0.43818
18919 | 4.75 | 1 | 365 | 5.4078 | 0.88518 | 6 | 0.29302
18920 | 3.75 | 1 | 365 | 4.2694 | 0.59356 | 4 | 0.86291
17953 | 24.75 | 1 | 365 | 28.1777 | 0.7175 | 28 | 0.89521
18934 | 5.76 | 1 | 365 | 6.5577 | 0.19971 | 6 | 0.75743
18937 | 4.725 | 1 | 365 | 5.3794 | 0.82789 | 6 | 0.20727
18974 | 5.175 | 1 | 365 | 5.8917 | 0.85911 | 6 | 0.75082
18972 | 7.65 | 1 | 365 | 8.7095 | 0.53086 | 9 | 0.24034
18976 | 5.4 | 1 | 365 | 6.1479 | 0.37473 | 6 | 0.52259
18981 | 4.8 | 1 | 365 | 5.4648 | 0.99976 | 6 | 0.46453
19003 | 6.075 | 1 | 365 | 6.9163 | 0.92157 | 7 | 0.83792
19005 | 6.075 | 1 | 365 | 6.9163 | 0.92157 | 7 | 0.83792
18216 | 6.24 | 1 | 365 | 7.1042 | 0.29968 | 7 | 0.40388
19040 | 12.74 | 1 | 365 | 14.5044 | 0.19519 | 14 | 0.6996
18994 | 10 | 1 | 365 | 11.3849 | 0.91616 | 12 | 0.3011
19093 | 5.25 | 1 | 365 | 5.9771 | 0.030984 | 6 | 0.0080754
19097 | 6.5 | 1 | 365 | 7.4002 | 0.8955 | 8 | 0.29571
19106 | 6.5 | 1 | 365 | 7.4002 | 0.8955 | 8 | 0.29571
15431 | 9.1 | 1 | 365 | 10.3603 | 0.85371 | 11 | 0.214
19078 | 3.185 | 1 | 365 | 3.6261 | 0.2988 | 3 | 0.9249
19073 | 7.25 | 1 | 365 | 8.2541 | 0.61422 | 8 | 0.86829
19156 | 4 | 1 | 365 | 4.554 | 0.16646 | 4 | 0.72044
19135 | 8 | 1 | 365 | 9.1079 | 0.33293 | 9 | 0.44088
19157 | 13.2 | 1 | 365 | 15.0281 | 0.24933 | 15 | 0.27745
15504 | 3.9 | 1 | 365 | 4.4401 | 0.9373 | 5 | 0.37743
19161 | 7.848 | 1 | 365 | 8.9349 | 0.9846 | 9 | 0.9195
19158 | 12.753 | 1 | 365 | 14.5192 | 0.22498 | 14 | 0.74419
19139 | 5.2 | 1 | 365 | 5.9202 | 0.9164 | 6 | 0.83657
19163 | 6.975 | 1 | 365 | 7.941 | 0.98402 | 8 | 0.92501
19174 | 6.3 | 1 | 365 | 7.1725 | 0.43718 | 7 | 0.60969
19147 | 10.75 | 1 | 365 | 12.2388 | 0.63487 | 12 | 0.87368
19164 | 3.825 | 1 | 365 | 4.3547 | 0.76543 | 5 | 0.12017
19150 | 6.25 | 1 | 365 | 7.1156 | 0.3226 | 7 | 0.43818
19175 | 5.52 | 1 | 365 | 6.2845 | 0.64972 | 6 | 0.9342
18697 | 14.04 | 1 | 365 | 15.9845 | 0.17429 | 16 | 0.15874
19187 | 3.6 | 1 | 365 | 4.0986 | 0.24982 | 4 | 0.34839
19176 | 3.5 | 1 | 365 | 3.9847 | 0.020656 | 4 | 0.0053836
19151 | 7.02 | 1 | 365 | 7.9922 | 0.087144 | 8 | 0.079369
19188 | 6.24 | 1 | 365 | 7.1042 | 0.29968 | 7 | 0.40388
19181 | 3.6 | 1 | 365 | 4.0986 | 0.24982 | 4 | 0.34839
19185 | 4.95 | 1 | 365 | 5.6355 | 0.3435 | 5 | 0.97904
19189 | 3 | 1 | 365 | 3.4155 | 0.87485 | 4 | 0.29033
19190 | 10.455 | 1 | 365 | 11.903 | 0.46841 | 12 | 0.37136
19192 | 3.84 | 1 | 365 | 4.3718 | 0.79981 | 5 | 0.17162
19236 | 5.52 | 1 | 365 | 6.2845 | 0.64972 | 6 | 0.9342
587 | 318.24 | 0.9 | 365 | 326.0828 | 0.35549 | 326 | 0.43827
19387 | 3.825 | 1 | 365 | 4.3547 | 0.76543 | 5 | 0.12017
19409 | 6.12 | 1 | 365 | 6.9676 | 0.02469 | 6 | 0.99227
19377 | 5.67 | 1 | 365 | 6.4553 | 0.99346 | 7 | 0.44872
19160 | 10.335 | 1 | 365 | 11.7663 | 0.68385 | 12 | 0.45018
16874 | 9.435 | 1 | 365 | 10.7417 | 0.6214 | 11 | 0.36308
19550 | 6.867 | 1 | 365 | 7.818 | 0.73653 | 8 | 0.55456
19576 | 8 | 1 | 365 | 9.1079 | 0.33293 | 9 | 0.44088
19571 | 7.14 | 1 | 365 | 8.1288 | 0.36214 | 8 | 0.49098
19569 | 8.235 | 1 | 365 | 9.3755 | 0.87146 | 10 | 0.24695
19567 | 10 | 1 | 365 | 11.3849 | 0.91616 | 12 | 0.3011
19555 | 3.25 | 1 | 365 | 3.7001 | 0.44775 | 4 | 0.14786
19552 | 4.25 | 1 | 365 | 4.8386 | 0.73937 | 5 | 0.57797
19543 | 4 | 1 | 365 | 4.554 | 0.16646 | 4 | 0.72044
19540 | 3.5 | 1 | 365 | 3.9847 | 0.020656 | 4 | 0.0053836
17058 | 9.88 | 1 | 365 | 11.2483 | 0.64117 | 11 | 0.88948
19537 | 5.61 | 1 | 365 | 6.3869 | 0.85597 | 7 | 0.24291
17062 | 7.975 | 1 | 365 | 9.0795 | 0.27564 | 9 | 0.35512
19538 | 3 | 1 | 365 | 3.4155 | 0.87485 | 4 | 0.29033
17100 | 6.48 | 1 | 365 | 7.3774 | 0.84967 | 8 | 0.22711
17910 | 5.6 | 1 | 365 | 6.3756 | 0.83305 | 7 | 0.20861
19532 | 4.5 | 1 | 365 | 5.1232 | 0.31227 | 5 | 0.43549
19524 | 12.2 | 1 | 365 | 13.8896 | 0.95772 | 14 | 0.84734
108 | 3849.12 | 1 | 365 | 4382.1985 | 0.70498 | 4382 | 0.90346
19525 | 4.08 | 1 | 365 | 4.6451 | 0.34979 | 4 | 0.99485
18267 | 9.69 | 1 | 365 | 11.032 | 0.20576 | 11 | 0.23776
18272 | 8.58 | 1 | 365 | 9.7683 | 0.66207 | 10 | 0.43034
18274 | 4.16 | 1 | 365 | 4.7361 | 0.53312 | 5 | 0.26926
19523 | 8.25 | 1 | 365 | 9.3926 | 0.90583 | 10 | 0.2984
17906 | 411.445 | 0.9 | 365 | 421.5847 | 0.58655 | 422 | 0.1713
19520 | 12.25 | 1 | 365 | 13.9465 | 0.072296 | 14 | 0.018843
17905 | 347.7 | 0.9 | 365 | 356.2688 | 0.11539 | 356 | 0.3842
16214 | 8.32 | 1 | 365 | 9.4723 | 0.066245 | 9 | 0.53851
18258 | 12.24 | 1 | 365 | 13.9352 | 0.04938 | 13 | 0.98454
19486 | 7 | 1 | 365 | 7.9695 | 0.041312 | 8 | 0.010767
19487 | 9 | 1 | 365 | 10.2464 | 0.62454 | 10 | 0.87099
19479 | 5.25 | 1 | 365 | 5.9771 | 0.030984 | 6 | 0.0080754
17859 | 6.24 | 1 | 365 | 7.1042 | 0.29968 | 7 | 0.40388
19476 | 10.8 | 1 | 365 | 12.2957 | 0.74945 | 13 | 0.045184
18734 | 12.48 | 1 | 365 | 14.2084 | 0.59937 | 14 | 0.80777
19473 | 7.75 | 1 | 365 | 8.8233 | 0.76002 | 9 | 0.58335
19440 | 7.35 | 1 | 365 | 8.3679 | 0.84338 | 9 | 0.21131
18744 | 11.25 | 1 | 365 | 12.8081 | 0.78068 | 13 | 0.58873
19261 | 4.25 | 1 | 365 | 4.8386 | 0.73937 | 5 | 0.57797
19719 | 9.9 | 1 | 365 | 11.2711 | 0.687 | 11 | 0.95809
19262 | 7 | 1 | 365 | 7.9695 | 0.041312 | 8 | 0.010767
19720 | 5.76 | 1 | 365 | 6.5577 | 0.19971 | 6 | 0.75743
19358 | 5.28 | 1 | 365 | 6.0112 | 0.099732 | 6 | 0.11098
19372 | 109.2 | 0.9 | 365 | 111.8912 | 0.22002 | 112 | 0.11117
19712 | 4.95 | 1 | 365 | 5.6355 | 0.3435 | 5 | 0.97904
18995 | 6 | 1 | 365 | 6.831 | 0.7497 | 7 | 0.58066
18997 | 6.25 | 1 | 365 | 7.1156 | 0.3226 | 7 | 0.43818
18998 | 12.5 | 1 | 365 | 14.2312 | 0.6452 | 14 | 0.87637
18897 | 5.04 | 1 | 365 | 5.738 | 0.54974 | 6 | 0.28775
19063 | 3.57 | 1 | 365 | 4.0644 | 0.18107 | 4 | 0.24549
19067 | 6.05 | 1 | 365 | 6.8879 | 0.86428 | 7 | 0.75216
15446 | 8.84 | 1 | 365 | 10.0643 | 0.25789 | 10 | 0.32217
19082 | 9.945 | 1 | 365 | 11.3223 | 0.79012 | 12 | 0.11244
18687 | 19.38 | 1 | 365 | 22.064 | 0.41152 | 22 | 0.47552
19715 | 4.5 | 1 | 365 | 5.1232 | 0.31227 | 5 | 0.43549
19260 | 3.84 | 1 | 365 | 4.3718 | 0.79981 | 5 | 0.17162
18217 | 9.156 | 1 | 365 | 10.424 | 0.98204 | 11 | 0.40608
18244 | 3.575 | 1 | 365 | 4.0701 | 0.19253 | 4 | 0.26264
18330 | 6 | 1 | 365 | 6.831 | 0.7497 | 7 | 0.58066
17163 | 3 | 1 | 365 | 3.4155 | 0.87485 | 4 | 0.29033
14503 | 4.94 | 1 | 365 | 5.6242 | 0.32058 | 5 | 0.94474
20042 | 5.98 | 1 | 365 | 6.8082 | 0.70386 | 7 | 0.51206
20039 | 11.18 | 1 | 365 | 12.7284 | 0.62027 | 13 | 0.34863
20046 | 4.42 | 1 | 365 | 5.0321 | 0.12894 | 5 | 0.16108
14478 | 9.435 | 1 | 365 | 10.7417 | 0.6214 | 11 | 0.36308
20048 | 3.64 | 1 | 365 | 4.1441 | 0.34148 | 4 | 0.4856
19885 | 4.94 | 1 | 365 | 5.6242 | 0.32058 | 5 | 0.94474
19879 | 7.02 | 1 | 365 | 7.9922 | 0.087144 | 8 | 0.079369
20021 | 2.6 | 1 | 365 | 2.9601 | 0.9582 | 3 | 0.91828
13053 | 50.49 | 0.9 | 365 | 51.7343 | 0.13332 | 51 | 0.86761
19087 | 9.18 | 1 | 365 | 10.4514 | 0.037035 | 10 | 0.48841
15380 | 6.375 | 1 | 365 | 7.2579 | 0.60905 | 7 | 0.86695
19328 | 2.55 | 1 | 365 | 2.9032 | 0.84362 | 3 | 0.74678
18918 | 2.4 | 1 | 365 | 2.7324 | 0.49988 | 3 | 0.23226
15386 | 10.2 | 1 | 365 | 11.6126 | 0.37448 | 11 | 0.98712
19310 | 7 | 1 | 365 | 7.9695 | 0.041312 | 8 | 0.010767
20036 | 4.68 | 1 | 365 | 5.3282 | 0.72476 | 6 | 0.052913
19326 | 10.75 | 1 | 365 | 12.2388 | 0.63487 | 12 | 0.87368
20019 | 8.58 | 1 | 365 | 9.7683 | 0.66207 | 10 | 0.43034
19308 | 4.95 | 1 | 365 | 5.6355 | 0.3435 | 5 | 0.97904
19307 | 3.75 | 1 | 365 | 4.2694 | 0.59356 | 4 | 0.86291
13552 | 12.495 | 1 | 365 | 14.2255 | 0.63374 | 14 | 0.85922
19303 | 5 | 1 | 365 | 5.6925 | 0.45808 | 6 | 0.15055
19301 | 3.5 | 1 | 365 | 3.9847 | 0.020656 | 4 | 0.0053836
20006 | 7.395 | 1 | 365 | 8.4192 | 0.9465 | 9 | 0.36566
19329 | 3.9 | 1 | 365 | 4.4401 | 0.9373 | 5 | 0.37743
20013 | 13.26 | 1 | 365 | 15.0964 | 0.38683 | 15 | 0.48325
19183 | 3.84 | 1 | 365 | 4.3718 | 0.79981 | 5 | 0.17162
19369 | 9.6 | 1 | 365 | 10.9295 | 0.99951 | 11 | 0.92905
19588 | 5.85 | 1 | 365 | 6.6602 | 0.40595 | 7 | 0.066141
19591 | 6.3 | 1 | 365 | 7.1725 | 0.43718 | 7 | 0.60969
19581 | 5.625 | 1 | 365 | 6.404 | 0.89034 | 7 | 0.29437
19999 | 7.75 | 1 | 365 | 8.8233 | 0.76002 | 9 | 0.58335
19578 | 9.6 | 1 | 365 | 10.9295 | 0.99951 | 11 | 0.92905
19996 | 6.5 | 1 | 365 | 7.4002 | 0.8955 | 8 | 0.29571
11414 | 556.92 | 0.9 | 365 | 570.6449 | 0.6221 | 571 | 0.26697
19612 | 10.2 | 1 | 365 | 11.6126 | 0.37448 | 11 | 0.98712
19986 | 5.98 | 1 | 365 | 6.8082 | 0.70386 | 7 | 0.51206
18808 | 5.76 | 1 | 365 | 6.5577 | 0.19971 | 6 | 0.75743
19610 | 19.2 | 1 | 365 | 21.8591 | 0.99903 | 22 | 0.8581
19608 | 5.04 | 1 | 365 | 5.738 | 0.54974 | 6 | 0.28775
19972 | 4.94 | 1 | 365 | 5.6242 | 0.32058 | 5 | 0.94474
19620 | 5.94 | 1 | 365 | 6.7627 | 0.6122 | 7 | 0.37485
19967 | 4.68 | 1 | 365 | 5.3282 | 0.72476 | 6 | 0.052913
15662 | 8 | 1 | 365 | 9.1079 | 0.33293 | 9 | 0.44088
19684 | 15 | 1 | 365 | 17.0774 | 0.37424 | 17 | 0.45164
19600 | 19.25 | 1 | 365 | 21.916 | 0.11361 | 22 | 0.02961
19857 | 7 | 1 | 365 | 7.9695 | 0.041312 | 8 | 0.010767
20052 | 10 | 1 | 365 | 11.3849 | 0.91616 | 12 | 0.3011
19611 | 7.8 | 1 | 365 | 8.8803 | 0.8746 | 9 | 0.75485
19725 | 3.15 | 1 | 365 | 3.5863 | 0.21859 | 3 | 0.80485
19852 | 12.25 | 1 | 365 | 13.9465 | 0.072296 | 14 | 0.018843
19854 | 7.25 | 1 | 365 | 8.2541 | 0.61422 | 8 | 0.86829
19848 | 5.25 | 1 | 365 | 5.9771 | 0.030984 | 6 | 0.0080754
19846 | 7.5 | 1 | 365 | 8.5387 | 0.18712 | 8 | 0.72582
19847 | 7 | 1 | 365 | 7.9695 | 0.041312 | 8 | 0.010767
20062 | 8.84 | 1 | 365 | 10.0643 | 0.25789 | 10 | 0.32217
19843 | 8.75 | 1 | 365 | 9.9618 | 0.05164 | 10 | 0.013459
19842 | 10.25 | 1 | 365 | 11.6696 | 0.48906 | 12 | 0.15862
15217 | 4.08 | 1 | 365 | 4.6451 | 0.34979 | 4 | 0.99485
19833 | 10.75 | 1 | 365 | 12.2388 | 0.63487 | 12 | 0.87368
19840 | 5.5 | 1 | 365 | 6.2617 | 0.60389 | 6 | 0.8656
19835 | 9.75 | 1 | 365 | 11.1003 | 0.34326 | 11 | 0.44357
19816 | 8.75 | 1 | 365 | 9.9618 | 0.05164 | 10 | 0.013459
19828 | 8.06 | 1 | 365 | 9.1763 | 0.47042 | 9 | 0.64668
19802 | 5.5 | 1 | 365 | 6.2617 | 0.60389 | 6 | 0.8656
19679 | 4.5 | 1 | 365 | 5.1232 | 0.31227 | 5 | 0.43549
19654 | 6.5 | 1 | 365 | 7.4002 | 0.8955 | 8 | 0.29571
19677 | 7.25 | 1 | 365 | 8.2541 | 0.61422 | 8 | 0.86829
19653 | 7.75 | 1 | 365 | 8.8233 | 0.76002 | 9 | 0.58335
20387 | 9.88 | 1 | 365 | 11.2483 | 0.64117 | 11 | 0.88948
19652 | 7.5 | 1 | 365 | 8.5387 | 0.18712 | 8 | 0.72582
20390 | 7.8 | 1 | 365 | 8.8803 | 0.8746 | 9 | 0.75485
19647 | 7.5 | 1 | 365 | 8.5387 | 0.18712 | 8 | 0.72582
20397 | 5.98 | 1 | 365 | 6.8082 | 0.70386 | 7 | 0.51206
19649 | 5.39 | 1 | 365 | 6.1365 | 0.35181 | 6 | 0.48829
20411 | 6.76 | 1 | 365 | 7.6962 | 0.49132 | 8 | 0.18754
19641 | 4.165 | 1 | 365 | 4.7418 | 0.54458 | 5 | 0.28641
19643 | 2.695 | 1 | 365 | 3.0682 | 0.17591 | 3 | 0.24415
19637 | 7.35 | 1 | 365 | 8.3679 | 0.84338 | 9 | 0.21131
19632 | 3.185 | 1 | 365 | 3.6261 | 0.2988 | 3 | 0.9249
20416 | 5.98 | 1 | 365 | 6.8082 | 0.70386 | 7 | 0.51206
19633 | 2.25 | 1 | 365 | 2.5616 | 0.15614 | 2 | 0.71775
19630 | 7.25 | 1 | 365 | 8.2541 | 0.61422 | 8 | 0.86829
18915 | 7.98 | 1 | 365 | 9.0852 | 0.2871 | 9 | 0.37227
20412 | 4.68 | 1 | 365 | 5.3282 | 0.72476 | 6 | 0.052913
19757 | 5.85 | 1 | 365 | 6.6602 | 0.40595 | 7 | 0.066141
16265 | 5.355 | 1 | 365 | 6.0966 | 0.2716 | 6 | 0.36824
19743 | 5.1 | 1 | 365 | 5.8063 | 0.68724 | 6 | 0.49356
19748 | 5.4 | 1 | 365 | 6.1479 | 0.37473 | 6 | 0.52259
20418 | 6.12 | 1 | 365 | 6.9676 | 0.02469 | 6 | 0.99227
19736 | 11.13 | 1 | 365 | 12.6714 | 0.50569 | 13 | 0.17712
20419 | 5.1 | 1 | 365 | 5.8063 | 0.68724 | 6 | 0.49356
20068 | 6.885 | 1 | 365 | 7.8385 | 0.77778 | 8 | 0.6163
20073 | 4.68 | 1 | 365 | 5.3282 | 0.72476 | 6 | 0.052913
20420 | 5.355 | 1 | 365 | 6.0966 | 0.2716 | 6 | 0.36824
20115 | 11.7 | 1 | 365 | 13.3204 | 0.81191 | 14 | 0.13228
20084 | 3.9 | 1 | 365 | 4.4401 | 0.9373 | 5 | 0.37743
20100 | 15.08 | 1 | 365 | 17.1685 | 0.55757 | 17 | 0.72605
20107 | 5.72 | 1 | 365 | 6.5122 | 0.10804 | 6 | 0.62023
20117 | 6.5 | 1 | 365 | 7.4002 | 0.8955 | 8 | 0.29571
20125 | 7.28 | 1 | 365 | 8.2882 | 0.68296 | 8 | 0.9712
20133 | 3.12 | 1 | 365 | 3.5521 | 0.14984 | 3 | 0.70194
20138 | 4.68 | 1 | 365 | 5.3282 | 0.72476 | 6 | 0.052913
19373 | 59.514 | 0.9 | 365 | 60.9807 | 0.74491 | 61 | 0.72559
20069 | 498.4 | 0.8 | 365 | 453.9402 | 0.71313 | 454 | 0.6533
19098 | 3.5 | 1 | 365 | 3.9847 | 0.020656 | 4 | 0.0053836
20186 | 9.36 | 1 | 365 | 10.6563 | 0.44953 | 11 | 0.10583
19639 | 13.26 | 1 | 365 | 15.0964 | 0.38683 | 15 | 0.48325
20199 | 9.62 | 1 | 365 | 10.9523 | 0.045346 | 10 | 0.99765
20222 | 6.12 | 1 | 365 | 6.9676 | 0.02469 | 6 | 0.99227
20231 | 3 | 1 | 365 | 3.4155 | 0.87485 | 4 | 0.29033
20232 | 9.69 | 1 | 365 | 11.032 | 0.20576 | 11 | 0.23776
20056 | 5.4 | 1 | 365 | 6.1479 | 0.37473 | 6 | 0.52259
20421 | 2.55 | 1 | 365 | 2.9032 | 0.84362 | 3 | 0.74678
20422 | 2.34 | 1 | 365 | 2.6641 | 0.36238 | 3 | 0.026456
20424 | 60.39 | 0.9 | 365 | 61.8783 | 0.55162 | 62 | 0.42989
20270 | 5.2 | 1 | 365 | 5.9202 | 0.9164 | 6 | 0.83657
20248 | 4.725 | 1 | 365 | 5.3794 | 0.82789 | 6 | 0.20727
20209 | 19.62 | 1 | 365 | 22.3372 | 0.96151 | 23 | 0.29875
20255 | 33.12 | 0.9 | 365 | 33.9362 | 0.30849 | 34 | 0.24471
17347 | 9 | 1 | 365 | 10.2464 | 0.62454 | 10 | 0.87099
20283 | 4.16 | 1 | 365 | 4.7361 | 0.53312 | 5 | 0.26926
20285 | 3.315 | 1 | 365 | 3.7741 | 0.59671 | 4 | 0.37081
20288 | 4.42 | 1 | 365 | 5.0321 | 0.12894 | 5 | 0.16108
20293 | 5.46 | 1 | 365 | 6.2162 | 0.51222 | 6 | 0.7284
20292 | 9.945 | 1 | 365 | 11.3223 | 0.79012 | 12 | 0.11244
20235 | 6.4 | 1 | 365 | 7.2864 | 0.66634 | 7 | 0.9527
20320 | 6.63 | 1 | 365 | 7.5482 | 0.19341 | 7 | 0.74163
20339 | 11.18 | 1 | 365 | 12.7284 | 0.62027 | 13 | 0.34863
20328 | 3.83 | 1 | 365 | 4.3604 | 0.77689 | 5 | 0.13732
17050 | 8.58 | 1 | 365 | 9.7683 | 0.66207 | 10 | 0.43034
20344 | 4.68 | 1 | 365 | 5.3282 | 0.72476 | 6 | 0.052913
20350 | 5.98 | 1 | 365 | 6.8082 | 0.70386 | 7 | 0.51206
20358 | 4.42 | 1 | 365 | 5.0321 | 0.12894 | 5 | 0.16108
20351 | 8.16 | 1 | 365 | 9.2901 | 0.69959 | 9 | 0.98969
20368 | 9.69 | 1 | 365 | 11.032 | 0.20576 | 11 | 0.23776
20383 | 8.06 | 1 | 365 | 9.1763 | 0.47042 | 9 | 0.64668
17766 | 3.38 | 1 | 365 | 3.8481 | 0.74566 | 4 | 0.59377
13058 | 50.49 | 0.9 | 365 | 51.7343 | 0.13332 | 51 | 0.86761
13060 | 50.49 | 0.9 | 365 | 51.7343 | 0.13332 | 51 | 0.86761
13048 | 50.49 | 0.9 | 365 | 51.7343 | 0.13332 | 51 | 0.86761
17666 | 289.75 | 0.9 | 365 | 296.8907 | 0.59616 | 297 | 0.48683
17668 | 649.04 | 0.9 | 365 | 665.0351 | 0.6154 | 665 | 0.6505
15889 | 4.335 | 1 | 365 | 4.9354 | 0.93416 | 5 | 0.86953
12970 | 516 | 0.9 | 365 | 528.7164 | 0.22647 | 528 | 0.9429
19048 | 7 | 1 | 365 | 7.9695 | 0.041312 | 8 | 0.010767
20901 | 7.02 | 1 | 365 | 7.9922 | 0.087144 | 8 | 0.079369
15243 | 5.865 | 1 | 365 | 6.6773 | 0.44033 | 7 | 0.11759
16326 | 44.72 | 0.9 | 365 | 45.8221 | 0.23296 | 46 | 0.055051
16671 | 4.59 | 1 | 365 | 5.2257 | 0.51852 | 5 | 0.7442
18755 | 9.62 | 1 | 365 | 10.9523 | 0.045346 | 10 | 0.99765
18776 | 5.5 | 1 | 365 | 6.2617 | 0.60389 | 6 | 0.8656
18778 | 3.185 | 1 | 365 | 3.6261 | 0.2988 | 3 | 0.9249
18788 | 4.32 | 1 | 365 | 4.9183 | 0.89978 | 5 | 0.81807
19441 | 8.1 | 1 | 365 | 9.2218 | 0.56209 | 9 | 0.78389
18939 | 5.4 | 1 | 365 | 6.1479 | 0.37473 | 6 | 0.52259
19096 | 9 | 1 | 365 | 10.2464 | 0.62454 | 10 | 0.87099
19099 | 7.75 | 1 | 365 | 8.8233 | 0.76002 | 9 | 0.58335
19104 | 9 | 1 | 365 | 10.2464 | 0.62454 | 10 | 0.87099
19107 | 5.75 | 1 | 365 | 6.5463 | 0.17679 | 6 | 0.72313
19080 | 10 | 1 | 365 | 11.3849 | 0.91616 | 12 | 0.3011
19062 | 8.5 | 1 | 365 | 9.6772 | 0.47874 | 10 | 0.15593
19137 | 5.75 | 1 | 365 | 6.5463 | 0.17679 | 6 | 0.72313
19142 | 7 | 1 | 365 | 7.9695 | 0.041312 | 8 | 0.010767
19149 | 10.5 | 1 | 365 | 11.9542 | 0.061968 | 12 | 0.016151
19577 | 10.75 | 1 | 365 | 12.2388 | 0.63487 | 12 | 0.87368
19575 | 13 | 1 | 365 | 14.8004 | 0.79101 | 15 | 0.59142
19574 | 7.65 | 1 | 365 | 8.7095 | 0.53086 | 9 | 0.24034
19570 | 8.75 | 1 | 365 | 9.9618 | 0.05164 | 10 | 0.013459
19564 | 13.25 | 1 | 365 | 15.085 | 0.36391 | 15 | 0.44895
19561 | 9.5 | 1 | 365 | 10.8157 | 0.77035 | 11 | 0.58604
19563 | 10.71 | 1 | 365 | 12.1933 | 0.54321 | 12 | 0.73647
19559 | 15 | 1 | 365 | 17.0774 | 0.37424 | 17 | 0.45164
19557 | 8 | 1 | 365 | 9.1079 | 0.33293 | 9 | 0.44088
19542 | 7.65 | 1 | 365 | 8.7095 | 0.53086 | 9 | 0.24034
19539 | 8.96 | 1 | 365 | 10.2009 | 0.53288 | 10 | 0.73378
19528 | 4.675 | 1 | 365 | 5.3225 | 0.7133 | 6 | 0.035762
19496 | 9 | 1 | 365 | 10.2464 | 0.62454 | 10 | 0.87099
19493 | 6.5 | 1 | 365 | 7.4002 | 0.8955 | 8 | 0.29571
19489 | 11.5 | 1 | 365 | 13.0927 | 0.35358 | 13 | 0.44626
19488 | 12.48 | 1 | 365 | 14.2084 | 0.59937 | 14 | 0.80777
19481 | 11.34 | 1 | 365 | 12.9105 | 0.98693 | 13 | 0.89744
19485 | 8.5 | 1 | 365 | 9.6772 | 0.47874 | 10 | 0.15593
19478 | 9 | 1 | 365 | 10.2464 | 0.62454 | 10 | 0.87099
19407 | 6.48 | 1 | 365 | 7.3774 | 0.84967 | 8 | 0.22711
19406 | 6.24 | 1 | 365 | 7.1042 | 0.29968 | 7 | 0.40388
19709 | 9.36 | 1 | 365 | 10.6563 | 0.44953 | 11 | 0.10583
20060 | 7.44 | 1 | 365 | 8.4704 | 0.049623 | 8 | 0.52002
16515 | 373.75 | 1 | 365 | 425.512 | 0.49148 | 426 | 0.0034629
18766 | 5 | 1 | 365 | 5.6925 | 0.45808 | 6 | 0.15055
17358 | 7.65 | 1 | 365 | 8.7095 | 0.53086 | 9 | 0.24034
18324 | 6.54 | 1 | 365 | 7.4457 | 0.98717 | 8 | 0.43292
95 | 1597.05 | 1 | 365 | 1818.2312 | 0.82533 | 1819 | 0.056536
19162 | 5.232 | 1 | 365 | 5.9566 | 0.98973 | 6 | 0.94633
18068 | 23.544 | 1 | 365 | 26.8047 | 0.95381 | 27 | 0.7585
19324 | 10.2 | 1 | 365 | 11.6126 | 0.37448 | 11 | 0.98712
20083 | 5.2 | 1 | 365 | 5.9202 | 0.9164 | 6 | 0.83657
4121 | 1306.8 | 0.9 | 365 | 1339.0051 | 0.21541 | 1339 | 0.2205
15425 | 8.16 | 1 | 365 | 9.2901 | 0.69959 | 9 | 0.98969
15549 | 8.75 | 1 | 365 | 9.9618 | 0.05164 | 10 | 0.013459
12405 | 6.72 | 1 | 365 | 7.6507 | 0.39966 | 8 | 0.050337
16482 | 3.924 | 1 | 365 | 4.4674 | 0.9923 | 5 | 0.45975
16861 | 3.57 | 1 | 365 | 4.0644 | 0.18107 | 4 | 0.24549
14677 | 7.65 | 1 | 365 | 8.7095 | 0.53086 | 9 | 0.24034
13691 | 6.05 | 1 | 365 | 6.8879 | 0.86428 | 7 | 0.75216
13621 | 4.76 | 1 | 365 | 5.4192 | 0.90809 | 6 | 0.32732
14289 | 7.7 | 1 | 365 | 8.7664 | 0.64544 | 9 | 0.41184
14552 | 12.375 | 1 | 365 | 14.0889 | 0.35875 | 14 | 0.44761
14902 | 6.6 | 1 | 365 | 7.5141 | 0.12467 | 7 | 0.63872
14886 | 9.075 | 1 | 365 | 10.3318 | 0.79642 | 11 | 0.12824
15181 | 7.7 | 1 | 365 | 8.7664 | 0.64544 | 9 | 0.41184
15362 | 5.04 | 1 | 365 | 5.738 | 0.54974 | 6 | 0.28775
16856 | 9 | 1 | 365 | 10.2464 | 0.62454 | 10 | 0.87099
16600 | 1.5 | 1 | 365 | 1.7077 | 0.43742 | 2 | 0.14516
13052 | 50.49 | 0.9 | 365 | 51.7343 | 0.13332 | 51 | 0.86761
13061 | 50.49 | 0.9 | 365 | 51.7343 | 0.13332 | 51 | 0.86761
13055 | 50.49 | 0.9 | 365 | 51.7343 | 0.13332 | 51 | 0.86761
13054 | 50.49 | 0.9 | 365 | 51.7343 | 0.13332 | 51 | 0.86761
13051 | 50.49 | 0.9 | 365 | 51.7343 | 0.13332 | 51 | 0.86761
13057 | 36.72 | 0.9 | 365 | 37.6249 | 0.73333 | 38 | 0.35826
13049 | 36.72 | 0.9 | 365 | 37.6249 | 0.73333 | 38 | 0.35826
13045 | 50.49 | 0.9 | 365 | 51.7343 | 0.13332 | 51 | 0.86761
13046 | 50.49 | 0.9 | 365 | 51.7343 | 0.13332 | 51 | 0.86761
13056 | 36.72 | 0.9 | 365 | 37.6249 | 0.73333 | 38 | 0.35826
13047 | 50.49 | 0.9 | 365 | 51.7343 | 0.13332 | 51 | 0.86761
16445 | 8.175 | 1 | 365 | 9.3072 | 0.73396 | 10 | 0.041146
13713 | 10.26 | 1 | 365 | 11.6809 | 0.51198 | 12 | 0.19292
9159 | 1989.52 | 0.9 | 365 | 2038.5502 | 0.29428 | 2038 | 0.84449
18537 | 7.02 | 1 | 365 | 7.9922 | 0.087144 | 8 | 0.079369
14185 | 6.89 | 1 | 365 | 7.8442 | 0.78923 | 8 | 0.63346
12675 | 5.3 | 1 | 365 | 6.034 | 0.14556 | 6 | 0.17958
18539 | 4.48 | 1 | 365 | 5.1005 | 0.26644 | 5 | 0.36689
17361 | 4.25 | 1 | 365 | 4.8386 | 0.73937 | 5 | 0.57797
19735 | 11.2 | 1 | 365 | 12.7511 | 0.6661 | 13 | 0.41723
15187 | 14.02 | 1 | 365 | 15.9617 | 0.12846 | 16 | 0.090137
12626 | 8.8 | 1 | 365 | 10.0187 | 0.16622 | 10 | 0.18496
12977 | 81 | 0.9 | 365 | 82.9962 | 0.058806 | 83 | 0.05499
15199 | 52.62 | 0.9 | 365 | 53.9168 | 0.52635 | 54 | 0.44313
12149 | 1.785 | 1 | 365 | 2.0322 | 0.090535 | 2 | 0.12275
18193 | 8.96 | 1 | 365 | 10.2009 | 0.53288 | 10 | 0.73378
16547 | 4.08 | 1 | 365 | 4.6451 | 0.34979 | 4 | 0.99485
15476 | 5.67 | 1 | 365 | 6.4553 | 0.99346 | 7 | 0.44872
16297 | 5.1 | 1 | 365 | 5.8063 | 0.68724 | 6 | 0.49356
16338 | 9.18 | 1 | 365 | 10.4514 | 0.037035 | 10 | 0.48841
15486 | 3.825 | 1 | 365 | 4.3547 | 0.76543 | 5 | 0.12017
16331 | 7.705 | 1 | 365 | 8.7721 | 0.6569 | 9 | 0.42899
15847 | 10.84 | 1 | 365 | 12.3413 | 0.84112 | 13 | 0.18239
15851 | 5.31 | 1 | 365 | 6.0454 | 0.16848 | 6 | 0.21388
16790 | 4.2 | 1 | 365 | 4.7817 | 0.62479 | 5 | 0.40646
18889 | 9.66 | 1 | 365 | 10.9978 | 0.13701 | 11 | 0.13486
18895 | 2.943 | 1 | 365 | 3.3506 | 0.74423 | 4 | 0.094813
15357 | 12.42 | 1 | 365 | 14.1401 | 0.46187 | 14 | 0.60196
12408 | 6.867 | 1 | 365 | 7.818 | 0.73653 | 8 | 0.55456
15356 | 18.639 | 1 | 365 | 21.2204 | 0.71343 | 21 | 0.93381
19932 | 5.886 | 1 | 365 | 6.7012 | 0.48845 | 7 | 0.18963
19926 | 5.886 | 1 | 365 | 6.7012 | 0.48845 | 7 | 0.18963
16879 | 7.905 | 1 | 365 | 8.9998 | 0.11522 | 9 | 0.11502
16876 | 5.355 | 1 | 365 | 6.0966 | 0.2716 | 6 | 0.36824
12581 | 108.29 | 0.9 | 365 | 110.9587 | 0.34319 | 111 | 0.30191
2874 | 3186.48 | 1 | 365 | 3627.7871 | 0.18855 | 3627 | 0.97564
2696 | 1237.5 | 1 | 365 | 1408.8858 | 0.8748 | 1409 | 0.76063
16897 | 9.7 | 1 | 365 | 11.0434 | 0.22868 | 11 | 0.27206
17335 | 4.76 | 1 | 365 | 5.4192 | 0.90809 | 6 | 0.32732
10087 | 15 | 1 | 365 | 17.0774 | 0.37424 | 17 | 0.45164
5625 | 73.44 | 0.9 | 365 | 75.2499 | 0.46665 | 75 | 0.71652
13204 | 1.4 | 1 | 365 | 1.5939 | 0.20826 | 1 | 0.80215
16753 | 4.485 | 1 | 365 | 5.1061 | 0.2779 | 5 | 0.38404
13622 | 3.597 | 1 | 365 | 4.0952 | 0.24294 | 4 | 0.3381
18979 | 4.905 | 1 | 365 | 5.5843 | 0.24038 | 5 | 0.82469
13385 | 11 | 1 | 365 | 12.5234 | 0.20778 | 12 | 0.73121
18245 | 24.705 | 1 | 365 | 28.1265 | 0.61437 | 28 | 0.74086
18259 | 5.2 | 1 | 365 | 5.9202 | 0.9164 | 6 | 0.83657
12328 | 27.45 | 0.9 | 365 | 28.1265 | 0.61437 | 28 | 0.74086
15414 | 5.98 | 1 | 365 | 6.8082 | 0.70386 | 7 | 0.51206
17125 | 7.54 | 1 | 365 | 8.5842 | 0.27878 | 8 | 0.86303
17138 | 18.02 | 1 | 365 | 20.5157 | 0.29492 | 20 | 0.81057
17189 | 13.44 | 1 | 365 | 15.3014 | 0.79932 | 16 | 0.10067
17218 | 5.72 | 1 | 365 | 6.5122 | 0.10804 | 6 | 0.62023
19085 | 11.76 | 1 | 365 | 13.3887 | 0.9494 | 14 | 0.33809
18277 | 0.6 | 1 | 365 | 0.6831 | 0.37497 | 1 | 0.058066
19979 | 2.08 | 1 | 365 | 2.3681 | 0.76656 | 3 | 0.13463
16578 | 8.1 | 1 | 365 | 9.2218 | 0.56209 | 9 | 0.78389
19072 | 9.5 | 1 | 365 | 10.8157 | 0.77035 | 11 | 0.58604
18999 | 7.75 | 1 | 365 | 8.8233 | 0.76002 | 9 | 0.58335
19055 | 5 | 1 | 365 | 5.6925 | 0.45808 | 6 | 0.15055
18363 | 4.16 | 1 | 365 | 4.7361 | 0.53312 | 5 | 0.26926
14502 | 181.17 | 0.9 | 365 | 185.6348 | 0.65486 | 186 | 0.28966
14064 | 5.865 | 1 | 365 | 6.6773 | 0.44033 | 7 | 0.11759
15062 | 8.25 | 1 | 365 | 9.3926 | 0.90583 | 10 | 0.2984
15097 | 7.25 | 1 | 365 | 8.2541 | 0.61422 | 8 | 0.86829
15124 | 5.75 | 1 | 365 | 6.5463 | 0.17679 | 6 | 0.72313
14122 | 3.315 | 1 | 365 | 3.7741 | 0.59671 | 4 | 0.37081
16251 | 11.96 | 1 | 365 | 13.6164 | 0.40773 | 14 | 0.024111
16235 | 5.98 | 1 | 365 | 6.8082 | 0.70386 | 7 | 0.51206
15548 | 3.825 | 1 | 365 | 4.3547 | 0.76543 | 5 | 0.12017
16859 | 8.25 | 1 | 365 | 9.3926 | 0.90583 | 10 | 0.2984
16083 | 5.75 | 1 | 365 | 6.5463 | 0.17679 | 6 | 0.72313
16267 | 4.08 | 1 | 365 | 4.6451 | 0.34979 | 4 | 0.99485
16863 | 2.55 | 1 | 365 | 2.9032 | 0.84362 | 3 | 0.74678
16219 | 4.25 | 1 | 365 | 4.8386 | 0.73937 | 5 | 0.57797
18124 | 9.6 | 1 | 365 | 10.9295 | 0.99951 | 11 | 0.92905
19122 | 6.89 | 1 | 365 | 7.8442 | 0.78923 | 8 | 0.63346
13461 | 8.25 | 1 | 365 | 9.3926 | 0.90583 | 10 | 0.2984
16300 | 7.15 | 1 | 365 | 8.1402 | 0.38505 | 8 | 0.52528
16533 | 6.9 | 1 | 365 | 7.8556 | 0.81215 | 8 | 0.66776
16641 | 4.4 | 1 | 365 | 5.0094 | 0.08311 | 5 | 0.092482
15542 | 11.97 | 1 | 365 | 13.6278 | 0.43064 | 14 | 0.058412
13708 | 6 | 1 | 365 | 6.831 | 0.7497 | 7 | 0.58066
17988 | 23.1 | 1 | 365 | 26.2992 | 0.93633 | 27 | 0.23553
29425 | 9.99 | 1 | 365 | 11.3736 | 0.89324 | 12 | 0.26679
11766 | 5.355 | 1 | 365 | 6.0966 | 0.2716 | 6 | 0.36824
11776 | 4.59 | 1 | 365 | 5.2257 | 0.51852 | 5 | 0.7442
12579 | 7 | 1 | 365 | 7.9695 | 0.041312 | 8 | 0.010767
13465 | 6.375 | 1 | 365 | 7.2579 | 0.60905 | 7 | 0.86695
13438 | 9.075 | 1 | 365 | 10.3318 | 0.79642 | 11 | 0.12824
12949 | 7.65 | 1 | 365 | 8.7095 | 0.53086 | 9 | 0.24034
12947 | 8.415 | 1 | 365 | 9.5804 | 0.28395 | 9 | 0.86437
14265 | 3.57 | 1 | 365 | 4.0644 | 0.18107 | 4 | 0.24549
14266 | 8.16 | 1 | 365 | 9.2901 | 0.69959 | 9 | 0.98969
14271 | 3.36 | 1 | 365 | 3.8253 | 0.69983 | 4 | 0.52517
14272 | 6.12 | 1 | 365 | 6.9676 | 0.02469 | 6 | 0.99227
14273 | 7.14 | 1 | 365 | 8.1288 | 0.36214 | 8 | 0.49098
15172 | 11.2 | 1 | 365 | 12.7511 | 0.6661 | 13 | 0.41723
15174 | 10.92 | 1 | 365 | 12.4324 | 0.024447 | 12 | 0.4568
15178 | 3.92 | 1 | 365 | 4.4629 | 0.98313 | 5 | 0.44603
15227 | 6.6 | 1 | 365 | 7.5141 | 0.12467 | 7 | 0.63872
15215 | 5.04 | 1 | 365 | 5.738 | 0.54974 | 6 | 0.28775
15230 | 6.6 | 1 | 365 | 7.5141 | 0.12467 | 7 | 0.63872
15232 | 3.78 | 1 | 365 | 4.3035 | 0.66231 | 4 | 0.96581
11751 | 8.1 | 1 | 365 | 9.2218 | 0.56209 | 9 | 0.78389
11750 | 7.65 | 1 | 365 | 8.7095 | 0.53086 | 9 | 0.24034
18351 | 10.71 | 1 | 365 | 12.1933 | 0.54321 | 12 | 0.73647
18354 | 10.62 | 1 | 365 | 12.0908 | 0.33696 | 12 | 0.42776
16474 | 5.61 | 1 | 365 | 6.3869 | 0.85597 | 7 | 0.24291
16567 | 2.55 | 1 | 365 | 2.9032 | 0.84362 | 3 | 0.74678
8844 | 3.825 | 1 | 365 | 4.3547 | 0.76543 | 5 | 0.12017
16656 | 883.89 | 0.9 | 365 | 905.6728 | 0.98282 | 906 | 0.65562
18072 | 7.425 | 1 | 365 | 8.4533 | 0.015249 | 8 | 0.46856
18268 | 6 | 1 | 365 | 6.831 | 0.7497 | 7 | 0.58066
18070 | 8.8 | 1 | 365 | 10.0187 | 0.16622 | 10 | 0.18496
13874 | 16.757 | 1 | 365 | 19.0777 | 0.40061 | 19 | 0.47835
13879 | 9.69 | 1 | 365 | 11.032 | 0.20576 | 11 | 0.23776
19371 | 14.535 | 1 | 365 | 16.548 | 0.30864 | 16 | 0.85664
11184 | 9.88 | 1 | 365 | 11.2483 | 0.64117 | 11 | 0.88948
15410 | 6.5 | 1 | 365 | 7.4002 | 0.8955 | 8 | 0.29571
18271 | 8.415 | 1 | 365 | 9.5804 | 0.28395 | 9 | 0.86437
14043 | 24.53 | 1 | 365 | 27.9272 | 0.21334 | 28 | 0.14059
15510 | 5.72 | 1 | 365 | 6.5122 | 0.10804 | 6 | 0.62023
14834 | 8.32 | 1 | 365 | 9.4723 | 0.066245 | 9 | 0.53851
15581 | 7.395 | 1 | 365 | 8.4192 | 0.9465 | 9 | 0.36566
15214 | 5.98 | 1 | 365 | 6.8082 | 0.70386 | 7 | 0.51206
15579 | 9.88 | 1 | 365 | 11.2483 | 0.64117 | 11 | 0.88948
15507 | 5.98 | 1 | 365 | 6.8082 | 0.70386 | 7 | 0.51206
15570 | 7.28 | 1 | 365 | 8.2882 | 0.68296 | 8 | 0.9712
15576 | 9.69 | 1 | 365 | 11.032 | 0.20576 | 11 | 0.23776
14769 | 11.73 | 1 | 365 | 13.3545 | 0.88066 | 14 | 0.23519
15346 | 5.2 | 1 | 365 | 5.9202 | 0.9164 | 6 | 0.83657
15254 | 12.22 | 1 | 365 | 13.9124 | 0.0035475 | 13 | 0.91594
15417 | 10.66 | 1 | 365 | 12.1363 | 0.42863 | 12 | 0.56497
15350 | 6.885 | 1 | 365 | 7.8385 | 0.77778 | 8 | 0.6163
15567 | 3.64 | 1 | 365 | 4.1441 | 0.34148 | 4 | 0.4856
15383 | 3.64 | 1 | 365 | 4.1441 | 0.34148 | 4 | 0.4856
15416 | 5.2 | 1 | 365 | 5.9202 | 0.9164 | 6 | 0.83657
15412 | 8.32 | 1 | 365 | 9.4723 | 0.066245 | 9 | 0.53851
15413 | 7.28 | 1 | 365 | 8.2882 | 0.68296 | 8 | 0.9712
15440 | 2.6 | 1 | 365 | 2.9601 | 0.9582 | 3 | 0.91828
15411 | 12.74 | 1 | 365 | 14.5044 | 0.19519 | 14 | 0.6996
16216 | 5.72 | 1 | 365 | 6.5122 | 0.10804 | 6 | 0.62023
15592 | 5.355 | 1 | 365 | 6.0966 | 0.2716 | 6 | 0.36824
14721 | 9.62 | 1 | 365 | 10.9523 | 0.045346 | 10 | 0.99765
16173 | 3.06 | 1 | 365 | 3.4838 | 0.012345 | 3 | 0.49614
14692 | 9.88 | 1 | 365 | 11.2483 | 0.64117 | 11 | 0.88948
16224 | 5.61 | 1 | 365 | 6.3869 | 0.85597 | 7 | 0.24291
14686 | 5.2 | 1 | 365 | 5.9202 | 0.9164 | 6 | 0.83657
15367 | 7.8 | 1 | 365 | 8.8803 | 0.8746 | 9 | 0.75485
14666 | 7.54 | 1 | 365 | 8.5842 | 0.27878 | 8 | 0.86303
20237 | 4.42 | 1 | 365 | 5.0321 | 0.12894 | 5 | 0.16108
15563 | 5.98 | 1 | 365 | 6.8082 | 0.70386 | 7 | 0.51206
16218 | 8.32 | 1 | 365 | 9.4723 | 0.066245 | 9 | 0.53851
15208 | 6.24 | 1 | 365 | 7.1042 | 0.29968 | 7 | 0.40388
15555 | 7.8 | 1 | 365 | 8.8803 | 0.8746 | 9 | 0.75485
15552 | 9.1 | 1 | 365 | 10.3603 | 0.85371 | 11 | 0.214
15558 | 6.12 | 1 | 365 | 6.9676 | 0.02469 | 6 | 0.99227
15365 | 6.5 | 1 | 365 | 7.4002 | 0.8955 | 8 | 0.29571
15559 | 5.2 | 1 | 365 | 5.9202 | 0.9164 | 6 | 0.83657
22225 | 10.26 | 1 | 365 | 11.6809 | 0.51198 | 12 | 0.19292
15565 | 5.46 | 1 | 365 | 6.2162 | 0.51222 | 6 | 0.7284
14667 | 5.98 | 1 | 365 | 6.8082 | 0.70386 | 7 | 0.51206
15404 | 8.58 | 1 | 365 | 9.7683 | 0.66207 | 10 | 0.43034
15403 | 7.8 | 1 | 365 | 8.8803 | 0.8746 | 9 | 0.75485
14662 | 6.12 | 1 | 365 | 6.9676 | 0.02469 | 6 | 0.99227
15398 | 13.26 | 1 | 365 | 15.0964 | 0.38683 | 15 | 0.48325
14660 | 5.72 | 1 | 365 | 6.5122 | 0.10804 | 6 | 0.62023
14657 | 4.16 | 1 | 365 | 4.7361 | 0.53312 | 5 | 0.26926
14655 | 9.62 | 1 | 365 | 10.9523 | 0.045346 | 10 | 0.99765
14652 | 3.9 | 1 | 365 | 4.4401 | 0.9373 | 5 | 0.37743
14642 | 3.9 | 1 | 365 | 4.4401 | 0.9373 | 5 | 0.37743
14633 | 10.4 | 1 | 365 | 11.8403 | 0.83281 | 12 | 0.67314
14618 | 14.82 | 1 | 365 | 16.8725 | 0.96175 | 17 | 0.83422
14598 | 3.06 | 1 | 365 | 3.4838 | 0.012345 | 3 | 0.49614
15241 | 9.88 | 1 | 365 | 11.2483 | 0.64117 | 11 | 0.88948
15228 | 10.66 | 1 | 365 | 12.1363 | 0.42863 | 12 | 0.56497
15219 | 7.8 | 1 | 365 | 8.8803 | 0.8746 | 9 | 0.75485
14872 | 6.76 | 1 | 365 | 7.6962 | 0.49132 | 8 | 0.18754
14869 | 2.295 | 1 | 365 | 2.6128 | 0.25926 | 2 | 0.8721
14860 | 8.06 | 1 | 365 | 9.1763 | 0.47042 | 9 | 0.64668
14854 | 7.905 | 1 | 365 | 8.9998 | 0.11522 | 9 | 0.11502
14856 | 7.28 | 1 | 365 | 8.2882 | 0.68296 | 8 | 0.9712
14851 | 6.5 | 1 | 365 | 7.4002 | 0.8955 | 8 | 0.29571
14835 | 14.025 | 1 | 365 | 15.9674 | 0.13991 | 16 | 0.10729
14837 | 5.2 | 1 | 365 | 5.9202 | 0.9164 | 6 | 0.83657
15278 | 8.84 | 1 | 365 | 10.0643 | 0.25789 | 10 | 0.32217
15266 | 7.02 | 1 | 365 | 7.9922 | 0.087144 | 8 | 0.079369
15258 | 7.8 | 1 | 365 | 8.8803 | 0.8746 | 9 | 0.75485
15700 | 15.08 | 1 | 365 | 17.1685 | 0.55757 | 17 | 0.72605
15587 | 2.34 | 1 | 365 | 2.6641 | 0.36238 | 3 | 0.026456
15582 | 6.76 | 1 | 365 | 7.6962 | 0.49132 | 8 | 0.18754
15401 | 7.65 | 1 | 365 | 8.7095 | 0.53086 | 9 | 0.24034
15381 | 10.14 | 1 | 365 | 11.5443 | 0.23699 | 11 | 0.78131
14782 | 5.2 | 1 | 365 | 5.9202 | 0.9164 | 6 | 0.83657
14783 | 10.4 | 1 | 365 | 11.8403 | 0.83281 | 12 | 0.67314
14784 | 3.57 | 1 | 365 | 4.0644 | 0.18107 | 4 | 0.24549
14780 | 3.9 | 1 | 365 | 4.4401 | 0.9373 | 5 | 0.37743
14776 | 11.44 | 1 | 365 | 13.0244 | 0.21609 | 13 | 0.24045
15385 | 4.68 | 1 | 365 | 5.3282 | 0.72476 | 6 | 0.052913
20395 | 10.66 | 1 | 365 | 12.1363 | 0.42863 | 12 | 0.56497
14777 | 7.28 | 1 | 365 | 8.2882 | 0.68296 | 8 | 0.9712
15378 | 11.96 | 1 | 365 | 13.6164 | 0.40773 | 14 | 0.024111
15373 | 8.16 | 1 | 365 | 9.2901 | 0.69959 | 9 | 0.98969
15370 | 5.46 | 1 | 365 | 6.2162 | 0.51222 | 6 | 0.7284
14773 | 4.42 | 1 | 365 | 5.0321 | 0.12894 | 5 | 0.16108
15371 | 10.4 | 1 | 365 | 11.8403 | 0.83281 | 12 | 0.67314
14774 | 10.4 | 1 | 365 | 11.8403 | 0.83281 | 12 | 0.67314
15368 | 4.08 | 1 | 365 | 4.6451 | 0.34979 | 4 | 0.99485
14772 | 10.66 | 1 | 365 | 12.1363 | 0.42863 | 12 | 0.56497
15347 | 8.06 | 1 | 365 | 9.1763 | 0.47042 | 9 | 0.64668
15345 | 8.32 | 1 | 365 | 9.4723 | 0.066245 | 9 | 0.53851
15344 | 8.32 | 1 | 365 | 9.4723 | 0.066245 | 9 | 0.53851
15342 | 5.865 | 1 | 365 | 6.6773 | 0.44033 | 7 | 0.11759
15334 | 14.3 | 1 | 365 | 16.2805 | 0.77011 | 17 | 0.050567
15337 | 4.42 | 1 | 365 | 5.0321 | 0.12894 | 5 | 0.16108
15339 | 8.84 | 1 | 365 | 10.0643 | 0.25789 | 10 | 0.32217
15179 | 8.06 | 1 | 365 | 9.1763 | 0.47042 | 9 | 0.64668
14915 | 5.5 | 1 | 365 | 6.2617 | 0.60389 | 6 | 0.8656
5132 | 151.25 | 0.9 | 365 | 154.9774 | 0.94623 | 155 | 0.92367
15497 | 8.58 | 1 | 365 | 9.7683 | 0.66207 | 10 | 0.43034
14766 | 5.98 | 1 | 365 | 6.8082 | 0.70386 | 7 | 0.51206
18477 | 3.18 | 1 | 365 | 3.6204 | 0.28734 | 3 | 0.90775
14409 | 8.06 | 1 | 365 | 9.1763 | 0.47042 | 9 | 0.64668
17801 | 139.23 | 0.9 | 365 | 142.6612 | 0.15553 | 142 | 0.81674
12689 | 9.45 | 1 | 365 | 10.7588 | 0.65577 | 11 | 0.41454
14194 | 6.75 | 1 | 365 | 7.6848 | 0.46841 | 8 | 0.15324
17321 | 6.825 | 1 | 365 | 7.7702 | 0.64028 | 8 | 0.4105
7682 | 206.64 | 1 | 365 | 235.2583 | 0.53953 | 235 | 0.79785
16884 | 8.58 | 1 | 365 | 9.7683 | 0.66207 | 10 | 0.43034
14190 | 10.92 | 1 | 365 | 12.4324 | 0.024447 | 12 | 0.4568
5631 | 56.355 | 0.9 | 365 | 57.7438 | 0.22962 | 57 | 0.97344
16513 | 9.435 | 1 | 365 | 10.7417 | 0.6214 | 11 | 0.36308
12743 | 30.78 | 0.9 | 365 | 31.5385 | 0.48235 | 32 | 0.020896
12739 | 30.78 | 0.9 | 365 | 31.5385 | 0.48235 | 32 | 0.020896
16885 | 7.95 | 1 | 365 | 9.051 | 0.21835 | 9 | 0.26937
16886 | 8.37 | 1 | 365 | 9.5292 | 0.18083 | 9 | 0.71002
18559 | 8.67 | 1 | 365 | 9.8707 | 0.86831 | 10 | 0.73905
18862 | 5.865 | 1 | 365 | 6.6773 | 0.44033 | 7 | 0.11759
18873 | 13.26 | 1 | 365 | 15.0964 | 0.38683 | 15 | 0.48325
17076 | 14.31 | 1 | 365 | 16.2918 | 0.79302 | 17 | 0.084868
18861 | 4.335 | 1 | 365 | 4.9354 | 0.93416 | 5 | 0.86953
20365 | 15.08 | 1 | 365 | 17.1685 | 0.55757 | 17 | 0.72605
22473 | 5.865 | 1 | 365 | 6.6773 | 0.44033 | 7 | 0.11759
22476 | 10.455 | 1 | 365 | 11.903 | 0.95885 | 12 | 0.8618
15584 | 7.8 | 1 | 365 | 8.8803 | 0.8746 | 9 | 0.75485
19831 | 6.25 | 1 | 365 | 7.1156 | 0.3226 | 7 | 0.43818
4885 | 103 | 0.9 | 365 | 105.5384 | 0.4328 | 105 | 0.97116
14103 | 5.355 | 1 | 365 | 6.0966 | 0.2716 | 6 | 0.36824
20251 | 8.25 | 1 | 365 | 9.3926 | 0.90583 | 10 | 0.2984
19579 | 11.2 | 1 | 365 | 12.7511 | 0.6661 | 13 | 0.41723
20061 | 5.6 | 1 | 365 | 6.3756 | 0.83305 | 7 | 0.20861
19705 | 9.9 | 1 | 365 | 11.2711 | 0.687 | 11 | 0.95809
16505 | 5.7 | 1 | 365 | 6.4894 | 0.062211 | 6 | 0.55162
9429 | 49.5 | 0.9 | 365 | 50.7199 | 0.091493 | 50 | 0.81138
19000 | 4.06 | 1 | 365 | 4.6223 | 0.30396 | 4 | 0.92624
15470 | 6.84 | 1 | 365 | 7.7873 | 0.67465 | 8 | 0.46195
16711 | 9.36 | 1 | 365 | 10.6563 | 0.44953 | 11 | 0.10583
16713 | 12.22 | 1 | 365 | 13.9124 | 0.0035475 | 13 | 0.91594
16714 | 4.16 | 1 | 365 | 4.7361 | 0.53312 | 5 | 0.26926
16716 | 8.16 | 1 | 365 | 9.2901 | 0.69959 | 9 | 0.98969
16721 | 6.63 | 1 | 365 | 7.5482 | 0.19341 | 7 | 0.74163
16723 | 10.14 | 1 | 365 | 11.5443 | 0.23699 | 11 | 0.78131
16727 | 6.12 | 1 | 365 | 6.9676 | 0.02469 | 6 | 0.99227
16729 | 12.48 | 1 | 365 | 14.2084 | 0.59937 | 14 | 0.80777
16731 | 4.335 | 1 | 365 | 4.9354 | 0.93416 | 5 | 0.86953
16916 | 8.67 | 1 | 365 | 9.8707 | 0.86831 | 10 | 0.73905
16733 | 4.25 | 1 | 365 | 4.8386 | 0.73937 | 5 | 0.57797
16735 | 7.54 | 1 | 365 | 8.5842 | 0.27878 | 8 | 0.86303
16742 | 5.72 | 1 | 365 | 6.5122 | 0.10804 | 6 | 0.62023
16924 | 4.68 | 1 | 365 | 5.3282 | 0.72476 | 6 | 0.052913
16953 | 8.58 | 1 | 365 | 9.7683 | 0.66207 | 10 | 0.43034
16747 | 5.355 | 1 | 365 | 6.0966 | 0.2716 | 6 | 0.36824
16933 | 4.42 | 1 | 365 | 5.0321 | 0.12894 | 5 | 0.16108
16934 | 9.18 | 1 | 365 | 10.4514 | 0.037035 | 10 | 0.48841
16986 | 10.4 | 1 | 365 | 11.8403 | 0.83281 | 12 | 0.67314
16936 | 9.62 | 1 | 365 | 10.9523 | 0.045346 | 10 | 0.99765
16937 | 8.06 | 1 | 365 | 9.1763 | 0.47042 | 9 | 0.64668
16938 | 5.1 | 1 | 365 | 5.8063 | 0.68724 | 6 | 0.49356
16910 | 5.2 | 1 | 365 | 5.9202 | 0.9164 | 6 | 0.83657
16922 | 9.945 | 1 | 365 | 11.3223 | 0.79012 | 12 | 0.11244
16906 | 12.22 | 1 | 365 | 13.9124 | 0.0035475 | 13 | 0.91594
16956 | 9.88 | 1 | 365 | 11.2483 | 0.64117 | 11 | 0.88948
16917 | 7.905 | 1 | 365 | 8.9998 | 0.11522 | 9 | 0.11502
16913 | 4.42 | 1 | 365 | 5.0321 | 0.12894 | 5 | 0.16108
16965 | 12.75 | 1 | 365 | 14.5158 | 0.2181 | 14 | 0.7339
16998 | 6.12 | 1 | 365 | 6.9676 | 0.02469 | 6 | 0.99227
16954 | 5.46 | 1 | 365 | 6.2162 | 0.51222 | 6 | 0.7284
16979 | 7.8 | 1 | 365 | 8.8803 | 0.8746 | 9 | 0.75485
16959 | 8.32 | 1 | 365 | 9.4723 | 0.066245 | 9 | 0.53851
16915 | 5.25 | 1 | 365 | 5.9771 | 0.030984 | 6 | 0.0080754
16927 | 8.84 | 1 | 365 | 10.0643 | 0.25789 | 10 | 0.32217
16976 | 14.04 | 1 | 365 | 15.9845 | 0.17429 | 16 | 0.15874
16970 | 9.945 | 1 | 365 | 11.3223 | 0.79012 | 12 | 0.11244
16961 | 8.84 | 1 | 365 | 10.0643 | 0.25789 | 10 | 0.32217
17019 | 4.68 | 1 | 365 | 5.3282 | 0.72476 | 6 | 0.052913
16966 | 3.38 | 1 | 365 | 3.8481 | 0.74566 | 4 | 0.59377
16989 | 11.44 | 1 | 365 | 13.0244 | 0.21609 | 13 | 0.24045
16919 | 7 | 1 | 365 | 7.9695 | 0.041312 | 8 | 0.010767
16999 | 6.24 | 1 | 365 | 7.1042 | 0.29968 | 7 | 0.40388
17007 | 4.94 | 1 | 365 | 5.6242 | 0.32058 | 5 | 0.94474
17013 | 2.34 | 1 | 365 | 2.6641 | 0.36238 | 3 | 0.026456
17015 | 6.885 | 1 | 365 | 7.8385 | 0.77778 | 8 | 0.6163
17021 | 8.415 | 1 | 365 | 9.5804 | 0.28395 | 9 | 0.86437
17028 | 2.6 | 1 | 365 | 2.9601 | 0.9582 | 3 | 0.91828
17051 | 4.68 | 1 | 365 | 5.3282 | 0.72476 | 6 | 0.052913
20714 | 5.865 | 1 | 365 | 6.6773 | 0.44033 | 7 | 0.11759
18785 | 11.5 | 1 | 365 | 13.0927 | 0.35358 | 13 | 0.44626
18632 | 6.75 | 1 | 365 | 7.6848 | 0.46841 | 8 | 0.15324
18834 | 5.6 | 1 | 365 | 6.3756 | 0.83305 | 7 | 0.20861
20612 | 10.71 | 1 | 365 | 12.1933 | 0.54321 | 12 | 0.73647
20605 | 7 | 1 | 365 | 7.9695 | 0.041312 | 8 | 0.010767
20445 | 5.25 | 1 | 365 | 5.9771 | 0.030984 | 6 | 0.0080754
20443 | 4.59 | 1 | 365 | 5.2257 | 0.51852 | 5 | 0.7442
20439 | 3.64 | 1 | 365 | 4.1441 | 0.34148 | 4 | 0.4856
19426 | 10.545 | 1 | 365 | 12.0054 | 0.16509 | 12 | 0.17051
19771 | 7.84 | 1 | 365 | 8.9258 | 0.96627 | 9 | 0.89206
19033 | 8.28 | 1 | 365 | 9.4267 | 0.97458 | 10 | 0.40131
20518 | 3.135 | 1 | 365 | 3.5692 | 0.18422 | 3 | 0.75339
19173 | 12.426 | 1 | 365 | 14.1469 | 0.47562 | 14 | 0.62254
19184 | 3.6 | 1 | 365 | 4.0986 | 0.24982 | 4 | 0.34839
19186 | 6.24 | 1 | 365 | 7.1042 | 0.29968 | 7 | 0.40388
19363 | 3.25 | 1 | 365 | 3.7001 | 0.44775 | 4 | 0.14786
19365 | 5.559 | 1 | 365 | 6.3289 | 0.73909 | 7 | 0.067979
19367 | 5.6 | 1 | 365 | 6.3756 | 0.83305 | 7 | 0.20861
19258 | 4.5 | 1 | 365 | 5.1232 | 0.31227 | 5 | 0.43549
19389 | 7.245 | 1 | 365 | 8.2484 | 0.60276 | 8 | 0.85114
19359 | 5.175 | 1 | 365 | 5.8917 | 0.85911 | 6 | 0.75082
19475 | 8.4 | 1 | 365 | 9.5633 | 0.24957 | 9 | 0.81292
19045 | 4.845 | 1 | 365 | 5.516 | 0.10288 | 5 | 0.61888
19042 | 10.965 | 1 | 365 | 12.4836 | 0.12757 | 12 | 0.61115
19032 | 9.62 | 1 | 365 | 10.9523 | 0.045346 | 10 | 0.99765
19030 | 7.02 | 1 | 365 | 7.9922 | 0.087144 | 8 | 0.079369
19029 | 7.8 | 1 | 365 | 8.8803 | 0.8746 | 9 | 0.75485
17553 | 6.24 | 1 | 365 | 7.1042 | 0.29968 | 7 | 0.40388
17551 | 8.58 | 1 | 365 | 9.7683 | 0.66207 | 10 | 0.43034
17548 | 10.14 | 1 | 365 | 11.5443 | 0.23699 | 11 | 0.78131
17546 | 3.64 | 1 | 365 | 4.1441 | 0.34148 | 4 | 0.4856
20658 | 5.4 | 1 | 365 | 6.1479 | 0.37473 | 6 | 0.52259
10994 | 9.98 | 1 | 365 | 11.3622 | 0.87033 | 12 | 0.23249
18644 | 7.5 | 1 | 365 | 8.5387 | 0.18712 | 8 | 0.72582
19403 | 1427.4 | 0.7 | 365 | 1137.56 | 0.73687 | 1138 | 0.29691
18090 | 4.75 | 1 | 365 | 5.4078 | 0.88518 | 6 | 0.29302
16089 | 7.28 | 1 | 365 | 8.2882 | 0.68296 | 8 | 0.9712
16092 | 10.4 | 1 | 365 | 11.8403 | 0.83281 | 12 | 0.67314
15754 | 10.71 | 1 | 365 | 12.1933 | 0.54321 | 12 | 0.73647
16108 | 5.1 | 1 | 365 | 5.8063 | 0.68724 | 6 | 0.49356
18887 | 7.28 | 1 | 365 | 8.2882 | 0.68296 | 8 | 0.9712
17175 | 10.725 | 1 | 365 | 12.2103 | 0.57758 | 12 | 0.78793
18885 | 4.59 | 1 | 365 | 5.2257 | 0.51852 | 5 | 0.7442
17206 | 11.985 | 1 | 365 | 13.6448 | 0.46502 | 14 | 0.10986
17336 | 7.975 | 1 | 365 | 9.0795 | 0.27564 | 9 | 0.35512
18884 | 5.98 | 1 | 365 | 6.8082 | 0.70386 | 7 | 0.51206
18879 | 3.12 | 1 | 365 | 3.5521 | 0.14984 | 3 | 0.70194
17688 | 9.45 | 1 | 365 | 10.7588 | 0.65577 | 11 | 0.41454
18868 | 5.61 | 1 | 365 | 6.3869 | 0.85597 | 7 | 0.24291
18866 | 8.67 | 1 | 365 | 9.8707 | 0.86831 | 10 | 0.73905
18858 | 5.98 | 1 | 365 | 6.8082 | 0.70386 | 7 | 0.51206
16115 | 9.435 | 1 | 365 | 10.7417 | 0.6214 | 11 | 0.36308
18857 | 4.68 | 1 | 365 | 5.3282 | 0.72476 | 6 | 0.052913
16126 | 4.94 | 1 | 365 | 5.6242 | 0.32058 | 5 | 0.94474
18827 | 9.18 | 1 | 365 | 10.4514 | 0.037035 | 10 | 0.48841
16147 | 4.42 | 1 | 365 | 5.0321 | 0.12894 | 5 | 0.16108
18562 | 7.65 | 1 | 365 | 8.7095 | 0.53086 | 9 | 0.24034
16153 | 4.94 | 1 | 365 | 5.6242 | 0.32058 | 5 | 0.94474
16163 | 8.16 | 1 | 365 | 9.2901 | 0.69959 | 9 | 0.98969
16172 | 3.57 | 1 | 365 | 4.0644 | 0.18107 | 4 | 0.24549
16175 | 7.8 | 1 | 365 | 8.8803 | 0.8746 | 9 | 0.75485
16190 | 6.5 | 1 | 365 | 7.4002 | 0.8955 | 8 | 0.29571
16187 | 4.16 | 1 | 365 | 4.7361 | 0.53312 | 5 | 0.26926
18558 | 6.24 | 1 | 365 | 7.1042 | 0.29968 | 7 | 0.40388
16193 | 4.94 | 1 | 365 | 5.6242 | 0.32058 | 5 | 0.94474
19283 | 3.99 | 1 | 365 | 4.5426 | 0.14355 | 4 | 0.68614
16196 | 12.74 | 1 | 365 | 14.5044 | 0.19519 | 14 | 0.6996
16202 | 8.06 | 1 | 365 | 9.1763 | 0.47042 | 9 | 0.64668
19281 | 6.76 | 1 | 365 | 7.6962 | 0.49132 | 8 | 0.18754
17092 | 9.92 | 1 | 365 | 11.2939 | 0.73283 | 12 | 0.026687
16204 | 6.63 | 1 | 365 | 7.5482 | 0.19341 | 7 | 0.74163
19274 | 7 | 1 | 365 | 7.9695 | 0.041312 | 8 | 0.010767
16208 | 5.98 | 1 | 365 | 6.8082 | 0.70386 | 7 | 0.51206
16210 | 5.2 | 1 | 365 | 5.9202 | 0.9164 | 6 | 0.83657
19091 | 5.61 | 1 | 365 | 6.3869 | 0.85597 | 7 | 0.24291
19084 | 5.1 | 1 | 365 | 5.8063 | 0.68724 | 6 | 0.49356
16213 | 9.62 | 1 | 365 | 10.9523 | 0.045346 | 10 | 0.99765
19076 | 7.14 | 1 | 365 | 8.1288 | 0.36214 | 8 | 0.49098
16220 | 2.295 | 1 | 365 | 2.6128 | 0.25926 | 2 | 0.8721
19053 | 8.4 | 1 | 365 | 9.5633 | 0.24957 | 9 | 0.81292
16228 | 7.54 | 1 | 365 | 8.5842 | 0.27878 | 8 | 0.86303
18912 | 9.62 | 1 | 365 | 10.9523 | 0.045346 | 10 | 0.99765
16257 | 4.16 | 1 | 365 | 4.7361 | 0.53312 | 5 | 0.26926
16261 | 4.94 | 1 | 365 | 5.6242 | 0.32058 | 5 | 0.94474
18910 | 8.06 | 1 | 365 | 9.1763 | 0.47042 | 9 | 0.64668
16266 | 5.72 | 1 | 365 | 6.5122 | 0.10804 | 6 | 0.62023
18905 | 7.02 | 1 | 365 | 7.9922 | 0.087144 | 8 | 0.079369
18900 | 3.12 | 1 | 365 | 3.5521 | 0.14984 | 3 | 0.70194
16268 | 4.94 | 1 | 365 | 5.6242 | 0.32058 | 5 | 0.94474
20552 | 6.24 | 1 | 365 | 7.1042 | 0.29968 | 7 | 0.40388
20469 | 4.845 | 1 | 365 | 5.516 | 0.10288 | 5 | 0.61888
20468 | 7.28 | 1 | 365 | 8.2882 | 0.68296 | 8 | 0.9712
20465 | 4.16 | 1 | 365 | 4.7361 | 0.53312 | 5 | 0.26926
20463 | 6.24 | 1 | 365 | 7.1042 | 0.29968 | 7 | 0.40388
20462 | 7.28 | 1 | 365 | 8.2882 | 0.68296 | 8 | 0.9712
17860 | 4.59 | 1 | 365 | 5.2257 | 0.51852 | 5 | 0.7442
17862 | 16.32 | 1 | 365 | 18.5802 | 0.39917 | 18 | 0.97939
17868 | 16.2 | 1 | 365 | 18.4436 | 0.12418 | 18 | 0.56778
17877 | 8.32 | 1 | 365 | 9.4723 | 0.066245 | 9 | 0.53851
20454 | 8.4 | 1 | 365 | 9.5633 | 0.24957 | 9 | 0.81292
17880 | 9.9 | 1 | 365 | 11.2711 | 0.687 | 11 | 0.95809
16269 | 8.06 | 1 | 365 | 9.1763 | 0.47042 | 9 | 0.64668
16314 | 7.28 | 1 | 365 | 8.2882 | 0.68296 | 8 | 0.9712
17883 | 7.14 | 1 | 365 | 8.1288 | 0.36214 | 8 | 0.49098
16317 | 4.42 | 1 | 365 | 5.0321 | 0.12894 | 5 | 0.16108
16321 | 8.32 | 1 | 365 | 9.4723 | 0.066245 | 9 | 0.53851
17895 | 11.7 | 1 | 365 | 13.3204 | 0.81191 | 14 | 0.13228
17922 | 5.355 | 1 | 365 | 6.0966 | 0.2716 | 6 | 0.36824
20455 | 5.32 | 1 | 365 | 6.0568 | 0.1914 | 6 | 0.24818
17950 | 11 | 1 | 365 | 12.5234 | 0.20778 | 12 | 0.73121
20570 | 4.42 | 1 | 365 | 5.0321 | 0.12894 | 5 | 0.16108
20567 | 4.68 | 1 | 365 | 5.3282 | 0.72476 | 6 | 0.052913
20566 | 7.84 | 1 | 365 | 8.9258 | 0.96627 | 9 | 0.89206
16325 | 3.315 | 1 | 365 | 3.7741 | 0.59671 | 4 | 0.37081
16329 | 12.22 | 1 | 365 | 13.9124 | 0.0035475 | 13 | 0.91594
18671 | 11.07 | 1 | 365 | 12.6031 | 0.36819 | 12 | 0.97131
16335 | 4.335 | 1 | 365 | 4.9354 | 0.93416 | 5 | 0.86953
16375 | 4.68 | 1 | 365 | 5.3282 | 0.72476 | 6 | 0.052913
18672 | 8.25 | 1 | 365 | 9.3926 | 0.90583 | 10 | 0.2984
16385 | 6.5 | 1 | 365 | 7.4002 | 0.8955 | 8 | 0.29571
16392 | 9.88 | 1 | 365 | 11.2483 | 0.64117 | 11 | 0.88948
18692 | 7.975 | 1 | 365 | 9.0795 | 0.27564 | 9 | 0.35512
19108 | 11.44 | 1 | 365 | 13.0244 | 0.21609 | 13 | 0.24045
16388 | 10.4 | 1 | 365 | 11.8403 | 0.83281 | 12 | 0.67314
16399 | 10.14 | 1 | 365 | 11.5443 | 0.23699 | 11 | 0.78131
16401 | 5.72 | 1 | 365 | 6.5122 | 0.10804 | 6 | 0.62023
20553 | 8.84 | 1 | 365 | 10.0643 | 0.25789 | 10 | 0.32217
16413 | 9.36 | 1 | 365 | 10.6563 | 0.44953 | 11 | 0.10583
16020 | 13.52 | 1 | 365 | 15.3924 | 0.98265 | 16 | 0.37508
16688 | 8.58 | 1 | 365 | 9.7683 | 0.66207 | 10 | 0.43034
16717 | 4.59 | 1 | 365 | 5.2257 | 0.51852 | 5 | 0.7442
16695 | 4 | 1 | 365 | 4.554 | 0.16646 | 4 | 0.72044
16701 | 7.28 | 1 | 365 | 8.2882 | 0.68296 | 8 | 0.9712
16707 | 8.58 | 1 | 365 | 9.7683 | 0.66207 | 10 | 0.43034
16710 | 10.4 | 1 | 365 | 11.8403 | 0.83281 | 12 | 0.67314
19284 | 8.32 | 1 | 365 | 9.4723 | 0.066245 | 9 | 0.53851
15599 | 12.24 | 1 | 365 | 13.9352 | 0.04938 | 13 | 0.98454
15596 | 5.46 | 1 | 365 | 6.2162 | 0.51222 | 6 | 0.7284
15577 | 7.02 | 1 | 365 | 7.9922 | 0.087144 | 8 | 0.079369
15628 | 6.24 | 1 | 365 | 7.1042 | 0.29968 | 7 | 0.40388
15589 | 6.5 | 1 | 365 | 7.4002 | 0.8955 | 8 | 0.29571
15682 | 7.65 | 1 | 365 | 8.7095 | 0.53086 | 9 | 0.24034
15684 | 5.61 | 1 | 365 | 6.3869 | 0.85597 | 7 | 0.24291
16013 | 4.725 | 1 | 365 | 5.3794 | 0.82789 | 6 | 0.20727
15839 | 5.72 | 1 | 365 | 6.5122 | 0.10804 | 6 | 0.62023
15744 | 9.36 | 1 | 365 | 10.6563 | 0.44953 | 11 | 0.10583
20540 | 6.5 | 1 | 365 | 7.4002 | 0.8955 | 8 | 0.29571
15726 | 9.1 | 1 | 365 | 10.3603 | 0.85371 | 11 | 0.214
15722 | 3.315 | 1 | 365 | 3.7741 | 0.59671 | 4 | 0.37081
20493 | 7.905 | 1 | 365 | 8.9998 | 0.11522 | 9 | 0.11502
15725 | 4.42 | 1 | 365 | 5.0321 | 0.12894 | 5 | 0.16108
20492 | 6.76 | 1 | 365 | 7.6962 | 0.49132 | 8 | 0.18754
15735 | 10.14 | 1 | 365 | 11.5443 | 0.23699 | 11 | 0.78131
20489 | 7.28 | 1 | 365 | 8.2882 | 0.68296 | 8 | 0.9712
15707 | 7.02 | 1 | 365 | 7.9922 | 0.087144 | 8 | 0.079369
15714 | 7.8 | 1 | 365 | 8.8803 | 0.8746 | 9 | 0.75485
15716 | 6.5 | 1 | 365 | 7.4002 | 0.8955 | 8 | 0.29571
15719 | 4.845 | 1 | 365 | 5.516 | 0.10288 | 5 | 0.61888
15730 | 3.38 | 1 | 365 | 3.8481 | 0.74566 | 4 | 0.59377
15731 | 7.8 | 1 | 365 | 8.8803 | 0.8746 | 9 | 0.75485
17547 | 5.2 | 1 | 365 | 5.9202 | 0.9164 | 6 | 0.83657
17545 | 7.02 | 1 | 365 | 7.9922 | 0.087144 | 8 | 0.079369
15935 | 5.46 | 1 | 365 | 6.2162 | 0.51222 | 6 | 0.7284
17536 | 5.2 | 1 | 365 | 5.9202 | 0.9164 | 6 | 0.83657
17538 | 8.32 | 1 | 365 | 9.4723 | 0.066245 | 9 | 0.53851
17534 | 4.16 | 1 | 365 | 4.7361 | 0.53312 | 5 | 0.26926
17532 | 11.44 | 1 | 365 | 13.0244 | 0.21609 | 13 | 0.24045
15967 | 10.2 | 1 | 365 | 11.6126 | 0.37448 | 11 | 0.98712
17533 | 7.8 | 1 | 365 | 8.8803 | 0.8746 | 9 | 0.75485
17530 | 7.54 | 1 | 365 | 8.5842 | 0.27878 | 8 | 0.86303
17531 | 6.5 | 1 | 365 | 7.4002 | 0.8955 | 8 | 0.29571
17525 | 6.86 | 1 | 365 | 7.8101 | 0.72049 | 8 | 0.53055
17527 | 11.985 | 1 | 365 | 13.6448 | 0.46502 | 14 | 0.10986
17524 | 4.94 | 1 | 365 | 5.6242 | 0.32058 | 5 | 0.94474
17518 | 9.18 | 1 | 365 | 10.4514 | 0.037035 | 10 | 0.48841
17520 | 10.71 | 1 | 365 | 12.1933 | 0.54321 | 12 | 0.73647
17514 | 5.1 | 1 | 365 | 5.8063 | 0.68724 | 6 | 0.49356
15602 | 6.12 | 1 | 365 | 6.9676 | 0.02469 | 6 | 0.99227
17105 | 6 | 1 | 365 | 6.831 | 0.7497 | 7 | 0.58066
17510 | 6.63 | 1 | 365 | 7.5482 | 0.19341 | 7 | 0.74163
17509 | 7.65 | 1 | 365 | 8.7095 | 0.53086 | 9 | 0.24034
17507 | 6.885 | 1 | 365 | 7.8385 | 0.77778 | 8 | 0.6163
17504 | 9.1 | 1 | 365 | 10.3603 | 0.85371 | 11 | 0.214
17575 | 8.68 | 1 | 365 | 9.8821 | 0.89123 | 10 | 0.77335
17505 | 7.02 | 1 | 365 | 7.9922 | 0.087144 | 8 | 0.079369
17506 | 3.38 | 1 | 365 | 3.8481 | 0.74566 | 4 | 0.59377
17501 | 9.36 | 1 | 365 | 10.6563 | 0.44953 | 11 | 0.10583
12370 | 6.375 | 1 | 365 | 7.2579 | 0.60905 | 7 | 0.86695
17503 | 5.46 | 1 | 365 | 6.2162 | 0.51222 | 6 | 0.7284
17500 | 4.42 | 1 | 365 | 5.0321 | 0.12894 | 5 | 0.16108
17497 | 8.06 | 1 | 365 | 9.1763 | 0.47042 | 9 | 0.64668
17493 | 5.46 | 1 | 365 | 6.2162 | 0.51222 | 6 | 0.7284
17488 | 8.06 | 1 | 365 | 9.1763 | 0.47042 | 9 | 0.64668
17466 | 4.68 | 1 | 365 | 5.3282 | 0.72476 | 6 | 0.052913
18362 | 10.5 | 1 | 365 | 11.9542 | 0.061968 | 12 | 0.016151
17483 | 5.98 | 1 | 365 | 6.8082 | 0.70386 | 7 | 0.51206
17465 | 8.58 | 1 | 365 | 9.7683 | 0.66207 | 10 | 0.43034
17463 | 8.84 | 1 | 365 | 10.0643 | 0.25789 | 10 | 0.32217
17460 | 4.42 | 1 | 365 | 5.0321 | 0.12894 | 5 | 0.16108
64 | 1189.72 | 0.7 | 365 | 948.142 | 0.46697 | 948 | 0.609
58 | 2258.425 | 0.7 | 365 | 1799.8417 | 0.81001 | 1800 | 0.65169
227 | 1113.21 | 1 | 365 | 1267.3825 | 0.049847 | 1267 | 0.43231
15734 | 5.72 | 1 | 365 | 6.5122 | 0.10804 | 6 | 0.62023
11595 | 224.25 | 0.9 | 365 | 229.7765 | 0.5054 | 230 | 0.28187
19159 | 4.59 | 1 | 365 | 5.2257 | 0.51852 | 5 | 0.7442
15736 | 8.58 | 1 | 365 | 9.7683 | 0.66207 | 10 | 0.43034
17461 | 10.92 | 1 | 365 | 12.4324 | 0.024447 | 12 | 0.4568
15740 | 5.72 | 1 | 365 | 6.5122 | 0.10804 | 6 | 0.62023
17464 | 6.76 | 1 | 365 | 7.6962 | 0.49132 | 8 | 0.18754
17458 | 10.92 | 1 | 365 | 12.4324 | 0.024447 | 12 | 0.4568
15604 | 6.63 | 1 | 365 | 7.5482 | 0.19341 | 7 | 0.74163
17049 | 6.24 | 1 | 365 | 7.1042 | 0.29968 | 7 | 0.40388
17459 | 5.98 | 1 | 365 | 6.8082 | 0.70386 | 7 | 0.51206
17456 | 6.24 | 1 | 365 | 7.1042 | 0.29968 | 7 | 0.40388
20515 | 7.18 | 1 | 365 | 8.1744 | 0.4538 | 8 | 0.62819
17453 | 8.06 | 1 | 365 | 9.1763 | 0.47042 | 9 | 0.64668
20408 | 5.1 | 1 | 365 | 5.8063 | 0.68724 | 6 | 0.49356
17029 | 3.64 | 1 | 365 | 4.1441 | 0.34148 | 4 | 0.4856
17454 | 9.1 | 1 | 365 | 10.3603 | 0.85371 | 11 | 0.214
20512 | 7.905 | 1 | 365 | 8.9998 | 0.11522 | 9 | 0.11502
17452 | 4.68 | 1 | 365 | 5.3282 | 0.72476 | 6 | 0.052913
19958 | 7.28 | 1 | 365 | 8.2882 | 0.68296 | 8 | 0.9712
17446 | 7.28 | 1 | 365 | 8.2882 | 0.68296 | 8 | 0.9712
17047 | 10.4 | 1 | 365 | 11.8403 | 0.83281 | 12 | 0.67314
7569 | 353.925 | 0.9 | 365 | 362.6472 | 0.95417 | 363 | 0.60139
7567 | 414.7 | 0.9 | 365 | 424.92 | 0.29984 | 425 | 0.21981
17449 | 7.28 | 1 | 365 | 8.2882 | 0.68296 | 8 | 0.9712
17443 | 5.46 | 1 | 365 | 6.2162 | 0.51222 | 6 | 0.7284
20653 | 5.1 | 1 | 365 | 5.8063 | 0.68724 | 6 | 0.49356
17041 | 6.375 | 1 | 365 | 7.2579 | 0.60905 | 7 | 0.86695
15825 | 9.88 | 1 | 365 | 11.2483 | 0.64117 | 11 | 0.88948
17040 | 10.4 | 1 | 365 | 11.8403 | 0.83281 | 12 | 0.67314
15990 | 6.24 | 1 | 365 | 7.1042 | 0.29968 | 7 | 0.40388
17240 | 9.99 | 1 | 365 | 11.3736 | 0.89324 | 12 | 0.26679
17241 | 6.5 | 1 | 365 | 7.4002 | 0.8955 | 8 | 0.29571
17039 | 2.295 | 1 | 365 | 2.6128 | 0.25926 | 2 | 0.8721
17242 | 7.54 | 1 | 365 | 8.5842 | 0.27878 | 8 | 0.86303
17246 | 10.5 | 1 | 365 | 11.9542 | 0.061968 | 12 | 0.016151
17035 | 5.72 | 1 | 365 | 6.5122 | 0.10804 | 6 | 0.62023
17038 | 13.26 | 1 | 365 | 15.0964 | 0.38683 | 15 | 0.48325
17031 | 7.8 | 1 | 365 | 8.8803 | 0.8746 | 9 | 0.75485
17036 | 5.98 | 1 | 365 | 6.8082 | 0.70386 | 7 | 0.51206
17253 | 8.84 | 1 | 365 | 10.0643 | 0.25789 | 10 | 0.32217
17248 | 5.72 | 1 | 365 | 6.5122 | 0.10804 | 6 | 0.62023
17034 | 6.24 | 1 | 365 | 7.1042 | 0.29968 | 7 | 0.40388
17257 | 7.8 | 1 | 365 | 8.8803 | 0.8746 | 9 | 0.75485
17259 | 8.415 | 1 | 365 | 9.5804 | 0.28395 | 9 | 0.86437
17260 | 5.98 | 1 | 365 | 6.8082 | 0.70386 | 7 | 0.51206
17261 | 3.57 | 1 | 365 | 4.0644 | 0.18107 | 4 | 0.24549
17262 | 10.14 | 1 | 365 | 11.5443 | 0.23699 | 11 | 0.78131
17265 | 3.9 | 1 | 365 | 4.4401 | 0.9373 | 5 | 0.37743
17244 | 5.2 | 1 | 365 | 5.9202 | 0.9164 | 6 | 0.83657
17266 | 4.94 | 1 | 365 | 5.6242 | 0.32058 | 5 | 0.94474
17268 | 8.58 | 1 | 365 | 9.7683 | 0.66207 | 10 | 0.43034
17030 | 6.63 | 1 | 365 | 7.5482 | 0.19341 | 7 | 0.74163
17269 | 5.1 | 1 | 365 | 5.8063 | 0.68724 | 6 | 0.49356
17270 | 4.94 | 1 | 365 | 5.6242 | 0.32058 | 5 | 0.94474
17032 | 3.38 | 1 | 365 | 3.8481 | 0.74566 | 4 | 0.59377
17033 | 7.28 | 1 | 365 | 8.2882 | 0.68296 | 8 | 0.9712
17245 | 5.46 | 1 | 365 | 6.2162 | 0.51222 | 6 | 0.7284
17042 | 11.44 | 1 | 365 | 13.0244 | 0.21609 | 13 | 0.24045
17273 | 3.06 | 1 | 365 | 3.4838 | 0.012345 | 3 | 0.49614
17276 | 8.67 | 1 | 365 | 9.8707 | 0.86831 | 10 | 0.73905
17095 | 6.12 | 1 | 365 | 6.9676 | 0.02469 | 6 | 0.99227
17274 | 3.64 | 1 | 365 | 4.1441 | 0.34148 | 4 | 0.4856
17277 | 11.475 | 1 | 365 | 13.0642 | 0.29629 | 13 | 0.36051
17279 | 6.76 | 1 | 365 | 7.6962 | 0.49132 | 8 | 0.18754
17281 | 5.72 | 1 | 365 | 6.5122 | 0.10804 | 6 | 0.62023
17243 | 3.64 | 1 | 365 | 4.1441 | 0.34148 | 4 | 0.4856
17282 | 9.1 | 1 | 365 | 10.3603 | 0.85371 | 11 | 0.214
17048 | 8.58 | 1 | 365 | 9.7683 | 0.66207 | 10 | 0.43034
17285 | 10.2 | 1 | 365 | 11.6126 | 0.37448 | 11 | 0.98712
17286 | 9.18 | 1 | 365 | 10.4514 | 0.037035 | 10 | 0.48841
17289 | 6.5 | 1 | 365 | 7.4002 | 0.8955 | 8 | 0.29571
19480 | 8.58 | 1 | 365 | 9.7683 | 0.66207 | 10 | 0.43034
17287 | 2.55 | 1 | 365 | 2.9032 | 0.84362 | 3 | 0.74678
17297 | 6.12 | 1 | 365 | 6.9676 | 0.02469 | 6 | 0.99227
17290 | 11.96 | 1 | 365 | 13.6164 | 0.40773 | 14 | 0.024111
17057 | 3.12 | 1 | 365 | 3.5521 | 0.14984 | 3 | 0.70194
17300 | 5.1 | 1 | 365 | 5.8063 | 0.68724 | 6 | 0.49356
17059 | 10.92 | 1 | 365 | 12.4324 | 0.024447 | 12 | 0.4568
17301 | 11.7 | 1 | 365 | 13.3204 | 0.81191 | 14 | 0.13228
19463 | 12.48 | 1 | 365 | 14.2084 | 0.59937 | 14 | 0.80777
17303 | 3.38 | 1 | 365 | 3.8481 | 0.74566 | 4 | 0.59377
17307 | 12.74 | 1 | 365 | 14.5044 | 0.19519 | 14 | 0.6996
17310 | 5.61 | 1 | 365 | 6.3869 | 0.85597 | 7 | 0.24291
17304 | 7.65 | 1 | 365 | 8.7095 | 0.53086 | 9 | 0.24034
17312 | 8.415 | 1 | 365 | 9.5804 | 0.28395 | 9 | 0.86437
19505 | 8.32 | 1 | 365 | 9.4723 | 0.066245 | 9 | 0.53851
17326 | 3.57 | 1 | 365 | 4.0644 | 0.18107 | 4 | 0.24549
17327 | 6.76 | 1 | 365 | 7.6962 | 0.49132 | 8 | 0.18754
17061 | 6.24 | 1 | 365 | 7.1042 | 0.29968 | 7 | 0.40388
17324 | 6.76 | 1 | 365 | 7.6962 | 0.49132 | 8 | 0.18754
17334 | 2.86 | 1 | 365 | 3.2561 | 0.55402 | 3 | 0.81011
17071 | 6.375 | 1 | 365 | 7.2579 | 0.60905 | 7 | 0.86695
17332 | 5.72 | 1 | 365 | 6.5122 | 0.10804 | 6 | 0.62023
17337 | 7.28 | 1 | 365 | 8.2882 | 0.68296 | 8 | 0.9712
17338 | 3.64 | 1 | 365 | 4.1441 | 0.34148 | 4 | 0.4856
16784 | 13.77 | 1 | 365 | 15.6771 | 0.55555 | 16 | 0.23261
17348 | 3.12 | 1 | 365 | 3.5521 | 0.14984 | 3 | 0.70194
17342 | 6.24 | 1 | 365 | 7.1042 | 0.29968 | 7 | 0.40388
17356 | 7.28 | 1 | 365 | 8.2882 | 0.68296 | 8 | 0.9712
17360 | 11.73 | 1 | 365 | 13.3545 | 0.88066 | 14 | 0.23519
17373 | 15.6 | 1 | 365 | 17.7605 | 0.74921 | 18 | 0.50971
17364 | 5.46 | 1 | 365 | 6.2162 | 0.51222 | 6 | 0.7284
17377 | 7.02 | 1 | 365 | 7.9922 | 0.087144 | 8 | 0.079369
17380 | 9.1 | 1 | 365 | 10.3603 | 0.85371 | 11 | 0.214
17382 | 2.295 | 1 | 365 | 2.6128 | 0.25926 | 2 | 0.8721
16198 | 18.87 | 1 | 365 | 21.4834 | 0.24279 | 21 | 0.72617
17008 | 5.72 | 1 | 365 | 6.5122 | 0.10804 | 6 | 0.62023
19086 | 6.12 | 1 | 365 | 6.9676 | 0.02469 | 6 | 0.99227
19008 | 12 | 1 | 365 | 13.6619 | 0.49939 | 14 | 0.16132
19010 | 5.04 | 1 | 365 | 5.738 | 0.54974 | 6 | 0.28775
19041 | 10.065 | 1 | 365 | 11.4589 | 0.065115 | 11 | 0.52405
19044 | 7.15 | 1 | 365 | 8.1402 | 0.38505 | 8 | 0.52528
19870 | 15.3 | 1 | 365 | 17.419 | 0.061725 | 17 | 0.48068
19047 | 4.48 | 1 | 365 | 5.1005 | 0.26644 | 5 | 0.36689
18233 | 7.28 | 1 | 365 | 8.2882 | 0.68296 | 8 | 0.9712
19083 | 13.734 | 1 | 365 | 15.6361 | 0.47305 | 16 | 0.10913
19167 | 12.19 | 1 | 365 | 13.8782 | 0.9348 | 14 | 0.81304
19169 | 10.791 | 1 | 365 | 12.2855 | 0.72883 | 13 | 0.014313
20648 | 9.435 | 1 | 365 | 10.7417 | 0.6214 | 11 | 0.36308
17429 | 15.3 | 1 | 365 | 17.419 | 0.061725 | 17 | 0.48068
20119 | 7.14 | 1 | 365 | 8.1288 | 0.36214 | 8 | 0.49098
17409 | 5.5 | 1 | 365 | 6.2617 | 0.60389 | 6 | 0.8656
17416 | 5.98 | 1 | 365 | 6.8082 | 0.70386 | 7 | 0.51206
20132 | 6.325 | 1 | 365 | 7.201 | 0.49447 | 7 | 0.69544
17434 | 14.28 | 1 | 365 | 16.2577 | 0.72428 | 16 | 0.98197
20643 | 5.865 | 1 | 365 | 6.6773 | 0.44033 | 7 | 0.11759
16658 | 8.32 | 1 | 365 | 9.4723 | 0.066245 | 9 | 0.53851
20155 | 10.45 | 1 | 365 | 11.8973 | 0.94739 | 12 | 0.84465
16992 | 4.08 | 1 | 365 | 4.6451 | 0.34979 | 4 | 0.99485
20640 | 3.38 | 1 | 365 | 3.8481 | 0.74566 | 4 | 0.59377
15220 | 4.59 | 1 | 365 | 5.2257 | 0.51852 | 5 | 0.7442
20633 | 5.2 | 1 | 365 | 5.9202 | 0.9164 | 6 | 0.83657
15629 | 4.5 | 1 | 365 | 5.1232 | 0.31227 | 5 | 0.43549
19180 | 7.84 | 1 | 365 | 8.9258 | 0.96627 | 9 | 0.89206
19121 | 5.72 | 1 | 365 | 6.5122 | 0.10804 | 6 | 0.62023
15982 | 7.5 | 1 | 365 | 8.5387 | 0.18712 | 8 | 0.72582
19114 | 10.66 | 1 | 365 | 12.1363 | 0.42863 | 12 | 0.56497
20356 | 14.025 | 1 | 365 | 15.9674 | 0.13991 | 16 | 0.10729
18489 | 1.925 | 1 | 365 | 2.1916 | 0.41136 | 2 | 0.60296
17331 | 4.845 | 1 | 365 | 5.516 | 0.10288 | 5 | 0.61888
19144 | 6.76 | 1 | 365 | 7.6962 | 0.49132 | 8 | 0.18754
20378 | 12.1 | 1 | 365 | 13.7758 | 0.72855 | 14 | 0.50433
19101 | 3.5 | 1 | 365 | 3.9847 | 0.020656 | 4 | 0.0053836
13833 | 6.63 | 1 | 365 | 7.5482 | 0.19341 | 7 | 0.74163
20676 | 5.61 | 1 | 365 | 6.3869 | 0.85597 | 7 | 0.24291
20432 | 12.65 | 1 | 365 | 14.4019 | 0.98894 | 15 | 0.39089
17350 | 4.08 | 1 | 365 | 4.6451 | 0.34979 | 4 | 0.99485
17345 | 3.825 | 1 | 365 | 4.3547 | 0.76543 | 5 | 0.12017
19141 | 6.5 | 1 | 365 | 7.4002 | 0.8955 | 8 | 0.29571
19094 | 7.28 | 1 | 365 | 8.2882 | 0.68296 | 8 | 0.9712
20434 | 12.65 | 1 | 365 | 14.4019 | 0.98894 | 15 | 0.39089
16759 | 4.16 | 1 | 365 | 4.7361 | 0.53312 | 5 | 0.26926
19140 | 4.68 | 1 | 365 | 5.3282 | 0.72476 | 6 | 0.052913
20504 | 12.96 | 1 | 365 | 14.7549 | 0.69934 | 15 | 0.45422
17320 | 6.885 | 1 | 365 | 7.8385 | 0.77778 | 8 | 0.6163
20508 | 5.775 | 1 | 365 | 6.5748 | 0.23408 | 6 | 0.80888
19113 | 6.76 | 1 | 365 | 7.6962 | 0.49132 | 8 | 0.18754
19111 | 7.54 | 1 | 365 | 8.5842 | 0.27878 | 8 | 0.86303
19075 | 5.72 | 1 | 365 | 6.5122 | 0.10804 | 6 | 0.62023
19130 | 10.14 | 1 | 365 | 11.5443 | 0.23699 | 11 | 0.78131
19058 | 7.02 | 1 | 365 | 7.9922 | 0.087144 | 8 | 0.079369
17329 | 4.335 | 1 | 365 | 4.9354 | 0.93416 | 5 | 0.86953
17271 | 9.69 | 1 | 365 | 11.032 | 0.20576 | 11 | 0.23776
17178 | 4.47 | 1 | 365 | 5.0891 | 0.24352 | 5 | 0.33259
17179 | 4.845 | 1 | 365 | 5.516 | 0.10288 | 5 | 0.61888
16787 | 3.06 | 1 | 365 | 3.4838 | 0.012345 | 3 | 0.49614
16070 | 9.945 | 1 | 365 | 11.3223 | 0.79012 | 12 | 0.11244
16109 | 10.45 | 1 | 365 | 11.8973 | 0.94739 | 12 | 0.84465
17275 | 7.425 | 1 | 365 | 8.4533 | 0.015249 | 8 | 0.46856
16779 | 6.12 | 1 | 365 | 6.9676 | 0.02469 | 6 | 0.99227
16964 | 4.2 | 1 | 365 | 4.7817 | 0.62479 | 5 | 0.40646
20511 | 5 | 1 | 365 | 5.6925 | 0.45808 | 6 | 0.15055
18531 | 24.08 | 1 | 365 | 27.4149 | 0.18211 | 27 | 0.59704
19124 | 3.64 | 1 | 365 | 4.1441 | 0.34148 | 4 | 0.4856
17400 | 5.39 | 1 | 365 | 6.1365 | 0.35181 | 6 | 0.48829
18541 | 11.76 | 1 | 365 | 13.3887 | 0.9494 | 14 | 0.33809
17971 | 15.696 | 1 | 365 | 17.8698 | 0.9692 | 18 | 0.839
18547 | 7.35 | 1 | 365 | 8.3679 | 0.84338 | 9 | 0.21131
18732 | 7.14 | 1 | 365 | 8.1288 | 0.36214 | 8 | 0.49098
18544 | 11.115 | 1 | 365 | 12.6544 | 0.47131 | 13 | 0.12567
16908 | 4.335 | 1 | 365 | 4.9354 | 0.93416 | 5 | 0.86953
19123 | 4.68 | 1 | 365 | 5.3282 | 0.72476 | 6 | 0.052913
16774 | 3.9 | 1 | 365 | 4.4401 | 0.9373 | 5 | 0.37743
16205 | 5.355 | 1 | 365 | 6.0966 | 0.2716 | 6 | 0.36824
17402 | 5.1 | 1 | 365 | 5.8063 | 0.68724 | 6 | 0.49356
18821 | 6.21 | 1 | 365 | 7.07 | 0.23094 | 7 | 0.30098
16227 | 11.985 | 1 | 365 | 13.6448 | 0.46502 | 14 | 0.10986
16480 | 11.475 | 1 | 365 | 13.0642 | 0.29629 | 13 | 0.36051
18828 | 7.56 | 1 | 365 | 8.607 | 0.32462 | 8 | 0.93163
18816 | 9.99 | 1 | 365 | 11.3736 | 0.89324 | 12 | 0.26679
17366 | 5.865 | 1 | 365 | 6.6773 | 0.44033 | 7 | 0.11759
20496 | 4.42 | 1 | 365 | 5.0321 | 0.12894 | 5 | 0.16108
19092 | 5.6 | 1 | 365 | 6.3756 | 0.83305 | 7 | 0.20861
19089 | 8.175 | 1 | 365 | 9.3072 | 0.73396 | 10 | 0.041146
17715 | 5.32 | 1 | 365 | 6.0568 | 0.1914 | 6 | 0.24818
17385 | 3.675 | 1 | 365 | 4.184 | 0.42169 | 4 | 0.60565
17714 | 5.6 | 1 | 365 | 6.3756 | 0.83305 | 7 | 0.20861
17519 | 12.3 | 1 | 365 | 14.0035 | 0.18688 | 14 | 0.19035
17417 | 4.845 | 1 | 365 | 5.516 | 0.10288 | 5 | 0.61888
17712 | 2.6 | 1 | 365 | 2.9601 | 0.9582 | 3 | 0.91828
17636 | 4.76 | 1 | 365 | 5.4192 | 0.90809 | 6 | 0.32732
19521 | 6.6 | 1 | 365 | 7.5141 | 0.12467 | 7 | 0.63872
17398 | 6.325 | 1 | 365 | 7.201 | 0.49447 | 7 | 0.69544
18675 | 7.28 | 1 | 365 | 8.2882 | 0.68296 | 8 | 0.9712
16700 | 9.18 | 1 | 365 | 10.4514 | 0.037035 | 10 | 0.48841
16777 | 6.375 | 1 | 365 | 7.2579 | 0.60905 | 7 | 0.86695
17016 | 8.06 | 1 | 365 | 9.1763 | 0.47042 | 9 | 0.64668
16493 | 45.9 | 0.9 | 365 | 47.0312 | 0.66666 | 47 | 0.69783
17020 | 9.62 | 1 | 365 | 10.9523 | 0.045346 | 10 | 0.99765
17371 | 8.06 | 1 | 365 | 9.1763 | 0.47042 | 9 | 0.64668
17264 | 6.75 | 1 | 365 | 7.6848 | 0.46841 | 8 | 0.15324
17267 | 4.59 | 1 | 365 | 5.2257 | 0.51852 | 5 | 0.7442
17027 | 16.065 | 1 | 365 | 18.2899 | 0.81481 | 19 | 0.10471
15893 | 9.36 | 1 | 365 | 10.6563 | 0.44953 | 11 | 0.10583
15894 | 5.98 | 1 | 365 | 6.8082 | 0.70386 | 7 | 0.51206
15901 | 10.4 | 1 | 365 | 11.8403 | 0.83281 | 12 | 0.67314
7423 | 326.66 | 0.9 | 365 | 334.7103 | 0.72135 | 335 | 0.43164
15915 | 2.86 | 1 | 365 | 3.2561 | 0.55402 | 3 | 0.81011
15917 | 4.94 | 1 | 365 | 5.6242 | 0.32058 | 5 | 0.94474
7386 | 559.98 | 0.9 | 365 | 573.7803 | 0.93321 | 574 | 0.7135
15916 | 11.18 | 1 | 365 | 12.7284 | 0.62027 | 13 | 0.34863
7412 | 329.4 | 0.9 | 365 | 337.5178 | 0.37248 | 337 | 0.89029
15924 | 7.8 | 1 | 365 | 8.8803 | 0.8746 | 9 | 0.75485
15980 | 7.395 | 1 | 365 | 8.4192 | 0.9465 | 9 | 0.36566
18005 | 6.24 | 1 | 365 | 7.1042 | 0.29968 | 7 | 0.40388
15964 | 4.68 | 1 | 365 | 5.3282 | 0.72476 | 6 | 0.052913
18003 | 5.72 | 1 | 365 | 6.5122 | 0.10804 | 6 | 0.62023
15969 | 8.32 | 1 | 365 | 9.4723 | 0.066245 | 9 | 0.53851
17981 | 5.46 | 1 | 365 | 6.2162 | 0.51222 | 6 | 0.7284
15971 | 4.68 | 1 | 365 | 5.3282 | 0.72476 | 6 | 0.052913
17368 | 4.08 | 1 | 365 | 4.6451 | 0.34979 | 4 | 0.99485
17367 | 4.845 | 1 | 365 | 5.516 | 0.10288 | 5 | 0.61888
15983 | 3.06 | 1 | 365 | 3.4838 | 0.012345 | 3 | 0.49614
17079 | 6.63 | 1 | 365 | 7.5482 | 0.19341 | 7 | 0.74163
15985 | 5.2 | 1 | 365 | 5.9202 | 0.9164 | 6 | 0.83657
17073 | 4.59 | 1 | 365 | 5.2257 | 0.51852 | 5 | 0.7442
16017 | 7.02 | 1 | 365 | 7.9922 | 0.087144 | 8 | 0.079369
18898 | 7.8 | 1 | 365 | 8.8803 | 0.8746 | 9 | 0.75485
16024 | 11.7 | 1 | 365 | 13.3204 | 0.81191 | 14 | 0.13228
15986 | 13.26 | 1 | 365 | 15.0964 | 0.38683 | 15 | 0.48325
16025 | 8.58 | 1 | 365 | 9.7683 | 0.66207 | 10 | 0.43034
15989 | 7.54 | 1 | 365 | 8.5842 | 0.27878 | 8 | 0.86303
15993 | 7.14 | 1 | 365 | 8.1288 | 0.36214 | 8 | 0.49098
15706 | 8.32 | 1 | 365 | 9.4723 | 0.066245 | 9 | 0.53851
15995 | 7.65 | 1 | 365 | 8.7095 | 0.53086 | 9 | 0.24034
15999 | 9.1 | 1 | 365 | 10.3603 | 0.85371 | 11 | 0.214
15745 | 4.16 | 1 | 365 | 4.7361 | 0.53312 | 5 | 0.26926
16004 | 5.46 | 1 | 365 | 6.2162 | 0.51222 | 6 | 0.7284
15747 | 11.18 | 1 | 365 | 12.7284 | 0.62027 | 13 | 0.34863
16012 | 9.62 | 1 | 365 | 10.9523 | 0.045346 | 10 | 0.99765
14331 | 5.865 | 1 | 365 | 6.6773 | 0.44033 | 7 | 0.11759
16029 | 5.355 | 1 | 365 | 6.0966 | 0.2716 | 6 | 0.36824
16032 | 13.26 | 1 | 365 | 15.0964 | 0.38683 | 15 | 0.48325
15750 | 4.335 | 1 | 365 | 4.9354 | 0.93416 | 5 | 0.86953
15751 | 6.12 | 1 | 365 | 6.9676 | 0.02469 | 6 | 0.99227
15748 | 7.8 | 1 | 365 | 8.8803 | 0.8746 | 9 | 0.75485
20596 | 3.12 | 1 | 365 | 3.5521 | 0.14984 | 3 | 0.70194
15756 | 5.46 | 1 | 365 | 6.2162 | 0.51222 | 6 | 0.7284
15702 | 4.845 | 1 | 365 | 5.516 | 0.10288 | 5 | 0.61888
15704 | 7.8 | 1 | 365 | 8.8803 | 0.8746 | 9 | 0.75485
15697 | 8.32 | 1 | 365 | 9.4723 | 0.066245 | 9 | 0.53851
15687 | 5.2 | 1 | 365 | 5.9202 | 0.9164 | 6 | 0.83657
15796 | 8.415 | 1 | 365 | 9.5804 | 0.28395 | 9 | 0.86437
16035 | 6.5 | 1 | 365 | 7.4002 | 0.8955 | 8 | 0.29571
16033 | 8.32 | 1 | 365 | 9.4723 | 0.066245 | 9 | 0.53851
16034 | 2.86 | 1 | 365 | 3.2561 | 0.55402 | 3 | 0.81011
16037 | 7.02 | 1 | 365 | 7.9922 | 0.087144 | 8 | 0.079369
16038 | 5.2 | 1 | 365 | 5.9202 | 0.9164 | 6 | 0.83657
16039 | 8.58 | 1 | 365 | 9.7683 | 0.66207 | 10 | 0.43034
16044 | 7.54 | 1 | 365 | 8.5842 | 0.27878 | 8 | 0.86303
20050 | 10.26 | 1 | 365 | 11.6809 | 0.51198 | 12 | 0.19292
16049 | 8.32 | 1 | 365 | 9.4723 | 0.066245 | 9 | 0.53851
15830 | 7.02 | 1 | 365 | 7.9922 | 0.087144 | 8 | 0.079369
16053 | 3.9 | 1 | 365 | 4.4401 | 0.9373 | 5 | 0.37743
15790 | 2.04 | 1 | 365 | 2.3225 | 0.6749 | 2 | 0.99742
16059 | 9.88 | 1 | 365 | 11.2483 | 0.64117 | 11 | 0.88948
15778 | 10.92 | 1 | 365 | 12.4324 | 0.024447 | 12 | 0.4568
15868 | 4.59 | 1 | 365 | 5.2257 | 0.51852 | 5 | 0.7442
17750 | 8.12 | 1 | 365 | 9.2446 | 0.60792 | 9 | 0.85249
15799 | 8.32 | 1 | 365 | 9.4723 | 0.066245 | 9 | 0.53851
15895 | 5.46 | 1 | 365 | 6.2162 | 0.51222 | 6 | 0.7284
15910 | 5.98 | 1 | 365 | 6.8082 | 0.70386 | 7 | 0.51206
15695 | 9.36 | 1 | 365 | 10.6563 | 0.44953 | 11 | 0.10583
15680 | 4.94 | 1 | 365 | 5.6242 | 0.32058 | 5 | 0.94474
12582 | 25.96 | 0.9 | 365 | 26.5998 | 0.54132 | 27 | 0.14108
16107 | 3.57 | 1 | 365 | 4.0644 | 0.18107 | 4 | 0.24549
15814 | 6.76 | 1 | 365 | 7.6962 | 0.49132 | 8 | 0.18754
15812 | 3.12 | 1 | 365 | 3.5521 | 0.14984 | 3 | 0.70194
16065 | 5.725 | 1 | 365 | 6.5179 | 0.1195 | 6 | 0.63738
16492 | 8.47 | 1 | 365 | 9.643 | 0.40999 | 10 | 0.053028
15939 | 2.86 | 1 | 365 | 3.2561 | 0.55402 | 3 | 0.81011
15944 | 5.98 | 1 | 365 | 6.8082 | 0.70386 | 7 | 0.51206
15802 | 8.58 | 1 | 365 | 9.7683 | 0.66207 | 10 | 0.43034
15828 | 10.92 | 1 | 365 | 12.4324 | 0.024447 | 12 | 0.4568
16900 | 6.25 | 1 | 365 | 7.1156 | 0.3226 | 7 | 0.43818
15689 | 3.38 | 1 | 365 | 3.8481 | 0.74566 | 4 | 0.59377
15743 | 10.92 | 1 | 365 | 12.4324 | 0.024447 | 12 | 0.4568
15961 | 5.2 | 1 | 365 | 5.9202 | 0.9164 | 6 | 0.83657
15693 | 4.845 | 1 | 365 | 5.516 | 0.10288 | 5 | 0.61888
15938 | 6.12 | 1 | 365 | 6.9676 | 0.02469 | 6 | 0.99227
17046 | 10.53 | 1 | 365 | 11.9883 | 0.13072 | 12 | 0.11905
15760 | 6.5 | 1 | 365 | 7.4002 | 0.8955 | 8 | 0.29571
15892 | 9.18 | 1 | 365 | 10.4514 | 0.037035 | 10 | 0.48841
15686 | 5.865 | 1 | 365 | 6.6773 | 0.44033 | 7 | 0.11759
17694 | 5.2 | 1 | 365 | 5.9202 | 0.9164 | 6 | 0.83657
15692 | 5.46 | 1 | 365 | 6.2162 | 0.51222 | 6 | 0.7284
17729 | 3.06 | 1 | 365 | 3.4838 | 0.012345 | 3 | 0.49614
15845 | 4.16 | 1 | 365 | 4.7361 | 0.53312 | 5 | 0.26926
17731 | 4.16 | 1 | 365 | 4.7361 | 0.53312 | 5 | 0.26926
15742 | 5.2 | 1 | 365 | 5.9202 | 0.9164 | 6 | 0.83657
17604 | 2.55 | 1 | 365 | 2.9032 | 0.84362 | 3 | 0.74678
17687 | 14.025 | 1 | 365 | 15.9674 | 0.13991 | 16 | 0.10729
17737 | 5.2 | 1 | 365 | 5.9202 | 0.9164 | 6 | 0.83657
17740 | 5.98 | 1 | 365 | 6.8082 | 0.70386 | 7 | 0.51206
17743 | 6.375 | 1 | 365 | 7.2579 | 0.60905 | 7 | 0.86695
17746 | 2.55 | 1 | 365 | 2.9032 | 0.84362 | 3 | 0.74678
17759 | 4.59 | 1 | 365 | 5.2257 | 0.51852 | 5 | 0.7442
17761 | 4.1 | 1 | 365 | 4.6678 | 0.39563 | 5 | 0.063449
17768 | 2.805 | 1 | 365 | 3.1935 | 0.42798 | 3 | 0.62146
20726 | 3.9 | 1 | 365 | 4.4401 | 0.9373 | 5 | 0.37743
19954 | 5.46 | 1 | 365 | 6.2162 | 0.51222 | 6 | 0.7284
17790 | 7.905 | 1 | 365 | 8.9998 | 0.11522 | 9 | 0.11502
12622 | 6.12 | 1 | 365 | 6.9676 | 0.02469 | 6 | 0.99227
13153 | 6.12 | 1 | 365 | 6.9676 | 0.02469 | 6 | 0.99227
15739 | 9.945 | 1 | 365 | 11.3223 | 0.79012 | 12 | 0.11244
15039 | 4.335 | 1 | 365 | 4.9354 | 0.93416 | 5 | 0.86953
14759 | 5.1 | 1 | 365 | 5.8063 | 0.68724 | 6 | 0.49356
15261 | 5.355 | 1 | 365 | 6.0966 | 0.2716 | 6 | 0.36824
15643 | 11.75 | 1 | 365 | 13.3773 | 0.92649 | 14 | 0.30379
15622 | 6.12 | 1 | 365 | 6.9676 | 0.02469 | 6 | 0.99227
17786 | 4.68 | 1 | 365 | 5.3282 | 0.72476 | 6 | 0.052913
15598 | 4.59 | 1 | 365 | 5.2257 | 0.51852 | 5 | 0.7442
14900 | 8.925 | 1 | 365 | 10.1611 | 0.45267 | 10 | 0.61373
15891 | 6.885 | 1 | 365 | 7.8385 | 0.77778 | 8 | 0.6163
15884 | 9.1 | 1 | 365 | 10.3603 | 0.85371 | 11 | 0.214
16185 | 3.675 | 1 | 365 | 4.184 | 0.42169 | 4 | 0.60565
16497 | 6.63 | 1 | 365 | 7.5482 | 0.19341 | 7 | 0.74163
14649 | 12.495 | 1 | 365 | 14.2255 | 0.63374 | 14 | 0.85922
15024 | 4.335 | 1 | 365 | 4.9354 | 0.93416 | 5 | 0.86953
15255 | 6.12 | 1 | 365 | 6.9676 | 0.02469 | 6 | 0.99227
15234 | 4.59 | 1 | 365 | 5.2257 | 0.51852 | 5 | 0.7442
17920 | 2.55 | 1 | 365 | 2.9032 | 0.84362 | 3 | 0.74678
17916 | 3.64 | 1 | 365 | 4.1441 | 0.34148 | 4 | 0.4856
17894 | 4.42 | 1 | 365 | 5.0321 | 0.12894 | 5 | 0.16108
17886 | 2.86 | 1 | 365 | 3.2561 | 0.55402 | 3 | 0.81011
17888 | 6.5 | 1 | 365 | 7.4002 | 0.8955 | 8 | 0.29571
16516 | 5.1 | 1 | 365 | 5.8063 | 0.68724 | 6 | 0.49356
17874 | 6.24 | 1 | 365 | 7.1042 | 0.29968 | 7 | 0.40388
17878 | 5.2 | 1 | 365 | 5.9202 | 0.9164 | 6 | 0.83657
15668 | 6.63 | 1 | 365 | 7.5482 | 0.19341 | 7 | 0.74163
16570 | 6.885 | 1 | 365 | 7.8385 | 0.77778 | 8 | 0.6163
17870 | 9.36 | 1 | 365 | 10.6563 | 0.44953 | 11 | 0.10583
17873 | 2.34 | 1 | 365 | 2.6641 | 0.36238 | 3 | 0.026456
15650 | 6.12 | 1 | 365 | 6.9676 | 0.02469 | 6 | 0.99227
17869 | 10.4 | 1 | 365 | 11.8403 | 0.83281 | 12 | 0.67314
15913 | 5.61 | 1 | 365 | 6.3869 | 0.85597 | 7 | 0.24291
17861 | 4.16 | 1 | 365 | 4.7361 | 0.53312 | 5 | 0.26926
15052 | 9.435 | 1 | 365 | 10.7417 | 0.6214 | 11 | 0.36308
17857 | 6.76 | 1 | 365 | 7.6962 | 0.49132 | 8 | 0.18754
17858 | 3.38 | 1 | 365 | 3.8481 | 0.74566 | 4 | 0.59377
19737 | 4.845 | 1 | 365 | 5.516 | 0.10288 | 5 | 0.61888
16755 | 3.57 | 1 | 365 | 4.0644 | 0.18107 | 4 | 0.24549
17846 | 8.06 | 1 | 365 | 9.1763 | 0.47042 | 9 | 0.64668
17852 | 6.76 | 1 | 365 | 7.6962 | 0.49132 | 8 | 0.18754
17837 | 9.69 | 1 | 365 | 11.032 | 0.20576 | 11 | 0.23776
17839 | 6.76 | 1 | 365 | 7.6962 | 0.49132 | 8 | 0.18754
17841 | 10.2 | 1 | 365 | 11.6126 | 0.37448 | 11 | 0.98712
16712 | 7.395 | 1 | 365 | 8.4192 | 0.9465 | 9 | 0.36566
19721 | 4.08 | 1 | 365 | 4.6451 | 0.34979 | 4 | 0.99485
15678 | 2.55 | 1 | 365 | 2.9032 | 0.84362 | 3 | 0.74678
17821 | 5.2 | 1 | 365 | 5.9202 | 0.9164 | 6 | 0.83657
17824 | 5.72 | 1 | 365 | 6.5122 | 0.10804 | 6 | 0.62023
17557 | 7.65 | 1 | 365 | 8.7095 | 0.53086 | 9 | 0.24034
17817 | 5.72 | 1 | 365 | 6.5122 | 0.10804 | 6 | 0.62023
17563 | 3.64 | 1 | 365 | 4.1441 | 0.34148 | 4 | 0.4856
15050 | 4.59 | 1 | 365 | 5.2257 | 0.51852 | 5 | 0.7442
17535 | 4.335 | 1 | 365 | 4.9354 | 0.93416 | 5 | 0.86953
17812 | 5.2 | 1 | 365 | 5.9202 | 0.9164 | 6 | 0.83657
17815 | 5.46 | 1 | 365 | 6.2162 | 0.51222 | 6 | 0.7284
17537 | 5.61 | 1 | 365 | 6.3869 | 0.85597 | 7 | 0.24291
17540 | 4.08 | 1 | 365 | 4.6451 | 0.34979 | 4 | 0.99485
16575 | 4.845 | 1 | 365 | 5.516 | 0.10288 | 5 | 0.61888
17541 | 4.845 | 1 | 365 | 5.516 | 0.10288 | 5 | 0.61888
17809 | 4.42 | 1 | 365 | 5.0321 | 0.12894 | 5 | 0.16108
17632 | 10.2 | 1 | 365 | 11.6126 | 0.37448 | 11 | 0.98712
17803 | 7.02 | 1 | 365 | 7.9922 | 0.087144 | 8 | 0.079369
17613 | 4.42 | 1 | 365 | 5.0321 | 0.12894 | 5 | 0.16108
17629 | 9.205 | 1 | 365 | 10.4798 | 0.094325 | 10 | 0.57416
14862 | 8.925 | 1 | 365 | 10.1611 | 0.45267 | 10 | 0.61373
17641 | 7.905 | 1 | 365 | 8.9998 | 0.11522 | 9 | 0.11502
17648 | 5.355 | 1 | 365 | 6.0966 | 0.2716 | 6 | 0.36824
17656 | 7.14 | 1 | 365 | 8.1288 | 0.36214 | 8 | 0.49098
17651 | 7.14 | 1 | 365 | 8.1288 | 0.36214 | 8 | 0.49098
17657 | 9.69 | 1 | 365 | 11.032 | 0.20576 | 11 | 0.23776
17682 | 13.77 | 1 | 365 | 15.6771 | 0.55555 | 16 | 0.23261
17683 | 6.12 | 1 | 365 | 6.9676 | 0.02469 | 6 | 0.99227
17689 | 6.375 | 1 | 365 | 7.2579 | 0.60905 | 7 | 0.86695
17698 | 6.24 | 1 | 365 | 7.1042 | 0.29968 | 7 | 0.40388
18619 | 5.215 | 1 | 365 | 5.9372 | 0.95078 | 6 | 0.88802
19726 | 7.8 | 1 | 365 | 8.8803 | 0.8746 | 9 | 0.75485
17802 | 6.24 | 1 | 365 | 7.1042 | 0.29968 | 7 | 0.40388
17810 | 11.475 | 1 | 365 | 13.0642 | 0.29629 | 13 | 0.36051
17780 | 5.2 | 1 | 365 | 5.9202 | 0.9164 | 6 | 0.83657
17825 | 9.435 | 1 | 365 | 10.7417 | 0.6214 | 11 | 0.36308
17772 | 4.68 | 1 | 365 | 5.3282 | 0.72476 | 6 | 0.052913
17774 | 8.06 | 1 | 365 | 9.1763 | 0.47042 | 9 | 0.64668
17826 | 4.59 | 1 | 365 | 5.2257 | 0.51852 | 5 | 0.7442
17769 | 6.5 | 1 | 365 | 7.4002 | 0.8955 | 8 | 0.29571
17831 | 4.845 | 1 | 365 | 5.516 | 0.10288 | 5 | 0.61888
17764 | 4.59 | 1 | 365 | 5.2257 | 0.51852 | 5 | 0.7442
17765 | 5.4 | 1 | 365 | 6.1479 | 0.37473 | 6 | 0.52259
17762 | 2.6 | 1 | 365 | 2.9601 | 0.9582 | 3 | 0.91828
20007 | 5.2 | 1 | 365 | 5.9202 | 0.9164 | 6 | 0.83657
17763 | 7.14 | 1 | 365 | 8.1288 | 0.36214 | 8 | 0.49098
17758 | 7.02 | 1 | 365 | 7.9922 | 0.087144 | 8 | 0.079369
17882 | 6.885 | 1 | 365 | 7.8385 | 0.77778 | 8 | 0.6163
17794 | 5.1 | 1 | 365 | 5.8063 | 0.68724 | 6 | 0.49356
17885 | 11.22 | 1 | 365 | 12.7739 | 0.71193 | 13 | 0.48583
17795 | 8.925 | 1 | 365 | 10.1611 | 0.45267 | 10 | 0.61373
16262 | 5.355 | 1 | 365 | 6.0966 | 0.2716 | 6 | 0.36824
17792 | 6.24 | 1 | 365 | 7.1042 | 0.29968 | 7 | 0.40388
15057 | 4.335 | 1 | 365 | 4.9354 | 0.93416 | 5 | 0.86953
17793 | 6.5 | 1 | 365 | 7.4002 | 0.8955 | 8 | 0.29571
15086 | 10.92 | 1 | 365 | 12.4324 | 0.024447 | 12 | 0.4568
17791 | 6.375 | 1 | 365 | 7.2579 | 0.60905 | 7 | 0.86695
15193 | 7.595 | 1 | 365 | 8.6469 | 0.40482 | 9 | 0.051682
17787 | 9.36 | 1 | 365 | 10.6563 | 0.44953 | 11 | 0.10583
17789 | 12.48 | 1 | 365 | 14.2084 | 0.59937 | 14 | 0.80777
15246 | 5.61 | 1 | 365 | 6.3869 | 0.85597 | 7 | 0.24291
17850 | 2.6 | 1 | 365 | 2.9601 | 0.9582 | 3 | 0.91828
18145 | 12.48 | 1 | 365 | 14.2084 | 0.59937 | 14 | 0.80777
18409 | 9.18 | 1 | 365 | 10.4514 | 0.037035 | 10 | 0.48841
18577 | 13.52 | 1 | 365 | 15.3924 | 0.98265 | 16 | 0.37508
18572 | 5.98 | 1 | 365 | 6.8082 | 0.70386 | 7 | 0.51206
20170 | 3.9 | 1 | 365 | 4.4401 | 0.9373 | 5 | 0.37743
18485 | 5.5 | 1 | 365 | 6.2617 | 0.60389 | 6 | 0.8656
19605 | 6.5 | 1 | 365 | 7.4002 | 0.8955 | 8 | 0.29571
19119 | 8.84 | 1 | 365 | 10.0643 | 0.25789 | 10 | 0.32217
20145 | 8.06 | 1 | 365 | 9.1763 | 0.47042 | 9 | 0.64668
20514 | 8.28 | 1 | 365 | 9.4267 | 0.97458 | 10 | 0.40131
19470 | 10 | 1 | 365 | 11.3849 | 0.91616 | 12 | 0.3011
62 | 3104.03 | 0.7 | 365 | 2473.7428 | 0.27137 | 2474 | 0.014171
19703 | 5.46 | 1 | 365 | 6.2162 | 0.51222 | 6 | 0.7284
20187 | 7 | 1 | 365 | 7.9695 | 0.041312 | 8 | 0.010767
139 | 4315.87 | 0.7 | 365 | 3439.5133 | 0.22172 | 3439 | 0.73498
15929 | 4.16 | 1 | 365 | 4.7361 | 0.53312 | 5 | 0.26926
17498 | 3.12 | 1 | 365 | 3.5521 | 0.14984 | 3 | 0.70194
17316 | 6.375 | 1 | 365 | 7.2579 | 0.60905 | 7 | 0.86695
15855 | 3.64 | 1 | 365 | 4.1441 | 0.34148 | 4 | 0.4856
14326 | 7.65 | 1 | 365 | 8.7095 | 0.53086 | 9 | 0.24034
14895 | 6 | 1 | 365 | 6.831 | 0.7497 | 7 | 0.58066
16760 | 5.355 | 1 | 365 | 6.0966 | 0.2716 | 6 | 0.36824
16307 | 11.22 | 1 | 365 | 12.7739 | 0.71193 | 13 | 0.48583
14473 | 6.37 | 1 | 365 | 7.2522 | 0.59759 | 7 | 0.8498
18381 | 3.12 | 1 | 365 | 3.5521 | 0.14984 | 3 | 0.70194
18104 | 7.395 | 1 | 365 | 8.4192 | 0.9465 | 9 | 0.36566
15132 | 10.71 | 1 | 365 | 12.1933 | 0.54321 | 12 | 0.73647
18101 | 9.1 | 1 | 365 | 10.3603 | 0.85371 | 11 | 0.214
18100 | 4.94 | 1 | 365 | 5.6242 | 0.32058 | 5 | 0.94474
18098 | 8.58 | 1 | 365 | 9.7683 | 0.66207 | 10 | 0.43034
18096 | 8.84 | 1 | 365 | 10.0643 | 0.25789 | 10 | 0.32217
17428 | 7.395 | 1 | 365 | 8.4192 | 0.9465 | 9 | 0.36566
18093 | 5.2 | 1 | 365 | 5.9202 | 0.9164 | 6 | 0.83657
18094 | 9.18 | 1 | 365 | 10.4514 | 0.037035 | 10 | 0.48841
18091 | 5.2 | 1 | 365 | 5.9202 | 0.9164 | 6 | 0.83657
18570 | 3.825 | 1 | 365 | 4.3547 | 0.76543 | 5 | 0.12017
18571 | 4.335 | 1 | 365 | 4.9354 | 0.93416 | 5 | 0.86953
18089 | 5.72 | 1 | 365 | 6.5122 | 0.10804 | 6 | 0.62023
18085 | 6.885 | 1 | 365 | 7.8385 | 0.77778 | 8 | 0.6163
18087 | 8.16 | 1 | 365 | 9.2901 | 0.69959 | 9 | 0.98969
18591 | 2.6 | 1 | 365 | 2.9601 | 0.9582 | 3 | 0.91828
18066 | 5.1 | 1 | 365 | 5.8063 | 0.68724 | 6 | 0.49356
17023 | 8.415 | 1 | 365 | 9.5804 | 0.28395 | 9 | 0.86437
18064 | 9.72 | 1 | 365 | 11.0662 | 0.27451 | 11 | 0.34067
18065 | 4.68 | 1 | 365 | 5.3282 | 0.72476 | 6 | 0.052913
18063 | 4.42 | 1 | 365 | 5.0321 | 0.12894 | 5 | 0.16108
18061 | 7.28 | 1 | 365 | 8.2882 | 0.68296 | 8 | 0.9712
18062 | 9.1 | 1 | 365 | 10.3603 | 0.85371 | 11 | 0.214
18060 | 6.12 | 1 | 365 | 6.9676 | 0.02469 | 6 | 0.99227
17749 | 3.5 | 1 | 365 | 3.9847 | 0.020656 | 4 | 0.0053836
18055 | 4.08 | 1 | 365 | 4.6451 | 0.34979 | 4 | 0.99485
18059 | 11.73 | 1 | 365 | 13.3545 | 0.88066 | 14 | 0.23519
16605 | 3.75 | 1 | 365 | 4.2694 | 0.59356 | 4 | 0.86291
19022 | 3.06 | 1 | 365 | 3.4838 | 0.012345 | 3 | 0.49614
18058 | 7.28 | 1 | 365 | 8.2882 | 0.68296 | 8 | 0.9712
18054 | 9.36 | 1 | 365 | 10.6563 | 0.44953 | 11 | 0.10583
19021 | 10.71 | 1 | 365 | 12.1933 | 0.54321 | 12 | 0.73647
18050 | 4.68 | 1 | 365 | 5.3282 | 0.72476 | 6 | 0.052913
14196 | 10.455 | 1 | 365 | 11.903 | 0.95885 | 12 | 0.8618
13593 | 5.355 | 1 | 365 | 6.0966 | 0.2716 | 6 | 0.36824
18048 | 7.65 | 1 | 365 | 8.7095 | 0.53086 | 9 | 0.24034
18623 | 5.98 | 1 | 365 | 6.8082 | 0.70386 | 7 | 0.51206
18625 | 5.865 | 1 | 365 | 6.6773 | 0.44033 | 7 | 0.11759
18044 | 3.9 | 1 | 365 | 4.4401 | 0.9373 | 5 | 0.37743
18046 | 7.54 | 1 | 365 | 8.5842 | 0.27878 | 8 | 0.86303
18040 | 7.02 | 1 | 365 | 7.9922 | 0.087144 | 8 | 0.079369
18042 | 9.1 | 1 | 365 | 10.3603 | 0.85371 | 11 | 0.214
18695 | 4.08 | 1 | 365 | 4.6451 | 0.34979 | 4 | 0.99485
18038 | 11.96 | 1 | 365 | 13.6164 | 0.40773 | 14 | 0.024111
18034 | 6.5 | 1 | 365 | 7.4002 | 0.8955 | 8 | 0.29571
18722 | 3.315 | 1 | 365 | 3.7741 | 0.59671 | 4 | 0.37081
18036 | 10.66 | 1 | 365 | 12.1363 | 0.42863 | 12 | 0.56497
18030 | 3.12 | 1 | 365 | 3.5521 | 0.14984 | 3 | 0.70194
18725 | 6.12 | 1 | 365 | 6.9676 | 0.02469 | 6 | 0.99227
18735 | 3.12 | 1 | 365 | 3.5521 | 0.14984 | 3 | 0.70194
18793 | 3.57 | 1 | 365 | 4.0644 | 0.18107 | 4 | 0.24549
18028 | 4.94 | 1 | 365 | 5.6242 | 0.32058 | 5 | 0.94474
18026 | 9.88 | 1 | 365 | 11.2483 | 0.64117 | 11 | 0.88948
17602 | 9.1 | 1 | 365 | 10.3603 | 0.85371 | 11 | 0.214
18018 | 9.36 | 1 | 365 | 10.6563 | 0.44953 | 11 | 0.10583
18019 | 5.98 | 1 | 365 | 6.8082 | 0.70386 | 7 | 0.51206
18014 | 6.24 | 1 | 365 | 7.1042 | 0.29968 | 7 | 0.40388
18016 | 3.12 | 1 | 365 | 3.5521 | 0.14984 | 3 | 0.70194
17617 | 2.86 | 1 | 365 | 3.2561 | 0.55402 | 3 | 0.81011
18011 | 7.54 | 1 | 365 | 8.5842 | 0.27878 | 8 | 0.86303
18013 | 4.59 | 1 | 365 | 5.2257 | 0.51852 | 5 | 0.7442
14630 | 7.395 | 1 | 365 | 8.4192 | 0.9465 | 9 | 0.36566
18007 | 4.42 | 1 | 365 | 5.0321 | 0.12894 | 5 | 0.16108
18008 | 2.805 | 1 | 365 | 3.1935 | 0.42798 | 3 | 0.62146
18004 | 8.84 | 1 | 365 | 10.0643 | 0.25789 | 10 | 0.32217
14628 | 4 | 1 | 365 | 4.554 | 0.16646 | 4 | 0.72044
14644 | 5.46 | 1 | 365 | 6.2162 | 0.51222 | 6 | 0.7284
18002 | 4.94 | 1 | 365 | 5.6242 | 0.32058 | 5 | 0.94474
18386 | 11.44 | 1 | 365 | 13.0244 | 0.21609 | 13 | 0.24045
18377 | 7.28 | 1 | 365 | 8.2882 | 0.68296 | 8 | 0.9712
17970 | 11.7 | 1 | 365 | 13.3204 | 0.81191 | 14 | 0.13228
14577 | 6.86 | 1 | 365 | 7.8101 | 0.72049 | 8 | 0.53055
14626 | 7.395 | 1 | 365 | 8.4192 | 0.9465 | 9 | 0.36566
13430 | 4.335 | 1 | 365 | 4.9354 | 0.93416 | 5 | 0.86953
16781 | 3.57 | 1 | 365 | 4.0644 | 0.18107 | 4 | 0.24549
18449 | 4.94 | 1 | 365 | 5.6242 | 0.32058 | 5 | 0.94474
13587 | 7.65 | 1 | 365 | 8.7095 | 0.53086 | 9 | 0.24034
18374 | 5.39 | 1 | 365 | 6.1365 | 0.35181 | 6 | 0.48829
13359 | 4.75 | 1 | 365 | 5.4078 | 0.88518 | 6 | 0.29302
18459 | 7.65 | 1 | 365 | 8.7095 | 0.53086 | 9 | 0.24034
15833 | 2.34 | 1 | 365 | 2.6641 | 0.36238 | 3 | 0.026456
13597 | 7.905 | 1 | 365 | 8.9998 | 0.11522 | 9 | 0.11502
13589 | 5.61 | 1 | 365 | 6.3869 | 0.85597 | 7 | 0.24291
18683 | 7.395 | 1 | 365 | 8.4192 | 0.9465 | 9 | 0.36566
16363 | 12.24 | 1 | 365 | 13.9352 | 0.04938 | 13 | 0.98454
15127 | 4.335 | 1 | 365 | 4.9354 | 0.93416 | 5 | 0.86953
16914 | 11.62 | 1 | 365 | 13.2293 | 0.62858 | 13 | 0.85787
17543 | 2.86 | 1 | 365 | 3.2561 | 0.55402 | 3 | 0.81011
18086 | 3.38 | 1 | 365 | 3.8481 | 0.74566 | 4 | 0.59377
14398 | 3 | 1 | 365 | 3.4155 | 0.87485 | 4 | 0.29033
15931 | 11 | 1 | 365 | 12.5234 | 0.20778 | 12 | 0.73121
14210 | 12.495 | 1 | 365 | 14.2255 | 0.63374 | 14 | 0.85922
14888 | 5.61 | 1 | 365 | 6.3869 | 0.85597 | 7 | 0.24291
14263 | 11.22 | 1 | 365 | 12.7739 | 0.71193 | 13 | 0.48583
14093 | 8.16 | 1 | 365 | 9.2901 | 0.69959 | 9 | 0.98969
15958 | 9.18 | 1 | 365 | 10.4514 | 0.037035 | 10 | 0.48841
17354 | 4.08 | 1 | 365 | 4.6451 | 0.34979 | 4 | 0.99485
13980 | 5.865 | 1 | 365 | 6.6773 | 0.44033 | 7 | 0.11759
17623 | 5.25 | 1 | 365 | 5.9771 | 0.030984 | 6 | 0.0080754
14011 | 2.805 | 1 | 365 | 3.1935 | 0.42798 | 3 | 0.62146
17728 | 7.395 | 1 | 365 | 8.4192 | 0.9465 | 9 | 0.36566
18286 | 5.46 | 1 | 365 | 6.2162 | 0.51222 | 6 | 0.7284
13501 | 8.415 | 1 | 365 | 9.5804 | 0.28395 | 9 | 0.86437
15899 | 3 | 1 | 365 | 3.4155 | 0.87485 | 4 | 0.29033
16668 | 4.59 | 1 | 365 | 5.2257 | 0.51852 | 5 | 0.7442
14166 | 4.59 | 1 | 365 | 5.2257 | 0.51852 | 5 | 0.7442
14013 | 5.1 | 1 | 365 | 5.8063 | 0.68724 | 6 | 0.49356
15923 | 3.57 | 1 | 365 | 4.0644 | 0.18107 | 4 | 0.24549
18585 | 3.06 | 1 | 365 | 3.4838 | 0.012345 | 3 | 0.49614
17876 | 6.63 | 1 | 365 | 7.5482 | 0.19341 | 7 | 0.74163
16186 | 6.885 | 1 | 365 | 7.8385 | 0.77778 | 8 | 0.6163
15148 | 6.615 | 1 | 365 | 7.5311 | 0.15904 | 7 | 0.69018
13831 | 2.805 | 1 | 365 | 3.1935 | 0.42798 | 3 | 0.62146
13480 | 3.315 | 1 | 365 | 3.7741 | 0.59671 | 4 | 0.37081
18120 | 5.865 | 1 | 365 | 6.6773 | 0.44033 | 7 | 0.11759
18118 | 4.335 | 1 | 365 | 4.9354 | 0.93416 | 5 | 0.86953
18121 | 6.5 | 1 | 365 | 7.4002 | 0.8955 | 8 | 0.29571
18119 | 3.12 | 1 | 365 | 3.5521 | 0.14984 | 3 | 0.70194
18115 | 5.46 | 1 | 365 | 6.2162 | 0.51222 | 6 | 0.7284
18116 | 7.28 | 1 | 365 | 8.2882 | 0.68296 | 8 | 0.9712
18113 | 7.905 | 1 | 365 | 8.9998 | 0.11522 | 9 | 0.11502
18114 | 6.375 | 1 | 365 | 7.2579 | 0.60905 | 7 | 0.86695
18109 | 9.88 | 1 | 365 | 11.2483 | 0.64117 | 11 | 0.88948
18111 | 8.84 | 1 | 365 | 10.0643 | 0.25789 | 10 | 0.32217
18108 | 10.455 | 1 | 365 | 11.903 | 0.95885 | 12 | 0.8618
17401 | 9.62 | 1 | 365 | 10.9523 | 0.045346 | 10 | 0.99765
17395 | 8.32 | 1 | 365 | 9.4723 | 0.066245 | 9 | 0.53851
17403 | 10.14 | 1 | 365 | 11.5443 | 0.23699 | 11 | 0.78131
17406 | 12.48 | 1 | 365 | 14.2084 | 0.59937 | 14 | 0.80777
17407 | 6.76 | 1 | 365 | 7.6962 | 0.49132 | 8 | 0.18754
17408 | 3.315 | 1 | 365 | 3.7741 | 0.59671 | 4 | 0.37081
17412 | 12.74 | 1 | 365 | 14.5044 | 0.19519 | 14 | 0.6996
17420 | 6.21 | 1 | 365 | 7.07 | 0.23094 | 7 | 0.30098
17418 | 7.28 | 1 | 365 | 8.2882 | 0.68296 | 8 | 0.9712
17415 | 7.8 | 1 | 365 | 8.8803 | 0.8746 | 9 | 0.75485
17424 | 8.58 | 1 | 365 | 9.7683 | 0.66207 | 10 | 0.43034
17426 | 9.1 | 1 | 365 | 10.3603 | 0.85371 | 11 | 0.214
17430 | 3.64 | 1 | 365 | 4.1441 | 0.34148 | 4 | 0.4856
17431 | 8.84 | 1 | 365 | 10.0643 | 0.25789 | 10 | 0.32217
17432 | 4.68 | 1 | 365 | 5.3282 | 0.72476 | 6 | 0.052913
17435 | 8.32 | 1 | 365 | 9.4723 | 0.066245 | 9 | 0.53851
17441 | 4.68 | 1 | 365 | 5.3282 | 0.72476 | 6 | 0.052913
17438 | 6.12 | 1 | 365 | 6.9676 | 0.02469 | 6 | 0.99227
17436 | 11.73 | 1 | 365 | 13.3545 | 0.88066 | 14 | 0.23519
17440 | 4.5 | 1 | 365 | 5.1232 | 0.31227 | 5 | 0.43549
16060 | 11.22 | 1 | 365 | 12.7739 | 0.71193 | 13 | 0.48583
17478 | 3.825 | 1 | 365 | 4.3547 | 0.76543 | 5 | 0.12017
17479 | 9.435 | 1 | 365 | 10.7417 | 0.6214 | 11 | 0.36308
17482 | 7.14 | 1 | 365 | 8.1288 | 0.36214 | 8 | 0.49098
17489 | 11.96 | 1 | 365 | 13.6164 | 0.40773 | 14 | 0.024111
17702 | 5.725 | 1 | 365 | 6.5179 | 0.1195 | 6 | 0.63738
17705 | 9.18 | 1 | 365 | 10.4514 | 0.037035 | 10 | 0.48841
17559 | 3.315 | 1 | 365 | 3.7741 | 0.59671 | 4 | 0.37081
17565 | 9.69 | 1 | 365 | 11.032 | 0.20576 | 11 | 0.23776
17573 | 10.2 | 1 | 365 | 11.6126 | 0.37448 | 11 | 0.98712
17517 | 7.65 | 1 | 365 | 8.7095 | 0.53086 | 9 | 0.24034
17709 | 5.865 | 1 | 365 | 6.6773 | 0.44033 | 7 | 0.11759
17756 | 12.24 | 1 | 365 | 13.9352 | 0.04938 | 13 | 0.98454
17753 | 10.2 | 1 | 365 | 11.6126 | 0.37448 | 11 | 0.98712
17751 | 5.865 | 1 | 365 | 6.6773 | 0.44033 | 7 | 0.11759
17742 | 8.06 | 1 | 365 | 9.1763 | 0.47042 | 9 | 0.64668
17621 | 9.435 | 1 | 365 | 10.7417 | 0.6214 | 11 | 0.36308
17738 | 6.24 | 1 | 365 | 7.1042 | 0.29968 | 7 | 0.40388
17741 | 3.64 | 1 | 365 | 4.1441 | 0.34148 | 4 | 0.4856
17734 | 9.1 | 1 | 365 | 10.3603 | 0.85371 | 11 | 0.214
17736 | 11.44 | 1 | 365 | 13.0244 | 0.21609 | 13 | 0.24045
17730 | 5.46 | 1 | 365 | 6.2162 | 0.51222 | 6 | 0.7284
17733 | 10.14 | 1 | 365 | 11.5443 | 0.23699 | 11 | 0.78131
17727 | 10.66 | 1 | 365 | 12.1363 | 0.42863 | 12 | 0.56497
17781 | 4.68 | 1 | 365 | 5.3282 | 0.72476 | 6 | 0.052913
17777 | 3.64 | 1 | 365 | 4.1441 | 0.34148 | 4 | 0.4856
14893 | 4.845 | 1 | 365 | 5.516 | 0.10288 | 5 | 0.61888
18947 | 8.67 | 1 | 365 | 9.8707 | 0.86831 | 10 | 0.73905
15957 | 14.025 | 1 | 365 | 15.9674 | 0.13991 | 16 | 0.10729
16529 | 12.75 | 1 | 365 | 14.5158 | 0.2181 | 14 | 0.7339
15801 | 9.435 | 1 | 365 | 10.7417 | 0.6214 | 11 | 0.36308
18951 | 5.215 | 1 | 365 | 5.9372 | 0.95078 | 6 | 0.88802
17251 | 8.84 | 1 | 365 | 10.0643 | 0.25789 | 10 | 0.32217
18871 | 4.16 | 1 | 365 | 4.7361 | 0.53312 | 5 | 0.26926
18305 | 7.2 | 1 | 365 | 8.1972 | 0.49964 | 8 | 0.69679
13062 | 36.72 | 0.9 | 365 | 37.6249 | 0.73333 | 38 | 0.35826
15156 | 3.315 | 1 | 365 | 3.7741 | 0.59671 | 4 | 0.37081
19444 | 5.865 | 1 | 365 | 6.6773 | 0.44033 | 7 | 0.11759
19448 | 4.59 | 1 | 365 | 5.2257 | 0.51852 | 5 | 0.7442
16921 | 9.945 | 1 | 365 | 11.3223 | 0.79012 | 12 | 0.11244
19450 | 6.12 | 1 | 365 | 6.9676 | 0.02469 | 6 | 0.99227
16807 | 4.16 | 1 | 365 | 4.7361 | 0.53312 | 5 | 0.26926
14450 | 17 | 1 | 365 | 19.3544 | 0.95747 | 20 | 0.31186
17704 | 2.205 | 1 | 365 | 2.5104 | 0.053013 | 2 | 0.56339
18693 | 5.355 | 1 | 365 | 6.0966 | 0.2716 | 6 | 0.36824
15615 | 7.14 | 1 | 365 | 8.1288 | 0.36214 | 8 | 0.49098
18095 | 6.76 | 1 | 365 | 7.6962 | 0.49132 | 8 | 0.18754
16225 | 5.2 | 1 | 365 | 5.9202 | 0.9164 | 6 | 0.83657
17421 | 4.68 | 1 | 365 | 5.3282 | 0.72476 | 6 | 0.052913
18292 | 16.12 | 1 | 365 | 18.3525 | 0.94085 | 19 | 0.29337
12975 | 4.845 | 1 | 365 | 5.516 | 0.10288 | 5 | 0.61888
14017 | 4.59 | 1 | 365 | 5.2257 | 0.51852 | 5 | 0.7442
15836 | 3.825 | 1 | 365 | 4.3547 | 0.76543 | 5 | 0.12017
13839 | 8.67 | 1 | 365 | 9.8707 | 0.86831 | 10 | 0.73905
17556 | 4.59 | 1 | 365 | 5.2257 | 0.51852 | 5 | 0.7442
18691 | 4.59 | 1 | 365 | 5.2257 | 0.51852 | 5 | 0.7442
15771 | 6 | 1 | 365 | 6.831 | 0.7497 | 7 | 0.58066
19443 | 5.74 | 1 | 365 | 6.535 | 0.15388 | 6 | 0.68883
18583 | 3.38 | 1 | 365 | 3.8481 | 0.74566 | 4 | 0.59377
19449 | 6.725 | 1 | 365 | 7.6564 | 0.41112 | 8 | 0.067487
17697 | 9.36 | 1 | 365 | 10.6563 | 0.44953 | 11 | 0.10583
14332 | 5.1 | 1 | 365 | 5.8063 | 0.68724 | 6 | 0.49356
18140 | 3.825 | 1 | 365 | 4.3547 | 0.76543 | 5 | 0.12017
16494 | 8.16 | 1 | 365 | 9.2901 | 0.69959 | 9 | 0.98969
18464 | 6.885 | 1 | 365 | 7.8385 | 0.77778 | 8 | 0.6163
15161 | 6.885 | 1 | 365 | 7.8385 | 0.77778 | 8 | 0.6163
17867 | 5.865 | 1 | 365 | 6.6773 | 0.44033 | 7 | 0.11759
17654 | 6.885 | 1 | 365 | 7.8385 | 0.77778 | 8 | 0.6163
17644 | 8.415 | 1 | 365 | 9.5804 | 0.28395 | 9 | 0.86437
19415 | 8.415 | 1 | 365 | 9.5804 | 0.28395 | 9 | 0.86437
16377 | 10.71 | 1 | 365 | 12.1933 | 0.54321 | 12 | 0.73647
13382 | 4.08 | 1 | 365 | 4.6451 | 0.34979 | 4 | 0.99485
12885 | 7.14 | 1 | 365 | 8.1288 | 0.36214 | 8 | 0.49098
17513 | 4.335 | 1 | 365 | 4.9354 | 0.93416 | 5 | 0.86953
16850 | 7.14 | 1 | 365 | 8.1288 | 0.36214 | 8 | 0.49098
19583 | 5.2 | 1 | 365 | 5.9202 | 0.9164 | 6 | 0.83657
13494 | 3.825 | 1 | 365 | 4.3547 | 0.76543 | 5 | 0.12017
17322 | 2.04 | 1 | 365 | 2.3225 | 0.6749 | 2 | 0.99742
19508 | 13.72 | 1 | 365 | 15.6201 | 0.44097 | 16 | 0.061104
19589 | 9.35 | 1 | 365 | 10.6449 | 0.42661 | 11 | 0.071525
15789 | 10.965 | 1 | 365 | 12.4836 | 0.12757 | 12 | 0.61115
18992 | 3.64 | 1 | 365 | 4.1441 | 0.34148 | 4 | 0.4856
19580 | 4.76 | 1 | 365 | 5.4192 | 0.90809 | 6 | 0.32732
19618 | 6.72 | 1 | 365 | 7.6507 | 0.39966 | 8 | 0.050337
18988 | 6.76 | 1 | 365 | 7.6962 | 0.49132 | 8 | 0.18754
19623 | 13.26 | 1 | 365 | 15.0964 | 0.38683 | 15 | 0.48325
19644 | 12.753 | 1 | 365 | 14.5192 | 0.22498 | 14 | 0.74419
17721 | 11.985 | 1 | 365 | 13.6448 | 0.46502 | 14 | 0.10986
19465 | 3.825 | 1 | 365 | 4.3547 | 0.76543 | 5 | 0.12017
19646 | 5 | 1 | 365 | 5.6925 | 0.45808 | 6 | 0.15055
19468 | 7.395 | 1 | 365 | 8.4192 | 0.9465 | 9 | 0.36566
19477 | 5.72 | 1 | 365 | 6.5122 | 0.10804 | 6 | 0.62023
18985 | 7.28 | 1 | 365 | 8.2882 | 0.68296 | 8 | 0.9712
18984 | 5.61 | 1 | 365 | 6.3869 | 0.85597 | 7 | 0.24291
19460 | 4.08 | 1 | 365 | 4.6451 | 0.34979 | 4 | 0.99485
19464 | 7.28 | 1 | 365 | 8.2882 | 0.68296 | 8 | 0.9712
18987 | 6.885 | 1 | 365 | 7.8385 | 0.77778 | 8 | 0.6163
19694 | 8.4 | 1 | 365 | 9.5633 | 0.24957 | 9 | 0.81292
18982 | 5.5 | 1 | 365 | 6.2617 | 0.60389 | 6 | 0.8656
19546 | 3.64 | 1 | 365 | 4.1441 | 0.34148 | 4 | 0.4856
18989 | 3.9 | 1 | 365 | 4.4401 | 0.9373 | 5 | 0.37743
19549 | 7.65 | 1 | 365 | 8.7095 | 0.53086 | 9 | 0.24034
19551 | 4.16 | 1 | 365 | 4.7361 | 0.53312 | 5 | 0.26926
18980 | 5.61 | 1 | 365 | 6.3869 | 0.85597 | 7 | 0.24291
19698 | 13.42 | 1 | 365 | 15.2786 | 0.75349 | 16 | 0.032071
18977 | 5 | 1 | 365 | 5.6925 | 0.45808 | 6 | 0.15055
19863 | 6.885 | 1 | 365 | 7.8385 | 0.77778 | 8 | 0.6163
20712 | 7.65 | 1 | 365 | 8.7095 | 0.53086 | 9 | 0.24034
19673 | 3.64 | 1 | 365 | 4.1441 | 0.34148 | 4 | 0.4856
15919 | 11.25 | 1 | 365 | 12.8081 | 0.78068 | 13 | 0.58873
20708 | 14.82 | 1 | 365 | 16.8725 | 0.96175 | 17 | 0.83422
20709 | 8.55 | 1 | 365 | 9.7341 | 0.59332 | 10 | 0.32744
20262 | 10.215 | 1 | 365 | 11.6297 | 0.40886 | 12 | 0.03857
19674 | 4.42 | 1 | 365 | 5.0321 | 0.12894 | 5 | 0.16108
20706 | 5.7 | 1 | 365 | 6.4894 | 0.062211 | 6 | 0.55162
20303 | 95.7 | 0.9 | 365 | 98.0585 | 0.37689 | 98 | 0.43534
19731 | 7.5 | 1 | 365 | 8.5387 | 0.18712 | 8 | 0.72582
20263 | 6.725 | 1 | 365 | 7.6564 | 0.41112 | 8 | 0.067487
20360 | 3.12 | 1 | 365 | 3.5521 | 0.14984 | 3 | 0.70194
20272 | 5.98 | 1 | 365 | 6.8082 | 0.70386 | 7 | 0.51206
20522 | 7.84 | 1 | 365 | 8.9258 | 0.96627 | 9 | 0.89206
20276 | 5.215 | 1 | 365 | 5.9372 | 0.95078 | 6 | 0.88802
20244 | 6.72 | 1 | 365 | 7.6507 | 0.39966 | 8 | 0.050337
20333 | 7 | 1 | 365 | 7.9695 | 0.041312 | 8 | 0.010767
20086 | 10.4 | 1 | 365 | 11.8403 | 0.83281 | 12 | 0.67314
20584 | 6 | 1 | 365 | 6.831 | 0.7497 | 7 | 0.58066
20331 | 7.14 | 1 | 365 | 8.1288 | 0.36214 | 8 | 0.49098
20188 | 5.04 | 1 | 365 | 5.738 | 0.54974 | 6 | 0.28775
16664 | 6.885 | 1 | 365 | 7.8385 | 0.77778 | 8 | 0.6163
20059 | 3.5 | 1 | 365 | 3.9847 | 0.020656 | 4 | 0.0053836
20281 | 4.725 | 1 | 365 | 5.3794 | 0.82789 | 6 | 0.20727
20334 | 4.845 | 1 | 365 | 5.516 | 0.10288 | 5 | 0.61888
14905 | 6.885 | 1 | 365 | 7.8385 | 0.77778 | 8 | 0.6163
20249 | 14.3 | 1 | 365 | 16.2805 | 0.77011 | 17 | 0.050567
20058 | 8.5 | 1 | 365 | 9.6772 | 0.47874 | 10 | 0.15593
20054 | 4.25 | 1 | 365 | 4.8386 | 0.73937 | 5 | 0.57797
20290 | 3.47 | 1 | 365 | 3.9506 | 0.95191 | 4 | 0.90248
19730 | 8.1 | 1 | 365 | 9.2218 | 0.56209 | 9 | 0.78389
20335 | 6.76 | 1 | 365 | 7.6962 | 0.49132 | 8 | 0.18754
19872 | 4.42 | 1 | 365 | 5.0321 | 0.12894 | 5 | 0.16108
19882 | 5.145 | 1 | 365 | 5.8575 | 0.79036 | 6 | 0.64791
20299 | 11.22 | 1 | 365 | 12.7739 | 0.71193 | 13 | 0.48583
20250 | 10.725 | 1 | 365 | 12.2103 | 0.57758 | 12 | 0.78793
19714 | 4.4 | 1 | 365 | 5.0094 | 0.08311 | 5 | 0.092482
20340 | 3.9 | 1 | 365 | 4.4401 | 0.9373 | 5 | 0.37743
19886 | 4.16 | 1 | 365 | 4.7361 | 0.53312 | 5 | 0.26926
20337 | 5.865 | 1 | 365 | 6.6773 | 0.44033 | 7 | 0.11759
19517 | 3.9 | 1 | 365 | 4.4401 | 0.9373 | 5 | 0.37743
20327 | 8.67 | 1 | 365 | 9.8707 | 0.86831 | 10 | 0.73905
20341 | 10.4 | 1 | 365 | 11.8403 | 0.83281 | 12 | 0.67314
19897 | 6.885 | 1 | 365 | 7.8385 | 0.77778 | 8 | 0.6163
19935 | 3.64 | 1 | 365 | 4.1441 | 0.34148 | 4 | 0.4856
19944 | 3.57 | 1 | 365 | 4.0644 | 0.18107 | 4 | 0.24549
19984 | 7.65 | 1 | 365 | 8.7095 | 0.53086 | 9 | 0.24034
20342 | 7.14 | 1 | 365 | 8.1288 | 0.36214 | 8 | 0.49098
20370 | 15.95 | 1 | 365 | 18.159 | 0.55128 | 18 | 0.71025
20018 | 5.61 | 1 | 365 | 6.3869 | 0.85597 | 7 | 0.24291
20376 | 3.57 | 1 | 365 | 4.0644 | 0.18107 | 4 | 0.24549
19629 | 7.65 | 1 | 365 | 8.7095 | 0.53086 | 9 | 0.24034
20025 | 9.945 | 1 | 365 | 11.3223 | 0.79012 | 12 | 0.11244
19927 | 8.32 | 1 | 365 | 9.4723 | 0.066245 | 9 | 0.53851
19536 | 7.54 | 1 | 365 | 8.5842 | 0.27878 | 8 | 0.86303
16640 | 9.18 | 1 | 365 | 10.4514 | 0.037035 | 10 | 0.48841
19949 | 5.355 | 1 | 365 | 6.0966 | 0.2716 | 6 | 0.36824
20715 | 5.4 | 1 | 365 | 6.1479 | 0.37473 | 6 | 0.52259
20491 | 3.75 | 1 | 365 | 4.2694 | 0.59356 | 4 | 0.86291
20737 | 14.28 | 1 | 365 | 16.2577 | 0.72428 | 16 | 0.98197
18466 | 10 | 1 | 365 | 11.3849 | 0.91616 | 12 | 0.3011
18460 | 10 | 1 | 365 | 11.3849 | 0.91616 | 12 | 0.3011
18451 | 5.725 | 1 | 365 | 6.5179 | 0.1195 | 6 | 0.63738
16106 | 8.8 | 1 | 365 | 10.0187 | 0.16622 | 10 | 0.18496
18426 | 4.42 | 1 | 365 | 5.0321 | 0.12894 | 5 | 0.16108
16526 | 62.48 | 0.9 | 365 | 64.0198 | 0.86215 | 64 | 0.88192
18414 | 4.08 | 1 | 365 | 4.6451 | 0.34979 | 4 | 0.99485
18418 | 5.98 | 1 | 365 | 6.8082 | 0.70386 | 7 | 0.51206
18824 | 7.28 | 1 | 365 | 8.2882 | 0.68296 | 8 | 0.9712
18411 | 7.8 | 1 | 365 | 8.8803 | 0.8746 | 9 | 0.75485
18413 | 4.16 | 1 | 365 | 4.7361 | 0.53312 | 5 | 0.26926
18435 | 6 | 1 | 365 | 6.831 | 0.7497 | 7 | 0.58066
17516 | 5.46 | 1 | 365 | 6.2162 | 0.51222 | 6 | 0.7284
18406 | 6.76 | 1 | 365 | 7.6962 | 0.49132 | 8 | 0.18754
18410 | 6.24 | 1 | 365 | 7.1042 | 0.29968 | 7 | 0.40388
18398 | 2.86 | 1 | 365 | 3.2561 | 0.55402 | 3 | 0.81011
18401 | 5.13 | 1 | 365 | 5.8405 | 0.75599 | 6 | 0.59646
18405 | 4.68 | 1 | 365 | 5.3282 | 0.72476 | 6 | 0.052913
20738 | 10.45 | 1 | 365 | 11.8973 | 0.94739 | 12 | 0.84465
18397 | 14.56 | 1 | 365 | 16.5765 | 0.36593 | 16 | 0.9424
18545 | 8.84 | 1 | 365 | 10.0643 | 0.25789 | 10 | 0.32217
18580 | 7.28 | 1 | 365 | 8.2882 | 0.68296 | 8 | 0.9712
18582 | 10.14 | 1 | 365 | 11.5443 | 0.23699 | 11 | 0.78131
19544 | 6.5 | 1 | 365 | 7.4002 | 0.8955 | 8 | 0.29571
18542 | 7.28 | 1 | 365 | 8.2882 | 0.68296 | 8 | 0.9712
20759 | 7.7 | 1 | 365 | 8.7664 | 0.64544 | 9 | 0.41184
18576 | 7.02 | 1 | 365 | 7.9922 | 0.087144 | 8 | 0.079369
20757 | 10.92 | 1 | 365 | 12.4324 | 0.024447 | 12 | 0.4568
18568 | 19.5 | 1 | 365 | 22.2006 | 0.68651 | 22 | 0.88714
18566 | 5.72 | 1 | 365 | 6.5122 | 0.10804 | 6 | 0.62023
20763 | 5.46 | 1 | 365 | 6.2162 | 0.51222 | 6 | 0.7284
18590 | 7.8 | 1 | 365 | 8.8803 | 0.8746 | 9 | 0.75485
18603 | 12.48 | 1 | 365 | 14.2084 | 0.59937 | 14 | 0.80777
18538 | 3.12 | 1 | 365 | 3.5521 | 0.14984 | 3 | 0.70194
18604 | 3.12 | 1 | 365 | 3.5521 | 0.14984 | 3 | 0.70194
18534 | 9.88 | 1 | 365 | 11.2483 | 0.64117 | 11 | 0.88948
18532 | 5.355 | 1 | 365 | 6.0966 | 0.2716 | 6 | 0.36824
20760 | 6.885 | 1 | 365 | 7.8385 | 0.77778 | 8 | 0.6163
20764 | 8.06 | 1 | 365 | 9.1763 | 0.47042 | 9 | 0.64668
20783 | 7.54 | 1 | 365 | 8.5842 | 0.27878 | 8 | 0.86303
19545 | 5.98 | 1 | 365 | 6.8082 | 0.70386 | 7 | 0.51206
20805 | 14.58 | 1 | 365 | 16.5992 | 0.41176 | 17 | 0.010998
19548 | 3.64 | 1 | 365 | 4.1441 | 0.34148 | 4 | 0.4856
19682 | 3.12 | 1 | 365 | 3.5521 | 0.14984 | 3 | 0.70194
19686 | 9.62 | 1 | 365 | 10.9523 | 0.045346 | 10 | 0.99765
20830 | 6.12 | 1 | 365 | 6.9676 | 0.02469 | 6 | 0.99227
20828 | 5.98 | 1 | 365 | 6.8082 | 0.70386 | 7 | 0.51206
20806 | 14.04 | 1 | 365 | 15.9845 | 0.17429 | 16 | 0.15874
20807 | 5.72 | 1 | 365 | 6.5122 | 0.10804 | 6 | 0.62023
20810 | 4.94 | 1 | 365 | 5.6242 | 0.32058 | 5 | 0.94474
20808 | 7.8 | 1 | 365 | 8.8803 | 0.8746 | 9 | 0.75485
20799 | 5.2 | 1 | 365 | 5.9202 | 0.9164 | 6 | 0.83657
20798 | 4.94 | 1 | 365 | 5.6242 | 0.32058 | 5 | 0.94474
19370 | 8.32 | 1 | 365 | 9.4723 | 0.066245 | 9 | 0.53851
19368 | 3.38 | 1 | 365 | 3.8481 | 0.74566 | 4 | 0.59377
20797 | 9.36 | 1 | 365 | 10.6563 | 0.44953 | 11 | 0.10583
19366 | 5.355 | 1 | 365 | 6.0966 | 0.2716 | 6 | 0.36824
19361 | 7.54 | 1 | 365 | 8.5842 | 0.27878 | 8 | 0.86303
19354 | 7.02 | 1 | 365 | 7.9922 | 0.087144 | 8 | 0.079369
20479 | 9.175 | 1 | 365 | 10.4457 | 0.025577 | 10 | 0.47126
20480 | 5.865 | 1 | 365 | 6.6773 | 0.44033 | 7 | 0.11759
20796 | 4.24 | 1 | 365 | 4.8272 | 0.71645 | 5 | 0.54366
20484 | 9.315 | 1 | 365 | 10.6051 | 0.3464 | 10 | 0.95147
20837 | 6.76 | 1 | 365 | 7.6962 | 0.49132 | 8 | 0.18754
20838 | 4.77 | 1 | 365 | 5.4306 | 0.93101 | 6 | 0.36162
20627 | 7.425 | 1 | 365 | 8.4533 | 0.015249 | 8 | 0.46856
20628 | 7.28 | 1 | 365 | 8.2882 | 0.68296 | 8 | 0.9712
20629 | 6.84 | 1 | 365 | 7.7873 | 0.67465 | 8 | 0.46195
20630 | 7 | 1 | 365 | 7.9695 | 0.041312 | 8 | 0.010767
19356 | 8.58 | 1 | 365 | 9.7683 | 0.66207 | 10 | 0.43034
19352 | 7.02 | 1 | 365 | 7.9922 | 0.087144 | 8 | 0.079369
19351 | 5.72 | 1 | 365 | 6.5122 | 0.10804 | 6 | 0.62023
19350 | 11.96 | 1 | 365 | 13.6164 | 0.40773 | 14 | 0.024111
19349 | 5.72 | 1 | 365 | 6.5122 | 0.10804 | 6 | 0.62023
19348 | 5.98 | 1 | 365 | 6.8082 | 0.70386 | 7 | 0.51206
20687 | 6.875 | 1 | 365 | 7.8271 | 0.75486 | 8 | 0.582
20688 | 6.72 | 1 | 365 | 7.6507 | 0.39966 | 8 | 0.050337
20691 | 5.4 | 1 | 365 | 6.1479 | 0.37473 | 6 | 0.52259
20692 | 9.156 | 1 | 365 | 10.424 | 0.98204 | 11 | 0.40608
19346 | 8.84 | 1 | 365 | 10.0643 | 0.25789 | 10 | 0.32217
20693 | 6.54 | 1 | 365 | 7.4457 | 0.98717 | 8 | 0.43292
20694 | 7.194 | 1 | 365 | 8.1903 | 0.48589 | 8 | 0.67621
20695 | 9.69 | 1 | 365 | 11.032 | 0.20576 | 11 | 0.23776
19347 | 6.5 | 1 | 365 | 7.4002 | 0.8955 | 8 | 0.29571
20696 | 13.77 | 1 | 365 | 15.6771 | 0.55555 | 16 | 0.23261
20697 | 7.14 | 1 | 365 | 8.1288 | 0.36214 | 8 | 0.49098
19343 | 5.3 | 1 | 365 | 6.034 | 0.14556 | 6 | 0.17958
19342 | 8.58 | 1 | 365 | 9.7683 | 0.66207 | 10 | 0.43034
19340 | 2.34 | 1 | 365 | 2.6641 | 0.36238 | 3 | 0.026456
19338 | 9.62 | 1 | 365 | 10.9523 | 0.045346 | 10 | 0.99765
20701 | 6.63 | 1 | 365 | 7.5482 | 0.19341 | 7 | 0.74163
20702 | 24.885 | 1 | 365 | 28.3314 | 0.026864 | 28 | 0.35828
19339 | 5.46 | 1 | 365 | 6.2162 | 0.51222 | 6 | 0.7284
20704 | 12.495 | 1 | 365 | 14.2255 | 0.63374 | 14 | 0.85922
19336 | 11.96 | 1 | 365 | 13.6164 | 0.40773 | 14 | 0.024111
19333 | 10.14 | 1 | 365 | 11.5443 | 0.23699 | 11 | 0.78131
19332 | 8.32 | 1 | 365 | 9.4723 | 0.066245 | 9 | 0.53851
19327 | 4.16 | 1 | 365 | 4.7361 | 0.53312 | 5 | 0.26926
17979 | 5.355 | 1 | 365 | 6.0966 | 0.2716 | 6 | 0.36824
19323 | 8.84 | 1 | 365 | 10.0643 | 0.25789 | 10 | 0.32217
18131 | 7.02 | 1 | 365 | 7.9922 | 0.087144 | 8 | 0.079369
20843 | 16.225 | 1 | 365 | 18.4721 | 0.18147 | 18 | 0.65353
19322 | 8.32 | 1 | 365 | 9.4723 | 0.066245 | 9 | 0.53851
19317 | 5.72 | 1 | 365 | 6.5122 | 0.10804 | 6 | 0.62023
768 | 282 | 1 | 365 | 321.0552 | 0.23571 | 321 | 0.29091
17595 | 9.62 | 1 | 365 | 10.9523 | 0.045346 | 10 | 0.99765
20840 | 4.5 | 1 | 365 | 5.1232 | 0.31227 | 5 | 0.43549
19321 | 7.14 | 1 | 365 | 8.1288 | 0.36214 | 8 | 0.49098
18504 | 2.34 | 1 | 365 | 2.6641 | 0.36238 | 3 | 0.026456
18498 | 2.86 | 1 | 365 | 3.2561 | 0.55402 | 3 | 0.81011
18490 | 9.2 | 1 | 365 | 10.4741 | 0.082867 | 10 | 0.55701
18496 | 5.72 | 1 | 365 | 6.5122 | 0.10804 | 6 | 0.62023
20795 | 2.34 | 1 | 365 | 2.6641 | 0.36238 | 3 | 0.026456
18482 | 9.1 | 1 | 365 | 10.3603 | 0.85371 | 11 | 0.214
19315 | 4.94 | 1 | 365 | 5.6242 | 0.32058 | 5 | 0.94474
18478 | 4.59 | 1 | 365 | 5.2257 | 0.51852 | 5 | 0.7442
20791 | 5.98 | 1 | 365 | 6.8082 | 0.70386 | 7 | 0.51206
18468 | 10.66 | 1 | 365 | 12.1363 | 0.42863 | 12 | 0.56497
18461 | 3.12 | 1 | 365 | 3.5521 | 0.14984 | 3 | 0.70194
18462 | 8.64 | 1 | 365 | 9.8366 | 0.79956 | 10 | 0.63615
20793 | 7.395 | 1 | 365 | 8.4192 | 0.9465 | 9 | 0.36566
18456 | 8.58 | 1 | 365 | 9.7683 | 0.66207 | 10 | 0.43034
18453 | 6.76 | 1 | 365 | 7.6962 | 0.49132 | 8 | 0.18754
18448 | 11.96 | 1 | 365 | 13.6164 | 0.40773 | 14 | 0.024111
20790 | 7.14 | 1 | 365 | 8.1288 | 0.36214 | 8 | 0.49098
18450 | 10.14 | 1 | 365 | 11.5443 | 0.23699 | 11 | 0.78131
19314 | 3.9 | 1 | 365 | 4.4401 | 0.9373 | 5 | 0.37743
18446 | 3.9 | 1 | 365 | 4.4401 | 0.9373 | 5 | 0.37743
20775 | 2.915 | 1 | 365 | 3.3187 | 0.68006 | 3 | 0.99877
18711 | 3.12 | 1 | 365 | 3.5521 | 0.14984 | 3 | 0.70194
18717 | 4.42 | 1 | 365 | 5.0321 | 0.12894 | 5 | 0.16108
20776 | 7.14 | 1 | 365 | 8.1288 | 0.36214 | 8 | 0.49098
18708 | 13.52 | 1 | 365 | 15.3924 | 0.98265 | 16 | 0.37508
19311 | 7.8 | 1 | 365 | 8.8803 | 0.8746 | 9 | 0.75485
17247 | 6.12 | 1 | 365 | 6.9676 | 0.02469 | 6 | 0.99227
17254 | 10.92 | 1 | 365 | 12.4324 | 0.024447 | 12 | 0.4568
20771 | 2.295 | 1 | 365 | 2.6128 | 0.25926 | 2 | 0.8721
17255 | 7.395 | 1 | 365 | 8.4192 | 0.9465 | 9 | 0.36566
20772 | 2.6 | 1 | 365 | 2.9601 | 0.9582 | 3 | 0.91828
17249 | 14.025 | 1 | 365 | 15.9674 | 0.13991 | 16 | 0.10729
20769 | 7.8 | 1 | 365 | 8.8803 | 0.8746 | 9 | 0.75485
17250 | 8.84 | 1 | 365 | 10.0643 | 0.25789 | 10 | 0.32217
17252 | 11.22 | 1 | 365 | 12.7739 | 0.71193 | 13 | 0.48583
19309 | 3.315 | 1 | 365 | 3.7741 | 0.59671 | 4 | 0.37081
19868 | 8.96 | 1 | 365 | 10.2009 | 0.53288 | 10 | 0.73378
19259 | 3.92 | 1 | 365 | 4.4629 | 0.98313 | 5 | 0.44603
20768 | 7.75 | 1 | 365 | 8.8233 | 0.76002 | 9 | 0.58335
20074 | 6.16 | 1 | 365 | 7.0131 | 0.11635 | 7 | 0.12948
19026 | 5.2 | 1 | 365 | 5.9202 | 0.9164 | 6 | 0.83657
20075 | 7.848 | 1 | 365 | 8.9349 | 0.9846 | 9 | 0.9195
18971 | 6.63 | 1 | 365 | 7.5482 | 0.19341 | 7 | 0.74163
20079 | 6.75 | 1 | 365 | 7.6848 | 0.46841 | 8 | 0.15324
13968 | 5 | 1 | 365 | 5.6925 | 0.45808 | 6 | 0.15055
20731 | 11.96 | 1 | 365 | 13.6164 | 0.40773 | 14 | 0.024111
20190 | 7.65 | 1 | 365 | 8.7095 | 0.53086 | 9 | 0.24034
20742 | 3.12 | 1 | 365 | 3.5521 | 0.14984 | 3 | 0.70194
20258 | 8.91 | 1 | 365 | 10.144 | 0.4183 | 10 | 0.56228
19590 | 6.16 | 1 | 365 | 7.0131 | 0.11635 | 7 | 0.12948
18973 | 5.98 | 1 | 365 | 6.8082 | 0.70386 | 7 | 0.51206
18948 | 8.06 | 1 | 365 | 9.1763 | 0.47042 | 9 | 0.64668
18957 | 6.76 | 1 | 365 | 7.6962 | 0.49132 | 8 | 0.18754
18958 | 4.68 | 1 | 365 | 5.3282 | 0.72476 | 6 | 0.052913
18959 | 3.9 | 1 | 365 | 4.4401 | 0.9373 | 5 | 0.37743
20743 | 4.68 | 1 | 365 | 5.3282 | 0.72476 | 6 | 0.052913
18960 | 7.54 | 1 | 365 | 8.5842 | 0.27878 | 8 | 0.86303
20415 | 5.72 | 1 | 365 | 6.5122 | 0.10804 | 6 | 0.62023
20741 | 2.6 | 1 | 365 | 2.9601 | 0.9582 | 3 | 0.91828
20413 | 8.06 | 1 | 365 | 9.1763 | 0.47042 | 9 | 0.64668
20402 | 7.02 | 1 | 365 | 7.9922 | 0.087144 | 8 | 0.079369
20735 | 2.86 | 1 | 365 | 3.2561 | 0.55402 | 3 | 0.81011
20404 | 5.46 | 1 | 365 | 6.2162 | 0.51222 | 6 | 0.7284
20736 | 9.36 | 1 | 365 | 10.6563 | 0.44953 | 11 | 0.10583
20724 | 5.98 | 1 | 365 | 6.8082 | 0.70386 | 7 | 0.51206
19797 | 9.88 | 1 | 365 | 11.2483 | 0.64117 | 11 | 0.88948
19810 | 2.6 | 1 | 365 | 2.9601 | 0.9582 | 3 | 0.91828
20615 | 5.2 | 1 | 365 | 5.9202 | 0.9164 | 6 | 0.83657
19832 | 13.26 | 1 | 365 | 15.0964 | 0.38683 | 15 | 0.48325
20683 | 5.98 | 1 | 365 | 6.8082 | 0.70386 | 7 | 0.51206
20682 | 4.845 | 1 | 365 | 5.516 | 0.10288 | 5 | 0.61888
20679 | 8.58 | 1 | 365 | 9.7683 | 0.66207 | 10 | 0.43034
20675 | 10.2 | 1 | 365 | 11.6126 | 0.37448 | 11 | 0.98712
20674 | 3.9 | 1 | 365 | 4.4401 | 0.9373 | 5 | 0.37743
19826 | 8 | 1 | 365 | 9.1079 | 0.33293 | 9 | 0.44088
19845 | 3.12 | 1 | 365 | 3.5521 | 0.14984 | 3 | 0.70194
19794 | 4.16 | 1 | 365 | 4.7361 | 0.53312 | 5 | 0.26926
19860 | 4.94 | 1 | 365 | 5.6242 | 0.32058 | 5 | 0.94474
17748 | 6 | 1 | 365 | 6.831 | 0.7497 | 7 | 0.58066
17778 | 6 | 1 | 365 | 6.831 | 0.7497 | 7 | 0.58066
17782 | 6 | 1 | 365 | 6.831 | 0.7497 | 7 | 0.58066
15133 | 5.61 | 1 | 365 | 6.3869 | 0.85597 | 7 | 0.24291
17785 | 4.8 | 1 | 365 | 5.4648 | 0.99976 | 6 | 0.46453
15773 | 4.16 | 1 | 365 | 4.7361 | 0.53312 | 5 | 0.26926
17788 | 4.2 | 1 | 365 | 4.7817 | 0.62479 | 5 | 0.40646
17853 | 5.4 | 1 | 365 | 6.1479 | 0.37473 | 6 | 0.52259
19004 | 6 | 1 | 365 | 6.831 | 0.7497 | 7 | 0.58066
20821 | 8.375 | 1 | 365 | 9.5349 | 0.19228 | 9 | 0.72717
20823 | 3.315 | 1 | 365 | 3.7741 | 0.59671 | 4 | 0.37081
20819 | 7.395 | 1 | 365 | 8.4192 | 0.9465 | 9 | 0.36566
20815 | 5.415 | 1 | 365 | 6.1649 | 0.4091 | 6 | 0.57404
20755 | 8.25 | 1 | 365 | 9.3926 | 0.90583 | 10 | 0.2984
20752 | 9.516 | 1 | 365 | 10.8339 | 0.80702 | 11 | 0.64092
20713 | 7.848 | 1 | 365 | 8.9349 | 0.9846 | 9 | 0.9195
20824 | 11.44 | 1 | 365 | 13.0244 | 0.21609 | 13 | 0.24045
20825 | 9.9 | 1 | 365 | 11.2711 | 0.687 | 11 | 0.95809
20191 | 7.56 | 1 | 365 | 8.607 | 0.32462 | 8 | 0.93163
20055 | 9 | 1 | 365 | 10.2464 | 0.62454 | 10 | 0.87099
20116 | 4.42 | 1 | 365 | 5.0321 | 0.12894 | 5 | 0.16108
17486 | 2.86 | 1 | 365 | 3.2561 | 0.55402 | 3 | 0.81011
17487 | 5.1 | 1 | 365 | 5.8063 | 0.68724 | 6 | 0.49356
17502 | 4.335 | 1 | 365 | 4.9354 | 0.93416 | 5 | 0.86953
20777 | 2.34 | 1 | 365 | 2.6641 | 0.36238 | 3 | 0.026456
20780 | 9.1 | 1 | 365 | 10.3603 | 0.85371 | 11 | 0.214
20782 | 7.8 | 1 | 365 | 8.8803 | 0.8746 | 9 | 0.75485
17999 | 4.16 | 1 | 365 | 4.7361 | 0.53312 | 5 | 0.26926
17997 | 6.375 | 1 | 365 | 7.2579 | 0.60905 | 7 | 0.86695
17998 | 3.9 | 1 | 365 | 4.4401 | 0.9373 | 5 | 0.37743
17996 | 8.16 | 1 | 365 | 9.2901 | 0.69959 | 9 | 0.98969
17993 | 10.965 | 1 | 365 | 12.4836 | 0.12757 | 12 | 0.61115
17990 | 7.28 | 1 | 365 | 8.2882 | 0.68296 | 8 | 0.9712
17991 | 6.76 | 1 | 365 | 7.6962 | 0.49132 | 8 | 0.18754
17994 | 8.67 | 1 | 365 | 9.8707 | 0.86831 | 10 | 0.73905
17980 | 5.98 | 1 | 365 | 6.8082 | 0.70386 | 7 | 0.51206
17987 | 4.94 | 1 | 365 | 5.6242 | 0.32058 | 5 | 0.94474
17957 | 3.12 | 1 | 365 | 3.5521 | 0.14984 | 3 | 0.70194
17973 | 3.64 | 1 | 365 | 4.1441 | 0.34148 | 4 | 0.4856
17954 | 8.06 | 1 | 365 | 9.1763 | 0.47042 | 9 | 0.64668
17955 | 4.68 | 1 | 365 | 5.3282 | 0.72476 | 6 | 0.052913
17946 | 7.54 | 1 | 365 | 8.5842 | 0.27878 | 8 | 0.86303
17952 | 9.36 | 1 | 365 | 10.6563 | 0.44953 | 11 | 0.10583
17942 | 10.71 | 1 | 365 | 12.1933 | 0.54321 | 12 | 0.73647
17944 | 10.14 | 1 | 365 | 11.5443 | 0.23699 | 11 | 0.78131
17939 | 13 | 1 | 365 | 14.8004 | 0.79101 | 15 | 0.59142
17941 | 6.5 | 1 | 365 | 7.4002 | 0.8955 | 8 | 0.29571
17935 | 3.9 | 1 | 365 | 4.4401 | 0.9373 | 5 | 0.37743
17937 | 2.6 | 1 | 365 | 2.9601 | 0.9582 | 3 | 0.91828
17933 | 2.6 | 1 | 365 | 2.9601 | 0.9582 | 3 | 0.91828
17934 | 7.54 | 1 | 365 | 8.5842 | 0.27878 | 8 | 0.86303
17928 | 7.28 | 1 | 365 | 8.2882 | 0.68296 | 8 | 0.9712
17923 | 8.925 | 1 | 365 | 10.1611 | 0.45267 | 10 | 0.61373
18301 | 12.48 | 1 | 365 | 14.2084 | 0.59937 | 14 | 0.80777
18279 | 5.72 | 1 | 365 | 6.5122 | 0.10804 | 6 | 0.62023
18283 | 6.5 | 1 | 365 | 7.4002 | 0.8955 | 8 | 0.29571
18436 | 4.68 | 1 | 365 | 5.3282 | 0.72476 | 6 | 0.052913
18438 | 4.68 | 1 | 365 | 5.3282 | 0.72476 | 6 | 0.052913
18382 | 4.94 | 1 | 365 | 5.6242 | 0.32058 | 5 | 0.94474
18428 | 4.68 | 1 | 365 | 5.3282 | 0.72476 | 6 | 0.052913
18376 | 9.43 | 1 | 365 | 10.736 | 0.60994 | 11 | 0.34593
18341 | 6.885 | 1 | 365 | 7.8385 | 0.77778 | 8 | 0.6163
18370 | 6.5 | 1 | 365 | 7.4002 | 0.8955 | 8 | 0.29571
18338 | 13.26 | 1 | 365 | 15.0964 | 0.38683 | 15 | 0.48325
18427 | 5.2 | 1 | 365 | 5.9202 | 0.9164 | 6 | 0.83657
13999 | 5.61 | 1 | 365 | 6.3869 | 0.85597 | 7 | 0.24291
14497 | 6.63 | 1 | 365 | 7.5482 | 0.19341 | 7 | 0.74163
15041 | 2.805 | 1 | 365 | 3.1935 | 0.42798 | 3 | 0.62146
19453 | 8 | 1 | 365 | 9.1079 | 0.33293 | 9 | 0.44088
19752 | 5.46 | 1 | 365 | 6.2162 | 0.51222 | 6 | 0.7284
18967 | 9.435 | 1 | 365 | 10.7417 | 0.6214 | 11 | 0.36308
19695 | 12 | 1 | 365 | 13.6619 | 0.49939 | 14 | 0.16132
14293 | 14.28 | 1 | 365 | 16.2577 | 0.72428 | 16 | 0.98197
17965 | 9 | 1 | 365 | 10.2464 | 0.62454 | 10 | 0.87099
19165 | 8.215 | 1 | 365 | 9.3527 | 0.82563 | 10 | 0.17835
18968 | 6.5 | 1 | 365 | 7.4002 | 0.8955 | 8 | 0.29571
17363 | 9.945 | 1 | 365 | 11.3223 | 0.79012 | 12 | 0.11244
18685 | 3.64 | 1 | 365 | 4.1441 | 0.34148 | 4 | 0.4856
18965 | 6.12 | 1 | 365 | 6.9676 | 0.02469 | 6 | 0.99227
17571 | 11.22 | 1 | 365 | 12.7739 | 0.71193 | 13 | 0.48583
18875 | 4.335 | 1 | 365 | 4.9354 | 0.93416 | 5 | 0.86953
18890 | 13.52 | 1 | 365 | 15.3924 | 0.98265 | 16 | 0.37508
18964 | 7.28 | 1 | 365 | 8.2882 | 0.68296 | 8 | 0.9712
18647 | 9.81 | 1 | 365 | 11.1686 | 0.48075 | 11 | 0.64938
19756 | 5.1 | 1 | 365 | 5.8063 | 0.68724 | 6 | 0.49356
20781 | 9.388 | 1 | 365 | 10.6882 | 0.51369 | 11 | 0.20187
17615 | 11.7 | 1 | 365 | 13.3204 | 0.81191 | 14 | 0.13228
17630 | 5.865 | 1 | 365 | 6.6773 | 0.44033 | 7 | 0.11759
17692 | 7.28 | 1 | 365 | 8.2882 | 0.68296 | 8 | 0.9712
17701 | 5.98 | 1 | 365 | 6.8082 | 0.70386 | 7 | 0.51206
20773 | 5.5 | 1 | 365 | 6.2617 | 0.60389 | 6 | 0.8656
18388 | 3.12 | 1 | 365 | 3.5521 | 0.14984 | 3 | 0.70194
19509 | 14.04 | 1 | 365 | 15.9845 | 0.17429 | 16 | 0.15874
19912 | 8.32 | 1 | 365 | 9.4723 | 0.066245 | 9 | 0.53851
19914 | 3.57 | 1 | 365 | 4.0644 | 0.18107 | 4 | 0.24549
15160 | 6.63 | 1 | 365 | 7.5482 | 0.19341 | 7 | 0.74163
15164 | 4.335 | 1 | 365 | 4.9354 | 0.93416 | 5 | 0.86953
15749 | 2.805 | 1 | 365 | 3.1935 | 0.42798 | 3 | 0.62146
15856 | 4.335 | 1 | 365 | 4.9354 | 0.93416 | 5 | 0.86953
20279 | 5 | 1 | 365 | 5.6925 | 0.45808 | 6 | 0.15055
20295 | 2.805 | 1 | 365 | 3.1935 | 0.42798 | 3 | 0.62146
20354 | 6.885 | 1 | 365 | 7.8385 | 0.77778 | 8 | 0.6163
19915 | 16.32 | 1 | 365 | 18.5802 | 0.39917 | 18 | 0.97939
20362 | 8.32 | 1 | 365 | 9.4723 | 0.066245 | 9 | 0.53851
20388 | 3.12 | 1 | 365 | 3.5521 | 0.14984 | 3 | 0.70194
19956 | 13.26 | 1 | 365 | 15.0964 | 0.38683 | 15 | 0.48325
20391 | 4.16 | 1 | 365 | 4.7361 | 0.53312 | 5 | 0.26926
19970 | 6.12 | 1 | 365 | 6.9676 | 0.02469 | 6 | 0.99227
20410 | 2.08 | 1 | 365 | 2.3681 | 0.76656 | 3 | 0.13463
19727 | 14.025 | 1 | 365 | 15.9674 | 0.13991 | 16 | 0.10729
19732 | 6.75 | 1 | 365 | 7.6848 | 0.46841 | 8 | 0.15324
18961 | 7.28 | 1 | 365 | 8.2882 | 0.68296 | 8 | 0.9712
18848 | 6.5 | 1 | 365 | 7.4002 | 0.8955 | 8 | 0.29571
19717 | 5.52 | 1 | 365 | 6.2845 | 0.64972 | 6 | 0.9342
19774 | 10.2 | 1 | 365 | 11.6126 | 0.37448 | 11 | 0.98712
18935 | 2.08 | 1 | 365 | 2.3681 | 0.76656 | 3 | 0.13463
19741 | 7.14 | 1 | 365 | 8.1288 | 0.36214 | 8 | 0.49098
19762 | 5.4 | 1 | 365 | 6.1479 | 0.37473 | 6 | 0.52259
18929 | 8.58 | 1 | 365 | 9.7683 | 0.66207 | 10 | 0.43034
19691 | 8.4 | 1 | 365 | 9.5633 | 0.24957 | 9 | 0.81292
18926 | 13.005 | 1 | 365 | 14.8061 | 0.80247 | 15 | 0.60858
18946 | 3.38 | 1 | 365 | 3.8481 | 0.74566 | 4 | 0.59377
18944 | 4.16 | 1 | 365 | 4.7361 | 0.53312 | 5 | 0.26926
19865 | 9.12 | 1 | 365 | 10.3831 | 0.89954 | 11 | 0.2826
18933 | 5.2 | 1 | 365 | 5.9202 | 0.9164 | 6 | 0.83657
18941 | 4.08 | 1 | 365 | 4.6451 | 0.34979 | 4 | 0.99485
18927 | 5.98 | 1 | 365 | 6.8082 | 0.70386 | 7 | 0.51206
18956 | 4.16 | 1 | 365 | 4.7361 | 0.53312 | 5 | 0.26926
18930 | 6.12 | 1 | 365 | 6.9676 | 0.02469 | 6 | 0.99227
19801 | 5.72 | 1 | 365 | 6.5122 | 0.10804 | 6 | 0.62023
19266 | 3.36 | 1 | 365 | 3.8253 | 0.69983 | 4 | 0.52517
19747 | 4.845 | 1 | 365 | 5.516 | 0.10288 | 5 | 0.61888
15043 | 3.825 | 1 | 365 | 4.3547 | 0.76543 | 5 | 0.12017
20374 | 5.25 | 1 | 365 | 5.9771 | 0.030984 | 6 | 0.0080754
18620 | 13.005 | 1 | 365 | 14.8061 | 0.80247 | 15 | 0.60858
19455 | 3.64 | 1 | 365 | 4.1441 | 0.34148 | 4 | 0.4856
19461 | 8.84 | 1 | 365 | 10.0643 | 0.25789 | 10 | 0.32217
19467 | 5.72 | 1 | 365 | 6.5122 | 0.10804 | 6 | 0.62023
19484 | 5.98 | 1 | 365 | 6.8082 | 0.70386 | 7 | 0.51206
19490 | 3.12 | 1 | 365 | 3.5521 | 0.14984 | 3 | 0.70194
20080 | 12.74 | 1 | 365 | 14.5044 | 0.19519 | 14 | 0.6996
19513 | 4.42 | 1 | 365 | 5.0321 | 0.12894 | 5 | 0.16108
20085 | 6.63 | 1 | 365 | 7.5482 | 0.19341 | 7 | 0.74163
20703 | 6.12 | 1 | 365 | 6.9676 | 0.02469 | 6 | 0.99227
20541 | 11.22 | 1 | 365 | 12.7739 | 0.71193 | 13 | 0.48583
20297 | 8.32 | 1 | 365 | 9.4723 | 0.066245 | 9 | 0.53851
20476 | 6.63 | 1 | 365 | 7.5482 | 0.19341 | 7 | 0.74163
20624 | 8.415 | 1 | 365 | 9.5804 | 0.28395 | 9 | 0.86437
20294 | 11.44 | 1 | 365 | 13.0244 | 0.21609 | 13 | 0.24045
19268 | 8.58 | 1 | 365 | 9.7683 | 0.66207 | 10 | 0.43034
20291 | 7.54 | 1 | 365 | 8.5842 | 0.27878 | 8 | 0.86303
19265 | 5.72 | 1 | 365 | 6.5122 | 0.10804 | 6 | 0.62023
20284 | 8.84 | 1 | 365 | 10.0643 | 0.25789 | 10 | 0.32217
20287 | 11.7 | 1 | 365 | 13.3204 | 0.81191 | 14 | 0.13228
19270 | 6.24 | 1 | 365 | 7.1042 | 0.29968 | 7 | 0.40388
20543 | 5.775 | 1 | 365 | 6.5748 | 0.23408 | 6 | 0.80888
20280 | 10.66 | 1 | 365 | 12.1363 | 0.42863 | 12 | 0.56497
19256 | 9.69 | 1 | 365 | 11.032 | 0.20576 | 11 | 0.23776
19254 | 6.76 | 1 | 365 | 7.6962 | 0.49132 | 8 | 0.18754
20336 | 7.65 | 1 | 365 | 8.7095 | 0.53086 | 9 | 0.24034
20261 | 10.215 | 1 | 365 | 11.6297 | 0.40886 | 12 | 0.03857
19267 | 4.42 | 1 | 365 | 5.0321 | 0.12894 | 5 | 0.16108
20531 | 7.905 | 1 | 365 | 8.9998 | 0.11522 | 9 | 0.11502
20555 | 6.96 | 1 | 365 | 7.9239 | 0.94965 | 8 | 0.87356
20533 | 7.395 | 1 | 365 | 8.4192 | 0.9465 | 9 | 0.36566
20536 | 3.57 | 1 | 365 | 4.0644 | 0.18107 | 4 | 0.24549
18782 | 19.8 | 1 | 365 | 22.5422 | 0.374 | 22 | 0.91617
19253 | 7.02 | 1 | 365 | 7.9922 | 0.087144 | 8 | 0.079369
19382 | 54.34 | 0.9 | 365 | 55.6792 | 0.073772 | 55 | 0.75294
17526 | 10.66 | 1 | 365 | 12.1363 | 0.42863 | 12 | 0.56497
19251 | 4.845 | 1 | 365 | 5.516 | 0.10288 | 5 | 0.61888
14569 | 2.805 | 1 | 365 | 3.1935 | 0.42798 | 3 | 0.62146
20282 | 6.63 | 1 | 365 | 7.5482 | 0.19341 | 7 | 0.74163
15909 | 3.57 | 1 | 365 | 4.0644 | 0.18107 | 4 | 0.24549
20277 | 5.98 | 1 | 365 | 6.8082 | 0.70386 | 7 | 0.51206
15798 | 11.7 | 1 | 365 | 13.3204 | 0.81191 | 14 | 0.13228
16614 | 9.18 | 1 | 365 | 10.4514 | 0.037035 | 10 | 0.48841
19278 | 10.4 | 1 | 365 | 11.8403 | 0.83281 | 12 | 0.67314
17771 | 4.94 | 1 | 365 | 5.6242 | 0.32058 | 5 | 0.94474
20273 | 4.68 | 1 | 365 | 5.3282 | 0.72476 | 6 | 0.052913
20472 | 5.355 | 1 | 365 | 6.0966 | 0.2716 | 6 | 0.36824
20275 | 3.51 | 1 | 365 | 3.9961 | 0.043572 | 4 | 0.039685
19285 | 7.8 | 1 | 365 | 8.8803 | 0.8746 | 9 | 0.75485
20271 | 6.24 | 1 | 365 | 7.1042 | 0.29968 | 7 | 0.40388
20471 | 6.24 | 1 | 365 | 7.1042 | 0.29968 | 7 | 0.40388
19289 | 11.44 | 1 | 365 | 13.0244 | 0.21609 | 13 | 0.24045
20467 | 5.98 | 1 | 365 | 6.8082 | 0.70386 | 7 | 0.51206
20464 | 5.61 | 1 | 365 | 6.3869 | 0.85597 | 7 | 0.24291
20227 | 2.86 | 1 | 365 | 3.2561 | 0.55402 | 3 | 0.81011
20414 | 4.59 | 1 | 365 | 5.2257 | 0.51852 | 5 | 0.7442
17796 | 49.92 | 0.9 | 365 | 51.1502 | 0.95772 | 52 | 0.10796
20234 | 13.52 | 1 | 365 | 15.3924 | 0.98265 | 16 | 0.37508
20398 | 14.79 | 1 | 365 | 16.8383 | 0.893 | 17 | 0.73132
19250 | 11.44 | 1 | 365 | 13.0244 | 0.21609 | 13 | 0.24045
20225 | 5.72 | 1 | 365 | 6.5122 | 0.10804 | 6 | 0.62023
20857 | 8.84 | 1 | 365 | 10.0643 | 0.25789 | 10 | 0.32217
20832 | 5.98 | 1 | 365 | 6.8082 | 0.70386 | 7 | 0.51206
20557 | 9.18 | 1 | 365 | 10.4514 | 0.037035 | 10 | 0.48841
20848 | 4.68 | 1 | 365 | 5.3282 | 0.72476 | 6 | 0.052913
20851 | 3.64 | 1 | 365 | 4.1441 | 0.34148 | 4 | 0.4856
20219 | 10.71 | 1 | 365 | 12.1933 | 0.54321 | 12 | 0.73647
20558 | 6.875 | 1 | 365 | 7.8271 | 0.75486 | 8 | 0.582
20221 | 4.94 | 1 | 365 | 5.6242 | 0.32058 | 5 | 0.94474
20845 | 2.86 | 1 | 365 | 3.2561 | 0.55402 | 3 | 0.81011
20847 | 4.68 | 1 | 365 | 5.3282 | 0.72476 | 6 | 0.052913
20560 | 9.705 | 1 | 365 | 11.0491 | 0.24013 | 11 | 0.28921
19293 | 2 | 1 | 365 | 2.277 | 0.58323 | 2 | 0.86022
20217 | 11.44 | 1 | 365 | 13.0244 | 0.21609 | 13 | 0.24045
20003 | 14.04 | 1 | 365 | 15.9845 | 0.17429 | 16 | 0.15874
19298 | 2.205 | 1 | 365 | 2.5104 | 0.053013 | 2 | 0.56339
20359 | 4.68 | 1 | 365 | 5.3282 | 0.72476 | 6 | 0.052913
20347 | 4.68 | 1 | 365 | 5.3282 | 0.72476 | 6 | 0.052913
20212 | 14.04 | 1 | 365 | 15.9845 | 0.17429 | 16 | 0.15874
20345 | 7.02 | 1 | 365 | 7.9922 | 0.087144 | 8 | 0.079369
20862 | 6.5 | 1 | 365 | 7.4002 | 0.8955 | 8 | 0.29571
20343 | 8.84 | 1 | 365 | 10.0643 | 0.25789 | 10 | 0.32217
20213 | 10.66 | 1 | 365 | 12.1363 | 0.42863 | 12 | 0.56497
20326 | 6.24 | 1 | 365 | 7.1042 | 0.29968 | 7 | 0.40388
20329 | 6.76 | 1 | 365 | 7.6962 | 0.49132 | 8 | 0.18754
20204 | 3.06 | 1 | 365 | 3.4838 | 0.012345 | 3 | 0.49614
20322 | 6.5 | 1 | 365 | 7.4002 | 0.8955 | 8 | 0.29571
20323 | 3.9 | 1 | 365 | 4.4401 | 0.9373 | 5 | 0.37743
20208 | 2.55 | 1 | 365 | 2.9032 | 0.84362 | 3 | 0.74678
20321 | 13.26 | 1 | 365 | 15.0964 | 0.38683 | 15 | 0.48325
20207 | 9.18 | 1 | 365 | 10.4514 | 0.037035 | 10 | 0.48841
20316 | 7.02 | 1 | 365 | 7.9922 | 0.087144 | 8 | 0.079369
20205 | 8.415 | 1 | 365 | 9.5804 | 0.28395 | 9 | 0.86437
20317 | 5.72 | 1 | 365 | 6.5122 | 0.10804 | 6 | 0.62023
20319 | 3.12 | 1 | 365 | 3.5521 | 0.14984 | 3 | 0.70194
20315 | 7.02 | 1 | 365 | 7.9922 | 0.087144 | 8 | 0.079369
17647 | 5.2 | 1 | 365 | 5.9202 | 0.9164 | 6 | 0.83657
20314 | 7.8 | 1 | 365 | 8.8803 | 0.8746 | 9 | 0.75485
17477 | 5.865 | 1 | 365 | 6.6773 | 0.44033 | 7 | 0.11759
20312 | 3.38 | 1 | 365 | 3.8481 | 0.74566 | 4 | 0.59377
20307 | 3.9 | 1 | 365 | 4.4401 | 0.9373 | 5 | 0.37743
17370 | 9.135 | 1 | 365 | 10.4001 | 0.93391 | 11 | 0.33405
20308 | 2.6 | 1 | 365 | 2.9601 | 0.9582 | 3 | 0.91828
20306 | 10.4 | 1 | 365 | 11.8403 | 0.83281 | 12 | 0.67314
20196 | 4.94 | 1 | 365 | 5.6242 | 0.32058 | 5 | 0.94474
20559 | 6.725 | 1 | 365 | 7.6564 | 0.41112 | 8 | 0.067487
20305 | 7.395 | 1 | 365 | 8.4192 | 0.9465 | 9 | 0.36566
20201 | 8.06 | 1 | 365 | 9.1763 | 0.47042 | 9 | 0.64668
20302 | 6.12 | 1 | 365 | 6.9676 | 0.02469 | 6 | 0.99227
20298 | 5.1 | 1 | 365 | 5.8063 | 0.68724 | 6 | 0.49356
20296 | 10.14 | 1 | 365 | 11.5443 | 0.23699 | 11 | 0.78131
15169 | 12.495 | 1 | 365 | 14.2255 | 0.63374 | 14 | 0.85922
17936 | 8.84 | 1 | 365 | 10.0643 | 0.25789 | 10 | 0.32217
20181 | 6.5 | 1 | 365 | 7.4002 | 0.8955 | 8 | 0.29571
19273 | 5.46 | 1 | 365 | 6.2162 | 0.51222 | 6 | 0.7284
20198 | 13.515 | 1 | 365 | 15.3867 | 0.97119 | 16 | 0.35793
19248 | 11.7 | 1 | 365 | 13.3204 | 0.81191 | 14 | 0.13228
19240 | 2.08 | 1 | 365 | 2.3681 | 0.76656 | 3 | 0.13463
20180 | 4.42 | 1 | 365 | 5.0321 | 0.12894 | 5 | 0.16108
17938 | 2.55 | 1 | 365 | 2.9032 | 0.84362 | 3 | 0.74678
20177 | 14.56 | 1 | 365 | 16.5765 | 0.36593 | 16 | 0.9424
17951 | 5.2 | 1 | 365 | 5.9202 | 0.9164 | 6 | 0.83657
15137 | 2.805 | 1 | 365 | 3.1935 | 0.42798 | 3 | 0.62146
19232 | 6.76 | 1 | 365 | 7.6962 | 0.49132 | 8 | 0.18754
18182 | 10.26 | 1 | 365 | 11.6809 | 0.51198 | 12 | 0.19292
20183 | 8.06 | 1 | 365 | 9.1763 | 0.47042 | 9 | 0.64668
18955 | 9.705 | 1 | 365 | 11.0491 | 0.24013 | 11 | 0.28921
20178 | 10.6 | 1 | 365 | 12.068 | 0.29113 | 12 | 0.35916
20175 | 6.625 | 1 | 365 | 7.5425 | 0.18196 | 7 | 0.72448
20173 | 2.6 | 1 | 365 | 2.9601 | 0.9582 | 3 | 0.91828
20171 | 3.9 | 1 | 365 | 4.4401 | 0.9373 | 5 | 0.37743
18168 | 9.36 | 1 | 365 | 10.6563 | 0.44953 | 11 | 0.10583
18166 | 8.06 | 1 | 365 | 9.1763 | 0.47042 | 9 | 0.64668
18167 | 5.72 | 1 | 365 | 6.5122 | 0.10804 | 6 | 0.62023
19231 | 4.42 | 1 | 365 | 5.0321 | 0.12894 | 5 | 0.16108
20169 | 9.945 | 1 | 365 | 11.3223 | 0.79012 | 12 | 0.11244
18165 | 4.42 | 1 | 365 | 5.0321 | 0.12894 | 5 | 0.16108
19229 | 2.34 | 1 | 365 | 2.6641 | 0.36238 | 3 | 0.026456
18155 | 2.86 | 1 | 365 | 3.2561 | 0.55402 | 3 | 0.81011
20166 | 9.36 | 1 | 365 | 10.6563 | 0.44953 | 11 | 0.10583
20556 | 5.355 | 1 | 365 | 6.0966 | 0.2716 | 6 | 0.36824
18156 | 3.64 | 1 | 365 | 4.1441 | 0.34148 | 4 | 0.4856
18158 | 11.96 | 1 | 365 | 13.6164 | 0.40773 | 14 | 0.024111
19230 | 3.9 | 1 | 365 | 4.4401 | 0.9373 | 5 | 0.37743
18148 | 4.42 | 1 | 365 | 5.0321 | 0.12894 | 5 | 0.16108
19237 | 7.65 | 1 | 365 | 8.7095 | 0.53086 | 9 | 0.24034
18152 | 2.34 | 1 | 365 | 2.6641 | 0.36238 | 3 | 0.026456
19241 | 10.965 | 1 | 365 | 12.4836 | 0.12757 | 12 | 0.61115
18147 | 4.42 | 1 | 365 | 5.0321 | 0.12894 | 5 | 0.16108
18142 | 2.34 | 1 | 365 | 2.6641 | 0.36238 | 3 | 0.026456
18138 | 8.84 | 1 | 365 | 10.0643 | 0.25789 | 10 | 0.32217
18136 | 12.22 | 1 | 365 | 13.9124 | 0.0035475 | 13 | 0.91594
18125 | 7.02 | 1 | 365 | 7.9922 | 0.087144 | 8 | 0.079369
18127 | 6.5 | 1 | 365 | 7.4002 | 0.8955 | 8 | 0.29571
18123 | 3.12 | 1 | 365 | 3.5521 | 0.14984 | 3 | 0.70194
15069 | 6.375 | 1 | 365 | 7.2579 | 0.60905 | 7 | 0.86695
17989 | 4.94 | 1 | 365 | 5.6242 | 0.32058 | 5 | 0.94474
17816 | 5.98 | 1 | 365 | 6.8082 | 0.70386 | 7 | 0.51206
15890 | 6.63 | 1 | 365 | 7.5482 | 0.19341 | 7 | 0.74163
20564 | 8.705 | 1 | 365 | 9.9106 | 0.94852 | 10 | 0.8591
20565 | 10.455 | 1 | 365 | 11.903 | 0.95885 | 12 | 0.8618
14736 | 3.825 | 1 | 365 | 4.3547 | 0.76543 | 5 | 0.12017
13591 | 5.355 | 1 | 365 | 6.0966 | 0.2716 | 6 | 0.36824
18299 | 4.42 | 1 | 365 | 5.0321 | 0.12894 | 5 | 0.16108
18302 | 9.1 | 1 | 365 | 10.3603 | 0.85371 | 11 | 0.214
18290 | 5.46 | 1 | 365 | 6.2162 | 0.51222 | 6 | 0.7284
18293 | 1.53 | 1 | 365 | 1.7419 | 0.50617 | 2 | 0.24807
18296 | 7.14 | 1 | 365 | 8.1288 | 0.36214 | 8 | 0.49098
18307 | 6.76 | 1 | 365 | 7.6962 | 0.49132 | 8 | 0.18754
20673 | 4.42 | 1 | 365 | 5.0321 | 0.12894 | 5 | 0.16108
20671 | 5.2 | 1 | 365 | 5.9202 | 0.9164 | 6 | 0.83657
20672 | 4.68 | 1 | 365 | 5.3282 | 0.72476 | 6 | 0.052913
20670 | 6.12 | 1 | 365 | 6.9676 | 0.02469 | 6 | 0.99227
20669 | 4.16 | 1 | 365 | 4.7361 | 0.53312 | 5 | 0.26926
20668 | 4.68 | 1 | 365 | 5.3282 | 0.72476 | 6 | 0.052913
20667 | 4.94 | 1 | 365 | 5.6242 | 0.32058 | 5 | 0.94474
20666 | 4.16 | 1 | 365 | 4.7361 | 0.53312 | 5 | 0.26926
17340 | 4.68 | 1 | 365 | 5.3282 | 0.72476 | 6 | 0.052913
20680 | 5.1 | 1 | 365 | 5.8063 | 0.68724 | 6 | 0.49356
19921 | 6.24 | 1 | 365 | 7.1042 | 0.29968 | 7 | 0.40388
19922 | 6.24 | 1 | 365 | 7.1042 | 0.29968 | 7 | 0.40388
19920 | 12.48 | 1 | 365 | 14.2084 | 0.59937 | 14 | 0.80777
19388 | 5.2 | 1 | 365 | 5.9202 | 0.9164 | 6 | 0.83657
19393 | 3.38 | 1 | 365 | 3.8481 | 0.74566 | 4 | 0.59377
19233 | 2.805 | 1 | 365 | 3.1935 | 0.42798 | 3 | 0.62146
19384 | 6.5 | 1 | 365 | 7.4002 | 0.8955 | 8 | 0.29571
19916 | 7.29 | 1 | 365 | 8.2996 | 0.70588 | 9 | 0.005499
19380 | 5.2 | 1 | 365 | 5.9202 | 0.9164 | 6 | 0.83657
19379 | 18.36 | 1 | 365 | 20.9027 | 0.07407 | 20 | 0.97681
19910 | 3.57 | 1 | 365 | 4.0644 | 0.18107 | 4 | 0.24549
19337 | 6.76 | 1 | 365 | 7.6962 | 0.49132 | 8 | 0.18754
19245 | 3.9 | 1 | 365 | 4.4401 | 0.9373 | 5 | 0.37743
19909 | 5.2 | 1 | 365 | 5.9202 | 0.9164 | 6 | 0.83657
19911 | 8.06 | 1 | 365 | 9.1763 | 0.47042 | 9 | 0.64668
19420 | 7.54 | 1 | 365 | 8.5842 | 0.27878 | 8 | 0.86303
19243 | 5.72 | 1 | 365 | 6.5122 | 0.10804 | 6 | 0.62023
19419 | 10.14 | 1 | 365 | 11.5443 | 0.23699 | 11 | 0.78131
19417 | 3.9 | 1 | 365 | 4.4401 | 0.9373 | 5 | 0.37743
19247 | 6.5 | 1 | 365 | 7.4002 | 0.8955 | 8 | 0.29571
19908 | 5.2 | 1 | 365 | 5.9202 | 0.9164 | 6 | 0.83657
19413 | 6.24 | 1 | 365 | 7.1042 | 0.29968 | 7 | 0.40388
19418 | 12.22 | 1 | 365 | 13.9124 | 0.0035475 | 13 | 0.91594
19414 | 6.76 | 1 | 365 | 7.6962 | 0.49132 | 8 | 0.18754
19412 | 3.71 | 1 | 365 | 4.2238 | 0.5019 | 4 | 0.72571
19411 | 3.9 | 1 | 365 | 4.4401 | 0.9373 | 5 | 0.37743
19408 | 8.06 | 1 | 365 | 9.1763 | 0.47042 | 9 | 0.64668
19907 | 6.76 | 1 | 365 | 7.6962 | 0.49132 | 8 | 0.18754
19906 | 4.16 | 1 | 365 | 4.7361 | 0.53312 | 5 | 0.26926
19401 | 7.54 | 1 | 365 | 8.5842 | 0.27878 | 8 | 0.86303
19394 | 9.62 | 1 | 365 | 10.9523 | 0.045346 | 10 | 0.99765
19903 | 7.56 | 1 | 365 | 8.607 | 0.32462 | 8 | 0.93163
19391 | 5.46 | 1 | 365 | 6.2162 | 0.51222 | 6 | 0.7284
19904 | 4.68 | 1 | 365 | 5.3282 | 0.72476 | 6 | 0.052913
19901 | 3.64 | 1 | 365 | 4.1441 | 0.34148 | 4 | 0.4856
19381 | 3.9 | 1 | 365 | 4.4401 | 0.9373 | 5 | 0.37743
19305 | 16.9 | 1 | 365 | 19.2405 | 0.72831 | 19 | 0.96885
19595 | 7.28 | 1 | 365 | 8.2882 | 0.68296 | 8 | 0.9712
19598 | 4.68 | 1 | 365 | 5.3282 | 0.72476 | 6 | 0.052913
19900 | 11.18 | 1 | 365 | 12.7284 | 0.62027 | 13 | 0.34863
19895 | 4.68 | 1 | 365 | 5.3282 | 0.72476 | 6 | 0.052913
19601 | 3.64 | 1 | 365 | 4.1441 | 0.34148 | 4 | 0.4856
19893 | 8.32 | 1 | 365 | 9.4723 | 0.066245 | 9 | 0.53851
19891 | 2.16 | 1 | 365 | 2.4591 | 0.94989 | 3 | 0.40904
19386 | 3.38 | 1 | 365 | 3.8481 | 0.74566 | 4 | 0.59377
19437 | 10.2 | 1 | 365 | 11.6126 | 0.37448 | 11 | 0.98712
15619 | 8.58 | 1 | 365 | 9.7683 | 0.66207 | 10 | 0.43034
19878 | 10.92 | 1 | 365 | 12.4324 | 0.024447 | 12 | 0.4568
19402 | 9.36 | 1 | 365 | 10.6563 | 0.44953 | 11 | 0.10583
19873 | 7.02 | 1 | 365 | 7.9922 | 0.087144 | 8 | 0.079369
19645 | 7.02 | 1 | 365 | 7.9922 | 0.087144 | 8 | 0.079369
19861 | 4.42 | 1 | 365 | 5.0321 | 0.12894 | 5 | 0.16108
19640 | 6.24 | 1 | 365 | 7.1042 | 0.29968 | 7 | 0.40388
19858 | 13.52 | 1 | 365 | 15.3924 | 0.98265 | 16 | 0.37508
19855 | 6.76 | 1 | 365 | 7.6962 | 0.49132 | 8 | 0.18754
19853 | 4.94 | 1 | 365 | 5.6242 | 0.32058 | 5 | 0.94474
19849 | 7.54 | 1 | 365 | 8.5842 | 0.27878 | 8 | 0.86303
19433 | 5.46 | 1 | 365 | 6.2162 | 0.51222 | 6 | 0.7284
19492 | 4.42 | 1 | 365 | 5.0321 | 0.12894 | 5 | 0.16108
19823 | 4.68 | 1 | 365 | 5.3282 | 0.72476 | 6 | 0.052913
19428 | 4.68 | 1 | 365 | 5.3282 | 0.72476 | 6 | 0.052913
19841 | 3.12 | 1 | 365 | 3.5521 | 0.14984 | 3 | 0.70194
19425 | 6.24 | 1 | 365 | 7.1042 | 0.29968 | 7 | 0.40388
19834 | 9.36 | 1 | 365 | 10.6563 | 0.44953 | 11 | 0.10583
19436 | 6.24 | 1 | 365 | 7.1042 | 0.29968 | 7 | 0.40388
19427 | 8.415 | 1 | 365 | 9.5804 | 0.28395 | 9 | 0.86437
19819 | 4.42 | 1 | 365 | 5.0321 | 0.12894 | 5 | 0.16108
19820 | 6.67 | 1 | 365 | 7.5938 | 0.28508 | 7 | 0.87883
19817 | 10.92 | 1 | 365 | 12.4324 | 0.024447 | 12 | 0.4568
19818 | 6.12 | 1 | 365 | 6.9676 | 0.02469 | 6 | 0.99227
20923 | 8.1 | 1 | 365 | 9.2218 | 0.56209 | 9 | 0.78389
20916 | 4.42 | 1 | 365 | 5.0321 | 0.12894 | 5 | 0.16108
20919 | 8.32 | 1 | 365 | 9.4723 | 0.066245 | 9 | 0.53851
20913 | 10.4 | 1 | 365 | 11.8403 | 0.83281 | 12 | 0.67314
20907 | 11.44 | 1 | 365 | 13.0244 | 0.21609 | 13 | 0.24045
19812 | 2.915 | 1 | 365 | 3.3187 | 0.68006 | 3 | 0.99877
20903 | 6.76 | 1 | 365 | 7.6962 | 0.49132 | 8 | 0.18754
19807 | 7.8 | 1 | 365 | 8.8803 | 0.8746 | 9 | 0.75485
19809 | 4.16 | 1 | 365 | 4.7361 | 0.53312 | 5 | 0.26926
20898 | 8.32 | 1 | 365 | 9.4723 | 0.066245 | 9 | 0.53851
19803 | 13.26 | 1 | 365 | 15.0964 | 0.38683 | 15 | 0.48325
19806 | 7.02 | 1 | 365 | 7.9922 | 0.087144 | 8 | 0.079369
20874 | 6.76 | 1 | 365 | 7.6962 | 0.49132 | 8 | 0.18754
20897 | 10.455 | 1 | 365 | 11.903 | 0.95885 | 12 | 0.8618
20809 | 13 | 1 | 365 | 14.8004 | 0.79101 | 15 | 0.59142
19799 | 3.9 | 1 | 365 | 4.4401 | 0.9373 | 5 | 0.37743
20895 | 9.1 | 1 | 365 | 10.3603 | 0.85371 | 11 | 0.214
20850 | 9.88 | 1 | 365 | 11.2483 | 0.64117 | 11 | 0.88948
20889 | 4.42 | 1 | 365 | 5.0321 | 0.12894 | 5 | 0.16108
20849 | 11.96 | 1 | 365 | 13.6164 | 0.40773 | 14 | 0.024111
19782 | 9.88 | 1 | 365 | 11.2483 | 0.64117 | 11 | 0.88948
20886 | 8.32 | 1 | 365 | 9.4723 | 0.066245 | 9 | 0.53851
20839 | 8.84 | 1 | 365 | 10.0643 | 0.25789 | 10 | 0.32217
19778 | 5.46 | 1 | 365 | 6.2162 | 0.51222 | 6 | 0.7284
19791 | 7.28 | 1 | 365 | 8.2882 | 0.68296 | 8 | 0.9712
20655 | 2.6 | 1 | 365 | 2.9601 | 0.9582 | 3 | 0.91828
20644 | 10.455 | 1 | 365 | 11.903 | 0.95885 | 12 | 0.8618
20965 | 4.68 | 1 | 365 | 5.3282 | 0.72476 | 6 | 0.052913
20623 | 11.96 | 1 | 365 | 13.6164 | 0.40773 | 14 | 0.024111
17964 | 12.495 | 1 | 365 | 14.2255 | 0.63374 | 14 | 0.85922
20968 | 7.905 | 1 | 365 | 8.9998 | 0.11522 | 9 | 0.11502
14631 | 7.905 | 1 | 365 | 8.9998 | 0.11522 | 9 | 0.11502
17375 | 16 | 1 | 365 | 18.2159 | 0.66586 | 18 | 0.88175
15872 | 3.38 | 1 | 365 | 3.8481 | 0.74566 | 4 | 0.59377
14887 | 5.39 | 1 | 365 | 6.1365 | 0.35181 | 6 | 0.48829
14648 | 11.73 | 1 | 365 | 13.3545 | 0.88066 | 14 | 0.23519
21045 | 6.63 | 1 | 365 | 7.5482 | 0.19341 | 7 | 0.74163
14697 | 3.185 | 1 | 365 | 3.6261 | 0.2988 | 3 | 0.9249
14768 | 7.395 | 1 | 365 | 8.4192 | 0.9465 | 9 | 0.36566
21050 | 10.545 | 1 | 365 | 12.0054 | 0.16509 | 12 | 0.17051
21052 | 14.7 | 1 | 365 | 16.7359 | 0.68676 | 17 | 0.42261
21053 | 12.42 | 1 | 365 | 14.1401 | 0.46187 | 14 | 0.60196
20622 | 5.72 | 1 | 365 | 6.5122 | 0.10804 | 6 | 0.62023
20620 | 4.16 | 1 | 365 | 4.7361 | 0.53312 | 5 | 0.26926
20619 | 4.42 | 1 | 365 | 5.0321 | 0.12894 | 5 | 0.16108
20572 | 5.04 | 1 | 365 | 5.738 | 0.54974 | 6 | 0.28775
20618 | 4.59 | 1 | 365 | 5.2257 | 0.51852 | 5 | 0.7442
20614 | 13.26 | 1 | 365 | 15.0964 | 0.38683 | 15 | 0.48325
20892 | 2.805 | 1 | 365 | 3.1935 | 0.42798 | 3 | 0.62146
20603 | 7.02 | 1 | 365 | 7.9922 | 0.087144 | 8 | 0.079369
20599 | 4.42 | 1 | 365 | 5.0321 | 0.12894 | 5 | 0.16108
21065 | 6 | 1 | 365 | 6.831 | 0.7497 | 7 | 0.58066
21022 | 4.08 | 1 | 365 | 4.6451 | 0.34979 | 4 | 0.99485
21074 | 8.68 | 1 | 365 | 9.8821 | 0.89123 | 10 | 0.77335
21064 | 5.47 | 1 | 365 | 6.2276 | 0.53514 | 6 | 0.7627
21076 | 9.88 | 1 | 365 | 11.2483 | 0.64117 | 11 | 0.88948
21081 | 7.8 | 1 | 365 | 8.8803 | 0.8746 | 9 | 0.75485
21082 | 9.52 | 1 | 365 | 10.8385 | 0.81618 | 11 | 0.65464
20120 | 7.28 | 1 | 365 | 8.2882 | 0.68296 | 8 | 0.9712
21087 | 21.42 | 1 | 365 | 24.3865 | 0.086415 | 24 | 0.47295
19212 | 3.38 | 1 | 365 | 3.8481 | 0.74566 | 4 | 0.59377
20118 | 12.74 | 1 | 365 | 14.5044 | 0.19519 | 14 | 0.6996
21088 | 5.355 | 1 | 365 | 6.0966 | 0.2716 | 6 | 0.36824
20114 | 5.355 | 1 | 365 | 6.0966 | 0.2716 | 6 | 0.36824
20113 | 8.84 | 1 | 365 | 10.0643 | 0.25789 | 10 | 0.32217
21090 | 6.885 | 1 | 365 | 7.8385 | 0.77778 | 8 | 0.6163
20110 | 4.94 | 1 | 365 | 5.6242 | 0.32058 | 5 | 0.94474
23102 | 7.2 | 1 | 365 | 8.1972 | 0.49964 | 8 | 0.69679
20108 | 3.57 | 1 | 365 | 4.0644 | 0.18107 | 4 | 0.24549
19215 | 9.1 | 1 | 365 | 10.3603 | 0.85371 | 11 | 0.214
21095 | 4.68 | 1 | 365 | 5.3282 | 0.72476 | 6 | 0.052913
20105 | 7.02 | 1 | 365 | 7.9922 | 0.087144 | 8 | 0.079369
23463 | 9.45 | 1 | 365 | 10.7588 | 0.65577 | 11 | 0.41454
21096 | 4.68 | 1 | 365 | 5.3282 | 0.72476 | 6 | 0.052913
19216 | 3.64 | 1 | 365 | 4.1441 | 0.34148 | 4 | 0.4856
20098 | 5.72 | 1 | 365 | 6.5122 | 0.10804 | 6 | 0.62023
21100 | 9.88 | 1 | 365 | 11.2483 | 0.64117 | 11 | 0.88948
20091 | 7.8 | 1 | 365 | 8.8803 | 0.8746 | 9 | 0.75485
21110 | 6.5 | 1 | 365 | 7.4002 | 0.8955 | 8 | 0.29571
20097 | 5.98 | 1 | 365 | 6.8082 | 0.70386 | 7 | 0.51206
20095 | 2.86 | 1 | 365 | 3.2561 | 0.55402 | 3 | 0.81011
21113 | 4.42 | 1 | 365 | 5.0321 | 0.12894 | 5 | 0.16108
19214 | 8.67 | 1 | 365 | 9.8707 | 0.86831 | 10 | 0.73905
20094 | 5.61 | 1 | 365 | 6.3869 | 0.85597 | 7 | 0.24291
21114 | 10.66 | 1 | 365 | 12.1363 | 0.42863 | 12 | 0.56497
19217 | 3.64 | 1 | 365 | 4.1441 | 0.34148 | 4 | 0.4856
21116 | 4.68 | 1 | 365 | 5.3282 | 0.72476 | 6 | 0.052913
20092 | 7.65 | 1 | 365 | 8.7095 | 0.53086 | 9 | 0.24034
20593 | 6.24 | 1 | 365 | 7.1042 | 0.29968 | 7 | 0.40388
20087 | 7.02 | 1 | 365 | 7.9922 | 0.087144 | 8 | 0.079369
21117 | 7.28 | 1 | 365 | 8.2882 | 0.68296 | 8 | 0.9712
20594 | 11.7 | 1 | 365 | 13.3204 | 0.81191 | 14 | 0.13228
19218 | 10.92 | 1 | 365 | 12.4324 | 0.024447 | 12 | 0.4568
20587 | 5.2 | 1 | 365 | 5.9202 | 0.9164 | 6 | 0.83657
21120 | 3.9 | 1 | 365 | 4.4401 | 0.9373 | 5 | 0.37743
20089 | 5.98 | 1 | 365 | 6.8082 | 0.70386 | 7 | 0.51206
21122 | 12.3 | 1 | 365 | 14.0035 | 0.18688 | 14 | 0.19035
20041 | 12.22 | 1 | 365 | 13.9124 | 0.0035475 | 13 | 0.91594
21123 | 8.54 | 1 | 365 | 9.7227 | 0.5704 | 10 | 0.29314
20038 | 3.64 | 1 | 365 | 4.1441 | 0.34148 | 4 | 0.4856
20591 | 5.46 | 1 | 365 | 6.2162 | 0.51222 | 6 | 0.7284
20035 | 8.415 | 1 | 365 | 9.5804 | 0.28395 | 9 | 0.86437
21127 | 5.4 | 1 | 365 | 6.1479 | 0.37473 | 6 | 0.52259
20583 | 4.68 | 1 | 365 | 5.3282 | 0.72476 | 6 | 0.052913
20015 | 9.1 | 1 | 365 | 10.3603 | 0.85371 | 11 | 0.214
20582 | 5.72 | 1 | 365 | 6.5122 | 0.10804 | 6 | 0.62023
20027 | 4.335 | 1 | 365 | 4.9354 | 0.93416 | 5 | 0.86953
20571 | 6.24 | 1 | 365 | 7.1042 | 0.29968 | 7 | 0.40388
20008 | 5.98 | 1 | 365 | 6.8082 | 0.70386 | 7 | 0.51206
19297 | 4.16 | 1 | 365 | 4.7361 | 0.53312 | 5 | 0.26926
21128 | 6.975 | 1 | 365 | 7.941 | 0.98402 | 8 | 0.92501
20001 | 7.28 | 1 | 365 | 8.2882 | 0.68296 | 8 | 0.9712
21130 | 3.92 | 1 | 365 | 4.4629 | 0.98313 | 5 | 0.44603
19998 | 5.61 | 1 | 365 | 6.3869 | 0.85597 | 7 | 0.24291
20569 | 3.64 | 1 | 365 | 4.1441 | 0.34148 | 4 | 0.4856
21131 | 5.795 | 1 | 365 | 6.5976 | 0.27991 | 6 | 0.87749
19992 | 4.42 | 1 | 365 | 5.0321 | 0.12894 | 5 | 0.16108
19220 | 4.42 | 1 | 365 | 5.0321 | 0.12894 | 5 | 0.16108
20377 | 5.865 | 1 | 365 | 6.6773 | 0.44033 | 7 | 0.11759
19985 | 6.12 | 1 | 365 | 6.9676 | 0.02469 | 6 | 0.99227
19982 | 6.76 | 1 | 365 | 7.6962 | 0.49132 | 8 | 0.18754
19975 | 7.28 | 1 | 365 | 8.2882 | 0.68296 | 8 | 0.9712
19969 | 6.63 | 1 | 365 | 7.5482 | 0.19341 | 7 | 0.74163
21132 | 12.1 | 1 | 365 | 13.7758 | 0.72855 | 14 | 0.50433
19971 | 10.92 | 1 | 365 | 12.4324 | 0.024447 | 12 | 0.4568
19223 | 4.16 | 1 | 365 | 4.7361 | 0.53312 | 5 | 0.26926
19961 | 7.02 | 1 | 365 | 7.9922 | 0.087144 | 8 | 0.079369
19955 | 5.46 | 1 | 365 | 6.2162 | 0.51222 | 6 | 0.7284
19950 | 9.54 | 1 | 365 | 10.8612 | 0.86202 | 11 | 0.72325
19947 | 7.65 | 1 | 365 | 8.7095 | 0.53086 | 9 | 0.24034
21133 | 8.28 | 1 | 365 | 9.4267 | 0.97458 | 10 | 0.40131
19228 | 10.66 | 1 | 365 | 12.1363 | 0.42863 | 12 | 0.56497
21135 | 7.84 | 1 | 365 | 8.9258 | 0.96627 | 9 | 0.89206
19939 | 3.825 | 1 | 365 | 4.3547 | 0.76543 | 5 | 0.12017
21136 | 9.12 | 1 | 365 | 10.3831 | 0.89954 | 11 | 0.2826
19934 | 10.4 | 1 | 365 | 11.8403 | 0.83281 | 12 | 0.67314
19933 | 7.54 | 1 | 365 | 8.5842 | 0.27878 | 8 | 0.86303
21139 | 5.6 | 1 | 365 | 6.3756 | 0.83305 | 7 | 0.20861
19410 | 8.06 | 1 | 365 | 9.1763 | 0.47042 | 9 | 0.64668
21141 | 8.16 | 1 | 365 | 9.2901 | 0.69959 | 9 | 0.98969
19928 | 7.8 | 1 | 365 | 8.8803 | 0.8746 | 9 | 0.75485
21079 | 6.05 | 1 | 365 | 6.8879 | 0.86428 | 7 | 0.75216
19923 | 5.98 | 1 | 365 | 6.8082 | 0.70386 | 7 | 0.51206
19397 | 5.72 | 1 | 365 | 6.5122 | 0.10804 | 6 | 0.62023
21165 | 12.495 | 1 | 365 | 14.2255 | 0.63374 | 14 | 0.85922
21166 | 6.76 | 1 | 365 | 7.6962 | 0.49132 | 8 | 0.18754
21171 | 3.12 | 1 | 365 | 3.5521 | 0.14984 | 3 | 0.70194
21170 | 6.885 | 1 | 365 | 7.8385 | 0.77778 | 8 | 0.6163
21175 | 9.36 | 1 | 365 | 10.6563 | 0.44953 | 11 | 0.10583
20528 | 5.98 | 1 | 365 | 6.8082 | 0.70386 | 7 | 0.51206
21176 | 8.84 | 1 | 365 | 10.0643 | 0.25789 | 10 | 0.32217
21178 | 13 | 1 | 365 | 14.8004 | 0.79101 | 15 | 0.59142
20527 | 4.94 | 1 | 365 | 5.6242 | 0.32058 | 5 | 0.94474
20379 | 4.08 | 1 | 365 | 4.6451 | 0.34979 | 4 | 0.99485
18818 | 11.25 | 1 | 365 | 12.8081 | 0.78068 | 13 | 0.58873
20193 | 10 | 1 | 365 | 11.3849 | 0.91616 | 12 | 0.3011
20526 | 3.12 | 1 | 365 | 3.5521 | 0.14984 | 3 | 0.70194
20525 | 6.24 | 1 | 365 | 7.1042 | 0.29968 | 7 | 0.40388
20380 | 6.375 | 1 | 365 | 7.2579 | 0.60905 | 7 | 0.86695
20185 | 12.32 | 1 | 365 | 14.0262 | 0.23271 | 14 | 0.25895
18336 | 13 | 1 | 365 | 14.8004 | 0.79101 | 15 | 0.59142
18329 | 8.06 | 1 | 365 | 9.1763 | 0.47042 | 9 | 0.64668
18331 | 9.62 | 1 | 365 | 10.9523 | 0.045346 | 10 | 0.99765
18332 | 5.98 | 1 | 365 | 6.8082 | 0.70386 | 7 | 0.51206
18433 | 4.42 | 1 | 365 | 5.0321 | 0.12894 | 5 | 0.16108
18431 | 9.69 | 1 | 365 | 11.032 | 0.20576 | 11 | 0.23776
18430 | 2.6 | 1 | 365 | 2.9601 | 0.9582 | 3 | 0.91828
18424 | 4.94 | 1 | 365 | 5.6242 | 0.32058 | 5 | 0.94474
19770 | 14.28 | 1 | 365 | 16.2577 | 0.72428 | 16 | 0.98197
20057 | 7.56 | 1 | 365 | 8.607 | 0.32462 | 8 | 0.93163
21181 | 7.02 | 1 | 365 | 7.9922 | 0.087144 | 8 | 0.079369
21167 | 9.96 | 1 | 365 | 11.3394 | 0.8245 | 12 | 0.16389
21182 | 8.925 | 1 | 365 | 10.1611 | 0.45267 | 10 | 0.61373
21185 | 7.28 | 1 | 365 | 8.2882 | 0.68296 | 8 | 0.9712
18421 | 7.8 | 1 | 365 | 8.8803 | 0.8746 | 9 | 0.75485
21145 | 6.6 | 1 | 365 | 7.5141 | 0.12467 | 7 | 0.63872
14158 | 15.045 | 1 | 365 | 17.1286 | 0.47736 | 17 | 0.606
21193 | 4.08 | 1 | 365 | 4.6451 | 0.34979 | 4 | 0.99485
21143 | 7.5 | 1 | 365 | 8.5387 | 0.18712 | 8 | 0.72582
21154 | 6.72 | 1 | 365 | 7.6507 | 0.39966 | 8 | 0.050337
21164 | 7.245 | 1 | 365 | 8.2484 | 0.60276 | 8 | 0.85114
21168 | 6.72 | 1 | 365 | 7.6507 | 0.39966 | 8 | 0.050337
21172 | 8.502 | 1 | 365 | 9.6795 | 0.48332 | 10 | 0.16279
21174 | 6.9 | 1 | 365 | 7.8556 | 0.81215 | 8 | 0.66776
21177 | 14.49 | 1 | 365 | 16.4968 | 0.20552 | 16 | 0.70229
21195 | 10.4 | 1 | 365 | 11.8403 | 0.83281 | 12 | 0.67314
21199 | 4.68 | 1 | 365 | 5.3282 | 0.72476 | 6 | 0.052913
21197 | 9.88 | 1 | 365 | 11.2483 | 0.64117 | 11 | 0.88948
21202 | 8.32 | 1 | 365 | 9.4723 | 0.066245 | 9 | 0.53851
21204 | 8.16 | 1 | 365 | 9.2901 | 0.69959 | 9 | 0.98969
21031 | 3.64 | 1 | 365 | 4.1441 | 0.34148 | 4 | 0.4856
21033 | 2.86 | 1 | 365 | 3.2561 | 0.55402 | 3 | 0.81011
21036 | 3.12 | 1 | 365 | 3.5521 | 0.14984 | 3 | 0.70194
21040 | 9.435 | 1 | 365 | 10.7417 | 0.6214 | 11 | 0.36308
21221 | 7.02 | 1 | 365 | 7.9922 | 0.087144 | 8 | 0.079369
21207 | 2.55 | 1 | 365 | 2.9032 | 0.84362 | 3 | 0.74678
21222 | 3.57 | 1 | 365 | 4.0644 | 0.18107 | 4 | 0.24549
21215 | 11.73 | 1 | 365 | 13.3545 | 0.88066 | 14 | 0.23519
21463 | 5.1 | 1 | 365 | 5.8063 | 0.68724 | 6 | 0.49356
21466 | 8.58 | 1 | 365 | 9.7683 | 0.66207 | 10 | 0.43034
21465 | 2.6 | 1 | 365 | 2.9601 | 0.9582 | 3 | 0.91828
21467 | 12.22 | 1 | 365 | 13.9124 | 0.0035475 | 13 | 0.91594
21470 | 4.94 | 1 | 365 | 5.6242 | 0.32058 | 5 | 0.94474
21471 | 4.16 | 1 | 365 | 4.7361 | 0.53312 | 5 | 0.26926
21474 | 9.36 | 1 | 365 | 10.6563 | 0.44953 | 11 | 0.10583
21475 | 5.98 | 1 | 365 | 6.8082 | 0.70386 | 7 | 0.51206
21251 | 2.8 | 1 | 365 | 3.1878 | 0.41652 | 3 | 0.60431
21258 | 10.71 | 1 | 365 | 12.1933 | 0.54321 | 12 | 0.73647
20053 | 15 | 1 | 365 | 17.0774 | 0.37424 | 17 | 0.45164
20524 | 3.12 | 1 | 365 | 3.5521 | 0.14984 | 3 | 0.70194
20382 | 10.215 | 1 | 365 | 11.6297 | 0.40886 | 12 | 0.03857
21491 | 2.805 | 1 | 365 | 3.1935 | 0.42798 | 3 | 0.62146
21492 | 2.34 | 1 | 365 | 2.6641 | 0.36238 | 3 | 0.026456
21476 | 3.64 | 1 | 365 | 4.1441 | 0.34148 | 4 | 0.4856
21479 | 9.62 | 1 | 365 | 10.9523 | 0.045346 | 10 | 0.99765
21478 | 8.06 | 1 | 365 | 9.1763 | 0.47042 | 9 | 0.64668
21481 | 6.76 | 1 | 365 | 7.6962 | 0.49132 | 8 | 0.18754
21477 | 3.315 | 1 | 365 | 3.7741 | 0.59671 | 4 | 0.37081
21480 | 5.1 | 1 | 365 | 5.8063 | 0.68724 | 6 | 0.49356
21483 | 11.44 | 1 | 365 | 13.0244 | 0.21609 | 13 | 0.24045
21485 | 8.32 | 1 | 365 | 9.4723 | 0.066245 | 9 | 0.53851
21488 | 5.2 | 1 | 365 | 5.9202 | 0.9164 | 6 | 0.83657
21493 | 7.28 | 1 | 365 | 8.2882 | 0.68296 | 8 | 0.9712
21497 | 7.395 | 1 | 365 | 8.4192 | 0.9465 | 9 | 0.36566
21498 | 8.84 | 1 | 365 | 10.0643 | 0.25789 | 10 | 0.32217
21503 | 4.59 | 1 | 365 | 5.2257 | 0.51852 | 5 | 0.7442
19227 | 9.69 | 1 | 365 | 11.032 | 0.20576 | 11 | 0.23776
21506 | 5.72 | 1 | 365 | 6.5122 | 0.10804 | 6 | 0.62023
21507 | 3.12 | 1 | 365 | 3.5521 | 0.14984 | 3 | 0.70194
21509 | 7.54 | 1 | 365 | 8.5842 | 0.27878 | 8 | 0.86303
21510 | 3.12 | 1 | 365 | 3.5521 | 0.14984 | 3 | 0.70194
21508 | 5.72 | 1 | 365 | 6.5122 | 0.10804 | 6 | 0.62023
21520 | 8.06 | 1 | 365 | 9.1763 | 0.47042 | 9 | 0.64668
21512 | 4.16 | 1 | 365 | 4.7361 | 0.53312 | 5 | 0.26926
21524 | 6.76 | 1 | 365 | 7.6962 | 0.49132 | 8 | 0.18754
21525 | 10.455 | 1 | 365 | 11.903 | 0.95885 | 12 | 0.8618
21527 | 2.915 | 1 | 365 | 3.3187 | 0.68006 | 3 | 0.99877
21261 | 6.12 | 1 | 365 | 6.9676 | 0.02469 | 6 | 0.99227
21263 | 7.8 | 1 | 365 | 8.8803 | 0.8746 | 9 | 0.75485
21259 | 5.46 | 1 | 365 | 6.2162 | 0.51222 | 6 | 0.7284
21273 | 5.1 | 1 | 365 | 5.8063 | 0.68724 | 6 | 0.49356
5182 | 3566.64 | 0.8 | 365 | 3248.4775 | 0.69543 | 3249 | 0.17288
21049 | 2.08 | 1 | 365 | 2.3681 | 0.76656 | 3 | 0.13463
20012 | 3.12 | 1 | 365 | 3.5521 | 0.14984 | 3 | 0.70194
14762 | 7.28 | 1 | 365 | 8.2882 | 0.68296 | 8 | 0.9712
20000 | 9.88 | 1 | 365 | 11.2483 | 0.64117 | 11 | 0.88948
19815 | 4.59 | 1 | 365 | 5.2257 | 0.51852 | 5 | 0.7442
19687 | 3.57 | 1 | 365 | 4.0644 | 0.18107 | 4 | 0.24549
14634 | 10.965 | 1 | 365 | 12.4836 | 0.12757 | 12 | 0.61115
20902 | 12.375 | 1 | 365 | 14.0889 | 0.35875 | 14 | 0.44761
15817 | 139.3 | 0.9 | 365 | 142.7329 | 0.2999 | 143 | 0.032841
20681 | 11.7 | 1 | 365 | 13.3204 | 0.81191 | 14 | 0.13228
20992 | 6.25 | 1 | 365 | 7.1156 | 0.3226 | 7 | 0.43818
20993 | 7.8 | 1 | 365 | 8.8803 | 0.8746 | 9 | 0.75485
20994 | 12.75 | 1 | 365 | 14.5158 | 0.2181 | 14 | 0.7339
21001 | 2.943 | 1 | 365 | 3.3506 | 0.74423 | 4 | 0.094813
21002 | 9.945 | 1 | 365 | 11.3223 | 0.79012 | 12 | 0.11244
21004 | 7.65 | 1 | 365 | 8.7095 | 0.53086 | 9 | 0.24034
20523 | 9.62 | 1 | 365 | 10.9523 | 0.045346 | 10 | 0.99765
21006 | 7.848 | 1 | 365 | 8.9349 | 0.9846 | 9 | 0.9195
20520 | 4.24 | 1 | 365 | 4.8272 | 0.71645 | 5 | 0.54366
21008 | 46.92 | 0.9 | 365 | 48.0763 | 0.77036 | 48 | 0.84667
21009 | 12.42 | 1 | 365 | 14.1401 | 0.46187 | 14 | 0.60196
21010 | 5.5 | 1 | 365 | 6.2617 | 0.60389 | 6 | 0.8656
19288 | 2.34 | 1 | 365 | 2.6641 | 0.36238 | 3 | 0.026456
21012 | 9.9 | 1 | 365 | 11.2711 | 0.687 | 11 | 0.95809
19291 | 5.72 | 1 | 365 | 6.5122 | 0.10804 | 6 | 0.62023
21016 | 7.65 | 1 | 365 | 8.7095 | 0.53086 | 9 | 0.24034
20348 | 5.61 | 1 | 365 | 6.3869 | 0.85597 | 7 | 0.24291
19424 | 3.64 | 1 | 365 | 4.1441 | 0.34148 | 4 | 0.4856
19606 | 6.24 | 1 | 365 | 7.1042 | 0.29968 | 7 | 0.40388
19607 | 10.14 | 1 | 365 | 11.5443 | 0.23699 | 11 | 0.78131
19613 | 5.865 | 1 | 365 | 6.6773 | 0.44033 | 7 | 0.11759
19615 | 6.24 | 1 | 365 | 7.1042 | 0.29968 | 7 | 0.40388
19621 | 3.64 | 1 | 365 | 4.1441 | 0.34148 | 4 | 0.4856
19624 | 6.76 | 1 | 365 | 7.6962 | 0.49132 | 8 | 0.18754
19792 | 6.5 | 1 | 365 | 7.4002 | 0.8955 | 8 | 0.29571
20926 | 3.06 | 1 | 365 | 3.4838 | 0.012345 | 3 | 0.49614
20929 | 10.455 | 1 | 365 | 11.903 | 0.95885 | 12 | 0.8618
20935 | 8.58 | 1 | 365 | 9.7683 | 0.66207 | 10 | 0.43034
20934 | 3.64 | 1 | 365 | 4.1441 | 0.34148 | 4 | 0.4856
20956 | 4.68 | 1 | 365 | 5.3282 | 0.72476 | 6 | 0.052913
20938 | 3.9 | 1 | 365 | 4.4401 | 0.9373 | 5 | 0.37743
14703 | 7.395 | 1 | 365 | 8.4192 | 0.9465 | 9 | 0.36566
17829 | 8.32 | 1 | 365 | 9.4723 | 0.066245 | 9 | 0.53851
15590 | 3.75 | 1 | 365 | 4.2694 | 0.59356 | 4 | 0.86291
20983 | 4.68 | 1 | 365 | 5.3282 | 0.72476 | 6 | 0.052913
14283 | 10.2 | 1 | 365 | 11.6126 | 0.37448 | 11 | 0.98712
20984 | 12.22 | 1 | 365 | 13.9124 | 0.0035475 | 13 | 0.91594
20985 | 8.06 | 1 | 365 | 9.1763 | 0.47042 | 9 | 0.64668
20986 | 2.86 | 1 | 365 | 3.2561 | 0.55402 | 3 | 0.81011
20987 | 6.5 | 1 | 365 | 7.4002 | 0.8955 | 8 | 0.29571
17984 | 5.46 | 1 | 365 | 6.2162 | 0.51222 | 6 | 0.7284
20988 | 3.64 | 1 | 365 | 4.1441 | 0.34148 | 4 | 0.4856
17681 | 5.355 | 1 | 365 | 6.0966 | 0.2716 | 6 | 0.36824
20989 | 5.61 | 1 | 365 | 6.3869 | 0.85597 | 7 | 0.24291
15171 | 8 | 1 | 365 | 9.1079 | 0.33293 | 9 | 0.44088
20954 | 5.2 | 1 | 365 | 5.9202 | 0.9164 | 6 | 0.83657
15978 | 7.54 | 1 | 365 | 8.5842 | 0.27878 | 8 | 0.86303
20957 | 11.96 | 1 | 365 | 13.6164 | 0.40773 | 14 | 0.024111
21303 | 8.16 | 1 | 365 | 9.2901 | 0.69959 | 9 | 0.98969
20959 | 3.64 | 1 | 365 | 4.1441 | 0.34148 | 4 | 0.4856
21347 | 97.119 | 0.9 | 365 | 99.5124 | 0.30351 | 99 | 0.81593
21035 | 5.98 | 1 | 365 | 6.8082 | 0.70386 | 7 | 0.51206
20942 | 6.24 | 1 | 365 | 7.1042 | 0.29968 | 7 | 0.40388
21146 | 14.4 | 1 | 365 | 16.3943 | 0.99927 | 17 | 0.39358
20940 | 4.94 | 1 | 365 | 5.6242 | 0.32058 | 5 | 0.94474
20609 | 11.475 | 1 | 365 | 13.0642 | 0.29629 | 13 | 0.36051
20941 | 2.34 | 1 | 365 | 2.6641 | 0.36238 | 3 | 0.026456
21310 | 9.975 | 1 | 365 | 11.3565 | 0.85887 | 12 | 0.21534
21312 | 9.156 | 1 | 365 | 10.424 | 0.98204 | 11 | 0.40608
21388 | 4.5 | 1 | 365 | 5.1232 | 0.31227 | 5 | 0.43549
21389 | 9.8 | 1 | 365 | 11.1572 | 0.45784 | 11 | 0.61507
20473 | 7.8 | 1 | 365 | 8.8803 | 0.8746 | 9 | 0.75485
21390 | 7.2 | 1 | 365 | 8.1972 | 0.49964 | 8 | 0.69679
21393 | 19.8 | 1 | 365 | 22.5422 | 0.374 | 22 | 0.91617
21394 | 8.925 | 1 | 365 | 10.1611 | 0.45267 | 10 | 0.61373
21399 | 6 | 1 | 365 | 6.831 | 0.7497 | 7 | 0.58066
21403 | 8.64 | 1 | 365 | 9.8366 | 0.79956 | 10 | 0.63615
21404 | 2.7 | 1 | 365 | 3.0739 | 0.18736 | 3 | 0.2613
21405 | 7.425 | 1 | 365 | 8.4533 | 0.015249 | 8 | 0.46856
21406 | 3.6 | 1 | 365 | 4.0986 | 0.24982 | 4 | 0.34839
21407 | 4.95 | 1 | 365 | 5.6355 | 0.3435 | 5 | 0.97904
21424 | 6.5 | 1 | 365 | 7.4002 | 0.8955 | 8 | 0.29571
21429 | 3.64 | 1 | 365 | 4.1441 | 0.34148 | 4 | 0.4856
21430 | 7.8 | 1 | 365 | 8.8803 | 0.8746 | 9 | 0.75485
21431 | 8.58 | 1 | 365 | 9.7683 | 0.66207 | 10 | 0.43034
18703 | 13 | 1 | 365 | 14.8004 | 0.79101 | 15 | 0.59142
17067 | 6.24 | 1 | 365 | 7.1042 | 0.29968 | 7 | 0.40388
15683 | 5.46 | 1 | 365 | 6.2162 | 0.51222 | 6 | 0.7284
21738 | 11.22 | 1 | 365 | 12.7739 | 0.71193 | 13 | 0.48583
21739 | 8.1 | 1 | 365 | 9.2218 | 0.56209 | 9 | 0.78389
15685 | 7.395 | 1 | 365 | 8.4192 | 0.9465 | 9 | 0.36566
19299 | 10.6 | 1 | 365 | 12.068 | 0.29113 | 12 | 0.35916
18535 | 5.2 | 1 | 365 | 5.9202 | 0.9164 | 6 | 0.83657
15699 | 6.24 | 1 | 365 | 7.1042 | 0.29968 | 7 | 0.40388
15934 | 5.2 | 1 | 365 | 5.9202 | 0.9164 | 6 | 0.83657
15945 | 5.46 | 1 | 365 | 6.2162 | 0.51222 | 6 | 0.7284
18103 | 5.2 | 1 | 365 | 5.9202 | 0.9164 | 6 | 0.83657
21604 | 3.64 | 1 | 365 | 4.1441 | 0.34148 | 4 | 0.4856
21747 | 11.88 | 1 | 365 | 13.5253 | 0.2244 | 13 | 0.7497
21749 | 2.805 | 1 | 365 | 3.1935 | 0.42798 | 3 | 0.62146
21751 | 6.24 | 1 | 365 | 7.1042 | 0.29968 | 7 | 0.40388
21755 | 11.07 | 1 | 365 | 12.6031 | 0.36819 | 12 | 0.97131
21753 | 7.8 | 1 | 365 | 8.8803 | 0.8746 | 9 | 0.75485
21759 | 4.68 | 1 | 365 | 5.3282 | 0.72476 | 6 | 0.052913
21762 | 5.98 | 1 | 365 | 6.8082 | 0.70386 | 7 | 0.51206
18020 | 4.845 | 1 | 365 | 5.516 | 0.10288 | 5 | 0.61888
21765 | 6.25 | 1 | 365 | 7.1156 | 0.3226 | 7 | 0.43818
21769 | 9.52 | 1 | 365 | 10.8385 | 0.81618 | 11 | 0.65464
21778 | 3.825 | 1 | 365 | 4.3547 | 0.76543 | 5 | 0.12017
21777 | 8.25 | 1 | 365 | 9.3926 | 0.90583 | 10 | 0.2984
17866 | 5.72 | 1 | 365 | 6.5122 | 0.10804 | 6 | 0.62023
19025 | 6.63 | 1 | 365 | 7.5482 | 0.19341 | 7 | 0.74163
21783 | 10.14 | 1 | 365 | 11.5443 | 0.23699 | 11 | 0.78131
19118 | 6.12 | 1 | 365 | 6.9676 | 0.02469 | 6 | 0.99227
18009 | 4.94 | 1 | 365 | 5.6242 | 0.32058 | 5 | 0.94474
21800 | 7.14 | 1 | 365 | 8.1288 | 0.36214 | 8 | 0.49098
21802 | 8.5 | 1 | 365 | 9.6772 | 0.47874 | 10 | 0.15593
21806 | 4.25 | 1 | 365 | 4.8386 | 0.73937 | 5 | 0.57797
21804 | 6.44 | 1 | 365 | 7.3319 | 0.75801 | 8 | 0.089906
12424 | 75.02 | 0.9 | 365 | 76.8688 | 0.72533 | 77 | 0.59414
21811 | 7.65 | 1 | 365 | 8.7095 | 0.53086 | 9 | 0.24034
21813 | 10.2 | 1 | 365 | 11.6126 | 0.37448 | 11 | 0.98712
21814 | 5.1 | 1 | 365 | 5.8063 | 0.68724 | 6 | 0.49356
21815 | 7.7 | 1 | 365 | 8.7664 | 0.64544 | 9 | 0.41184
21819 | 9.9 | 1 | 365 | 11.2711 | 0.687 | 11 | 0.95809
21820 | 4.59 | 1 | 365 | 5.2257 | 0.51852 | 5 | 0.7442
21821 | 7.14 | 1 | 365 | 8.1288 | 0.36214 | 8 | 0.49098
21822 | 7.975 | 1 | 365 | 9.0795 | 0.27564 | 9 | 0.35512
21758 | 7.975 | 1 | 365 | 9.0795 | 0.27564 | 9 | 0.35512
16776 | 10.5 | 1 | 365 | 11.9542 | 0.061968 | 12 | 0.016151
15627 | 7.395 | 1 | 365 | 8.4192 | 0.9465 | 9 | 0.36566
21710 | 14.025 | 1 | 365 | 15.9674 | 0.13991 | 16 | 0.10729
21825 | 5.88 | 1 | 365 | 6.6943 | 0.4747 | 7 | 0.16904
21828 | 4.95 | 1 | 365 | 5.6355 | 0.3435 | 5 | 0.97904
21827 | 5.1 | 1 | 365 | 5.8063 | 0.68724 | 6 | 0.49356
19362 | 9.62 | 1 | 365 | 10.9523 | 0.045346 | 10 | 0.99765
21830 | 4.125 | 1 | 365 | 4.6963 | 0.45292 | 5 | 0.1492
21831 | 6.325 | 1 | 365 | 7.201 | 0.49447 | 7 | 0.69544
19128 | 7.28 | 1 | 365 | 8.2882 | 0.68296 | 8 | 0.9712
21833 | 9.25 | 1 | 365 | 10.5311 | 0.19745 | 10 | 0.72851
21836 | 5.5 | 1 | 365 | 6.2617 | 0.60389 | 6 | 0.8656
21838 | 9.18 | 1 | 365 | 10.4514 | 0.037035 | 10 | 0.48841
21841 | 13.26 | 1 | 365 | 15.0964 | 0.38683 | 15 | 0.48325
21845 | 14.575 | 1 | 365 | 16.5935 | 0.4003 | 16 | 0.99385
15933 | 4.94 | 1 | 365 | 5.6242 | 0.32058 | 5 | 0.94474
15960 | 5.46 | 1 | 365 | 6.2162 | 0.51222 | 6 | 0.7284
15922 | 4.94 | 1 | 365 | 5.6242 | 0.32058 | 5 | 0.94474
18056 | 3.38 | 1 | 365 | 3.8481 | 0.74566 | 4 | 0.59377
20621 | 6.12 | 1 | 365 | 6.9676 | 0.02469 | 6 | 0.99227
19768 | 4.94 | 1 | 365 | 5.6242 | 0.32058 | 5 | 0.94474
15831 | 2.86 | 1 | 365 | 3.2561 | 0.55402 | 3 | 0.81011
18051 | 6.5 | 1 | 365 | 7.4002 | 0.8955 | 8 | 0.29571
15835 | 3.9 | 1 | 365 | 4.4401 | 0.9373 | 5 | 0.37743
15841 | 2.86 | 1 | 365 | 3.2561 | 0.55402 | 3 | 0.81011
18052 | 8.06 | 1 | 365 | 9.1763 | 0.47042 | 9 | 0.64668
15988 | 6.24 | 1 | 365 | 7.1042 | 0.29968 | 7 | 0.40388
17784 | 12.22 | 1 | 365 | 13.9124 | 0.0035475 | 13 | 0.91594
15803 | 6.24 | 1 | 365 | 7.1042 | 0.29968 | 7 | 0.40388
20349 | 9.1 | 1 | 365 | 10.3603 | 0.85371 | 11 | 0.214
18177 | 5.72 | 1 | 365 | 6.5122 | 0.10804 | 6 | 0.62023
18179 | 10.455 | 1 | 365 | 11.903 | 0.95885 | 12 | 0.8618
15819 | 6.5 | 1 | 365 | 7.4002 | 0.8955 | 8 | 0.29571
15808 | 7.14 | 1 | 365 | 8.1288 | 0.36214 | 8 | 0.49098
15794 | 9.945 | 1 | 365 | 11.3223 | 0.79012 | 12 | 0.11244
15997 | 8.06 | 1 | 365 | 9.1763 | 0.47042 | 9 | 0.64668
15793 | 10.92 | 1 | 365 | 12.4324 | 0.024447 | 12 | 0.4568
18057 | 8.32 | 1 | 365 | 9.4723 | 0.066245 | 9 | 0.53851
21847 | 8.8 | 1 | 365 | 10.0187 | 0.16622 | 10 | 0.18496
21840 | 9.075 | 1 | 365 | 10.3318 | 0.79642 | 11 | 0.12824
21859 | 8.67 | 1 | 365 | 9.8707 | 0.86831 | 10 | 0.73905
21863 | 7.7 | 1 | 365 | 8.7664 | 0.64544 | 9 | 0.41184
21865 | 10.455 | 1 | 365 | 11.903 | 0.95885 | 12 | 0.8618
21368 | 2.04 | 1 | 365 | 2.3225 | 0.6749 | 2 | 0.99742
21369 | 8.06 | 1 | 365 | 9.1763 | 0.47042 | 9 | 0.64668
21363 | 4.16 | 1 | 365 | 4.7361 | 0.53312 | 5 | 0.26926
16867 | 8.4 | 1 | 365 | 9.5633 | 0.24957 | 9 | 0.81292
18680 | 8.06 | 1 | 365 | 9.1763 | 0.47042 | 9 | 0.64668
17872 | 5.1 | 1 | 365 | 5.8063 | 0.68724 | 6 | 0.49356
18047 | 3.9 | 1 | 365 | 4.4401 | 0.9373 | 5 | 0.37743
19239 | 4.95 | 1 | 365 | 5.6355 | 0.3435 | 5 | 0.97904
18975 | 11.7 | 1 | 365 | 13.3204 | 0.81191 | 14 | 0.13228
17855 | 7.2 | 1 | 365 | 8.1972 | 0.49964 | 8 | 0.69679
20792 | 8.32 | 1 | 365 | 9.4723 | 0.066245 | 9 | 0.53851
20168 | 12.22 | 1 | 365 | 13.9124 | 0.0035475 | 13 | 0.91594
21360 | 10.2 | 1 | 365 | 11.6126 | 0.37448 | 11 | 0.98712
20165 | 6.5 | 1 | 365 | 7.4002 | 0.8955 | 8 | 0.29571
21338 | 10.14 | 1 | 365 | 11.5443 | 0.23699 | 11 | 0.78131
21356 | 3.445 | 1 | 365 | 3.9221 | 0.89462 | 4 | 0.81673
21349 | 3.38 | 1 | 365 | 3.8481 | 0.74566 | 4 | 0.59377
21355 | 12.74 | 1 | 365 | 14.5044 | 0.19519 | 14 | 0.6996
21373 | 10.4 | 1 | 365 | 11.8403 | 0.83281 | 12 | 0.67314
18767 | 12.48 | 1 | 365 | 14.2084 | 0.59937 | 14 | 0.80777
21378 | 7.83 | 1 | 365 | 8.9144 | 0.94335 | 9 | 0.85776
21362 | 8.84 | 1 | 365 | 10.0643 | 0.25789 | 10 | 0.32217
21375 | 5.98 | 1 | 365 | 6.8082 | 0.70386 | 7 | 0.51206
21379 | 3.825 | 1 | 365 | 4.3547 | 0.76543 | 5 | 0.12017
21380 | 13 | 1 | 365 | 14.8004 | 0.79101 | 15 | 0.59142
21381 | 13 | 1 | 365 | 14.8004 | 0.79101 | 15 | 0.59142
21383 | 3.38 | 1 | 365 | 3.8481 | 0.74566 | 4 | 0.59377
21382 | 2.86 | 1 | 365 | 3.2561 | 0.55402 | 3 | 0.81011
21384 | 4.94 | 1 | 365 | 5.6242 | 0.32058 | 5 | 0.94474
21385 | 14.04 | 1 | 365 | 15.9845 | 0.17429 | 16 | 0.15874
21386 | 5.2 | 1 | 365 | 5.9202 | 0.9164 | 6 | 0.83657
21387 | 8.84 | 1 | 365 | 10.0643 | 0.25789 | 10 | 0.32217
21427 | 8.32 | 1 | 365 | 9.4723 | 0.066245 | 9 | 0.53851
21425 | 4.16 | 1 | 365 | 4.7361 | 0.53312 | 5 | 0.26926
21417 | 8.58 | 1 | 365 | 9.7683 | 0.66207 | 10 | 0.43034
21416 | 8.32 | 1 | 365 | 9.4723 | 0.066245 | 9 | 0.53851
21415 | 7.02 | 1 | 365 | 7.9922 | 0.087144 | 8 | 0.079369
21414 | 6.76 | 1 | 365 | 7.6962 | 0.49132 | 8 | 0.18754
21413 | 6.5 | 1 | 365 | 7.4002 | 0.8955 | 8 | 0.29571
21412 | 7.02 | 1 | 365 | 7.9922 | 0.087144 | 8 | 0.079369
21411 | 7.28 | 1 | 365 | 8.2882 | 0.68296 | 8 | 0.9712
21433 | 5.865 | 1 | 365 | 6.6773 | 0.44033 | 7 | 0.11759
21435 | 10.2 | 1 | 365 | 11.6126 | 0.37448 | 11 | 0.98712
21438 | 13 | 1 | 365 | 14.8004 | 0.79101 | 15 | 0.59142
21439 | 3.57 | 1 | 365 | 4.0644 | 0.18107 | 4 | 0.24549
21441 | 11.96 | 1 | 365 | 13.6164 | 0.40773 | 14 | 0.024111
21444 | 3.12 | 1 | 365 | 3.5521 | 0.14984 | 3 | 0.70194
21445 | 13 | 1 | 365 | 14.8004 | 0.79101 | 15 | 0.59142
21446 | 9.945 | 1 | 365 | 11.3223 | 0.79012 | 12 | 0.11244
21447 | 5.72 | 1 | 365 | 6.5122 | 0.10804 | 6 | 0.62023
21450 | 12.495 | 1 | 365 | 14.2255 | 0.63374 | 14 | 0.85922
21451 | 7.8 | 1 | 365 | 8.8803 | 0.8746 | 9 | 0.75485
21453 | 5.46 | 1 | 365 | 6.2162 | 0.51222 | 6 | 0.7284
21452 | 5.61 | 1 | 365 | 6.3869 | 0.85597 | 7 | 0.24291
21457 | 5.72 | 1 | 365 | 6.5122 | 0.10804 | 6 | 0.62023
21458 | 13.52 | 1 | 365 | 15.3924 | 0.98265 | 16 | 0.37508
21459 | 6.76 | 1 | 365 | 7.6962 | 0.49132 | 8 | 0.18754
21460 | 5.355 | 1 | 365 | 6.0966 | 0.2716 | 6 | 0.36824
21461 | 7.54 | 1 | 365 | 8.5842 | 0.27878 | 8 | 0.86303
21462 | 6.63 | 1 | 365 | 7.5482 | 0.19341 | 7 | 0.74163
20160 | 6.12 | 1 | 365 | 6.9676 | 0.02469 | 6 | 0.99227
20163 | 3.12 | 1 | 365 | 3.5521 | 0.14984 | 3 | 0.70194
20157 | 5.98 | 1 | 365 | 6.8082 | 0.70386 | 7 | 0.51206
20154 | 9.1 | 1 | 365 | 10.3603 | 0.85371 | 11 | 0.214
20153 | 8.925 | 1 | 365 | 10.1611 | 0.45267 | 10 | 0.61373
20149 | 10.14 | 1 | 365 | 11.5443 | 0.23699 | 11 | 0.78131
20151 | 3.57 | 1 | 365 | 4.0644 | 0.18107 | 4 | 0.24549
20148 | 3.64 | 1 | 365 | 4.1441 | 0.34148 | 4 | 0.4856
16007 | 2.86 | 1 | 365 | 3.2561 | 0.55402 | 3 | 0.81011
19238 | 4.68 | 1 | 365 | 5.3282 | 0.72476 | 6 | 0.052913
19244 | 7.8 | 1 | 365 | 8.8803 | 0.8746 | 9 | 0.75485
19252 | 5.2 | 1 | 365 | 5.9202 | 0.9164 | 6 | 0.83657
20869 | 9.156 | 1 | 365 | 10.424 | 0.98204 | 11 | 0.40608
17369 | 9.24 | 1 | 365 | 10.5197 | 0.17453 | 10 | 0.69421
19400 | 3.64 | 1 | 365 | 4.1441 | 0.34148 | 4 | 0.4856
19195 | 4.68 | 1 | 365 | 5.3282 | 0.72476 | 6 | 0.052913
19196 | 5.61 | 1 | 365 | 6.3869 | 0.85597 | 7 | 0.24291
19197 | 5.98 | 1 | 365 | 6.8082 | 0.70386 | 7 | 0.51206
19198 | 5.98 | 1 | 365 | 6.8082 | 0.70386 | 7 | 0.51206
19199 | 7.02 | 1 | 365 | 7.9922 | 0.087144 | 8 | 0.079369
19201 | 6.63 | 1 | 365 | 7.5482 | 0.19341 | 7 | 0.74163
19202 | 5.98 | 1 | 365 | 6.8082 | 0.70386 | 7 | 0.51206
19204 | 10.14 | 1 | 365 | 11.5443 | 0.23699 | 11 | 0.78131
19625 | 7.02 | 1 | 365 | 7.9922 | 0.087144 | 8 | 0.079369
19616 | 12.48 | 1 | 365 | 14.2084 | 0.59937 | 14 | 0.80777
19206 | 9.36 | 1 | 365 | 10.6563 | 0.44953 | 11 | 0.10583
19627 | 6.5 | 1 | 365 | 7.4002 | 0.8955 | 8 | 0.29571
20140 | 8.415 | 1 | 365 | 9.5804 | 0.28395 | 9 | 0.86437
19208 | 6.24 | 1 | 365 | 7.1042 | 0.29968 | 7 | 0.40388
20112 | 7.02 | 1 | 365 | 7.9922 | 0.087144 | 8 | 0.079369
20139 | 7.54 | 1 | 365 | 8.5842 | 0.27878 | 8 | 0.86303
19207 | 4.16 | 1 | 365 | 4.7361 | 0.53312 | 5 | 0.26926
21592 | 2.75 | 1 | 365 | 3.1309 | 0.30194 | 3 | 0.4328
20134 | 12.74 | 1 | 365 | 14.5044 | 0.19519 | 14 | 0.6996
21600 | 6.05 | 1 | 365 | 6.8879 | 0.86428 | 7 | 0.75216
21727 | 3.025 | 1 | 365 | 3.4439 | 0.93214 | 4 | 0.37608
20135 | 8.32 | 1 | 365 | 9.4723 | 0.066245 | 9 | 0.53851
14091 | 9.18 | 1 | 365 | 10.4514 | 0.037035 | 10 | 0.48841
20128 | 10.14 | 1 | 365 | 11.5443 | 0.23699 | 11 | 0.78131
17539 | 13.26 | 1 | 365 | 15.0964 | 0.38683 | 15 | 0.48325
18379 | 15.34 | 1 | 365 | 17.4645 | 0.15339 | 17 | 0.61788
19209 | 9.945 | 1 | 365 | 11.3223 | 0.79012 | 12 | 0.11244
13278 | 9.5 | 1 | 365 | 10.8157 | 0.77035 | 11 | 0.58604
16764 | 7.905 | 1 | 365 | 8.9998 | 0.11522 | 9 | 0.11502
20131 | 4.68 | 1 | 365 | 5.3282 | 0.72476 | 6 | 0.052913
13321 | 7 | 1 | 365 | 7.9695 | 0.041312 | 8 | 0.010767
19210 | 7.28 | 1 | 365 | 8.2882 | 0.68296 | 8 | 0.9712
16783 | 7.65 | 1 | 365 | 8.7095 | 0.53086 | 9 | 0.24034
15607 | 12 | 1 | 365 | 13.6619 | 0.49939 | 14 | 0.16132
20129 | 2.25 | 1 | 365 | 2.5616 | 0.15614 | 2 | 0.71775
21671 | 6.885 | 1 | 365 | 7.8385 | 0.77778 | 8 | 0.6163
20127 | 8.06 | 1 | 365 | 9.1763 | 0.47042 | 9 | 0.64668
21675 | 7.395 | 1 | 365 | 8.4192 | 0.9465 | 9 | 0.36566
20126 | 4.68 | 1 | 365 | 5.3282 | 0.72476 | 6 | 0.052913
21678 | 7.65 | 1 | 365 | 8.7095 | 0.53086 | 9 | 0.24034
19211 | 7.28 | 1 | 365 | 8.2882 | 0.68296 | 8 | 0.9712
21679 | 12.24 | 1 | 365 | 13.9352 | 0.04938 | 13 | 0.98454
21680 | 5.61 | 1 | 365 | 6.3869 | 0.85597 | 7 | 0.24291
21681 | 10.8 | 1 | 365 | 12.2957 | 0.74945 | 13 | 0.045184
20122 | 10.66 | 1 | 365 | 12.1363 | 0.42863 | 12 | 0.56497
15113 | 4.335 | 1 | 365 | 4.9354 | 0.93416 | 5 | 0.86953
20646 | 5.98 | 1 | 365 | 6.8082 | 0.70386 | 7 | 0.51206
20651 | 7.14 | 1 | 365 | 8.1288 | 0.36214 | 8 | 0.49098
20826 | 3.92 | 1 | 365 | 4.4629 | 0.98313 | 5 | 0.44603
21684 | 4.59 | 1 | 365 | 5.2257 | 0.51852 | 5 | 0.7442
21686 | 7.84 | 1 | 365 | 8.9258 | 0.96627 | 9 | 0.89206
21690 | 4.5 | 1 | 365 | 5.1232 | 0.31227 | 5 | 0.43549
21705 | 4.5 | 1 | 365 | 5.1232 | 0.31227 | 5 | 0.43549
21726 | 7.905 | 1 | 365 | 8.9998 | 0.11522 | 9 | 0.11502
21730 | 4.578 | 1 | 365 | 5.212 | 0.49102 | 5 | 0.70304
19776 | 5.46 | 1 | 365 | 6.2162 | 0.51222 | 6 | 0.7284
20859 | 17.004 | 1 | 365 | 19.3589 | 0.96664 | 20 | 0.32558
20836 | 6.76 | 1 | 365 | 7.6962 | 0.49132 | 8 | 0.18754
21735 | 9.72 | 1 | 365 | 11.0662 | 0.27451 | 11 | 0.34067
21693 | 7.47 | 1 | 365 | 8.5045 | 0.11837 | 8 | 0.62292
20833 | 25.74 | 0.9 | 365 | 26.3743 | 0.087576 | 26 | 0.46192
20879 | 6.24 | 1 | 365 | 7.1042 | 0.29968 | 7 | 0.40388
21698 | 6.72 | 1 | 365 | 7.6507 | 0.39966 | 8 | 0.050337
19773 | 2.08 | 1 | 365 | 2.3681 | 0.76656 | 3 | 0.13463
21699 | 5.61 | 1 | 365 | 6.3869 | 0.85597 | 7 | 0.24291
21701 | 8.16 | 1 | 365 | 9.2901 | 0.69959 | 9 | 0.98969
20873 | 10.14 | 1 | 365 | 11.5443 | 0.23699 | 11 | 0.78131
21709 | 8.67 | 1 | 365 | 9.8707 | 0.86831 | 10 | 0.73905
21708 | 7.14 | 1 | 365 | 8.1288 | 0.36214 | 8 | 0.49098
19766 | 5.98 | 1 | 365 | 6.8082 | 0.70386 | 7 | 0.51206
21713 | 6.12 | 1 | 365 | 6.9676 | 0.02469 | 6 | 0.99227
21723 | 4.335 | 1 | 365 | 4.9354 | 0.93416 | 5 | 0.86953
19763 | 6.89 | 1 | 365 | 7.8442 | 0.78923 | 8 | 0.63346
20918 | 11.34 | 1 | 365 | 12.9105 | 0.98693 | 13 | 0.89744
19759 | 5.2 | 1 | 365 | 5.9202 | 0.9164 | 6 | 0.83657
21588 | 5.46 | 1 | 365 | 6.2162 | 0.51222 | 6 | 0.7284
19112 | 5.2 | 1 | 365 | 5.9202 | 0.9164 | 6 | 0.83657
20894 | 4.16 | 1 | 365 | 4.7361 | 0.53312 | 5 | 0.26926
19136 | 5.46 | 1 | 365 | 6.2162 | 0.51222 | 6 | 0.7284
18053 | 13 | 1 | 365 | 14.8004 | 0.79101 | 15 | 0.59142
18067 | 10.92 | 1 | 365 | 12.4324 | 0.024447 | 12 | 0.4568
18143 | 5.72 | 1 | 365 | 6.5122 | 0.10804 | 6 | 0.62023
18150 | 5.46 | 1 | 365 | 6.2162 | 0.51222 | 6 | 0.7284
18160 | 4.16 | 1 | 365 | 4.7361 | 0.53312 | 5 | 0.26926
18458 | 11.925 | 1 | 365 | 13.5765 | 0.32752 | 13 | 0.90406
18467 | 6.24 | 1 | 365 | 7.1042 | 0.29968 | 7 | 0.40388
18472 | 4.68 | 1 | 365 | 5.3282 | 0.72476 | 6 | 0.052913
20246 | 5.775 | 1 | 365 | 6.5748 | 0.23408 | 6 | 0.80888
20749 | 50.358 | 0.9 | 365 | 51.599 | 0.86108 | 52 | 0.46011
20318 | 10.2 | 1 | 365 | 11.6126 | 0.37448 | 11 | 0.98712
21249 | 6.725 | 1 | 365 | 7.6564 | 0.41112 | 8 | 0.067487
19750 | 7.8 | 1 | 365 | 8.8803 | 0.8746 | 9 | 0.75485
20580 | 4.2 | 1 | 365 | 4.7817 | 0.62479 | 5 | 0.40646
16419 | 56.3 | 0.9 | 365 | 57.6875 | 0.11618 | 57 | 0.80365
19742 | 8.48 | 1 | 365 | 9.6544 | 0.4329 | 10 | 0.087329
18487 | 5 | 1 | 365 | 5.6925 | 0.45808 | 6 | 0.15055
20912 | 8.829 | 1 | 365 | 10.0518 | 0.23268 | 10 | 0.28444
21112 | 4.77 | 1 | 365 | 5.4306 | 0.93101 | 6 | 0.36162
20911 | 5.32 | 1 | 365 | 6.0568 | 0.1914 | 6 | 0.24818
19899 | 16.75 | 1 | 365 | 19.0698 | 0.38457 | 19 | 0.45434
19672 | 2.04 | 1 | 365 | 2.3225 | 0.6749 | 2 | 0.99742
19669 | 10.4 | 1 | 365 | 11.8403 | 0.83281 | 12 | 0.67314
21099 | 6.9 | 1 | 365 | 7.8556 | 0.81215 | 8 | 0.66776
19668 | 6.5 | 1 | 365 | 7.4002 | 0.8955 | 8 | 0.29571
20853 | 51.993 | 0.9 | 365 | 53.2743 | 0.23319 | 53 | 0.50752
19666 | 6.76 | 1 | 365 | 7.6962 | 0.49132 | 8 | 0.18754
19155 | 26.4 | 1 | 365 | 30.0562 | 0.49866 | 30 | 0.55489
19662 | 10.92 | 1 | 365 | 12.4324 | 0.024447 | 12 | 0.4568
21408 | 3.825 | 1 | 365 | 4.3547 | 0.76543 | 5 | 0.12017
19661 | 4.42 | 1 | 365 | 5.0321 | 0.12894 | 5 | 0.16108
19663 | 7.8 | 1 | 365 | 8.8803 | 0.8746 | 9 | 0.75485
21561 | 8.502 | 1 | 365 | 9.6795 | 0.48332 | 10 | 0.16279
21570 | 5.6 | 1 | 365 | 6.3756 | 0.83305 | 7 | 0.20861
19657 | 3.64 | 1 | 365 | 4.1441 | 0.34148 | 4 | 0.4856
21521 | 7.8 | 1 | 365 | 8.8803 | 0.8746 | 9 | 0.75485
21531 | 3.12 | 1 | 365 | 3.5521 | 0.14984 | 3 | 0.70194
20887 | 4.59 | 1 | 365 | 5.2257 | 0.51852 | 5 | 0.7442
21529 | 5.2 | 1 | 365 | 5.9202 | 0.9164 | 6 | 0.83657
20908 | 33.6 | 0.9 | 365 | 34.428 | 0.29847 | 34 | 0.72651
21532 | 8.32 | 1 | 365 | 9.4723 | 0.066245 | 9 | 0.53851
21540 | 5.2 | 1 | 365 | 5.9202 | 0.9164 | 6 | 0.83657
20909 | 4.68 | 1 | 365 | 5.3282 | 0.72476 | 6 | 0.052913
20933 | 5.46 | 1 | 365 | 6.2162 | 0.51222 | 6 | 0.7284
20925 | 4.68 | 1 | 365 | 5.3282 | 0.72476 | 6 | 0.052913
20924 | 5.2 | 1 | 365 | 5.9202 | 0.9164 | 6 | 0.83657
20922 | 5.72 | 1 | 365 | 6.5122 | 0.10804 | 6 | 0.62023
17834 | 8.67 | 1 | 365 | 9.8707 | 0.86831 | 10 | 0.73905
20914 | 5.865 | 1 | 365 | 6.6773 | 0.44033 | 7 | 0.11759
20931 | 11.18 | 1 | 365 | 12.7284 | 0.62027 | 13 | 0.34863
20930 | 5.72 | 1 | 365 | 6.5122 | 0.10804 | 6 | 0.62023
20928 | 2.34 | 1 | 365 | 2.6641 | 0.36238 | 3 | 0.026456
20927 | 5.46 | 1 | 365 | 6.2162 | 0.51222 | 6 | 0.7284
20948 | 7 | 1 | 365 | 7.9695 | 0.041312 | 8 | 0.010767
20947 | 5.4 | 1 | 365 | 6.1479 | 0.37473 | 6 | 0.52259
20943 | 8.67 | 1 | 365 | 9.8707 | 0.86831 | 10 | 0.73905
21217 | 40.625 | 0.9 | 365 | 41.6262 | 0.78721 | 42 | 0.41338
21223 | 13.77 | 1 | 365 | 15.6771 | 0.55555 | 16 | 0.23261
20978 | 5.1 | 1 | 365 | 5.8063 | 0.68724 | 6 | 0.49356
21224 | 8.925 | 1 | 365 | 10.1611 | 0.45267 | 10 | 0.61373
21226 | 10.4 | 1 | 365 | 11.8403 | 0.83281 | 12 | 0.67314
21227 | 7.54 | 1 | 365 | 8.5842 | 0.27878 | 8 | 0.86303
21230 | 8.4 | 1 | 365 | 9.5633 | 0.24957 | 9 | 0.81292
21231 | 8.96 | 1 | 365 | 10.2009 | 0.53288 | 10 | 0.73378
21240 | 7.84 | 1 | 365 | 8.9258 | 0.96627 | 9 | 0.89206
21239 | 10.215 | 1 | 365 | 11.6297 | 0.40886 | 12 | 0.03857
21241 | 10.43 | 1 | 365 | 11.8745 | 0.90155 | 12 | 0.77604
21232 | 8.55 | 1 | 365 | 9.7341 | 0.59332 | 10 | 0.32744
21234 | 6.16 | 1 | 365 | 7.0131 | 0.11635 | 7 | 0.12948
21235 | 10.36 | 1 | 365 | 11.7948 | 0.74114 | 12 | 0.53594
21242 | 7.695 | 1 | 365 | 8.7607 | 0.63399 | 9 | 0.39469
21246 | 12 | 1 | 365 | 13.6619 | 0.49939 | 14 | 0.16132
21255 | 3.57 | 1 | 365 | 4.0644 | 0.18107 | 4 | 0.24549
21275 | 4.335 | 1 | 365 | 4.9354 | 0.93416 | 5 | 0.86953
21277 | 3.64 | 1 | 365 | 4.1441 | 0.34148 | 4 | 0.4856
21280 | 10.4 | 1 | 365 | 11.8403 | 0.83281 | 12 | 0.67314
21299 | 4.08 | 1 | 365 | 4.6451 | 0.34979 | 4 | 0.99485
21297 | 7.8 | 1 | 365 | 8.8803 | 0.8746 | 9 | 0.75485
21320 | 6.5 | 1 | 365 | 7.4002 | 0.8955 | 8 | 0.29571
21300 | 3.9 | 1 | 365 | 4.4401 | 0.9373 | 5 | 0.37743
21324 | 6.5 | 1 | 365 | 7.4002 | 0.8955 | 8 | 0.29571
21328 | 7.8 | 1 | 365 | 8.8803 | 0.8746 | 9 | 0.75485
21329 | 12.22 | 1 | 365 | 13.9124 | 0.0035475 | 13 | 0.91594
21331 | 4.68 | 1 | 365 | 5.3282 | 0.72476 | 6 | 0.052913
21332 | 4.42 | 1 | 365 | 5.0321 | 0.12894 | 5 | 0.16108
21334 | 5.2 | 1 | 365 | 5.9202 | 0.9164 | 6 | 0.83657
21318 | 6.76 | 1 | 365 | 7.6962 | 0.49132 | 8 | 0.18754
21319 | 2.6 | 1 | 365 | 2.9601 | 0.9582 | 3 | 0.91828
21335 | 9.945 | 1 | 365 | 11.3223 | 0.79012 | 12 | 0.11244
21327 | 6.5 | 1 | 365 | 7.4002 | 0.8955 | 8 | 0.29571
21337 | 4.16 | 1 | 365 | 4.7361 | 0.53312 | 5 | 0.26926
21339 | 7.8 | 1 | 365 | 8.8803 | 0.8746 | 9 | 0.75485
21340 | 4.94 | 1 | 365 | 5.6242 | 0.32058 | 5 | 0.94474
21343 | 4.16 | 1 | 365 | 4.7361 | 0.53312 | 5 | 0.26926
21341 | 7.02 | 1 | 365 | 7.9922 | 0.087144 | 8 | 0.079369
21344 | 4.94 | 1 | 365 | 5.6242 | 0.32058 | 5 | 0.94474
21345 | 4.68 | 1 | 365 | 5.3282 | 0.72476 | 6 | 0.052913
21342 | 8.32 | 1 | 365 | 9.4723 | 0.066245 | 9 | 0.53851
21351 | 2.08 | 1 | 365 | 2.3681 | 0.76656 | 3 | 0.13463
21353 | 4.42 | 1 | 365 | 5.0321 | 0.12894 | 5 | 0.16108
21354 | 6.24 | 1 | 365 | 7.1042 | 0.29968 | 7 | 0.40388
21361 | 8.32 | 1 | 365 | 9.4723 | 0.066245 | 9 | 0.53851
21366 | 5.98 | 1 | 365 | 6.8082 | 0.70386 | 7 | 0.51206
21308 | 2.04 | 1 | 365 | 2.3225 | 0.6749 | 2 | 0.99742
16761 | 4.68 | 1 | 365 | 5.3282 | 0.72476 | 6 | 0.052913
14885 | 5.1 | 1 | 365 | 5.8063 | 0.68724 | 6 | 0.49356
13975 | 6.12 | 1 | 365 | 6.9676 | 0.02469 | 6 | 0.99227
18080 | 8 | 1 | 365 | 9.1079 | 0.33293 | 9 | 0.44088
17596 | 6.5 | 1 | 365 | 7.4002 | 0.8955 | 8 | 0.29571
15094 | 2.94 | 1 | 365 | 3.3472 | 0.73735 | 4 | 0.084522
17599 | 4.59 | 1 | 365 | 5.2257 | 0.51852 | 5 | 0.7442
15865 | 5.2 | 1 | 365 | 5.9202 | 0.9164 | 6 | 0.83657
14338 | 10.2 | 1 | 365 | 11.6126 | 0.37448 | 11 | 0.98712
21448 | 10.4 | 1 | 365 | 11.8403 | 0.83281 | 12 | 0.67314
21468 | 9.88 | 1 | 365 | 11.2483 | 0.64117 | 11 | 0.88948
21494 | 3.64 | 1 | 365 | 4.1441 | 0.34148 | 4 | 0.4856
21500 | 3.12 | 1 | 365 | 3.5521 | 0.14984 | 3 | 0.70194
21270 | 3.64 | 1 | 365 | 4.1441 | 0.34148 | 4 | 0.4856
20888 | 4.94 | 1 | 365 | 5.6242 | 0.32058 | 5 | 0.94474
15829 | 12.48 | 1 | 365 | 14.2084 | 0.59937 | 14 | 0.80777
21093 | 10.14 | 1 | 365 | 11.5443 | 0.23699 | 11 | 0.78131
15140 | 5.5 | 1 | 365 | 6.2617 | 0.60389 | 6 | 0.8656
18626 | 16.38 | 1 | 365 | 18.6485 | 0.53667 | 19 | 0.1852
22125 | 7.28 | 1 | 365 | 8.2882 | 0.68296 | 8 | 0.9712
22115 | 5.13 | 1 | 365 | 5.8405 | 0.75599 | 6 | 0.59646
16844 | 4.59 | 1 | 365 | 5.2257 | 0.51852 | 5 | 0.7442
19760 | 10.71 | 1 | 365 | 12.1933 | 0.54321 | 12 | 0.73647
17562 | 3.06 | 1 | 365 | 3.4838 | 0.012345 | 3 | 0.49614
22134 | 7.56 | 1 | 365 | 8.607 | 0.32462 | 8 | 0.93163
21070 | 6.867 | 1 | 365 | 7.818 | 0.73653 | 8 | 0.55456
22140 | 12.96 | 1 | 365 | 14.7549 | 0.69934 | 15 | 0.45422
22153 | 9.36 | 1 | 365 | 10.6563 | 0.44953 | 11 | 0.10583
22151 | 9.625 | 1 | 365 | 10.958 | 0.056804 | 11 | 0.014805
22158 | 10.4 | 1 | 365 | 11.8403 | 0.83281 | 12 | 0.67314
22167 | 9.1 | 1 | 365 | 10.3603 | 0.85371 | 11 | 0.214
22170 | 8 | 1 | 365 | 9.1079 | 0.33293 | 9 | 0.44088
22172 | 10.8 | 1 | 365 | 12.2957 | 0.74945 | 13 | 0.045184
22173 | 3.57 | 1 | 365 | 4.0644 | 0.18107 | 4 | 0.24549
22175 | 5.46 | 1 | 365 | 6.2162 | 0.51222 | 6 | 0.7284
22176 | 6.12 | 1 | 365 | 6.9676 | 0.02469 | 6 | 0.99227
22178 | 3.9 | 1 | 365 | 4.4401 | 0.9373 | 5 | 0.37743
22177 | 5.5 | 1 | 365 | 6.2617 | 0.60389 | 6 | 0.8656
22188 | 8.16 | 1 | 365 | 9.2901 | 0.69959 | 9 | 0.98969
22190 | 6.12 | 1 | 365 | 6.9676 | 0.02469 | 6 | 0.99227
22102 | 5.2 | 1 | 365 | 5.9202 | 0.9164 | 6 | 0.83657
22195 | 5.72 | 1 | 365 | 6.5122 | 0.10804 | 6 | 0.62023
22135 | 7.8 | 1 | 365 | 8.8803 | 0.8746 | 9 | 0.75485
22194 | 11.7 | 1 | 365 | 13.3204 | 0.81191 | 14 | 0.13228
22206 | 6.76 | 1 | 365 | 7.6962 | 0.49132 | 8 | 0.18754
22207 | 4.16 | 1 | 365 | 4.7361 | 0.53312 | 5 | 0.26926
22213 | 12.1 | 1 | 365 | 13.7758 | 0.72855 | 14 | 0.50433
22233 | 4.25 | 1 | 365 | 4.8386 | 0.73937 | 5 | 0.57797
22241 | 4.32 | 1 | 365 | 4.9183 | 0.89978 | 5 | 0.81807
22240 | 12.1 | 1 | 365 | 13.7758 | 0.72855 | 14 | 0.50433
21401 | 1.1 | 1 | 365 | 1.2523 | 0.52078 | 1 | 0.77312
22260 | 7.02 | 1 | 365 | 7.9922 | 0.087144 | 8 | 0.079369
22262 | 5.5 | 1 | 365 | 6.2617 | 0.60389 | 6 | 0.8656
22237 | 3.75 | 1 | 365 | 4.2694 | 0.59356 | 4 | 0.86291
22266 | 10 | 1 | 365 | 11.3849 | 0.91616 | 12 | 0.3011
22267 | 6.75 | 1 | 365 | 7.6848 | 0.46841 | 8 | 0.15324
22270 | 5.88 | 1 | 365 | 6.6943 | 0.4747 | 7 | 0.16904
22272 | 79.8 | 0.9 | 365 | 81.7666 | 0.58386 | 82 | 0.35047
22276 | 9.18 | 1 | 365 | 10.4514 | 0.037035 | 10 | 0.48841
22281 | 9.435 | 1 | 365 | 10.7417 | 0.6214 | 11 | 0.36308
22279 | 6.84 | 1 | 365 | 7.7873 | 0.67465 | 8 | 0.46195
22204 | 7.395 | 1 | 365 | 8.4192 | 0.9465 | 9 | 0.36566
22252 | 17.94 | 1 | 365 | 20.4246 | 0.11159 | 20 | 0.53617
17639 | 6.63 | 1 | 365 | 7.5482 | 0.19341 | 7 | 0.74163
19764 | 8 | 1 | 365 | 9.1079 | 0.33293 | 9 | 0.44088
15875 | 11.475 | 1 | 365 | 13.0642 | 0.29629 | 13 | 0.36051
17622 | 3.64 | 1 | 365 | 4.1441 | 0.34148 | 4 | 0.4856
22081 | 3.64 | 1 | 365 | 4.1441 | 0.34148 | 4 | 0.4856
22101 | 3.315 | 1 | 365 | 3.7741 | 0.59671 | 4 | 0.37081
22306 | 6.5 | 1 | 365 | 7.4002 | 0.8955 | 8 | 0.29571
22308 | 4.59 | 1 | 365 | 5.2257 | 0.51852 | 5 | 0.7442
22310 | 5.67 | 1 | 365 | 6.4553 | 0.99346 | 7 | 0.44872
22311 | 8.5 | 1 | 365 | 9.6772 | 0.47874 | 10 | 0.15593
22312 | 3.24 | 1 | 365 | 3.6887 | 0.42484 | 4 | 0.11356
22313 | 8.75 | 1 | 365 | 9.9618 | 0.05164 | 10 | 0.013459
22318 | 10.25 | 1 | 365 | 11.6696 | 0.48906 | 12 | 0.15862
22315 | 11.025 | 1 | 365 | 12.5519 | 0.26507 | 12 | 0.81696
22320 | 6.5 | 1 | 365 | 7.4002 | 0.8955 | 8 | 0.29571
22322 | 7.54 | 1 | 365 | 8.5842 | 0.27878 | 8 | 0.86303
22323 | 8.32 | 1 | 365 | 9.4723 | 0.066245 | 9 | 0.53851
22325 | 10.92 | 1 | 365 | 12.4324 | 0.024447 | 12 | 0.4568
22326 | 9.88 | 1 | 365 | 11.2483 | 0.64117 | 11 | 0.88948
22330 | 8 | 1 | 365 | 9.1079 | 0.33293 | 9 | 0.44088
22327 | 8.32 | 1 | 365 | 9.4723 | 0.066245 | 9 | 0.53851
22332 | 7.28 | 1 | 365 | 8.2882 | 0.68296 | 8 | 0.9712
22331 | 7.28 | 1 | 365 | 8.2882 | 0.68296 | 8 | 0.9712
22341 | 3.64 | 1 | 365 | 4.1441 | 0.34148 | 4 | 0.4856
22286 | 2.86 | 1 | 365 | 3.2561 | 0.55402 | 3 | 0.81011
22348 | 8.32 | 1 | 365 | 9.4723 | 0.066245 | 9 | 0.53851
22351 | 7.54 | 1 | 365 | 8.5842 | 0.27878 | 8 | 0.86303
22352 | 6.75 | 1 | 365 | 7.6848 | 0.46841 | 8 | 0.15324
22353 | 6.24 | 1 | 365 | 7.1042 | 0.29968 | 7 | 0.40388
22354 | 9 | 1 | 365 | 10.2464 | 0.62454 | 10 | 0.87099
22355 | 4.16 | 1 | 365 | 4.7361 | 0.53312 | 5 | 0.26926
22356 | 8.5 | 1 | 365 | 9.6772 | 0.47874 | 10 | 0.15593
22357 | 5.72 | 1 | 365 | 6.5122 | 0.10804 | 6 | 0.62023
22359 | 9 | 1 | 365 | 10.2464 | 0.62454 | 10 | 0.87099
22360 | 6.24 | 1 | 365 | 7.1042 | 0.29968 | 7 | 0.40388
22361 | 6.5 | 1 | 365 | 7.4002 | 0.8955 | 8 | 0.29571
22362 | 5.5 | 1 | 365 | 6.2617 | 0.60389 | 6 | 0.8656
22363 | 8.84 | 1 | 365 | 10.0643 | 0.25789 | 10 | 0.32217
22364 | 6 | 1 | 365 | 6.831 | 0.7497 | 7 | 0.58066
22634 | 6.24 | 1 | 365 | 7.1042 | 0.29968 | 7 | 0.40388
22636 | 5.13 | 1 | 365 | 5.8405 | 0.75599 | 6 | 0.59646
22641 | 4.42 | 1 | 365 | 5.0321 | 0.12894 | 5 | 0.16108
22639 | 9 | 1 | 365 | 10.2464 | 0.62454 | 10 | 0.87099
22646 | 7.25 | 1 | 365 | 8.2541 | 0.61422 | 8 | 0.86829
22643 | 6.75 | 1 | 365 | 7.6848 | 0.46841 | 8 | 0.15324
22647 | 11.2 | 1 | 365 | 12.7511 | 0.6661 | 13 | 0.41723
22662 | 6.75 | 1 | 365 | 7.6848 | 0.46841 | 8 | 0.15324
22663 | 4.75 | 1 | 365 | 5.4078 | 0.88518 | 6 | 0.29302
22665 | 9.25 | 1 | 365 | 10.5311 | 0.19745 | 10 | 0.72851
22668 | 9.36 | 1 | 365 | 10.6563 | 0.44953 | 11 | 0.10583
22669 | 7.15 | 1 | 365 | 8.1402 | 0.38505 | 8 | 0.52528
22671 | 3.9 | 1 | 365 | 4.4401 | 0.9373 | 5 | 0.37743
22673 | 7 | 1 | 365 | 7.9695 | 0.041312 | 8 | 0.010767
22675 | 6.44 | 1 | 365 | 7.3319 | 0.75801 | 8 | 0.089906
22676 | 3.06 | 1 | 365 | 3.4838 | 0.012345 | 3 | 0.49614
22678 | 5 | 1 | 365 | 5.6925 | 0.45808 | 6 | 0.15055
22680 | 8.84 | 1 | 365 | 10.0643 | 0.25789 | 10 | 0.32217
22679 | 5.98 | 1 | 365 | 6.8082 | 0.70386 | 7 | 0.51206
21059 | 5.5 | 1 | 365 | 6.2617 | 0.60389 | 6 | 0.8656
22681 | 10.4 | 1 | 365 | 11.8403 | 0.83281 | 12 | 0.67314
22684 | 5.5 | 1 | 365 | 6.2617 | 0.60389 | 6 | 0.8656
22687 | 10.14 | 1 | 365 | 11.5443 | 0.23699 | 11 | 0.78131
22690 | 4.5 | 1 | 365 | 5.1232 | 0.31227 | 5 | 0.43549
22689 | 6 | 1 | 365 | 6.831 | 0.7497 | 7 | 0.58066
22691 | 9.88 | 1 | 365 | 11.2483 | 0.64117 | 11 | 0.88948
22692 | 5.2 | 1 | 365 | 5.9202 | 0.9164 | 6 | 0.83657
22694 | 2.75 | 1 | 365 | 3.1309 | 0.30194 | 3 | 0.4328
22695 | 3.85 | 1 | 365 | 4.3832 | 0.82272 | 5 | 0.20592
22696 | 12.255 | 1 | 365 | 13.9522 | 0.083754 | 14 | 0.035993
22697 | 5.32 | 1 | 365 | 6.0568 | 0.1914 | 6 | 0.24818
22705 | 4.76 | 1 | 365 | 5.4192 | 0.90809 | 6 | 0.32732
22699 | 9.8 | 1 | 365 | 11.1572 | 0.45784 | 11 | 0.61507
22701 | 3.85 | 1 | 365 | 4.3832 | 0.82272 | 5 | 0.20592
22702 | 6.12 | 1 | 365 | 6.9676 | 0.02469 | 6 | 0.99227
16081 | 6.885 | 1 | 365 | 7.8385 | 0.77778 | 8 | 0.6163
18328 | 5.2 | 1 | 365 | 5.9202 | 0.9164 | 6 | 0.83657
16093 | 8.925 | 1 | 365 | 10.1611 | 0.45267 | 10 | 0.61373
16090 | 5.61 | 1 | 365 | 6.3869 | 0.85597 | 7 | 0.24291
16102 | 5.2 | 1 | 365 | 5.9202 | 0.9164 | 6 | 0.83657
18384 | 9.88 | 1 | 365 | 11.2483 | 0.64117 | 11 | 0.88948
16099 | 7.65 | 1 | 365 | 8.7095 | 0.53086 | 9 | 0.24034
16184 | 5.2 | 1 | 365 | 5.9202 | 0.9164 | 6 | 0.83657
18390 | 8.06 | 1 | 365 | 9.1763 | 0.47042 | 9 | 0.64668
16183 | 7.28 | 1 | 365 | 8.2882 | 0.68296 | 8 | 0.9712
16181 | 8.32 | 1 | 365 | 9.4723 | 0.066245 | 9 | 0.53851
18394 | 8.58 | 1 | 365 | 9.7683 | 0.66207 | 10 | 0.43034
16226 | 5.72 | 1 | 365 | 6.5122 | 0.10804 | 6 | 0.62023
18396 | 7.54 | 1 | 365 | 8.5842 | 0.27878 | 8 | 0.86303
18399 | 10.14 | 1 | 365 | 11.5443 | 0.23699 | 11 | 0.78131
18400 | 5.46 | 1 | 365 | 6.2162 | 0.51222 | 6 | 0.7284
12425 | 167.4 | 0.9 | 365 | 171.5254 | 0.25487 | 171 | 0.78031
17986 | 9.88 | 1 | 365 | 11.2483 | 0.64117 | 11 | 0.88948
19429 | 11.18 | 1 | 365 | 12.7284 | 0.62027 | 13 | 0.34863
19850 | 13.52 | 1 | 365 | 15.3924 | 0.98265 | 16 | 0.37508
20111 | 5.2 | 1 | 365 | 5.9202 | 0.9164 | 6 | 0.83657
18852 | 6.24 | 1 | 365 | 7.1042 | 0.29968 | 7 | 0.40388
18853 | 10.66 | 1 | 365 | 12.1363 | 0.42863 | 12 | 0.56497
18860 | 9.62 | 1 | 365 | 10.9523 | 0.045346 | 10 | 0.99765
18931 | 7.14 | 1 | 365 | 8.1288 | 0.36214 | 8 | 0.49098
18942 | 5.2 | 1 | 365 | 5.9202 | 0.9164 | 6 | 0.83657
18936 | 4.42 | 1 | 365 | 5.0321 | 0.12894 | 5 | 0.16108
18945 | 3.64 | 1 | 365 | 4.1441 | 0.34148 | 4 | 0.4856
21954 | 13.44 | 1 | 365 | 15.3014 | 0.79932 | 16 | 0.10067
18953 | 6.76 | 1 | 365 | 7.6962 | 0.49132 | 8 | 0.18754
18954 | 9.1 | 1 | 365 | 10.3603 | 0.85371 | 11 | 0.214
19143 | 5.46 | 1 | 365 | 6.2162 | 0.51222 | 6 | 0.7284
21955 | 13.72 | 1 | 365 | 15.6201 | 0.44097 | 16 | 0.061104
19145 | 3.12 | 1 | 365 | 3.5521 | 0.14984 | 3 | 0.70194
18402 | 4.94 | 1 | 365 | 5.6242 | 0.32058 | 5 | 0.94474
21958 | 5.625 | 1 | 365 | 6.404 | 0.89034 | 7 | 0.29437
19146 | 11.44 | 1 | 365 | 13.0244 | 0.21609 | 13 | 0.24045
19306 | 8.84 | 1 | 365 | 10.0643 | 0.25789 | 10 | 0.32217
18407 | 7.54 | 1 | 365 | 8.5842 | 0.27878 | 8 | 0.86303
21959 | 5.4 | 1 | 365 | 6.1479 | 0.37473 | 6 | 0.52259
21960 | 4.88 | 1 | 365 | 5.5558 | 0.18309 | 5 | 0.73893
21961 | 6.12 | 1 | 365 | 6.9676 | 0.02469 | 6 | 0.99227
18403 | 6.24 | 1 | 365 | 7.1042 | 0.29968 | 7 | 0.40388
18415 | 7.395 | 1 | 365 | 8.4192 | 0.9465 | 9 | 0.36566
18416 | 6.76 | 1 | 365 | 7.6962 | 0.49132 | 8 | 0.18754
18419 | 10.14 | 1 | 365 | 11.5443 | 0.23699 | 11 | 0.78131
21962 | 4.2 | 1 | 365 | 4.7817 | 0.62479 | 5 | 0.40646
18420 | 4.42 | 1 | 365 | 5.0321 | 0.12894 | 5 | 0.16108
22008 | 9 | 1 | 365 | 10.2464 | 0.62454 | 10 | 0.87099
22010 | 5.4 | 1 | 365 | 6.1479 | 0.37473 | 6 | 0.52259
22013 | 3.75 | 1 | 365 | 4.2694 | 0.59356 | 4 | 0.86291
18423 | 14.04 | 1 | 365 | 15.9845 | 0.17429 | 16 | 0.15874
22022 | 6.72 | 1 | 365 | 7.6507 | 0.39966 | 8 | 0.050337
22027 | 9.8 | 1 | 365 | 11.1572 | 0.45784 | 11 | 0.61507
21469 | 3.38 | 1 | 365 | 3.8481 | 0.74566 | 4 | 0.59377
21966 | 7.7 | 1 | 365 | 8.7664 | 0.64544 | 9 | 0.41184
18439 | 10.71 | 1 | 365 | 12.1933 | 0.54321 | 12 | 0.73647
21967 | 5.36 | 1 | 365 | 6.1023 | 0.28306 | 6 | 0.38539
18441 | 2.86 | 1 | 365 | 3.2561 | 0.55402 | 3 | 0.81011
21969 | 9.81 | 1 | 365 | 11.1686 | 0.48075 | 11 | 0.64938
18442 | 7.8 | 1 | 365 | 8.8803 | 0.8746 | 9 | 0.75485
21970 | 3.04 | 1 | 365 | 3.461 | 0.96651 | 4 | 0.42753
18488 | 3.38 | 1 | 365 | 3.8481 | 0.74566 | 4 | 0.59377
21983 | 10.92 | 1 | 365 | 12.4324 | 0.024447 | 12 | 0.4568
21985 | 7.194 | 1 | 365 | 8.1903 | 0.48589 | 8 | 0.67621
18473 | 11.18 | 1 | 365 | 12.7284 | 0.62027 | 13 | 0.34863
21988 | 7.5 | 1 | 365 | 8.5387 | 0.18712 | 8 | 0.72582
18479 | 3.64 | 1 | 365 | 4.1441 | 0.34148 | 4 | 0.4856
21989 | 9.81 | 1 | 365 | 11.1686 | 0.48075 | 11 | 0.64938
18474 | 14.04 | 1 | 365 | 15.9845 | 0.17429 | 16 | 0.15874
21990 | 8.525 | 1 | 365 | 9.7057 | 0.53603 | 10 | 0.24168
21992 | 12.495 | 1 | 365 | 14.2255 | 0.63374 | 14 | 0.85922
18491 | 3.9 | 1 | 365 | 4.4401 | 0.9373 | 5 | 0.37743
18497 | 9.1 | 1 | 365 | 10.3603 | 0.85371 | 11 | 0.214
21677 | 7.521 | 1 | 365 | 8.5626 | 0.23524 | 8 | 0.79785
22084 | 8.55 | 1 | 365 | 9.7341 | 0.59332 | 10 | 0.32744
22087 | 9.12 | 1 | 365 | 10.3831 | 0.89954 | 11 | 0.2826
21968 | 4.578 | 1 | 365 | 5.212 | 0.49102 | 5 | 0.70304
22043 | 10.8 | 1 | 365 | 12.2957 | 0.74945 | 13 | 0.045184
21187 | 10.92 | 1 | 365 | 12.4324 | 0.024447 | 12 | 0.4568
21900 | 3.315 | 1 | 365 | 3.7741 | 0.59671 | 4 | 0.37081
21906 | 3.38 | 1 | 365 | 3.8481 | 0.74566 | 4 | 0.59377
22798 | 8.84 | 1 | 365 | 10.0643 | 0.25789 | 10 | 0.32217
21919 | 4.59 | 1 | 365 | 5.2257 | 0.51852 | 5 | 0.7442
22799 | 8.25 | 1 | 365 | 9.3926 | 0.90583 | 10 | 0.2984
14712 | 14.28 | 1 | 365 | 16.2577 | 0.72428 | 16 | 0.98197
15974 | 8.415 | 1 | 365 | 9.5804 | 0.28395 | 9 | 0.86437
22801 | 5.25 | 1 | 365 | 5.9771 | 0.030984 | 6 | 0.0080754
18084 | 3.12 | 1 | 365 | 3.5521 | 0.14984 | 3 | 0.70194
22803 | 9.8 | 1 | 365 | 11.1572 | 0.45784 | 11 | 0.61507
13145 | 6.63 | 1 | 365 | 7.5482 | 0.19341 | 7 | 0.74163
22804 | 6.5 | 1 | 365 | 7.4002 | 0.8955 | 8 | 0.29571
16996 | 6.76 | 1 | 365 | 7.6962 | 0.49132 | 8 | 0.18754
21044 | 7.02 | 1 | 365 | 7.9922 | 0.087144 | 8 | 0.079369
20407 | 3.64 | 1 | 365 | 4.1441 | 0.34148 | 4 | 0.4856
22029 | 7.02 | 1 | 365 | 7.9922 | 0.087144 | 8 | 0.079369
22809 | 8 | 1 | 365 | 9.1079 | 0.33293 | 9 | 0.44088
22035 | 3.12 | 1 | 365 | 3.5521 | 0.14984 | 3 | 0.70194
21986 | 3.38 | 1 | 365 | 3.8481 | 0.74566 | 4 | 0.59377
22816 | 7 | 1 | 365 | 7.9695 | 0.041312 | 8 | 0.010767
21991 | 17.42 | 1 | 365 | 19.8326 | 0.91995 | 20 | 0.75251
22024 | 3.64 | 1 | 365 | 4.1441 | 0.34148 | 4 | 0.4856
22031 | 2.08 | 1 | 365 | 2.3681 | 0.76656 | 3 | 0.13463
22832 | 6.12 | 1 | 365 | 6.9676 | 0.02469 | 6 | 0.99227
22834 | 21.45 | 1 | 365 | 24.4207 | 0.15516 | 24 | 0.57585
22835 | 2.8 | 1 | 365 | 3.1878 | 0.41652 | 3 | 0.60431
22836 | 6.3 | 1 | 365 | 7.1725 | 0.43718 | 7 | 0.60969
22838 | 6.12 | 1 | 365 | 6.9676 | 0.02469 | 6 | 0.99227
22839 | 6.72 | 1 | 365 | 7.6507 | 0.39966 | 8 | 0.050337
22843 | 7.75 | 1 | 365 | 8.8233 | 0.76002 | 9 | 0.58335
22841 | 15.25 | 1 | 365 | 17.362 | 0.94714 | 18 | 0.30917
22844 | 10.4 | 1 | 365 | 11.8403 | 0.83281 | 12 | 0.67314
22846 | 2.86 | 1 | 365 | 3.2561 | 0.55402 | 3 | 0.81011
22845 | 13.5 | 1 | 365 | 15.3697 | 0.93682 | 16 | 0.30648
22847 | 5.75 | 1 | 365 | 6.5463 | 0.17679 | 6 | 0.72313
22849 | 7.25 | 1 | 365 | 8.2541 | 0.61422 | 8 | 0.86829
22848 | 7.695 | 1 | 365 | 8.7607 | 0.63399 | 9 | 0.39469
22850 | 6.76 | 1 | 365 | 7.6962 | 0.49132 | 8 | 0.18754
22852 | 9.1 | 1 | 365 | 10.3603 | 0.85371 | 11 | 0.214
22853 | 5.1 | 1 | 365 | 5.8063 | 0.68724 | 6 | 0.49356
22858 | 5.94 | 1 | 365 | 6.7627 | 0.6122 | 7 | 0.37485
22859 | 19.62 | 1 | 365 | 22.3372 | 0.96151 | 23 | 0.29875
22813 | 8.16 | 1 | 365 | 9.2901 | 0.69959 | 9 | 0.98969
22735 | 2.68 | 1 | 365 | 3.0512 | 0.14153 | 3 | 0.19269
22807 | 3.12 | 1 | 365 | 3.5521 | 0.14984 | 3 | 0.70194
22893 | 8.25 | 1 | 365 | 9.3926 | 0.90583 | 10 | 0.2984
22892 | 2.94 | 1 | 365 | 3.3472 | 0.73735 | 4 | 0.084522
22894 | 8.4 | 1 | 365 | 9.5633 | 0.24957 | 9 | 0.81292
22608 | 4.94 | 1 | 365 | 5.6242 | 0.32058 | 5 | 0.94474
22895 | 7.84 | 1 | 365 | 8.9258 | 0.96627 | 9 | 0.89206
22896 | 5.04 | 1 | 365 | 5.738 | 0.54974 | 6 | 0.28775
22898 | 4.5 | 1 | 365 | 5.1232 | 0.31227 | 5 | 0.43549
22899 | 12 | 1 | 365 | 13.6619 | 0.49939 | 14 | 0.16132
22901 | 9.88 | 1 | 365 | 11.2483 | 0.64117 | 11 | 0.88948
22903 | 7.02 | 1 | 365 | 7.9922 | 0.087144 | 8 | 0.079369
22902 | 5.1 | 1 | 365 | 5.8063 | 0.68724 | 6 | 0.49356
22904 | 5.98 | 1 | 365 | 6.8082 | 0.70386 | 7 | 0.51206
22905 | 11.5 | 1 | 365 | 13.0927 | 0.35358 | 13 | 0.44626
22912 | 9.36 | 1 | 365 | 10.6563 | 0.44953 | 11 | 0.10583
22911 | 6.05 | 1 | 365 | 6.8879 | 0.86428 | 7 | 0.75216
22914 | 8.25 | 1 | 365 | 9.3926 | 0.90583 | 10 | 0.2984
22917 | 9.075 | 1 | 365 | 10.3318 | 0.79642 | 11 | 0.12824
22919 | 6.375 | 1 | 365 | 7.2579 | 0.60905 | 7 | 0.86695
22922 | 6.885 | 1 | 365 | 7.8385 | 0.77778 | 8 | 0.6163
22925 | 11.2 | 1 | 365 | 12.7511 | 0.6661 | 13 | 0.41723
22923 | 14.75 | 1 | 365 | 16.7928 | 0.80134 | 17 | 0.59412
22927 | 6 | 1 | 365 | 6.831 | 0.7497 | 7 | 0.58066
22928 | 4.59 | 1 | 365 | 5.2257 | 0.51852 | 5 | 0.7442
22721 | 7.29 | 1 | 365 | 8.2996 | 0.70588 | 9 | 0.005499
22930 | 4.95 | 1 | 365 | 5.6355 | 0.3435 | 5 | 0.97904
22934 | 10.725 | 1 | 365 | 12.2103 | 0.57758 | 12 | 0.78793
22932 | 9.88 | 1 | 365 | 11.2483 | 0.64117 | 11 | 0.88948
22937 | 8.1 | 1 | 365 | 9.2218 | 0.56209 | 9 | 0.78389
22938 | 6.44 | 1 | 365 | 7.3319 | 0.75801 | 8 | 0.089906
22940 | 11.5 | 1 | 365 | 13.0927 | 0.35358 | 13 | 0.44626
22942 | 7.28 | 1 | 365 | 8.2882 | 0.68296 | 8 | 0.9712
22944 | 6.76 | 1 | 365 | 7.6962 | 0.49132 | 8 | 0.18754
22947 | 7.5 | 1 | 365 | 8.5387 | 0.18712 | 8 | 0.72582
22945 | 6.25 | 1 | 365 | 7.1156 | 0.3226 | 7 | 0.43818
22948 | 8.25 | 1 | 365 | 9.3926 | 0.90583 | 10 | 0.2984
22949 | 11.5 | 1 | 365 | 13.0927 | 0.35358 | 13 | 0.44626
22952 | 10.14 | 1 | 365 | 11.5443 | 0.23699 | 11 | 0.78131
22953 | 7.29 | 1 | 365 | 8.2996 | 0.70588 | 9 | 0.005499
22954 | 13 | 1 | 365 | 14.8004 | 0.79101 | 15 | 0.59142
22955 | 5 | 1 | 365 | 5.6925 | 0.45808 | 6 | 0.15055
22956 | 9.75 | 1 | 365 | 11.1003 | 0.34326 | 11 | 0.44357
22957 | 6.375 | 1 | 365 | 7.2579 | 0.60905 | 7 | 0.86695
22958 | 4.94 | 1 | 365 | 5.6242 | 0.32058 | 5 | 0.94474
22959 | 9.88 | 1 | 365 | 11.2483 | 0.64117 | 11 | 0.88948
22962 | 11.5 | 1 | 365 | 13.0927 | 0.35358 | 13 | 0.44626
22963 | 5.25 | 1 | 365 | 5.9771 | 0.030984 | 6 | 0.0080754
22965 | 4.68 | 1 | 365 | 5.3282 | 0.72476 | 6 | 0.052913
22966 | 7.02 | 1 | 365 | 7.9922 | 0.087144 | 8 | 0.079369
22967 | 10.25 | 1 | 365 | 11.6696 | 0.48906 | 12 | 0.15862
23081 | 5.72 | 1 | 365 | 6.5122 | 0.10804 | 6 | 0.62023
23223 | 7.75 | 1 | 365 | 8.8233 | 0.76002 | 9 | 0.58335
23224 | 7.8 | 1 | 365 | 8.8803 | 0.8746 | 9 | 0.75485
23229 | 7.28 | 1 | 365 | 8.2882 | 0.68296 | 8 | 0.9712
23232 | 6.63 | 1 | 365 | 7.5482 | 0.19341 | 7 | 0.74163
23233 | 5.72 | 1 | 365 | 6.5122 | 0.10804 | 6 | 0.62023
21866 | 6.6 | 1 | 365 | 7.5141 | 0.12467 | 7 | 0.63872
21867 | 9.18 | 1 | 365 | 10.4514 | 0.037035 | 10 | 0.48841
23236 | 5.75 | 1 | 365 | 6.5463 | 0.17679 | 6 | 0.72313
21868 | 5.355 | 1 | 365 | 6.0966 | 0.2716 | 6 | 0.36824
23238 | 7.28 | 1 | 365 | 8.2882 | 0.68296 | 8 | 0.9712
21869 | 3.575 | 1 | 365 | 4.0701 | 0.19253 | 4 | 0.26264
21870 | 8.67 | 1 | 365 | 9.8707 | 0.86831 | 10 | 0.73905
23242 | 9.1 | 1 | 365 | 10.3603 | 0.85371 | 11 | 0.214
23245 | 4.94 | 1 | 365 | 5.6242 | 0.32058 | 5 | 0.94474
21871 | 5.1 | 1 | 365 | 5.8063 | 0.68724 | 6 | 0.49356
19689 | 4.83 | 1 | 365 | 5.4989 | 0.068505 | 5 | 0.56743
21872 | 11.55 | 1 | 365 | 13.1496 | 0.46816 | 13 | 0.61777
23248 | 11.76 | 1 | 365 | 13.3887 | 0.9494 | 14 | 0.33809
14606 | 7.395 | 1 | 365 | 8.4192 | 0.9465 | 9 | 0.36566
23253 | 7.28 | 1 | 365 | 8.2882 | 0.68296 | 8 | 0.9712
23256 | 13.23 | 1 | 365 | 15.0623 | 0.31808 | 15 | 0.38035
21875 | 7.28 | 1 | 365 | 8.2882 | 0.68296 | 8 | 0.9712
23258 | 5.72 | 1 | 365 | 6.5122 | 0.10804 | 6 | 0.62023
15225 | 8.16 | 1 | 365 | 9.2901 | 0.69959 | 9 | 0.98969
23259 | 14 | 1 | 365 | 15.9389 | 0.082624 | 16 | 0.021534
16648 | 10.92 | 1 | 365 | 12.4324 | 0.024447 | 12 | 0.4568
23264 | 4.94 | 1 | 365 | 5.6242 | 0.32058 | 5 | 0.94474
18184 | 7.54 | 1 | 365 | 8.5842 | 0.27878 | 8 | 0.86303
23265 | 5.72 | 1 | 365 | 6.5122 | 0.10804 | 6 | 0.62023
21695 | 5 | 1 | 365 | 5.6925 | 0.45808 | 6 | 0.15055
23266 | 11.44 | 1 | 365 | 13.0244 | 0.21609 | 13 | 0.24045
16918 | 10 | 1 | 365 | 11.3849 | 0.91616 | 12 | 0.3011
23267 | 6.24 | 1 | 365 | 7.1042 | 0.29968 | 7 | 0.40388
21884 | 8.5 | 1 | 365 | 9.6772 | 0.47874 | 10 | 0.15593
23270 | 3.12 | 1 | 365 | 3.5521 | 0.14984 | 3 | 0.70194
21885 | 8.75 | 1 | 365 | 9.9618 | 0.05164 | 10 | 0.013459
23271 | 6.16 | 1 | 365 | 7.0131 | 0.11635 | 7 | 0.12948
23273 | 11.7 | 1 | 365 | 13.3204 | 0.81191 | 14 | 0.13228
21887 | 8.84 | 1 | 365 | 10.0643 | 0.25789 | 10 | 0.32217
21893 | 6.25 | 1 | 365 | 7.1156 | 0.3226 | 7 | 0.43818
23275 | 6.3 | 1 | 365 | 7.1725 | 0.43718 | 7 | 0.60969
23276 | 12.48 | 1 | 365 | 14.2084 | 0.59937 | 14 | 0.80777
21732 | 4.68 | 1 | 365 | 5.3282 | 0.72476 | 6 | 0.052913
21899 | 7.75 | 1 | 365 | 8.8233 | 0.76002 | 9 | 0.58335
23278 | 6.76 | 1 | 365 | 7.6962 | 0.49132 | 8 | 0.18754
21794 | 3.12 | 1 | 365 | 3.5521 | 0.14984 | 3 | 0.70194
21740 | 3.64 | 1 | 365 | 4.1441 | 0.34148 | 4 | 0.4856
23280 | 4.845 | 1 | 365 | 5.516 | 0.10288 | 5 | 0.61888
23282 | 5.46 | 1 | 365 | 6.2162 | 0.51222 | 6 | 0.7284
16207 | 4.59 | 1 | 365 | 5.2257 | 0.51852 | 5 | 0.7442
23283 | 5.61 | 1 | 365 | 6.3869 | 0.85597 | 7 | 0.24291
19783 | 10.66 | 1 | 365 | 12.1363 | 0.42863 | 12 | 0.56497
23284 | 8.5 | 1 | 365 | 9.6772 | 0.47874 | 10 | 0.15593
21920 | 10.14 | 1 | 365 | 11.5443 | 0.23699 | 11 | 0.78131
23286 | 4.68 | 1 | 365 | 5.3282 | 0.72476 | 6 | 0.052913
18185 | 7.395 | 1 | 365 | 8.4192 | 0.9465 | 9 | 0.36566
23287 | 4.59 | 1 | 365 | 5.2257 | 0.51852 | 5 | 0.7442
19357 | 2.6 | 1 | 365 | 2.9601 | 0.9582 | 3 | 0.91828
18194 | 11.96 | 1 | 365 | 13.6164 | 0.40773 | 14 | 0.024111
16067 | 9.62 | 1 | 365 | 10.9523 | 0.045346 | 10 | 0.99765
16112 | 8.925 | 1 | 365 | 10.1611 | 0.45267 | 10 | 0.61373
16056 | 9.945 | 1 | 365 | 11.3223 | 0.79012 | 12 | 0.11244
18318 | 4.94 | 1 | 365 | 5.6242 | 0.32058 | 5 | 0.94474
19360 | 7.28 | 1 | 365 | 8.2882 | 0.68296 | 8 | 0.9712
15769 | 4.335 | 1 | 365 | 4.9354 | 0.93416 | 5 | 0.86953
15822 | 12.22 | 1 | 365 | 13.9124 | 0.0035475 | 13 | 0.91594
18969 | 9.36 | 1 | 365 | 10.6563 | 0.44953 | 11 | 0.10583
18319 | 4.16 | 1 | 365 | 4.7361 | 0.53312 | 5 | 0.26926
19235 | 11.18 | 1 | 365 | 12.7284 | 0.62027 | 13 | 0.34863
19225 | 5.2 | 1 | 365 | 5.9202 | 0.9164 | 6 | 0.83657
15968 | 8.58 | 1 | 365 | 9.7683 | 0.66207 | 10 | 0.43034
18322 | 3.64 | 1 | 365 | 4.1441 | 0.34148 | 4 | 0.4856
19234 | 2.6 | 1 | 365 | 2.9601 | 0.9582 | 3 | 0.91828
16077 | 8.32 | 1 | 365 | 9.4723 | 0.066245 | 9 | 0.53851
19378 | 2.55 | 1 | 365 | 2.9032 | 0.84362 | 3 | 0.74678
16072 | 2.86 | 1 | 365 | 3.2561 | 0.55402 | 3 | 0.81011
19222 | 4.16 | 1 | 365 | 4.7361 | 0.53312 | 5 | 0.26926
18325 | 7.54 | 1 | 365 | 8.5842 | 0.27878 | 8 | 0.86303
16088 | 7.28 | 1 | 365 | 8.2882 | 0.68296 | 8 | 0.9712
16084 | 3.38 | 1 | 365 | 3.8481 | 0.74566 | 4 | 0.59377
19282 | 6.76 | 1 | 365 | 7.6962 | 0.49132 | 8 | 0.18754
21928 | 5.75 | 1 | 365 | 6.5463 | 0.17679 | 6 | 0.72313
19277 | 11.44 | 1 | 365 | 13.0244 | 0.21609 | 13 | 0.24045
21932 | 7 | 1 | 365 | 7.9695 | 0.041312 | 8 | 0.010767
19269 | 11.96 | 1 | 365 | 13.6164 | 0.40773 | 14 | 0.024111
21935 | 3.12 | 1 | 365 | 3.5521 | 0.14984 | 3 | 0.70194
19249 | 6.24 | 1 | 365 | 7.1042 | 0.29968 | 7 | 0.40388
21938 | 9 | 1 | 365 | 10.2464 | 0.62454 | 10 | 0.87099
19271 | 4.94 | 1 | 365 | 5.6242 | 0.32058 | 5 | 0.94474
21941 | 8.58 | 1 | 365 | 9.7683 | 0.66207 | 10 | 0.43034
19302 | 6.76 | 1 | 365 | 7.6962 | 0.49132 | 8 | 0.18754
21801 | 8.855 | 1 | 365 | 10.0814 | 0.29226 | 10 | 0.37362
19286 | 10.92 | 1 | 365 | 12.4324 | 0.024447 | 12 | 0.4568
21953 | 7.83 | 1 | 365 | 8.9144 | 0.94335 | 9 | 0.85776
19287 | 9.36 | 1 | 365 | 10.6563 | 0.44953 | 11 | 0.10583
22496 | 9.156 | 1 | 365 | 10.424 | 0.98204 | 11 | 0.40608
22498 | 3.06 | 1 | 365 | 3.4838 | 0.012345 | 3 | 0.49614
22492 | 7.84 | 1 | 365 | 8.9258 | 0.96627 | 9 | 0.89206
22515 | 7.2 | 1 | 365 | 8.1972 | 0.49964 | 8 | 0.69679
22516 | 6.16 | 1 | 365 | 7.0131 | 0.11635 | 7 | 0.12948
22517 | 5.985 | 1 | 365 | 6.8139 | 0.71532 | 7 | 0.52921
22519 | 7.2 | 1 | 365 | 8.1972 | 0.49964 | 8 | 0.69679
22524 | 5.4 | 1 | 365 | 6.1479 | 0.37473 | 6 | 0.52259
22526 | 5.88 | 1 | 365 | 6.6943 | 0.4747 | 7 | 0.16904
22528 | 2.925 | 1 | 365 | 3.3301 | 0.70298 | 4 | 0.033071
22531 | 3.6 | 1 | 365 | 4.0986 | 0.24982 | 4 | 0.34839
22610 | 3.15 | 1 | 365 | 3.5863 | 0.21859 | 3 | 0.80485
22365 | 6.25 | 1 | 365 | 7.1156 | 0.3226 | 7 | 0.43818
22366 | 17.25 | 1 | 365 | 19.639 | 0.53038 | 20 | 0.16939
21964 | 10.45 | 1 | 365 | 11.8973 | 0.94739 | 12 | 0.84465
22367 | 4.75 | 1 | 365 | 5.4078 | 0.88518 | 6 | 0.29302
22508 | 7.125 | 1 | 365 | 8.1118 | 0.32776 | 8 | 0.43953
22372 | 10.965 | 1 | 365 | 12.4836 | 0.12757 | 12 | 0.61115
22510 | 8.235 | 1 | 365 | 9.3755 | 0.87146 | 10 | 0.24695
22576 | 7.65 | 1 | 365 | 8.7095 | 0.53086 | 9 | 0.24034
22373 | 7.84 | 1 | 365 | 8.9258 | 0.96627 | 9 | 0.89206
22491 | 7.02 | 1 | 365 | 7.9922 | 0.087144 | 8 | 0.079369
22374 | 14.82 | 1 | 365 | 16.8725 | 0.96175 | 17 | 0.83422
21790 | 12.96 | 1 | 365 | 14.7549 | 0.69934 | 15 | 0.45422
22379 | 6.54 | 1 | 365 | 7.4457 | 0.98717 | 8 | 0.43292
22328 | 6.5 | 1 | 365 | 7.4002 | 0.8955 | 8 | 0.29571
22377 | 9.483 | 1 | 365 | 10.7963 | 0.73139 | 11 | 0.52773
21798 | 3 | 1 | 365 | 3.4155 | 0.87485 | 4 | 0.29033
22497 | 10.92 | 1 | 365 | 12.4324 | 0.024447 | 12 | 0.4568
22495 | 7.02 | 1 | 365 | 7.9922 | 0.087144 | 8 | 0.079369
22383 | 5.28 | 1 | 365 | 6.0112 | 0.099732 | 6 | 0.11098
22556 | 7.8 | 1 | 365 | 8.8803 | 0.8746 | 9 | 0.75485
22385 | 3.15 | 1 | 365 | 3.5863 | 0.21859 | 3 | 0.80485
22554 | 9.88 | 1 | 365 | 11.2483 | 0.64117 | 11 | 0.88948
22388 | 3.15 | 1 | 365 | 3.5863 | 0.21859 | 3 | 0.80485
22557 | 4.42 | 1 | 365 | 5.0321 | 0.12894 | 5 | 0.16108
22390 | 8.4 | 1 | 365 | 9.5633 | 0.24957 | 9 | 0.81292
22503 | 7.28 | 1 | 365 | 8.2882 | 0.68296 | 8 | 0.9712
22392 | 9.9 | 1 | 365 | 11.2711 | 0.687 | 11 | 0.95809
22393 | 6.3 | 1 | 365 | 7.1725 | 0.43718 | 7 | 0.60969
22538 | 8.67 | 1 | 365 | 9.8707 | 0.86831 | 10 | 0.73905
22397 | 2.88 | 1 | 365 | 3.2789 | 0.59985 | 3 | 0.87872
22563 | 3.06 | 1 | 365 | 3.4838 | 0.012345 | 3 | 0.49614
22399 | 8.1 | 1 | 365 | 9.2218 | 0.56209 | 9 | 0.78389
22509 | 13.77 | 1 | 365 | 15.6771 | 0.55555 | 16 | 0.23261
22402 | 10.64 | 1 | 365 | 12.1136 | 0.38279 | 12 | 0.49637
22407 | 7.98 | 1 | 365 | 9.0852 | 0.2871 | 9 | 0.37227
22514 | 8.845 | 1 | 365 | 10.07 | 0.26934 | 10 | 0.33932
22410 | 5.76 | 1 | 365 | 6.5577 | 0.19971 | 6 | 0.75743
19290 | 7.54 | 1 | 365 | 8.5842 | 0.27878 | 8 | 0.86303
22412 | 2.88 | 1 | 365 | 3.2789 | 0.59985 | 3 | 0.87872
22543 | 4.2 | 1 | 365 | 4.7817 | 0.62479 | 5 | 0.40646
22545 | 8.68 | 1 | 365 | 9.8821 | 0.89123 | 10 | 0.77335
22416 | 6.72 | 1 | 365 | 7.6507 | 0.39966 | 8 | 0.050337
22550 | 7.56 | 1 | 365 | 8.607 | 0.32462 | 8 | 0.93163
22419 | 8.55 | 1 | 365 | 9.7341 | 0.59332 | 10 | 0.32744
22371 | 5.72 | 1 | 365 | 6.5122 | 0.10804 | 6 | 0.62023
16373 | 45.43 | 0.9 | 365 | 46.5496 | 0.6973 | 47 | 0.24689
22400 | 20.4 | 1 | 365 | 23.2253 | 0.74897 | 23 | 0.97424
22421 | 5.75 | 1 | 365 | 6.5463 | 0.17679 | 6 | 0.72313
21522 | 5.2 | 1 | 365 | 5.9202 | 0.9164 | 6 | 0.83657
22413 | 7.54 | 1 | 365 | 8.5842 | 0.27878 | 8 | 0.86303
22422 | 5.4 | 1 | 365 | 6.1479 | 0.37473 | 6 | 0.52259
22425 | 3.9 | 1 | 365 | 4.4401 | 0.9373 | 5 | 0.37743
22462 | 9.18 | 1 | 365 | 10.4514 | 0.037035 | 10 | 0.48841
22451 | 3.38 | 1 | 365 | 3.8481 | 0.74566 | 4 | 0.59377
22453 | 3.825 | 1 | 365 | 4.3547 | 0.76543 | 5 | 0.12017
22460 | 5.72 | 1 | 365 | 6.5122 | 0.10804 | 6 | 0.62023
22391 | 3.64 | 1 | 365 | 4.1441 | 0.34148 | 4 | 0.4856
22465 | 10.2 | 1 | 365 | 11.6126 | 0.37448 | 11 | 0.98712
22382 | 6.24 | 1 | 365 | 7.1042 | 0.29968 | 7 | 0.40388
22472 | 11.18 | 1 | 365 | 12.7284 | 0.62027 | 13 | 0.34863
22542 | 5.865 | 1 | 365 | 6.6773 | 0.44033 | 7 | 0.11759
22471 | 9.36 | 1 | 365 | 10.6563 | 0.44953 | 11 | 0.10583
22480 | 6.72 | 1 | 365 | 7.6507 | 0.39966 | 8 | 0.050337
22478 | 8.58 | 1 | 365 | 9.7683 | 0.66207 | 10 | 0.43034
22551 | 6.76 | 1 | 365 | 7.6962 | 0.49132 | 8 | 0.18754
22577 | 7.28 | 1 | 365 | 8.2882 | 0.68296 | 8 | 0.9712
22583 | 4.42 | 1 | 365 | 5.0321 | 0.12894 | 5 | 0.16108
22582 | 6.24 | 1 | 365 | 7.1042 | 0.29968 | 7 | 0.40388
22581 | 10.4 | 1 | 365 | 11.8403 | 0.83281 | 12 | 0.67314
22579 | 8.16 | 1 | 365 | 9.2901 | 0.69959 | 9 | 0.98969
5675 | 2.16 | 1 | 365 | 2.4591 | 0.94989 | 3 | 0.40904
22587 | 7.14 | 1 | 365 | 8.1288 | 0.36214 | 8 | 0.49098
22584 | 12.48 | 1 | 365 | 14.2084 | 0.59937 | 14 | 0.80777
22594 | 7.8 | 1 | 365 | 8.8803 | 0.8746 | 9 | 0.75485
22591 | 2.34 | 1 | 365 | 2.6641 | 0.36238 | 3 | 0.026456
22592 | 6.76 | 1 | 365 | 7.6962 | 0.49132 | 8 | 0.18754
22601 | 5.2 | 1 | 365 | 5.9202 | 0.9164 | 6 | 0.83657
22595 | 5.865 | 1 | 365 | 6.6773 | 0.44033 | 7 | 0.11759
22599 | 11.96 | 1 | 365 | 13.6164 | 0.40773 | 14 | 0.024111
22598 | 6.5 | 1 | 365 | 7.4002 | 0.8955 | 8 | 0.29571
22597 | 7.02 | 1 | 365 | 7.9922 | 0.087144 | 8 | 0.079369
22602 | 5.04 | 1 | 365 | 5.738 | 0.54974 | 6 | 0.28775
22607 | 5.2 | 1 | 365 | 5.9202 | 0.9164 | 6 | 0.83657
22618 | 8.06 | 1 | 365 | 9.1763 | 0.47042 | 9 | 0.64668
21072 | 13.23 | 1 | 365 | 15.0623 | 0.31808 | 15 | 0.38035
22611 | 10.92 | 1 | 365 | 12.4324 | 0.024447 | 12 | 0.4568
22613 | 8.37 | 1 | 365 | 9.5292 | 0.18083 | 9 | 0.71002
22624 | 7.02 | 1 | 365 | 7.9922 | 0.087144 | 8 | 0.079369
22632 | 13 | 1 | 365 | 14.8004 | 0.79101 | 15 | 0.59142
22654 | 6.5 | 1 | 365 | 7.4002 | 0.8955 | 8 | 0.29571
22657 | 11.18 | 1 | 365 | 12.7284 | 0.62027 | 13 | 0.34863
22677 | 3.64 | 1 | 365 | 4.1441 | 0.34148 | 4 | 0.4856
22674 | 12.22 | 1 | 365 | 13.9124 | 0.0035475 | 13 | 0.91594
22672 | 7.54 | 1 | 365 | 8.5842 | 0.27878 | 8 | 0.86303
22685 | 6.24 | 1 | 365 | 7.1042 | 0.29968 | 7 | 0.40388
22683 | 6.24 | 1 | 365 | 7.1042 | 0.29968 | 7 | 0.40388
22706 | 6.47 | 1 | 365 | 7.3661 | 0.82676 | 8 | 0.19281
22688 | 6.24 | 1 | 365 | 7.1042 | 0.29968 | 7 | 0.40388
22710 | 6.725 | 1 | 365 | 7.6564 | 0.41112 | 8 | 0.067487
22686 | 4.68 | 1 | 365 | 5.3282 | 0.72476 | 6 | 0.052913
22682 | 9.62 | 1 | 365 | 10.9523 | 0.045346 | 10 | 0.99765
22716 | 6.725 | 1 | 365 | 7.6564 | 0.41112 | 8 | 0.067487
15810 | 44.6 | 0.9 | 365 | 45.6991 | 0.98547 | 46 | 0.6846
22727 | 10.215 | 1 | 365 | 11.6297 | 0.40886 | 12 | 0.03857
15813 | 77.7 | 0.9 | 365 | 79.6149 | 0.25271 | 79 | 0.86756
22733 | 10.215 | 1 | 365 | 11.6297 | 0.40886 | 12 | 0.03857
22744 | 8.59 | 1 | 365 | 9.7797 | 0.68498 | 10 | 0.46464
23443 | 8.5 | 1 | 365 | 9.6772 | 0.47874 | 10 | 0.15593
23444 | 8.32 | 1 | 365 | 9.4723 | 0.066245 | 9 | 0.53851
23445 | 5.5 | 1 | 365 | 6.2617 | 0.60389 | 6 | 0.8656
23446 | 14.85 | 1 | 365 | 16.9066 | 0.030498 | 16 | 0.93713
23447 | 6.5 | 1 | 365 | 7.4002 | 0.8955 | 8 | 0.29571
19837 | 6.25 | 1 | 365 | 7.1156 | 0.3226 | 7 | 0.43818
23451 | 5.67 | 1 | 365 | 6.4553 | 0.99346 | 7 | 0.44872
23455 | 3.92 | 1 | 365 | 4.4629 | 0.98313 | 5 | 0.44603
22193 | 12.75 | 1 | 365 | 14.5158 | 0.2181 | 14 | 0.7339
21080 | 3.12 | 1 | 365 | 3.5521 | 0.14984 | 3 | 0.70194
21208 | 5.98 | 1 | 365 | 6.8082 | 0.70386 | 7 | 0.51206
23461 | 6.6 | 1 | 365 | 7.5141 | 0.12467 | 7 | 0.63872
23474 | 3.12 | 1 | 365 | 3.5521 | 0.14984 | 3 | 0.70194
23483 | 3.25 | 1 | 365 | 3.7001 | 0.44775 | 4 | 0.14786
23486 | 4.75 | 1 | 365 | 5.4078 | 0.88518 | 6 | 0.29302
23485 | 8.7 | 1 | 365 | 9.9049 | 0.93706 | 10 | 0.84195
23489 | 15.6 | 1 | 365 | 17.7605 | 0.74921 | 18 | 0.50971
23491 | 4.25 | 1 | 365 | 4.8386 | 0.73937 | 5 | 0.57797
23493 | 11.5 | 1 | 365 | 13.0927 | 0.35358 | 13 | 0.44626
23495 | 11.5 | 1 | 365 | 13.0927 | 0.35358 | 13 | 0.44626
23216 | 9.483 | 1 | 365 | 10.7963 | 0.73139 | 11 | 0.52773
23497 | 12.48 | 1 | 365 | 14.2084 | 0.59937 | 14 | 0.80777
23499 | 10.4 | 1 | 365 | 11.8403 | 0.83281 | 12 | 0.67314
23503 | 11.5 | 1 | 365 | 13.0927 | 0.35358 | 13 | 0.44626
23505 | 10.4 | 1 | 365 | 11.8403 | 0.83281 | 12 | 0.67314
23507 | 8.06 | 1 | 365 | 9.1763 | 0.47042 | 9 | 0.64668
23509 | 10.5 | 1 | 365 | 11.9542 | 0.061968 | 12 | 0.016151
23511 | 6.24 | 1 | 365 | 7.1042 | 0.29968 | 7 | 0.40388
23513 | 3.675 | 1 | 365 | 4.184 | 0.42169 | 4 | 0.60565
23520 | 12.48 | 1 | 365 | 14.2084 | 0.59937 | 14 | 0.80777
23522 | 8.84 | 1 | 365 | 10.0643 | 0.25789 | 10 | 0.32217
23396 | 6.6 | 1 | 365 | 7.5141 | 0.12467 | 7 | 0.63872
23535 | 6.5 | 1 | 365 | 7.4002 | 0.8955 | 8 | 0.29571
23537 | 5 | 1 | 365 | 5.6925 | 0.45808 | 6 | 0.15055
23540 | 2.86 | 1 | 365 | 3.2561 | 0.55402 | 3 | 0.81011
23541 | 11.5 | 1 | 365 | 13.0927 | 0.35358 | 13 | 0.44626
23543 | 11 | 1 | 365 | 12.5234 | 0.20778 | 12 | 0.73121
23544 | 5.75 | 1 | 365 | 6.5463 | 0.17679 | 6 | 0.72313
23545 | 4.75 | 1 | 365 | 5.4078 | 0.88518 | 6 | 0.29302
23546 | 7.5 | 1 | 365 | 8.5387 | 0.18712 | 8 | 0.72582
23547 | 7.75 | 1 | 365 | 8.8233 | 0.76002 | 9 | 0.58335
23548 | 8.16 | 1 | 365 | 9.2901 | 0.69959 | 9 | 0.98969
23550 | 6.125 | 1 | 365 | 6.9733 | 0.036148 | 7 | 0.0094213
23551 | 4.845 | 1 | 365 | 5.516 | 0.10288 | 5 | 0.61888
23552 | 9.75 | 1 | 365 | 11.1003 | 0.34326 | 11 | 0.44357
23553 | 7.8 | 1 | 365 | 8.8803 | 0.8746 | 9 | 0.75485
23555 | 9.88 | 1 | 365 | 11.2483 | 0.64117 | 11 | 0.88948
21965 | 12.48 | 1 | 365 | 14.2084 | 0.59937 | 14 | 0.80777
23561 | 9.1 | 1 | 365 | 10.3603 | 0.85371 | 11 | 0.214
23601 | 4.845 | 1 | 365 | 5.516 | 0.10288 | 5 | 0.61888
23598 | 4.5 | 1 | 365 | 5.1232 | 0.31227 | 5 | 0.43549
23602 | 4.335 | 1 | 365 | 4.9354 | 0.93416 | 5 | 0.86953
23604 | 3.64 | 1 | 365 | 4.1441 | 0.34148 | 4 | 0.4856
23612 | 11 | 1 | 365 | 12.5234 | 0.20778 | 12 | 0.73121
23613 | 8.32 | 1 | 365 | 9.4723 | 0.066245 | 9 | 0.53851
22609 | 4.16 | 1 | 365 | 4.7361 | 0.53312 | 5 | 0.26926
23322 | 4.94 | 1 | 365 | 5.6242 | 0.32058 | 5 | 0.94474
23614 | 4.42 | 1 | 365 | 5.0321 | 0.12894 | 5 | 0.16108
23618 | 7.02 | 1 | 365 | 7.9922 | 0.087144 | 8 | 0.079369
23616 | 5.5 | 1 | 365 | 6.2617 | 0.60389 | 6 | 0.8656
23621 | 7.14 | 1 | 365 | 8.1288 | 0.36214 | 8 | 0.49098
23622 | 7.29 | 1 | 365 | 8.2996 | 0.70588 | 9 | 0.005499
23623 | 9.88 | 1 | 365 | 11.2483 | 0.64117 | 11 | 0.88948
23626 | 27.5 | 0.9 | 365 | 28.1777 | 0.7175 | 28 | 0.89521
23627 | 6.05 | 1 | 365 | 6.8879 | 0.86428 | 7 | 0.75216
23638 | 1.4 | 1 | 365 | 1.5939 | 0.20826 | 1 | 0.80215
23640 | 8.1 | 1 | 365 | 9.2218 | 0.56209 | 9 | 0.78389
23641 | 8.16 | 1 | 365 | 9.2901 | 0.69959 | 9 | 0.98969
23644 | 6.5 | 1 | 365 | 7.4002 | 0.8955 | 8 | 0.29571
23703 | 11.985 | 1 | 365 | 13.6448 | 0.46502 | 14 | 0.10986
23710 | 5.7 | 1 | 365 | 6.4894 | 0.062211 | 6 | 0.55162
21214 | 3.38 | 1 | 365 | 3.8481 | 0.74566 | 4 | 0.59377
23711 | 4.68 | 1 | 365 | 5.3282 | 0.72476 | 6 | 0.052913
23731 | 4.905 | 1 | 365 | 5.5843 | 0.24038 | 5 | 0.82469
23739 | 9.69 | 1 | 365 | 11.032 | 0.20576 | 11 | 0.23776
23735 | 8.82 | 1 | 365 | 10.0415 | 0.21205 | 10 | 0.25357
23746 | 7.35 | 1 | 365 | 8.3679 | 0.84338 | 9 | 0.21131
23747 | 4.94 | 1 | 365 | 5.6242 | 0.32058 | 5 | 0.94474
23748 | 11.5 | 1 | 365 | 13.0927 | 0.35358 | 13 | 0.44626
23750 | 10.8 | 1 | 365 | 12.2957 | 0.74945 | 13 | 0.045184
22358 | 9.24 | 1 | 365 | 10.5197 | 0.17453 | 10 | 0.69421
23506 | 3.92 | 1 | 365 | 4.4629 | 0.98313 | 5 | 0.44603
23686 | 1.65 | 1 | 365 | 1.8785 | 0.78117 | 2 | 0.65968
23764 | 5.98 | 1 | 365 | 6.8082 | 0.70386 | 7 | 0.51206
23170 | 7.56 | 1 | 365 | 8.607 | 0.32462 | 8 | 0.93163
22423 | 6.84 | 1 | 365 | 7.7873 | 0.67465 | 8 | 0.46195
22424 | 28 | 0.9 | 365 | 28.69 | 0.74872 | 29 | 0.43876
22427 | 7.245 | 1 | 365 | 8.2484 | 0.60276 | 8 | 0.85114
22428 | 5.232 | 1 | 365 | 5.9566 | 0.98973 | 6 | 0.94633
22439 | 6 | 1 | 365 | 6.831 | 0.7497 | 7 | 0.58066
22440 | 7.84 | 1 | 365 | 8.9258 | 0.96627 | 9 | 0.89206
21294 | 3.64 | 1 | 365 | 4.1441 | 0.34148 | 4 | 0.4856
14274 | 10.71 | 1 | 365 | 12.1933 | 0.54321 | 12 | 0.73647
21238 | 4.08 | 1 | 365 | 4.6451 | 0.34979 | 4 | 0.99485
22447 | 6.867 | 1 | 365 | 7.818 | 0.73653 | 8 | 0.55456
22452 | 4.725 | 1 | 365 | 5.3794 | 0.82789 | 6 | 0.20727
22454 | 6.44 | 1 | 365 | 7.3319 | 0.75801 | 8 | 0.089906
22464 | 4.5 | 1 | 365 | 5.1232 | 0.31227 | 5 | 0.43549
22469 | 6.075 | 1 | 365 | 6.9163 | 0.92157 | 7 | 0.83792
22477 | 5.886 | 1 | 365 | 6.7012 | 0.48845 | 7 | 0.18963
22481 | 9.24 | 1 | 365 | 10.5197 | 0.17453 | 10 | 0.69421
22487 | 7.02 | 1 | 365 | 7.9922 | 0.087144 | 8 | 0.079369
22485 | 8.415 | 1 | 365 | 9.5804 | 0.28395 | 9 | 0.86437
22486 | 5.4 | 1 | 365 | 6.1479 | 0.37473 | 6 | 0.52259
22489 | 6.75 | 1 | 365 | 7.6848 | 0.46841 | 8 | 0.15324
22490 | 8.75 | 1 | 365 | 9.9618 | 0.05164 | 10 | 0.013459
22494 | 7.28 | 1 | 365 | 8.2882 | 0.68296 | 8 | 0.9712
18517 | 8.415 | 1 | 365 | 9.5804 | 0.28395 | 9 | 0.86437
18502 | 8.58 | 1 | 365 | 9.7683 | 0.66207 | 10 | 0.43034
18548 | 4.68 | 1 | 365 | 5.3282 | 0.72476 | 6 | 0.052913
18505 | 7.02 | 1 | 365 | 7.9922 | 0.087144 | 8 | 0.079369
18549 | 3.9 | 1 | 365 | 4.4401 | 0.9373 | 5 | 0.37743
17529 | 11.25 | 1 | 365 | 12.8081 | 0.78068 | 13 | 0.58873
20229 | 9 | 1 | 365 | 10.2464 | 0.62454 | 10 | 0.87099
18175 | 3.9 | 1 | 365 | 4.4401 | 0.9373 | 5 | 0.37743
18432 | 10.66 | 1 | 365 | 12.1363 | 0.42863 | 12 | 0.56497
18602 | 10.4 | 1 | 365 | 11.8403 | 0.83281 | 12 | 0.67314
18599 | 3.9 | 1 | 365 | 4.4401 | 0.9373 | 5 | 0.37743
19435 | 10.71 | 1 | 365 | 12.1933 | 0.54321 | 12 | 0.73647
20215 | 4.94 | 1 | 365 | 5.6242 | 0.32058 | 5 | 0.94474
22474 | 5.232 | 1 | 365 | 5.9566 | 0.98973 | 6 | 0.94633
18551 | 5.2 | 1 | 365 | 5.9202 | 0.9164 | 6 | 0.83657
21212 | 5.61 | 1 | 365 | 6.3869 | 0.85597 | 7 | 0.24291
21219 | 4.335 | 1 | 365 | 4.9354 | 0.93416 | 5 | 0.86953
21472 | 6.76 | 1 | 365 | 7.6962 | 0.49132 | 8 | 0.18754
21276 | 3.64 | 1 | 365 | 4.1441 | 0.34148 | 4 | 0.4856
18552 | 4.94 | 1 | 365 | 5.6242 | 0.32058 | 5 | 0.94474
18553 | 6.24 | 1 | 365 | 7.1042 | 0.29968 | 7 | 0.40388
18554 | 3.315 | 1 | 365 | 3.7741 | 0.59671 | 4 | 0.37081
25672 | 5.04 | 1 | 365 | 5.738 | 0.54974 | 6 | 0.28775
23344 | 8.84 | 1 | 365 | 10.0643 | 0.25789 | 10 | 0.32217
23350 | 5.98 | 1 | 365 | 6.8082 | 0.70386 | 7 | 0.51206
23352 | 7.28 | 1 | 365 | 8.2882 | 0.68296 | 8 | 0.9712
23353 | 4.94 | 1 | 365 | 5.6242 | 0.32058 | 5 | 0.94474
23355 | 4.94 | 1 | 365 | 5.6242 | 0.32058 | 5 | 0.94474
23345 | 11.475 | 1 | 365 | 13.0642 | 0.29629 | 13 | 0.36051
23359 | 4.675 | 1 | 365 | 5.3225 | 0.7133 | 6 | 0.035762
23360 | 8.84 | 1 | 365 | 10.0643 | 0.25789 | 10 | 0.32217
23362 | 9.25 | 1 | 365 | 10.5311 | 0.19745 | 10 | 0.72851
23364 | 12.22 | 1 | 365 | 13.9124 | 0.0035475 | 13 | 0.91594
23367 | 12.48 | 1 | 365 | 14.2084 | 0.59937 | 14 | 0.80777
23369 | 9.36 | 1 | 365 | 10.6563 | 0.44953 | 11 | 0.10583
23370 | 4.68 | 1 | 365 | 5.3282 | 0.72476 | 6 | 0.052913
23372 | 9.88 | 1 | 365 | 11.2483 | 0.64117 | 11 | 0.88948
23374 | 5.61 | 1 | 365 | 6.3869 | 0.85597 | 7 | 0.24291
23366 | 8.1 | 1 | 365 | 9.2218 | 0.56209 | 9 | 0.78389
23377 | 7 | 1 | 365 | 7.9695 | 0.041312 | 8 | 0.010767
23378 | 8.16 | 1 | 365 | 9.2901 | 0.69959 | 9 | 0.98969
18573 | 5 | 1 | 365 | 5.6925 | 0.45808 | 6 | 0.15055
23382 | 4.95 | 1 | 365 | 5.6355 | 0.3435 | 5 | 0.97904
18581 | 3.64 | 1 | 365 | 4.1441 | 0.34148 | 4 | 0.4856
23381 | 8.75 | 1 | 365 | 9.9618 | 0.05164 | 10 | 0.013459
23383 | 7.25 | 1 | 365 | 8.2541 | 0.61422 | 8 | 0.86829
23386 | 10.71 | 1 | 365 | 12.1933 | 0.54321 | 12 | 0.73647
23389 | 9.36 | 1 | 365 | 10.6563 | 0.44953 | 11 | 0.10583
18586 | 8.32 | 1 | 365 | 9.4723 | 0.066245 | 9 | 0.53851
23392 | 5.61 | 1 | 365 | 6.3869 | 0.85597 | 7 | 0.24291
18587 | 5.355 | 1 | 365 | 6.0966 | 0.2716 | 6 | 0.36824
23400 | 11.27 | 1 | 365 | 12.8308 | 0.82651 | 13 | 0.65734
23399 | 7.8 | 1 | 365 | 8.8803 | 0.8746 | 9 | 0.75485
18588 | 6.24 | 1 | 365 | 7.1042 | 0.29968 | 7 | 0.40388
23401 | 9.18 | 1 | 365 | 10.4514 | 0.037035 | 10 | 0.48841
18589 | 7.02 | 1 | 365 | 7.9922 | 0.087144 | 8 | 0.079369
18607 | 8.32 | 1 | 365 | 9.4723 | 0.066245 | 9 | 0.53851
18609 | 6.76 | 1 | 365 | 7.6962 | 0.49132 | 8 | 0.18754
21718 | 7.905 | 1 | 365 | 8.9998 | 0.11522 | 9 | 0.11502
23403 | 9 | 1 | 365 | 10.2464 | 0.62454 | 10 | 0.87099
18645 | 7.8 | 1 | 365 | 8.8803 | 0.8746 | 9 | 0.75485
23409 | 4.94 | 1 | 365 | 5.6242 | 0.32058 | 5 | 0.94474
18205 | 8.54 | 1 | 365 | 9.7227 | 0.5704 | 10 | 0.29314
23411 | 7.54 | 1 | 365 | 8.5842 | 0.27878 | 8 | 0.86303
23413 | 3.85 | 1 | 365 | 4.3832 | 0.82272 | 5 | 0.20592
23414 | 5.72 | 1 | 365 | 6.5122 | 0.10804 | 6 | 0.62023
23412 | 8.84 | 1 | 365 | 10.0643 | 0.25789 | 10 | 0.32217
23417 | 11.18 | 1 | 365 | 12.7284 | 0.62027 | 13 | 0.34863
23376 | 4.335 | 1 | 365 | 4.9354 | 0.93416 | 5 | 0.86953
23424 | 6.24 | 1 | 365 | 7.1042 | 0.29968 | 7 | 0.40388
23426 | 11 | 1 | 365 | 12.5234 | 0.20778 | 12 | 0.73121
23427 | 9.945 | 1 | 365 | 11.3223 | 0.79012 | 12 | 0.11244
23428 | 9.88 | 1 | 365 | 11.2483 | 0.64117 | 11 | 0.88948
23430 | 4.94 | 1 | 365 | 5.6242 | 0.32058 | 5 | 0.94474
23433 | 7 | 1 | 365 | 7.9695 | 0.041312 | 8 | 0.010767
23434 | 4.68 | 1 | 365 | 5.3282 | 0.72476 | 6 | 0.052913
23435 | 9.88 | 1 | 365 | 11.2483 | 0.64117 | 11 | 0.88948
23437 | 17.25 | 1 | 365 | 19.639 | 0.53038 | 20 | 0.16939
23438 | 10.065 | 1 | 365 | 11.4589 | 0.065115 | 11 | 0.52405
23440 | 5.72 | 1 | 365 | 6.5122 | 0.10804 | 6 | 0.62023
23441 | 8.06 | 1 | 365 | 9.1763 | 0.47042 | 9 | 0.64668
23442 | 7.65 | 1 | 365 | 8.7095 | 0.53086 | 9 | 0.24034
23120 | 6.12 | 1 | 365 | 6.9676 | 0.02469 | 6 | 0.99227
23121 | 3.85 | 1 | 365 | 4.3832 | 0.82272 | 5 | 0.20592
23124 | 3.57 | 1 | 365 | 4.0644 | 0.18107 | 4 | 0.24549
23129 | 10.455 | 1 | 365 | 11.903 | 0.95885 | 12 | 0.8618
23137 | 5.6 | 1 | 365 | 6.3756 | 0.83305 | 7 | 0.20861
23138 | 9.38 | 1 | 365 | 10.6791 | 0.49536 | 11 | 0.17443
23147 | 7.28 | 1 | 365 | 8.2882 | 0.68296 | 8 | 0.9712
23148 | 8.525 | 1 | 365 | 9.7057 | 0.53603 | 10 | 0.24168
16263 | 9.69 | 1 | 365 | 11.032 | 0.20576 | 11 | 0.23776
18688 | 7.8 | 1 | 365 | 8.8803 | 0.8746 | 9 | 0.75485
23156 | 4.125 | 1 | 365 | 4.6963 | 0.45292 | 5 | 0.1492
22933 | 5.1 | 1 | 365 | 5.8063 | 0.68724 | 6 | 0.49356
22096 | 7.395 | 1 | 365 | 8.4192 | 0.9465 | 9 | 0.36566
23158 | 8 | 1 | 365 | 9.1079 | 0.33293 | 9 | 0.44088
23159 | 5.72 | 1 | 365 | 6.5122 | 0.10804 | 6 | 0.62023
23161 | 4.5 | 1 | 365 | 5.1232 | 0.31227 | 5 | 0.43549
23162 | 5.72 | 1 | 365 | 6.5122 | 0.10804 | 6 | 0.62023
23169 | 8.502 | 1 | 365 | 9.6795 | 0.48332 | 10 | 0.16279
23172 | 4.845 | 1 | 365 | 5.516 | 0.10288 | 5 | 0.61888
23174 | 8.54 | 1 | 365 | 9.7227 | 0.5704 | 10 | 0.29314
23176 | 11.7 | 1 | 365 | 13.3204 | 0.81191 | 14 | 0.13228
23179 | 8.25 | 1 | 365 | 9.3926 | 0.90583 | 10 | 0.2984
23180 | 8.16 | 1 | 365 | 9.2901 | 0.69959 | 9 | 0.98969
23182 | 3.6 | 1 | 365 | 4.0986 | 0.24982 | 4 | 0.34839
23181 | 6.24 | 1 | 365 | 7.1042 | 0.29968 | 7 | 0.40388
23164 | 11.25 | 1 | 365 | 12.8081 | 0.78068 | 13 | 0.58873
23186 | 8.58 | 1 | 365 | 9.7683 | 0.66207 | 10 | 0.43034
23189 | 5.5 | 1 | 365 | 6.2617 | 0.60389 | 6 | 0.8656
23192 | 9.88 | 1 | 365 | 11.2483 | 0.64117 | 11 | 0.88948
23194 | 5 | 1 | 365 | 5.6925 | 0.45808 | 6 | 0.15055
23197 | 4.68 | 1 | 365 | 5.3282 | 0.72476 | 6 | 0.052913
23199 | 5.75 | 1 | 365 | 6.5463 | 0.17679 | 6 | 0.72313
23200 | 6 | 1 | 365 | 6.831 | 0.7497 | 7 | 0.58066
23203 | 5.75 | 1 | 365 | 6.5463 | 0.17679 | 6 | 0.72313
23205 | 5.5 | 1 | 365 | 6.2617 | 0.60389 | 6 | 0.8656
23207 | 8.58 | 1 | 365 | 9.7683 | 0.66207 | 10 | 0.43034
23209 | 7.8 | 1 | 365 | 8.8803 | 0.8746 | 9 | 0.75485
23211 | 7.02 | 1 | 365 | 7.9922 | 0.087144 | 8 | 0.079369
23214 | 5.75 | 1 | 365 | 6.5463 | 0.17679 | 6 | 0.72313
23215 | 7.28 | 1 | 365 | 8.2882 | 0.68296 | 8 | 0.9712
23218 | 7.28 | 1 | 365 | 8.2882 | 0.68296 | 8 | 0.9712
23219 | 4.25 | 1 | 365 | 4.8386 | 0.73937 | 5 | 0.57797
22349 | 6.76 | 1 | 365 | 7.6962 | 0.49132 | 8 | 0.18754
19331 | 8.84 | 1 | 365 | 10.0643 | 0.25789 | 10 | 0.32217
21541 | 6.76 | 1 | 365 | 7.6962 | 0.49132 | 8 | 0.18754
19353 | 7.02 | 1 | 365 | 7.9922 | 0.087144 | 8 | 0.079369
22559 | 10.8 | 1 | 365 | 12.2957 | 0.74945 | 13 | 0.045184
22708 | 6.27 | 1 | 365 | 7.1384 | 0.36843 | 7 | 0.50679
22709 | 8.55 | 1 | 365 | 9.7341 | 0.59332 | 10 | 0.32744
22711 | 11.97 | 1 | 365 | 13.6278 | 0.43064 | 14 | 0.058412
22715 | 9.156 | 1 | 365 | 10.424 | 0.98204 | 11 | 0.40608
22713 | 4.8 | 1 | 365 | 5.4648 | 0.99976 | 6 | 0.46453
22717 | 6.44 | 1 | 365 | 7.3319 | 0.75801 | 8 | 0.089906
22725 | 10.36 | 1 | 365 | 11.7948 | 0.74114 | 12 | 0.53594
22724 | 9.72 | 1 | 365 | 11.0662 | 0.27451 | 11 | 0.34067
22726 | 5.4 | 1 | 365 | 6.1479 | 0.37473 | 6 | 0.52259
22728 | 8.64 | 1 | 365 | 9.8366 | 0.79956 | 10 | 0.63615
22729 | 14.7 | 1 | 365 | 16.7359 | 0.68676 | 17 | 0.42261
22731 | 8.55 | 1 | 365 | 9.7341 | 0.59332 | 10 | 0.32744
22734 | 13.44 | 1 | 365 | 15.3014 | 0.79932 | 16 | 0.10067
22736 | 3.42 | 1 | 365 | 3.8936 | 0.83733 | 4 | 0.73097
22738 | 8.829 | 1 | 365 | 10.0518 | 0.23268 | 10 | 0.28444
22740 | 6.05 | 1 | 365 | 6.8879 | 0.86428 | 7 | 0.75216
22747 | 19.62 | 1 | 365 | 22.3372 | 0.96151 | 23 | 0.29875
22754 | 4.56 | 1 | 365 | 5.1915 | 0.44977 | 5 | 0.6413
22759 | 5 | 1 | 365 | 5.6925 | 0.45808 | 6 | 0.15055
22763 | 19.84 | 1 | 365 | 22.5877 | 0.46566 | 23 | 0.053374
22771 | 9.25 | 1 | 365 | 10.5311 | 0.19745 | 10 | 0.72851
22773 | 7.54 | 1 | 365 | 8.5842 | 0.27878 | 8 | 0.86303
22777 | 5 | 1 | 365 | 5.6925 | 0.45808 | 6 | 0.15055
22779 | 7.8 | 1 | 365 | 8.8803 | 0.8746 | 9 | 0.75485
22780 | 7 | 1 | 365 | 7.9695 | 0.041312 | 8 | 0.010767
22785 | 11.44 | 1 | 365 | 13.0244 | 0.21609 | 13 | 0.24045
22784 | 3.315 | 1 | 365 | 3.7741 | 0.59671 | 4 | 0.37081
22788 | 3.06 | 1 | 365 | 3.4838 | 0.012345 | 3 | 0.49614
22791 | 10.08 | 1 | 365 | 11.476 | 0.099489 | 11 | 0.5755
22789 | 10.8 | 1 | 365 | 12.2957 | 0.74945 | 13 | 0.045184
22792 | 5.13 | 1 | 365 | 5.8405 | 0.75599 | 6 | 0.59646
22794 | 3.9 | 1 | 365 | 4.4401 | 0.9373 | 5 | 0.37743
22796 | 6 | 1 | 365 | 6.831 | 0.7497 | 7 | 0.58066
15821 | 385 | 0.9 | 365 | 394.488 | 0.044944 | 394 | 0.53298
20461 | 7.84 | 1 | 365 | 8.9258 | 0.96627 | 9 | 0.89206
17394 | 9.18 | 1 | 365 | 10.4514 | 0.037035 | 10 | 0.48841
22806 | 7.625 | 1 | 365 | 8.681 | 0.47357 | 9 | 0.15459
22751 | 6.76 | 1 | 365 | 7.6962 | 0.49132 | 8 | 0.18754
22750 | 9.1 | 1 | 365 | 10.3603 | 0.85371 | 11 | 0.214
22749 | 3.12 | 1 | 365 | 3.5521 | 0.14984 | 3 | 0.70194
22760 | 2.34 | 1 | 365 | 2.6641 | 0.36238 | 3 | 0.026456
22761 | 2.34 | 1 | 365 | 2.6641 | 0.36238 | 3 | 0.026456
22757 | 10.14 | 1 | 365 | 11.5443 | 0.23699 | 11 | 0.78131
22756 | 4.94 | 1 | 365 | 5.6242 | 0.32058 | 5 | 0.94474
22767 | 11.18 | 1 | 365 | 12.7284 | 0.62027 | 13 | 0.34863
22768 | 7.14 | 1 | 365 | 8.1288 | 0.36214 | 8 | 0.49098
22765 | 7.02 | 1 | 365 | 7.9922 | 0.087144 | 8 | 0.079369
23558 | 9.1 | 1 | 365 | 10.3603 | 0.85371 | 11 | 0.214
23059 | 5.5 | 1 | 365 | 6.2617 | 0.60389 | 6 | 0.8656
23072 | 6.885 | 1 | 365 | 7.8385 | 0.77778 | 8 | 0.6163
22857 | 7.14 | 1 | 365 | 8.1288 | 0.36214 | 8 | 0.49098
23125 | 5.1 | 1 | 365 | 5.8063 | 0.68724 | 6 | 0.49356
22855 | 7.2 | 1 | 365 | 8.1972 | 0.49964 | 8 | 0.69679
22283 | 26.88 | 0.9 | 365 | 27.5424 | 0.43877 | 27 | 0.98121
15499 | 6.24 | 1 | 365 | 7.1042 | 0.29968 | 7 | 0.40388
22468 | 4.845 | 1 | 365 | 5.516 | 0.10288 | 5 | 0.61888
22479 | 7.8 | 1 | 365 | 8.8803 | 0.8746 | 9 | 0.75485
10207 | 26 | 0.9 | 365 | 26.6408 | 0.62381 | 27 | 0.26456
23101 | 15.86 | 1 | 365 | 18.0565 | 0.34503 | 18 | 0.40154
23295 | 6 | 1 | 365 | 6.831 | 0.7497 | 7 | 0.58066
23300 | 10.215 | 1 | 365 | 11.6297 | 0.40886 | 12 | 0.03857
23306 | 5.545 | 1 | 365 | 6.3129 | 0.70701 | 7 | 0.019958
23305 | 6.24 | 1 | 365 | 7.1042 | 0.29968 | 7 | 0.40388
23317 | 4.94 | 1 | 365 | 5.6242 | 0.32058 | 5 | 0.94474
23320 | 4.08 | 1 | 365 | 4.6451 | 0.34979 | 4 | 0.99485
23323 | 10.2 | 1 | 365 | 11.6126 | 0.37448 | 11 | 0.98712
23316 | 5.61 | 1 | 365 | 6.3869 | 0.85597 | 7 | 0.24291
23325 | 9.35 | 1 | 365 | 10.6449 | 0.42661 | 11 | 0.071525
23328 | 11.96 | 1 | 365 | 13.6164 | 0.40773 | 14 | 0.024111
23330 | 4.42 | 1 | 365 | 5.0321 | 0.12894 | 5 | 0.16108
23331 | 2.08 | 1 | 365 | 2.3681 | 0.76656 | 3 | 0.13463
23327 | 5.98 | 1 | 365 | 6.8082 | 0.70386 | 7 | 0.51206
23332 | 9.62 | 1 | 365 | 10.9523 | 0.045346 | 10 | 0.99765
21767 | 7.65 | 1 | 365 | 8.7095 | 0.53086 | 9 | 0.24034
21898 | 5.75 | 1 | 365 | 6.5463 | 0.17679 | 6 | 0.72313
15975 | 11.96 | 1 | 365 | 13.6164 | 0.40773 | 14 | 0.024111
21930 | 5.98 | 1 | 365 | 6.8082 | 0.70386 | 7 | 0.51206
16383 | 10.71 | 1 | 365 | 12.1933 | 0.54321 | 12 | 0.73647
21440 | 9.69 | 1 | 365 | 11.032 | 0.20576 | 11 | 0.23776
21434 | 3.825 | 1 | 365 | 4.3547 | 0.76543 | 5 | 0.12017
23333 | 4.845 | 1 | 365 | 5.516 | 0.10288 | 5 | 0.61888
23343 | 5.545 | 1 | 365 | 6.3129 | 0.70701 | 7 | 0.019958
19057 | 5.1 | 1 | 365 | 5.8063 | 0.68724 | 6 | 0.49356
17823 | 9.36 | 1 | 365 | 10.6563 | 0.44953 | 11 | 0.10583
17808 | 5.1 | 1 | 365 | 5.8063 | 0.68724 | 6 | 0.49356
15885 | 5.1 | 1 | 365 | 5.8063 | 0.68724 | 6 | 0.49356
22018 | 12.42 | 1 | 365 | 14.1401 | 0.46187 | 14 | 0.60196
19462 | 57.46 | 0.9 | 365 | 58.8761 | 0.50863 | 59 | 0.38469
21575 | 9.3 | 1 | 365 | 10.588 | 0.31203 | 10 | 0.90002
22235 | 4.75 | 1 | 365 | 5.4078 | 0.88518 | 6 | 0.29302
22302 | 2.86 | 1 | 365 | 3.2561 | 0.55402 | 3 | 0.81011
19510 | 2.08 | 1 | 365 | 2.3681 | 0.76656 | 3 | 0.13463
22968 | 8.84 | 1 | 365 | 10.0643 | 0.25789 | 10 | 0.32217
19693 | 10.92 | 1 | 365 | 12.4324 | 0.024447 | 12 | 0.4568
19506 | 8.12 | 1 | 365 | 9.2446 | 0.60792 | 9 | 0.85249
4664 | 106.08 | 0.9 | 365 | 108.6943 | 0.78516 | 109 | 0.47942
8353 | 223.16 | 0.9 | 365 | 228.6596 | 0.25732 | 228 | 0.91693
22970 | 10.53 | 1 | 365 | 11.9883 | 0.13072 | 12 | 0.11905
20136 | 8.58 | 1 | 365 | 9.7683 | 0.66207 | 10 | 0.43034
22971 | 9.435 | 1 | 365 | 10.7417 | 0.6214 | 11 | 0.36308
22973 | 14.388 | 1 | 365 | 16.3806 | 0.97177 | 17 | 0.35242
22974 | 6.21 | 1 | 365 | 7.07 | 0.23094 | 7 | 0.30098
22976 | 8.32 | 1 | 365 | 9.4723 | 0.066245 | 9 | 0.53851
22977 | 8.28 | 1 | 365 | 9.4267 | 0.97458 | 10 | 0.40131
22978 | 7.65 | 1 | 365 | 8.7095 | 0.53086 | 9 | 0.24034
19836 | 3.315 | 1 | 365 | 3.7741 | 0.59671 | 4 | 0.37081
19746 | 3.975 | 1 | 365 | 4.5255 | 0.10917 | 4 | 0.63469
21083 | 8.925 | 1 | 365 | 10.1611 | 0.45267 | 10 | 0.61373
21084 | 11.22 | 1 | 365 | 12.7739 | 0.71193 | 13 | 0.48583
21157 | 7.15 | 1 | 365 | 8.1402 | 0.38505 | 8 | 0.52528
19822 | 5 | 1 | 365 | 5.6925 | 0.45808 | 6 | 0.15055
22979 | 8.1 | 1 | 365 | 9.2218 | 0.56209 | 9 | 0.78389
21410 | 6.9 | 1 | 365 | 7.8556 | 0.81215 | 8 | 0.66776
22980 | 9.99 | 1 | 365 | 11.3736 | 0.89324 | 12 | 0.26679
22981 | 9.81 | 1 | 365 | 11.1686 | 0.48075 | 11 | 0.64938
21422 | 9.18 | 1 | 365 | 10.4514 | 0.037035 | 10 | 0.48841
18476 | 7.28 | 1 | 365 | 8.2882 | 0.68296 | 8 | 0.9712
22982 | 24.15 | 1 | 365 | 27.4946 | 0.34253 | 27 | 0.83715
18486 | 10.4 | 1 | 365 | 11.8403 | 0.83281 | 12 | 0.67314
18509 | 5.98 | 1 | 365 | 6.8082 | 0.70386 | 7 | 0.51206
18518 | 4.16 | 1 | 365 | 4.7361 | 0.53312 | 5 | 0.26926
18525 | 3.38 | 1 | 365 | 3.8481 | 0.74566 | 4 | 0.59377
18528 | 18.2 | 1 | 365 | 20.7206 | 0.70741 | 21 | 0.42799
18533 | 8.84 | 1 | 365 | 10.0643 | 0.25789 | 10 | 0.32217
18536 | 3.38 | 1 | 365 | 3.8481 | 0.74566 | 4 | 0.59377
18540 | 8.58 | 1 | 365 | 9.7683 | 0.66207 | 10 | 0.43034
19554 | 78.96 | 0.9 | 365 | 80.9059 | 0.8514 | 81 | 0.75731
24121 | 5.4 | 1 | 365 | 6.1479 | 0.37473 | 6 | 0.52259
24123 | 5.415 | 1 | 365 | 6.1649 | 0.4091 | 6 | 0.57404
24124 | 8.37 | 1 | 365 | 9.5292 | 0.18083 | 9 | 0.71002
24126 | 4.68 | 1 | 365 | 5.3282 | 0.72476 | 6 | 0.052913
24127 | 9.81 | 1 | 365 | 11.1686 | 0.48075 | 11 | 0.64938
14223 | 13.734 | 1 | 365 | 15.6361 | 0.47305 | 16 | 0.10913
24128 | 5.61 | 1 | 365 | 6.3869 | 0.85597 | 7 | 0.24291
24129 | 5.232 | 1 | 365 | 5.9566 | 0.98973 | 6 | 0.94633
24130 | 7.935 | 1 | 365 | 9.0339 | 0.18397 | 9 | 0.21792
24131 | 6.72 | 1 | 365 | 7.6507 | 0.39966 | 8 | 0.050337
24132 | 5.72 | 1 | 365 | 6.5122 | 0.10804 | 6 | 0.62023
24133 | 3.12 | 1 | 365 | 3.5521 | 0.14984 | 3 | 0.70194
24134 | 3.12 | 1 | 365 | 3.5521 | 0.14984 | 3 | 0.70194
24135 | 3.64 | 1 | 365 | 4.1441 | 0.34148 | 4 | 0.4856
23995 | 7.8 | 1 | 365 | 8.8803 | 0.8746 | 9 | 0.75485
24136 | 5.72 | 1 | 365 | 6.5122 | 0.10804 | 6 | 0.62023
24138 | 5.355 | 1 | 365 | 6.0966 | 0.2716 | 6 | 0.36824
22985 | 5.72 | 1 | 365 | 6.5122 | 0.10804 | 6 | 0.62023
24142 | 5.355 | 1 | 365 | 6.0966 | 0.2716 | 6 | 0.36824
22986 | 7.5 | 1 | 365 | 8.5387 | 0.18712 | 8 | 0.72582
24144 | 7.2 | 1 | 365 | 8.1972 | 0.49964 | 8 | 0.69679
22989 | 4.905 | 1 | 365 | 5.5843 | 0.24038 | 5 | 0.82469
24146 | 5.7 | 1 | 365 | 6.4894 | 0.062211 | 6 | 0.55162
22992 | 4.125 | 1 | 365 | 4.6963 | 0.45292 | 5 | 0.1492
24150 | 6.375 | 1 | 365 | 7.2579 | 0.60905 | 7 | 0.86695
24152 | 8.84 | 1 | 365 | 10.0643 | 0.25789 | 10 | 0.32217
24154 | 6.12 | 1 | 365 | 6.9676 | 0.02469 | 6 | 0.99227
24155 | 5.46 | 1 | 365 | 6.2162 | 0.51222 | 6 | 0.7284
24157 | 5.4 | 1 | 365 | 6.1479 | 0.37473 | 6 | 0.52259
22995 | 2.75 | 1 | 365 | 3.1309 | 0.30194 | 3 | 0.4328
24160 | 7.65 | 1 | 365 | 8.7095 | 0.53086 | 9 | 0.24034
22996 | 9.52 | 1 | 365 | 10.8385 | 0.81618 | 11 | 0.65464
23009 | 10.71 | 1 | 365 | 12.1933 | 0.54321 | 12 | 0.73647
23012 | 4.59 | 1 | 365 | 5.2257 | 0.51852 | 5 | 0.7442
24162 | 4.94 | 1 | 365 | 5.6242 | 0.32058 | 5 | 0.94474
24165 | 6.76 | 1 | 365 | 7.6962 | 0.49132 | 8 | 0.18754
24147 | 8.68 | 1 | 365 | 9.8821 | 0.89123 | 10 | 0.77335
24172 | 5.4 | 1 | 365 | 6.1479 | 0.37473 | 6 | 0.52259
24175 | 4.69 | 1 | 365 | 5.3395 | 0.74768 | 6 | 0.087214
24177 | 7.8 | 1 | 365 | 8.8803 | 0.8746 | 9 | 0.75485
23756 | 5.61 | 1 | 365 | 6.3869 | 0.85597 | 7 | 0.24291
23657 | 3.12 | 1 | 365 | 3.5521 | 0.14984 | 3 | 0.70194
22403 | 2.7 | 1 | 365 | 3.0739 | 0.18736 | 3 | 0.2613
24182 | 5.232 | 1 | 365 | 5.9566 | 0.98973 | 6 | 0.94633
24183 | 9.1 | 1 | 365 | 10.3603 | 0.85371 | 11 | 0.214
24184 | 3.64 | 1 | 365 | 4.1441 | 0.34148 | 4 | 0.4856
24186 | 6.72 | 1 | 365 | 7.6507 | 0.39966 | 8 | 0.050337
24191 | 15.5 | 1 | 365 | 17.6467 | 0.52005 | 18 | 0.1667
24193 | 5.98 | 1 | 365 | 6.8082 | 0.70386 | 7 | 0.51206
24195 | 6.12 | 1 | 365 | 6.9676 | 0.02469 | 6 | 0.99227
17011 | 9.36 | 1 | 365 | 10.6563 | 0.44953 | 11 | 0.10583
24198 | 8.4 | 1 | 365 | 9.5633 | 0.24957 | 9 | 0.81292
24201 | 3.825 | 1 | 365 | 4.3547 | 0.76543 | 5 | 0.12017
24204 | 5.46 | 1 | 365 | 6.2162 | 0.51222 | 6 | 0.7284
24206 | 8.06 | 1 | 365 | 9.1763 | 0.47042 | 9 | 0.64668
24207 | 5.98 | 1 | 365 | 6.8082 | 0.70386 | 7 | 0.51206
24209 | 5.4 | 1 | 365 | 6.1479 | 0.37473 | 6 | 0.52259
24211 | 3.12 | 1 | 365 | 3.5521 | 0.14984 | 3 | 0.70194
24213 | 7.8 | 1 | 365 | 8.8803 | 0.8746 | 9 | 0.75485
24215 | 6.5 | 1 | 365 | 7.4002 | 0.8955 | 8 | 0.29571
24216 | 6.54 | 1 | 365 | 7.4457 | 0.98717 | 8 | 0.43292
24217 | 3.705 | 1 | 365 | 4.2181 | 0.49044 | 4 | 0.70856
24218 | 8.4 | 1 | 365 | 9.5633 | 0.24957 | 9 | 0.81292
24219 | 3.825 | 1 | 365 | 4.3547 | 0.76543 | 5 | 0.12017
24224 | 4.68 | 1 | 365 | 5.3282 | 0.72476 | 6 | 0.052913
24228 | 3.64 | 1 | 365 | 4.1441 | 0.34148 | 4 | 0.4856
24226 | 5.72 | 1 | 365 | 6.5122 | 0.10804 | 6 | 0.62023
24229 | 5.2 | 1 | 365 | 5.9202 | 0.9164 | 6 | 0.83657
24232 | 7.8 | 1 | 365 | 8.8803 | 0.8746 | 9 | 0.75485
24234 | 4.8 | 1 | 365 | 5.4648 | 0.99976 | 6 | 0.46453
24236 | 7.14 | 1 | 365 | 8.1288 | 0.36214 | 8 | 0.49098
24237 | 3.06 | 1 | 365 | 3.4838 | 0.012345 | 3 | 0.49614
22381 | 7.68 | 1 | 365 | 8.7436 | 0.59961 | 9 | 0.34324
24240 | 7.14 | 1 | 365 | 8.1288 | 0.36214 | 8 | 0.49098
24244 | 4.94 | 1 | 365 | 5.6242 | 0.32058 | 5 | 0.94474
24241 | 5.355 | 1 | 365 | 6.0966 | 0.2716 | 6 | 0.36824
19090 | 5.1 | 1 | 365 | 5.8063 | 0.68724 | 6 | 0.49356
18913 | 8.67 | 1 | 365 | 9.8707 | 0.86831 | 10 | 0.73905
18907 | 5.72 | 1 | 365 | 6.5122 | 0.10804 | 6 | 0.62023
20236 | 6.6 | 1 | 365 | 7.5141 | 0.12467 | 7 | 0.63872
20740 | 8.8 | 1 | 365 | 10.0187 | 0.16622 | 10 | 0.18496
21582 | 5.98 | 1 | 365 | 6.8082 | 0.70386 | 7 | 0.51206
18298 | 5.72 | 1 | 365 | 6.5122 | 0.10804 | 6 | 0.62023
19511 | 7.8 | 1 | 365 | 8.8803 | 0.8746 | 9 | 0.75485
20049 | 7.56 | 1 | 365 | 8.607 | 0.32462 | 8 | 0.93163
23014 | 5.61 | 1 | 365 | 6.3869 | 0.85597 | 7 | 0.24291
23016 | 3.3 | 1 | 365 | 3.757 | 0.56233 | 4 | 0.31936
23024 | 5.5 | 1 | 365 | 6.2617 | 0.60389 | 6 | 0.8656
23027 | 4.845 | 1 | 365 | 5.516 | 0.10288 | 5 | 0.61888
21652 | 7.28 | 1 | 365 | 8.2882 | 0.68296 | 8 | 0.9712
23931 | 6.44 | 1 | 365 | 7.3319 | 0.75801 | 8 | 0.089906
22612 | 4.27 | 1 | 365 | 4.8614 | 0.7852 | 5 | 0.64657
23938 | 12.42 | 1 | 365 | 14.1401 | 0.46187 | 14 | 0.60196
23944 | 5.4 | 1 | 365 | 6.1479 | 0.37473 | 6 | 0.52259
23949 | 4.48 | 1 | 365 | 5.1005 | 0.26644 | 5 | 0.36689
23953 | 3.6 | 1 | 365 | 4.0986 | 0.24982 | 4 | 0.34839
23956 | 5.13 | 1 | 365 | 5.8405 | 0.75599 | 6 | 0.59646
23960 | 6.375 | 1 | 365 | 7.2579 | 0.60905 | 7 | 0.86695
23961 | 6.76 | 1 | 365 | 7.6962 | 0.49132 | 8 | 0.18754
23982 | 5.775 | 1 | 365 | 6.5748 | 0.23408 | 6 | 0.80888
23999 | 6 | 1 | 365 | 6.831 | 0.7497 | 7 | 0.58066
24001 | 8.4 | 1 | 365 | 9.5633 | 0.24957 | 9 | 0.81292
24002 | 10.464 | 1 | 365 | 11.9132 | 0.97947 | 12 | 0.89267
24003 | 5.72 | 1 | 365 | 6.5122 | 0.10804 | 6 | 0.62023
24004 | 19.32 | 1 | 365 | 21.9957 | 0.27402 | 22 | 0.26972
24005 | 8.64 | 1 | 365 | 9.8366 | 0.79956 | 10 | 0.63615
24022 | 5.98 | 1 | 365 | 6.8082 | 0.70386 | 7 | 0.51206
23986 | 6.867 | 1 | 365 | 7.818 | 0.73653 | 8 | 0.55456
24040 | 6.12 | 1 | 365 | 6.9676 | 0.02469 | 6 | 0.99227
24043 | 3.12 | 1 | 365 | 3.5521 | 0.14984 | 3 | 0.70194
23902 | 3.38 | 1 | 365 | 3.8481 | 0.74566 | 4 | 0.59377
16015 | 6.375 | 1 | 365 | 7.2579 | 0.60905 | 7 | 0.86695
24045 | 10.53 | 1 | 365 | 11.9883 | 0.13072 | 12 | 0.11905
24047 | 5.7 | 1 | 365 | 6.4894 | 0.062211 | 6 | 0.55162
24048 | 7.54 | 1 | 365 | 8.5842 | 0.27878 | 8 | 0.86303
24051 | 5.32 | 1 | 365 | 6.0568 | 0.1914 | 6 | 0.24818
24053 | 7.28 | 1 | 365 | 8.2882 | 0.68296 | 8 | 0.9712
24054 | 8.32 | 1 | 365 | 9.4723 | 0.066245 | 9 | 0.53851
24069 | 3.85 | 1 | 365 | 4.3832 | 0.82272 | 5 | 0.20592
24071 | 11 | 1 | 365 | 12.5234 | 0.20778 | 12 | 0.73121
23757 | 3.9 | 1 | 365 | 4.4401 | 0.9373 | 5 | 0.37743
23755 | 6.375 | 1 | 365 | 7.2579 | 0.60905 | 7 | 0.86695
23753 | 6.12 | 1 | 365 | 6.9676 | 0.02469 | 6 | 0.99227
23026 | 3.92 | 1 | 365 | 4.4629 | 0.98313 | 5 | 0.44603
23763 | 11.59 | 1 | 365 | 13.1951 | 0.55983 | 13 | 0.75497
23030 | 9.945 | 1 | 365 | 11.3223 | 0.79012 | 12 | 0.11244
23032 | 14.025 | 1 | 365 | 15.9674 | 0.13991 | 16 | 0.10729
23762 | 10.2 | 1 | 365 | 11.6126 | 0.37448 | 11 | 0.98712
23033 | 14.56 | 1 | 365 | 16.5765 | 0.36593 | 16 | 0.9424
23761 | 5.1 | 1 | 365 | 5.8063 | 0.68724 | 6 | 0.49356
23038 | 4.59 | 1 | 365 | 5.2257 | 0.51852 | 5 | 0.7442
24084 | 6.76 | 1 | 365 | 7.6962 | 0.49132 | 8 | 0.18754
23913 | 6 | 1 | 365 | 6.831 | 0.7497 | 7 | 0.58066
24085 | 4.2 | 1 | 365 | 4.7817 | 0.62479 | 5 | 0.40646
24086 | 6.16 | 1 | 365 | 7.0131 | 0.11635 | 7 | 0.12948
24092 | 7.56 | 1 | 365 | 8.607 | 0.32462 | 8 | 0.93163
24095 | 3.75 | 1 | 365 | 4.2694 | 0.59356 | 4 | 0.86291
24111 | 5.5 | 1 | 365 | 6.2617 | 0.60389 | 6 | 0.8656
24113 | 10.2 | 1 | 365 | 11.6126 | 0.37448 | 11 | 0.98712
24120 | 7.14 | 1 | 365 | 8.1288 | 0.36214 | 8 | 0.49098
23039 | 4.59 | 1 | 365 | 5.2257 | 0.51852 | 5 | 0.7442
23050 | 7.395 | 1 | 365 | 8.4192 | 0.9465 | 9 | 0.36566
23053 | 6.375 | 1 | 365 | 7.2579 | 0.60905 | 7 | 0.86695
23055 | 6.875 | 1 | 365 | 7.8271 | 0.75486 | 8 | 0.582
23056 | 7.975 | 1 | 365 | 9.0795 | 0.27564 | 9 | 0.35512
23065 | 11.475 | 1 | 365 | 13.0642 | 0.29629 | 13 | 0.36051
23066 | 11.825 | 1 | 365 | 13.4627 | 0.098359 | 13 | 0.56105
23075 | 5.1 | 1 | 365 | 5.8063 | 0.68724 | 6 | 0.49356
23088 | 5.32 | 1 | 365 | 6.0568 | 0.1914 | 6 | 0.24818
23087 | 11.985 | 1 | 365 | 13.6448 | 0.46502 | 14 | 0.10986
23058 | 2.86 | 1 | 365 | 3.2561 | 0.55402 | 3 | 0.81011
19898 | 8.32 | 1 | 365 | 9.4723 | 0.066245 | 9 | 0.53851
23090 | 11.55 | 1 | 365 | 13.1496 | 0.46816 | 13 | 0.61777
15696 | 3.06 | 1 | 365 | 3.4838 | 0.012345 | 3 | 0.49614
23093 | 10.2 | 1 | 365 | 11.6126 | 0.37448 | 11 | 0.98712
23096 | 7.65 | 1 | 365 | 8.7095 | 0.53086 | 9 | 0.24034
23765 | 9.1 | 1 | 365 | 10.3603 | 0.85371 | 11 | 0.214
23110 | 7.28 | 1 | 365 | 8.2882 | 0.68296 | 8 | 0.9712
23119 | 4.08 | 1 | 365 | 4.6451 | 0.34979 | 4 | 0.99485
23766 | 4.42 | 1 | 365 | 5.0321 | 0.12894 | 5 | 0.16108
23767 | 7.02 | 1 | 365 | 7.9922 | 0.087144 | 8 | 0.079369
23768 | 6.5 | 1 | 365 | 7.4002 | 0.8955 | 8 | 0.29571
23769 | 9.99 | 1 | 365 | 11.3736 | 0.89324 | 12 | 0.26679
23783 | 15.95 | 1 | 365 | 18.159 | 0.55128 | 18 | 0.71025
23787 | 4.75 | 1 | 365 | 5.4078 | 0.88518 | 6 | 0.29302
23781 | 6.325 | 1 | 365 | 7.201 | 0.49447 | 7 | 0.69544
23806 | 11.75 | 1 | 365 | 13.3773 | 0.92649 | 14 | 0.30379
24369 | 4.94 | 1 | 365 | 5.6242 | 0.32058 | 5 | 0.94474
23813 | 9.5 | 1 | 365 | 10.8157 | 0.77035 | 11 | 0.58604
23816 | 3.57 | 1 | 365 | 4.0644 | 0.18107 | 4 | 0.24549
23820 | 4.25 | 1 | 365 | 4.8386 | 0.73937 | 5 | 0.57797
23822 | 7.5 | 1 | 365 | 8.5387 | 0.18712 | 8 | 0.72582
23826 | 3 | 1 | 365 | 3.4155 | 0.87485 | 4 | 0.29033
23829 | 4.68 | 1 | 365 | 5.3282 | 0.72476 | 6 | 0.052913
23838 | 6.25 | 1 | 365 | 7.1156 | 0.3226 | 7 | 0.43818
23840 | 3.99 | 1 | 365 | 4.5426 | 0.14355 | 4 | 0.68614
23839 | 3.3 | 1 | 365 | 3.757 | 0.56233 | 4 | 0.31936
23846 | 4.5 | 1 | 365 | 5.1232 | 0.31227 | 5 | 0.43549
23854 | 7 | 1 | 365 | 7.9695 | 0.041312 | 8 | 0.010767
23856 | 9.72 | 1 | 365 | 11.0662 | 0.27451 | 11 | 0.34067
23859 | 5.1 | 1 | 365 | 5.8063 | 0.68724 | 6 | 0.49356
23860 | 3 | 1 | 365 | 3.4155 | 0.87485 | 4 | 0.29033
23863 | 13.16 | 1 | 365 | 14.9826 | 0.15767 | 15 | 0.14024
23865 | 7.65 | 1 | 365 | 8.7095 | 0.53086 | 9 | 0.24034
23866 | 5.2 | 1 | 365 | 5.9202 | 0.9164 | 6 | 0.83657
23882 | 3.12 | 1 | 365 | 3.5521 | 0.14984 | 3 | 0.70194
23887 | 8.415 | 1 | 365 | 9.5804 | 0.28395 | 9 | 0.86437
23889 | 5.355 | 1 | 365 | 6.0966 | 0.2716 | 6 | 0.36824
23893 | 8.925 | 1 | 365 | 10.1611 | 0.45267 | 10 | 0.61373
18838 | 8.32 | 1 | 365 | 9.4723 | 0.066245 | 9 | 0.53851
18836 | 5.46 | 1 | 365 | 6.2162 | 0.51222 | 6 | 0.7284
19334 | 4.68 | 1 | 365 | 5.3282 | 0.72476 | 6 | 0.052913
23895 | 7.28 | 1 | 365 | 8.2882 | 0.68296 | 8 | 0.9712
23901 | 4.2 | 1 | 365 | 4.7817 | 0.62479 | 5 | 0.40646
23903 | 6.24 | 1 | 365 | 7.1042 | 0.29968 | 7 | 0.40388
23904 | 4.5 | 1 | 365 | 5.1232 | 0.31227 | 5 | 0.43549
23906 | 6.76 | 1 | 365 | 7.6962 | 0.49132 | 8 | 0.18754
23907 | 4.08 | 1 | 365 | 4.6451 | 0.34979 | 4 | 0.99485
23909 | 4.68 | 1 | 365 | 5.3282 | 0.72476 | 6 | 0.052913
23911 | 6.84 | 1 | 365 | 7.7873 | 0.67465 | 8 | 0.46195
23914 | 7.84 | 1 | 365 | 8.9258 | 0.96627 | 9 | 0.89206
16101 | 504.165 | 0.8 | 365 | 459.1909 | 0.28206 | 459 | 0.47297
20915 | 12 | 1 | 365 | 13.6619 | 0.49939 | 14 | 0.16132
21180 | 9.625 | 1 | 365 | 10.958 | 0.056804 | 11 | 0.014805
21211 | 81.6 | 0.9 | 365 | 83.611 | 0.29628 | 83 | 0.90725
21244 | 10.2 | 1 | 365 | 11.6126 | 0.37448 | 11 | 0.98712
21397 | 9.62 | 1 | 365 | 10.9523 | 0.045346 | 10 | 0.99765
21032 | 12.4 | 1 | 365 | 14.1173 | 0.41604 | 14 | 0.53336
21936 | 5.775 | 1 | 365 | 6.5748 | 0.23408 | 6 | 0.80888
21922 | 10 | 1 | 365 | 11.3849 | 0.91616 | 12 | 0.3011
21091 | 11 | 1 | 365 | 12.5234 | 0.20778 | 12 | 0.73121
22282 | 7.14 | 1 | 365 | 8.1288 | 0.36214 | 8 | 0.49098
22350 | 6.6 | 1 | 365 | 7.5141 | 0.12467 | 7 | 0.63872
22703 | 6.75 | 1 | 365 | 7.6848 | 0.46841 | 8 | 0.15324
18522 | 5.94 | 1 | 365 | 6.7627 | 0.6122 | 7 | 0.37485
22840 | 2.85 | 1 | 365 | 3.2447 | 0.53111 | 3 | 0.77581
22969 | 10.45 | 1 | 365 | 11.8973 | 0.94739 | 12 | 0.84465
23538 | 6.05 | 1 | 365 | 6.8879 | 0.86428 | 7 | 0.75216
23533 | 5.5 | 1 | 365 | 6.2617 | 0.60389 | 6 | 0.8656
23692 | 3.24 | 1 | 365 | 3.6887 | 0.42484 | 4 | 0.11356
24125 | 16.225 | 1 | 365 | 18.4721 | 0.18147 | 18 | 0.65353
21063 | 11.44 | 1 | 365 | 13.0244 | 0.21609 | 13 | 0.24045
23888 | 9 | 1 | 365 | 10.2464 | 0.62454 | 10 | 0.87099
23891 | 9 | 1 | 365 | 10.2464 | 0.62454 | 10 | 0.87099
23423 | 6.5 | 1 | 365 | 7.4002 | 0.8955 | 8 | 0.29571
20549 | 12.375 | 1 | 365 | 14.0889 | 0.35875 | 14 | 0.44761
19602 | 8.84 | 1 | 365 | 10.0643 | 0.25789 | 10 | 0.32217
21296 | 3.675 | 1 | 365 | 4.184 | 0.42169 | 4 | 0.60565
15131 | 2.805 | 1 | 365 | 3.1935 | 0.42798 | 3 | 0.62146
21426 | 5.28 | 1 | 365 | 6.0112 | 0.099732 | 6 | 0.11098
21774 | 8.8 | 1 | 365 | 10.0187 | 0.16622 | 10 | 0.18496
22121 | 5.04 | 1 | 365 | 5.738 | 0.54974 | 6 | 0.28775
22236 | 5.2 | 1 | 365 | 5.9202 | 0.9164 | 6 | 0.83657
22511 | 3.9 | 1 | 365 | 4.4401 | 0.9373 | 5 | 0.37743
22837 | 6.3 | 1 | 365 | 7.1725 | 0.43718 | 7 | 0.60969
23141 | 6.63 | 1 | 365 | 7.5482 | 0.19341 | 7 | 0.74163
22752 | 5.46 | 1 | 365 | 6.2162 | 0.51222 | 6 | 0.7284
16685 | 4.2 | 1 | 365 | 4.7817 | 0.62479 | 5 | 0.40646
17775 | 7.6 | 1 | 365 | 8.6526 | 0.41628 | 9 | 0.068833
18833 | 3.9 | 1 | 365 | 4.4401 | 0.9373 | 5 | 0.37743
19628 | 5.2 | 1 | 365 | 5.9202 | 0.9164 | 6 | 0.83657
22041 | 5.94 | 1 | 365 | 6.7627 | 0.6122 | 7 | 0.37485
22522 | 7.56 | 1 | 365 | 8.607 | 0.32462 | 8 | 0.93163
22540 | 6.48 | 1 | 365 | 7.3774 | 0.84967 | 8 | 0.22711
23326 | 10.83 | 1 | 365 | 12.3299 | 0.8182 | 13 | 0.14809
17291 | 23.8 | 1 | 365 | 27.0961 | 0.54046 | 27 | 0.63661
20854 | 5.98 | 1 | 365 | 6.8082 | 0.70386 | 7 | 0.51206
20856 | 8.16 | 1 | 365 | 9.2901 | 0.69959 | 9 | 0.98969
20858 | 4.94 | 1 | 365 | 5.6242 | 0.32058 | 5 | 0.94474
22960 | 6.5 | 1 | 365 | 7.4002 | 0.8955 | 8 | 0.29571
20860 | 5.72 | 1 | 365 | 6.5122 | 0.10804 | 6 | 0.62023
20863 | 2.6 | 1 | 365 | 2.9601 | 0.9582 | 3 | 0.91828
20864 | 6.24 | 1 | 365 | 7.1042 | 0.29968 | 7 | 0.40388
20865 | 9.1 | 1 | 365 | 10.3603 | 0.85371 | 11 | 0.214
20866 | 6.72 | 1 | 365 | 7.6507 | 0.39966 | 8 | 0.050337
20871 | 5.2 | 1 | 365 | 5.9202 | 0.9164 | 6 | 0.83657
20890 | 6.24 | 1 | 365 | 7.1042 | 0.29968 | 7 | 0.40388
20882 | 11.96 | 1 | 365 | 13.6164 | 0.40773 | 14 | 0.024111
20872 | 7.28 | 1 | 365 | 8.2882 | 0.68296 | 8 | 0.9712
20876 | 4.16 | 1 | 365 | 4.7361 | 0.53312 | 5 | 0.26926
22645 | 6.47 | 1 | 365 | 7.3661 | 0.82676 | 8 | 0.19281
22649 | 10.57 | 1 | 365 | 12.0339 | 0.22238 | 12 | 0.25626
22660 | 4.47 | 1 | 365 | 5.0891 | 0.24352 | 5 | 0.33259
22661 | 10.215 | 1 | 365 | 11.6297 | 0.40886 | 12 | 0.03857
22664 | 6.725 | 1 | 365 | 7.6564 | 0.41112 | 8 | 0.067487
22667 | 5.47 | 1 | 365 | 6.2276 | 0.53514 | 6 | 0.7627
22775 | 7.96 | 1 | 365 | 9.0624 | 0.24126 | 9 | 0.30367
22781 | 8.47 | 1 | 365 | 9.643 | 0.40999 | 10 | 0.053028
22783 | 10.215 | 1 | 365 | 11.6297 | 0.40886 | 12 | 0.03857
22815 | 5.215 | 1 | 365 | 5.9372 | 0.95078 | 6 | 0.88802
22824 | 5.215 | 1 | 365 | 5.9372 | 0.95078 | 6 | 0.88802
22826 | 7.47 | 1 | 365 | 8.5045 | 0.11837 | 8 | 0.62292
22827 | 5.98 | 1 | 365 | 6.8082 | 0.70386 | 7 | 0.51206
22828 | 10.215 | 1 | 365 | 11.6297 | 0.40886 | 12 | 0.03857
22833 | 5.725 | 1 | 365 | 6.5179 | 0.1195 | 6 | 0.63738
22863 | 6.725 | 1 | 365 | 7.6564 | 0.41112 | 8 | 0.067487
22864 | 6.725 | 1 | 365 | 7.6564 | 0.41112 | 8 | 0.067487
22865 | 4.295 | 1 | 365 | 4.8898 | 0.84249 | 5 | 0.73232
22866 | 7.96 | 1 | 365 | 9.0624 | 0.24126 | 9 | 0.30367
22870 | 6.215 | 1 | 365 | 7.0757 | 0.24239 | 7 | 0.31813
22871 | 3.725 | 1 | 365 | 4.2409 | 0.53627 | 4 | 0.77716
22872 | 10.215 | 1 | 365 | 11.6297 | 0.40886 | 12 | 0.03857
22878 | 6.725 | 1 | 365 | 7.6564 | 0.41112 | 8 | 0.067487
22880 | 5.98 | 1 | 365 | 6.8082 | 0.70386 | 7 | 0.51206
22585 | 12.48 | 1 | 365 | 14.2084 | 0.59937 | 14 | 0.80777
22758 | 11.96 | 1 | 365 | 13.6164 | 0.40773 | 14 | 0.024111
22666 | 4.235 | 1 | 365 | 4.8215 | 0.70499 | 5 | 0.52651
14268 | 14.025 | 1 | 365 | 15.9674 | 0.13991 | 16 | 0.10729
20043 | 7.54 | 1 | 365 | 8.5842 | 0.27878 | 8 | 0.86303
20501 | 5.72 | 1 | 365 | 6.5122 | 0.10804 | 6 | 0.62023
19744 | 8.58 | 1 | 365 | 9.7683 | 0.66207 | 10 | 0.43034
20495 | 6.76 | 1 | 365 | 7.6962 | 0.49132 | 8 | 0.18754
20547 | 6.76 | 1 | 365 | 7.6962 | 0.49132 | 8 | 0.18754
20548 | 5.46 | 1 | 365 | 6.2162 | 0.51222 | 6 | 0.7284
19974 | 5.72 | 1 | 365 | 6.5122 | 0.10804 | 6 | 0.62023
18653 | 7.848 | 1 | 365 | 8.9349 | 0.9846 | 9 | 0.9195
20861 | 4.68 | 1 | 365 | 5.3282 | 0.72476 | 6 | 0.052913
22842 | 6.84 | 1 | 365 | 7.7873 | 0.67465 | 8 | 0.46195
19946 | 7.54 | 1 | 365 | 8.5842 | 0.27878 | 8 | 0.86303
23780 | 5.7 | 1 | 365 | 6.4894 | 0.062211 | 6 | 0.55162
19856 | 6.5 | 1 | 365 | 7.4002 | 0.8955 | 8 | 0.29571
23845 | 5.4 | 1 | 365 | 6.1479 | 0.37473 | 6 | 0.52259
23918 | 5.4 | 1 | 365 | 6.1479 | 0.37473 | 6 | 0.52259
19987 | 12.22 | 1 | 365 | 13.9124 | 0.0035475 | 13 | 0.91594
19811 | 10.75 | 1 | 365 | 12.2388 | 0.63487 | 12 | 0.87368
20595 | 5.72 | 1 | 365 | 6.5122 | 0.10804 | 6 | 0.62023
20661 | 6.76 | 1 | 365 | 7.6962 | 0.49132 | 8 | 0.18754
20654 | 4.42 | 1 | 365 | 5.0321 | 0.12894 | 5 | 0.16108
20649 | 3.9 | 1 | 365 | 4.4401 | 0.9373 | 5 | 0.37743
16957 | 4.68 | 1 | 365 | 5.3282 | 0.72476 | 6 | 0.052913
17299 | 3.9 | 1 | 365 | 4.4401 | 0.9373 | 5 | 0.37743
20516 | 8.32 | 1 | 365 | 9.4723 | 0.066245 | 9 | 0.53851
20505 | 7.28 | 1 | 365 | 8.2882 | 0.68296 | 8 | 0.9712
20499 | 4.94 | 1 | 365 | 5.6242 | 0.32058 | 5 | 0.94474
20485 | 8.32 | 1 | 365 | 9.4723 | 0.066245 | 9 | 0.53851
16782 | 7 | 1 | 365 | 7.9695 | 0.041312 | 8 | 0.010767
17411 | 4.68 | 1 | 365 | 5.3282 | 0.72476 | 6 | 0.052913
17425 | 8.84 | 1 | 365 | 10.0643 | 0.25789 | 10 | 0.32217
16796 | 4.68 | 1 | 365 | 5.3282 | 0.72476 | 6 | 0.052913
16768 | 3 | 1 | 365 | 3.4155 | 0.87485 | 4 | 0.29033
16620 | 7.28 | 1 | 365 | 8.2882 | 0.68296 | 8 | 0.9712
16176 | 2.5 | 1 | 365 | 2.8462 | 0.72904 | 3 | 0.57527
19884 | 6.5 | 1 | 365 | 7.4002 | 0.8955 | 8 | 0.29571
21826 | 9.075 | 1 | 365 | 10.3318 | 0.79642 | 11 | 0.12824
23811 | 6.5 | 1 | 365 | 7.4002 | 0.8955 | 8 | 0.29571
15861 | 6.76 | 1 | 365 | 7.6962 | 0.49132 | 8 | 0.18754
20637 | 7.8 | 1 | 365 | 8.8803 | 0.8746 | 9 | 0.75485
20632 | 7.28 | 1 | 365 | 8.2882 | 0.68296 | 8 | 0.9712
20631 | 5.72 | 1 | 365 | 6.5122 | 0.10804 | 6 | 0.62023
20440 | 7.8 | 1 | 365 | 8.8803 | 0.8746 | 9 | 0.75485
20436 | 8.84 | 1 | 365 | 10.0643 | 0.25789 | 10 | 0.32217
17561 | 8.84 | 1 | 365 | 10.0643 | 0.25789 | 10 | 0.32217
17960 | 6.75 | 1 | 365 | 7.6848 | 0.46841 | 8 | 0.15324
17696 | 7.8 | 1 | 365 | 8.8803 | 0.8746 | 9 | 0.75485
17491 | 7.905 | 1 | 365 | 8.9998 | 0.11522 | 9 | 0.11502
17552 | 7.8 | 1 | 365 | 8.8803 | 0.8746 | 9 | 0.75485
17605 | 10.66 | 1 | 365 | 12.1363 | 0.42863 | 12 | 0.56497
17560 | 7.65 | 1 | 365 | 8.7095 | 0.53086 | 9 | 0.24034
17646 | 5.46 | 1 | 365 | 6.2162 | 0.51222 | 6 | 0.7284
17649 | 5.2 | 1 | 365 | 5.9202 | 0.9164 | 6 | 0.83657
17710 | 6.5 | 1 | 365 | 7.4002 | 0.8955 | 8 | 0.29571
17745 | 8.32 | 1 | 365 | 9.4723 | 0.066245 | 9 | 0.53851
20717 | 6.24 | 1 | 365 | 7.1042 | 0.29968 | 7 | 0.40388
20720 | 10.4 | 1 | 365 | 11.8403 | 0.83281 | 12 | 0.67314
17000 | 5.2 | 1 | 365 | 5.9202 | 0.9164 | 6 | 0.83657
17776 | 7.28 | 1 | 365 | 8.2882 | 0.68296 | 8 | 0.9712
16794 | 8.25 | 1 | 365 | 9.3926 | 0.90583 | 10 | 0.2984
17835 | 8.415 | 1 | 365 | 9.5804 | 0.28395 | 9 | 0.86437
19989 | 6.76 | 1 | 365 | 7.6962 | 0.49132 | 8 | 0.18754
19983 | 2.86 | 1 | 365 | 3.2561 | 0.55402 | 3 | 0.81011
16686 | 3.64 | 1 | 365 | 4.1441 | 0.34148 | 4 | 0.4856
16871 | 12.25 | 1 | 365 | 13.9465 | 0.072296 | 14 | 0.018843
18383 | 6.24 | 1 | 365 | 7.1042 | 0.29968 | 7 | 0.40388
18445 | 4.16 | 1 | 365 | 4.7361 | 0.53312 | 5 | 0.26926
18567 | 4.68 | 1 | 365 | 5.3282 | 0.72476 | 6 | 0.052913
17897 | 9.36 | 1 | 365 | 10.6563 | 0.44953 | 11 | 0.10583
18295 | 7.8 | 1 | 365 | 8.8803 | 0.8746 | 9 | 0.75485
17645 | 9.1 | 1 | 365 | 10.3603 | 0.85371 | 11 | 0.214
18392 | 7.28 | 1 | 365 | 8.2882 | 0.68296 | 8 | 0.9712
16775 | 7.8 | 1 | 365 | 8.8803 | 0.8746 | 9 | 0.75485
18712 | 8.06 | 1 | 365 | 9.1763 | 0.47042 | 9 | 0.64668
18795 | 8.84 | 1 | 365 | 10.0643 | 0.25789 | 10 | 0.32217
17949 | 6.76 | 1 | 365 | 7.6962 | 0.49132 | 8 | 0.18754
17943 | 8.32 | 1 | 365 | 9.4723 | 0.066245 | 9 | 0.53851
18564 | 6.24 | 1 | 365 | 7.1042 | 0.29968 | 7 | 0.40388
17612 | 8.32 | 1 | 365 | 9.4723 | 0.066245 | 9 | 0.53851
17627 | 6.24 | 1 | 365 | 7.1042 | 0.29968 | 7 | 0.40388
19514 | 12.22 | 1 | 365 | 13.9124 | 0.0035475 | 13 | 0.91594
19533 | 11.96 | 1 | 365 | 13.6164 | 0.40773 | 14 | 0.024111
19560 | 9.62 | 1 | 365 | 10.9523 | 0.045346 | 10 | 0.99765
19681 | 9.1 | 1 | 365 | 10.3603 | 0.85371 | 11 | 0.214
19568 | 4.68 | 1 | 365 | 5.3282 | 0.72476 | 6 | 0.052913
19683 | 4.68 | 1 | 365 | 5.3282 | 0.72476 | 6 | 0.052913
19751 | 11.44 | 1 | 365 | 13.0244 | 0.21609 | 13 | 0.24045
19777 | 6.24 | 1 | 365 | 7.1042 | 0.29968 | 7 | 0.40388
19798 | 3.9 | 1 | 365 | 4.4401 | 0.9373 | 5 | 0.37743
19804 | 7.28 | 1 | 365 | 8.2882 | 0.68296 | 8 | 0.9712
19808 | 6.24 | 1 | 365 | 7.1042 | 0.29968 | 7 | 0.40388
19839 | 5.98 | 1 | 365 | 6.8082 | 0.70386 | 7 | 0.51206
19851 | 7.8 | 1 | 365 | 8.8803 | 0.8746 | 9 | 0.75485
19862 | 9.62 | 1 | 365 | 10.9523 | 0.045346 | 10 | 0.99765
19676 | 9.36 | 1 | 365 | 10.6563 | 0.44953 | 11 | 0.10583
19680 | 5.98 | 1 | 365 | 6.8082 | 0.70386 | 7 | 0.51206
19980 | 6.24 | 1 | 365 | 7.1042 | 0.29968 | 7 | 0.40388
19991 | 8.32 | 1 | 365 | 9.4723 | 0.066245 | 9 | 0.53851
20009 | 8.84 | 1 | 365 | 10.0643 | 0.25789 | 10 | 0.32217
20014 | 12.74 | 1 | 365 | 14.5044 | 0.19519 | 14 | 0.6996
19529 | 5.2 | 1 | 365 | 5.9202 | 0.9164 | 6 | 0.83657
19918 | 7.8 | 1 | 365 | 8.8803 | 0.8746 | 9 | 0.75485
19936 | 12.74 | 1 | 365 | 14.5044 | 0.19519 | 14 | 0.6996
19952 | 6.24 | 1 | 365 | 7.1042 | 0.29968 | 7 | 0.40388
19558 | 17.94 | 1 | 365 | 20.4246 | 0.11159 | 20 | 0.53617
19565 | 4.94 | 1 | 365 | 5.6242 | 0.32058 | 5 | 0.94474
19562 | 4.68 | 1 | 365 | 5.3282 | 0.72476 | 6 | 0.052913
19566 | 5.98 | 1 | 365 | 6.8082 | 0.70386 | 7 | 0.51206
19959 | 6.5 | 1 | 365 | 7.4002 | 0.8955 | 8 | 0.29571
19973 | 10.14 | 1 | 365 | 11.5443 | 0.23699 | 11 | 0.78131
19749 | 4.42 | 1 | 365 | 5.0321 | 0.12894 | 5 | 0.16108
19786 | 3.9 | 1 | 365 | 4.4401 | 0.9373 | 5 | 0.37743
19859 | 3.38 | 1 | 365 | 3.8481 | 0.74566 | 4 | 0.59377
19995 | 4.16 | 1 | 365 | 4.7361 | 0.53312 | 5 | 0.26926
20026 | 6.5 | 1 | 365 | 7.4002 | 0.8955 | 8 | 0.29571
20033 | 11.7 | 1 | 365 | 13.3204 | 0.81191 | 14 | 0.13228
20037 | 9.62 | 1 | 365 | 10.9523 | 0.045346 | 10 | 0.99765
20023 | 5.2 | 1 | 365 | 5.9202 | 0.9164 | 6 | 0.83657
20030 | 9.36 | 1 | 365 | 10.6563 | 0.44953 | 11 | 0.10583
19519 | 10.14 | 1 | 365 | 11.5443 | 0.23699 | 11 | 0.78131
20403 | 11.73 | 1 | 365 | 13.3545 | 0.88066 | 14 | 0.23519
19905 | 7.8 | 1 | 365 | 8.8803 | 0.8746 | 9 | 0.75485
20286 | 5.72 | 1 | 365 | 6.5122 | 0.10804 | 6 | 0.62023
19942 | 7.28 | 1 | 365 | 8.2882 | 0.68296 | 8 | 0.9712
19948 | 11.7 | 1 | 365 | 13.3204 | 0.81191 | 14 | 0.13228
20409 | 8.32 | 1 | 365 | 9.4723 | 0.066245 | 9 | 0.53851
17713 | 4.42 | 1 | 365 | 5.0321 | 0.12894 | 5 | 0.16108
14119 | 6.76 | 1 | 365 | 7.6962 | 0.49132 | 8 | 0.18754
16905 | 9.18 | 1 | 365 | 10.4514 | 0.037035 | 10 | 0.48841
17070 | 5.2 | 1 | 365 | 5.9202 | 0.9164 | 6 | 0.83657
17484 | 3.9 | 1 | 365 | 4.4401 | 0.9373 | 5 | 0.37743
17508 | 7.8 | 1 | 365 | 8.8803 | 0.8746 | 9 | 0.75485
17625 | 13.26 | 1 | 365 | 15.0964 | 0.38683 | 15 | 0.48325
18709 | 13.26 | 1 | 365 | 15.0964 | 0.38683 | 15 | 0.48325
18705 | 6.5 | 1 | 365 | 7.4002 | 0.8955 | 8 | 0.29571
18696 | 6.24 | 1 | 365 | 7.1042 | 0.29968 | 7 | 0.40388
18635 | 3.9 | 1 | 365 | 4.4401 | 0.9373 | 5 | 0.37743
18633 | 9.75 | 1 | 365 | 11.1003 | 0.34326 | 11 | 0.44357
18631 | 4.42 | 1 | 365 | 5.0321 | 0.12894 | 5 | 0.16108
20774 | 6.5 | 1 | 365 | 7.4002 | 0.8955 | 8 | 0.29571
18622 | 8.58 | 1 | 365 | 9.7683 | 0.66207 | 10 | 0.43034
18594 | 5.5 | 1 | 365 | 6.2617 | 0.60389 | 6 | 0.8656
22629 | 5.5 | 1 | 365 | 6.2617 | 0.60389 | 6 | 0.8656
20787 | 10.92 | 1 | 365 | 12.4324 | 0.024447 | 12 | 0.4568
20066 | 13.52 | 1 | 365 | 15.3924 | 0.98265 | 16 | 0.37508
18593 | 6.75 | 1 | 365 | 7.6848 | 0.46841 | 8 | 0.15324
18579 | 5.46 | 1 | 365 | 6.2162 | 0.51222 | 6 | 0.7284
17619 | 6.24 | 1 | 365 | 7.1042 | 0.29968 | 7 | 0.40388
18565 | 4.68 | 1 | 365 | 5.3282 | 0.72476 | 6 | 0.052913
18463 | 5.46 | 1 | 365 | 6.2162 | 0.51222 | 6 | 0.7284
17650 | 5.46 | 1 | 365 | 6.2162 | 0.51222 | 6 | 0.7284
17779 | 11.44 | 1 | 365 | 13.0244 | 0.21609 | 13 | 0.24045
17755 | 9.88 | 1 | 365 | 11.2483 | 0.64117 | 11 | 0.88948
17902 | 8.06 | 1 | 365 | 9.1763 | 0.47042 | 9 | 0.64668
18082 | 8.32 | 1 | 365 | 9.4723 | 0.066245 | 9 | 0.53851
18134 | 6.5 | 1 | 365 | 7.4002 | 0.8955 | 8 | 0.29571
18137 | 7.54 | 1 | 365 | 8.5842 | 0.27878 | 8 | 0.86303
18300 | 10.66 | 1 | 365 | 12.1363 | 0.42863 | 12 | 0.56497
18303 | 8.06 | 1 | 365 | 9.1763 | 0.47042 | 9 | 0.64668
18380 | 8.06 | 1 | 365 | 9.1763 | 0.47042 | 9 | 0.64668
18447 | 11.96 | 1 | 365 | 13.6164 | 0.40773 | 14 | 0.024111
20575 | 7.8 | 1 | 365 | 8.8803 | 0.8746 | 9 | 0.75485
20600 | 7.28 | 1 | 365 | 8.2882 | 0.68296 | 8 | 0.9712
20613 | 10.66 | 1 | 365 | 12.1363 | 0.42863 | 12 | 0.56497
20607 | 5.2 | 1 | 365 | 5.9202 | 0.9164 | 6 | 0.83657
20725 | 7.02 | 1 | 365 | 7.9922 | 0.087144 | 8 | 0.079369
20634 | 8.32 | 1 | 365 | 9.4723 | 0.066245 | 9 | 0.53851
20884 | 13.52 | 1 | 365 | 15.3924 | 0.98265 | 16 | 0.37508
20917 | 8.06 | 1 | 365 | 9.1763 | 0.47042 | 9 | 0.64668
20953 | 8.32 | 1 | 365 | 9.4723 | 0.066245 | 9 | 0.53851
21026 | 9.1 | 1 | 365 | 10.3603 | 0.85371 | 11 | 0.214
21039 | 9.1 | 1 | 365 | 10.3603 | 0.85371 | 11 | 0.214
21046 | 4.68 | 1 | 365 | 5.3282 | 0.72476 | 6 | 0.052913
21153 | 8.32 | 1 | 365 | 9.4723 | 0.066245 | 9 | 0.53851
21144 | 7.54 | 1 | 365 | 8.5842 | 0.27878 | 8 | 0.86303
21156 | 4.42 | 1 | 365 | 5.0321 | 0.12894 | 5 | 0.16108
21205 | 9.36 | 1 | 365 | 10.6563 | 0.44953 | 11 | 0.10583
21348 | 2.805 | 1 | 365 | 3.1935 | 0.42798 | 3 | 0.62146
19541 | 4.68 | 1 | 365 | 5.3282 | 0.72476 | 6 | 0.052913
21250 | 8.84 | 1 | 365 | 10.0643 | 0.25789 | 10 | 0.32217
21316 | 6.76 | 1 | 365 | 7.6962 | 0.49132 | 8 | 0.18754
21326 | 5.98 | 1 | 365 | 6.8082 | 0.70386 | 7 | 0.51206
17496 | 3.9 | 1 | 365 | 4.4401 | 0.9373 | 5 | 0.37743
21418 | 7.8 | 1 | 365 | 8.8803 | 0.8746 | 9 | 0.75485
21428 | 4.68 | 1 | 365 | 5.3282 | 0.72476 | 6 | 0.052913
21454 | 7.28 | 1 | 365 | 8.2882 | 0.68296 | 8 | 0.9712
21505 | 6.24 | 1 | 365 | 7.1042 | 0.29968 | 7 | 0.40388
21511 | 7.28 | 1 | 365 | 8.2882 | 0.68296 | 8 | 0.9712
21523 | 7.02 | 1 | 365 | 7.9922 | 0.087144 | 8 | 0.079369
21530 | 5.2 | 1 | 365 | 5.9202 | 0.9164 | 6 | 0.83657
16195 | 10.14 | 1 | 365 | 11.5443 | 0.23699 | 11 | 0.78131
19547 | 8.84 | 1 | 365 | 10.0643 | 0.25789 | 10 | 0.32217
20371 | 9.88 | 1 | 365 | 11.2483 | 0.64117 | 11 | 0.88948
20958 | 7.28 | 1 | 365 | 8.2882 | 0.68296 | 8 | 0.9712
21048 | 7.28 | 1 | 365 | 8.2882 | 0.68296 | 8 | 0.9712
21097 | 8.84 | 1 | 365 | 10.0643 | 0.25789 | 10 | 0.32217
21159 | 6.76 | 1 | 365 | 7.6962 | 0.49132 | 8 | 0.18754
22136 | 7.14 | 1 | 365 | 8.1288 | 0.36214 | 8 | 0.49098
21150 | 7.28 | 1 | 365 | 8.2882 | 0.68296 | 8 | 0.9712
21589 | 7.02 | 1 | 365 | 7.9922 | 0.087144 | 8 | 0.079369
21607 | 9.1 | 1 | 365 | 10.3603 | 0.85371 | 11 | 0.214
21610 | 9.62 | 1 | 365 | 10.9523 | 0.045346 | 10 | 0.99765
20437 | 8.06 | 1 | 365 | 9.1763 | 0.47042 | 9 | 0.64668
21737 | 6.5 | 1 | 365 | 7.4002 | 0.8955 | 8 | 0.29571
21808 | 10.66 | 1 | 365 | 12.1363 | 0.42863 | 12 | 0.56497
21996 | 4.16 | 1 | 365 | 4.7361 | 0.53312 | 5 | 0.26926
19767 | 7.25 | 1 | 365 | 8.2541 | 0.61422 | 8 | 0.86829
22110 | 8.32 | 1 | 365 | 9.4723 | 0.066245 | 9 | 0.53851
21089 | 7.54 | 1 | 365 | 8.5842 | 0.27878 | 8 | 0.86303
22210 | 5.2 | 1 | 365 | 5.9202 | 0.9164 | 6 | 0.83657
21184 | 8.32 | 1 | 365 | 9.4723 | 0.066245 | 9 | 0.53851
21203 | 3.9 | 1 | 365 | 4.4401 | 0.9373 | 5 | 0.37743
21220 | 12.48 | 1 | 365 | 14.2084 | 0.59937 | 14 | 0.80777
20767 | 10.4 | 1 | 365 | 11.8403 | 0.83281 | 12 | 0.67314
21281 | 4.68 | 1 | 365 | 5.3282 | 0.72476 | 6 | 0.052913
20786 | 6.24 | 1 | 365 | 7.1042 | 0.29968 | 7 | 0.40388
20904 | 8.32 | 1 | 365 | 9.4723 | 0.066245 | 9 | 0.53851
20827 | 13 | 1 | 365 | 14.8004 | 0.79101 | 15 | 0.59142
22011 | 5.2 | 1 | 365 | 5.9202 | 0.9164 | 6 | 0.83657
22089 | 7.28 | 1 | 365 | 8.2882 | 0.68296 | 8 | 0.9712
22291 | 8.06 | 1 | 365 | 9.1763 | 0.47042 | 9 | 0.64668
22295 | 6.24 | 1 | 365 | 7.1042 | 0.29968 | 7 | 0.40388
19754 | 4.94 | 1 | 365 | 5.6242 | 0.32058 | 5 | 0.94474
20024 | 4.94 | 1 | 365 | 5.6242 | 0.32058 | 5 | 0.94474
19968 | 13.52 | 1 | 365 | 15.3924 | 0.98265 | 16 | 0.37508
20005 | 4.16 | 1 | 365 | 4.7361 | 0.53312 | 5 | 0.26926
17707 | 5.46 | 1 | 365 | 6.2162 | 0.51222 | 6 | 0.7284
20604 | 9.36 | 1 | 365 | 10.6563 | 0.44953 | 11 | 0.10583
20592 | 10.92 | 1 | 365 | 12.4324 | 0.024447 | 12 | 0.4568
24139 | 25 | 1 | 365 | 28.4623 | 0.2904 | 28 | 0.75274
24341 | 12.75 | 1 | 365 | 14.5158 | 0.2181 | 14 | 0.7339
24265 | 8.96 | 1 | 365 | 10.2009 | 0.53288 | 10 | 0.73378
24354 | 6.84 | 1 | 365 | 7.7873 | 0.67465 | 8 | 0.46195
24357 | 7 | 1 | 365 | 7.9695 | 0.041312 | 8 | 0.010767
24356 | 5.13 | 1 | 365 | 5.8405 | 0.75599 | 6 | 0.59646
24027 | 6.3 | 1 | 365 | 7.1725 | 0.43718 | 7 | 0.60969
24365 | 14.85 | 1 | 365 | 16.9066 | 0.030498 | 16 | 0.93713
24381 | 5.2 | 1 | 365 | 5.9202 | 0.9164 | 6 | 0.83657
24383 | 8.25 | 1 | 365 | 9.3926 | 0.90583 | 10 | 0.2984
18024 | 5.2 | 1 | 365 | 5.9202 | 0.9164 | 6 | 0.83657
7416 | 342.21 | 0.9 | 365 | 350.6435 | 0.79252 | 351 | 0.43603
19280 | 3.9 | 1 | 365 | 4.4401 | 0.9373 | 5 | 0.37743
19295 | 4.16 | 1 | 365 | 4.7361 | 0.53312 | 5 | 0.26926
7381 | 435.54 | 0.9 | 365 | 446.2736 | 0.28139 | 446 | 0.55494
19177 | 7.905 | 1 | 365 | 8.9998 | 0.11522 | 9 | 0.11502
20401 | 4.16 | 1 | 365 | 4.7361 | 0.53312 | 5 | 0.26926
23083 | 7.2 | 1 | 365 | 8.1972 | 0.49964 | 8 | 0.69679
21702 | 5.1 | 1 | 365 | 5.8063 | 0.68724 | 6 | 0.49356
19866 | 7.5 | 1 | 365 | 8.5387 | 0.18712 | 8 | 0.72582
23516 | 9.075 | 1 | 365 | 10.3318 | 0.79642 | 11 | 0.12824
21151 | 7.5 | 1 | 365 | 8.5387 | 0.18712 | 8 | 0.72582
21155 | 8.4 | 1 | 365 | 9.5633 | 0.24957 | 9 | 0.81292
22873 | 20.24 | 1 | 365 | 23.0431 | 0.38231 | 23 | 0.42542
22006 | 9.9 | 1 | 365 | 11.2711 | 0.687 | 11 | 0.95809
22774 | 8.37 | 1 | 365 | 9.5292 | 0.18083 | 9 | 0.71002
19396 | 5.5 | 1 | 365 | 6.2617 | 0.60389 | 6 | 0.8656
21307 | 322.08 | 0.9 | 365 | 330.0174 | 0.27531 | 330 | 0.29273
21391 | 3.5 | 1 | 365 | 3.9847 | 0.020656 | 4 | 0.0053836
22273 | 8.55 | 1 | 365 | 9.7341 | 0.59332 | 10 | 0.32744
18337 | 5.98 | 1 | 365 | 6.8082 | 0.70386 | 7 | 0.51206
24385 | 4.42 | 1 | 365 | 5.0321 | 0.12894 | 5 | 0.16108
24391 | 10.14 | 1 | 365 | 11.5443 | 0.23699 | 11 | 0.78131
24449 | 5.61 | 1 | 365 | 6.3869 | 0.85597 | 7 | 0.24291
24453 | 6.25 | 1 | 365 | 7.1156 | 0.3226 | 7 | 0.43818
24476 | 7.7 | 1 | 365 | 8.7664 | 0.64544 | 9 | 0.41184
24502 | 8.5 | 1 | 365 | 9.6772 | 0.47874 | 10 | 0.15593
24509 | 8.06 | 1 | 365 | 9.1763 | 0.47042 | 9 | 0.64668
24511 | 11.25 | 1 | 365 | 12.8081 | 0.78068 | 13 | 0.58873
24577 | 7.28 | 1 | 365 | 8.2882 | 0.68296 | 8 | 0.9712
24580 | 3.3 | 1 | 365 | 3.757 | 0.56233 | 4 | 0.31936
24595 | 6.72 | 1 | 365 | 7.6507 | 0.39966 | 8 | 0.050337
24596 | 6.54 | 1 | 365 | 7.4457 | 0.98717 | 8 | 0.43292
24593 | 3.64 | 1 | 365 | 4.1441 | 0.34148 | 4 | 0.4856
24597 | 21.32 | 1 | 365 | 24.2727 | 0.85725 | 25 | 0.12994
24599 | 5.04 | 1 | 365 | 5.738 | 0.54974 | 6 | 0.28775
24673 | 9.81 | 1 | 365 | 11.1686 | 0.48075 | 11 | 0.64938
25101 | 10.92 | 1 | 365 | 12.4324 | 0.024447 | 12 | 0.4568
25110 | 6.76 | 1 | 365 | 7.6962 | 0.49132 | 8 | 0.18754
25111 | 6.12 | 1 | 365 | 6.9676 | 0.02469 | 6 | 0.99227
25114 | 8.84 | 1 | 365 | 10.0643 | 0.25789 | 10 | 0.32217
25113 | 10.14 | 1 | 365 | 11.5443 | 0.23699 | 11 | 0.78131
25115 | 5.1 | 1 | 365 | 5.8063 | 0.68724 | 6 | 0.49356
25117 | 3.99 | 1 | 365 | 4.5426 | 0.14355 | 4 | 0.68614
25119 | 7.2 | 1 | 365 | 8.1972 | 0.49964 | 8 | 0.69679
25120 | 5.865 | 1 | 365 | 6.6773 | 0.44033 | 7 | 0.11759
24952 | 9 | 1 | 365 | 10.2464 | 0.62454 | 10 | 0.87099
25039 | 4.68 | 1 | 365 | 5.3282 | 0.72476 | 6 | 0.052913
25024 | 16.5 | 1 | 365 | 18.7851 | 0.81166 | 19 | 0.59681
25137 | 9.72 | 1 | 365 | 11.0662 | 0.27451 | 11 | 0.34067
25142 | 7.02 | 1 | 365 | 7.9922 | 0.087144 | 8 | 0.079369
25029 | 8.925 | 1 | 365 | 10.1611 | 0.45267 | 10 | 0.61373
22111 | 19.98 | 1 | 365 | 22.7471 | 0.78649 | 23 | 0.53359
25201 | 10.35 | 1 | 365 | 11.7834 | 0.71823 | 12 | 0.50163
25203 | 4.83 | 1 | 365 | 5.4989 | 0.068505 | 5 | 0.56743
25109 | 8.28 | 1 | 365 | 9.4267 | 0.97458 | 10 | 0.40131
24691 | 42 | 0.9 | 365 | 43.0351 | 0.62308 | 43 | 0.65814
25273 | 10.8 | 1 | 365 | 12.2957 | 0.74945 | 13 | 0.045184
25274 | 10.8 | 1 | 365 | 12.2957 | 0.74945 | 13 | 0.045184
25275 | 10.8 | 1 | 365 | 12.2957 | 0.74945 | 13 | 0.045184
25276 | 11.34 | 1 | 365 | 12.9105 | 0.98693 | 13 | 0.89744
25232 | 3.924 | 1 | 365 | 4.4674 | 0.9923 | 5 | 0.45975
25226 | 8.25 | 1 | 365 | 9.3926 | 0.90583 | 10 | 0.2984
25295 | 3.45 | 1 | 365 | 3.9278 | 0.90608 | 4 | 0.83388
24337 | 10.08 | 1 | 365 | 11.476 | 0.099489 | 11 | 0.5755
25315 | 6.25 | 1 | 365 | 7.1156 | 0.3226 | 7 | 0.43818
25062 | 36.68 | 0.9 | 365 | 37.584 | 0.65083 | 38 | 0.23478
25280 | 9.8 | 1 | 365 | 11.1572 | 0.45784 | 11 | 0.61507
25059 | 24.84 | 1 | 365 | 28.2802 | 0.92374 | 29 | 0.20392
25324 | 14.715 | 1 | 365 | 16.7529 | 0.72113 | 17 | 0.47406
25328 | 9.81 | 1 | 365 | 11.1686 | 0.48075 | 11 | 0.64938
25064 | 12.69 | 1 | 365 | 14.4475 | 0.080607 | 14 | 0.52809
25065 | 27 | 0.9 | 365 | 27.6654 | 0.68627 | 28 | 0.35166
25355 | 5.4 | 1 | 365 | 6.1479 | 0.37473 | 6 | 0.52259
25356 | 6.72 | 1 | 365 | 7.6507 | 0.39966 | 8 | 0.050337
24690 | 3.57 | 1 | 365 | 4.0644 | 0.18107 | 4 | 0.24549
25360 | 7.8 | 1 | 365 | 8.8803 | 0.8746 | 9 | 0.75485
25367 | 4.16 | 1 | 365 | 4.7361 | 0.53312 | 5 | 0.26926
25383 | 11.97 | 1 | 365 | 13.6278 | 0.43064 | 14 | 0.058412
25385 | 5.886 | 1 | 365 | 6.7012 | 0.48845 | 7 | 0.18963
25209 | 29.64 | 0.9 | 365 | 30.3705 | 0.13115 | 30 | 0.5016
25402 | 3.924 | 1 | 365 | 4.4674 | 0.9923 | 5 | 0.45975
25403 | 5.2 | 1 | 365 | 5.9202 | 0.9164 | 6 | 0.83657
25404 | 7.2 | 1 | 365 | 8.1972 | 0.49964 | 8 | 0.69679
25405 | 9.18 | 1 | 365 | 10.4514 | 0.037035 | 10 | 0.48841
25406 | 3.6 | 1 | 365 | 4.0986 | 0.24982 | 4 | 0.34839
25407 | 5.72 | 1 | 365 | 6.5122 | 0.10804 | 6 | 0.62023
25408 | 3.64 | 1 | 365 | 4.1441 | 0.34148 | 4 | 0.4856
25409 | 7.65 | 1 | 365 | 8.7095 | 0.53086 | 9 | 0.24034
25412 | 3.315 | 1 | 365 | 3.7741 | 0.59671 | 4 | 0.37081
25410 | 4.8 | 1 | 365 | 5.4648 | 0.99976 | 6 | 0.46453
25413 | 4.48 | 1 | 365 | 5.1005 | 0.26644 | 5 | 0.36689
25414 | 7.935 | 1 | 365 | 9.0339 | 0.18397 | 9 | 0.21792
25416 | 7.2 | 1 | 365 | 8.1972 | 0.49964 | 8 | 0.69679
25415 | 5.46 | 1 | 365 | 6.2162 | 0.51222 | 6 | 0.7284
25420 | 8.375 | 1 | 365 | 9.5349 | 0.19228 | 9 | 0.72717
24940 | 6.5 | 1 | 365 | 7.4002 | 0.8955 | 8 | 0.29571
25298 | 7.848 | 1 | 365 | 8.9349 | 0.9846 | 9 | 0.9195
25081 | 7.5 | 1 | 365 | 8.5387 | 0.18712 | 8 | 0.72582
25444 | 4.08 | 1 | 365 | 4.6451 | 0.34979 | 4 | 0.99485
25449 | 5.4 | 1 | 365 | 6.1479 | 0.37473 | 6 | 0.52259
18835 | 5.72 | 1 | 365 | 6.5122 | 0.10804 | 6 | 0.62023
25456 | 6.12 | 1 | 365 | 6.9676 | 0.02469 | 6 | 0.99227
25460 | 7.194 | 1 | 365 | 8.1903 | 0.48589 | 8 | 0.67621
25392 | 6.16 | 1 | 365 | 7.0131 | 0.11635 | 7 | 0.12948
25487 | 4.5 | 1 | 365 | 5.1232 | 0.31227 | 5 | 0.43549
25447 | 7.395 | 1 | 365 | 8.4192 | 0.9465 | 9 | 0.36566
25540 | 9.18 | 1 | 365 | 10.4514 | 0.037035 | 10 | 0.48841
25546 | 8.502 | 1 | 365 | 9.6795 | 0.48332 | 10 | 0.16279
25548 | 8.54 | 1 | 365 | 9.7227 | 0.5704 | 10 | 0.29314
25549 | 12.2 | 1 | 365 | 13.8896 | 0.95772 | 14 | 0.84734
25552 | 5.6 | 1 | 365 | 6.3756 | 0.83305 | 7 | 0.20861
25559 | 7.14 | 1 | 365 | 8.1288 | 0.36214 | 8 | 0.49098
25562 | 5.2 | 1 | 365 | 5.9202 | 0.9164 | 6 | 0.83657
25561 | 10.175 | 1 | 365 | 11.5842 | 0.31719 | 11 | 0.90137
25563 | 5.4 | 1 | 365 | 6.1479 | 0.37473 | 6 | 0.52259
25565 | 7.2 | 1 | 365 | 8.1972 | 0.49964 | 8 | 0.69679
25566 | 7.165 | 1 | 365 | 8.1573 | 0.41943 | 8 | 0.57674
25866 | 3.06 | 1 | 365 | 3.4838 | 0.012345 | 3 | 0.49614
25867 | 6.63 | 1 | 365 | 7.5482 | 0.19341 | 7 | 0.74163
25868 | 5.4 | 1 | 365 | 6.1479 | 0.37473 | 6 | 0.52259
25869 | 3.825 | 1 | 365 | 4.3547 | 0.76543 | 5 | 0.12017
25870 | 3.64 | 1 | 365 | 4.1441 | 0.34148 | 4 | 0.4856
25871 | 9.36 | 1 | 365 | 10.6563 | 0.44953 | 11 | 0.10583
25872 | 6 | 1 | 365 | 6.831 | 0.7497 | 7 | 0.58066
25873 | 3.3 | 1 | 365 | 3.757 | 0.56233 | 4 | 0.31936
25874 | 8.4 | 1 | 365 | 9.5633 | 0.24957 | 9 | 0.81292
25881 | 3.6 | 1 | 365 | 4.0986 | 0.24982 | 4 | 0.34839
25875 | 11.44 | 1 | 365 | 13.0244 | 0.21609 | 13 | 0.24045
25883 | 7.65 | 1 | 365 | 8.7095 | 0.53086 | 9 | 0.24034
25884 | 7.395 | 1 | 365 | 8.4192 | 0.9465 | 9 | 0.36566
25893 | 5.98 | 1 | 365 | 6.8082 | 0.70386 | 7 | 0.51206
25906 | 4.8 | 1 | 365 | 5.4648 | 0.99976 | 6 | 0.46453
25909 | 6.12 | 1 | 365 | 6.9676 | 0.02469 | 6 | 0.99227
25920 | 5.72 | 1 | 365 | 6.5122 | 0.10804 | 6 | 0.62023
25922 | 5.98 | 1 | 365 | 6.8082 | 0.70386 | 7 | 0.51206
25923 | 6.24 | 1 | 365 | 7.1042 | 0.29968 | 7 | 0.40388
25925 | 4.08 | 1 | 365 | 4.6451 | 0.34979 | 4 | 0.99485
25926 | 5.1 | 1 | 365 | 5.8063 | 0.68724 | 6 | 0.49356
25928 | 6.365 | 1 | 365 | 7.2465 | 0.58614 | 7 | 0.83265
25908 | 9.36 | 1 | 365 | 10.6563 | 0.44953 | 11 | 0.10583
25930 | 3.825 | 1 | 365 | 4.3547 | 0.76543 | 5 | 0.12017
25931 | 7.2 | 1 | 365 | 8.1972 | 0.49964 | 8 | 0.69679
25974 | 4.59 | 1 | 365 | 5.2257 | 0.51852 | 5 | 0.7442
25945 | 7.28 | 1 | 365 | 8.2882 | 0.68296 | 8 | 0.9712
25978 | 5.46 | 1 | 365 | 6.2162 | 0.51222 | 6 | 0.7284
25979 | 5.72 | 1 | 365 | 6.5122 | 0.10804 | 6 | 0.62023
26004 | 7.28 | 1 | 365 | 8.2882 | 0.68296 | 8 | 0.9712
26005 | 8.58 | 1 | 365 | 9.7683 | 0.66207 | 10 | 0.43034
26009 | 5.2 | 1 | 365 | 5.9202 | 0.9164 | 6 | 0.83657
26024 | 7.905 | 1 | 365 | 8.9998 | 0.11522 | 9 | 0.11502
26022 | 8.925 | 1 | 365 | 10.1611 | 0.45267 | 10 | 0.61373
26026 | 4.59 | 1 | 365 | 5.2257 | 0.51852 | 5 | 0.7442
26025 | 6.9 | 1 | 365 | 7.8556 | 0.81215 | 8 | 0.66776
26027 | 5.1 | 1 | 365 | 5.8063 | 0.68724 | 6 | 0.49356
25701 | 7.28 | 1 | 365 | 8.2882 | 0.68296 | 8 | 0.9712
26050 | 9.9 | 1 | 365 | 11.2711 | 0.687 | 11 | 0.95809
25574 | 14.3 | 1 | 365 | 16.2805 | 0.77011 | 17 | 0.050567
26052 | 5.559 | 1 | 365 | 6.3289 | 0.73909 | 7 | 0.067979
26055 | 6 | 1 | 365 | 6.831 | 0.7497 | 7 | 0.58066
25797 | 4 | 1 | 365 | 4.554 | 0.16646 | 4 | 0.72044
25689 | 5.865 | 1 | 365 | 6.6773 | 0.44033 | 7 | 0.11759
25799 | 6 | 1 | 365 | 6.831 | 0.7497 | 7 | 0.58066
26059 | 10 | 1 | 365 | 11.3849 | 0.91616 | 12 | 0.3011
26094 | 8.32 | 1 | 365 | 9.4723 | 0.066245 | 9 | 0.53851
26111 | 5.64 | 1 | 365 | 6.4211 | 0.92471 | 7 | 0.34582
26113 | 8.58 | 1 | 365 | 9.7683 | 0.66207 | 10 | 0.43034
26116 | 3.9 | 1 | 365 | 4.4401 | 0.9373 | 5 | 0.37743
26118 | 5.2 | 1 | 365 | 5.9202 | 0.9164 | 6 | 0.83657
26115 | 7.54 | 1 | 365 | 8.5842 | 0.27878 | 8 | 0.86303
26122 | 6.5 | 1 | 365 | 7.4002 | 0.8955 | 8 | 0.29571
26121 | 10.4 | 1 | 365 | 11.8403 | 0.83281 | 12 | 0.67314
26123 | 4.68 | 1 | 365 | 5.3282 | 0.72476 | 6 | 0.052913
26125 | 8.32 | 1 | 365 | 9.4723 | 0.066245 | 9 | 0.53851
26126 | 7.02 | 1 | 365 | 7.9922 | 0.087144 | 8 | 0.079369
26127 | 8.32 | 1 | 365 | 9.4723 | 0.066245 | 9 | 0.53851
26128 | 9.88 | 1 | 365 | 11.2483 | 0.64117 | 11 | 0.88948
26129 | 10.8 | 1 | 365 | 12.2957 | 0.74945 | 13 | 0.045184
26130 | 2.34 | 1 | 365 | 2.6641 | 0.36238 | 3 | 0.026456
26131 | 4.32 | 1 | 365 | 4.9183 | 0.89978 | 5 | 0.81807
26132 | 3.64 | 1 | 365 | 4.1441 | 0.34148 | 4 | 0.4856
26133 | 6.24 | 1 | 365 | 7.1042 | 0.29968 | 7 | 0.40388
26138 | 4.68 | 1 | 365 | 5.3282 | 0.72476 | 6 | 0.052913
26135 | 7.28 | 1 | 365 | 8.2882 | 0.68296 | 8 | 0.9712
26139 | 3.12 | 1 | 365 | 3.5521 | 0.14984 | 3 | 0.70194
26142 | 5.2 | 1 | 365 | 5.9202 | 0.9164 | 6 | 0.83657
26145 | 2.6 | 1 | 365 | 2.9601 | 0.9582 | 3 | 0.91828
26147 | 8.06 | 1 | 365 | 9.1763 | 0.47042 | 9 | 0.64668
26149 | 4.42 | 1 | 365 | 5.0321 | 0.12894 | 5 | 0.16108
26150 | 4.68 | 1 | 365 | 5.3282 | 0.72476 | 6 | 0.052913
26151 | 6.5 | 1 | 365 | 7.4002 | 0.8955 | 8 | 0.29571
26177 | 7.54 | 1 | 365 | 8.5842 | 0.27878 | 8 | 0.86303
26181 | 4.16 | 1 | 365 | 4.7361 | 0.53312 | 5 | 0.26926
26185 | 4.16 | 1 | 365 | 4.7361 | 0.53312 | 5 | 0.26926
26188 | 10.4 | 1 | 365 | 11.8403 | 0.83281 | 12 | 0.67314
26186 | 7.54 | 1 | 365 | 8.5842 | 0.27878 | 8 | 0.86303
26191 | 4.42 | 1 | 365 | 5.0321 | 0.12894 | 5 | 0.16108
26193 | 9.36 | 1 | 365 | 10.6563 | 0.44953 | 11 | 0.10583
26197 | 9.36 | 1 | 365 | 10.6563 | 0.44953 | 11 | 0.10583
26194 | 9.1 | 1 | 365 | 10.3603 | 0.85371 | 11 | 0.214
26196 | 5.98 | 1 | 365 | 6.8082 | 0.70386 | 7 | 0.51206
26199 | 4.42 | 1 | 365 | 5.0321 | 0.12894 | 5 | 0.16108
26198 | 10.4 | 1 | 365 | 11.8403 | 0.83281 | 12 | 0.67314
26201 | 4.16 | 1 | 365 | 4.7361 | 0.53312 | 5 | 0.26926
26202 | 10.92 | 1 | 365 | 12.4324 | 0.024447 | 12 | 0.4568
26205 | 7.54 | 1 | 365 | 8.5842 | 0.27878 | 8 | 0.86303
26209 | 4.42 | 1 | 365 | 5.0321 | 0.12894 | 5 | 0.16108
26213 | 9.88 | 1 | 365 | 11.2483 | 0.64117 | 11 | 0.88948
26216 | 8.84 | 1 | 365 | 10.0643 | 0.25789 | 10 | 0.32217
26225 | 5.2 | 1 | 365 | 5.9202 | 0.9164 | 6 | 0.83657
26229 | 9.36 | 1 | 365 | 10.6563 | 0.44953 | 11 | 0.10583
24223 | 5.1 | 1 | 365 | 5.8063 | 0.68724 | 6 | 0.49356
24686 | 7.7 | 1 | 365 | 8.7664 | 0.64544 | 9 | 0.41184
24841 | 6.44 | 1 | 365 | 7.3319 | 0.75801 | 8 | 0.089906
25818 | 4.16 | 1 | 365 | 4.7361 | 0.53312 | 5 | 0.26926
21879 | 343.2 | 1 | 365 | 390.731 | 0.48261 | 391 | 0.21361
26316 | 29.103 | 0.9 | 365 | 29.8202 | 0.02361 | 29 | 0.84383
26518 | 4.335 | 1 | 365 | 4.9354 | 0.93416 | 5 | 0.86953
26509 | 3.825 | 1 | 365 | 4.3547 | 0.76543 | 5 | 0.12017
26525 | 8.67 | 1 | 365 | 9.8707 | 0.86831 | 10 | 0.73905
26527 | 14.025 | 1 | 365 | 15.9674 | 0.13991 | 16 | 0.10729
26478 | 7.28 | 1 | 365 | 8.2882 | 0.68296 | 8 | 0.9712
26495 | 8.58 | 1 | 365 | 9.7683 | 0.66207 | 10 | 0.43034
26508 | 4.335 | 1 | 365 | 4.9354 | 0.93416 | 5 | 0.86953
26522 | 7.28 | 1 | 365 | 8.2882 | 0.68296 | 8 | 0.9712
26531 | 4.845 | 1 | 365 | 5.516 | 0.10288 | 5 | 0.61888
26532 | 3.315 | 1 | 365 | 3.7741 | 0.59671 | 4 | 0.37081
26540 | 11.18 | 1 | 365 | 12.7284 | 0.62027 | 13 | 0.34863
26544 | 5.72 | 1 | 365 | 6.5122 | 0.10804 | 6 | 0.62023
26560 | 5.2 | 1 | 365 | 5.9202 | 0.9164 | 6 | 0.83657
26556 | 7.14 | 1 | 365 | 8.1288 | 0.36214 | 8 | 0.49098
26564 | 4.32 | 1 | 365 | 4.9183 | 0.89978 | 5 | 0.81807
26571 | 7.02 | 1 | 365 | 7.9922 | 0.087144 | 8 | 0.079369
26570 | 7.54 | 1 | 365 | 8.5842 | 0.27878 | 8 | 0.86303
26576 | 7.905 | 1 | 365 | 8.9998 | 0.11522 | 9 | 0.11502
26579 | 10.92 | 1 | 365 | 12.4324 | 0.024447 | 12 | 0.4568
26582 | 9.1 | 1 | 365 | 10.3603 | 0.85371 | 11 | 0.214
26584 | 11.18 | 1 | 365 | 12.7284 | 0.62027 | 13 | 0.34863
26590 | 6.24 | 1 | 365 | 7.1042 | 0.29968 | 7 | 0.40388
26595 | 4.42 | 1 | 365 | 5.0321 | 0.12894 | 5 | 0.16108
26596 | 8.58 | 1 | 365 | 9.7683 | 0.66207 | 10 | 0.43034
26602 | 9.62 | 1 | 365 | 10.9523 | 0.045346 | 10 | 0.99765
26603 | 5.1 | 1 | 365 | 5.8063 | 0.68724 | 6 | 0.49356
26606 | 9.945 | 1 | 365 | 11.3223 | 0.79012 | 12 | 0.11244
26610 | 5.865 | 1 | 365 | 6.6773 | 0.44033 | 7 | 0.11759
26613 | 9.62 | 1 | 365 | 10.9523 | 0.045346 | 10 | 0.99765
26618 | 6.12 | 1 | 365 | 6.9676 | 0.02469 | 6 | 0.99227
12973 | 5.13 | 1 | 365 | 5.8405 | 0.75599 | 6 | 0.59646
26620 | 6.12 | 1 | 365 | 6.9676 | 0.02469 | 6 | 0.99227
26622 | 6.76 | 1 | 365 | 7.6962 | 0.49132 | 8 | 0.18754
26623 | 5.46 | 1 | 365 | 6.2162 | 0.51222 | 6 | 0.7284
26626 | 5.72 | 1 | 365 | 6.5122 | 0.10804 | 6 | 0.62023
26631 | 3.825 | 1 | 365 | 4.3547 | 0.76543 | 5 | 0.12017
26633 | 7.395 | 1 | 365 | 8.4192 | 0.9465 | 9 | 0.36566
26637 | 7.28 | 1 | 365 | 8.2882 | 0.68296 | 8 | 0.9712
26639 | 7.02 | 1 | 365 | 7.9922 | 0.087144 | 8 | 0.079369
26643 | 5.61 | 1 | 365 | 6.3869 | 0.85597 | 7 | 0.24291
26645 | 5.886 | 1 | 365 | 6.7012 | 0.48845 | 7 | 0.18963
26646 | 14.79 | 1 | 365 | 16.8383 | 0.893 | 17 | 0.73132
26647 | 7.14 | 1 | 365 | 8.1288 | 0.36214 | 8 | 0.49098
26648 | 4.2 | 1 | 365 | 4.7817 | 0.62479 | 5 | 0.40646
26649 | 12.075 | 1 | 365 | 13.7473 | 0.67126 | 14 | 0.41857
26651 | 5.2 | 1 | 365 | 5.9202 | 0.9164 | 6 | 0.83657
26652 | 5.98 | 1 | 365 | 6.8082 | 0.70386 | 7 | 0.51206
26654 | 8.84 | 1 | 365 | 10.0643 | 0.25789 | 10 | 0.32217
26655 | 7.28 | 1 | 365 | 8.2882 | 0.68296 | 8 | 0.9712
26657 | 6.16 | 1 | 365 | 7.0131 | 0.11635 | 7 | 0.12948
26591 | 5.2 | 1 | 365 | 5.9202 | 0.9164 | 6 | 0.83657
17472 | 6.48 | 1 | 365 | 7.3774 | 0.84967 | 8 | 0.22711
26760 | 0.27 | 1 | 365 | 0.30739 | 0.61874 | 0 | 0.92613
26616 | 9.18 | 1 | 365 | 10.4514 | 0.037035 | 10 | 0.48841
24983 | 9.15 | 1 | 365 | 10.4172 | 0.96829 | 11 | 0.3855
15394 | 9.945 | 1 | 365 | 11.3223 | 0.79012 | 12 | 0.11244
26567 | 6.375 | 1 | 365 | 7.2579 | 0.60905 | 7 | 0.86695
26430 | 7.8 | 1 | 365 | 8.8803 | 0.8746 | 9 | 0.75485
26311 | 10.92 | 1 | 365 | 12.4324 | 0.024447 | 12 | 0.4568
22658 | 649.04 | 0.8 | 365 | 591.1423 | 0.88036 | 592 | 0.022668
19056 | 4.578 | 1 | 365 | 5.212 | 0.49102 | 5 | 0.70304
20081 | 8.1 | 1 | 365 | 9.2218 | 0.56209 | 9 | 0.78389
21764 | 10.71 | 1 | 365 | 12.1933 | 0.54321 | 12 | 0.73647
26073 | 17.64 | 1 | 365 | 20.083 | 0.42411 | 20 | 0.50713
26545 | 4.08 | 1 | 365 | 4.6451 | 0.34979 | 4 | 0.99485
26585 | 6 | 1 | 365 | 6.831 | 0.7497 | 7 | 0.58066
26589 | 6 | 1 | 365 | 6.831 | 0.7497 | 7 | 0.58066
26580 | 5.1 | 1 | 365 | 5.8063 | 0.68724 | 6 | 0.49356
26601 | 11.66 | 1 | 365 | 13.2748 | 0.72024 | 13 | 0.99508
26604 | 9 | 1 | 365 | 10.2464 | 0.62454 | 10 | 0.87099
26594 | 6.12 | 1 | 365 | 6.9676 | 0.02469 | 6 | 0.99227
26546 | 4.08 | 1 | 365 | 4.6451 | 0.34979 | 4 | 0.99485
26563 | 7.65 | 1 | 365 | 8.7095 | 0.53086 | 9 | 0.24034
26505 | 8.33 | 1 | 365 | 9.4837 | 0.089161 | 9 | 0.57281
26475 | 6.13 | 1 | 365 | 6.979 | 0.047606 | 7 | 0.026572
26483 | 5.1 | 1 | 365 | 5.8063 | 0.68724 | 6 | 0.49356
26462 | 3.675 | 1 | 365 | 4.184 | 0.42169 | 4 | 0.60565
26467 | 10.2 | 1 | 365 | 11.6126 | 0.37448 | 11 | 0.98712
26371 | 4.9 | 1 | 365 | 5.5786 | 0.22892 | 5 | 0.80754
26360 | 8.085 | 1 | 365 | 9.2047 | 0.52772 | 9 | 0.73244
26520 | 10.045 | 1 | 365 | 11.4362 | 0.019283 | 11 | 0.45545
26558 | 7.65 | 1 | 365 | 8.7095 | 0.53086 | 9 | 0.24034
26599 | 7.65 | 1 | 365 | 8.7095 | 0.53086 | 9 | 0.24034
20710 | 5.7 | 1 | 365 | 6.4894 | 0.062211 | 6 | 0.55162
20700 | 7.98 | 1 | 365 | 9.0852 | 0.2871 | 9 | 0.37227
16103 | 3.47 | 1 | 365 | 3.9506 | 0.95191 | 4 | 0.90248
158 | 947.705 | 0.7 | 365 | 755.2693 | 0.24316 | 755 | 0.51241
24984 | 7.194 | 1 | 365 | 8.1903 | 0.48589 | 8 | 0.67621
24989 | 1.22 | 1 | 365 | 1.389 | 0.79577 | 2 | 0.18473
24992 | 5.13 | 1 | 365 | 5.8405 | 0.75599 | 6 | 0.59646
24994 | 5.4 | 1 | 365 | 6.1479 | 0.37473 | 6 | 0.52259
24996 | 8.58 | 1 | 365 | 9.7683 | 0.66207 | 10 | 0.43034
24997 | 3.06 | 1 | 365 | 3.4838 | 0.012345 | 3 | 0.49614
24999 | 7.98 | 1 | 365 | 9.0852 | 0.2871 | 9 | 0.37227
25002 | 8.55 | 1 | 365 | 9.7341 | 0.59332 | 10 | 0.32744
24374 | 5.98 | 1 | 365 | 6.8082 | 0.70386 | 7 | 0.51206
25033 | 11.44 | 1 | 365 | 13.0244 | 0.21609 | 13 | 0.24045
25034 | 9.62 | 1 | 365 | 10.9523 | 0.045346 | 10 | 0.99765
24931 | 37.8 | 0.9 | 365 | 38.7316 | 0.96078 | 39 | 0.69233
25063 | 6.5 | 1 | 365 | 7.4002 | 0.8955 | 8 | 0.29571
25069 | 3.9 | 1 | 365 | 4.4401 | 0.9373 | 5 | 0.37743
25072 | 7.02 | 1 | 365 | 7.9922 | 0.087144 | 8 | 0.079369
25073 | 4.24 | 1 | 365 | 4.8272 | 0.71645 | 5 | 0.54366
25076 | 7.02 | 1 | 365 | 7.9922 | 0.087144 | 8 | 0.079369
22155 | 4.59 | 1 | 365 | 5.2257 | 0.51852 | 5 | 0.7442
25080 | 10.335 | 1 | 365 | 11.7663 | 0.68385 | 12 | 0.45018
25082 | 9.6 | 1 | 365 | 10.9295 | 0.99951 | 11 | 0.92905
25084 | 3.64 | 1 | 365 | 4.1441 | 0.34148 | 4 | 0.4856
25086 | 6.24 | 1 | 365 | 7.1042 | 0.29968 | 7 | 0.40388
25088 | 8.25 | 1 | 365 | 9.3926 | 0.90583 | 10 | 0.2984
25087 | 7.54 | 1 | 365 | 8.5842 | 0.27878 | 8 | 0.86303
25090 | 7.14 | 1 | 365 | 8.1288 | 0.36214 | 8 | 0.49098
25091 | 14.04 | 1 | 365 | 15.9845 | 0.17429 | 16 | 0.15874
25097 | 8.96 | 1 | 365 | 10.2009 | 0.53288 | 10 | 0.73378
25099 | 8.28 | 1 | 365 | 9.4267 | 0.97458 | 10 | 0.40131
24843 | 4.68 | 1 | 365 | 5.3282 | 0.72476 | 6 | 0.052913
24844 | 5.1 | 1 | 365 | 5.8063 | 0.68724 | 6 | 0.49356
24845 | 4.59 | 1 | 365 | 5.2257 | 0.51852 | 5 | 0.7442
24638 | 4.68 | 1 | 365 | 5.3282 | 0.72476 | 6 | 0.052913
21152 | 6.3 | 1 | 365 | 7.1725 | 0.43718 | 7 | 0.60969
24878 | 5.98 | 1 | 365 | 6.8082 | 0.70386 | 7 | 0.51206
24880 | 5.61 | 1 | 365 | 6.3869 | 0.85597 | 7 | 0.24291
24884 | 5.7 | 1 | 365 | 6.4894 | 0.062211 | 6 | 0.55162
24889 | 7.8 | 1 | 365 | 8.8803 | 0.8746 | 9 | 0.75485
24891 | 7.65 | 1 | 365 | 8.7095 | 0.53086 | 9 | 0.24034
24893 | 3.12 | 1 | 365 | 3.5521 | 0.14984 | 3 | 0.70194
24909 | 6.76 | 1 | 365 | 7.6962 | 0.49132 | 8 | 0.18754
24938 | 5.25 | 1 | 365 | 5.9771 | 0.030984 | 6 | 0.0080754
24949 | 11.34 | 1 | 365 | 12.9105 | 0.98693 | 13 | 0.89744
20801 | 8.84 | 1 | 365 | 10.0643 | 0.25789 | 10 | 0.32217
24975 | 3.315 | 1 | 365 | 3.7741 | 0.59671 | 4 | 0.37081
24976 | 5.6 | 1 | 365 | 6.3756 | 0.83305 | 7 | 0.20861
25965 | 4.16 | 1 | 365 | 4.7361 | 0.53312 | 5 | 0.26926
25966 | 4.16 | 1 | 365 | 4.7361 | 0.53312 | 5 | 0.26926
25970 | 4.94 | 1 | 365 | 5.6242 | 0.32058 | 5 | 0.94474
25968 | 8.84 | 1 | 365 | 10.0643 | 0.25789 | 10 | 0.32217
25969 | 6.24 | 1 | 365 | 7.1042 | 0.29968 | 7 | 0.40388
25981 | 2.34 | 1 | 365 | 2.6641 | 0.36238 | 3 | 0.026456
25973 | 4.94 | 1 | 365 | 5.6242 | 0.32058 | 5 | 0.94474
25983 | 13.26 | 1 | 365 | 15.0964 | 0.38683 | 15 | 0.48325
25982 | 5.2 | 1 | 365 | 5.9202 | 0.9164 | 6 | 0.83657
25980 | 5.72 | 1 | 365 | 6.5122 | 0.10804 | 6 | 0.62023
25989 | 8.84 | 1 | 365 | 10.0643 | 0.25789 | 10 | 0.32217
25987 | 6.76 | 1 | 365 | 7.6962 | 0.49132 | 8 | 0.18754
25988 | 3.12 | 1 | 365 | 3.5521 | 0.14984 | 3 | 0.70194
25991 | 3.9 | 1 | 365 | 4.4401 | 0.9373 | 5 | 0.37743
25985 | 3.38 | 1 | 365 | 3.8481 | 0.74566 | 4 | 0.59377
25992 | 4.68 | 1 | 365 | 5.3282 | 0.72476 | 6 | 0.052913
25993 | 6.76 | 1 | 365 | 7.6962 | 0.49132 | 8 | 0.18754
25994 | 9.62 | 1 | 365 | 10.9523 | 0.045346 | 10 | 0.99765
25996 | 10.14 | 1 | 365 | 11.5443 | 0.23699 | 11 | 0.78131
25997 | 7.54 | 1 | 365 | 8.5842 | 0.27878 | 8 | 0.86303
25998 | 12.22 | 1 | 365 | 13.9124 | 0.0035475 | 13 | 0.91594
26000 | 13.78 | 1 | 365 | 15.6884 | 0.57847 | 16 | 0.26691
26001 | 3.06 | 1 | 365 | 3.4838 | 0.012345 | 3 | 0.49614
26032 | 4.94 | 1 | 365 | 5.6242 | 0.32058 | 5 | 0.94474
26003 | 5.2 | 1 | 365 | 5.9202 | 0.9164 | 6 | 0.83657
25668 | 8 | 1 | 365 | 9.1079 | 0.33293 | 9 | 0.44088
25671 | 8.91 | 1 | 365 | 10.144 | 0.4183 | 10 | 0.56228
25673 | 8.5 | 1 | 365 | 9.6772 | 0.47874 | 10 | 0.15593
25677 | 9.45 | 1 | 365 | 10.7588 | 0.65577 | 11 | 0.41454
25680 | 5.4 | 1 | 365 | 6.1479 | 0.37473 | 6 | 0.52259
25783 | 6.75 | 1 | 365 | 7.6848 | 0.46841 | 8 | 0.15324
25817 | 8.16 | 1 | 365 | 9.2901 | 0.69959 | 9 | 0.98969
25819 | 5.04 | 1 | 365 | 5.738 | 0.54974 | 6 | 0.28775
25821 | 5.232 | 1 | 365 | 5.9566 | 0.98973 | 6 | 0.94633
25822 | 3.06 | 1 | 365 | 3.4838 | 0.012345 | 3 | 0.49614
25823 | 4.16 | 1 | 365 | 4.7361 | 0.53312 | 5 | 0.26926
25824 | 4.68 | 1 | 365 | 5.3282 | 0.72476 | 6 | 0.052913
25827 | 4.08 | 1 | 365 | 4.6451 | 0.34979 | 4 | 0.99485
25828 | 3 | 1 | 365 | 3.4155 | 0.87485 | 4 | 0.29033
25833 | 10.45 | 1 | 365 | 11.8973 | 0.94739 | 12 | 0.84465
25855 | 18.76 | 1 | 365 | 21.3581 | 0.99072 | 22 | 0.34886
25860 | 8.1 | 1 | 365 | 9.2218 | 0.56209 | 9 | 0.78389
25861 | 6.63 | 1 | 365 | 7.5482 | 0.19341 | 7 | 0.74163
25862 | 3.6 | 1 | 365 | 4.0986 | 0.24982 | 4 | 0.34839
25863 | 5.7 | 1 | 365 | 6.4894 | 0.062211 | 6 | 0.55162
25864 | 5.865 | 1 | 365 | 6.6773 | 0.44033 | 7 | 0.11759
26501 | 5.232 | 1 | 365 | 5.9566 | 0.98973 | 6 | 0.94633
24693 | 8.96 | 1 | 365 | 10.2009 | 0.53288 | 10 | 0.73378
25139 | 7.02 | 1 | 365 | 7.9922 | 0.087144 | 8 | 0.079369
26429 | 8.06 | 1 | 365 | 9.1763 | 0.47042 | 9 | 0.64668
25688 | 10.8 | 1 | 365 | 12.2957 | 0.74945 | 13 | 0.045184
25687 | 9.69 | 1 | 365 | 11.032 | 0.20576 | 11 | 0.23776
25685 | 5.4 | 1 | 365 | 6.1479 | 0.37473 | 6 | 0.52259
25684 | 9.72 | 1 | 365 | 11.0662 | 0.27451 | 11 | 0.34067
24682 | 5.72 | 1 | 365 | 6.5122 | 0.10804 | 6 | 0.62023
26437 | 7.65 | 1 | 365 | 8.7095 | 0.53086 | 9 | 0.24034
26322 | 4.42 | 1 | 365 | 5.0321 | 0.12894 | 5 | 0.16108
26326 | 12.74 | 1 | 365 | 14.5044 | 0.19519 | 14 | 0.6996
26327 | 6.76 | 1 | 365 | 7.6962 | 0.49132 | 8 | 0.18754
26331 | 6.375 | 1 | 365 | 7.2579 | 0.60905 | 7 | 0.86695
26332 | 8.06 | 1 | 365 | 9.1763 | 0.47042 | 9 | 0.64668
26334 | 5.2 | 1 | 365 | 5.9202 | 0.9164 | 6 | 0.83657
26335 | 7.14 | 1 | 365 | 8.1288 | 0.36214 | 8 | 0.49098
26336 | 3.825 | 1 | 365 | 4.3547 | 0.76543 | 5 | 0.12017
26337 | 4.845 | 1 | 365 | 5.516 | 0.10288 | 5 | 0.61888
26354 | 8.5 | 1 | 365 | 9.6772 | 0.47874 | 10 | 0.15593
26419 | 3.825 | 1 | 365 | 4.3547 | 0.76543 | 5 | 0.12017
26423 | 5.1 | 1 | 365 | 5.8063 | 0.68724 | 6 | 0.49356
26432 | 2.6 | 1 | 365 | 2.9601 | 0.9582 | 3 | 0.91828
26436 | 3.9 | 1 | 365 | 4.4401 | 0.9373 | 5 | 0.37743
26441 | 7.28 | 1 | 365 | 8.2882 | 0.68296 | 8 | 0.9712
26460 | 6.12 | 1 | 365 | 6.9676 | 0.02469 | 6 | 0.99227
26445 | 4.845 | 1 | 365 | 5.516 | 0.10288 | 5 | 0.61888
26062 | 8.5 | 1 | 365 | 9.6772 | 0.47874 | 10 | 0.15593
26286 | 17 | 1 | 365 | 19.3544 | 0.95747 | 20 | 0.31186
26299 | 6.12 | 1 | 365 | 6.9676 | 0.02469 | 6 | 0.99227
26471 | 6.885 | 1 | 365 | 7.8385 | 0.77778 | 8 | 0.6163
26466 | 5.1 | 1 | 365 | 5.8063 | 0.68724 | 6 | 0.49356
26435 | 7.905 | 1 | 365 | 8.9998 | 0.11522 | 9 | 0.11502
26442 | 3.38 | 1 | 365 | 3.8481 | 0.74566 | 4 | 0.59377
26446 | 12.48 | 1 | 365 | 14.2084 | 0.59937 | 14 | 0.80777
26444 | 7.02 | 1 | 365 | 7.9922 | 0.087144 | 8 | 0.079369
26449 | 3.12 | 1 | 365 | 3.5521 | 0.14984 | 3 | 0.70194
26450 | 6.5 | 1 | 365 | 7.4002 | 0.8955 | 8 | 0.29571
26455 | 4.59 | 1 | 365 | 5.2257 | 0.51852 | 5 | 0.7442
26456 | 8.16 | 1 | 365 | 9.2901 | 0.69959 | 9 | 0.98969
26464 | 3.9 | 1 | 365 | 4.4401 | 0.9373 | 5 | 0.37743
26470 | 6.885 | 1 | 365 | 7.8385 | 0.77778 | 8 | 0.6163
26474 | 3.64 | 1 | 365 | 4.1441 | 0.34148 | 4 | 0.4856
26477 | 6.44 | 1 | 365 | 7.3319 | 0.75801 | 8 | 0.089906
26488 | 7.56 | 1 | 365 | 8.607 | 0.32462 | 8 | 0.93163
26489 | 7.8 | 1 | 365 | 8.8803 | 0.8746 | 9 | 0.75485
26396 | 6.36 | 1 | 365 | 7.2408 | 0.57468 | 7 | 0.8155
26500 | 5.98 | 1 | 365 | 6.8082 | 0.70386 | 7 | 0.51206
26493 | 4.94 | 1 | 365 | 5.6242 | 0.32058 | 5 | 0.94474
26503 | 4.42 | 1 | 365 | 5.0321 | 0.12894 | 5 | 0.16108
6703 | 4247.76 | 1 | 365 | 4836.0476 | 0.23478 | 4836 | 0.28235
22991 | 13.455 | 1 | 365 | 15.3184 | 0.83369 | 16 | 0.15212
24611 | 31.32 | 0.9 | 365 | 32.0919 | 0.59607 | 32 | 0.68793
24613 | 11.73 | 1 | 365 | 13.3545 | 0.88066 | 14 | 0.23519
24614 | 7.84 | 1 | 365 | 8.9258 | 0.96627 | 9 | 0.89206
24618 | 11.1 | 1 | 365 | 12.6373 | 0.43694 | 13 | 0.074217
24620 | 4.48 | 1 | 365 | 5.1005 | 0.26644 | 5 | 0.36689
24632 | 18.2 | 1 | 365 | 20.7206 | 0.70741 | 21 | 0.42799
24641 | 6.5 | 1 | 365 | 7.4002 | 0.8955 | 8 | 0.29571
24640 | 7.14 | 1 | 365 | 8.1288 | 0.36214 | 8 | 0.49098
24645 | 8.32 | 1 | 365 | 9.4723 | 0.066245 | 9 | 0.53851
24652 | 5.1 | 1 | 365 | 5.8063 | 0.68724 | 6 | 0.49356
24658 | 10.2 | 1 | 365 | 11.6126 | 0.37448 | 11 | 0.98712
24660 | 5.61 | 1 | 365 | 6.3869 | 0.85597 | 7 | 0.24291
24662 | 8.96 | 1 | 365 | 10.2009 | 0.53288 | 10 | 0.73378
24671 | 10.08 | 1 | 365 | 11.476 | 0.099489 | 11 | 0.5755
19007 | 6.6 | 1 | 365 | 7.5141 | 0.12467 | 7 | 0.63872
24676 | 8.67 | 1 | 365 | 9.8707 | 0.86831 | 10 | 0.73905
24680 | 5.13 | 1 | 365 | 5.8405 | 0.75599 | 6 | 0.59646
24687 | 5.2 | 1 | 365 | 5.9202 | 0.9164 | 6 | 0.83657
24694 | 6.16 | 1 | 365 | 7.0131 | 0.11635 | 7 | 0.12948
24697 | 11.115 | 1 | 365 | 12.6544 | 0.47131 | 13 | 0.12567
24701 | 6.6 | 1 | 365 | 7.5141 | 0.12467 | 7 | 0.63872
24703 | 10.26 | 1 | 365 | 11.6809 | 0.51198 | 12 | 0.19292
17863 | 6.76 | 1 | 365 | 7.6962 | 0.49132 | 8 | 0.18754
21321 | 3.9 | 1 | 365 | 4.4401 | 0.9373 | 5 | 0.37743
21325 | 3.38 | 1 | 365 | 3.8481 | 0.74566 | 4 | 0.59377
21111 | 3.51 | 1 | 365 | 3.9961 | 0.043572 | 4 | 0.039685
21101 | 6.24 | 1 | 365 | 7.1042 | 0.29968 | 7 | 0.40388
21210 | 13.12 | 1 | 365 | 14.937 | 0.066002 | 15 | 0.0030379
22653 | 649.04 | 0.8 | 365 | 591.1423 | 0.88036 | 592 | 0.022668
21314 | 272.37 | 0.8 | 365 | 248.0732 | 0.33396 | 248 | 0.40716
21109 | 318.06 | 0.8 | 365 | 289.6874 | 0.097108 | 289 | 0.78453
24737 | 3.06 | 1 | 365 | 3.4838 | 0.012345 | 3 | 0.49614
24783 | 8.5 | 1 | 365 | 9.6772 | 0.47874 | 10 | 0.15593
24790 | 4.75 | 1 | 365 | 5.4078 | 0.88518 | 6 | 0.29302
24834 | 15.075 | 1 | 365 | 17.1628 | 0.54611 | 17 | 0.7089
24835 | 6.24 | 1 | 365 | 7.1042 | 0.29968 | 7 | 0.40388
24836 | 6.375 | 1 | 365 | 7.2579 | 0.60905 | 7 | 0.86695
24838 | 8.925 | 1 | 365 | 10.1611 | 0.45267 | 10 | 0.61373
24839 | 8.4 | 1 | 365 | 9.5633 | 0.24957 | 9 | 0.81292
24842 | 5.1 | 1 | 365 | 5.8063 | 0.68724 | 6 | 0.49356
25568 | 6.875 | 1 | 365 | 7.8271 | 0.75486 | 8 | 0.582
25571 | 5.98 | 1 | 365 | 6.8082 | 0.70386 | 7 | 0.51206
25577 | 12.15 | 1 | 365 | 13.8327 | 0.84313 | 14 | 0.67583
19279 | 5.46 | 1 | 365 | 6.2162 | 0.51222 | 6 | 0.7284
20458 | 5.2 | 1 | 365 | 5.9202 | 0.9164 | 6 | 0.83657
18797 | 8.75 | 1 | 365 | 9.9618 | 0.05164 | 10 | 0.013459
13868 | 7.02 | 1 | 365 | 7.9922 | 0.087144 | 8 | 0.079369
25595 | 5.75 | 1 | 365 | 6.5463 | 0.17679 | 6 | 0.72313
25598 | 9 | 1 | 365 | 10.2464 | 0.62454 | 10 | 0.87099
25600 | 4.25 | 1 | 365 | 4.8386 | 0.73937 | 5 | 0.57797
25607 | 9 | 1 | 365 | 10.2464 | 0.62454 | 10 | 0.87099
25639 | 9.72 | 1 | 365 | 11.0662 | 0.27451 | 11 | 0.34067
25640 | 13.23 | 1 | 365 | 15.0623 | 0.31808 | 15 | 0.38035
25641 | 11.96 | 1 | 365 | 13.6164 | 0.40773 | 14 | 0.024111
25648 | 6.54 | 1 | 365 | 7.4457 | 0.98717 | 8 | 0.43292
25649 | 3.57 | 1 | 365 | 4.0644 | 0.18107 | 4 | 0.24549
25651 | 6.875 | 1 | 365 | 7.8271 | 0.75486 | 8 | 0.582
25659 | 5.1 | 1 | 365 | 5.8063 | 0.68724 | 6 | 0.49356
25660 | 12.099 | 1 | 365 | 13.7746 | 0.72626 | 14 | 0.5009
25662 | 6.54 | 1 | 365 | 7.4457 | 0.98717 | 8 | 0.43292
25676 | 5.49 | 1 | 365 | 6.2503 | 0.58097 | 6 | 0.8313
25572 | 10.66 | 1 | 365 | 12.1363 | 0.42863 | 12 | 0.56497
25610 | 6 | 1 | 365 | 6.831 | 0.7497 | 7 | 0.58066
25550 | 4.4 | 1 | 365 | 5.0094 | 0.08311 | 5 | 0.092482
25704 | 11.118 | 1 | 365 | 12.6578 | 0.47819 | 13 | 0.13596
25705 | 3 | 1 | 365 | 3.4155 | 0.87485 | 4 | 0.29033
25710 | 5.4 | 1 | 365 | 6.1479 | 0.37473 | 6 | 0.52259
25948 | 7.65 | 1 | 365 | 8.7095 | 0.53086 | 9 | 0.24034
25950 | 5.98 | 1 | 365 | 6.8082 | 0.70386 | 7 | 0.51206
25954 | 5.72 | 1 | 365 | 6.5122 | 0.10804 | 6 | 0.62023
25958 | 5.72 | 1 | 365 | 6.5122 | 0.10804 | 6 | 0.62023
25957 | 4.42 | 1 | 365 | 5.0321 | 0.12894 | 5 | 0.16108
25961 | 2.08 | 1 | 365 | 2.3681 | 0.76656 | 3 | 0.13463
25959 | 2.86 | 1 | 365 | 3.2561 | 0.55402 | 3 | 0.81011
25960 | 3.38 | 1 | 365 | 3.8481 | 0.74566 | 4 | 0.59377
25963 | 9.36 | 1 | 365 | 10.6563 | 0.44953 | 11 | 0.10583
25956 | 7.02 | 1 | 365 | 7.9922 | 0.087144 | 8 | 0.079369
25964 | 8.32 | 1 | 365 | 9.4723 | 0.066245 | 9 | 0.53851
19100 | 3.06 | 1 | 365 | 3.4838 | 0.012345 | 3 | 0.49614
20852 | 1300.09 | 0.9 | 365 | 1332.1297 | 0.37634 | 1332 | 0.50607
25358 | 4.8 | 1 | 365 | 5.4648 | 0.99976 | 6 | 0.46453
25207 | 12.426 | 1 | 365 | 14.1469 | 0.47562 | 14 | 0.62254
25118 | 4.56 | 1 | 365 | 5.1915 | 0.44977 | 5 | 0.6413
25858 | 6.12 | 1 | 365 | 6.9676 | 0.02469 | 6 | 0.99227
25877 | 4.2 | 1 | 365 | 4.7817 | 0.62479 | 5 | 0.40646
25876 | 4.2 | 1 | 365 | 4.7817 | 0.62479 | 5 | 0.40646
25878 | 5.2 | 1 | 365 | 5.9202 | 0.9164 | 6 | 0.83657
25879 | 6.24 | 1 | 365 | 7.1042 | 0.29968 | 7 | 0.40388
26023 | 8.16 | 1 | 365 | 9.2901 | 0.69959 | 9 | 0.98969
26275 | 4.845 | 1 | 365 | 5.516 | 0.10288 | 5 | 0.61888
26277 | 5.355 | 1 | 365 | 6.0966 | 0.2716 | 6 | 0.36824
26279 | 2.86 | 1 | 365 | 3.2561 | 0.55402 | 3 | 0.81011
26280 | 3.64 | 1 | 365 | 4.1441 | 0.34148 | 4 | 0.4856
26284 | 5.04 | 1 | 365 | 5.738 | 0.54974 | 6 | 0.28775
26273 | 2.04 | 1 | 365 | 2.3225 | 0.6749 | 2 | 0.99742
26308 | 5.1 | 1 | 365 | 5.8063 | 0.68724 | 6 | 0.49356
26303 | 8.32 | 1 | 365 | 9.4723 | 0.066245 | 9 | 0.53851
26307 | 3.06 | 1 | 365 | 3.4838 | 0.012345 | 3 | 0.49614
26312 | 7.8 | 1 | 365 | 8.8803 | 0.8746 | 9 | 0.75485
26313 | 2.34 | 1 | 365 | 2.6641 | 0.36238 | 3 | 0.026456
26310 | 8.925 | 1 | 365 | 10.1611 | 0.45267 | 10 | 0.61373
26315 | 11.772 | 1 | 365 | 13.4023 | 0.9769 | 14 | 0.37925
26318 | 5.865 | 1 | 365 | 6.6773 | 0.44033 | 7 | 0.11759
26319 | 7.5 | 1 | 365 | 8.5387 | 0.18712 | 8 | 0.72582
26320 | 6.76 | 1 | 365 | 7.6962 | 0.49132 | 8 | 0.18754
26321 | 5.865 | 1 | 365 | 6.6773 | 0.44033 | 7 | 0.11759
26323 | 5.61 | 1 | 365 | 6.3869 | 0.85597 | 7 | 0.24291
26274 | 7.02 | 1 | 365 | 7.9922 | 0.087144 | 8 | 0.079369
26324 | 7.65 | 1 | 365 | 8.7095 | 0.53086 | 9 | 0.24034
26375 | 4.32 | 1 | 365 | 4.9183 | 0.89978 | 5 | 0.81807
26381 | 7.8 | 1 | 365 | 8.8803 | 0.8746 | 9 | 0.75485
26383 | 9.8 | 1 | 365 | 11.1572 | 0.45784 | 11 | 0.61507
26366 | 5.4 | 1 | 365 | 6.1479 | 0.37473 | 6 | 0.52259
26399 | 5.1 | 1 | 365 | 5.8063 | 0.68724 | 6 | 0.49356
26412 | 4.68 | 1 | 365 | 5.3282 | 0.72476 | 6 | 0.052913
26413 | 3.9 | 1 | 365 | 4.4401 | 0.9373 | 5 | 0.37743
26414 | 4.59 | 1 | 365 | 5.2257 | 0.51852 | 5 | 0.7442
26420 | 7.8 | 1 | 365 | 8.8803 | 0.8746 | 9 | 0.75485
26421 | 5.72 | 1 | 365 | 6.5122 | 0.10804 | 6 | 0.62023
26427 | 6.76 | 1 | 365 | 7.6962 | 0.49132 | 8 | 0.18754
26425 | 6.5 | 1 | 365 | 7.4002 | 0.8955 | 8 | 0.29571
26431 | 6.12 | 1 | 365 | 6.9676 | 0.02469 | 6 | 0.99227
26434 | 2.55 | 1 | 365 | 2.9032 | 0.84362 | 3 | 0.74678
25611 | 12.96 | 1 | 365 | 14.7549 | 0.69934 | 15 | 0.45422
19434 | 14.76 | 1 | 365 | 16.8042 | 0.82425 | 17 | 0.62842
24342 | 6.84 | 1 | 365 | 7.7873 | 0.67465 | 8 | 0.46195
18470 | 8.415 | 1 | 365 | 9.5804 | 0.28395 | 9 | 0.86437
25128 | 7.02 | 1 | 365 | 7.9922 | 0.087144 | 8 | 0.079369
22119 | 8.37 | 1 | 365 | 9.5292 | 0.18083 | 9 | 0.71002
25519 | 9 | 1 | 365 | 10.2464 | 0.62454 | 10 | 0.87099
25520 | 9.36 | 1 | 365 | 10.6563 | 0.44953 | 11 | 0.10583
25624 | 10.8 | 1 | 365 | 12.2957 | 0.74945 | 13 | 0.045184
25726 | 200.88 | 0.9 | 365 | 205.8305 | 0.30584 | 206 | 0.13637
26403 | 7.8 | 1 | 365 | 8.8803 | 0.8746 | 9 | 0.75485
26644 | 10.23 | 1 | 365 | 11.6468 | 0.44323 | 12 | 0.090021
26568 | 5.1 | 1 | 365 | 5.8063 | 0.68724 | 6 | 0.49356
26598 | 4.08 | 1 | 365 | 4.6451 | 0.34979 | 4 | 0.99485
25616 | 8.91 | 1 | 365 | 10.144 | 0.4183 | 10 | 0.56228
25618 | 8.91 | 1 | 365 | 10.144 | 0.4183 | 10 | 0.56228
26593 | 4.08 | 1 | 365 | 4.6451 | 0.34979 | 4 | 0.99485
26632 | 6.12 | 1 | 365 | 6.9676 | 0.02469 | 6 | 0.99227
26608 | 10.2 | 1 | 365 | 11.6126 | 0.37448 | 11 | 0.98712
26575 | 8.82 | 1 | 365 | 10.0415 | 0.21205 | 10 | 0.25357
19733 | 13.26 | 1 | 365 | 15.0964 | 0.38683 | 15 | 0.48325
23078 | 15.3 | 1 | 365 | 17.419 | 0.061725 | 17 | 0.48068
24006 | 7.15 | 1 | 365 | 8.1402 | 0.38505 | 8 | 0.52528
13948 | 9.72 | 1 | 365 | 11.0662 | 0.27451 | 11 | 0.34067
12965 | 8.925 | 1 | 365 | 10.1611 | 0.45267 | 10 | 0.61373
26496 | 5.88 | 1 | 365 | 6.6943 | 0.4747 | 7 | 0.16904
26394 | 2 | 1 | 365 | 2.277 | 0.58323 | 2 | 0.86022
26251 | 5.13 | 1 | 365 | 5.8405 | 0.75599 | 6 | 0.59646
26352 | 3 | 1 | 365 | 3.4155 | 0.87485 | 4 | 0.29033
26369 | 11.5 | 1 | 365 | 13.0927 | 0.35358 | 13 | 0.44626
26372 | 8.75 | 1 | 365 | 9.9618 | 0.05164 | 10 | 0.013459
26382 | 5.04 | 1 | 365 | 5.738 | 0.54974 | 6 | 0.28775
26389 | 3.8 | 1 | 365 | 4.3263 | 0.70814 | 5 | 0.034416
26404 | 11 | 1 | 365 | 12.5234 | 0.20778 | 12 | 0.73121
26506 | 14.4 | 1 | 365 | 16.3943 | 0.99927 | 17 | 0.39358
24550 | 109.4 | 0.9 | 365 | 112.0961 | 0.63251 | 112 | 0.72859
26271 | 9.99 | 1 | 365 | 11.3736 | 0.89324 | 12 | 0.26679
19109 | 22.275 | 1 | 365 | 25.3599 | 0.045746 | 25 | 0.40569
17813 | 13.77 | 1 | 365 | 15.6771 | 0.55555 | 16 | 0.23261
18457 | 5.2 | 1 | 365 | 5.9202 | 0.9164 | 6 | 0.83657
17752 | 14.56 | 1 | 365 | 16.5765 | 0.36593 | 16 | 0.9424
18698 | 15.34 | 1 | 365 | 17.4645 | 0.15339 | 17 | 0.61788
21921 | 6.24 | 1 | 365 | 7.1042 | 0.29968 | 7 | 0.40388
21823 | 11.96 | 1 | 365 | 13.6164 | 0.40773 | 14 | 0.024111
19553 | 8.84 | 1 | 365 | 10.0643 | 0.25789 | 10 | 0.32217
22386 | 7.02 | 1 | 365 | 7.9922 | 0.087144 | 8 | 0.079369
22430 | 12.74 | 1 | 365 | 14.5044 | 0.19519 | 14 | 0.6996
22441 | 9.36 | 1 | 365 | 10.6563 | 0.44953 | 11 | 0.10583
22444 | 13 | 1 | 365 | 14.8004 | 0.79101 | 15 | 0.59142
22384 | 10.4 | 1 | 365 | 11.8403 | 0.83281 | 12 | 0.67314
21102 | 5.2 | 1 | 365 | 5.9202 | 0.9164 | 6 | 0.83657
20598 | 6.5 | 1 | 365 | 7.4002 | 0.8955 | 8 | 0.29571
20664 | 7.8 | 1 | 365 | 8.8803 | 0.8746 | 9 | 0.75485
22596 | 9.36 | 1 | 365 | 10.6563 | 0.44953 | 11 | 0.10583
22615 | 13 | 1 | 365 | 14.8004 | 0.79101 | 15 | 0.59142
22625 | 11.96 | 1 | 365 | 13.6164 | 0.40773 | 14 | 0.024111
22802 | 10.4 | 1 | 365 | 11.8403 | 0.83281 | 12 | 0.67314
22589 | 7.28 | 1 | 365 | 8.2882 | 0.68296 | 8 | 0.9712
22021 | 8.06 | 1 | 365 | 9.1763 | 0.47042 | 9 | 0.64668
23045 | 4.94 | 1 | 365 | 5.6242 | 0.32058 | 5 | 0.94474
22793 | 9.36 | 1 | 365 | 10.6563 | 0.44953 | 11 | 0.10583
20788 | 7.02 | 1 | 365 | 7.9922 | 0.087144 | 8 | 0.079369
20885 | 2.34 | 1 | 365 | 2.6641 | 0.36238 | 3 | 0.026456
21042 | 5.72 | 1 | 365 | 6.5122 | 0.10804 | 6 | 0.62023
24602 | 5 | 1 | 365 | 5.6925 | 0.45808 | 6 | 0.15055
21169 | 4.42 | 1 | 365 | 5.0321 | 0.12894 | 5 | 0.16108
25419 | 6.25 | 1 | 365 | 7.1156 | 0.3226 | 7 | 0.43818
25658 | 5.5 | 1 | 365 | 6.2617 | 0.60389 | 6 | 0.8656
25654 | 2.5 | 1 | 365 | 2.8462 | 0.72904 | 3 | 0.57527
25666 | 4.5 | 1 | 365 | 5.1232 | 0.31227 | 5 | 0.43549
25834 | 4.5 | 1 | 365 | 5.1232 | 0.31227 | 5 | 0.43549
24450 | 9 | 1 | 365 | 10.2464 | 0.62454 | 10 | 0.87099
25337 | 5.559 | 1 | 365 | 6.3289 | 0.73909 | 7 | 0.067979
26516 | 9 | 1 | 365 | 10.2464 | 0.62454 | 10 | 0.87099
26459 | 14.835 | 1 | 365 | 16.8896 | 0.99612 | 17 | 0.88568
26498 | 10.5 | 1 | 365 | 11.9542 | 0.061968 | 12 | 0.016151
26526 | 7 | 1 | 365 | 7.9695 | 0.041312 | 8 | 0.010767
25613 | 11.2 | 1 | 365 | 12.7511 | 0.6661 | 13 | 0.41723
23501 | 9.92 | 1 | 365 | 11.2939 | 0.73283 | 12 | 0.026687
21104 | 10 | 1 | 365 | 11.3849 | 0.91616 | 12 | 0.3011
21674 | 5.5 | 1 | 365 | 6.2617 | 0.60389 | 6 | 0.8656
22808 | 10.45 | 1 | 365 | 11.8973 | 0.94739 | 12 | 0.84465
22881 | 6.725 | 1 | 365 | 7.6564 | 0.41112 | 8 | 0.067487
24116 | 11.1 | 1 | 365 | 12.6373 | 0.43694 | 13 | 0.074217
15823 | 258.515 | 0.9 | 365 | 264.8859 | 0.1754 | 265 | 0.061305
21902 | 283.03 | 0.9 | 365 | 290.0051 | 0.73647 | 290 | 0.74153
23584 | 38.4 | 0.9 | 365 | 39.3463 | 0.19825 | 39 | 0.54459
25008 | 4.77 | 1 | 365 | 5.4306 | 0.93101 | 6 | 0.36162
24619 | 8.12 | 1 | 365 | 9.2446 | 0.60792 | 9 | 0.85249
23785 | 17.68 | 1 | 365 | 20.1286 | 0.51577 | 20 | 0.64434
25427 | 5.1 | 1 | 365 | 5.8063 | 0.68724 | 6 | 0.49356
25661 | 12.54 | 1 | 365 | 14.2767 | 0.73686 | 15 | 0.013574
25962 | 6.24 | 1 | 365 | 7.1042 | 0.29968 | 7 | 0.40388
26410 | 5.98 | 1 | 365 | 6.8082 | 0.70386 | 7 | 0.51206
26236 | 4.6 | 1 | 365 | 5.2371 | 0.54143 | 5 | 0.7785
26636 | 8.835 | 1 | 365 | 10.0586 | 0.24643 | 10 | 0.30502
26642 | 12.19 | 1 | 365 | 13.8782 | 0.9348 | 14 | 0.81304
26514 | 4.08 | 1 | 365 | 4.6451 | 0.34979 | 4 | 0.99485
26539 | 5.1 | 1 | 365 | 5.8063 | 0.68724 | 6 | 0.49356
25122 | 9.25 | 1 | 365 | 10.5311 | 0.19745 | 10 | 0.72851
20477 | 7.2 | 1 | 365 | 8.1972 | 0.49964 | 8 | 0.69679
26015 | 4.32 | 1 | 365 | 4.9183 | 0.89978 | 5 | 0.81807
15805 | 6.375 | 1 | 365 | 7.2579 | 0.60905 | 7 | 0.86695
23774 | 2.475 | 1 | 365 | 2.8178 | 0.67175 | 3 | 0.48952
13464 | 12.24 | 1 | 365 | 13.9352 | 0.04938 | 13 | 0.98454
17376 | 13.26 | 1 | 365 | 15.0964 | 0.38683 | 15 | 0.48325
17961 | 11.96 | 1 | 365 | 13.6164 | 0.40773 | 14 | 0.024111
18829 | 10.92 | 1 | 365 | 12.4324 | 0.024447 | 12 | 0.4568
18881 | 13.77 | 1 | 365 | 15.6771 | 0.55555 | 16 | 0.23261
18874 | 13.16 | 1 | 365 | 14.9826 | 0.15767 | 15 | 0.14024
18901 | 18.46 | 1 | 365 | 21.0166 | 0.30323 | 21 | 0.31982
19065 | 10.14 | 1 | 365 | 11.5443 | 0.23699 | 11 | 0.78131
18904 | 13 | 1 | 365 | 14.8004 | 0.79101 | 15 | 0.59142
20457 | 10.92 | 1 | 365 | 12.4324 | 0.024447 | 12 | 0.4568
20451 | 17.34 | 1 | 365 | 19.7415 | 0.73662 | 20 | 0.4781
20550 | 13.005 | 1 | 365 | 14.8061 | 0.80247 | 15 | 0.60858
20562 | 12.495 | 1 | 365 | 14.2255 | 0.63374 | 14 | 0.85922
20551 | 12.32 | 1 | 365 | 14.0262 | 0.23271 | 14 | 0.25895
18524 | 15.08 | 1 | 365 | 17.1685 | 0.55757 | 17 | 0.72605
22746 | 9.62 | 1 | 365 | 10.9523 | 0.045346 | 10 | 0.99765
22745 | 5.72 | 1 | 365 | 6.5122 | 0.10804 | 6 | 0.62023
24634 | 6.21 | 1 | 365 | 7.07 | 0.23094 | 7 | 0.30098
24118 | 54.08 | 0.9 | 365 | 55.4128 | 0.53753 | 55 | 0.95029
25999 | 4.94 | 1 | 365 | 5.6242 | 0.32058 | 5 | 0.94474
26108 | 6.76 | 1 | 365 | 7.6962 | 0.49132 | 8 | 0.18754
26479 | 5.355 | 1 | 365 | 6.0966 | 0.2716 | 6 | 0.36824
25686 | 12.6 | 1 | 365 | 14.345 | 0.87436 | 15 | 0.21938
26672 | 11.5 | 1 | 365 | 13.0927 | 0.35358 | 13 | 0.44626
27610 | 98.86 | 0.9 | 365 | 101.2963 | 0.89424 | 102 | 0.19057
24073 | 9.62 | 1 | 365 | 10.9523 | 0.045346 | 10 | 0.99765
25744 | 9.36 | 1 | 365 | 10.6563 | 0.44953 | 11 | 0.10583
21546 | 10.14 | 1 | 365 | 11.5443 | 0.23699 | 11 | 0.78131
21547 | 3.825 | 1 | 365 | 4.3547 | 0.76543 | 5 | 0.12017
21548 | 5.72 | 1 | 365 | 6.5122 | 0.10804 | 6 | 0.62023
21545 | 6.5 | 1 | 365 | 7.4002 | 0.8955 | 8 | 0.29571
21553 | 7.28 | 1 | 365 | 8.2882 | 0.68296 | 8 | 0.9712
21557 | 7.54 | 1 | 365 | 8.5842 | 0.27878 | 8 | 0.86303
21558 | 5.72 | 1 | 365 | 6.5122 | 0.10804 | 6 | 0.62023
21562 | 5.72 | 1 | 365 | 6.5122 | 0.10804 | 6 | 0.62023
21560 | 9.36 | 1 | 365 | 10.6563 | 0.44953 | 11 | 0.10583
21563 | 10.92 | 1 | 365 | 12.4324 | 0.024447 | 12 | 0.4568
21559 | 2.08 | 1 | 365 | 2.3681 | 0.76656 | 3 | 0.13463
21567 | 5.72 | 1 | 365 | 6.5122 | 0.10804 | 6 | 0.62023
21565 | 3.38 | 1 | 365 | 3.8481 | 0.74566 | 4 | 0.59377
21568 | 9.88 | 1 | 365 | 11.2483 | 0.64117 | 11 | 0.88948
21569 | 10.4 | 1 | 365 | 11.8403 | 0.83281 | 12 | 0.67314
21571 | 4.68 | 1 | 365 | 5.3282 | 0.72476 | 6 | 0.052913
21572 | 8.84 | 1 | 365 | 10.0643 | 0.25789 | 10 | 0.32217
21574 | 9.1 | 1 | 365 | 10.3603 | 0.85371 | 11 | 0.214
21573 | 6.24 | 1 | 365 | 7.1042 | 0.29968 | 7 | 0.40388
21578 | 9.36 | 1 | 365 | 10.6563 | 0.44953 | 11 | 0.10583
21579 | 10.4 | 1 | 365 | 11.8403 | 0.83281 | 12 | 0.67314
21581 | 9.88 | 1 | 365 | 11.2483 | 0.64117 | 11 | 0.88948
21584 | 5.1 | 1 | 365 | 5.8063 | 0.68724 | 6 | 0.49356
21587 | 5.2 | 1 | 365 | 5.9202 | 0.9164 | 6 | 0.83657
21590 | 5.46 | 1 | 365 | 6.2162 | 0.51222 | 6 | 0.7284
21591 | 10.4 | 1 | 365 | 11.8403 | 0.83281 | 12 | 0.67314
21593 | 5.72 | 1 | 365 | 6.5122 | 0.10804 | 6 | 0.62023
21595 | 11.44 | 1 | 365 | 13.0244 | 0.21609 | 13 | 0.24045
21598 | 10.92 | 1 | 365 | 12.4324 | 0.024447 | 12 | 0.4568
21599 | 2.08 | 1 | 365 | 2.3681 | 0.76656 | 3 | 0.13463
21602 | 4.94 | 1 | 365 | 5.6242 | 0.32058 | 5 | 0.94474
21603 | 8.84 | 1 | 365 | 10.0643 | 0.25789 | 10 | 0.32217
21504 | 7.02 | 1 | 365 | 7.9922 | 0.087144 | 8 | 0.079369
21605 | 14.04 | 1 | 365 | 15.9845 | 0.17429 | 16 | 0.15874
21608 | 7.02 | 1 | 365 | 7.9922 | 0.087144 | 8 | 0.079369
21609 | 11.44 | 1 | 365 | 13.0244 | 0.21609 | 13 | 0.24045
21613 | 8.32 | 1 | 365 | 9.4723 | 0.066245 | 9 | 0.53851
21614 | 6.24 | 1 | 365 | 7.1042 | 0.29968 | 7 | 0.40388
21616 | 3.64 | 1 | 365 | 4.1441 | 0.34148 | 4 | 0.4856
21618 | 13.52 | 1 | 365 | 15.3924 | 0.98265 | 16 | 0.37508
21619 | 10.455 | 1 | 365 | 11.903 | 0.95885 | 12 | 0.8618
21620 | 10.4 | 1 | 365 | 11.8403 | 0.83281 | 12 | 0.67314
21621 | 10.66 | 1 | 365 | 12.1363 | 0.42863 | 12 | 0.56497
21622 | 6.76 | 1 | 365 | 7.6962 | 0.49132 | 8 | 0.18754
21624 | 9.88 | 1 | 365 | 11.2483 | 0.64117 | 11 | 0.88948
21625 | 11.18 | 1 | 365 | 12.7284 | 0.62027 | 13 | 0.34863
21623 | 5.46 | 1 | 365 | 6.2162 | 0.51222 | 6 | 0.7284
21628 | 3.64 | 1 | 365 | 4.1441 | 0.34148 | 4 | 0.4856
21629 | 6.885 | 1 | 365 | 7.8385 | 0.77778 | 8 | 0.6163
21631 | 4.77 | 1 | 365 | 5.4306 | 0.93101 | 6 | 0.36162
21633 | 5.46 | 1 | 365 | 6.2162 | 0.51222 | 6 | 0.7284
21637 | 8.06 | 1 | 365 | 9.1763 | 0.47042 | 9 | 0.64668
21636 | 9.54 | 1 | 365 | 10.8612 | 0.86202 | 11 | 0.72325
21634 | 14.04 | 1 | 365 | 15.9845 | 0.17429 | 16 | 0.15874
21632 | 12.72 | 1 | 365 | 14.4816 | 0.14936 | 14 | 0.63099
21639 | 3.57 | 1 | 365 | 4.0644 | 0.18107 | 4 | 0.24549
21640 | 3.64 | 1 | 365 | 4.1441 | 0.34148 | 4 | 0.4856
21638 | 11.66 | 1 | 365 | 13.2748 | 0.72024 | 13 | 0.99508
21641 | 5.2 | 1 | 365 | 5.9202 | 0.9164 | 6 | 0.83657
21645 | 10.4 | 1 | 365 | 11.8403 | 0.83281 | 12 | 0.67314
21644 | 6.625 | 1 | 365 | 7.5425 | 0.18196 | 7 | 0.72448
21646 | 4.68 | 1 | 365 | 5.3282 | 0.72476 | 6 | 0.052913
21649 | 6.885 | 1 | 365 | 7.8385 | 0.77778 | 8 | 0.6163
21648 | 6.24 | 1 | 365 | 7.1042 | 0.29968 | 7 | 0.40388
21650 | 6.24 | 1 | 365 | 7.1042 | 0.29968 | 7 | 0.40388
21653 | 9.36 | 1 | 365 | 10.6563 | 0.44953 | 11 | 0.10583
21654 | 3.64 | 1 | 365 | 4.1441 | 0.34148 | 4 | 0.4856
21656 | 6.36 | 1 | 365 | 7.2408 | 0.57468 | 7 | 0.8155
21657 | 4.08 | 1 | 365 | 4.6451 | 0.34979 | 4 | 0.99485
21658 | 5.2 | 1 | 365 | 5.9202 | 0.9164 | 6 | 0.83657
21659 | 5.72 | 1 | 365 | 6.5122 | 0.10804 | 6 | 0.62023
21660 | 11.44 | 1 | 365 | 13.0244 | 0.21609 | 13 | 0.24045
21662 | 4.68 | 1 | 365 | 5.3282 | 0.72476 | 6 | 0.052913
21663 | 5.72 | 1 | 365 | 6.5122 | 0.10804 | 6 | 0.62023
21664 | 5.3 | 1 | 365 | 6.034 | 0.14556 | 6 | 0.17958
21665 | 7.54 | 1 | 365 | 8.5842 | 0.27878 | 8 | 0.86303
21666 | 6.24 | 1 | 365 | 7.1042 | 0.29968 | 7 | 0.40388
21668 | 4.68 | 1 | 365 | 5.3282 | 0.72476 | 6 | 0.052913
21670 | 3.64 | 1 | 365 | 4.1441 | 0.34148 | 4 | 0.4856
21703 | 12.75 | 1 | 365 | 14.5158 | 0.2181 | 14 | 0.7339
21704 | 12.48 | 1 | 365 | 14.2084 | 0.59937 | 14 | 0.80777
21706 | 14.79 | 1 | 365 | 16.8383 | 0.893 | 17 | 0.73132
21716 | 14.535 | 1 | 365 | 16.548 | 0.30864 | 16 | 0.85664
21720 | 11.22 | 1 | 365 | 12.7739 | 0.71193 | 13 | 0.48583
21719 | 11.44 | 1 | 365 | 13.0244 | 0.21609 | 13 | 0.24045
21724 | 3.9 | 1 | 365 | 4.4401 | 0.9373 | 5 | 0.37743
21729 | 7.54 | 1 | 365 | 8.5842 | 0.27878 | 8 | 0.86303
21725 | 7.02 | 1 | 365 | 7.9922 | 0.087144 | 8 | 0.079369
21731 | 5.2 | 1 | 365 | 5.9202 | 0.9164 | 6 | 0.83657
21733 | 2.295 | 1 | 365 | 2.6128 | 0.25926 | 2 | 0.8721
21734 | 5.2 | 1 | 365 | 5.9202 | 0.9164 | 6 | 0.83657
21736 | 5.46 | 1 | 365 | 6.2162 | 0.51222 | 6 | 0.7284
21741 | 9.1 | 1 | 365 | 10.3603 | 0.85371 | 11 | 0.214
21742 | 2.6 | 1 | 365 | 2.9601 | 0.9582 | 3 | 0.91828
21743 | 5.98 | 1 | 365 | 6.8082 | 0.70386 | 7 | 0.51206
21752 | 3.12 | 1 | 365 | 3.5521 | 0.14984 | 3 | 0.70194
21750 | 9.945 | 1 | 365 | 11.3223 | 0.79012 | 12 | 0.11244
21756 | 9.1 | 1 | 365 | 10.3603 | 0.85371 | 11 | 0.214
21757 | 5.1 | 1 | 365 | 5.8063 | 0.68724 | 6 | 0.49356
21761 | 5.2 | 1 | 365 | 5.9202 | 0.9164 | 6 | 0.83657
21763 | 3.57 | 1 | 365 | 4.0644 | 0.18107 | 4 | 0.24549
21766 | 7.54 | 1 | 365 | 8.5842 | 0.27878 | 8 | 0.86303
21768 | 8.06 | 1 | 365 | 9.1763 | 0.47042 | 9 | 0.64668
21773 | 3.9 | 1 | 365 | 4.4401 | 0.9373 | 5 | 0.37743
21776 | 6.375 | 1 | 365 | 7.2579 | 0.60905 | 7 | 0.86695
21780 | 3.9 | 1 | 365 | 4.4401 | 0.9373 | 5 | 0.37743
21781 | 4.16 | 1 | 365 | 4.7361 | 0.53312 | 5 | 0.26926
21784 | 4.845 | 1 | 365 | 5.516 | 0.10288 | 5 | 0.61888
21788 | 3.9 | 1 | 365 | 4.4401 | 0.9373 | 5 | 0.37743
21787 | 10.92 | 1 | 365 | 12.4324 | 0.024447 | 12 | 0.4568
21789 | 11.118 | 1 | 365 | 12.6578 | 0.47819 | 13 | 0.13596
21791 | 3.9 | 1 | 365 | 4.4401 | 0.9373 | 5 | 0.37743
21796 | 4.16 | 1 | 365 | 4.7361 | 0.53312 | 5 | 0.26926
21785 | 4.68 | 1 | 365 | 5.3282 | 0.72476 | 6 | 0.052913
21795 | 8.48 | 1 | 365 | 9.6544 | 0.4329 | 10 | 0.087329
21803 | 5.61 | 1 | 365 | 6.3869 | 0.85597 | 7 | 0.24291
21799 | 5.46 | 1 | 365 | 6.2162 | 0.51222 | 6 | 0.7284
21805 | 8.67 | 1 | 365 | 9.8707 | 0.86831 | 10 | 0.73905
21807 | 9.1 | 1 | 365 | 10.3603 | 0.85371 | 11 | 0.214
22098 | 6.24 | 1 | 365 | 7.1042 | 0.29968 | 7 | 0.40388
21810 | 5.98 | 1 | 365 | 6.8082 | 0.70386 | 7 | 0.51206
22455 | 4.68 | 1 | 365 | 5.3282 | 0.72476 | 6 | 0.052913
23150 | 6.24 | 1 | 365 | 7.1042 | 0.29968 | 7 | 0.40388
21824 | 10.14 | 1 | 365 | 11.5443 | 0.23699 | 11 | 0.78131
23373 | 6.24 | 1 | 365 | 7.1042 | 0.29968 | 7 | 0.40388
21835 | 2.6 | 1 | 365 | 2.9601 | 0.9582 | 3 | 0.91828
21927 | 6.5 | 1 | 365 | 7.4002 | 0.8955 | 8 | 0.29571
21832 | 5.61 | 1 | 365 | 6.3869 | 0.85597 | 7 | 0.24291
23342 | 4.16 | 1 | 365 | 4.7361 | 0.53312 | 5 | 0.26926
23160 | 10.4 | 1 | 365 | 11.8403 | 0.83281 | 12 | 0.67314
21834 | 6.5 | 1 | 365 | 7.4002 | 0.8955 | 8 | 0.29571
21839 | 8.06 | 1 | 365 | 9.1763 | 0.47042 | 9 | 0.64668
21843 | 6.24 | 1 | 365 | 7.1042 | 0.29968 | 7 | 0.40388
22094 | 5.46 | 1 | 365 | 6.2162 | 0.51222 | 6 | 0.7284
26390 | 5 | 1 | 365 | 5.6925 | 0.45808 | 6 | 0.15055
21844 | 8.32 | 1 | 365 | 9.4723 | 0.066245 | 9 | 0.53851
21837 | 10.865 | 1 | 365 | 12.3697 | 0.89841 | 13 | 0.26814
21846 | 3.06 | 1 | 365 | 3.4838 | 0.012345 | 3 | 0.49614
21842 | 14.04 | 1 | 365 | 15.9845 | 0.17429 | 16 | 0.15874
21849 | 6.24 | 1 | 365 | 7.1042 | 0.29968 | 7 | 0.40388
21848 | 7.42 | 1 | 365 | 8.4476 | 0.0037907 | 8 | 0.45141
21852 | 4.16 | 1 | 365 | 4.7361 | 0.53312 | 5 | 0.26926
21850 | 8.06 | 1 | 365 | 9.1763 | 0.47042 | 9 | 0.64668
21853 | 3.38 | 1 | 365 | 3.8481 | 0.74566 | 4 | 0.59377
21851 | 5.98 | 1 | 365 | 6.8082 | 0.70386 | 7 | 0.51206
21854 | 2.86 | 1 | 365 | 3.2561 | 0.55402 | 3 | 0.81011
21855 | 9.1 | 1 | 365 | 10.3603 | 0.85371 | 11 | 0.214
20883 | 8.06 | 1 | 365 | 9.1763 | 0.47042 | 9 | 0.64668
21856 | 9.1 | 1 | 365 | 10.3603 | 0.85371 | 11 | 0.214
21857 | 6.095 | 1 | 365 | 6.9391 | 0.9674 | 7 | 0.90652
21858 | 3.06 | 1 | 365 | 3.4838 | 0.012345 | 3 | 0.49614
21862 | 10.92 | 1 | 365 | 12.4324 | 0.024447 | 12 | 0.4568
21878 | 5.2 | 1 | 365 | 5.9202 | 0.9164 | 6 | 0.83657
21883 | 12.74 | 1 | 365 | 14.5044 | 0.19519 | 14 | 0.6996
21886 | 14.56 | 1 | 365 | 16.5765 | 0.36593 | 16 | 0.9424
21888 | 3.12 | 1 | 365 | 3.5521 | 0.14984 | 3 | 0.70194
21891 | 7.8 | 1 | 365 | 8.8803 | 0.8746 | 9 | 0.75485
21896 | 10.92 | 1 | 365 | 12.4324 | 0.024447 | 12 | 0.4568
21901 | 4.16 | 1 | 365 | 4.7361 | 0.53312 | 5 | 0.26926
21903 | 5.2 | 1 | 365 | 5.9202 | 0.9164 | 6 | 0.83657
21904 | 7.8 | 1 | 365 | 8.8803 | 0.8746 | 9 | 0.75485
21907 | 13.26 | 1 | 365 | 15.0964 | 0.38683 | 15 | 0.48325
21908 | 10.14 | 1 | 365 | 11.5443 | 0.23699 | 11 | 0.78131
21909 | 3.64 | 1 | 365 | 4.1441 | 0.34148 | 4 | 0.4856
21912 | 7.54 | 1 | 365 | 8.5842 | 0.27878 | 8 | 0.86303
21914 | 5.46 | 1 | 365 | 6.2162 | 0.51222 | 6 | 0.7284
21915 | 6.76 | 1 | 365 | 7.6962 | 0.49132 | 8 | 0.18754
21916 | 8.32 | 1 | 365 | 9.4723 | 0.066245 | 9 | 0.53851
21917 | 3.825 | 1 | 365 | 4.3547 | 0.76543 | 5 | 0.12017
21924 | 7.65 | 1 | 365 | 8.7095 | 0.53086 | 9 | 0.24034
21926 | 3.38 | 1 | 365 | 3.8481 | 0.74566 | 4 | 0.59377
21925 | 4.42 | 1 | 365 | 5.0321 | 0.12894 | 5 | 0.16108
21929 | 3.825 | 1 | 365 | 4.3547 | 0.76543 | 5 | 0.12017
21933 | 11.4 | 1 | 365 | 12.9788 | 0.12442 | 13 | 0.10325
21934 | 13.26 | 1 | 365 | 15.0964 | 0.38683 | 15 | 0.48325
21937 | 3.64 | 1 | 365 | 4.1441 | 0.34148 | 4 | 0.4856
21939 | 5.355 | 1 | 365 | 6.0966 | 0.2716 | 6 | 0.36824
21940 | 6.375 | 1 | 365 | 7.2579 | 0.60905 | 7 | 0.86695
21942 | 5.1 | 1 | 365 | 5.8063 | 0.68724 | 6 | 0.49356
21943 | 4.16 | 1 | 365 | 4.7361 | 0.53312 | 5 | 0.26926
21944 | 6.375 | 1 | 365 | 7.2579 | 0.60905 | 7 | 0.86695
21947 | 4.16 | 1 | 365 | 4.7361 | 0.53312 | 5 | 0.26926
21946 | 7.28 | 1 | 365 | 8.2882 | 0.68296 | 8 | 0.9712
21949 | 4.08 | 1 | 365 | 4.6451 | 0.34979 | 4 | 0.99485
21948 | 8.84 | 1 | 365 | 10.0643 | 0.25789 | 10 | 0.32217
21950 | 5.2 | 1 | 365 | 5.9202 | 0.9164 | 6 | 0.83657
21951 | 3.06 | 1 | 365 | 3.4838 | 0.012345 | 3 | 0.49614
21971 | 4.68 | 1 | 365 | 5.3282 | 0.72476 | 6 | 0.052913
21972 | 14.04 | 1 | 365 | 15.9845 | 0.17429 | 16 | 0.15874
21973 | 6.5 | 1 | 365 | 7.4002 | 0.8955 | 8 | 0.29571
21974 | 6.24 | 1 | 365 | 7.1042 | 0.29968 | 7 | 0.40388
21975 | 5.3 | 1 | 365 | 6.034 | 0.14556 | 6 | 0.17958
21976 | 5.98 | 1 | 365 | 6.8082 | 0.70386 | 7 | 0.51206
21977 | 7.02 | 1 | 365 | 7.9922 | 0.087144 | 8 | 0.079369
21978 | 4.94 | 1 | 365 | 5.6242 | 0.32058 | 5 | 0.94474
21979 | 6.24 | 1 | 365 | 7.1042 | 0.29968 | 7 | 0.40388
21980 | 8.58 | 1 | 365 | 9.7683 | 0.66207 | 10 | 0.43034
21981 | 11.18 | 1 | 365 | 12.7284 | 0.62027 | 13 | 0.34863
21998 | 14.04 | 1 | 365 | 15.9845 | 0.17429 | 16 | 0.15874
21997 | 14.25 | 1 | 365 | 16.2235 | 0.65553 | 16 | 0.87906
21999 | 3.57 | 1 | 365 | 4.0644 | 0.18107 | 4 | 0.24549
22001 | 5.46 | 1 | 365 | 6.2162 | 0.51222 | 6 | 0.7284
22009 | 5.98 | 1 | 365 | 6.8082 | 0.70386 | 7 | 0.51206
22014 | 4.335 | 1 | 365 | 4.9354 | 0.93416 | 5 | 0.86953
22016 | 5.72 | 1 | 365 | 6.5122 | 0.10804 | 6 | 0.62023
22020 | 12.74 | 1 | 365 | 14.5044 | 0.19519 | 14 | 0.6996
22017 | 8.32 | 1 | 365 | 9.4723 | 0.066245 | 9 | 0.53851
22034 | 8.32 | 1 | 365 | 9.4723 | 0.066245 | 9 | 0.53851
22036 | 7.02 | 1 | 365 | 7.9922 | 0.087144 | 8 | 0.079369
22048 | 11.7 | 1 | 365 | 13.3204 | 0.81191 | 14 | 0.13228
22051 | 15.08 | 1 | 365 | 17.1685 | 0.55757 | 17 | 0.72605
22052 | 15.6 | 1 | 365 | 17.7605 | 0.74921 | 18 | 0.50971
22059 | 11.96 | 1 | 365 | 13.6164 | 0.40773 | 14 | 0.024111
22062 | 17.85 | 1 | 365 | 20.3221 | 0.90535 | 21 | 0.22746
22063 | 10.4 | 1 | 365 | 11.8403 | 0.83281 | 12 | 0.67314
22066 | 13.78 | 1 | 365 | 15.6884 | 0.57847 | 16 | 0.26691
22067 | 3.12 | 1 | 365 | 3.5521 | 0.14984 | 3 | 0.70194
22054 | 12.74 | 1 | 365 | 14.5044 | 0.19519 | 14 | 0.6996
22088 | 4.68 | 1 | 365 | 5.3282 | 0.72476 | 6 | 0.052913
22090 | 5.46 | 1 | 365 | 6.2162 | 0.51222 | 6 | 0.7284
22092 | 7.28 | 1 | 365 | 8.2882 | 0.68296 | 8 | 0.9712
22093 | 4.42 | 1 | 365 | 5.0321 | 0.12894 | 5 | 0.16108
22095 | 2.86 | 1 | 365 | 3.2561 | 0.55402 | 3 | 0.81011
22097 | 14.04 | 1 | 365 | 15.9845 | 0.17429 | 16 | 0.15874
22099 | 3.38 | 1 | 365 | 3.8481 | 0.74566 | 4 | 0.59377
22100 | 10.92 | 1 | 365 | 12.4324 | 0.024447 | 12 | 0.4568
22107 | 13.52 | 1 | 365 | 15.3924 | 0.98265 | 16 | 0.37508
22109 | 9.62 | 1 | 365 | 10.9523 | 0.045346 | 10 | 0.99765
22113 | 8.32 | 1 | 365 | 9.4723 | 0.066245 | 9 | 0.53851
22117 | 4.94 | 1 | 365 | 5.6242 | 0.32058 | 5 | 0.94474
22120 | 12.74 | 1 | 365 | 14.5044 | 0.19519 | 14 | 0.6996
22104 | 13.77 | 1 | 365 | 15.6771 | 0.55555 | 16 | 0.23261
22122 | 4.94 | 1 | 365 | 5.6242 | 0.32058 | 5 | 0.94474
22126 | 6.24 | 1 | 365 | 7.1042 | 0.29968 | 7 | 0.40388
22112 | 8.58 | 1 | 365 | 9.7683 | 0.66207 | 10 | 0.43034
22139 | 7.02 | 1 | 365 | 7.9922 | 0.087144 | 8 | 0.079369
22141 | 11.925 | 1 | 365 | 13.5765 | 0.32752 | 13 | 0.90406
22132 | 7.02 | 1 | 365 | 7.9922 | 0.087144 | 8 | 0.079369
22145 | 6.63 | 1 | 365 | 7.5482 | 0.19341 | 7 | 0.74163
22148 | 10.455 | 1 | 365 | 11.903 | 0.95885 | 12 | 0.8618
22149 | 2.295 | 1 | 365 | 2.6128 | 0.25926 | 2 | 0.8721
22152 | 13.52 | 1 | 365 | 15.3924 | 0.98265 | 16 | 0.37508
22159 | 12.24 | 1 | 365 | 13.9352 | 0.04938 | 13 | 0.98454
22161 | 14.04 | 1 | 365 | 15.9845 | 0.17429 | 16 | 0.15874
22910 | 10.2 | 1 | 365 | 11.6126 | 0.37448 | 11 | 0.98712
22913 | 5.865 | 1 | 365 | 6.6773 | 0.44033 | 7 | 0.11759
22164 | 13 | 1 | 365 | 14.8004 | 0.79101 | 15 | 0.59142
22921 | 10.965 | 1 | 365 | 12.4836 | 0.12757 | 12 | 0.61115
22169 | 14.28 | 1 | 365 | 16.2577 | 0.72428 | 16 | 0.98197
22142 | 15.34 | 1 | 365 | 17.4645 | 0.15339 | 17 | 0.61788
22174 | 6.24 | 1 | 365 | 7.1042 | 0.29968 | 7 | 0.40388
22171 | 12.22 | 1 | 365 | 13.9124 | 0.0035475 | 13 | 0.91594
22163 | 6.885 | 1 | 365 | 7.8385 | 0.77778 | 8 | 0.6163
22209 | 6.5 | 1 | 365 | 7.4002 | 0.8955 | 8 | 0.29571
22215 | 5.98 | 1 | 365 | 6.8082 | 0.70386 | 7 | 0.51206
22924 | 10.965 | 1 | 365 | 12.4836 | 0.12757 | 12 | 0.61115
22211 | 16.12 | 1 | 365 | 18.3525 | 0.94085 | 19 | 0.29337
22931 | 5.775 | 1 | 365 | 6.5748 | 0.23408 | 6 | 0.80888
22217 | 14.82 | 1 | 365 | 16.8725 | 0.96175 | 17 | 0.83422
22935 | 5.5 | 1 | 365 | 6.2617 | 0.60389 | 6 | 0.8656
22216 | 5.72 | 1 | 365 | 6.5122 | 0.10804 | 6 | 0.62023
22939 | 6.6 | 1 | 365 | 7.5141 | 0.12467 | 7 | 0.63872
22221 | 8.32 | 1 | 365 | 9.4723 | 0.066245 | 9 | 0.53851
22218 | 15.86 | 1 | 365 | 18.0565 | 0.34503 | 18 | 0.40154
22223 | 3.315 | 1 | 365 | 3.7741 | 0.59671 | 4 | 0.37081
22961 | 8.84 | 1 | 365 | 10.0643 | 0.25789 | 10 | 0.32217
22219 | 7.8 | 1 | 365 | 8.8803 | 0.8746 | 9 | 0.75485
22226 | 6.24 | 1 | 365 | 7.1042 | 0.29968 | 7 | 0.40388
22964 | 5.98 | 1 | 365 | 6.8082 | 0.70386 | 7 | 0.51206
22222 | 7.02 | 1 | 365 | 7.9922 | 0.087144 | 8 | 0.079369
22229 | 9.1 | 1 | 365 | 10.3603 | 0.85371 | 11 | 0.214
22943 | 3.57 | 1 | 365 | 4.0644 | 0.18107 | 4 | 0.24549
22227 | 13.26 | 1 | 365 | 15.0964 | 0.38683 | 15 | 0.48325
23007 | 3.57 | 1 | 365 | 4.0644 | 0.18107 | 4 | 0.24549
23022 | 8.16 | 1 | 365 | 9.2901 | 0.69959 | 9 | 0.98969
23028 | 7 | 1 | 365 | 7.9695 | 0.041312 | 8 | 0.010767
23036 | 5.5 | 1 | 365 | 6.2617 | 0.60389 | 6 | 0.8656
23041 | 3.825 | 1 | 365 | 4.3547 | 0.76543 | 5 | 0.12017
22246 | 6.76 | 1 | 365 | 7.6962 | 0.49132 | 8 | 0.18754
23048 | 6.725 | 1 | 365 | 7.6564 | 0.41112 | 8 | 0.067487
22247 | 4.16 | 1 | 365 | 4.7361 | 0.53312 | 5 | 0.26926
23049 | 4.675 | 1 | 365 | 5.3225 | 0.7133 | 6 | 0.035762
22249 | 5.72 | 1 | 365 | 6.5122 | 0.10804 | 6 | 0.62023
22250 | 9.36 | 1 | 365 | 10.6563 | 0.44953 | 11 | 0.10583
22251 | 3.12 | 1 | 365 | 3.5521 | 0.14984 | 3 | 0.70194
22257 | 6.625 | 1 | 365 | 7.5425 | 0.18196 | 7 | 0.72448
22254 | 5.2 | 1 | 365 | 5.9202 | 0.9164 | 6 | 0.83657
22259 | 5.2 | 1 | 365 | 5.9202 | 0.9164 | 6 | 0.83657
22230 | 2.08 | 1 | 365 | 2.3681 | 0.76656 | 3 | 0.13463
23052 | 6.05 | 1 | 365 | 6.8879 | 0.86428 | 7 | 0.75216
22239 | 8.84 | 1 | 365 | 10.0643 | 0.25789 | 10 | 0.32217
22234 | 2.08 | 1 | 365 | 2.3681 | 0.76656 | 3 | 0.13463
22245 | 7.28 | 1 | 365 | 8.2882 | 0.68296 | 8 | 0.9712
23054 | 10.64 | 1 | 365 | 12.1136 | 0.38279 | 12 | 0.49637
22261 | 12.22 | 1 | 365 | 13.9124 | 0.0035475 | 13 | 0.91594
23057 | 8.415 | 1 | 365 | 9.5804 | 0.28395 | 9 | 0.86437
22264 | 2.34 | 1 | 365 | 2.6641 | 0.36238 | 3 | 0.026456
22265 | 7.155 | 1 | 365 | 8.1459 | 0.39651 | 8 | 0.54243
22269 | 3.975 | 1 | 365 | 4.5255 | 0.10917 | 4 | 0.63469
22248 | 13.26 | 1 | 365 | 15.0964 | 0.38683 | 15 | 0.48325
22263 | 7.28 | 1 | 365 | 8.2882 | 0.68296 | 8 | 0.9712
22290 | 9.36 | 1 | 365 | 10.6563 | 0.44953 | 11 | 0.10583
22287 | 7.8 | 1 | 365 | 8.8803 | 0.8746 | 9 | 0.75485
22292 | 3.64 | 1 | 365 | 4.1441 | 0.34148 | 4 | 0.4856
22294 | 12.22 | 1 | 365 | 13.9124 | 0.0035475 | 13 | 0.91594
22296 | 6.095 | 1 | 365 | 6.9391 | 0.9674 | 7 | 0.90652
23062 | 4.335 | 1 | 365 | 4.9354 | 0.93416 | 5 | 0.86953
22297 | 9.36 | 1 | 365 | 10.6563 | 0.44953 | 11 | 0.10583
23064 | 7.975 | 1 | 365 | 9.0795 | 0.27564 | 9 | 0.35512
22298 | 5.565 | 1 | 365 | 6.3357 | 0.75284 | 7 | 0.08856
23070 | 7.7 | 1 | 365 | 8.7664 | 0.64544 | 9 | 0.41184
22288 | 4.94 | 1 | 365 | 5.6242 | 0.32058 | 5 | 0.94474
23068 | 4.335 | 1 | 365 | 4.9354 | 0.93416 | 5 | 0.86953
22300 | 4.68 | 1 | 365 | 5.3282 | 0.72476 | 6 | 0.052913
23071 | 6.6 | 1 | 365 | 7.5141 | 0.12467 | 7 | 0.63872
22329 | 5.7 | 1 | 365 | 6.4894 | 0.062211 | 6 | 0.55162
23074 | 8.67 | 1 | 365 | 9.8707 | 0.86831 | 10 | 0.73905
22309 | 9.54 | 1 | 365 | 10.8612 | 0.86202 | 11 | 0.72325
23080 | 3.6 | 1 | 365 | 4.0986 | 0.24982 | 4 | 0.34839
22304 | 4.16 | 1 | 365 | 4.7361 | 0.53312 | 5 | 0.26926
22314 | 5.2 | 1 | 365 | 5.9202 | 0.9164 | 6 | 0.83657
23079 | 15.6 | 1 | 365 | 17.7605 | 0.74921 | 18 | 0.50971
23089 | 14.56 | 1 | 365 | 16.5765 | 0.36593 | 16 | 0.9424
23091 | 10.71 | 1 | 365 | 12.1933 | 0.54321 | 12 | 0.73647
23092 | 9.435 | 1 | 365 | 10.7417 | 0.6214 | 11 | 0.36308
22324 | 8.32 | 1 | 365 | 9.4723 | 0.066245 | 9 | 0.53851
23098 | 5.775 | 1 | 365 | 6.5748 | 0.23408 | 6 | 0.80888
23100 | 6.875 | 1 | 365 | 7.8271 | 0.75486 | 8 | 0.582
22321 | 6.76 | 1 | 365 | 7.6962 | 0.49132 | 8 | 0.18754
23099 | 14.3 | 1 | 365 | 16.2805 | 0.77011 | 17 | 0.050567
22271 | 2.6 | 1 | 365 | 2.9601 | 0.9582 | 3 | 0.91828
23107 | 9.88 | 1 | 365 | 11.2483 | 0.64117 | 11 | 0.88948
23111 | 3.12 | 1 | 365 | 3.5521 | 0.14984 | 3 | 0.70194
22268 | 4.16 | 1 | 365 | 4.7361 | 0.53312 | 5 | 0.26926
22293 | 8.58 | 1 | 365 | 9.7683 | 0.66207 | 10 | 0.43034
23115 | 6.12 | 1 | 365 | 6.9676 | 0.02469 | 6 | 0.99227
22334 | 7.14 | 1 | 365 | 8.1288 | 0.36214 | 8 | 0.49098
23116 | 5.1 | 1 | 365 | 5.8063 | 0.68724 | 6 | 0.49356
22339 | 4 | 1 | 365 | 4.554 | 0.16646 | 4 | 0.72044
23118 | 8.58 | 1 | 365 | 9.7683 | 0.66207 | 10 | 0.43034
22340 | 4.94 | 1 | 365 | 5.6242 | 0.32058 | 5 | 0.94474
23122 | 11.73 | 1 | 365 | 13.3545 | 0.88066 | 14 | 0.23519
22342 | 7.28 | 1 | 365 | 8.2882 | 0.68296 | 8 | 0.9712
23126 | 6.325 | 1 | 365 | 7.201 | 0.49447 | 7 | 0.69544
22343 | 5.98 | 1 | 365 | 6.8082 | 0.70386 | 7 | 0.51206
23123 | 5.865 | 1 | 365 | 6.6773 | 0.44033 | 7 | 0.11759
22344 | 9.1 | 1 | 365 | 10.3603 | 0.85371 | 11 | 0.214
22347 | 5.72 | 1 | 365 | 6.5122 | 0.10804 | 6 | 0.62023
22345 | 5.355 | 1 | 365 | 6.0966 | 0.2716 | 6 | 0.36824
22396 | 3.9 | 1 | 365 | 4.4401 | 0.9373 | 5 | 0.37743
22401 | 9.18 | 1 | 365 | 10.4514 | 0.037035 | 10 | 0.48841
22404 | 10.14 | 1 | 365 | 11.5443 | 0.23699 | 11 | 0.78131
22409 | 7.54 | 1 | 365 | 8.5842 | 0.27878 | 8 | 0.86303
22429 | 7.28 | 1 | 365 | 8.2882 | 0.68296 | 8 | 0.9712
22442 | 4.94 | 1 | 365 | 5.6242 | 0.32058 | 5 | 0.94474
22445 | 5.2 | 1 | 365 | 5.9202 | 0.9164 | 6 | 0.83657
23127 | 7.54 | 1 | 365 | 8.5842 | 0.27878 | 8 | 0.86303
22448 | 7.02 | 1 | 365 | 7.9922 | 0.087144 | 8 | 0.079369
22450 | 5.72 | 1 | 365 | 6.5122 | 0.10804 | 6 | 0.62023
23130 | 10.14 | 1 | 365 | 11.5443 | 0.23699 | 11 | 0.78131
22466 | 10.92 | 1 | 365 | 12.4324 | 0.024447 | 12 | 0.4568
22475 | 2.6 | 1 | 365 | 2.9601 | 0.9582 | 3 | 0.91828
23131 | 4.16 | 1 | 365 | 4.7361 | 0.53312 | 5 | 0.26926
22484 | 4.42 | 1 | 365 | 5.0321 | 0.12894 | 5 | 0.16108
22488 | 5.46 | 1 | 365 | 6.2162 | 0.51222 | 6 | 0.7284
23132 | 11.96 | 1 | 365 | 13.6164 | 0.40773 | 14 | 0.024111
23140 | 10.2 | 1 | 365 | 11.6126 | 0.37448 | 11 | 0.98712
22505 | 10.14 | 1 | 365 | 11.5443 | 0.23699 | 11 | 0.78131
23142 | 5.1 | 1 | 365 | 5.8063 | 0.68724 | 6 | 0.49356
22504 | 4.68 | 1 | 365 | 5.3282 | 0.72476 | 6 | 0.052913
23143 | 8.525 | 1 | 365 | 9.7057 | 0.53603 | 10 | 0.24168
23171 | 8.58 | 1 | 365 | 9.7683 | 0.66207 | 10 | 0.43034
23173 | 7.155 | 1 | 365 | 8.1459 | 0.39651 | 8 | 0.54243
22501 | 3.64 | 1 | 365 | 4.1441 | 0.34148 | 4 | 0.4856
23177 | 11.96 | 1 | 365 | 13.6164 | 0.40773 | 14 | 0.024111
23184 | 6.5 | 1 | 365 | 7.4002 | 0.8955 | 8 | 0.29571
23185 | 3.38 | 1 | 365 | 3.8481 | 0.74566 | 4 | 0.59377
22518 | 5.2 | 1 | 365 | 5.9202 | 0.9164 | 6 | 0.83657
22523 | 5.2 | 1 | 365 | 5.9202 | 0.9164 | 6 | 0.83657
22527 | 7.54 | 1 | 365 | 8.5842 | 0.27878 | 8 | 0.86303
22532 | 8.84 | 1 | 365 | 10.0643 | 0.25789 | 10 | 0.32217
22536 | 10.6 | 1 | 365 | 12.068 | 0.29113 | 12 | 0.35916
22539 | 9.18 | 1 | 365 | 10.4514 | 0.037035 | 10 | 0.48841
22541 | 3.9 | 1 | 365 | 4.4401 | 0.9373 | 5 | 0.37743
22547 | 4.77 | 1 | 365 | 5.4306 | 0.93101 | 6 | 0.36162
22555 | 6.5 | 1 | 365 | 7.4002 | 0.8955 | 8 | 0.29571
22566 | 10.14 | 1 | 365 | 11.5443 | 0.23699 | 11 | 0.78131
22567 | 14.82 | 1 | 365 | 16.8725 | 0.96175 | 17 | 0.83422
22569 | 2.805 | 1 | 365 | 3.1935 | 0.42798 | 3 | 0.62146
22570 | 14.04 | 1 | 365 | 15.9845 | 0.17429 | 16 | 0.15874
22571 | 5.98 | 1 | 365 | 6.8082 | 0.70386 | 7 | 0.51206
22572 | 11.44 | 1 | 365 | 13.0244 | 0.21609 | 13 | 0.24045
22573 | 5.72 | 1 | 365 | 6.5122 | 0.10804 | 6 | 0.62023
22574 | 5.72 | 1 | 365 | 6.5122 | 0.10804 | 6 | 0.62023
22593 | 4.94 | 1 | 365 | 5.6242 | 0.32058 | 5 | 0.94474
22619 | 4.68 | 1 | 365 | 5.3282 | 0.72476 | 6 | 0.052913
22622 | 6.5 | 1 | 365 | 7.4002 | 0.8955 | 8 | 0.29571
22626 | 4.24 | 1 | 365 | 4.8272 | 0.71645 | 5 | 0.54366
22635 | 9.36 | 1 | 365 | 10.6563 | 0.44953 | 11 | 0.10583
22638 | 4.94 | 1 | 365 | 5.6242 | 0.32058 | 5 | 0.94474
22642 | 6.76 | 1 | 365 | 7.6962 | 0.49132 | 8 | 0.18754
22648 | 8.32 | 1 | 365 | 9.4723 | 0.066245 | 9 | 0.53851
22064 | 8.84 | 1 | 365 | 10.0643 | 0.25789 | 10 | 0.32217
23187 | 6.76 | 1 | 365 | 7.6962 | 0.49132 | 8 | 0.18754
22772 | 4.68 | 1 | 365 | 5.3282 | 0.72476 | 6 | 0.052913
22821 | 9.47 | 1 | 365 | 10.7815 | 0.7016 | 11 | 0.48314
23190 | 8.84 | 1 | 365 | 10.0643 | 0.25789 | 10 | 0.32217
22887 | 4.95 | 1 | 365 | 5.6355 | 0.3435 | 5 | 0.97904
22884 | 6.725 | 1 | 365 | 7.6564 | 0.41112 | 8 | 0.067487
22885 | 4.47 | 1 | 365 | 5.0891 | 0.24352 | 5 | 0.33259
22889 | 8 | 1 | 365 | 9.1079 | 0.33293 | 9 | 0.44088
22909 | 6.44 | 1 | 365 | 7.3319 | 0.75801 | 8 | 0.089906
23191 | 4.16 | 1 | 365 | 4.7361 | 0.53312 | 5 | 0.26926
23195 | 9.1 | 1 | 365 | 10.3603 | 0.85371 | 11 | 0.214
23193 | 3.38 | 1 | 365 | 3.8481 | 0.74566 | 4 | 0.59377
23196 | 4.845 | 1 | 365 | 5.516 | 0.10288 | 5 | 0.61888
23198 | 8.84 | 1 | 365 | 10.0643 | 0.25789 | 10 | 0.32217
23201 | 7.65 | 1 | 365 | 8.7095 | 0.53086 | 9 | 0.24034
23204 | 4.16 | 1 | 365 | 4.7361 | 0.53312 | 5 | 0.26926
21577 | 4.16 | 1 | 365 | 4.7361 | 0.53312 | 5 | 0.26926
20507 | 8.58 | 1 | 365 | 9.7683 | 0.66207 | 10 | 0.43034
21061 | 13.25 | 1 | 365 | 15.085 | 0.36391 | 15 | 0.44895
22060 | 4.94 | 1 | 365 | 5.6242 | 0.32058 | 5 | 0.94474
23206 | 4.335 | 1 | 365 | 4.9354 | 0.93416 | 5 | 0.86953
23208 | 6.24 | 1 | 365 | 7.1042 | 0.29968 | 7 | 0.40388
22875 | 5.2 | 1 | 365 | 5.9202 | 0.9164 | 6 | 0.83657
23217 | 16.12 | 1 | 365 | 18.3525 | 0.94085 | 19 | 0.29337
23222 | 2.34 | 1 | 365 | 2.6641 | 0.36238 | 3 | 0.026456
23225 | 7.905 | 1 | 365 | 8.9998 | 0.11522 | 9 | 0.11502
23226 | 7.02 | 1 | 365 | 7.9922 | 0.087144 | 8 | 0.079369
23228 | 3.9 | 1 | 365 | 4.4401 | 0.9373 | 5 | 0.37743
23231 | 4.59 | 1 | 365 | 5.2257 | 0.51852 | 5 | 0.7442
23234 | 2.34 | 1 | 365 | 2.6641 | 0.36238 | 3 | 0.026456
23235 | 7.95 | 1 | 365 | 9.051 | 0.21835 | 9 | 0.26937
23240 | 9.88 | 1 | 365 | 11.2483 | 0.64117 | 11 | 0.88948
23237 | 3.9 | 1 | 365 | 4.4401 | 0.9373 | 5 | 0.37743
23239 | 18.36 | 1 | 365 | 20.9027 | 0.07407 | 20 | 0.97681
23243 | 8.745 | 1 | 365 | 9.9561 | 0.040182 | 9 | 0.99631
23246 | 7.02 | 1 | 365 | 7.9922 | 0.087144 | 8 | 0.079369
23244 | 9.62 | 1 | 365 | 10.9523 | 0.045346 | 10 | 0.99765
23247 | 11.44 | 1 | 365 | 13.0244 | 0.21609 | 13 | 0.24045
23251 | 13.78 | 1 | 365 | 15.6884 | 0.57847 | 16 | 0.26691
23252 | 5.98 | 1 | 365 | 6.8082 | 0.70386 | 7 | 0.51206
23257 | 8.06 | 1 | 365 | 9.1763 | 0.47042 | 9 | 0.64668
23255 | 7.02 | 1 | 365 | 7.9922 | 0.087144 | 8 | 0.079369
23254 | 17.42 | 1 | 365 | 19.8326 | 0.91995 | 20 | 0.75251
23260 | 4.845 | 1 | 365 | 5.516 | 0.10288 | 5 | 0.61888
23261 | 5.565 | 1 | 365 | 6.3357 | 0.75284 | 7 | 0.08856
23263 | 2.805 | 1 | 365 | 3.1935 | 0.42798 | 3 | 0.62146
23262 | 3.64 | 1 | 365 | 4.1441 | 0.34148 | 4 | 0.4856
23269 | 4.42 | 1 | 365 | 5.0321 | 0.12894 | 5 | 0.16108
23268 | 2.805 | 1 | 365 | 3.1935 | 0.42798 | 3 | 0.62146
23272 | 3.9 | 1 | 365 | 4.4401 | 0.9373 | 5 | 0.37743
23274 | 13.26 | 1 | 365 | 15.0964 | 0.38683 | 15 | 0.48325
23277 | 7.8 | 1 | 365 | 8.8803 | 0.8746 | 9 | 0.75485
23475 | 5.2 | 1 | 365 | 5.9202 | 0.9164 | 6 | 0.83657
23478 | 10.66 | 1 | 365 | 12.1363 | 0.42863 | 12 | 0.56497
23479 | 10.455 | 1 | 365 | 11.903 | 0.95885 | 12 | 0.8618
23480 | 7.14 | 1 | 365 | 8.1288 | 0.36214 | 8 | 0.49098
23481 | 8.84 | 1 | 365 | 10.0643 | 0.25789 | 10 | 0.32217
23279 | 9.69 | 1 | 365 | 11.032 | 0.20576 | 11 | 0.23776
23281 | 2.295 | 1 | 365 | 2.6128 | 0.25926 | 2 | 0.8721
23285 | 3.9 | 1 | 365 | 4.4401 | 0.9373 | 5 | 0.37743
23290 | 2.86 | 1 | 365 | 3.2561 | 0.55402 | 3 | 0.81011
23289 | 13.515 | 1 | 365 | 15.3867 | 0.97119 | 16 | 0.35793
23288 | 6.76 | 1 | 365 | 7.6962 | 0.49132 | 8 | 0.18754
23292 | 5.98 | 1 | 365 | 6.8082 | 0.70386 | 7 | 0.51206
23291 | 3.12 | 1 | 365 | 3.5521 | 0.14984 | 3 | 0.70194
23293 | 10.92 | 1 | 365 | 12.4324 | 0.024447 | 12 | 0.4568
21543 | 7.02 | 1 | 365 | 7.9922 | 0.087144 | 8 | 0.079369
22212 | 15.6 | 1 | 365 | 17.7605 | 0.74921 | 18 | 0.50971
22165 | 13 | 1 | 365 | 14.8004 | 0.79101 | 15 | 0.59142
21945 | 8.06 | 1 | 365 | 9.1763 | 0.47042 | 9 | 0.64668
21918 | 10.66 | 1 | 365 | 12.1363 | 0.42863 | 12 | 0.56497
21861 | 3.38 | 1 | 365 | 3.8481 | 0.74566 | 4 | 0.59377
21874 | 5.1 | 1 | 365 | 5.8063 | 0.68724 | 6 | 0.49356
21894 | 4.94 | 1 | 365 | 5.6242 | 0.32058 | 5 | 0.94474
21910 | 6.76 | 1 | 365 | 7.6962 | 0.49132 | 8 | 0.18754
21905 | 5.46 | 1 | 365 | 6.2162 | 0.51222 | 6 | 0.7284
21923 | 6.5 | 1 | 365 | 7.4002 | 0.8955 | 8 | 0.29571
21931 | 3.64 | 1 | 365 | 4.1441 | 0.34148 | 4 | 0.4856
22002 | 6.76 | 1 | 365 | 7.6962 | 0.49132 | 8 | 0.18754
22030 | 10.14 | 1 | 365 | 11.5443 | 0.23699 | 11 | 0.78131
23488 | 5.355 | 1 | 365 | 6.0966 | 0.2716 | 6 | 0.36824
23487 | 3.9 | 1 | 365 | 4.4401 | 0.9373 | 5 | 0.37743
22005 | 2.86 | 1 | 365 | 3.2561 | 0.55402 | 3 | 0.81011
23494 | 4.335 | 1 | 365 | 4.9354 | 0.93416 | 5 | 0.86953
23492 | 4.59 | 1 | 365 | 5.2257 | 0.51852 | 5 | 0.7442
22085 | 8.84 | 1 | 365 | 10.0643 | 0.25789 | 10 | 0.32217
23496 | 7.28 | 1 | 365 | 8.2882 | 0.68296 | 8 | 0.9712
22012 | 5.61 | 1 | 365 | 6.3869 | 0.85597 | 7 | 0.24291
23498 | 5.61 | 1 | 365 | 6.3869 | 0.85597 | 7 | 0.24291
23504 | 9.435 | 1 | 365 | 10.7417 | 0.6214 | 11 | 0.36308
23500 | 9.1 | 1 | 365 | 10.3603 | 0.85371 | 11 | 0.214
23508 | 10.92 | 1 | 365 | 12.4324 | 0.024447 | 12 | 0.4568
23510 | 10.2 | 1 | 365 | 11.6126 | 0.37448 | 11 | 0.98712
23512 | 14.04 | 1 | 365 | 15.9845 | 0.17429 | 16 | 0.15874
23490 | 4.8 | 1 | 365 | 5.4648 | 0.99976 | 6 | 0.46453
23514 | 2.08 | 1 | 365 | 2.3681 | 0.76656 | 3 | 0.13463
23515 | 6.76 | 1 | 365 | 7.6962 | 0.49132 | 8 | 0.18754
23517 | 11.22 | 1 | 365 | 12.7739 | 0.71193 | 13 | 0.48583
23519 | 2.34 | 1 | 365 | 2.6641 | 0.36238 | 3 | 0.026456
23309 | 15.08 | 1 | 365 | 17.1685 | 0.55757 | 17 | 0.72605
23310 | 5.46 | 1 | 365 | 6.2162 | 0.51222 | 6 | 0.7284
23313 | 5.72 | 1 | 365 | 6.5122 | 0.10804 | 6 | 0.62023
23318 | 11.44 | 1 | 365 | 13.0244 | 0.21609 | 13 | 0.24045
23329 | 7.8 | 1 | 365 | 8.8803 | 0.8746 | 9 | 0.75485
23336 | 11.7 | 1 | 365 | 13.3204 | 0.81191 | 14 | 0.13228
23340 | 4.42 | 1 | 365 | 5.0321 | 0.12894 | 5 | 0.16108
23346 | 10.4 | 1 | 365 | 11.8403 | 0.83281 | 12 | 0.67314
23357 | 4.42 | 1 | 365 | 5.0321 | 0.12894 | 5 | 0.16108
23361 | 8.32 | 1 | 365 | 9.4723 | 0.066245 | 9 | 0.53851
23363 | 8.925 | 1 | 365 | 10.1611 | 0.45267 | 10 | 0.61373
23379 | 3.64 | 1 | 365 | 4.1441 | 0.34148 | 4 | 0.4856
23384 | 5.2 | 1 | 365 | 5.9202 | 0.9164 | 6 | 0.83657
23390 | 8.215 | 1 | 365 | 9.3527 | 0.82563 | 10 | 0.17835
23394 | 3.38 | 1 | 365 | 3.8481 | 0.74566 | 4 | 0.59377
23398 | 8.84 | 1 | 365 | 10.0643 | 0.25789 | 10 | 0.32217
23404 | 6.095 | 1 | 365 | 6.9391 | 0.9674 | 7 | 0.90652
23408 | 5.83 | 1 | 365 | 6.6374 | 0.36012 | 6 | 0.99754
23425 | 9.62 | 1 | 365 | 10.9523 | 0.045346 | 10 | 0.99765
23429 | 7.65 | 1 | 365 | 8.7095 | 0.53086 | 9 | 0.24034
23432 | 2.04 | 1 | 365 | 2.3225 | 0.6749 | 2 | 0.99742
23436 | 3.9 | 1 | 365 | 4.4401 | 0.9373 | 5 | 0.37743
23439 | 4.16 | 1 | 365 | 4.7361 | 0.53312 | 5 | 0.26926
23466 | 18.46 | 1 | 365 | 21.0166 | 0.30323 | 21 | 0.31982
23469 | 9.1 | 1 | 365 | 10.3603 | 0.85371 | 11 | 0.214
23471 | 3.12 | 1 | 365 | 3.5521 | 0.14984 | 3 | 0.70194
22999 | 6.12 | 1 | 365 | 6.9676 | 0.02469 | 6 | 0.99227
23095 | 5.355 | 1 | 365 | 6.0966 | 0.2716 | 6 | 0.36824
23112 | 5.355 | 1 | 365 | 6.0966 | 0.2716 | 6 | 0.36824
22316 | 10.92 | 1 | 365 | 12.4324 | 0.024447 | 12 | 0.4568
23297 | 6.82 | 1 | 365 | 7.7645 | 0.62882 | 8 | 0.39335
23296 | 8.47 | 1 | 365 | 9.643 | 0.40999 | 10 | 0.053028
23299 | 6.725 | 1 | 365 | 7.6564 | 0.41112 | 8 | 0.067487
23302 | 6.065 | 1 | 365 | 6.905 | 0.89865 | 7 | 0.80361
23303 | 5.725 | 1 | 365 | 6.5179 | 0.1195 | 6 | 0.63738
23304 | 4.47 | 1 | 365 | 5.0891 | 0.24352 | 5 | 0.33259
23307 | 6.3 | 1 | 365 | 7.1725 | 0.43718 | 7 | 0.60969
23319 | 6.065 | 1 | 365 | 6.905 | 0.89865 | 7 | 0.80361
23321 | 8.47 | 1 | 365 | 9.643 | 0.40999 | 10 | 0.053028
23324 | 6.065 | 1 | 365 | 6.905 | 0.89865 | 7 | 0.80361
23339 | 7.905 | 1 | 365 | 8.9998 | 0.11522 | 9 | 0.11502
23341 | 8.16 | 1 | 365 | 9.2901 | 0.69959 | 9 | 0.98969
23347 | 8.67 | 1 | 365 | 9.8707 | 0.86831 | 10 | 0.73905
23351 | 10.725 | 1 | 365 | 12.2103 | 0.57758 | 12 | 0.78793
23354 | 5.865 | 1 | 365 | 6.6773 | 0.44033 | 7 | 0.11759
23356 | 7.14 | 1 | 365 | 8.1288 | 0.36214 | 8 | 0.49098
23380 | 4.08 | 1 | 365 | 4.6451 | 0.34979 | 4 | 0.99485
23385 | 7.28 | 1 | 365 | 8.2882 | 0.68296 | 8 | 0.9712
23387 | 8.16 | 1 | 365 | 9.2901 | 0.69959 | 9 | 0.98969
23388 | 7.395 | 1 | 365 | 8.4192 | 0.9465 | 9 | 0.36566
23393 | 5.775 | 1 | 365 | 6.5748 | 0.23408 | 6 | 0.80888
23397 | 7.14 | 1 | 365 | 8.1288 | 0.36214 | 8 | 0.49098
23402 | 8.67 | 1 | 365 | 9.8707 | 0.86831 | 10 | 0.73905
23395 | 9.945 | 1 | 365 | 11.3223 | 0.79012 | 12 | 0.11244
23405 | 7.975 | 1 | 365 | 9.0795 | 0.27564 | 9 | 0.35512
23407 | 8.525 | 1 | 365 | 9.7057 | 0.53603 | 10 | 0.24168
23410 | 11.73 | 1 | 365 | 13.3545 | 0.88066 | 14 | 0.23519
23415 | 7.65 | 1 | 365 | 8.7095 | 0.53086 | 9 | 0.24034
22463 | 7 | 1 | 365 | 7.9695 | 0.041312 | 8 | 0.010767
23448 | 5.04 | 1 | 365 | 5.738 | 0.54974 | 6 | 0.28775
23450 | 7.56 | 1 | 365 | 8.607 | 0.32462 | 8 | 0.93163
23452 | 5.04 | 1 | 365 | 5.738 | 0.54974 | 6 | 0.28775
23453 | 5.88 | 1 | 365 | 6.6943 | 0.4747 | 7 | 0.16904
23454 | 6.6 | 1 | 365 | 7.5141 | 0.12467 | 7 | 0.63872
23456 | 6.44 | 1 | 365 | 7.3319 | 0.75801 | 8 | 0.089906
23457 | 7.425 | 1 | 365 | 8.4533 | 0.015249 | 8 | 0.46856
23458 | 4.335 | 1 | 365 | 4.9354 | 0.93416 | 5 | 0.86953
23459 | 5.61 | 1 | 365 | 6.3869 | 0.85597 | 7 | 0.24291
23460 | 4.48 | 1 | 365 | 5.1005 | 0.26644 | 5 | 0.36689
23358 | 3.06 | 1 | 365 | 3.4838 | 0.012345 | 3 | 0.49614
23462 | 4.08 | 1 | 365 | 4.6451 | 0.34979 | 4 | 0.99485
23526 | 13.78 | 1 | 365 | 15.6884 | 0.57847 | 16 | 0.26691
21583 | 3.38 | 1 | 365 | 3.8481 | 0.74566 | 4 | 0.59377
21655 | 10.14 | 1 | 365 | 11.5443 | 0.23699 | 11 | 0.78131
23528 | 5.46 | 1 | 365 | 6.2162 | 0.51222 | 6 | 0.7284
23530 | 11.96 | 1 | 365 | 13.6164 | 0.40773 | 14 | 0.024111
23532 | 2.34 | 1 | 365 | 2.6641 | 0.36238 | 3 | 0.026456
23534 | 6.76 | 1 | 365 | 7.6962 | 0.49132 | 8 | 0.18754
23536 | 4.94 | 1 | 365 | 5.6242 | 0.32058 | 5 | 0.94474
23539 | 3.38 | 1 | 365 | 3.8481 | 0.74566 | 4 | 0.59377
23542 | 2.6 | 1 | 365 | 2.9601 | 0.9582 | 3 | 0.91828
23566 | 6.885 | 1 | 365 | 7.8385 | 0.77778 | 8 | 0.6163
23567 | 3.825 | 1 | 365 | 4.3547 | 0.76543 | 5 | 0.12017
23569 | 9.1 | 1 | 365 | 10.3603 | 0.85371 | 11 | 0.214
23571 | 7.02 | 1 | 365 | 7.9922 | 0.087144 | 8 | 0.079369
23577 | 4.42 | 1 | 365 | 5.0321 | 0.12894 | 5 | 0.16108
23581 | 5.72 | 1 | 365 | 6.5122 | 0.10804 | 6 | 0.62023
93 | 2888.58 | 0.7 | 365 | 2302.0409 | 0.6613 | 2302 | 0.70219
13312 | 1128.33 | 0.7 | 365 | 899.2175 | 0.98936 | 900 | 0.2069
23636 | 7.75 | 1 | 365 | 8.8233 | 0.76002 | 9 | 0.58335
23579 | 3.64 | 1 | 365 | 4.1441 | 0.34148 | 4 | 0.4856
23582 | 7.54 | 1 | 365 | 8.5842 | 0.27878 | 8 | 0.86303
22537 | 390 | 0.9 | 365 | 399.6113 | 0.35722 | 399 | 0.96847
23583 | 4.68 | 1 | 365 | 5.3282 | 0.72476 | 6 | 0.052913
23572 | 10.92 | 1 | 365 | 12.4324 | 0.024447 | 12 | 0.4568
23590 | 6.89 | 1 | 365 | 7.8442 | 0.78923 | 8 | 0.63346
23578 | 2.6 | 1 | 365 | 2.9601 | 0.9582 | 3 | 0.91828
23609 | 3.38 | 1 | 365 | 3.8481 | 0.74566 | 4 | 0.59377
23608 | 8.32 | 1 | 365 | 9.4723 | 0.066245 | 9 | 0.53851
23611 | 7.8 | 1 | 365 | 8.8803 | 0.8746 | 9 | 0.75485
23615 | 13.78 | 1 | 365 | 15.6884 | 0.57847 | 16 | 0.26691
23620 | 9.88 | 1 | 365 | 11.2483 | 0.64117 | 11 | 0.88948
23624 | 6.12 | 1 | 365 | 6.9676 | 0.02469 | 6 | 0.99227
23595 | 4.94 | 1 | 365 | 5.6242 | 0.32058 | 5 | 0.94474
23607 | 9.36 | 1 | 365 | 10.6563 | 0.44953 | 11 | 0.10583
23628 | 5.565 | 1 | 365 | 6.3357 | 0.75284 | 7 | 0.08856
23625 | 4.335 | 1 | 365 | 4.9354 | 0.93416 | 5 | 0.86953
23629 | 4.94 | 1 | 365 | 5.6242 | 0.32058 | 5 | 0.94474
23630 | 4.42 | 1 | 365 | 5.0321 | 0.12894 | 5 | 0.16108
23631 | 3.12 | 1 | 365 | 3.5521 | 0.14984 | 3 | 0.70194
23632 | 3.9 | 1 | 365 | 4.4401 | 0.9373 | 5 | 0.37743
23633 | 7.02 | 1 | 365 | 7.9922 | 0.087144 | 8 | 0.079369
23654 | 5.46 | 1 | 365 | 6.2162 | 0.51222 | 6 | 0.7284
23655 | 12.48 | 1 | 365 | 14.2084 | 0.59937 | 14 | 0.80777
23656 | 4.68 | 1 | 365 | 5.3282 | 0.72476 | 6 | 0.052913
23658 | 7.8 | 1 | 365 | 8.8803 | 0.8746 | 9 | 0.75485
23660 | 6.24 | 1 | 365 | 7.1042 | 0.29968 | 7 | 0.40388
23662 | 4.42 | 1 | 365 | 5.0321 | 0.12894 | 5 | 0.16108
23666 | 14.3 | 1 | 365 | 16.2805 | 0.77011 | 17 | 0.050567
23670 | 3.12 | 1 | 365 | 3.5521 | 0.14984 | 3 | 0.70194
23671 | 9.54 | 1 | 365 | 10.8612 | 0.86202 | 11 | 0.72325
23673 | 7.28 | 1 | 365 | 8.2882 | 0.68296 | 8 | 0.9712
23675 | 6.12 | 1 | 365 | 6.9676 | 0.02469 | 6 | 0.99227
23674 | 6.625 | 1 | 365 | 7.5425 | 0.18196 | 7 | 0.72448
23676 | 4.42 | 1 | 365 | 5.0321 | 0.12894 | 5 | 0.16108
23678 | 5.46 | 1 | 365 | 6.2162 | 0.51222 | 6 | 0.7284
23677 | 3.38 | 1 | 365 | 3.8481 | 0.74566 | 4 | 0.59377
23680 | 3.24 | 1 | 365 | 3.6887 | 0.42484 | 4 | 0.11356
23681 | 6.63 | 1 | 365 | 7.5482 | 0.19341 | 7 | 0.74163
23683 | 7.8 | 1 | 365 | 8.8803 | 0.8746 | 9 | 0.75485
23685 | 7.02 | 1 | 365 | 7.9922 | 0.087144 | 8 | 0.079369
23688 | 7.02 | 1 | 365 | 7.9922 | 0.087144 | 8 | 0.079369
23689 | 3.9 | 1 | 365 | 4.4401 | 0.9373 | 5 | 0.37743
23690 | 4.94 | 1 | 365 | 5.6242 | 0.32058 | 5 | 0.94474
23521 | 5.46 | 1 | 365 | 6.2162 | 0.51222 | 6 | 0.7284
23693 | 6.5 | 1 | 365 | 7.4002 | 0.8955 | 8 | 0.29571
23694 | 8.06 | 1 | 365 | 9.1763 | 0.47042 | 9 | 0.64668
23696 | 7.02 | 1 | 365 | 7.9922 | 0.087144 | 8 | 0.079369
23697 | 8.58 | 1 | 365 | 9.7683 | 0.66207 | 10 | 0.43034
23700 | 7.28 | 1 | 365 | 8.2882 | 0.68296 | 8 | 0.9712
23702 | 4.42 | 1 | 365 | 5.0321 | 0.12894 | 5 | 0.16108
23704 | 3.12 | 1 | 365 | 3.5521 | 0.14984 | 3 | 0.70194
23708 | 10.4 | 1 | 365 | 11.8403 | 0.83281 | 12 | 0.67314
23713 | 10.4 | 1 | 365 | 11.8403 | 0.83281 | 12 | 0.67314
23721 | 7.54 | 1 | 365 | 8.5842 | 0.27878 | 8 | 0.86303
23715 | 9.1 | 1 | 365 | 10.3603 | 0.85371 | 11 | 0.214
23717 | 4.94 | 1 | 365 | 5.6242 | 0.32058 | 5 | 0.94474
23718 | 3.38 | 1 | 365 | 3.8481 | 0.74566 | 4 | 0.59377
23720 | 7.54 | 1 | 365 | 8.5842 | 0.27878 | 8 | 0.86303
23719 | 3.9 | 1 | 365 | 4.4401 | 0.9373 | 5 | 0.37743
26492 | 5.25 | 1 | 365 | 5.9771 | 0.030984 | 6 | 0.0080754
25167 | 4.05 | 1 | 365 | 4.6109 | 0.28104 | 4 | 0.89194
25832 | 29.964 | 0.9 | 365 | 30.7024 | 0.79938 | 31 | 0.50182
23135 | 4.05 | 1 | 365 | 4.6109 | 0.28104 | 4 | 0.89194
23722 | 22.44 | 1 | 365 | 25.5478 | 0.42386 | 25 | 0.97166
23782 | 3.6 | 1 | 365 | 4.0986 | 0.24982 | 4 | 0.34839
23786 | 10.5 | 1 | 365 | 11.9542 | 0.061968 | 12 | 0.016151
23723 | 5.865 | 1 | 365 | 6.6773 | 0.44033 | 7 | 0.11759
23725 | 7.28 | 1 | 365 | 8.2882 | 0.68296 | 8 | 0.9712
23726 | 9.88 | 1 | 365 | 11.2483 | 0.64117 | 11 | 0.88948
23727 | 7.395 | 1 | 365 | 8.4192 | 0.9465 | 9 | 0.36566
23728 | 4.16 | 1 | 365 | 4.7361 | 0.53312 | 5 | 0.26926
23729 | 2.6 | 1 | 365 | 2.9601 | 0.9582 | 3 | 0.91828
23730 | 9.18 | 1 | 365 | 10.4514 | 0.037035 | 10 | 0.48841
23733 | 4.42 | 1 | 365 | 5.0321 | 0.12894 | 5 | 0.16108
23732 | 6.24 | 1 | 365 | 7.1042 | 0.29968 | 7 | 0.40388
23736 | 3.64 | 1 | 365 | 4.1441 | 0.34148 | 4 | 0.4856
23734 | 4.68 | 1 | 365 | 5.3282 | 0.72476 | 6 | 0.052913
23737 | 11.7 | 1 | 365 | 13.3204 | 0.81191 | 14 | 0.13228
23740 | 6.24 | 1 | 365 | 7.1042 | 0.29968 | 7 | 0.40388
23742 | 2.86 | 1 | 365 | 3.2561 | 0.55402 | 3 | 0.81011
23741 | 7.54 | 1 | 365 | 8.5842 | 0.27878 | 8 | 0.86303
23744 | 4.68 | 1 | 365 | 5.3282 | 0.72476 | 6 | 0.052913
23749 | 4.16 | 1 | 365 | 4.7361 | 0.53312 | 5 | 0.26926
23679 | 7.96 | 1 | 365 | 9.0624 | 0.24126 | 9 | 0.30367
23771 | 5.2 | 1 | 365 | 5.9202 | 0.9164 | 6 | 0.83657
23772 | 7.28 | 1 | 365 | 8.2882 | 0.68296 | 8 | 0.9712
23773 | 5.72 | 1 | 365 | 6.5122 | 0.10804 | 6 | 0.62023
23775 | 5.98 | 1 | 365 | 6.8082 | 0.70386 | 7 | 0.51206
23789 | 5.355 | 1 | 365 | 6.0966 | 0.2716 | 6 | 0.36824
23790 | 5.1 | 1 | 365 | 5.8063 | 0.68724 | 6 | 0.49356
23791 | 10.92 | 1 | 365 | 12.4324 | 0.024447 | 12 | 0.4568
23792 | 7.54 | 1 | 365 | 8.5842 | 0.27878 | 8 | 0.86303
23793 | 7.02 | 1 | 365 | 7.9922 | 0.087144 | 8 | 0.079369
23796 | 2.86 | 1 | 365 | 3.2561 | 0.55402 | 3 | 0.81011
23794 | 3.64 | 1 | 365 | 4.1441 | 0.34148 | 4 | 0.4856
23795 | 10.14 | 1 | 365 | 11.5443 | 0.23699 | 11 | 0.78131
23799 | 3.12 | 1 | 365 | 3.5521 | 0.14984 | 3 | 0.70194
23800 | 2.04 | 1 | 365 | 2.3225 | 0.6749 | 2 | 0.99742
23802 | 9.36 | 1 | 365 | 10.6563 | 0.44953 | 11 | 0.10583
23803 | 8.06 | 1 | 365 | 9.1763 | 0.47042 | 9 | 0.64668
23798 | 10.92 | 1 | 365 | 12.4324 | 0.024447 | 12 | 0.4568
23804 | 4.05 | 1 | 365 | 4.6109 | 0.28104 | 4 | 0.89194
23805 | 6.76 | 1 | 365 | 7.6962 | 0.49132 | 8 | 0.18754
23808 | 8.58 | 1 | 365 | 9.7683 | 0.66207 | 10 | 0.43034
23807 | 9.1 | 1 | 365 | 10.3603 | 0.85371 | 11 | 0.214
23810 | 18.5 | 1 | 365 | 21.0621 | 0.3949 | 21 | 0.45703
23812 | 7.02 | 1 | 365 | 7.9922 | 0.087144 | 8 | 0.079369
23814 | 13.515 | 1 | 365 | 15.3867 | 0.97119 | 16 | 0.35793
23815 | 8.84 | 1 | 365 | 10.0643 | 0.25789 | 10 | 0.32217
23819 | 3.64 | 1 | 365 | 4.1441 | 0.34148 | 4 | 0.4856
23817 | 20.8 | 1 | 365 | 23.6807 | 0.66561 | 24 | 0.34628
23818 | 12.74 | 1 | 365 | 14.5044 | 0.19519 | 14 | 0.6996
23821 | 6.76 | 1 | 365 | 7.6962 | 0.49132 | 8 | 0.18754
23823 | 4.59 | 1 | 365 | 5.2257 | 0.51852 | 5 | 0.7442
23824 | 8.215 | 1 | 365 | 9.3527 | 0.82563 | 10 | 0.17835
23825 | 3.825 | 1 | 365 | 4.3547 | 0.76543 | 5 | 0.12017
23827 | 12.74 | 1 | 365 | 14.5044 | 0.19519 | 14 | 0.6996
23828 | 5.355 | 1 | 365 | 6.0966 | 0.2716 | 6 | 0.36824
23830 | 7.8 | 1 | 365 | 8.8803 | 0.8746 | 9 | 0.75485
23833 | 6.5 | 1 | 365 | 7.4002 | 0.8955 | 8 | 0.29571
23832 | 13.26 | 1 | 365 | 15.0964 | 0.38683 | 15 | 0.48325
23834 | 7.28 | 1 | 365 | 8.2882 | 0.68296 | 8 | 0.9712
23835 | 8.06 | 1 | 365 | 9.1763 | 0.47042 | 9 | 0.64668
23837 | 6.24 | 1 | 365 | 7.1042 | 0.29968 | 7 | 0.40388
23659 | 2.08 | 1 | 365 | 2.3681 | 0.76656 | 3 | 0.13463
23751 | 2.6 | 1 | 365 | 2.9601 | 0.9582 | 3 | 0.91828
23758 | 6.63 | 1 | 365 | 7.5482 | 0.19341 | 7 | 0.74163
23134 | 6.76 | 1 | 365 | 7.6962 | 0.49132 | 8 | 0.18754
23864 | 4.94 | 1 | 365 | 5.6242 | 0.32058 | 5 | 0.94474
23797 | 48 | 0.9 | 365 | 49.1829 | 0.99781 | 50 | 0.18073
23867 | 5.1 | 1 | 365 | 5.8063 | 0.68724 | 6 | 0.49356
23868 | 19.24 | 1 | 365 | 21.9046 | 0.090692 | 21 | 0.99531
23870 | 7.02 | 1 | 365 | 7.9922 | 0.087144 | 8 | 0.079369
23874 | 12.48 | 1 | 365 | 14.2084 | 0.59937 | 14 | 0.80777
23877 | 9.1 | 1 | 365 | 10.3603 | 0.85371 | 11 | 0.214
23879 | 7.575 | 1 | 365 | 8.6241 | 0.35899 | 8 | 0.98308
23880 | 9.96 | 1 | 365 | 11.3394 | 0.8245 | 12 | 0.16389
23883 | 5.805 | 1 | 365 | 6.609 | 0.30283 | 6 | 0.91179
23884 | 7.96 | 1 | 365 | 9.0624 | 0.24126 | 9 | 0.30367
23886 | 4.79 | 1 | 365 | 5.4534 | 0.97684 | 6 | 0.43022
23890 | 3.12 | 1 | 365 | 3.5521 | 0.14984 | 3 | 0.70194
23892 | 3.28 | 1 | 365 | 3.7343 | 0.5165 | 4 | 0.25076
23896 | 5.1 | 1 | 365 | 5.8063 | 0.68724 | 6 | 0.49356
23898 | 7.65 | 1 | 365 | 8.7095 | 0.53086 | 9 | 0.24034
23900 | 6.375 | 1 | 365 | 7.2579 | 0.60905 | 7 | 0.86695
23897 | 4.16 | 1 | 365 | 4.7361 | 0.53312 | 5 | 0.26926
23908 | 4.16 | 1 | 365 | 4.7361 | 0.53312 | 5 | 0.26926
23910 | 12.455 | 1 | 365 | 14.1799 | 0.54208 | 14 | 0.72202
23912 | 7.905 | 1 | 365 | 8.9998 | 0.11522 | 9 | 0.11502
23917 | 6.375 | 1 | 365 | 7.2579 | 0.60905 | 7 | 0.86695
23919 | 6.12 | 1 | 365 | 6.9676 | 0.02469 | 6 | 0.99227
23921 | 5.775 | 1 | 365 | 6.5748 | 0.23408 | 6 | 0.80888
23924 | 4.59 | 1 | 365 | 5.2257 | 0.51852 | 5 | 0.7442
23925 | 4.59 | 1 | 365 | 5.2257 | 0.51852 | 5 | 0.7442
23928 | 4.845 | 1 | 365 | 5.516 | 0.10288 | 5 | 0.61888
23929 | 9.9 | 1 | 365 | 11.2711 | 0.687 | 11 | 0.95809
23935 | 4.59 | 1 | 365 | 5.2257 | 0.51852 | 5 | 0.7442
23937 | 7.905 | 1 | 365 | 8.9998 | 0.11522 | 9 | 0.11502
23940 | 10.455 | 1 | 365 | 11.903 | 0.95885 | 12 | 0.8618
23942 | 4.94 | 1 | 365 | 5.6242 | 0.32058 | 5 | 0.94474
23926 | 6.44 | 1 | 365 | 7.3319 | 0.75801 | 8 | 0.089906
23948 | 3.18 | 1 | 365 | 3.6204 | 0.28734 | 3 | 0.90775
24275 | 5.72 | 1 | 365 | 6.5122 | 0.10804 | 6 | 0.62023
24277 | 4.16 | 1 | 365 | 4.7361 | 0.53312 | 5 | 0.26926
24280 | 3.315 | 1 | 365 | 3.7741 | 0.59671 | 4 | 0.37081
24279 | 3.64 | 1 | 365 | 4.1441 | 0.34148 | 4 | 0.4856
24281 | 12.74 | 1 | 365 | 14.5044 | 0.19519 | 14 | 0.6996
24283 | 7.02 | 1 | 365 | 7.9922 | 0.087144 | 8 | 0.079369
23952 | 5.98 | 1 | 365 | 6.8082 | 0.70386 | 7 | 0.51206
23963 | 7.56 | 1 | 365 | 8.607 | 0.32462 | 8 | 0.93163
22105 | 6.24 | 1 | 365 | 7.1042 | 0.29968 | 7 | 0.40388
23965 | 6.44 | 1 | 365 | 7.3319 | 0.75801 | 8 | 0.089906
23966 | 5.775 | 1 | 365 | 6.5748 | 0.23408 | 6 | 0.80888
23958 | 5.98 | 1 | 365 | 6.8082 | 0.70386 | 7 | 0.51206
23967 | 7.28 | 1 | 365 | 8.2882 | 0.68296 | 8 | 0.9712
23969 | 7.975 | 1 | 365 | 9.0795 | 0.27564 | 9 | 0.35512
23970 | 5.775 | 1 | 365 | 6.5748 | 0.23408 | 6 | 0.80888
23972 | 8.68 | 1 | 365 | 9.8821 | 0.89123 | 10 | 0.77335
23973 | 6.76 | 1 | 365 | 7.6962 | 0.49132 | 8 | 0.18754
23975 | 4.48 | 1 | 365 | 5.1005 | 0.26644 | 5 | 0.36689
23974 | 10.92 | 1 | 365 | 12.4324 | 0.024447 | 12 | 0.4568
24285 | 14.04 | 1 | 365 | 15.9845 | 0.17429 | 16 | 0.15874
23976 | 5.61 | 1 | 365 | 6.3869 | 0.85597 | 7 | 0.24291
23978 | 4.94 | 1 | 365 | 5.6242 | 0.32058 | 5 | 0.94474
23981 | 3.12 | 1 | 365 | 3.5521 | 0.14984 | 3 | 0.70194
23983 | 10.92 | 1 | 365 | 12.4324 | 0.024447 | 12 | 0.4568
24287 | 5.46 | 1 | 365 | 6.2162 | 0.51222 | 6 | 0.7284
24289 | 9.1 | 1 | 365 | 10.3603 | 0.85371 | 11 | 0.214
23945 | 12.495 | 1 | 365 | 14.2255 | 0.63374 | 14 | 0.85922
23988 | 11.2 | 1 | 365 | 12.7511 | 0.6661 | 13 | 0.41723
23990 | 7.28 | 1 | 365 | 8.2882 | 0.68296 | 8 | 0.9712
23989 | 5.2 | 1 | 365 | 5.9202 | 0.9164 | 6 | 0.83657
24290 | 4.08 | 1 | 365 | 4.6451 | 0.34979 | 4 | 0.99485
23993 | 4.94 | 1 | 365 | 5.6242 | 0.32058 | 5 | 0.94474
23994 | 3.38 | 1 | 365 | 3.8481 | 0.74566 | 4 | 0.59377
24291 | 7.54 | 1 | 365 | 8.5842 | 0.27878 | 8 | 0.86303
23998 | 6.76 | 1 | 365 | 7.6962 | 0.49132 | 8 | 0.18754
24293 | 8.84 | 1 | 365 | 10.0643 | 0.25789 | 10 | 0.32217
24011 | 4.2 | 1 | 365 | 4.7817 | 0.62479 | 5 | 0.40646
24292 | 6.76 | 1 | 365 | 7.6962 | 0.49132 | 8 | 0.18754
24015 | 7.65 | 1 | 365 | 8.7095 | 0.53086 | 9 | 0.24034
24016 | 4.76 | 1 | 365 | 5.4192 | 0.90809 | 6 | 0.32732
24294 | 8.64 | 1 | 365 | 9.8366 | 0.79956 | 10 | 0.63615
24295 | 10.4 | 1 | 365 | 11.8403 | 0.83281 | 12 | 0.67314
24296 | 8.06 | 1 | 365 | 9.1763 | 0.47042 | 9 | 0.64668
24297 | 10.92 | 1 | 365 | 12.4324 | 0.024447 | 12 | 0.4568
24018 | 7.395 | 1 | 365 | 8.4192 | 0.9465 | 9 | 0.36566
24298 | 14.04 | 1 | 365 | 15.9845 | 0.17429 | 16 | 0.15874
24299 | 11.96 | 1 | 365 | 13.6164 | 0.40773 | 14 | 0.024111
24300 | 9.1 | 1 | 365 | 10.3603 | 0.85371 | 11 | 0.214
24301 | 4.68 | 1 | 365 | 5.3282 | 0.72476 | 6 | 0.052913
24302 | 3.64 | 1 | 365 | 4.1441 | 0.34148 | 4 | 0.4856
24303 | 7.8 | 1 | 365 | 8.8803 | 0.8746 | 9 | 0.75485
24304 | 8.32 | 1 | 365 | 9.4723 | 0.066245 | 9 | 0.53851
24305 | 3.9 | 1 | 365 | 4.4401 | 0.9373 | 5 | 0.37743
24029 | 5.61 | 1 | 365 | 6.3869 | 0.85597 | 7 | 0.24291
24306 | 5.72 | 1 | 365 | 6.5122 | 0.10804 | 6 | 0.62023
23991 | 7.65 | 1 | 365 | 8.7095 | 0.53086 | 9 | 0.24034
24307 | 3.64 | 1 | 365 | 4.1441 | 0.34148 | 4 | 0.4856
24026 | 7.15 | 1 | 365 | 8.1402 | 0.38505 | 8 | 0.52528
24046 | 4.905 | 1 | 365 | 5.5843 | 0.24038 | 5 | 0.82469
24309 | 7.685 | 1 | 365 | 8.7493 | 0.61107 | 9 | 0.36039
24310 | 14.04 | 1 | 365 | 15.9845 | 0.17429 | 16 | 0.15874
24311 | 4.42 | 1 | 365 | 5.0321 | 0.12894 | 5 | 0.16108
24312 | 6.24 | 1 | 365 | 7.1042 | 0.29968 | 7 | 0.40388
23575 | 5.46 | 1 | 365 | 6.2162 | 0.51222 | 6 | 0.7284
24055 | 12.48 | 1 | 365 | 14.2084 | 0.59937 | 14 | 0.80777
24056 | 7.28 | 1 | 365 | 8.2882 | 0.68296 | 8 | 0.9712
24057 | 10.92 | 1 | 365 | 12.4324 | 0.024447 | 12 | 0.4568
24058 | 4.94 | 1 | 365 | 5.6242 | 0.32058 | 5 | 0.94474
24061 | 9 | 1 | 365 | 10.2464 | 0.62454 | 10 | 0.87099
24060 | 7.02 | 1 | 365 | 7.9922 | 0.087144 | 8 | 0.079369
24059 | 13 | 1 | 365 | 14.8004 | 0.79101 | 15 | 0.59142
24065 | 5.2 | 1 | 365 | 5.9202 | 0.9164 | 6 | 0.83657
24066 | 6.24 | 1 | 365 | 7.1042 | 0.29968 | 7 | 0.40388
24067 | 21.42 | 1 | 365 | 24.3865 | 0.086415 | 24 | 0.47295
24070 | 17.94 | 1 | 365 | 20.4246 | 0.11159 | 20 | 0.53617
24074 | 8.58 | 1 | 365 | 9.7683 | 0.66207 | 10 | 0.43034
24076 | 4.42 | 1 | 365 | 5.0321 | 0.12894 | 5 | 0.16108
24075 | 5.72 | 1 | 365 | 6.5122 | 0.10804 | 6 | 0.62023
24077 | 4.68 | 1 | 365 | 5.3282 | 0.72476 | 6 | 0.052913
24078 | 5.67 | 1 | 365 | 6.4553 | 0.99346 | 7 | 0.44872
24079 | 3.9 | 1 | 365 | 4.4401 | 0.9373 | 5 | 0.37743
24080 | 5.98 | 1 | 365 | 6.8082 | 0.70386 | 7 | 0.51206
24081 | 5.035 | 1 | 365 | 5.7323 | 0.53829 | 6 | 0.2706
24082 | 14.3 | 1 | 365 | 16.2805 | 0.77011 | 17 | 0.050567
24083 | 6.76 | 1 | 365 | 7.6962 | 0.49132 | 8 | 0.18754
24331 | 4.68 | 1 | 365 | 5.3282 | 0.72476 | 6 | 0.052913
24334 | 8.32 | 1 | 365 | 9.4723 | 0.066245 | 9 | 0.53851
24336 | 4.08 | 1 | 365 | 4.6451 | 0.34979 | 4 | 0.99485
23987 | 6.375 | 1 | 365 | 7.2579 | 0.60905 | 7 | 0.86695
23752 | 10.2 | 1 | 365 | 11.6126 | 0.37448 | 11 | 0.98712
24347 | 5.72 | 1 | 365 | 6.5122 | 0.10804 | 6 | 0.62023
23337 | 7.14 | 1 | 365 | 8.1288 | 0.36214 | 8 | 0.49098
22886 | 6.885 | 1 | 365 | 7.8385 | 0.77778 | 8 | 0.6163
24114 | 3.825 | 1 | 365 | 4.3547 | 0.76543 | 5 | 0.12017
24115 | 9.36 | 1 | 365 | 10.6563 | 0.44953 | 11 | 0.10583
24346 | 6.82 | 1 | 365 | 7.7645 | 0.62882 | 8 | 0.39335
22192 | 6.24 | 1 | 365 | 7.1042 | 0.29968 | 7 | 0.40388
24349 | 9.62 | 1 | 365 | 10.9523 | 0.045346 | 10 | 0.99765
24350 | 5.47 | 1 | 365 | 6.2276 | 0.53514 | 6 | 0.7627
13503 | 2.45 | 1 | 365 | 2.7893 | 0.61446 | 3 | 0.40377
20645 | 7.54 | 1 | 365 | 8.5842 | 0.27878 | 8 | 0.86303
24271 | 8.4 | 1 | 365 | 9.5633 | 0.24957 | 9 | 0.81292
24091 | 7.8 | 1 | 365 | 8.8803 | 0.8746 | 9 | 0.75485
14215 | 10.71 | 1 | 365 | 12.1933 | 0.54321 | 12 | 0.73647
14162 | 13.75 | 1 | 365 | 15.6543 | 0.50972 | 16 | 0.16401
24098 | 1.82 | 1 | 365 | 2.0721 | 0.17074 | 2 | 0.2428
19876 | 15.81 | 1 | 365 | 17.9996 | 0.23045 | 18 | 0.23003
24107 | 4.845 | 1 | 365 | 5.516 | 0.10288 | 5 | 0.61888
24163 | 7.14 | 1 | 365 | 8.1288 | 0.36214 | 8 | 0.49098
24068 | 5 | 1 | 365 | 5.6925 | 0.45808 | 6 | 0.15055
24089 | 8.415 | 1 | 365 | 9.5804 | 0.28395 | 9 | 0.86437
24351 | 8.32 | 1 | 365 | 9.4723 | 0.066245 | 9 | 0.53851
24352 | 8.47 | 1 | 365 | 9.643 | 0.40999 | 10 | 0.053028
24269 | 3 | 1 | 365 | 3.4155 | 0.87485 | 4 | 0.29033
24260 | 6.3 | 1 | 365 | 7.1725 | 0.43718 | 7 | 0.60969
24189 | 7.54 | 1 | 365 | 8.5842 | 0.27878 | 8 | 0.86303
24190 | 5.61 | 1 | 365 | 6.3869 | 0.85597 | 7 | 0.24291
24192 | 10.14 | 1 | 365 | 11.5443 | 0.23699 | 11 | 0.78131
24353 | 12.48 | 1 | 365 | 14.2084 | 0.59937 | 14 | 0.80777
24355 | 6.24 | 1 | 365 | 7.1042 | 0.29968 | 7 | 0.40388
22131 | 4.59 | 1 | 365 | 5.2257 | 0.51852 | 5 | 0.7442
24358 | 4.16 | 1 | 365 | 4.7361 | 0.53312 | 5 | 0.26926
24360 | 5.2 | 1 | 365 | 5.9202 | 0.9164 | 6 | 0.83657
24361 | 6.76 | 1 | 365 | 7.6962 | 0.49132 | 8 | 0.18754
24364 | 4.16 | 1 | 365 | 4.7361 | 0.53312 | 5 | 0.26926
24366 | 6.725 | 1 | 365 | 7.6564 | 0.41112 | 8 | 0.067487
24367 | 5.2 | 1 | 365 | 5.9202 | 0.9164 | 6 | 0.83657
24368 | 8.59 | 1 | 365 | 9.7797 | 0.68498 | 10 | 0.46464
24371 | 5.47 | 1 | 365 | 6.2276 | 0.53514 | 6 | 0.7627
24373 | 10.4 | 1 | 365 | 11.8403 | 0.83281 | 12 | 0.67314
24377 | 4.42 | 1 | 365 | 5.0321 | 0.12894 | 5 | 0.16108
24376 | 5.215 | 1 | 365 | 5.9372 | 0.95078 | 6 | 0.88802
24378 | 4.98 | 1 | 365 | 5.6697 | 0.41225 | 6 | 0.081946
24382 | 8.58 | 1 | 365 | 9.7683 | 0.66207 | 10 | 0.43034
24379 | 13 | 1 | 365 | 14.8004 | 0.79101 | 15 | 0.59142
24380 | 5.05 | 1 | 365 | 5.7494 | 0.57266 | 6 | 0.32205
24384 | 9.01 | 1 | 365 | 10.2578 | 0.64746 | 10 | 0.90529
23610 | 4.68 | 1 | 365 | 5.3282 | 0.72476 | 6 | 0.052913
23714 | 5.72 | 1 | 365 | 6.5122 | 0.10804 | 6 | 0.62023
23968 | 4.68 | 1 | 365 | 5.3282 | 0.72476 | 6 | 0.052913
23587 | 6.76 | 1 | 365 | 7.6962 | 0.49132 | 8 | 0.18754
23568 | 3.9 | 1 | 365 | 4.4401 | 0.9373 | 5 | 0.37743
23593 | 5.98 | 1 | 365 | 6.8082 | 0.70386 | 7 | 0.51206
24386 | 5.47 | 1 | 365 | 6.2276 | 0.53514 | 6 | 0.7627
23646 | 6.24 | 1 | 365 | 7.1042 | 0.29968 | 7 | 0.40388
23665 | 3.9 | 1 | 365 | 4.4401 | 0.9373 | 5 | 0.37743
23843 | 6.5 | 1 | 365 | 7.4002 | 0.8955 | 8 | 0.29571
23851 | 3.9 | 1 | 365 | 4.4401 | 0.9373 | 5 | 0.37743
23855 | 13 | 1 | 365 | 14.8004 | 0.79101 | 15 | 0.59142
23943 | 9.36 | 1 | 365 | 10.6563 | 0.44953 | 11 | 0.10583
23954 | 13 | 1 | 365 | 14.8004 | 0.79101 | 15 | 0.59142
23946 | 15.08 | 1 | 365 | 17.1685 | 0.55757 | 17 | 0.72605
23955 | 6.76 | 1 | 365 | 7.6962 | 0.49132 | 8 | 0.18754
23959 | 11.18 | 1 | 365 | 12.7284 | 0.62027 | 13 | 0.34863
24042 | 8.84 | 1 | 365 | 10.0643 | 0.25789 | 10 | 0.32217
24014 | 7.8 | 1 | 365 | 8.8803 | 0.8746 | 9 | 0.75485
24039 | 8.84 | 1 | 365 | 10.0643 | 0.25789 | 10 | 0.32217
24052 | 5.61 | 1 | 365 | 6.3869 | 0.85597 | 7 | 0.24291
19978 | 7.28 | 1 | 365 | 8.2882 | 0.68296 | 8 | 0.9712
20778 | 12.74 | 1 | 365 | 14.5044 | 0.19519 | 14 | 0.6996
21216 | 3.38 | 1 | 365 | 3.8481 | 0.74566 | 4 | 0.59377
20719 | 12.74 | 1 | 365 | 14.5044 | 0.19519 | 14 | 0.6996
21028 | 4.42 | 1 | 365 | 5.0321 | 0.12894 | 5 | 0.16108
17958 | 2.6 | 1 | 365 | 2.9601 | 0.9582 | 3 | 0.91828
23950 | 4.68 | 1 | 365 | 5.3282 | 0.72476 | 6 | 0.052913
24460 | 5.13 | 1 | 365 | 5.8405 | 0.75599 | 6 | 0.59646
24413 | 6.82 | 1 | 365 | 7.7645 | 0.62882 | 8 | 0.39335
24464 | 8.4 | 1 | 365 | 9.5633 | 0.24957 | 9 | 0.81292
24431 | 2.86 | 1 | 365 | 3.2561 | 0.55402 | 3 | 0.81011
24462 | 7.54 | 1 | 365 | 8.5842 | 0.27878 | 8 | 0.86303
24466 | 6.44 | 1 | 365 | 7.3319 | 0.75801 | 8 | 0.089906
24467 | 4.79 | 1 | 365 | 5.4534 | 0.97684 | 6 | 0.43022
24437 | 8.32 | 1 | 365 | 9.4723 | 0.066245 | 9 | 0.53851
24470 | 3.02 | 1 | 365 | 3.4383 | 0.92068 | 4 | 0.35893
24461 | 8.4 | 1 | 365 | 9.5633 | 0.24957 | 9 | 0.81292
24469 | 9.9 | 1 | 365 | 11.2711 | 0.687 | 11 | 0.95809
24468 | 9.1 | 1 | 365 | 10.3603 | 0.85371 | 11 | 0.214
24471 | 8.47 | 1 | 365 | 9.643 | 0.40999 | 10 | 0.053028
24475 | 4.16 | 1 | 365 | 4.7361 | 0.53312 | 5 | 0.26926
24474 | 5.805 | 1 | 365 | 6.609 | 0.30283 | 6 | 0.91179
24472 | 11.66 | 1 | 365 | 13.2748 | 0.72024 | 13 | 0.99508
24478 | 6.325 | 1 | 365 | 7.201 | 0.49447 | 7 | 0.69544
24479 | 9.88 | 1 | 365 | 11.2483 | 0.64117 | 11 | 0.88948
24483 | 10.2 | 1 | 365 | 11.6126 | 0.37448 | 11 | 0.98712
24484 | 7.96 | 1 | 365 | 9.0624 | 0.24126 | 9 | 0.30367
24487 | 5.25 | 1 | 365 | 5.9771 | 0.030984 | 6 | 0.0080754
24486 | 6.24 | 1 | 365 | 7.1042 | 0.29968 | 7 | 0.40388
24488 | 7.75 | 1 | 365 | 8.8233 | 0.76002 | 9 | 0.58335
24477 | 4.335 | 1 | 365 | 4.9354 | 0.93416 | 5 | 0.86953
24481 | 10.2 | 1 | 365 | 11.6126 | 0.37448 | 11 | 0.98712
24485 | 6 | 1 | 365 | 6.831 | 0.7497 | 7 | 0.58066
24490 | 7.29 | 1 | 365 | 8.2996 | 0.70588 | 9 | 0.005499
24489 | 6.76 | 1 | 365 | 7.6962 | 0.49132 | 8 | 0.18754
24491 | 2.75 | 1 | 365 | 3.1309 | 0.30194 | 3 | 0.4328
24493 | 9.9 | 1 | 365 | 11.2711 | 0.687 | 11 | 0.95809
24494 | 4.95 | 1 | 365 | 5.6355 | 0.3435 | 5 | 0.97904
24495 | 8.25 | 1 | 365 | 9.3926 | 0.90583 | 10 | 0.2984
24501 | 7.155 | 1 | 365 | 8.1459 | 0.39651 | 8 | 0.54243
24504 | 11.22 | 1 | 365 | 12.7739 | 0.71193 | 13 | 0.48583
24496 | 6.75 | 1 | 365 | 7.6848 | 0.46841 | 8 | 0.15324
24507 | 5.2 | 1 | 365 | 5.9202 | 0.9164 | 6 | 0.83657
24516 | 4.94 | 1 | 365 | 5.6242 | 0.32058 | 5 | 0.94474
24506 | 5.98 | 1 | 365 | 6.8082 | 0.70386 | 7 | 0.51206
24508 | 7.8 | 1 | 365 | 8.8803 | 0.8746 | 9 | 0.75485
24510 | 10.2 | 1 | 365 | 11.6126 | 0.37448 | 11 | 0.98712
24513 | 7.905 | 1 | 365 | 8.9998 | 0.11522 | 9 | 0.11502
24517 | 6.76 | 1 | 365 | 7.6962 | 0.49132 | 8 | 0.18754
24519 | 5.2 | 1 | 365 | 5.9202 | 0.9164 | 6 | 0.83657
24515 | 5.3 | 1 | 365 | 6.034 | 0.14556 | 6 | 0.17958
24520 | 8.84 | 1 | 365 | 10.0643 | 0.25789 | 10 | 0.32217
24521 | 9.88 | 1 | 365 | 11.2483 | 0.64117 | 11 | 0.88948
24522 | 13.26 | 1 | 365 | 15.0964 | 0.38683 | 15 | 0.48325
24524 | 3.12 | 1 | 365 | 3.5521 | 0.14984 | 3 | 0.70194
24525 | 10.92 | 1 | 365 | 12.4324 | 0.024447 | 12 | 0.4568
24526 | 7.54 | 1 | 365 | 8.5842 | 0.27878 | 8 | 0.86303
23873 | 15.555 | 1 | 365 | 17.7093 | 0.64609 | 18 | 0.35535
24533 | 2.08 | 1 | 365 | 2.3681 | 0.76656 | 3 | 0.13463
24539 | 8.32 | 1 | 365 | 9.4723 | 0.066245 | 9 | 0.53851
24537 | 2.6 | 1 | 365 | 2.9601 | 0.9582 | 3 | 0.91828
24541 | 7.02 | 1 | 365 | 7.9922 | 0.087144 | 8 | 0.079369
24540 | 11.96 | 1 | 365 | 13.6164 | 0.40773 | 14 | 0.024111
24538 | 8.84 | 1 | 365 | 10.0643 | 0.25789 | 10 | 0.32217
24544 | 10.14 | 1 | 365 | 11.5443 | 0.23699 | 11 | 0.78131
24543 | 5.2 | 1 | 365 | 5.9202 | 0.9164 | 6 | 0.83657
24546 | 5.98 | 1 | 365 | 6.8082 | 0.70386 | 7 | 0.51206
24547 | 9.1 | 1 | 365 | 10.3603 | 0.85371 | 11 | 0.214
24528 | 9.88 | 1 | 365 | 11.2483 | 0.64117 | 11 | 0.88948
24555 | 11.96 | 1 | 365 | 13.6164 | 0.40773 | 14 | 0.024111
24553 | 13 | 1 | 365 | 14.8004 | 0.79101 | 15 | 0.59142
24554 | 8.84 | 1 | 365 | 10.0643 | 0.25789 | 10 | 0.32217
24512 | 11.7 | 1 | 365 | 13.3204 | 0.81191 | 14 | 0.13228
24559 | 6.5 | 1 | 365 | 7.4002 | 0.8955 | 8 | 0.29571
24558 | 14.04 | 1 | 365 | 15.9845 | 0.17429 | 16 | 0.15874
24560 | 2.34 | 1 | 365 | 2.6641 | 0.36238 | 3 | 0.026456
24561 | 8.06 | 1 | 365 | 9.1763 | 0.47042 | 9 | 0.64668
24562 | 6.24 | 1 | 365 | 7.1042 | 0.29968 | 7 | 0.40388
24564 | 2.86 | 1 | 365 | 3.2561 | 0.55402 | 3 | 0.81011
24566 | 5.46 | 1 | 365 | 6.2162 | 0.51222 | 6 | 0.7284
24567 | 3.38 | 1 | 365 | 3.8481 | 0.74566 | 4 | 0.59377
24569 | 4.16 | 1 | 365 | 4.7361 | 0.53312 | 5 | 0.26926
24571 | 4.94 | 1 | 365 | 5.6242 | 0.32058 | 5 | 0.94474
24572 | 9.1 | 1 | 365 | 10.3603 | 0.85371 | 11 | 0.214
24570 | 6.5 | 1 | 365 | 7.4002 | 0.8955 | 8 | 0.29571
24573 | 11.7 | 1 | 365 | 13.3204 | 0.81191 | 14 | 0.13228
24592 | 7.8 | 1 | 365 | 8.8803 | 0.8746 | 9 | 0.75485
24591 | 5.98 | 1 | 365 | 6.8082 | 0.70386 | 7 | 0.51206
24590 | 2.86 | 1 | 365 | 3.2561 | 0.55402 | 3 | 0.81011
24588 | 6.24 | 1 | 365 | 7.1042 | 0.29968 | 7 | 0.40388
24578 | 4.95 | 1 | 365 | 5.6355 | 0.3435 | 5 | 0.97904
24579 | 9.625 | 1 | 365 | 10.958 | 0.056804 | 11 | 0.014805
24581 | 8 | 1 | 365 | 9.1079 | 0.33293 | 9 | 0.44088
24582 | 4.95 | 1 | 365 | 5.6355 | 0.3435 | 5 | 0.97904
24263 | 5.1 | 1 | 365 | 5.8063 | 0.68724 | 6 | 0.49356
24733 | 6.725 | 1 | 365 | 7.6564 | 0.41112 | 8 | 0.067487
24715 | 6.12 | 1 | 365 | 6.9676 | 0.02469 | 6 | 0.99227
24722 | 9.1 | 1 | 365 | 10.3603 | 0.85371 | 11 | 0.214
24735 | 6.47 | 1 | 365 | 7.3661 | 0.82676 | 8 | 0.19281
24736 | 9.36 | 1 | 365 | 10.6563 | 0.44953 | 11 | 0.10583
24738 | 12.48 | 1 | 365 | 14.2084 | 0.59937 | 14 | 0.80777
24739 | 13.52 | 1 | 365 | 15.3924 | 0.98265 | 16 | 0.37508
24741 | 9.18 | 1 | 365 | 10.4514 | 0.037035 | 10 | 0.48841
24743 | 5.98 | 1 | 365 | 6.8082 | 0.70386 | 7 | 0.51206
24742 | 7.8 | 1 | 365 | 8.8803 | 0.8746 | 9 | 0.75485
24745 | 8.06 | 1 | 365 | 9.1763 | 0.47042 | 9 | 0.64668
24746 | 6.24 | 1 | 365 | 7.1042 | 0.29968 | 7 | 0.40388
24748 | 3.38 | 1 | 365 | 3.8481 | 0.74566 | 4 | 0.59377
24747 | 8.32 | 1 | 365 | 9.4723 | 0.066245 | 9 | 0.53851
24749 | 5.2 | 1 | 365 | 5.9202 | 0.9164 | 6 | 0.83657
24750 | 12.74 | 1 | 365 | 14.5044 | 0.19519 | 14 | 0.6996
24751 | 6.725 | 1 | 365 | 7.6564 | 0.41112 | 8 | 0.067487
24752 | 8.215 | 1 | 365 | 9.3527 | 0.82563 | 10 | 0.17835
24753 | 7.96 | 1 | 365 | 9.0624 | 0.24126 | 9 | 0.30367
24755 | 5.46 | 1 | 365 | 6.2162 | 0.51222 | 6 | 0.7284
24756 | 10.36 | 1 | 365 | 11.7948 | 0.74114 | 12 | 0.53594
24758 | 6.82 | 1 | 365 | 7.7645 | 0.62882 | 8 | 0.39335
24757 | 14.045 | 1 | 365 | 15.9901 | 0.18575 | 16 | 0.17589
24759 | 5.2 | 1 | 365 | 5.9202 | 0.9164 | 6 | 0.83657
24760 | 10.2 | 1 | 365 | 11.6126 | 0.37448 | 11 | 0.98712
24762 | 5.61 | 1 | 365 | 6.3869 | 0.85597 | 7 | 0.24291
24765 | 6.6 | 1 | 365 | 7.5141 | 0.12467 | 7 | 0.63872
24744 | 13.515 | 1 | 365 | 15.3867 | 0.97119 | 16 | 0.35793
24766 | 2.08 | 1 | 365 | 2.3681 | 0.76656 | 3 | 0.13463
24768 | 8.58 | 1 | 365 | 9.7683 | 0.66207 | 10 | 0.43034
24769 | 5.035 | 1 | 365 | 5.7323 | 0.53829 | 6 | 0.2706
24770 | 6.63 | 1 | 365 | 7.5482 | 0.19341 | 7 | 0.74163
24772 | 8.32 | 1 | 365 | 9.4723 | 0.066245 | 9 | 0.53851
24773 | 8.06 | 1 | 365 | 9.1763 | 0.47042 | 9 | 0.64668
24767 | 3.75 | 1 | 365 | 4.2694 | 0.59356 | 4 | 0.86291
24775 | 9.1 | 1 | 365 | 10.3603 | 0.85371 | 11 | 0.214
24777 | 6.5 | 1 | 365 | 7.4002 | 0.8955 | 8 | 0.29571
24778 | 7.15 | 1 | 365 | 8.1402 | 0.38505 | 8 | 0.52528
24776 | 7.54 | 1 | 365 | 8.5842 | 0.27878 | 8 | 0.86303
24780 | 5.98 | 1 | 365 | 6.8082 | 0.70386 | 7 | 0.51206
24771 | 14.04 | 1 | 365 | 15.9845 | 0.17429 | 16 | 0.15874
24782 | 10.66 | 1 | 365 | 12.1363 | 0.42863 | 12 | 0.56497
24786 | 10 | 1 | 365 | 11.3849 | 0.91616 | 12 | 0.3011
24785 | 10.07 | 1 | 365 | 11.4646 | 0.076573 | 11 | 0.5412
24784 | 9.36 | 1 | 365 | 10.6563 | 0.44953 | 11 | 0.10583
24789 | 3.12 | 1 | 365 | 3.5521 | 0.14984 | 3 | 0.70194
24788 | 6.76 | 1 | 365 | 7.6962 | 0.49132 | 8 | 0.18754
24792 | 9.18 | 1 | 365 | 10.4514 | 0.037035 | 10 | 0.48841
24793 | 2.6 | 1 | 365 | 2.9601 | 0.9582 | 3 | 0.91828
24795 | 6.24 | 1 | 365 | 7.1042 | 0.29968 | 7 | 0.40388
24794 | 14.56 | 1 | 365 | 16.5765 | 0.36593 | 16 | 0.9424
24797 | 3.12 | 1 | 365 | 3.5521 | 0.14984 | 3 | 0.70194
24798 | 13 | 1 | 365 | 14.8004 | 0.79101 | 15 | 0.59142
24799 | 10.4 | 1 | 365 | 11.8403 | 0.83281 | 12 | 0.67314
24802 | 9.88 | 1 | 365 | 11.2483 | 0.64117 | 11 | 0.88948
24801 | 8.06 | 1 | 365 | 9.1763 | 0.47042 | 9 | 0.64668
24803 | 4.845 | 1 | 365 | 5.516 | 0.10288 | 5 | 0.61888
24804 | 3.12 | 1 | 365 | 3.5521 | 0.14984 | 3 | 0.70194
24805 | 6.5 | 1 | 365 | 7.4002 | 0.8955 | 8 | 0.29571
24807 | 8.58 | 1 | 365 | 9.7683 | 0.66207 | 10 | 0.43034
24806 | 4.68 | 1 | 365 | 5.3282 | 0.72476 | 6 | 0.052913
24808 | 8.32 | 1 | 365 | 9.4723 | 0.066245 | 9 | 0.53851
24812 | 4.16 | 1 | 365 | 4.7361 | 0.53312 | 5 | 0.26926
24811 | 6.24 | 1 | 365 | 7.1042 | 0.29968 | 7 | 0.40388
24809 | 10.14 | 1 | 365 | 11.5443 | 0.23699 | 11 | 0.78131
24813 | 9.62 | 1 | 365 | 10.9523 | 0.045346 | 10 | 0.99765
24815 | 5.46 | 1 | 365 | 6.2162 | 0.51222 | 6 | 0.7284
24814 | 9.88 | 1 | 365 | 11.2483 | 0.64117 | 11 | 0.88948
24816 | 3.12 | 1 | 365 | 3.5521 | 0.14984 | 3 | 0.70194
24817 | 6.5 | 1 | 365 | 7.4002 | 0.8955 | 8 | 0.29571
24821 | 5.3 | 1 | 365 | 6.034 | 0.14556 | 6 | 0.17958
24819 | 3.64 | 1 | 365 | 4.1441 | 0.34148 | 4 | 0.4856
24823 | 4.42 | 1 | 365 | 5.0321 | 0.12894 | 5 | 0.16108
24824 | 6.24 | 1 | 365 | 7.1042 | 0.29968 | 7 | 0.40388
24826 | 6.76 | 1 | 365 | 7.6962 | 0.49132 | 8 | 0.18754
24827 | 7.02 | 1 | 365 | 7.9922 | 0.087144 | 8 | 0.079369
24825 | 9.1 | 1 | 365 | 10.3603 | 0.85371 | 11 | 0.214
24830 | 3.24 | 1 | 365 | 3.6887 | 0.42484 | 4 | 0.11356
24829 | 5.1 | 1 | 365 | 5.8063 | 0.68724 | 6 | 0.49356
24831 | 10.725 | 1 | 365 | 12.2103 | 0.57758 | 12 | 0.78793
24689 | 5.2 | 1 | 365 | 5.9202 | 0.9164 | 6 | 0.83657
24832 | 8.58 | 1 | 365 | 9.7683 | 0.66207 | 10 | 0.43034
24837 | 6.76 | 1 | 365 | 7.6962 | 0.49132 | 8 | 0.18754
23777 | 5.04 | 1 | 365 | 5.738 | 0.54974 | 6 | 0.28775
18395 | 6.24 | 1 | 365 | 7.1042 | 0.29968 | 7 | 0.40388
18700 | 3.12 | 1 | 365 | 3.5521 | 0.14984 | 3 | 0.70194
17783 | 12.24 | 1 | 365 | 13.9352 | 0.04938 | 13 | 0.98454
16252 | 5.635 | 1 | 365 | 6.4154 | 0.91326 | 7 | 0.32867
25009 | 9.075 | 1 | 365 | 10.3318 | 0.79642 | 11 | 0.12824
25017 | 5.72 | 1 | 365 | 6.5122 | 0.10804 | 6 | 0.62023
25018 | 5.72 | 1 | 365 | 6.5122 | 0.10804 | 6 | 0.62023
25020 | 3.57 | 1 | 365 | 4.0644 | 0.18107 | 4 | 0.24549
25021 | 9.945 | 1 | 365 | 11.3223 | 0.79012 | 12 | 0.11244
25022 | 9.36 | 1 | 365 | 10.6563 | 0.44953 | 11 | 0.10583
25023 | 6.5 | 1 | 365 | 7.4002 | 0.8955 | 8 | 0.29571
25025 | 5.61 | 1 | 365 | 6.3869 | 0.85597 | 7 | 0.24291
25026 | 3.9 | 1 | 365 | 4.4401 | 0.9373 | 5 | 0.37743
25028 | 6.76 | 1 | 365 | 7.6962 | 0.49132 | 8 | 0.18754
21772 | 12.75 | 1 | 365 | 14.5158 | 0.2181 | 14 | 0.7339
24168 | 3.38 | 1 | 365 | 3.8481 | 0.74566 | 4 | 0.59377
24171 | 8.06 | 1 | 365 | 9.1763 | 0.47042 | 9 | 0.64668
24179 | 8.84 | 1 | 365 | 10.0643 | 0.25789 | 10 | 0.32217
24197 | 6.12 | 1 | 365 | 6.9676 | 0.02469 | 6 | 0.99227
24180 | 7.395 | 1 | 365 | 8.4192 | 0.9465 | 9 | 0.36566
24200 | 4.68 | 1 | 365 | 5.3282 | 0.72476 | 6 | 0.052913
25030 | 8.32 | 1 | 365 | 9.4723 | 0.066245 | 9 | 0.53851
24203 | 10.14 | 1 | 365 | 11.5443 | 0.23699 | 11 | 0.78131
24205 | 7.14 | 1 | 365 | 8.1288 | 0.36214 | 8 | 0.49098
24210 | 11.22 | 1 | 365 | 12.7739 | 0.71193 | 13 | 0.48583
24212 | 6.24 | 1 | 365 | 7.1042 | 0.29968 | 7 | 0.40388
24249 | 4.68 | 1 | 365 | 5.3282 | 0.72476 | 6 | 0.052913
24251 | 8.06 | 1 | 365 | 9.1763 | 0.47042 | 9 | 0.64668
25032 | 6.24 | 1 | 365 | 7.1042 | 0.29968 | 7 | 0.40388
25035 | 6.63 | 1 | 365 | 7.5482 | 0.19341 | 7 | 0.74163
24248 | 2.6 | 1 | 365 | 2.9601 | 0.9582 | 3 | 0.91828
24252 | 9.62 | 1 | 365 | 10.9523 | 0.045346 | 10 | 0.99765
24254 | 8.91 | 1 | 365 | 10.144 | 0.4183 | 10 | 0.56228
25036 | 9.36 | 1 | 365 | 10.6563 | 0.44953 | 11 | 0.10583
19734 | 4 | 1 | 365 | 4.554 | 0.16646 | 4 | 0.72044
24259 | 9.88 | 1 | 365 | 11.2483 | 0.64117 | 11 | 0.88948
25037 | 9.36 | 1 | 365 | 10.6563 | 0.44953 | 11 | 0.10583
23586 | 3.38 | 1 | 365 | 3.8481 | 0.74566 | 4 | 0.59377
25040 | 7.28 | 1 | 365 | 8.2882 | 0.68296 | 8 | 0.9712
23687 | 6.63 | 1 | 365 | 7.5482 | 0.19341 | 7 | 0.74163
25038 | 4.16 | 1 | 365 | 4.7361 | 0.53312 | 5 | 0.26926
24247 | 3.64 | 1 | 365 | 4.1441 | 0.34148 | 4 | 0.4856
24256 | 7.28 | 1 | 365 | 8.2882 | 0.68296 | 8 | 0.9712
24266 | 5.2 | 1 | 365 | 5.9202 | 0.9164 | 6 | 0.83657
24268 | 6.24 | 1 | 365 | 7.1042 | 0.29968 | 7 | 0.40388
25041 | 8.84 | 1 | 365 | 10.0643 | 0.25789 | 10 | 0.32217
24270 | 8.06 | 1 | 365 | 9.1763 | 0.47042 | 9 | 0.64668
24273 | 5.46 | 1 | 365 | 6.2162 | 0.51222 | 6 | 0.7284
24272 | 4.94 | 1 | 365 | 5.6242 | 0.32058 | 5 | 0.94474
25042 | 7.28 | 1 | 365 | 8.2882 | 0.68296 | 8 | 0.9712
24274 | 6.095 | 1 | 365 | 6.9391 | 0.9674 | 7 | 0.90652
25043 | 4.68 | 1 | 365 | 5.3282 | 0.72476 | 6 | 0.052913
25044 | 7.8 | 1 | 365 | 8.8803 | 0.8746 | 9 | 0.75485
25045 | 5.46 | 1 | 365 | 6.2162 | 0.51222 | 6 | 0.7284
25046 | 4.42 | 1 | 365 | 5.0321 | 0.12894 | 5 | 0.16108
25049 | 5.865 | 1 | 365 | 6.6773 | 0.44033 | 7 | 0.11759
25050 | 5.1 | 1 | 365 | 5.8063 | 0.68724 | 6 | 0.49356
25048 | 5.2 | 1 | 365 | 5.9202 | 0.9164 | 6 | 0.83657
25052 | 4.16 | 1 | 365 | 4.7361 | 0.53312 | 5 | 0.26926
25011 | 8.06 | 1 | 365 | 9.1763 | 0.47042 | 9 | 0.64668
25053 | 5.2 | 1 | 365 | 5.9202 | 0.9164 | 6 | 0.83657
25054 | 9.88 | 1 | 365 | 11.2483 | 0.64117 | 11 | 0.88948
25013 | 3.825 | 1 | 365 | 4.3547 | 0.76543 | 5 | 0.12017
25055 | 10.14 | 1 | 365 | 11.5443 | 0.23699 | 11 | 0.78131
25057 | 8.32 | 1 | 365 | 9.4723 | 0.066245 | 9 | 0.53851
15818 | 47.58 | 0.9 | 365 | 48.7526 | 0.13158 | 48 | 0.88415
25066 | 6.5 | 1 | 365 | 7.4002 | 0.8955 | 8 | 0.29571
25067 | 5.2 | 1 | 365 | 5.9202 | 0.9164 | 6 | 0.83657
25070 | 4.94 | 1 | 365 | 5.6242 | 0.32058 | 5 | 0.94474
25071 | 8.06 | 1 | 365 | 9.1763 | 0.47042 | 9 | 0.64668
25068 | 5.72 | 1 | 365 | 6.5122 | 0.10804 | 6 | 0.62023
25079 | 6.5 | 1 | 365 | 7.4002 | 0.8955 | 8 | 0.29571
25078 | 5.72 | 1 | 365 | 6.5122 | 0.10804 | 6 | 0.62023
15816 | 145.86 | 0.9 | 365 | 149.4546 | 0.8296 | 150 | 0.28421
25085 | 6.24 | 1 | 365 | 7.1042 | 0.29968 | 7 | 0.40388
25093 | 8.32 | 1 | 365 | 9.4723 | 0.066245 | 9 | 0.53851
25096 | 3.64 | 1 | 365 | 4.1441 | 0.34148 | 4 | 0.4856
20554 | 4.16 | 1 | 365 | 4.7361 | 0.53312 | 5 | 0.26926
21771 | 2.6 | 1 | 365 | 2.9601 | 0.9582 | 3 | 0.91828
24444 | 3.315 | 1 | 365 | 3.7741 | 0.59671 | 4 | 0.37081
25106 | 5.98 | 1 | 365 | 6.8082 | 0.70386 | 7 | 0.51206
24942 | 3.9 | 1 | 365 | 4.4401 | 0.9373 | 5 | 0.37743
24951 | 5.2 | 1 | 365 | 5.9202 | 0.9164 | 6 | 0.83657
25112 | 4.68 | 1 | 365 | 5.3282 | 0.72476 | 6 | 0.052913
24606 | 2.08 | 1 | 365 | 2.3681 | 0.76656 | 3 | 0.13463
24608 | 3.64 | 1 | 365 | 4.1441 | 0.34148 | 4 | 0.4856
25125 | 6.885 | 1 | 365 | 7.8385 | 0.77778 | 8 | 0.6163
24953 | 9.18 | 1 | 365 | 10.4514 | 0.037035 | 10 | 0.48841
24947 | 12.5 | 1 | 365 | 14.2312 | 0.6452 | 14 | 0.87637
25131 | 5.46 | 1 | 365 | 6.2162 | 0.51222 | 6 | 0.7284
25135 | 8.06 | 1 | 365 | 9.1763 | 0.47042 | 9 | 0.64668
25136 | 4.68 | 1 | 365 | 5.3282 | 0.72476 | 6 | 0.052913
25143 | 7.54 | 1 | 365 | 8.5842 | 0.27878 | 8 | 0.86303
25141 | 5.46 | 1 | 365 | 6.2162 | 0.51222 | 6 | 0.7284
25150 | 9.1 | 1 | 365 | 10.3603 | 0.85371 | 11 | 0.214
25151 | 7.95 | 1 | 365 | 9.051 | 0.21835 | 9 | 0.26937
25152 | 3.12 | 1 | 365 | 3.5521 | 0.14984 | 3 | 0.70194
25154 | 5.46 | 1 | 365 | 6.2162 | 0.51222 | 6 | 0.7284
25156 | 5.2 | 1 | 365 | 5.9202 | 0.9164 | 6 | 0.83657
25157 | 6.5 | 1 | 365 | 7.4002 | 0.8955 | 8 | 0.29571
25158 | 2.6 | 1 | 365 | 2.9601 | 0.9582 | 3 | 0.91828
25159 | 5.2 | 1 | 365 | 5.9202 | 0.9164 | 6 | 0.83657
25160 | 4.68 | 1 | 365 | 5.3282 | 0.72476 | 6 | 0.052913
25161 | 4.68 | 1 | 365 | 5.3282 | 0.72476 | 6 | 0.052913
25162 | 3.9 | 1 | 365 | 4.4401 | 0.9373 | 5 | 0.37743
25163 | 3.9 | 1 | 365 | 4.4401 | 0.9373 | 5 | 0.37743
25174 | 9.705 | 1 | 365 | 11.0491 | 0.24013 | 11 | 0.28921
25172 | 8.47 | 1 | 365 | 9.643 | 0.40999 | 10 | 0.053028
25173 | 4.035 | 1 | 365 | 4.5938 | 0.24667 | 4 | 0.84049
25171 | 6.82 | 1 | 365 | 7.7645 | 0.62882 | 8 | 0.39335
25170 | 8.47 | 1 | 365 | 9.643 | 0.40999 | 10 | 0.053028
24097 | 8.415 | 1 | 365 | 9.5804 | 0.28395 | 9 | 0.86437
25177 | 2.98 | 1 | 365 | 3.3927 | 0.82902 | 4 | 0.22173
25175 | 10.215 | 1 | 365 | 11.6297 | 0.40886 | 12 | 0.03857
25188 | 2.86 | 1 | 365 | 3.2561 | 0.55402 | 3 | 0.81011
25193 | 4.42 | 1 | 365 | 5.0321 | 0.12894 | 5 | 0.16108
25194 | 11.18 | 1 | 365 | 12.7284 | 0.62027 | 13 | 0.34863
25060 | 5.2 | 1 | 365 | 5.9202 | 0.9164 | 6 | 0.83657
24998 | 6.27 | 1 | 365 | 7.1384 | 0.36843 | 7 | 0.50679
25196 | 14.56 | 1 | 365 | 16.5765 | 0.36593 | 16 | 0.9424
25205 | 3.57 | 1 | 365 | 4.0644 | 0.18107 | 4 | 0.24549
25211 | 7.28 | 1 | 365 | 8.2882 | 0.68296 | 8 | 0.9712
25199 | 4.24 | 1 | 365 | 4.8272 | 0.71645 | 5 | 0.54366
25213 | 3.64 | 1 | 365 | 4.1441 | 0.34148 | 4 | 0.4856
25215 | 9.62 | 1 | 365 | 10.9523 | 0.045346 | 10 | 0.99765
25218 | 7.95 | 1 | 365 | 9.051 | 0.21835 | 9 | 0.26937
25214 | 4.42 | 1 | 365 | 5.0321 | 0.12894 | 5 | 0.16108
25369 | 6.325 | 1 | 365 | 7.201 | 0.49447 | 7 | 0.69544
25372 | 5.1 | 1 | 365 | 5.8063 | 0.68724 | 6 | 0.49356
25366 | 10.175 | 1 | 365 | 11.5842 | 0.31719 | 11 | 0.90137
25140 | 9.8 | 1 | 365 | 11.1572 | 0.45784 | 11 | 0.61507
25374 | 4.675 | 1 | 365 | 5.3225 | 0.7133 | 6 | 0.035762
25373 | 6.24 | 1 | 365 | 7.1042 | 0.29968 | 7 | 0.40388
25351 | 7 | 1 | 365 | 7.9695 | 0.041312 | 8 | 0.010767
25365 | 4.4 | 1 | 365 | 5.0094 | 0.08311 | 5 | 0.092482
25375 | 7.15 | 1 | 365 | 8.1402 | 0.38505 | 8 | 0.52528
25381 | 4.68 | 1 | 365 | 5.3282 | 0.72476 | 6 | 0.052913
25380 | 8.925 | 1 | 365 | 10.1611 | 0.45267 | 10 | 0.61373
25005 | 7 | 1 | 365 | 7.9695 | 0.041312 | 8 | 0.010767
25368 | 8.32 | 1 | 365 | 9.4723 | 0.066245 | 9 | 0.53851
25376 | 8.25 | 1 | 365 | 9.3926 | 0.90583 | 10 | 0.2984
25382 | 10.14 | 1 | 365 | 11.5443 | 0.23699 | 11 | 0.78131
25384 | 3.64 | 1 | 365 | 4.1441 | 0.34148 | 4 | 0.4856
25388 | 5.72 | 1 | 365 | 6.5122 | 0.10804 | 6 | 0.62023
24239 | 4.96 | 1 | 365 | 5.6469 | 0.36642 | 6 | 0.013344
25389 | 7.02 | 1 | 365 | 7.9922 | 0.087144 | 8 | 0.079369
25390 | 2.86 | 1 | 365 | 3.2561 | 0.55402 | 3 | 0.81011
24389 | 3.47 | 1 | 365 | 3.9506 | 0.95191 | 4 | 0.90248
25391 | 10.45 | 1 | 365 | 11.8973 | 0.94739 | 12 | 0.84465
24390 | 7.8 | 1 | 365 | 8.8803 | 0.8746 | 9 | 0.75485
24392 | 4.68 | 1 | 365 | 5.3282 | 0.72476 | 6 | 0.052913
25393 | 8.25 | 1 | 365 | 9.3926 | 0.90583 | 10 | 0.2984
21952 | 4.42 | 1 | 365 | 5.0321 | 0.12894 | 5 | 0.16108
21669 | 10.4 | 1 | 365 | 11.8403 | 0.83281 | 12 | 0.67314
25395 | 11 | 1 | 365 | 12.5234 | 0.20778 | 12 | 0.73121
25396 | 6.05 | 1 | 365 | 6.8879 | 0.86428 | 7 | 0.75216
25397 | 7.425 | 1 | 365 | 8.4533 | 0.015249 | 8 | 0.46856
25398 | 8.55 | 1 | 365 | 9.7341 | 0.59332 | 10 | 0.32744
25399 | 6.54 | 1 | 365 | 7.4457 | 0.98717 | 8 | 0.43292
25400 | 7.56 | 1 | 365 | 8.607 | 0.32462 | 8 | 0.93163
25417 | 4.5 | 1 | 365 | 5.1232 | 0.31227 | 5 | 0.43549
25418 | 23.52 | 1 | 365 | 26.7774 | 0.89881 | 27 | 0.67618
24393 | 7.42 | 1 | 365 | 8.4476 | 0.0037907 | 8 | 0.45141
24563 | 9.36 | 1 | 365 | 10.6563 | 0.44953 | 11 | 0.10583
24395 | 4.42 | 1 | 365 | 5.0321 | 0.12894 | 5 | 0.16108
25155 | 9.62 | 1 | 365 | 10.9523 | 0.045346 | 10 | 0.99765
24396 | 7.65 | 1 | 365 | 8.7095 | 0.53086 | 9 | 0.24034
25401 | 7.65 | 1 | 365 | 8.7095 | 0.53086 | 9 | 0.24034
24397 | 9.88 | 1 | 365 | 11.2483 | 0.64117 | 11 | 0.88948
25430 | 6.6 | 1 | 365 | 7.5141 | 0.12467 | 7 | 0.63872
24398 | 7.8 | 1 | 365 | 8.8803 | 0.8746 | 9 | 0.75485
24399 | 5.2 | 1 | 365 | 5.9202 | 0.9164 | 6 | 0.83657
25431 | 6.63 | 1 | 365 | 7.5482 | 0.19341 | 7 | 0.74163
24400 | 8.5 | 1 | 365 | 9.6772 | 0.47874 | 10 | 0.15593
24402 | 7.28 | 1 | 365 | 8.2882 | 0.68296 | 8 | 0.9712
24404 | 10.66 | 1 | 365 | 12.1363 | 0.42863 | 12 | 0.56497
24403 | 8.91 | 1 | 365 | 10.144 | 0.4183 | 10 | 0.56228
24405 | 5.865 | 1 | 365 | 6.6773 | 0.44033 | 7 | 0.11759
25434 | 6.6 | 1 | 365 | 7.5141 | 0.12467 | 7 | 0.63872
24406 | 5.98 | 1 | 365 | 6.8082 | 0.70386 | 7 | 0.51206
25436 | 7.28 | 1 | 365 | 8.2882 | 0.68296 | 8 | 0.9712
24407 | 4.94 | 1 | 365 | 5.6242 | 0.32058 | 5 | 0.94474
25435 | 5.225 | 1 | 365 | 5.9486 | 0.97369 | 6 | 0.92232
24408 | 11.75 | 1 | 365 | 13.3773 | 0.92649 | 14 | 0.30379
25439 | 19.75 | 1 | 365 | 22.4852 | 0.25942 | 22 | 0.74466
24409 | 8.5 | 1 | 365 | 9.6772 | 0.47874 | 10 | 0.15593
24410 | 2.34 | 1 | 365 | 2.6641 | 0.36238 | 3 | 0.026456
24412 | 9.215 | 1 | 365 | 10.4912 | 0.11724 | 10 | 0.60846
25441 | 6.885 | 1 | 365 | 7.8385 | 0.77778 | 8 | 0.6163
24414 | 5.5 | 1 | 365 | 6.2617 | 0.60389 | 6 | 0.8656
24415 | 9.35 | 1 | 365 | 10.6449 | 0.42661 | 11 | 0.071525
25438 | 3.825 | 1 | 365 | 4.3547 | 0.76543 | 5 | 0.12017
24416 | 5.1 | 1 | 365 | 5.8063 | 0.68724 | 6 | 0.49356
25443 | 3.9 | 1 | 365 | 4.4401 | 0.9373 | 5 | 0.37743
25442 | 5.72 | 1 | 365 | 6.5122 | 0.10804 | 6 | 0.62023
25446 | 17.595 | 1 | 365 | 20.0318 | 0.32098 | 20 | 0.35278
25445 | 10.4 | 1 | 365 | 11.8403 | 0.83281 | 12 | 0.67314
25448 | 7.905 | 1 | 365 | 8.9998 | 0.11522 | 9 | 0.11502
24740 | 331.5 | 0.9 | 365 | 339.6696 | 0.70363 | 340 | 0.3732
25450 | 4.16 | 1 | 365 | 4.7361 | 0.53312 | 5 | 0.26926
24278 | 13.26 | 1 | 365 | 15.0964 | 0.38683 | 15 | 0.48325
24284 | 5.72 | 1 | 365 | 6.5122 | 0.10804 | 6 | 0.62023
25433 | 8.525 | 1 | 365 | 9.7057 | 0.53603 | 10 | 0.24168
24288 | 8.32 | 1 | 365 | 9.4723 | 0.066245 | 9 | 0.53851
24308 | 13.52 | 1 | 365 | 15.3924 | 0.98265 | 16 | 0.37508
25452 | 8.84 | 1 | 365 | 10.0643 | 0.25789 | 10 | 0.32217
25455 | 14.82 | 1 | 365 | 16.8725 | 0.96175 | 17 | 0.83422
25457 | 5.98 | 1 | 365 | 6.8082 | 0.70386 | 7 | 0.51206
25459 | 3.64 | 1 | 365 | 4.1441 | 0.34148 | 4 | 0.4856
25461 | 7.02 | 1 | 365 | 7.9922 | 0.087144 | 8 | 0.079369
25463 | 8.58 | 1 | 365 | 9.7683 | 0.66207 | 10 | 0.43034
25464 | 3.64 | 1 | 365 | 4.1441 | 0.34148 | 4 | 0.4856
25465 | 3.975 | 1 | 365 | 4.5255 | 0.10917 | 4 | 0.63469
25467 | 6.36 | 1 | 365 | 7.2408 | 0.57468 | 7 | 0.8155
25470 | 9.69 | 1 | 365 | 11.032 | 0.20576 | 11 | 0.23776
25468 | 9.88 | 1 | 365 | 11.2483 | 0.64117 | 11 | 0.88948
25471 | 6.24 | 1 | 365 | 7.1042 | 0.29968 | 7 | 0.40388
25474 | 3.64 | 1 | 365 | 4.1441 | 0.34148 | 4 | 0.4856
25476 | 5.72 | 1 | 365 | 6.5122 | 0.10804 | 6 | 0.62023
25477 | 3.18 | 1 | 365 | 3.6204 | 0.28734 | 3 | 0.90775
25481 | 2.6 | 1 | 365 | 2.9601 | 0.9582 | 3 | 0.91828
25479 | 7.14 | 1 | 365 | 8.1288 | 0.36214 | 8 | 0.49098
25484 | 7.8 | 1 | 365 | 8.8803 | 0.8746 | 9 | 0.75485
25485 | 9.36 | 1 | 365 | 10.6563 | 0.44953 | 11 | 0.10583
25486 | 7.02 | 1 | 365 | 7.9922 | 0.087144 | 8 | 0.079369
25508 | 6 | 1 | 365 | 6.831 | 0.7497 | 7 | 0.58066
25507 | 6.24 | 1 | 365 | 7.1042 | 0.29968 | 7 | 0.40388
25505 | 4.68 | 1 | 365 | 5.3282 | 0.72476 | 6 | 0.052913
25506 | 4.16 | 1 | 365 | 4.7361 | 0.53312 | 5 | 0.26926
25504 | 8.06 | 1 | 365 | 9.1763 | 0.47042 | 9 | 0.64668
25503 | 13.78 | 1 | 365 | 15.6884 | 0.57847 | 16 | 0.26691
25502 | 5.46 | 1 | 365 | 6.2162 | 0.51222 | 6 | 0.7284
25501 | 7.54 | 1 | 365 | 8.5842 | 0.27878 | 8 | 0.86303
25500 | 7.54 | 1 | 365 | 8.5842 | 0.27878 | 8 | 0.86303
25498 | 10.14 | 1 | 365 | 11.5443 | 0.23699 | 11 | 0.78131
25497 | 7.28 | 1 | 365 | 8.2882 | 0.68296 | 8 | 0.9712
25496 | 5.98 | 1 | 365 | 6.8082 | 0.70386 | 7 | 0.51206
25495 | 3.38 | 1 | 365 | 3.8481 | 0.74566 | 4 | 0.59377
25494 | 2.86 | 1 | 365 | 3.2561 | 0.55402 | 3 | 0.81011
25493 | 11.475 | 1 | 365 | 13.0642 | 0.29629 | 13 | 0.36051
25492 | 5.2 | 1 | 365 | 5.9202 | 0.9164 | 6 | 0.83657
25491 | 4.68 | 1 | 365 | 5.3282 | 0.72476 | 6 | 0.052913
25490 | 6.24 | 1 | 365 | 7.1042 | 0.29968 | 7 | 0.40388
25489 | 5.2 | 1 | 365 | 5.9202 | 0.9164 | 6 | 0.83657
25488 | 5.98 | 1 | 365 | 6.8082 | 0.70386 | 7 | 0.51206
25721 | 9 | 1 | 365 | 10.2464 | 0.62454 | 10 | 0.87099
25718 | 6.12 | 1 | 365 | 6.9676 | 0.02469 | 6 | 0.99227
25725 | 4.94 | 1 | 365 | 5.6242 | 0.32058 | 5 | 0.94474
25724 | 9.99 | 1 | 365 | 11.3736 | 0.89324 | 12 | 0.26679
25727 | 7.2 | 1 | 365 | 8.1972 | 0.49964 | 8 | 0.69679
25722 | 6.24 | 1 | 365 | 7.1042 | 0.29968 | 7 | 0.40388
18865 | 11.18 | 1 | 365 | 12.7284 | 0.62027 | 13 | 0.34863
25729 | 9.72 | 1 | 365 | 11.0662 | 0.27451 | 11 | 0.34067
20811 | 5.1 | 1 | 365 | 5.8063 | 0.68724 | 6 | 0.49356
25728 | 13.26 | 1 | 365 | 15.0964 | 0.38683 | 15 | 0.48325
25733 | 6.24 | 1 | 365 | 7.1042 | 0.29968 | 7 | 0.40388
24417 | 7.905 | 1 | 365 | 8.9998 | 0.11522 | 9 | 0.11502
20785 | 6.885 | 1 | 365 | 7.8385 | 0.77778 | 8 | 0.6163
24418 | 11.55 | 1 | 365 | 13.1496 | 0.46816 | 13 | 0.61777
18963 | 6.5 | 1 | 365 | 7.4002 | 0.8955 | 8 | 0.29571
25730 | 4.5 | 1 | 365 | 5.1232 | 0.31227 | 5 | 0.43549
24419 | 6.885 | 1 | 365 | 7.8385 | 0.77778 | 8 | 0.6163
20678 | 9.88 | 1 | 365 | 11.2483 | 0.64117 | 11 | 0.88948
24421 | 3.825 | 1 | 365 | 4.3547 | 0.76543 | 5 | 0.12017
25736 | 3.12 | 1 | 365 | 3.5521 | 0.14984 | 3 | 0.70194
20519 | 6.24 | 1 | 365 | 7.1042 | 0.29968 | 7 | 0.40388
20289 | 10.4 | 1 | 365 | 11.8403 | 0.83281 | 12 | 0.67314
25738 | 9.36 | 1 | 365 | 10.6563 | 0.44953 | 11 | 0.10583
25747 | 5.46 | 1 | 365 | 6.2162 | 0.51222 | 6 | 0.7284
16411 | 10.71 | 1 | 365 | 12.1933 | 0.54321 | 12 | 0.73647
24423 | 4.59 | 1 | 365 | 5.2257 | 0.51852 | 5 | 0.7442
25757 | 7.02 | 1 | 365 | 7.9922 | 0.087144 | 8 | 0.079369
25762 | 10.66 | 1 | 365 | 12.1363 | 0.42863 | 12 | 0.56497
24426 | 12.74 | 1 | 365 | 14.5044 | 0.19519 | 14 | 0.6996
25765 | 3.9 | 1 | 365 | 4.4401 | 0.9373 | 5 | 0.37743
24428 | 4.845 | 1 | 365 | 5.516 | 0.10288 | 5 | 0.61888
25769 | 11.13 | 1 | 365 | 12.6714 | 0.50569 | 13 | 0.17712
24427 | 5.2 | 1 | 365 | 5.9202 | 0.9164 | 6 | 0.83657
25776 | 8.58 | 1 | 365 | 9.7683 | 0.66207 | 10 | 0.43034
20846 | 8.84 | 1 | 365 | 10.0643 | 0.25789 | 10 | 0.32217
24429 | 4.845 | 1 | 365 | 5.516 | 0.10288 | 5 | 0.61888
25771 | 7.28 | 1 | 365 | 8.2882 | 0.68296 | 8 | 0.9712
24432 | 6.63 | 1 | 365 | 7.5482 | 0.19341 | 7 | 0.74163
24433 | 4.08 | 1 | 365 | 4.6451 | 0.34979 | 4 | 0.99485
19203 | 11.44 | 1 | 365 | 13.0244 | 0.21609 | 13 | 0.24045
25779 | 9.54 | 1 | 365 | 10.8612 | 0.86202 | 11 | 0.72325
24430 | 16.12 | 1 | 365 | 18.3525 | 0.94085 | 19 | 0.29337
20144 | 5.75 | 1 | 365 | 6.5463 | 0.17679 | 6 | 0.72313
19626 | 5.46 | 1 | 365 | 6.2162 | 0.51222 | 6 | 0.7284
20121 | 10.965 | 1 | 365 | 12.4836 | 0.12757 | 12 | 0.61115
19943 | 5.1 | 1 | 365 | 5.8063 | 0.68724 | 6 | 0.49356
19495 | 8.32 | 1 | 365 | 9.4723 | 0.066245 | 9 | 0.53851
24434 | 4.59 | 1 | 365 | 5.2257 | 0.51852 | 5 | 0.7442
19421 | 3.9 | 1 | 365 | 4.4401 | 0.9373 | 5 | 0.37743
24435 | 5.355 | 1 | 365 | 6.0966 | 0.2716 | 6 | 0.36824
19631 | 6.24 | 1 | 365 | 7.1042 | 0.29968 | 7 | 0.40388
19655 | 2.08 | 1 | 365 | 2.3681 | 0.76656 | 3 | 0.13463
21496 | 3.57 | 1 | 365 | 4.0644 | 0.18107 | 4 | 0.24549
24442 | 11.7 | 1 | 365 | 13.3204 | 0.81191 | 14 | 0.13228
17572 | 9.1 | 1 | 365 | 10.3603 | 0.85371 | 11 | 0.214
17579 | 6.885 | 1 | 365 | 7.8385 | 0.77778 | 8 | 0.6163
24446 | 5.46 | 1 | 365 | 6.2162 | 0.51222 | 6 | 0.7284
17918 | 7.54 | 1 | 365 | 8.5842 | 0.27878 | 8 | 0.86303
24451 | 3.92 | 1 | 365 | 4.4629 | 0.98313 | 5 | 0.44603
18991 | 4.08 | 1 | 365 | 4.6451 | 0.34979 | 4 | 0.99485
24372 | 5.215 | 1 | 365 | 5.9372 | 0.95078 | 6 | 0.88802
18966 | 9.36 | 1 | 365 | 10.6563 | 0.44953 | 11 | 0.10583
18434 | 11.22 | 1 | 365 | 12.7739 | 0.71193 | 13 | 0.48583
25986 | 11.22 | 1 | 365 | 12.7739 | 0.71193 | 13 | 0.48583
24375 | 6.065 | 1 | 365 | 6.905 | 0.89865 | 7 | 0.80361
24454 | 9.8 | 1 | 365 | 11.1572 | 0.45784 | 11 | 0.61507
24456 | 10.36 | 1 | 365 | 11.7948 | 0.74114 | 12 | 0.53594
24583 | 10.2 | 1 | 365 | 11.6126 | 0.37448 | 11 | 0.98712
24458 | 4.2 | 1 | 365 | 4.7817 | 0.62479 | 5 | 0.40646
24584 | 16.64 | 1 | 365 | 18.9445 | 0.13249 | 19 | 0.077024
24585 | 8.25 | 1 | 365 | 9.3926 | 0.90583 | 10 | 0.2984
24586 | 4.59 | 1 | 365 | 5.2257 | 0.51852 | 5 | 0.7442
24587 | 11.18 | 1 | 365 | 12.7284 | 0.62027 | 13 | 0.34863
24589 | 8.06 | 1 | 365 | 9.1763 | 0.47042 | 9 | 0.64668
24459 | 8.96 | 1 | 365 | 10.2009 | 0.53288 | 10 | 0.73378
24420 | 7.65 | 1 | 365 | 8.7095 | 0.53086 | 9 | 0.24034
25782 | 7.685 | 1 | 365 | 8.7493 | 0.61107 | 9 | 0.36039
25786 | 9.1 | 1 | 365 | 10.3603 | 0.85371 | 11 | 0.214
25789 | 7.54 | 1 | 365 | 8.5842 | 0.27878 | 8 | 0.86303
25790 | 2.86 | 1 | 365 | 3.2561 | 0.55402 | 3 | 0.81011
25791 | 9.1 | 1 | 365 | 10.3603 | 0.85371 | 11 | 0.214
25795 | 5.46 | 1 | 365 | 6.2162 | 0.51222 | 6 | 0.7284
25794 | 2.08 | 1 | 365 | 2.3681 | 0.76656 | 3 | 0.13463
24664 | 6.5 | 1 | 365 | 7.4002 | 0.8955 | 8 | 0.29571
22284 | 6.5 | 1 | 365 | 7.4002 | 0.8955 | 8 | 0.29571
24666 | 6.12 | 1 | 365 | 6.9676 | 0.02469 | 6 | 0.99227
24667 | 4.59 | 1 | 365 | 5.2257 | 0.51852 | 5 | 0.7442
25798 | 6.76 | 1 | 365 | 7.6962 | 0.49132 | 8 | 0.18754
25800 | 2.34 | 1 | 365 | 2.6641 | 0.36238 | 3 | 0.026456
25801 | 4.94 | 1 | 365 | 5.6242 | 0.32058 | 5 | 0.94474
24675 | 5.1 | 1 | 365 | 5.8063 | 0.68724 | 6 | 0.49356
24677 | 8.415 | 1 | 365 | 9.5804 | 0.28395 | 9 | 0.86437
24669 | 5.46 | 1 | 365 | 6.2162 | 0.51222 | 6 | 0.7284
17658 | 4.16 | 1 | 365 | 4.7361 | 0.53312 | 5 | 0.26926
24411 | 4.94 | 1 | 365 | 5.6242 | 0.32058 | 5 | 0.94474
25803 | 9.1 | 1 | 365 | 10.3603 | 0.85371 | 11 | 0.214
24482 | 9.1 | 1 | 365 | 10.3603 | 0.85371 | 11 | 0.214
25802 | 8.32 | 1 | 365 | 9.4723 | 0.066245 | 9 | 0.53851
20597 | 4.42 | 1 | 365 | 5.0321 | 0.12894 | 5 | 0.16108
25805 | 5.46 | 1 | 365 | 6.2162 | 0.51222 | 6 | 0.7284
24670 | 4.25 | 1 | 365 | 4.8386 | 0.73937 | 5 | 0.57797
25841 | 3.975 | 1 | 365 | 4.5255 | 0.10917 | 4 | 0.63469
24678 | 3.64 | 1 | 365 | 4.1441 | 0.34148 | 4 | 0.4856
25842 | 8.84 | 1 | 365 | 10.0643 | 0.25789 | 10 | 0.32217
25843 | 9.435 | 1 | 365 | 10.7417 | 0.6214 | 11 | 0.36308
24452 | 5.46 | 1 | 365 | 6.2162 | 0.51222 | 6 | 0.7284
24518 | 8.215 | 1 | 365 | 9.3527 | 0.82563 | 10 | 0.17835
25844 | 4.59 | 1 | 365 | 5.2257 | 0.51852 | 5 | 0.7442
25845 | 7.02 | 1 | 365 | 7.9922 | 0.087144 | 8 | 0.079369
25846 | 5.98 | 1 | 365 | 6.8082 | 0.70386 | 7 | 0.51206
25847 | 2.86 | 1 | 365 | 3.2561 | 0.55402 | 3 | 0.81011
24672 | 5.94 | 1 | 365 | 6.7627 | 0.6122 | 7 | 0.37485
24565 | 4.68 | 1 | 365 | 5.3282 | 0.72476 | 6 | 0.052913
24674 | 3.12 | 1 | 365 | 3.5521 | 0.14984 | 3 | 0.70194
24668 | 6.5 | 1 | 365 | 7.4002 | 0.8955 | 8 | 0.29571
24551 | 2.6 | 1 | 365 | 2.9601 | 0.9582 | 3 | 0.91828
25848 | 4.16 | 1 | 365 | 4.7361 | 0.53312 | 5 | 0.26926
24625 | 8.84 | 1 | 365 | 10.0643 | 0.25789 | 10 | 0.32217
25849 | 3.64 | 1 | 365 | 4.1441 | 0.34148 | 4 | 0.4856
24681 | 3.9 | 1 | 365 | 4.4401 | 0.9373 | 5 | 0.37743
25851 | 8.84 | 1 | 365 | 10.0643 | 0.25789 | 10 | 0.32217
24683 | 9.36 | 1 | 365 | 10.6563 | 0.44953 | 11 | 0.10583
25850 | 10.92 | 1 | 365 | 12.4324 | 0.024447 | 12 | 0.4568
24684 | 10.4 | 1 | 365 | 11.8403 | 0.83281 | 12 | 0.67314
24688 | 10.4 | 1 | 365 | 11.8403 | 0.83281 | 12 | 0.67314
25852 | 5.2 | 1 | 365 | 5.9202 | 0.9164 | 6 | 0.83657
25853 | 7.8 | 1 | 365 | 8.8803 | 0.8746 | 9 | 0.75485
25932 | 3.38 | 1 | 365 | 3.8481 | 0.74566 | 4 | 0.59377
24695 | 3.825 | 1 | 365 | 4.3547 | 0.76543 | 5 | 0.12017
24696 | 8.84 | 1 | 365 | 10.0643 | 0.25789 | 10 | 0.32217
25933 | 8.32 | 1 | 365 | 9.4723 | 0.066245 | 9 | 0.53851
24698 | 13.005 | 1 | 365 | 14.8061 | 0.80247 | 15 | 0.60858
25934 | 5.98 | 1 | 365 | 6.8082 | 0.70386 | 7 | 0.51206
24700 | 4.95 | 1 | 365 | 5.6355 | 0.3435 | 5 | 0.97904
24706 | 9.8 | 1 | 365 | 11.1572 | 0.45784 | 11 | 0.61507
25936 | 4.16 | 1 | 365 | 4.7361 | 0.53312 | 5 | 0.26926
24708 | 5.88 | 1 | 365 | 6.6943 | 0.4747 | 7 | 0.16904
24709 | 5.88 | 1 | 365 | 6.6943 | 0.4747 | 7 | 0.16904
25939 | 8.58 | 1 | 365 | 9.7683 | 0.66207 | 10 | 0.43034
24710 | 5.6 | 1 | 365 | 6.3756 | 0.83305 | 7 | 0.20861
24711 | 7.425 | 1 | 365 | 8.4533 | 0.015249 | 8 | 0.46856
25941 | 5.72 | 1 | 365 | 6.5122 | 0.10804 | 6 | 0.62023
24713 | 10.64 | 1 | 365 | 12.1136 | 0.38279 | 12 | 0.49637
24714 | 5.32 | 1 | 365 | 6.0568 | 0.1914 | 6 | 0.24818
25942 | 3.64 | 1 | 365 | 4.1441 | 0.34148 | 4 | 0.4856
24716 | 6.72 | 1 | 365 | 7.6507 | 0.39966 | 8 | 0.050337
25943 | 5.2 | 1 | 365 | 5.9202 | 0.9164 | 6 | 0.83657
25944 | 7.8 | 1 | 365 | 8.8803 | 0.8746 | 9 | 0.75485
24717 | 11 | 1 | 365 | 12.5234 | 0.20778 | 12 | 0.73121
25759 | 9.45 | 1 | 365 | 10.7588 | 0.65577 | 11 | 0.41454
24721 | 9.18 | 1 | 365 | 10.4514 | 0.037035 | 10 | 0.48841
24727 | 4.42 | 1 | 365 | 5.0321 | 0.12894 | 5 | 0.16108
24729 | 4.335 | 1 | 365 | 4.9354 | 0.93416 | 5 | 0.86953
24712 | 10.66 | 1 | 365 | 12.1363 | 0.42863 | 12 | 0.56497
21746 | 8.06 | 1 | 365 | 9.1763 | 0.47042 | 9 | 0.64668
25890 | 4.94 | 1 | 365 | 5.6242 | 0.32058 | 5 | 0.94474
21667 | 6.24 | 1 | 365 | 7.1042 | 0.29968 | 7 | 0.40388
25895 | 5.3 | 1 | 365 | 6.034 | 0.14556 | 6 | 0.17958
25900 | 6 | 1 | 365 | 6.831 | 0.7497 | 7 | 0.58066
21642 | 4.94 | 1 | 365 | 5.6242 | 0.32058 | 5 | 0.94474
21630 | 8.58 | 1 | 365 | 9.7683 | 0.66207 | 10 | 0.43034
21748 | 7.28 | 1 | 365 | 8.2882 | 0.68296 | 8 | 0.9712
22157 | 14.04 | 1 | 365 | 15.9845 | 0.17429 | 16 | 0.15874
24918 | 7.28 | 1 | 365 | 8.2882 | 0.68296 | 8 | 0.9712
24919 | 4.94 | 1 | 365 | 5.6242 | 0.32058 | 5 | 0.94474
24921 | 6.63 | 1 | 365 | 7.5482 | 0.19341 | 7 | 0.74163
24920 | 5.3 | 1 | 365 | 6.034 | 0.14556 | 6 | 0.17958
24846 | 4.94 | 1 | 365 | 5.6242 | 0.32058 | 5 | 0.94474
24847 | 7.54 | 1 | 365 | 8.5842 | 0.27878 | 8 | 0.86303
24922 | 4.16 | 1 | 365 | 4.7361 | 0.53312 | 5 | 0.26926
24924 | 4.68 | 1 | 365 | 5.3282 | 0.72476 | 6 | 0.052913
24848 | 9.945 | 1 | 365 | 11.3223 | 0.79012 | 12 | 0.11244
24926 | 11.7 | 1 | 365 | 13.3204 | 0.81191 | 14 | 0.13228
24008 | 4.42 | 1 | 365 | 5.0321 | 0.12894 | 5 | 0.16108
24007 | 8.415 | 1 | 365 | 9.5804 | 0.28395 | 9 | 0.86437
24099 | 7.28 | 1 | 365 | 8.2882 | 0.68296 | 8 | 0.9712
24850 | 9.36 | 1 | 365 | 10.6563 | 0.44953 | 11 | 0.10583
24852 | 8.16 | 1 | 365 | 9.2901 | 0.69959 | 9 | 0.98969
24858 | 4.94 | 1 | 365 | 5.6242 | 0.32058 | 5 | 0.94474
24857 | 13.52 | 1 | 365 | 15.3924 | 0.98265 | 16 | 0.37508
24925 | 8.58 | 1 | 365 | 9.7683 | 0.66207 | 10 | 0.43034
24928 | 6.375 | 1 | 365 | 7.2579 | 0.60905 | 7 | 0.86695
24927 | 8.84 | 1 | 365 | 10.0643 | 0.25789 | 10 | 0.32217
24929 | 13 | 1 | 365 | 14.8004 | 0.79101 | 15 | 0.59142
24930 | 12.22 | 1 | 365 | 13.9124 | 0.0035475 | 13 | 0.91594
24934 | 7.28 | 1 | 365 | 8.2882 | 0.68296 | 8 | 0.9712
24932 | 9.88 | 1 | 365 | 11.2483 | 0.64117 | 11 | 0.88948
24862 | 2.34 | 1 | 365 | 2.6641 | 0.36238 | 3 | 0.026456
24933 | 10.14 | 1 | 365 | 11.5443 | 0.23699 | 11 | 0.78131
24865 | 7.02 | 1 | 365 | 7.9922 | 0.087144 | 8 | 0.079369
24935 | 8.16 | 1 | 365 | 9.2901 | 0.69959 | 9 | 0.98969
24863 | 4 | 1 | 365 | 4.554 | 0.16646 | 4 | 0.72044
24936 | 6.76 | 1 | 365 | 7.6962 | 0.49132 | 8 | 0.18754
24943 | 4.94 | 1 | 365 | 5.6242 | 0.32058 | 5 | 0.94474
24946 | 4.16 | 1 | 365 | 4.7361 | 0.53312 | 5 | 0.26926
24945 | 9.88 | 1 | 365 | 11.2483 | 0.64117 | 11 | 0.88948
24950 | 9.36 | 1 | 365 | 10.6563 | 0.44953 | 11 | 0.10583
24954 | 4.42 | 1 | 365 | 5.0321 | 0.12894 | 5 | 0.16108
24956 | 5.61 | 1 | 365 | 6.3869 | 0.85597 | 7 | 0.24291
24866 | 6.24 | 1 | 365 | 7.1042 | 0.29968 | 7 | 0.40388
24867 | 8.84 | 1 | 365 | 10.0643 | 0.25789 | 10 | 0.32217
24854 | 7.02 | 1 | 365 | 7.9922 | 0.087144 | 8 | 0.079369
24870 | 5.72 | 1 | 365 | 6.5122 | 0.10804 | 6 | 0.62023
24869 | 6.76 | 1 | 365 | 7.6962 | 0.49132 | 8 | 0.18754
24871 | 3.9 | 1 | 365 | 4.4401 | 0.9373 | 5 | 0.37743
24859 | 8.06 | 1 | 365 | 9.1763 | 0.47042 | 9 | 0.64668
24873 | 6.76 | 1 | 365 | 7.6962 | 0.49132 | 8 | 0.18754
24876 | 4.94 | 1 | 365 | 5.6242 | 0.32058 | 5 | 0.94474
24875 | 8.84 | 1 | 365 | 10.0643 | 0.25789 | 10 | 0.32217
24879 | 12.19 | 1 | 365 | 13.8782 | 0.9348 | 14 | 0.81304
24881 | 5.98 | 1 | 365 | 6.8082 | 0.70386 | 7 | 0.51206
24883 | 5.72 | 1 | 365 | 6.5122 | 0.10804 | 6 | 0.62023
24885 | 5.98 | 1 | 365 | 6.8082 | 0.70386 | 7 | 0.51206
24888 | 3.38 | 1 | 365 | 3.8481 | 0.74566 | 4 | 0.59377
24894 | 5.2 | 1 | 365 | 5.9202 | 0.9164 | 6 | 0.83657
24895 | 5.98 | 1 | 365 | 6.8082 | 0.70386 | 7 | 0.51206
24896 | 8.84 | 1 | 365 | 10.0643 | 0.25789 | 10 | 0.32217
24898 | 5.865 | 1 | 365 | 6.6773 | 0.44033 | 7 | 0.11759
24899 | 4.95 | 1 | 365 | 5.6355 | 0.3435 | 5 | 0.97904
24900 | 3.64 | 1 | 365 | 4.1441 | 0.34148 | 4 | 0.4856
24902 | 6.875 | 1 | 365 | 7.8271 | 0.75486 | 8 | 0.582
24903 | 7.54 | 1 | 365 | 8.5842 | 0.27878 | 8 | 0.86303
24906 | 4.68 | 1 | 365 | 5.3282 | 0.72476 | 6 | 0.052913
24907 | 10.14 | 1 | 365 | 11.5443 | 0.23699 | 11 | 0.78131
24908 | 10.4 | 1 | 365 | 11.8403 | 0.83281 | 12 | 0.67314
24904 | 7.02 | 1 | 365 | 7.9922 | 0.087144 | 8 | 0.079369
24910 | 7.02 | 1 | 365 | 7.9922 | 0.087144 | 8 | 0.079369
24911 | 10.4 | 1 | 365 | 11.8403 | 0.83281 | 12 | 0.67314
24913 | 8.84 | 1 | 365 | 10.0643 | 0.25789 | 10 | 0.32217
24914 | 5.72 | 1 | 365 | 6.5122 | 0.10804 | 6 | 0.62023
24915 | 10.4 | 1 | 365 | 11.8403 | 0.83281 | 12 | 0.67314
24916 | 4.68 | 1 | 365 | 5.3282 | 0.72476 | 6 | 0.052913
24917 | 3.825 | 1 | 365 | 4.3547 | 0.76543 | 5 | 0.12017
25901 | 8.925 | 1 | 365 | 10.1611 | 0.45267 | 10 | 0.61373
25903 | 5.1 | 1 | 365 | 5.8063 | 0.68724 | 6 | 0.49356
25905 | 12.24 | 1 | 365 | 13.9352 | 0.04938 | 13 | 0.98454
25913 | 8.84 | 1 | 365 | 10.0643 | 0.25789 | 10 | 0.32217
25911 | 4.68 | 1 | 365 | 5.3282 | 0.72476 | 6 | 0.052913
25915 | 6.76 | 1 | 365 | 7.6962 | 0.49132 | 8 | 0.18754
25919 | 4.68 | 1 | 365 | 5.3282 | 0.72476 | 6 | 0.052913
26104 | 4.9 | 1 | 365 | 5.5786 | 0.22892 | 5 | 0.80754
26105 | 5.98 | 1 | 365 | 6.8082 | 0.70386 | 7 | 0.51206
26106 | 12.24 | 1 | 365 | 13.9352 | 0.04938 | 13 | 0.98454
26109 | 11.73 | 1 | 365 | 13.3545 | 0.88066 | 14 | 0.23519
26112 | 6.89 | 1 | 365 | 7.8442 | 0.78923 | 8 | 0.63346
26117 | 8.48 | 1 | 365 | 9.6544 | 0.4329 | 10 | 0.087329
26397 | 5.2 | 1 | 365 | 5.9202 | 0.9164 | 6 | 0.83657
26011 | 6.5 | 1 | 365 | 7.4002 | 0.8955 | 8 | 0.29571
26039 | 6.07 | 1 | 365 | 6.9107 | 0.91011 | 7 | 0.82077
25796 | 10.75 | 1 | 365 | 12.2388 | 0.63487 | 12 | 0.87368
26159 | 9.35 | 1 | 365 | 10.6449 | 0.42661 | 11 | 0.071525
26248 | 7.28 | 1 | 365 | 8.2882 | 0.68296 | 8 | 0.9712
26222 | 8.93 | 1 | 365 | 10.1667 | 0.46413 | 10 | 0.63088
25462 | 7.28 | 1 | 365 | 8.2882 | 0.68296 | 8 | 0.9712
25440 | 7.155 | 1 | 365 | 8.1459 | 0.39651 | 8 | 0.54243
25451 | 4.16 | 1 | 365 | 4.7361 | 0.53312 | 5 | 0.26926
25458 | 3.9 | 1 | 365 | 4.4401 | 0.9373 | 5 | 0.37743
25466 | 2.12 | 1 | 365 | 2.4136 | 0.85823 | 3 | 0.27183
25469 | 2.34 | 1 | 365 | 2.6641 | 0.36238 | 3 | 0.026456
25475 | 7.8 | 1 | 365 | 8.8803 | 0.8746 | 9 | 0.75485
25581 | 12.15 | 1 | 365 | 13.8327 | 0.84313 | 14 | 0.67583
25244 | 7.65 | 1 | 365 | 8.7095 | 0.53086 | 9 | 0.24034
24796 | 9.36 | 1 | 365 | 10.6563 | 0.44953 | 11 | 0.10583
24961 | 13.52 | 1 | 365 | 15.3924 | 0.98265 | 16 | 0.37508
25116 | 5.46 | 1 | 365 | 6.2162 | 0.51222 | 6 | 0.7284
25121 | 7.8 | 1 | 365 | 8.8803 | 0.8746 | 9 | 0.75485
24892 | 10.92 | 1 | 365 | 12.4324 | 0.024447 | 12 | 0.4568
25124 | 10.14 | 1 | 365 | 11.5443 | 0.23699 | 11 | 0.78131
25127 | 12.48 | 1 | 365 | 14.2084 | 0.59937 | 14 | 0.80777
24886 | 11.96 | 1 | 365 | 13.6164 | 0.40773 | 14 | 0.024111
25354 | 9.88 | 1 | 365 | 11.2483 | 0.64117 | 11 | 0.88948
24923 | 8.32 | 1 | 365 | 9.4723 | 0.066245 | 9 | 0.53851
25134 | 9.88 | 1 | 365 | 11.2483 | 0.64117 | 11 | 0.88948
26070 | 11.96 | 1 | 365 | 13.6164 | 0.40773 | 14 | 0.024111
26071 | 7.25 | 1 | 365 | 8.2541 | 0.61422 | 8 | 0.86829
26074 | 6.22 | 1 | 365 | 7.0814 | 0.25385 | 7 | 0.33528
26076 | 6.07 | 1 | 365 | 6.9107 | 0.91011 | 7 | 0.82077
26078 | 6.47 | 1 | 365 | 7.3661 | 0.82676 | 8 | 0.19281
26082 | 6.5 | 1 | 365 | 7.4002 | 0.8955 | 8 | 0.29571
26080 | 3.98 | 1 | 365 | 4.5312 | 0.12063 | 4 | 0.65184
26084 | 4.68 | 1 | 365 | 5.3282 | 0.72476 | 6 | 0.052913
26083 | 4.53 | 1 | 365 | 5.1574 | 0.38102 | 5 | 0.5384
26090 | 3.78 | 1 | 365 | 4.3035 | 0.66231 | 4 | 0.96581
26092 | 6.82 | 1 | 365 | 7.7645 | 0.62882 | 8 | 0.39335
26095 | 6.47 | 1 | 365 | 7.3661 | 0.82676 | 8 | 0.19281
26096 | 9.88 | 1 | 365 | 11.2483 | 0.64117 | 11 | 0.88948
26098 | 4.94 | 1 | 365 | 5.6242 | 0.32058 | 5 | 0.94474
26101 | 8.32 | 1 | 365 | 9.4723 | 0.066245 | 9 | 0.53851
26099 | 12.19 | 1 | 365 | 13.8782 | 0.9348 | 14 | 0.81304
26103 | 10.4 | 1 | 365 | 11.8403 | 0.83281 | 12 | 0.67314
26100 | 9.36 | 1 | 365 | 10.6563 | 0.44953 | 11 | 0.10583
26102 | 7.54 | 1 | 365 | 8.5842 | 0.27878 | 8 | 0.86303
26097 | 7.15 | 1 | 365 | 8.1402 | 0.38505 | 8 | 0.52528
26124 | 11.5 | 1 | 365 | 13.0927 | 0.35358 | 13 | 0.44626
26134 | 11.22 | 1 | 365 | 12.7739 | 0.71193 | 13 | 0.48583
26136 | 10.4 | 1 | 365 | 11.8403 | 0.83281 | 12 | 0.67314
26143 | 6.24 | 1 | 365 | 7.1042 | 0.29968 | 7 | 0.40388
26140 | 7.975 | 1 | 365 | 9.0795 | 0.27564 | 9 | 0.35512
26141 | 11 | 1 | 365 | 12.5234 | 0.20778 | 12 | 0.73121
26144 | 5.865 | 1 | 365 | 6.6773 | 0.44033 | 7 | 0.11759
26146 | 7.28 | 1 | 365 | 8.2882 | 0.68296 | 8 | 0.9712
26148 | 6.05 | 1 | 365 | 6.8879 | 0.86428 | 7 | 0.75216
26154 | 6.12 | 1 | 365 | 6.9676 | 0.02469 | 6 | 0.99227
26155 | 6.89 | 1 | 365 | 7.8442 | 0.78923 | 8 | 0.63346
26156 | 8.67 | 1 | 365 | 9.8707 | 0.86831 | 10 | 0.73905
26157 | 5.61 | 1 | 365 | 6.3869 | 0.85597 | 7 | 0.24291
26158 | 6.16 | 1 | 365 | 7.0131 | 0.11635 | 7 | 0.12948
26160 | 5.1 | 1 | 365 | 5.8063 | 0.68724 | 6 | 0.49356
26161 | 6.82 | 1 | 365 | 7.7645 | 0.62882 | 8 | 0.39335
26162 | 5.1 | 1 | 365 | 5.8063 | 0.68724 | 6 | 0.49356
26163 | 3.83 | 1 | 365 | 4.3604 | 0.77689 | 5 | 0.13732
26165 | 15.4 | 1 | 365 | 17.5328 | 0.29089 | 17 | 0.82369
26166 | 8.32 | 1 | 365 | 9.4723 | 0.066245 | 9 | 0.53851
26167 | 12.65 | 1 | 365 | 14.4019 | 0.98894 | 15 | 0.39089
26169 | 6.76 | 1 | 365 | 7.6962 | 0.49132 | 8 | 0.18754
26170 | 11.2 | 1 | 365 | 12.7511 | 0.6661 | 13 | 0.41723
26172 | 16.8 | 1 | 365 | 19.1267 | 0.49915 | 19 | 0.62584
26173 | 5.78 | 1 | 365 | 6.5805 | 0.24554 | 6 | 0.82603
26175 | 5.04 | 1 | 365 | 5.738 | 0.54974 | 6 | 0.28775
26184 | 6.76 | 1 | 365 | 7.6962 | 0.49132 | 8 | 0.18754
26190 | 10.725 | 1 | 365 | 12.2103 | 0.57758 | 12 | 0.78793
26192 | 12.22 | 1 | 365 | 13.9124 | 0.0035475 | 13 | 0.91594
26200 | 8.67 | 1 | 365 | 9.8707 | 0.86831 | 10 | 0.73905
26204 | 5.565 | 1 | 365 | 6.3357 | 0.75284 | 7 | 0.08856
26207 | 5.98 | 1 | 365 | 6.8082 | 0.70386 | 7 | 0.51206
26206 | 5.2 | 1 | 365 | 5.9202 | 0.9164 | 6 | 0.83657
26208 | 9.62 | 1 | 365 | 10.9523 | 0.045346 | 10 | 0.99765
26210 | 5.72 | 1 | 365 | 6.5122 | 0.10804 | 6 | 0.62023
26212 | 5.2 | 1 | 365 | 5.9202 | 0.9164 | 6 | 0.83657
26211 | 4.94 | 1 | 365 | 5.6242 | 0.32058 | 5 | 0.94474
26215 | 7.54 | 1 | 365 | 8.5842 | 0.27878 | 8 | 0.86303
26214 | 8.16 | 1 | 365 | 9.2901 | 0.69959 | 9 | 0.98969
26217 | 4.4 | 1 | 365 | 5.0094 | 0.08311 | 5 | 0.092482
26220 | 5.46 | 1 | 365 | 6.2162 | 0.51222 | 6 | 0.7284
26219 | 5.98 | 1 | 365 | 6.8082 | 0.70386 | 7 | 0.51206
26221 | 2.34 | 1 | 365 | 2.6641 | 0.36238 | 3 | 0.026456
26010 | 8.25 | 1 | 365 | 9.3926 | 0.90583 | 10 | 0.2984
26226 | 4.42 | 1 | 365 | 5.0321 | 0.12894 | 5 | 0.16108
26224 | 11.7 | 1 | 365 | 13.3204 | 0.81191 | 14 | 0.13228
26228 | 8.42 | 1 | 365 | 9.5861 | 0.29541 | 9 | 0.88152
26227 | 5.72 | 1 | 365 | 6.5122 | 0.10804 | 6 | 0.62023
26230 | 6.44 | 1 | 365 | 7.3319 | 0.75801 | 8 | 0.089906
26485 | 9.75 | 1 | 365 | 11.1003 | 0.34326 | 11 | 0.44357
26088 | 6.73 | 1 | 365 | 7.6621 | 0.42258 | 8 | 0.084638
26048 | 6.82 | 1 | 365 | 7.7645 | 0.62882 | 8 | 0.39335
25897 | 8.32 | 1 | 365 | 9.4723 | 0.066245 | 9 | 0.53851
26232 | 4.68 | 1 | 365 | 5.3282 | 0.72476 | 6 | 0.052913
26233 | 3.9 | 1 | 365 | 4.4401 | 0.9373 | 5 | 0.37743
26238 | 9 | 1 | 365 | 10.2464 | 0.62454 | 10 | 0.87099
26168 | 7.2 | 1 | 365 | 8.1972 | 0.49964 | 8 | 0.69679
26240 | 3.38 | 1 | 365 | 3.8481 | 0.74566 | 4 | 0.59377
26231 | 3.92 | 1 | 365 | 4.4629 | 0.98313 | 5 | 0.44603
26242 | 5.78 | 1 | 365 | 6.5805 | 0.24554 | 6 | 0.82603
26241 | 7.75 | 1 | 365 | 8.8233 | 0.76002 | 9 | 0.58335
26243 | 5.2 | 1 | 365 | 5.9202 | 0.9164 | 6 | 0.83657
26239 | 5.865 | 1 | 365 | 6.6773 | 0.44033 | 7 | 0.11759
26246 | 6.24 | 1 | 365 | 7.1042 | 0.29968 | 7 | 0.40388
26249 | 6.73 | 1 | 365 | 7.6621 | 0.42258 | 8 | 0.084638
26250 | 7.02 | 1 | 365 | 7.9922 | 0.087144 | 8 | 0.079369
26254 | 10.4 | 1 | 365 | 11.8403 | 0.83281 | 12 | 0.67314
26255 | 8.93 | 1 | 365 | 10.1667 | 0.46413 | 10 | 0.63088
26256 | 11.73 | 1 | 365 | 13.3545 | 0.88066 | 14 | 0.23519
26257 | 9.275 | 1 | 365 | 10.5595 | 0.25474 | 10 | 0.81427
26258 | 3.57 | 1 | 365 | 4.0644 | 0.18107 | 4 | 0.24549
26259 | 2.915 | 1 | 365 | 3.3187 | 0.68006 | 3 | 0.99877
26260 | 5.1 | 1 | 365 | 5.8063 | 0.68724 | 6 | 0.49356
26262 | 6.5 | 1 | 365 | 7.4002 | 0.8955 | 8 | 0.29571
26261 | 7.8 | 1 | 365 | 8.8803 | 0.8746 | 9 | 0.75485
26614 | 11.22 | 1 | 365 | 12.7739 | 0.71193 | 13 | 0.48583
24958 | 6.63 | 1 | 365 | 7.5482 | 0.19341 | 7 | 0.74163
24959 | 5.46 | 1 | 365 | 6.2162 | 0.51222 | 6 | 0.7284
25181 | 3.38 | 1 | 365 | 3.8481 | 0.74566 | 4 | 0.59377
24962 | 5.46 | 1 | 365 | 6.2162 | 0.51222 | 6 | 0.7284
25553 | 12.48 | 1 | 365 | 14.2084 | 0.59937 | 14 | 0.80777
25557 | 3.64 | 1 | 365 | 4.1441 | 0.34148 | 4 | 0.4856
25031 | 8.58 | 1 | 365 | 9.7683 | 0.66207 | 10 | 0.43034
26619 | 2.805 | 1 | 365 | 3.1935 | 0.42798 | 3 | 0.62146
26174 | 9.715 | 1 | 365 | 11.0605 | 0.26305 | 11 | 0.32351
24529 | 10.92 | 1 | 365 | 12.4324 | 0.024447 | 12 | 0.4568
26627 | 4.42 | 1 | 365 | 5.0321 | 0.12894 | 5 | 0.16108
26629 | 5.46 | 1 | 365 | 6.2162 | 0.51222 | 6 | 0.7284
26634 | 6.5 | 1 | 365 | 7.4002 | 0.8955 | 8 | 0.29571
26660 | 16.64 | 1 | 365 | 18.9445 | 0.13249 | 19 | 0.077024
26674 | 7.84 | 1 | 365 | 8.9258 | 0.96627 | 9 | 0.89206
26681 | 3.38 | 1 | 365 | 3.8481 | 0.74566 | 4 | 0.59377
26677 | 10 | 1 | 365 | 11.3849 | 0.91616 | 12 | 0.3011
26689 | 8.32 | 1 | 365 | 9.4723 | 0.066245 | 9 | 0.53851
26688 | 7.8 | 1 | 365 | 8.8803 | 0.8746 | 9 | 0.75485
26692 | 6 | 1 | 365 | 6.831 | 0.7497 | 7 | 0.58066
26691 | 7.8 | 1 | 365 | 8.8803 | 0.8746 | 9 | 0.75485
26693 | 7.6 | 1 | 365 | 8.6526 | 0.41628 | 9 | 0.068833
26695 | 8.06 | 1 | 365 | 9.1763 | 0.47042 | 9 | 0.64668
26697 | 7.2 | 1 | 365 | 8.1972 | 0.49964 | 8 | 0.69679
26702 | 9.275 | 1 | 365 | 10.5595 | 0.25474 | 10 | 0.81427
26700 | 9.52 | 1 | 365 | 10.8385 | 0.81618 | 11 | 0.65464
26709 | 3.38 | 1 | 365 | 3.8481 | 0.74566 | 4 | 0.59377
26715 | 11.18 | 1 | 365 | 12.7284 | 0.62027 | 13 | 0.34863
24527 | 9.1 | 1 | 365 | 10.3603 | 0.85371 | 11 | 0.214
21661 | 8.32 | 1 | 365 | 9.4723 | 0.066245 | 9 | 0.53851
24963 | 6.76 | 1 | 365 | 7.6962 | 0.49132 | 8 | 0.18754
25200 | 6.48 | 1 | 365 | 7.3774 | 0.84967 | 8 | 0.22711
26666 | 8.06 | 1 | 365 | 9.1763 | 0.47042 | 9 | 0.64668
26720 | 11.22 | 1 | 365 | 12.7739 | 0.71193 | 13 | 0.48583
26719 | 3.9 | 1 | 365 | 4.4401 | 0.9373 | 5 | 0.37743
26665 | 5.2 | 1 | 365 | 5.9202 | 0.9164 | 6 | 0.83657
26670 | 3.38 | 1 | 365 | 3.8481 | 0.74566 | 4 | 0.59377
26721 | 4.14 | 1 | 365 | 4.7134 | 0.48729 | 5 | 0.20065
26673 | 6.37 | 1 | 365 | 7.2522 | 0.59759 | 7 | 0.8498
26667 | 6.5 | 1 | 365 | 7.4002 | 0.8955 | 8 | 0.29571
24629 | 4.05 | 1 | 365 | 4.6109 | 0.28104 | 4 | 0.89194
26722 | 6.76 | 1 | 365 | 7.6962 | 0.49132 | 8 | 0.18754
24630 | 4.5 | 1 | 365 | 5.1232 | 0.31227 | 5 | 0.43549
24636 | 11.5 | 1 | 365 | 13.0927 | 0.35358 | 13 | 0.44626
24648 | 6.24 | 1 | 365 | 7.1042 | 0.29968 | 7 | 0.40388
24649 | 11.18 | 1 | 365 | 12.7284 | 0.62027 | 13 | 0.34863
26724 | 7.5 | 1 | 365 | 8.5387 | 0.18712 | 8 | 0.72582
24650 | 12.1 | 1 | 365 | 13.7758 | 0.72855 | 14 | 0.50433
26676 | 9.36 | 1 | 365 | 10.6563 | 0.44953 | 11 | 0.10583
24651 | 7.905 | 1 | 365 | 8.9998 | 0.11522 | 9 | 0.11502
24657 | 8.16 | 1 | 365 | 9.2901 | 0.69959 | 9 | 0.98969
26696 | 3.9 | 1 | 365 | 4.4401 | 0.9373 | 5 | 0.37743
24644 | 11.22 | 1 | 365 | 12.7739 | 0.71193 | 13 | 0.48583
26686 | 7.28 | 1 | 365 | 8.2882 | 0.68296 | 8 | 0.9712
26705 | 13.26 | 1 | 365 | 15.0964 | 0.38683 | 15 | 0.48325
26687 | 3.64 | 1 | 365 | 4.1441 | 0.34148 | 4 | 0.4856
26717 | 7.5 | 1 | 365 | 8.5387 | 0.18712 | 8 | 0.72582
26727 | 6.6 | 1 | 365 | 7.5141 | 0.12467 | 7 | 0.63872
26699 | 4.42 | 1 | 365 | 5.0321 | 0.12894 | 5 | 0.16108
23589 | 6.63 | 1 | 365 | 7.5482 | 0.19341 | 7 | 0.74163
24598 | 5.46 | 1 | 365 | 6.2162 | 0.51222 | 6 | 0.7284
24600 | 6.5 | 1 | 365 | 7.4002 | 0.8955 | 8 | 0.29571
24604 | 7.28 | 1 | 365 | 8.2882 | 0.68296 | 8 | 0.9712
26728 | 10.45 | 1 | 365 | 11.8973 | 0.94739 | 12 | 0.84465
21069 | 3.9 | 1 | 365 | 4.4401 | 0.9373 | 5 | 0.37743
21218 | 10.4 | 1 | 365 | 11.8403 | 0.83281 | 12 | 0.67314
22604 | 5.2 | 1 | 365 | 5.9202 | 0.9164 | 6 | 0.83657
26732 | 5.72 | 1 | 365 | 6.5122 | 0.10804 | 6 | 0.62023
24609 | 6.24 | 1 | 365 | 7.1042 | 0.29968 | 7 | 0.40388
26731 | 9.88 | 1 | 365 | 11.2483 | 0.64117 | 11 | 0.88948
26733 | 4.68 | 1 | 365 | 5.3282 | 0.72476 | 6 | 0.052913
26734 | 6.325 | 1 | 365 | 7.201 | 0.49447 | 7 | 0.69544
24607 | 6.5 | 1 | 365 | 7.4002 | 0.8955 | 8 | 0.29571
24610 | 2.6 | 1 | 365 | 2.9601 | 0.9582 | 3 | 0.91828
26735 | 8.8 | 1 | 365 | 10.0187 | 0.16622 | 10 | 0.18496
24612 | 8.32 | 1 | 365 | 9.4723 | 0.066245 | 9 | 0.53851
24576 | 5.98 | 1 | 365 | 6.8082 | 0.70386 | 7 | 0.51206
26736 | 8.925 | 1 | 365 | 10.1611 | 0.45267 | 10 | 0.61373
24623 | 9.88 | 1 | 365 | 11.2483 | 0.64117 | 11 | 0.88948
26737 | 8.32 | 1 | 365 | 9.4723 | 0.066245 | 9 | 0.53851
24626 | 3.9 | 1 | 365 | 4.4401 | 0.9373 | 5 | 0.37743
24628 | 5.46 | 1 | 365 | 6.2162 | 0.51222 | 6 | 0.7284
26738 | 3.9 | 1 | 365 | 4.4401 | 0.9373 | 5 | 0.37743
24631 | 5.72 | 1 | 365 | 6.5122 | 0.10804 | 6 | 0.62023
24639 | 10.4 | 1 | 365 | 11.8403 | 0.83281 | 12 | 0.67314
24646 | 8.58 | 1 | 365 | 9.7683 | 0.66207 | 10 | 0.43034
26739 | 8.58 | 1 | 365 | 9.7683 | 0.66207 | 10 | 0.43034
24655 | 5.98 | 1 | 365 | 6.8082 | 0.70386 | 7 | 0.51206
26740 | 4.77 | 1 | 365 | 5.4306 | 0.93101 | 6 | 0.36162
26741 | 5.2 | 1 | 365 | 5.9202 | 0.9164 | 6 | 0.83657
26743 | 13 | 1 | 365 | 14.8004 | 0.79101 | 15 | 0.59142
26744 | 11.5 | 1 | 365 | 13.0927 | 0.35358 | 13 | 0.44626
26745 | 7.75 | 1 | 365 | 8.8233 | 0.76002 | 9 | 0.58335
26747 | 9.945 | 1 | 365 | 11.3223 | 0.79012 | 12 | 0.11244
26746 | 7.65 | 1 | 365 | 8.7095 | 0.53086 | 9 | 0.24034
26748 | 6.75 | 1 | 365 | 7.6848 | 0.46841 | 8 | 0.15324
12865 | 14.85 | 1 | 365 | 16.9066 | 0.030498 | 16 | 0.93713
24617 | 6.095 | 1 | 365 | 6.9391 | 0.9674 | 7 | 0.90652
22603 | 9.52 | 1 | 365 | 10.8385 | 0.81618 | 11 | 0.65464
24633 | 3.47 | 1 | 365 | 3.9506 | 0.95191 | 4 | 0.90248
24637 | 4.47 | 1 | 365 | 5.0891 | 0.24352 | 5 | 0.33259
24643 | 5.215 | 1 | 365 | 5.9372 | 0.95078 | 6 | 0.88802
24647 | 4.98 | 1 | 365 | 5.6697 | 0.41225 | 6 | 0.081946
23894 | 10.71 | 1 | 365 | 12.1933 | 0.54321 | 12 | 0.73647
24654 | 3.775 | 1 | 365 | 4.2978 | 0.65085 | 4 | 0.94866
24659 | 5.98 | 1 | 365 | 6.8082 | 0.70386 | 7 | 0.51206
24656 | 4.47 | 1 | 365 | 5.0891 | 0.24352 | 5 | 0.33259
24661 | 2.98 | 1 | 365 | 3.3927 | 0.82902 | 4 | 0.22173
24663 | 10.71 | 1 | 365 | 12.1933 | 0.54321 | 12 | 0.73647
24665 | 8.67 | 1 | 365 | 9.8707 | 0.86831 | 10 | 0.73905
25284 | 4.235 | 1 | 365 | 4.8215 | 0.70499 | 5 | 0.52651
25286 | 5.47 | 1 | 365 | 6.2276 | 0.53514 | 6 | 0.7627
25281 | 8.96 | 1 | 365 | 10.2009 | 0.53288 | 10 | 0.73378
25288 | 3.47 | 1 | 365 | 3.9506 | 0.95191 | 4 | 0.90248
25289 | 8.59 | 1 | 365 | 9.7797 | 0.68498 | 10 | 0.46464
25292 | 10.215 | 1 | 365 | 11.6297 | 0.40886 | 12 | 0.03857
24621 | 7.848 | 1 | 365 | 8.9349 | 0.9846 | 9 | 0.9195
25103 | 9.315 | 1 | 365 | 10.6051 | 0.3464 | 10 | 0.95147
25224 | 8.32 | 1 | 365 | 9.4723 | 0.066245 | 9 | 0.53851
25233 | 4.94 | 1 | 365 | 5.6242 | 0.32058 | 5 | 0.94474
25235 | 6.76 | 1 | 365 | 7.6962 | 0.49132 | 8 | 0.18754
25242 | 7.8 | 1 | 365 | 8.8803 | 0.8746 | 9 | 0.75485
25243 | 3.18 | 1 | 365 | 3.6204 | 0.28734 | 3 | 0.90775
25245 | 3.12 | 1 | 365 | 3.5521 | 0.14984 | 3 | 0.70194
25246 | 7.905 | 1 | 365 | 8.9998 | 0.11522 | 9 | 0.11502
25247 | 3.12 | 1 | 365 | 3.5521 | 0.14984 | 3 | 0.70194
25248 | 12.455 | 1 | 365 | 14.1799 | 0.54208 | 14 | 0.72202
25250 | 9.1 | 1 | 365 | 10.3603 | 0.85371 | 11 | 0.214
25251 | 5.72 | 1 | 365 | 6.5122 | 0.10804 | 6 | 0.62023
25252 | 7.02 | 1 | 365 | 7.9922 | 0.087144 | 8 | 0.079369
25249 | 6.5 | 1 | 365 | 7.4002 | 0.8955 | 8 | 0.29571
26750 | 9.66 | 1 | 365 | 10.9978 | 0.13701 | 11 | 0.13486
25254 | 9.1 | 1 | 365 | 10.3603 | 0.85371 | 11 | 0.214
26753 | 7.695 | 1 | 365 | 8.7607 | 0.63399 | 9 | 0.39469
25256 | 5.46 | 1 | 365 | 6.2162 | 0.51222 | 6 | 0.7284
25257 | 8.06 | 1 | 365 | 9.1763 | 0.47042 | 9 | 0.64668
25260 | 5.46 | 1 | 365 | 6.2162 | 0.51222 | 6 | 0.7284
26757 | 7.14 | 1 | 365 | 8.1288 | 0.36214 | 8 | 0.49098
26762 | 7.28 | 1 | 365 | 8.2882 | 0.68296 | 8 | 0.9712
26766 | 18.36 | 1 | 365 | 20.9027 | 0.07407 | 20 | 0.97681
26768 | 5.1 | 1 | 365 | 5.8063 | 0.68724 | 6 | 0.49356
26770 | 12.14 | 1 | 365 | 13.8213 | 0.82022 | 14 | 0.64153
25253 | 11.44 | 1 | 365 | 13.0244 | 0.21609 | 13 | 0.24045
26773 | 4.42 | 1 | 365 | 5.0321 | 0.12894 | 5 | 0.16108
25255 | 5.865 | 1 | 365 | 6.6773 | 0.44033 | 7 | 0.11759
25258 | 10.4 | 1 | 365 | 11.8403 | 0.83281 | 12 | 0.67314
25259 | 8.84 | 1 | 365 | 10.0643 | 0.25789 | 10 | 0.32217
26776 | 5.98 | 1 | 365 | 6.8082 | 0.70386 | 7 | 0.51206
25261 | 13.52 | 1 | 365 | 15.3924 | 0.98265 | 16 | 0.37508
25262 | 5.72 | 1 | 365 | 6.5122 | 0.10804 | 6 | 0.62023
26778 | 10.08 | 1 | 365 | 11.476 | 0.099489 | 11 | 0.5755
25263 | 9.9 | 1 | 365 | 11.2711 | 0.687 | 11 | 0.95809
25264 | 6.25 | 1 | 365 | 7.1156 | 0.3226 | 7 | 0.43818
26779 | 4.94 | 1 | 365 | 5.6242 | 0.32058 | 5 | 0.94474
25265 | 5.98 | 1 | 365 | 6.8082 | 0.70386 | 7 | 0.51206
26781 | 7.84 | 1 | 365 | 8.9258 | 0.96627 | 9 | 0.89206
25266 | 5.46 | 1 | 365 | 6.2162 | 0.51222 | 6 | 0.7284
25267 | 4.32 | 1 | 365 | 4.9183 | 0.89978 | 5 | 0.81807
26784 | 7.56 | 1 | 365 | 8.607 | 0.32462 | 8 | 0.93163
26786 | 8.835 | 1 | 365 | 10.0586 | 0.24643 | 10 | 0.30502
25268 | 7.65 | 1 | 365 | 8.7095 | 0.53086 | 9 | 0.24034
26761 | 7.28 | 1 | 365 | 8.2882 | 0.68296 | 8 | 0.9712
25269 | 12.65 | 1 | 365 | 14.4019 | 0.98894 | 15 | 0.39089
25270 | 10.75 | 1 | 365 | 12.2388 | 0.63487 | 12 | 0.87368
25271 | 13.75 | 1 | 365 | 15.6543 | 0.50972 | 16 | 0.16401
25206 | 11.7 | 1 | 365 | 13.3204 | 0.81191 | 14 | 0.13228
25291 | 6.63 | 1 | 365 | 7.5482 | 0.19341 | 7 | 0.74163
25239 | 6 | 1 | 365 | 6.831 | 0.7497 | 7 | 0.58066
25240 | 9.6 | 1 | 365 | 10.9295 | 0.99951 | 11 | 0.92905
25237 | 5.4 | 1 | 365 | 6.1479 | 0.37473 | 6 | 0.52259
25234 | 5.5 | 1 | 365 | 6.2617 | 0.60389 | 6 | 0.8656
25509 | 7.7 | 1 | 365 | 8.7664 | 0.64544 | 9 | 0.41184
25510 | 11 | 1 | 365 | 12.5234 | 0.20778 | 12 | 0.73121
25511 | 5 | 1 | 365 | 5.6925 | 0.45808 | 6 | 0.15055
25512 | 5.5 | 1 | 365 | 6.2617 | 0.60389 | 6 | 0.8656
25513 | 8.8 | 1 | 365 | 10.0187 | 0.16622 | 10 | 0.18496
25514 | 8.67 | 1 | 365 | 9.8707 | 0.86831 | 10 | 0.73905
25515 | 6.12 | 1 | 365 | 6.9676 | 0.02469 | 6 | 0.99227
25516 | 7.15 | 1 | 365 | 8.1402 | 0.38505 | 8 | 0.52528
26785 | 6.05 | 1 | 365 | 6.8879 | 0.86428 | 7 | 0.75216
25517 | 7 | 1 | 365 | 7.9695 | 0.041312 | 8 | 0.010767
25537 | 8.75 | 1 | 365 | 9.9618 | 0.05164 | 10 | 0.013459
25538 | 3.78 | 1 | 365 | 4.3035 | 0.66231 | 4 | 0.96581
25539 | 6.63 | 1 | 365 | 7.5482 | 0.19341 | 7 | 0.74163
25541 | 9.5 | 1 | 365 | 10.8157 | 0.77035 | 11 | 0.58604
25543 | 6.25 | 1 | 365 | 7.1156 | 0.3226 | 7 | 0.43818
25629 | 7.54 | 1 | 365 | 8.5842 | 0.27878 | 8 | 0.86303
25527 | 12.74 | 1 | 365 | 14.5044 | 0.19519 | 14 | 0.6996
25547 | 3.1 | 1 | 365 | 3.5293 | 0.10401 | 3 | 0.63334
25555 | 6.75 | 1 | 365 | 7.6848 | 0.46841 | 8 | 0.15324
25344 | 3.924 | 1 | 365 | 4.4674 | 0.9923 | 5 | 0.45975
24995 | 18 | 1 | 365 | 20.4929 | 0.24909 | 20 | 0.74197
25531 | 4.16 | 1 | 365 | 4.7361 | 0.53312 | 5 | 0.26926
25526 | 2.86 | 1 | 365 | 3.2561 | 0.55402 | 3 | 0.81011
25564 | 11.44 | 1 | 365 | 13.0244 | 0.21609 | 13 | 0.24045
26789 | 14 | 1 | 365 | 15.9389 | 0.082624 | 16 | 0.021534
26767 | 5.72 | 1 | 365 | 6.5122 | 0.10804 | 6 | 0.62023
26790 | 9.62 | 1 | 365 | 10.9523 | 0.045346 | 10 | 0.99765
26788 | 2.6 | 1 | 365 | 2.9601 | 0.9582 | 3 | 0.91828
26771 | 2.34 | 1 | 365 | 2.6641 | 0.36238 | 3 | 0.026456
26792 | 10.66 | 1 | 365 | 12.1363 | 0.42863 | 12 | 0.56497
26775 | 4.94 | 1 | 365 | 5.6242 | 0.32058 | 5 | 0.94474
26794 | 8.32 | 1 | 365 | 9.4723 | 0.066245 | 9 | 0.53851
26933 | 9.08 | 1 | 365 | 10.3375 | 0.80787 | 11 | 0.1454
21419 | 6.63 | 1 | 365 | 7.5482 | 0.19341 | 7 | 0.74163
22191 | 8.16 | 1 | 365 | 9.2901 | 0.69959 | 9 | 0.98969
23939 | 6.885 | 1 | 365 | 7.8385 | 0.77778 | 8 | 0.6163
26860 | 5.2 | 1 | 365 | 5.9202 | 0.9164 | 6 | 0.83657
25579 | 5.72 | 1 | 365 | 6.5122 | 0.10804 | 6 | 0.62023
24957 | 23.14 | 1 | 365 | 26.3447 | 0.027994 | 26 | 0.37274
26863 | 7.02 | 1 | 365 | 7.9922 | 0.087144 | 8 | 0.079369
25591 | 3.64 | 1 | 365 | 4.1441 | 0.34148 | 4 | 0.4856
26877 | 8.32 | 1 | 365 | 9.4723 | 0.066245 | 9 | 0.53851
26938 | 6.12 | 1 | 365 | 6.9676 | 0.02469 | 6 | 0.99227
25573 | 5.98 | 1 | 365 | 6.8082 | 0.70386 | 7 | 0.51206
26941 | 3.06 | 1 | 365 | 3.4838 | 0.012345 | 3 | 0.49614
25603 | 12.495 | 1 | 365 | 14.2255 | 0.63374 | 14 | 0.85922
26942 | 5.225 | 1 | 365 | 5.9486 | 0.97369 | 6 | 0.92232
26943 | 4.675 | 1 | 365 | 5.3225 | 0.7133 | 6 | 0.035762
25580 | 6.89 | 1 | 365 | 7.8442 | 0.78923 | 8 | 0.63346
26945 | 5.46 | 1 | 365 | 6.2162 | 0.51222 | 6 | 0.7284
25582 | 5.3 | 1 | 365 | 6.034 | 0.14556 | 6 | 0.17958
25583 | 13.78 | 1 | 365 | 15.6884 | 0.57847 | 16 | 0.26691
26940 | 6.24 | 1 | 365 | 7.1042 | 0.29968 | 7 | 0.40388
26946 | 9.1 | 1 | 365 | 10.3603 | 0.85371 | 11 | 0.214
25585 | 7.83 | 1 | 365 | 8.9144 | 0.94335 | 9 | 0.85776
26948 | 4.94 | 1 | 365 | 5.6242 | 0.32058 | 5 | 0.94474
26951 | 3.38 | 1 | 365 | 3.8481 | 0.74566 | 4 | 0.59377
25594 | 3.64 | 1 | 365 | 4.1441 | 0.34148 | 4 | 0.4856
26950 | 8.25 | 1 | 365 | 9.3926 | 0.90583 | 10 | 0.2984
25596 | 12.48 | 1 | 365 | 14.2084 | 0.59937 | 14 | 0.80777
26949 | 3.825 | 1 | 365 | 4.3547 | 0.76543 | 5 | 0.12017
25597 | 5.46 | 1 | 365 | 6.2162 | 0.51222 | 6 | 0.7284
26953 | 5.46 | 1 | 365 | 6.2162 | 0.51222 | 6 | 0.7284
25599 | 8.67 | 1 | 365 | 9.8707 | 0.86831 | 10 | 0.73905
26954 | 6.24 | 1 | 365 | 7.1042 | 0.29968 | 7 | 0.40388
25602 | 2.34 | 1 | 365 | 2.6641 | 0.36238 | 3 | 0.026456
26955 | 4.16 | 1 | 365 | 4.7361 | 0.53312 | 5 | 0.26926
26956 | 4.16 | 1 | 365 | 4.7361 | 0.53312 | 5 | 0.26926
25605 | 5.035 | 1 | 365 | 5.7323 | 0.53829 | 6 | 0.2706
25604 | 3.64 | 1 | 365 | 4.1441 | 0.34148 | 4 | 0.4856
26957 | 7.02 | 1 | 365 | 7.9922 | 0.087144 | 8 | 0.079369
25609 | 6.76 | 1 | 365 | 7.6962 | 0.49132 | 8 | 0.18754
26959 | 8.32 | 1 | 365 | 9.4723 | 0.066245 | 9 | 0.53851
25612 | 2.34 | 1 | 365 | 2.6641 | 0.36238 | 3 | 0.026456
21078 | 5.2 | 1 | 365 | 5.9202 | 0.9164 | 6 | 0.83657
26960 | 4.24 | 1 | 365 | 4.8272 | 0.71645 | 5 | 0.54366
25615 | 5.98 | 1 | 365 | 6.8082 | 0.70386 | 7 | 0.51206
26961 | 4.68 | 1 | 365 | 5.3282 | 0.72476 | 6 | 0.052913
25620 | 5.72 | 1 | 365 | 6.5122 | 0.10804 | 6 | 0.62023
23104 | 8.06 | 1 | 365 | 9.1763 | 0.47042 | 9 | 0.64668
25622 | 7.95 | 1 | 365 | 9.051 | 0.21835 | 9 | 0.26937
23650 | 5.72 | 1 | 365 | 6.5122 | 0.10804 | 6 | 0.62023
25623 | 16.5 | 1 | 365 | 18.7851 | 0.81166 | 19 | 0.59681
23916 | 9.1 | 1 | 365 | 10.3603 | 0.85371 | 11 | 0.214
26964 | 4.94 | 1 | 365 | 5.6242 | 0.32058 | 5 | 0.94474
25625 | 7.54 | 1 | 365 | 8.5842 | 0.27878 | 8 | 0.86303
20831 | 10.4 | 1 | 365 | 11.8403 | 0.83281 | 12 | 0.67314
25626 | 5.98 | 1 | 365 | 6.8082 | 0.70386 | 7 | 0.51206
25628 | 4.08 | 1 | 365 | 4.6451 | 0.34979 | 4 | 0.99485
23932 | 5.72 | 1 | 365 | 6.5122 | 0.10804 | 6 | 0.62023
26963 | 5.2 | 1 | 365 | 5.9202 | 0.9164 | 6 | 0.83657
24038 | 4.68 | 1 | 365 | 5.3282 | 0.72476 | 6 | 0.052913
24020 | 6.76 | 1 | 365 | 7.6962 | 0.49132 | 8 | 0.18754
26967 | 7.02 | 1 | 365 | 7.9922 | 0.087144 | 8 | 0.079369
26968 | 9.01 | 1 | 365 | 10.2578 | 0.64746 | 10 | 0.90529
24025 | 8.32 | 1 | 365 | 9.4723 | 0.066245 | 9 | 0.53851
26970 | 6.76 | 1 | 365 | 7.6962 | 0.49132 | 8 | 0.18754
26969 | 9.69 | 1 | 365 | 11.032 | 0.20576 | 11 | 0.23776
26926 | 2.94 | 1 | 365 | 3.3472 | 0.73735 | 4 | 0.084522
26966 | 11.4 | 1 | 365 | 12.9788 | 0.12442 | 13 | 0.10325
26986 | 4.05 | 1 | 365 | 4.6109 | 0.28104 | 4 | 0.89194
26972 | 5.565 | 1 | 365 | 6.3357 | 0.75284 | 7 | 0.08856
26973 | 5.355 | 1 | 365 | 6.0966 | 0.2716 | 6 | 0.36824
26974 | 6.5 | 1 | 365 | 7.4002 | 0.8955 | 8 | 0.29571
26975 | 6.5 | 1 | 365 | 7.4002 | 0.8955 | 8 | 0.29571
26976 | 6.12 | 1 | 365 | 6.9676 | 0.02469 | 6 | 0.99227
26977 | 5.72 | 1 | 365 | 6.5122 | 0.10804 | 6 | 0.62023
26983 | 11.7 | 1 | 365 | 13.3204 | 0.81191 | 14 | 0.13228
26985 | 3.57 | 1 | 365 | 4.0644 | 0.18107 | 4 | 0.24549
26987 | 9.62 | 1 | 365 | 10.9523 | 0.045346 | 10 | 0.99765
27002 | 3.38 | 1 | 365 | 3.8481 | 0.74566 | 4 | 0.59377
27015 | 7.975 | 1 | 365 | 9.0795 | 0.27564 | 9 | 0.35512
27020 | 6.325 | 1 | 365 | 7.201 | 0.49447 | 7 | 0.69544
27037 | 7.59 | 1 | 365 | 8.6412 | 0.39337 | 9 | 0.034532
27205 | 14.4 | 1 | 365 | 16.3943 | 0.99927 | 17 | 0.39358
27168 | 4.16 | 1 | 365 | 4.7361 | 0.53312 | 5 | 0.26926
27236 | 7.93 | 1 | 365 | 9.0283 | 0.17251 | 9 | 0.20077
25590 | 7.02 | 1 | 365 | 7.9922 | 0.087144 | 8 | 0.079369
22411 | 4.68 | 1 | 365 | 5.3282 | 0.72476 | 6 | 0.052913
26988 | 9.62 | 1 | 365 | 10.9523 | 0.045346 | 10 | 0.99765
26989 | 4.94 | 1 | 365 | 5.6242 | 0.32058 | 5 | 0.94474
26991 | 6.24 | 1 | 365 | 7.1042 | 0.29968 | 7 | 0.40388
26994 | 8.84 | 1 | 365 | 10.0643 | 0.25789 | 10 | 0.32217
27014 | 4.42 | 1 | 365 | 5.0321 | 0.12894 | 5 | 0.16108
26995 | 6.5 | 1 | 365 | 7.4002 | 0.8955 | 8 | 0.29571
26998 | 7.02 | 1 | 365 | 7.9922 | 0.087144 | 8 | 0.079369
26999 | 10.71 | 1 | 365 | 12.1933 | 0.54321 | 12 | 0.73647
27048 | 11.18 | 1 | 365 | 12.7284 | 0.62027 | 13 | 0.34863
27004 | 3.12 | 1 | 365 | 3.5521 | 0.14984 | 3 | 0.70194
27005 | 9.62 | 1 | 365 | 10.9523 | 0.045346 | 10 | 0.99765
27006 | 12.75 | 1 | 365 | 14.5158 | 0.2181 | 14 | 0.7339
26979 | 3.9 | 1 | 365 | 4.4401 | 0.9373 | 5 | 0.37743
27008 | 11.96 | 1 | 365 | 13.6164 | 0.40773 | 14 | 0.024111
27009 | 7.54 | 1 | 365 | 8.5842 | 0.27878 | 8 | 0.86303
27011 | 9.18 | 1 | 365 | 10.4514 | 0.037035 | 10 | 0.48841
27010 | 11.18 | 1 | 365 | 12.7284 | 0.62027 | 13 | 0.34863
27012 | 9.88 | 1 | 365 | 11.2483 | 0.64117 | 11 | 0.88948
27013 | 7.8 | 1 | 365 | 8.8803 | 0.8746 | 9 | 0.75485
27016 | 6.5 | 1 | 365 | 7.4002 | 0.8955 | 8 | 0.29571
27017 | 9.9 | 1 | 365 | 11.2711 | 0.687 | 11 | 0.95809
27018 | 3.025 | 1 | 365 | 3.4439 | 0.93214 | 4 | 0.37608
27019 | 4.94 | 1 | 365 | 5.6242 | 0.32058 | 5 | 0.94474
16527 | 5.13 | 1 | 365 | 5.8405 | 0.75599 | 6 | 0.59646
17669 | 9.18 | 1 | 365 | 10.4514 | 0.037035 | 10 | 0.48841
25756 | 6.875 | 1 | 365 | 7.8271 | 0.75486 | 8 | 0.582
27021 | 10.14 | 1 | 365 | 11.5443 | 0.23699 | 11 | 0.78131
27022 | 8.25 | 1 | 365 | 9.3926 | 0.90583 | 10 | 0.2984
27024 | 5.72 | 1 | 365 | 6.5122 | 0.10804 | 6 | 0.62023
27023 | 4.68 | 1 | 365 | 5.3282 | 0.72476 | 6 | 0.052913
27025 | 5.98 | 1 | 365 | 6.8082 | 0.70386 | 7 | 0.51206
27026 | 5.98 | 1 | 365 | 6.8082 | 0.70386 | 7 | 0.51206
27027 | 9.88 | 1 | 365 | 11.2483 | 0.64117 | 11 | 0.88948
27035 | 7.98 | 1 | 365 | 9.0852 | 0.2871 | 9 | 0.37227
27038 | 8.4 | 1 | 365 | 9.5633 | 0.24957 | 9 | 0.81292
27039 | 12.42 | 1 | 365 | 14.1401 | 0.46187 | 14 | 0.60196
25003 | 6.6 | 1 | 365 | 7.5141 | 0.12467 | 7 | 0.63872
27042 | 6.5 | 1 | 365 | 7.4002 | 0.8955 | 8 | 0.29571
27043 | 4.94 | 1 | 365 | 5.6242 | 0.32058 | 5 | 0.94474
27044 | 4.94 | 1 | 365 | 5.6242 | 0.32058 | 5 | 0.94474
27045 | 7.8 | 1 | 365 | 8.8803 | 0.8746 | 9 | 0.75485
27047 | 7.02 | 1 | 365 | 7.9922 | 0.087144 | 8 | 0.079369
27194 | 6.885 | 1 | 365 | 7.8385 | 0.77778 | 8 | 0.6163
27195 | 5.46 | 1 | 365 | 6.2162 | 0.51222 | 6 | 0.7284
27196 | 12.48 | 1 | 365 | 14.2084 | 0.59937 | 14 | 0.80777
27197 | 11.96 | 1 | 365 | 13.6164 | 0.40773 | 14 | 0.024111
27198 | 8.84 | 1 | 365 | 10.0643 | 0.25789 | 10 | 0.32217
27200 | 6.4 | 1 | 365 | 7.2864 | 0.66634 | 7 | 0.9527
27201 | 11.4 | 1 | 365 | 12.9788 | 0.12442 | 13 | 0.10325
27202 | 6.27 | 1 | 365 | 7.1384 | 0.36843 | 7 | 0.50679
27207 | 7.425 | 1 | 365 | 8.4533 | 0.015249 | 8 | 0.46856
27209 | 13.2 | 1 | 365 | 15.0281 | 0.24933 | 15 | 0.27745
27213 | 6.72 | 1 | 365 | 7.6507 | 0.39966 | 8 | 0.050337
27215 | 6.72 | 1 | 365 | 7.6507 | 0.39966 | 8 | 0.050337
27216 | 7.905 | 1 | 365 | 8.9998 | 0.11522 | 9 | 0.11502
27217 | 4.845 | 1 | 365 | 5.516 | 0.10288 | 5 | 0.61888
24964 | 11.7 | 1 | 365 | 13.3204 | 0.81191 | 14 | 0.13228
25529 | 4.16 | 1 | 365 | 4.7361 | 0.53312 | 5 | 0.26926
24965 | 9.1 | 1 | 365 | 10.3603 | 0.85371 | 11 | 0.214
24967 | 2.86 | 1 | 365 | 3.2561 | 0.55402 | 3 | 0.81011
24969 | 3.38 | 1 | 365 | 3.8481 | 0.74566 | 4 | 0.59377
24970 | 3.9 | 1 | 365 | 4.4401 | 0.9373 | 5 | 0.37743
24971 | 6.89 | 1 | 365 | 7.8442 | 0.78923 | 8 | 0.63346
24972 | 7.54 | 1 | 365 | 8.5842 | 0.27878 | 8 | 0.86303
24973 | 9.36 | 1 | 365 | 10.6563 | 0.44953 | 11 | 0.10583
24974 | 7.8 | 1 | 365 | 8.8803 | 0.8746 | 9 | 0.75485
24991 | 12 | 1 | 365 | 13.6619 | 0.49939 | 14 | 0.16132
24987 | 7.6 | 1 | 365 | 8.6526 | 0.41628 | 9 | 0.068833
25000 | 5.4 | 1 | 365 | 6.1479 | 0.37473 | 6 | 0.52259
25001 | 11.2 | 1 | 365 | 12.7511 | 0.6661 | 13 | 0.41723
27223 | 6.76 | 1 | 365 | 7.6962 | 0.49132 | 8 | 0.18754
25006 | 10.08 | 1 | 365 | 11.476 | 0.099489 | 11 | 0.5755
27219 | 3.12 | 1 | 365 | 3.5521 | 0.14984 | 3 | 0.70194
27060 | 440.42 | 0.8 | 365 | 401.1323 | 0.41881 | 401 | 0.5511
27230 | 4.77 | 1 | 365 | 5.4306 | 0.93101 | 6 | 0.36162
27204 | 7.2 | 1 | 365 | 8.1972 | 0.49964 | 8 | 0.69679
27233 | 4.05 | 1 | 365 | 4.6109 | 0.28104 | 4 | 0.89194
26663 | 10.66 | 1 | 365 | 12.1363 | 0.42863 | 12 | 0.56497
25424 | 12.22 | 1 | 365 | 13.9124 | 0.0035475 | 13 | 0.91594
26245 | 8.4 | 1 | 365 | 9.5633 | 0.24957 | 9 | 0.81292
27029 | 7 | 1 | 365 | 7.9695 | 0.041312 | 8 | 0.010767
25766 | 8.1 | 1 | 365 | 9.2218 | 0.56209 | 9 | 0.78389
27238 | 3.99 | 1 | 365 | 4.5426 | 0.14355 | 4 | 0.68614
27257 | 4.5 | 1 | 365 | 5.1232 | 0.31227 | 5 | 0.43549
25584 | 7.54 | 1 | 365 | 8.5842 | 0.27878 | 8 | 0.86303
25632 | 7.8 | 1 | 365 | 8.8803 | 0.8746 | 9 | 0.75485
27239 | 6.21 | 1 | 365 | 7.07 | 0.23094 | 7 | 0.30098
22025 | 6.24 | 1 | 365 | 7.1042 | 0.29968 | 7 | 0.40388
22086 | 6.5 | 1 | 365 | 7.4002 | 0.8955 | 8 | 0.29571
27240 | 8.91 | 1 | 365 | 10.144 | 0.4183 | 10 | 0.56228
22078 | 8.58 | 1 | 365 | 9.7683 | 0.66207 | 10 | 0.43034
27241 | 3.12 | 1 | 365 | 3.5521 | 0.14984 | 3 | 0.70194
22387 | 5.2 | 1 | 365 | 5.9202 | 0.9164 | 6 | 0.83657
27243 | 11.88 | 1 | 365 | 13.5253 | 0.2244 | 13 | 0.7497
27246 | 10.53 | 1 | 365 | 11.9883 | 0.13072 | 12 | 0.11905
27245 | 7.54 | 1 | 365 | 8.5842 | 0.27878 | 8 | 0.86303
27247 | 10.14 | 1 | 365 | 11.5443 | 0.23699 | 11 | 0.78131
27249 | 12.22 | 1 | 365 | 13.9124 | 0.0035475 | 13 | 0.91594
27251 | 8.32 | 1 | 365 | 9.4723 | 0.066245 | 9 | 0.53851
27253 | 19.25 | 1 | 365 | 21.916 | 0.11361 | 22 | 0.02961
27255 | 5.46 | 1 | 365 | 6.2162 | 0.51222 | 6 | 0.7284
25007 | 12.426 | 1 | 365 | 14.1469 | 0.47562 | 14 | 0.62254
24901 | 11 | 1 | 365 | 12.5234 | 0.20778 | 12 | 0.73121
24734 | 10.685 | 1 | 365 | 12.1648 | 0.48592 | 12 | 0.65072
27259 | 11.5 | 1 | 365 | 13.0927 | 0.35358 | 13 | 0.44626
27261 | 9.1 | 1 | 365 | 10.3603 | 0.85371 | 11 | 0.214
27262 | 9.69 | 1 | 365 | 11.032 | 0.20576 | 11 | 0.23776
27272 | 5.2 | 1 | 365 | 5.9202 | 0.9164 | 6 | 0.83657
27289 | 8.16 | 1 | 365 | 9.2901 | 0.69959 | 9 | 0.98969
26656 | 5.32 | 1 | 365 | 6.0568 | 0.1914 | 6 | 0.24818
27414 | 5.47 | 1 | 365 | 6.2276 | 0.53514 | 6 | 0.7627
27395 | 9.8 | 1 | 365 | 11.1572 | 0.45784 | 11 | 0.61507
27372 | 8.64 | 1 | 365 | 9.8366 | 0.79956 | 10 | 0.63615
27343 | 10.72 | 1 | 365 | 12.2047 | 0.56612 | 12 | 0.77077
27329 | 11.275 | 1 | 365 | 12.8365 | 0.83797 | 13 | 0.67449
27318 | 7.56 | 1 | 365 | 8.607 | 0.32462 | 8 | 0.93163
27306 | 6.05 | 1 | 365 | 6.8879 | 0.86428 | 7 | 0.75216
27263 | 4.125 | 1 | 365 | 4.6963 | 0.45292 | 5 | 0.1492
27266 | 5.72 | 1 | 365 | 6.5122 | 0.10804 | 6 | 0.62023
27267 | 5.4 | 1 | 365 | 6.1479 | 0.37473 | 6 | 0.52259
27268 | 11.825 | 1 | 365 | 13.4627 | 0.098359 | 13 | 0.56105
27271 | 10.72 | 1 | 365 | 12.2047 | 0.56612 | 12 | 0.77077
27273 | 11 | 1 | 365 | 12.5234 | 0.20778 | 12 | 0.73121
27279 | 9.1 | 1 | 365 | 10.3603 | 0.85371 | 11 | 0.214
27281 | 6.6 | 1 | 365 | 7.5141 | 0.12467 | 7 | 0.63872
27282 | 7.425 | 1 | 365 | 8.4533 | 0.015249 | 8 | 0.46856
27283 | 8.4 | 1 | 365 | 9.5633 | 0.24957 | 9 | 0.81292
27285 | 10.45 | 1 | 365 | 11.8973 | 0.94739 | 12 | 0.84465
27287 | 5.1 | 1 | 365 | 5.8063 | 0.68724 | 6 | 0.49356
27286 | 5.46 | 1 | 365 | 6.2162 | 0.51222 | 6 | 0.7284
27290 | 4.95 | 1 | 365 | 5.6355 | 0.3435 | 5 | 0.97904
27294 | 5.75 | 1 | 365 | 6.5463 | 0.17679 | 6 | 0.72313
27297 | 12.1 | 1 | 365 | 13.7758 | 0.72855 | 14 | 0.50433
27275 | 10.26 | 1 | 365 | 11.6809 | 0.51198 | 12 | 0.19292
27300 | 9 | 1 | 365 | 10.2464 | 0.62454 | 10 | 0.87099
27301 | 3.85 | 1 | 365 | 4.3832 | 0.82272 | 5 | 0.20592
27304 | 6.05 | 1 | 365 | 6.8879 | 0.86428 | 7 | 0.75216
24028 | 4.86 | 1 | 365 | 5.5331 | 0.13725 | 5 | 0.67033
24033 | 2.7 | 1 | 365 | 3.0739 | 0.18736 | 3 | 0.2613
15877 | 8.16 | 1 | 365 | 9.2901 | 0.69959 | 9 | 0.98969
16958 | 5.72 | 1 | 365 | 6.5122 | 0.10804 | 6 | 0.62023
27307 | 9.625 | 1 | 365 | 10.958 | 0.056804 | 11 | 0.014805
27308 | 4.59 | 1 | 365 | 5.2257 | 0.51852 | 5 | 0.7442
27309 | 7.2 | 1 | 365 | 8.1972 | 0.49964 | 8 | 0.69679
27312 | 8.8 | 1 | 365 | 10.0187 | 0.16622 | 10 | 0.18496
27313 | 5 | 1 | 365 | 5.6925 | 0.45808 | 6 | 0.15055
27314 | 5.1 | 1 | 365 | 5.8063 | 0.68724 | 6 | 0.49356
27315 | 8.25 | 1 | 365 | 9.3926 | 0.90583 | 10 | 0.2984
27316 | 11.55 | 1 | 365 | 13.1496 | 0.46816 | 13 | 0.61777
27317 | 10.725 | 1 | 365 | 12.2103 | 0.57758 | 12 | 0.78793
27319 | 3.75 | 1 | 365 | 4.2694 | 0.59356 | 4 | 0.86291
27320 | 9.9 | 1 | 365 | 11.2711 | 0.687 | 11 | 0.95809
27323 | 12.9 | 1 | 365 | 14.6866 | 0.56185 | 15 | 0.24841
27325 | 6 | 1 | 365 | 6.831 | 0.7497 | 7 | 0.58066
27328 | 9.36 | 1 | 365 | 10.6563 | 0.44953 | 11 | 0.10583
27296 | 3.64 | 1 | 365 | 4.1441 | 0.34148 | 4 | 0.4856
27293 | 3.9 | 1 | 365 | 4.4401 | 0.9373 | 5 | 0.37743
27342 | 9.66 | 1 | 365 | 10.9978 | 0.13701 | 11 | 0.13486
27341 | 5.88 | 1 | 365 | 6.6943 | 0.4747 | 7 | 0.16904
27340 | 9.99 | 1 | 365 | 11.3736 | 0.89324 | 12 | 0.26679
27336 | 4.25 | 1 | 365 | 4.8386 | 0.73937 | 5 | 0.57797
27335 | 8.32 | 1 | 365 | 9.4723 | 0.066245 | 9 | 0.53851
27334 | 8.8 | 1 | 365 | 10.0187 | 0.16622 | 10 | 0.18496
27333 | 9.18 | 1 | 365 | 10.4514 | 0.037035 | 10 | 0.48841
27332 | 10.725 | 1 | 365 | 12.2103 | 0.57758 | 12 | 0.78793
27330 | 6 | 1 | 365 | 6.831 | 0.7497 | 7 | 0.58066
27338 | 3.36 | 1 | 365 | 3.8253 | 0.69983 | 4 | 0.52517
27473 | 5.1 | 1 | 365 | 5.8063 | 0.68724 | 6 | 0.49356
27471 | 5.7 | 1 | 365 | 6.4894 | 0.062211 | 6 | 0.55162
27467 | 7.32 | 1 | 365 | 8.3338 | 0.77463 | 9 | 0.1084
27327 | 5.565 | 1 | 365 | 6.3357 | 0.75284 | 7 | 0.08856
27401 | 11.7 | 1 | 365 | 13.3204 | 0.81191 | 14 | 0.13228
27298 | 14.04 | 1 | 365 | 15.9845 | 0.17429 | 16 | 0.15874
27344 | 9.99 | 1 | 365 | 11.3736 | 0.89324 | 12 | 0.26679
27354 | 6.12 | 1 | 365 | 6.9676 | 0.02469 | 6 | 0.99227
14184 | 10.2 | 1 | 365 | 11.6126 | 0.37448 | 11 | 0.98712
27357 | 4.08 | 1 | 365 | 4.6451 | 0.34979 | 4 | 0.99485
27303 | 6.76 | 1 | 365 | 7.6962 | 0.49132 | 8 | 0.18754
27362 | 6.63 | 1 | 365 | 7.5482 | 0.19341 | 7 | 0.74163
27366 | 7.395 | 1 | 365 | 8.4192 | 0.9465 | 9 | 0.36566
14183 | 13.515 | 1 | 365 | 15.3867 | 0.97119 | 16 | 0.35793
27305 | 12.42 | 1 | 365 | 14.1401 | 0.46187 | 14 | 0.60196
27454 | 3.825 | 1 | 365 | 4.3547 | 0.76543 | 5 | 0.12017
16892 | 5.355 | 1 | 365 | 6.0966 | 0.2716 | 6 | 0.36824
16869 | 11.73 | 1 | 365 | 13.3545 | 0.88066 | 14 | 0.23519
27455 | 6.1 | 1 | 365 | 6.9448 | 0.97886 | 7 | 0.92367
16858 | 3.825 | 1 | 365 | 4.3547 | 0.76543 | 5 | 0.12017
16827 | 15.81 | 1 | 365 | 17.9996 | 0.23045 | 18 | 0.23003
16766 | 6.63 | 1 | 365 | 7.5482 | 0.19341 | 7 | 0.74163
27448 | 11.1 | 1 | 365 | 12.6373 | 0.43694 | 13 | 0.074217
14197 | 11.73 | 1 | 365 | 13.3545 | 0.88066 | 14 | 0.23519
16387 | 11.475 | 1 | 365 | 13.0642 | 0.29629 | 13 | 0.36051
16086 | 7.65 | 1 | 365 | 8.7095 | 0.53086 | 9 | 0.24034
13853 | 7.14 | 1 | 365 | 8.1288 | 0.36214 | 8 | 0.49098
27385 | 7.14 | 1 | 365 | 8.1288 | 0.36214 | 8 | 0.49098
14034 | 5.61 | 1 | 365 | 6.3869 | 0.85597 | 7 | 0.24291
13590 | 4.59 | 1 | 365 | 5.2257 | 0.51852 | 5 | 0.7442
27392 | 7.84 | 1 | 365 | 8.9258 | 0.96627 | 9 | 0.89206
16538 | 2.86 | 1 | 365 | 3.2561 | 0.55402 | 3 | 0.81011
16496 | 4.08 | 1 | 365 | 4.6451 | 0.34979 | 4 | 0.99485
16498 | 7.395 | 1 | 365 | 8.4192 | 0.9465 | 9 | 0.36566
16048 | 5.61 | 1 | 365 | 6.3869 | 0.85597 | 7 | 0.24291
27435 | 10.4 | 1 | 365 | 11.8403 | 0.83281 | 12 | 0.67314
15863 | 3.315 | 1 | 365 | 3.7741 | 0.59671 | 4 | 0.37081
15811 | 6.12 | 1 | 365 | 6.9676 | 0.02469 | 6 | 0.99227
14284 | 9.18 | 1 | 365 | 10.4514 | 0.037035 | 10 | 0.48841
14354 | 6.5 | 1 | 365 | 7.4002 | 0.8955 | 8 | 0.29571
14405 | 5.635 | 1 | 365 | 6.4154 | 0.91326 | 7 | 0.32867
27407 | 10.215 | 1 | 365 | 11.6297 | 0.40886 | 12 | 0.03857
14614 | 6.125 | 1 | 365 | 6.9733 | 0.036148 | 7 | 0.0094213
14571 | 7.905 | 1 | 365 | 8.9998 | 0.11522 | 9 | 0.11502
27408 | 4.98 | 1 | 365 | 5.6697 | 0.41225 | 6 | 0.081946
26611 | 4.9 | 1 | 365 | 5.5786 | 0.22892 | 5 | 0.80754
15943 | 6.75 | 1 | 365 | 7.6848 | 0.46841 | 8 | 0.15324
15151 | 3.825 | 1 | 365 | 4.3547 | 0.76543 | 5 | 0.12017
15034 | 1.53 | 1 | 365 | 1.7419 | 0.50617 | 2 | 0.24807
27396 | 7.28 | 1 | 365 | 8.2882 | 0.68296 | 8 | 0.9712
14916 | 5.355 | 1 | 365 | 6.0966 | 0.2716 | 6 | 0.36824
16424 | 148.72 | 0.9 | 365 | 152.3851 | 0.72822 | 153 | 0.11331
14665 | 4.335 | 1 | 365 | 4.9354 | 0.93416 | 5 | 0.86953
27415 | 4.47 | 1 | 365 | 5.0891 | 0.24352 | 5 | 0.33259
14865 | 5.355 | 1 | 365 | 6.0966 | 0.2716 | 6 | 0.36824
27339 | 3.99 | 1 | 365 | 4.5426 | 0.14355 | 4 | 0.68614
14881 | 3.06 | 1 | 365 | 3.4838 | 0.012345 | 3 | 0.49614
27421 | 3.98 | 1 | 365 | 4.5312 | 0.12063 | 4 | 0.65184
14866 | 10.4 | 1 | 365 | 11.8403 | 0.83281 | 12 | 0.67314
27326 | 5.2 | 1 | 365 | 5.9202 | 0.9164 | 6 | 0.83657
27663 | 3.85 | 1 | 365 | 4.3832 | 0.82272 | 5 | 0.20592
22631 | 4.94 | 1 | 365 | 5.6242 | 0.32058 | 5 | 0.94474
27383 | 8.415 | 1 | 365 | 9.5804 | 0.28395 | 9 | 0.86437
27733 | 8.54 | 1 | 365 | 9.7227 | 0.5704 | 10 | 0.29314
27398 | 6.375 | 1 | 365 | 7.2579 | 0.60905 | 7 | 0.86695
15724 | 11.985 | 1 | 365 | 13.6448 | 0.46502 | 14 | 0.10986
27787 | 8.58 | 1 | 365 | 9.7683 | 0.66207 | 10 | 0.43034
26774 | 4.94 | 1 | 365 | 5.6242 | 0.32058 | 5 | 0.94474
22558 | 10.14 | 1 | 365 | 11.5443 | 0.23699 | 11 | 0.78131
27636 | 9.25 | 1 | 365 | 10.5311 | 0.19745 | 10 | 0.72851
22565 | 5.2 | 1 | 365 | 5.9202 | 0.9164 | 6 | 0.83657
27641 | 10.5 | 1 | 365 | 11.9542 | 0.061968 | 12 | 0.016151
27643 | 4.5 | 1 | 365 | 5.1232 | 0.31227 | 5 | 0.43549
27626 | 6.5 | 1 | 365 | 7.4002 | 0.8955 | 8 | 0.29571
27083 | 225 | 0.9 | 365 | 230.545 | 0.05224 | 230 | 0.59719
27651 | 8.25 | 1 | 365 | 9.3926 | 0.90583 | 10 | 0.2984
27604 | 10.14 | 1 | 365 | 11.5443 | 0.23699 | 11 | 0.78131
27652 | 6.75 | 1 | 365 | 7.6848 | 0.46841 | 8 | 0.15324
27653 | 13.75 | 1 | 365 | 15.6543 | 0.50972 | 16 | 0.16401
27656 | 8.25 | 1 | 365 | 9.3926 | 0.90583 | 10 | 0.2984
27658 | 4.2 | 1 | 365 | 4.7817 | 0.62479 | 5 | 0.40646
27660 | 7.28 | 1 | 365 | 8.2882 | 0.68296 | 8 | 0.9712
27662 | 9.69 | 1 | 365 | 11.032 | 0.20576 | 11 | 0.23776
23669 | 6.76 | 1 | 365 | 7.6962 | 0.49132 | 8 | 0.18754
27199 | 10.4 | 1 | 365 | 11.8403 | 0.83281 | 12 | 0.67314
27647 | 3.12 | 1 | 365 | 3.5521 | 0.14984 | 3 | 0.70194
27129 | 4.68 | 1 | 365 | 5.3282 | 0.72476 | 6 | 0.052913
26911 | 9.1 | 1 | 365 | 10.3603 | 0.85371 | 11 | 0.214
26049 | 9.36 | 1 | 365 | 10.6563 | 0.44953 | 11 | 0.10583
26712 | 5.46 | 1 | 365 | 6.2162 | 0.51222 | 6 | 0.7284
26272 | 4.42 | 1 | 365 | 5.0321 | 0.12894 | 5 | 0.16108
27666 | 9.075 | 1 | 365 | 10.3318 | 0.79642 | 11 | 0.12824
27670 | 7.5 | 1 | 365 | 8.5387 | 0.18712 | 8 | 0.72582
27673 | 6.05 | 1 | 365 | 6.8879 | 0.86428 | 7 | 0.75216
27671 | 7.56 | 1 | 365 | 8.607 | 0.32462 | 8 | 0.93163
27674 | 6.05 | 1 | 365 | 6.8879 | 0.86428 | 7 | 0.75216
27677 | 10.791 | 1 | 365 | 12.2855 | 0.72883 | 13 | 0.014313
27679 | 9.15 | 1 | 365 | 10.4172 | 0.96829 | 11 | 0.3855
27681 | 7.848 | 1 | 365 | 8.9349 | 0.9846 | 9 | 0.9195
26772 | 7.155 | 1 | 365 | 8.1459 | 0.39651 | 8 | 0.54243
26252 | 13.52 | 1 | 365 | 15.3924 | 0.98265 | 16 | 0.37508
26723 | 9.36 | 1 | 365 | 10.6563 | 0.44953 | 11 | 0.10583
27786 | 7.15 | 1 | 365 | 8.1402 | 0.38505 | 8 | 0.52528
27785 | 9.1 | 1 | 365 | 10.3603 | 0.85371 | 11 | 0.214
27783 | 7.905 | 1 | 365 | 8.9998 | 0.11522 | 9 | 0.11502
27793 | 10.175 | 1 | 365 | 11.5842 | 0.31719 | 11 | 0.90137
27390 | 10.71 | 1 | 365 | 12.1933 | 0.54321 | 12 | 0.73647
27404 | 6.885 | 1 | 365 | 7.8385 | 0.77778 | 8 | 0.6163
27776 | 10.14 | 1 | 365 | 11.5443 | 0.23699 | 11 | 0.78131
27762 | 9.625 | 1 | 365 | 10.958 | 0.056804 | 11 | 0.014805
27779 | 11.22 | 1 | 365 | 12.7739 | 0.71193 | 13 | 0.48583
27367 | 4.335 | 1 | 365 | 4.9354 | 0.93416 | 5 | 0.86953
27778 | 3.85 | 1 | 365 | 4.3832 | 0.82272 | 5 | 0.20592
27649 | 9.1 | 1 | 365 | 10.3603 | 0.85371 | 11 | 0.214
22797 | 8.06 | 1 | 365 | 9.1763 | 0.47042 | 9 | 0.64668
23061 | 11.44 | 1 | 365 | 13.0244 | 0.21609 | 13 | 0.24045
23152 | 4.68 | 1 | 365 | 5.3282 | 0.72476 | 6 | 0.052913
12790 | 4.08 | 1 | 365 | 4.6451 | 0.34979 | 4 | 0.99485
27364 | 9.18 | 1 | 365 | 10.4514 | 0.037035 | 10 | 0.48841
27373 | 6.63 | 1 | 365 | 7.5482 | 0.19341 | 7 | 0.74163
27394 | 8.75 | 1 | 365 | 9.9618 | 0.05164 | 10 | 0.013459
27413 | 6.12 | 1 | 365 | 6.9676 | 0.02469 | 6 | 0.99227
27751 | 13.734 | 1 | 365 | 15.6361 | 0.47305 | 16 | 0.10913
27747 | 8.502 | 1 | 365 | 9.6795 | 0.48332 | 10 | 0.16279
27749 | 6.6 | 1 | 365 | 7.5141 | 0.12467 | 7 | 0.63872
27744 | 3.25 | 1 | 365 | 3.7001 | 0.44775 | 4 | 0.14786
27748 | 11.5 | 1 | 365 | 13.0927 | 0.35358 | 13 | 0.44626
27743 | 8 | 1 | 365 | 9.1079 | 0.33293 | 9 | 0.44088
27365 | 8.67 | 1 | 365 | 9.8707 | 0.86831 | 10 | 0.73905
23348 | 5.2 | 1 | 365 | 5.9202 | 0.9164 | 6 | 0.83657
27384 | 7.905 | 1 | 365 | 8.9998 | 0.11522 | 9 | 0.11502
27722 | 5.67 | 1 | 365 | 6.4553 | 0.99346 | 7 | 0.44872
27399 | 10.2 | 1 | 365 | 11.6126 | 0.37448 | 11 | 0.98712
27377 | 3.06 | 1 | 365 | 3.4838 | 0.012345 | 3 | 0.49614
27729 | 9.52 | 1 | 365 | 10.8385 | 0.81618 | 11 | 0.65464
27731 | 8.64 | 1 | 365 | 9.8366 | 0.79956 | 10 | 0.63615
27382 | 6 | 1 | 365 | 6.831 | 0.7497 | 7 | 0.58066
27735 | 10.2 | 1 | 365 | 11.6126 | 0.37448 | 11 | 0.98712
27737 | 5.4 | 1 | 365 | 6.1479 | 0.37473 | 6 | 0.52259
27736 | 8 | 1 | 365 | 9.1079 | 0.33293 | 9 | 0.44088
27381 | 7.65 | 1 | 365 | 8.7095 | 0.53086 | 9 | 0.24034
27739 | 8.5 | 1 | 365 | 9.6772 | 0.47874 | 10 | 0.15593
27740 | 5.415 | 1 | 365 | 6.1649 | 0.4091 | 6 | 0.57404
27741 | 8.5 | 1 | 365 | 9.6772 | 0.47874 | 10 | 0.15593
27742 | 8.925 | 1 | 365 | 10.1611 | 0.45267 | 10 | 0.61373
27934 | 8.925 | 1 | 365 | 10.1611 | 0.45267 | 10 | 0.61373
27979 | 12.42 | 1 | 365 | 14.1401 | 0.46187 | 14 | 0.60196
27989 | 8.58 | 1 | 365 | 9.7683 | 0.66207 | 10 | 0.43034
28000 | 8.32 | 1 | 365 | 9.4723 | 0.066245 | 9 | 0.53851
27503 | 4.335 | 1 | 365 | 4.9354 | 0.93416 | 5 | 0.86953
28013 | 7.84 | 1 | 365 | 8.9258 | 0.96627 | 9 | 0.89206
28030 | 4.94 | 1 | 365 | 5.6242 | 0.32058 | 5 | 0.94474
21714 | 11.7 | 1 | 365 | 13.3204 | 0.81191 | 14 | 0.13228
27581 | 4.16 | 1 | 365 | 4.7361 | 0.53312 | 5 | 0.26926
27472 | 3 | 1 | 365 | 3.4155 | 0.87485 | 4 | 0.29033
27942 | 13.78 | 1 | 365 | 15.6884 | 0.57847 | 16 | 0.26691
27506 | 7.02 | 1 | 365 | 7.9922 | 0.087144 | 8 | 0.079369
27515 | 7 | 1 | 365 | 7.9695 | 0.041312 | 8 | 0.010767
27950 | 14.045 | 1 | 365 | 15.9901 | 0.18575 | 16 | 0.17589
27952 | 9.435 | 1 | 365 | 10.7417 | 0.6214 | 11 | 0.36308
28040 | 4.16 | 1 | 365 | 4.7361 | 0.53312 | 5 | 0.26926
28043 | 4.42 | 1 | 365 | 5.0321 | 0.12894 | 5 | 0.16108
24861 | 6.24 | 1 | 365 | 7.1042 | 0.29968 | 7 | 0.40388
24534 | 3.9 | 1 | 365 | 4.4401 | 0.9373 | 5 | 0.37743
25528 | 9.1 | 1 | 365 | 10.3603 | 0.85371 | 11 | 0.214
24535 | 5.2 | 1 | 365 | 5.9202 | 0.9164 | 6 | 0.83657
28037 | 5.13 | 1 | 365 | 5.8405 | 0.75599 | 6 | 0.59646
27958 | 3.825 | 1 | 365 | 4.3547 | 0.76543 | 5 | 0.12017
27957 | 14.04 | 1 | 365 | 15.9845 | 0.17429 | 16 | 0.15874
27959 | 4.08 | 1 | 365 | 4.6451 | 0.34979 | 4 | 0.99485
27960 | 11.7 | 1 | 365 | 13.3204 | 0.81191 | 14 | 0.13228
27963 | 16.52 | 1 | 365 | 18.8079 | 0.8575 | 19 | 0.66541
27965 | 7.84 | 1 | 365 | 8.9258 | 0.96627 | 9 | 0.89206
27961 | 5.865 | 1 | 365 | 6.6773 | 0.44033 | 7 | 0.11759
27969 | 11.18 | 1 | 365 | 12.7284 | 0.62027 | 13 | 0.34863
27971 | 8.58 | 1 | 365 | 9.7683 | 0.66207 | 10 | 0.43034
25293 | 4.675 | 1 | 365 | 5.3225 | 0.7133 | 6 | 0.035762
25216 | 6.76 | 1 | 365 | 7.6962 | 0.49132 | 8 | 0.18754
25294 | 10.215 | 1 | 365 | 11.6297 | 0.40886 | 12 | 0.03857
25220 | 5.46 | 1 | 365 | 6.2162 | 0.51222 | 6 | 0.7284
24531 | 5.46 | 1 | 365 | 6.2162 | 0.51222 | 6 | 0.7284
25297 | 8.525 | 1 | 365 | 9.7057 | 0.53603 | 10 | 0.24168
21876 | 3.9 | 1 | 365 | 4.4401 | 0.9373 | 5 | 0.37743
24726 | 7.8 | 1 | 365 | 8.8803 | 0.8746 | 9 | 0.75485
25299 | 6.725 | 1 | 365 | 7.6564 | 0.41112 | 8 | 0.067487
25301 | 8.47 | 1 | 365 | 9.643 | 0.40999 | 10 | 0.053028
28033 | 12.099 | 1 | 365 | 13.7746 | 0.72626 | 14 | 0.5009
18574 | 4.16 | 1 | 365 | 4.7361 | 0.53312 | 5 | 0.26926
24855 | 9.62 | 1 | 365 | 10.9523 | 0.045346 | 10 | 0.99765
25422 | 4.42 | 1 | 365 | 5.0321 | 0.12894 | 5 | 0.16108
28020 | 3.38 | 1 | 365 | 3.8481 | 0.74566 | 4 | 0.59377
27962 | 10.26 | 1 | 365 | 11.6809 | 0.51198 | 12 | 0.19292
27964 | 6.76 | 1 | 365 | 7.6962 | 0.49132 | 8 | 0.18754
27968 | 3.92 | 1 | 365 | 4.4629 | 0.98313 | 5 | 0.44603
27967 | 6.375 | 1 | 365 | 7.2579 | 0.60905 | 7 | 0.86695
27974 | 5.2 | 1 | 365 | 5.9202 | 0.9164 | 6 | 0.83657
27973 | 14.82 | 1 | 365 | 16.8725 | 0.96175 | 17 | 0.83422
27975 | 4.94 | 1 | 365 | 5.6242 | 0.32058 | 5 | 0.94474
27977 | 2.85 | 1 | 365 | 3.2447 | 0.53111 | 3 | 0.77581
27976 | 4.42 | 1 | 365 | 5.0321 | 0.12894 | 5 | 0.16108
21518 | 6.24 | 1 | 365 | 7.1042 | 0.29968 | 7 | 0.40388
21047 | 5.72 | 1 | 365 | 6.5122 | 0.10804 | 6 | 0.62023
28027 | 13.5 | 1 | 365 | 15.3697 | 0.93682 | 16 | 0.30648
28026 | 7.84 | 1 | 365 | 8.9258 | 0.96627 | 9 | 0.89206
21779 | 6.5 | 1 | 365 | 7.4002 | 0.8955 | 8 | 0.29571
24238 | 10.66 | 1 | 365 | 12.1363 | 0.42863 | 12 | 0.56497
21809 | 5.2 | 1 | 365 | 5.9202 | 0.9164 | 6 | 0.83657
25300 | 4.2 | 1 | 365 | 4.7817 | 0.62479 | 5 | 0.40646
25303 | 6.44 | 1 | 365 | 7.3319 | 0.75801 | 8 | 0.089906
25304 | 4.48 | 1 | 365 | 5.1005 | 0.26644 | 5 | 0.36689
25308 | 6.82 | 1 | 365 | 7.7645 | 0.62882 | 8 | 0.39335
25305 | 6.47 | 1 | 365 | 7.3661 | 0.82676 | 8 | 0.19281
25306 | 5.355 | 1 | 365 | 6.0966 | 0.2716 | 6 | 0.36824
25290 | 5.32 | 1 | 365 | 6.0568 | 0.1914 | 6 | 0.24818
25332 | 8.16 | 1 | 365 | 9.2901 | 0.69959 | 9 | 0.98969
25340 | 6.63 | 1 | 365 | 7.5482 | 0.19341 | 7 | 0.74163
25342 | 5.1 | 1 | 365 | 5.8063 | 0.68724 | 6 | 0.49356
25345 | 5.865 | 1 | 365 | 6.6773 | 0.44033 | 7 | 0.11759
25309 | 8.4 | 1 | 365 | 9.5633 | 0.24957 | 9 | 0.81292
25347 | 6.12 | 1 | 365 | 6.9676 | 0.02469 | 6 | 0.99227
25349 | 6.44 | 1 | 365 | 7.3319 | 0.75801 | 8 | 0.089906
25363 | 9.945 | 1 | 365 | 11.3223 | 0.79012 | 12 | 0.11244
25221 | 3.9 | 1 | 365 | 4.4401 | 0.9373 | 5 | 0.37743
25241 | 7.5 | 1 | 365 | 8.5387 | 0.18712 | 8 | 0.72582
25287 | 7.2 | 1 | 365 | 8.1972 | 0.49964 | 8 | 0.69679
25333 | 2.616 | 1 | 365 | 2.9783 | 0.99487 | 3 | 0.97317
24955 | 10.2 | 1 | 365 | 11.6126 | 0.37448 | 11 | 0.98712
25352 | 9.36 | 1 | 365 | 10.6563 | 0.44953 | 11 | 0.10583
25312 | 6.76 | 1 | 365 | 7.6962 | 0.49132 | 8 | 0.18754
25313 | 3.445 | 1 | 365 | 3.9221 | 0.89462 | 4 | 0.81673
25314 | 9.1 | 1 | 365 | 10.3603 | 0.85371 | 11 | 0.214
25316 | 10.4 | 1 | 365 | 11.8403 | 0.83281 | 12 | 0.67314
25317 | 14.5 | 1 | 365 | 16.5082 | 0.22843 | 16 | 0.73659
25318 | 5.25 | 1 | 365 | 5.9771 | 0.030984 | 6 | 0.0080754
25319 | 5.75 | 1 | 365 | 6.5463 | 0.17679 | 6 | 0.72313
25323 | 10.725 | 1 | 365 | 12.2103 | 0.57758 | 12 | 0.78793
25326 | 9.35 | 1 | 365 | 10.6449 | 0.42661 | 11 | 0.071525
25329 | 8.75 | 1 | 365 | 9.9618 | 0.05164 | 10 | 0.013459
25330 | 10.2 | 1 | 365 | 11.6126 | 0.37448 | 11 | 0.98712
25334 | 6.375 | 1 | 365 | 7.2579 | 0.60905 | 7 | 0.86695
25336 | 6.25 | 1 | 365 | 7.1156 | 0.3226 | 7 | 0.43818
25338 | 14.04 | 1 | 365 | 15.9845 | 0.17429 | 16 | 0.15874
25341 | 9.1 | 1 | 365 | 10.3603 | 0.85371 | 11 | 0.214
25343 | 8.5 | 1 | 365 | 9.6772 | 0.47874 | 10 | 0.15593
25357 | 9.18 | 1 | 365 | 10.4514 | 0.037035 | 10 | 0.48841
25359 | 8.25 | 1 | 365 | 9.3926 | 0.90583 | 10 | 0.2984
25361 | 7.395 | 1 | 365 | 8.4192 | 0.9465 | 9 | 0.36566
25362 | 8.525 | 1 | 365 | 9.7057 | 0.53603 | 10 | 0.24168
25364 | 9.075 | 1 | 365 | 10.3318 | 0.79642 | 11 | 0.12824
25627 | 2.86 | 1 | 365 | 3.2561 | 0.55402 | 3 | 0.81011
25655 | 6.12 | 1 | 365 | 6.9676 | 0.02469 | 6 | 0.99227
25646 | 6.8 | 1 | 365 | 7.7418 | 0.58299 | 8 | 0.32475
25587 | 3.57 | 1 | 365 | 4.0644 | 0.18107 | 4 | 0.24549
25652 | 9.15 | 1 | 365 | 10.4172 | 0.96829 | 11 | 0.3855
25667 | 21 | 1 | 365 | 23.9084 | 0.12394 | 24 | 0.032302
25411 | 8.55 | 1 | 365 | 9.7341 | 0.59332 | 10 | 0.32744
25647 | 7.65 | 1 | 365 | 8.7095 | 0.53086 | 9 | 0.24034
25708 | 10.08 | 1 | 365 | 11.476 | 0.099489 | 11 | 0.5755
25643 | 9.35 | 1 | 365 | 10.6449 | 0.42661 | 11 | 0.071525
25642 | 6.76 | 1 | 365 | 7.6962 | 0.49132 | 8 | 0.18754
25644 | 4.95 | 1 | 365 | 5.6355 | 0.3435 | 5 | 0.97904
25645 | 10.45 | 1 | 365 | 11.8973 | 0.94739 | 12 | 0.84465
25675 | 5.775 | 1 | 365 | 6.5748 | 0.23408 | 6 | 0.80888
25682 | 3.85 | 1 | 365 | 4.3832 | 0.82272 | 5 | 0.20592
25723 | 9.405 | 1 | 365 | 10.7075 | 0.55265 | 11 | 0.26018
25556 | 6 | 1 | 365 | 6.831 | 0.7497 | 7 | 0.58066
25720 | 6.09 | 1 | 365 | 6.9334 | 0.95594 | 7 | 0.88937
25631 | 7.905 | 1 | 365 | 8.9998 | 0.11522 | 9 | 0.11502
25633 | 2.97 | 1 | 365 | 3.3813 | 0.8061 | 4 | 0.18743
25634 | 6.24 | 1 | 365 | 7.1042 | 0.29968 | 7 | 0.40388
25635 | 6.24 | 1 | 365 | 7.1042 | 0.29968 | 7 | 0.40388
25636 | 4.42 | 1 | 365 | 5.0321 | 0.12894 | 5 | 0.16108
25638 | 4.08 | 1 | 365 | 4.6451 | 0.34979 | 4 | 0.99485
25692 | 3.9 | 1 | 365 | 4.4401 | 0.9373 | 5 | 0.37743
25693 | 7.54 | 1 | 365 | 8.5842 | 0.27878 | 8 | 0.86303
25145 | 5.46 | 1 | 365 | 6.2162 | 0.51222 | 6 | 0.7284
25153 | 3.64 | 1 | 365 | 4.1441 | 0.34148 | 4 | 0.4856
25178 | 4.94 | 1 | 365 | 5.6242 | 0.32058 | 5 | 0.94474
25176 | 6.375 | 1 | 365 | 7.2579 | 0.60905 | 7 | 0.86695
25184 | 3.57 | 1 | 365 | 4.0644 | 0.18107 | 4 | 0.24549
25229 | 10.29 | 1 | 365 | 11.7151 | 0.58073 | 12 | 0.29583
25425 | 3.9 | 1 | 365 | 4.4401 | 0.9373 | 5 | 0.37743
25428 | 5.98 | 1 | 365 | 6.8082 | 0.70386 | 7 | 0.51206
25437 | 4.94 | 1 | 365 | 5.6242 | 0.32058 | 5 | 0.94474
25695 | 10.455 | 1 | 365 | 11.903 | 0.95885 | 12 | 0.8618
25697 | 7.28 | 1 | 365 | 8.2882 | 0.68296 | 8 | 0.9712
25703 | 9.36 | 1 | 365 | 10.6563 | 0.65097 | 11 | 0.30727
25706 | 4.68 | 1 | 365 | 5.3282 | 0.72476 | 6 | 0.052913
25709 | 8.06 | 1 | 365 | 9.1763 | 0.47042 | 9 | 0.64668
25711 | 11.66 | 1 | 365 | 13.2748 | 0.72024 | 13 | 0.99508
25713 | 8 | 1 | 365 | 9.1079 | 0.33293 | 9 | 0.44088
25715 | 5.355 | 1 | 365 | 6.0966 | 0.2716 | 6 | 0.36824
26107 | 5.98 | 1 | 365 | 6.8082 | 0.70386 | 7 | 0.51206
25714 | 7.1 | 1 | 365 | 8.0833 | 0.27047 | 8 | 0.35378
25732 | 4.5 | 1 | 365 | 5.1232 | 0.31227 | 5 | 0.43549
25746 | 10.07 | 1 | 365 | 11.4646 | 0.076573 | 11 | 0.5412
25717 | 3.64 | 1 | 365 | 4.1441 | 0.34148 | 4 | 0.4856
25719 | 4.125 | 1 | 365 | 4.6963 | 0.45292 | 5 | 0.1492
25804 | 7.8 | 1 | 365 | 8.8803 | 0.8746 | 9 | 0.75485
25806 | 6.6 | 1 | 365 | 7.5141 | 0.12467 | 7 | 0.63872
25807 | 7.975 | 1 | 365 | 9.0795 | 0.27564 | 9 | 0.35512
25808 | 6.6 | 1 | 365 | 7.5141 | 0.12467 | 7 | 0.63872
25809 | 6.6 | 1 | 365 | 7.5141 | 0.12467 | 7 | 0.63872
25810 | 10.4 | 1 | 365 | 11.8403 | 0.83281 | 12 | 0.67314
25811 | 11 | 1 | 365 | 12.5234 | 0.20778 | 12 | 0.73121
25812 | 8.525 | 1 | 365 | 9.7057 | 0.53603 | 10 | 0.24168
25813 | 8.32 | 1 | 365 | 9.4723 | 0.066245 | 9 | 0.53851
25814 | 9.35 | 1 | 365 | 10.6449 | 0.42661 | 11 | 0.071525
25815 | 6.405 | 1 | 365 | 7.2921 | 0.6778 | 7 | 0.96985
25816 | 11.44 | 1 | 365 | 13.0244 | 0.21609 | 13 | 0.24045
25761 | 4.86 | 1 | 365 | 5.5331 | 0.13725 | 5 | 0.67033
25764 | 10.8 | 1 | 365 | 12.2957 | 0.74945 | 13 | 0.045184
25787 | 9.75 | 1 | 365 | 11.1003 | 0.34326 | 11 | 0.44357
25768 | 5.5 | 1 | 365 | 6.2617 | 0.60389 | 6 | 0.8656
24286 | 9.69 | 1 | 365 | 11.032 | 0.20576 | 11 | 0.23776
26726 | 8.06 | 1 | 365 | 9.1763 | 0.47042 | 9 | 0.64668
26701 | 4.08 | 1 | 365 | 4.6451 | 0.34979 | 4 | 0.99485
26713 | 8.58 | 1 | 365 | 9.7683 | 0.66207 | 10 | 0.43034
26716 | 6.24 | 1 | 365 | 7.1042 | 0.29968 | 7 | 0.40388
25760 | 5.2 | 1 | 365 | 5.9202 | 0.9164 | 6 | 0.83657
26638 | 6.1 | 1 | 365 | 6.9448 | 0.97886 | 7 | 0.92367
26684 | 9.81 | 1 | 365 | 11.1686 | 0.48075 | 11 | 0.64938
25731 | 8.96 | 1 | 365 | 10.2009 | 0.53288 | 10 | 0.73378
25735 | 10.2 | 1 | 365 | 11.6126 | 0.37448 | 11 | 0.98712
25737 | 6.12 | 1 | 365 | 6.9676 | 0.02469 | 6 | 0.99227
25749 | 4.76 | 1 | 365 | 5.4192 | 0.90809 | 6 | 0.32732
25753 | 9.12 | 1 | 365 | 10.3831 | 0.89954 | 11 | 0.2826
25777 | 17.955 | 1 | 365 | 20.4417 | 0.14597 | 20 | 0.58762
25780 | 14.4 | 1 | 365 | 16.3943 | 0.99927 | 17 | 0.39358
25781 | 8.12 | 1 | 365 | 9.2446 | 0.60792 | 9 | 0.85249
25784 | 9.72 | 1 | 365 | 11.0662 | 0.27451 | 11 | 0.34067
25785 | 3.99 | 1 | 365 | 4.5426 | 0.14355 | 4 | 0.68614
25788 | 8.4 | 1 | 365 | 9.5633 | 0.24957 | 9 | 0.81292
25820 | 7.848 | 1 | 365 | 8.9349 | 0.9846 | 9 | 0.9195
25829 | 3.575 | 1 | 365 | 4.0701 | 0.19253 | 4 | 0.26264
25830 | 8.415 | 1 | 365 | 9.5804 | 0.28395 | 9 | 0.86437
25836 | 7.59 | 1 | 365 | 8.6412 | 0.39337 | 9 | 0.034532
25857 | 5.72 | 1 | 365 | 6.5122 | 0.10804 | 6 | 0.62023
25835 | 7.245 | 1 | 365 | 8.2484 | 0.60276 | 8 | 0.85114
25880 | 4.94 | 1 | 365 | 5.6242 | 0.32058 | 5 | 0.94474
25856 | 4.08 | 1 | 365 | 4.6451 | 0.34979 | 4 | 0.99485
25837 | 6.12 | 1 | 365 | 6.9676 | 0.02469 | 6 | 0.99227
16174 | 8.97 | 1 | 365 | 10.2123 | 0.5558 | 10 | 0.76808
25770 | 10.92 | 1 | 365 | 12.4324 | 0.024447 | 12 | 0.4568
25891 | 8.4 | 1 | 365 | 9.5633 | 0.24957 | 9 | 0.81292
26034 | 6.9 | 1 | 365 | 7.8556 | 0.81215 | 8 | 0.66776
25917 | 9 | 1 | 365 | 10.2464 | 0.62454 | 10 | 0.87099
25921 | 2.44 | 1 | 365 | 2.7779 | 0.59154 | 3 | 0.36947
25912 | 9.75 | 1 | 365 | 11.1003 | 0.34326 | 11 | 0.44357
25918 | 5.98 | 1 | 365 | 6.8082 | 0.70386 | 7 | 0.51206
26035 | 3.73 | 1 | 365 | 4.2466 | 0.54773 | 4 | 0.79431
26040 | 11.96 | 1 | 365 | 13.6164 | 0.40773 | 14 | 0.024111
26044 | 10.22 | 1 | 365 | 11.6354 | 0.42032 | 12 | 0.05572
25955 | 11 | 1 | 365 | 12.5234 | 0.20778 | 12 | 0.73121
25972 | 15 | 1 | 365 | 17.0774 | 0.37424 | 17 | 0.45164
26008 | 11.34 | 1 | 365 | 12.9105 | 0.98693 | 13 | 0.89744
26066 | 11.5 | 1 | 365 | 13.0927 | 0.35358 | 13 | 0.44626
26069 | 11.5 | 1 | 365 | 13.0927 | 0.35358 | 13 | 0.44626
26006 | 9.36 | 1 | 365 | 10.6563 | 0.44953 | 11 | 0.10583
26007 | 11.7 | 1 | 365 | 13.3204 | 0.81191 | 14 | 0.13228
26013 | 8.84 | 1 | 365 | 10.0643 | 0.25789 | 10 | 0.32217
26037 | 4.42 | 1 | 365 | 5.0321 | 0.12894 | 5 | 0.16108
26041 | 8.32 | 1 | 365 | 9.4723 | 0.066245 | 9 | 0.53851
26051 | 2.34 | 1 | 365 | 2.6641 | 0.36238 | 3 | 0.026456
26065 | 3.9 | 1 | 365 | 4.4401 | 0.9373 | 5 | 0.37743
26068 | 3.38 | 1 | 365 | 3.8481 | 0.74566 | 4 | 0.59377
26067 | 5.2 | 1 | 365 | 5.9202 | 0.9164 | 6 | 0.83657
26063 | 7.6 | 1 | 365 | 8.6526 | 0.41628 | 9 | 0.068833
25865 | 4.83 | 1 | 365 | 5.4989 | 0.068505 | 5 | 0.56743
25831 | 7.32 | 1 | 365 | 8.3338 | 0.77463 | 9 | 0.1084
26028 | 3.9 | 1 | 365 | 4.4401 | 0.9373 | 5 | 0.37743
27790 | 6.095 | 1 | 365 | 6.9391 | 0.9674 | 7 | 0.90652
27806 | 3.38 | 1 | 365 | 3.8481 | 0.74566 | 4 | 0.59377
27796 | 8.32 | 1 | 365 | 9.4723 | 0.066245 | 9 | 0.53851
27983 | 4.16 | 1 | 365 | 4.7361 | 0.53312 | 5 | 0.26926
27984 | 7.395 | 1 | 365 | 8.4192 | 0.9465 | 9 | 0.36566
27985 | 5.2 | 1 | 365 | 5.9202 | 0.9164 | 6 | 0.83657
27986 | 8.06 | 1 | 365 | 9.1763 | 0.47042 | 9 | 0.64668
26263 | 7.54 | 1 | 365 | 8.5842 | 0.27878 | 8 | 0.86303
26283 | 3.3 | 1 | 365 | 3.757 | 0.56233 | 4 | 0.31936
26304 | 5.75 | 1 | 365 | 6.5463 | 0.17679 | 6 | 0.72313
26356 | 5.2 | 1 | 365 | 5.9202 | 0.9164 | 6 | 0.83657
26370 | 10.4 | 1 | 365 | 11.8403 | 0.83281 | 12 | 0.67314
26265 | 8.96 | 1 | 365 | 10.2009 | 0.53288 | 10 | 0.73378
26195 | 4.675 | 1 | 365 | 5.3225 | 0.7133 | 6 | 0.035762
26266 | 8.58 | 1 | 365 | 9.7683 | 0.66207 | 10 | 0.43034
26269 | 5.2 | 1 | 365 | 5.9202 | 0.9164 | 6 | 0.83657
26270 | 5.98 | 1 | 365 | 6.8082 | 0.70386 | 7 | 0.51206
26276 | 3.38 | 1 | 365 | 3.8481 | 0.74566 | 4 | 0.59377
26281 | 5.98 | 1 | 365 | 6.8082 | 0.70386 | 7 | 0.51206
26282 | 6.24 | 1 | 365 | 7.1042 | 0.29968 | 7 | 0.40388
26285 | 4.42 | 1 | 365 | 5.0321 | 0.12894 | 5 | 0.16108
26289 | 2.34 | 1 | 365 | 2.6641 | 0.36238 | 3 | 0.026456
26288 | 3.92 | 1 | 365 | 4.4629 | 0.98313 | 5 | 0.44603
26287 | 6.05 | 1 | 365 | 6.8879 | 0.86428 | 7 | 0.75216
26290 | 9.9 | 1 | 365 | 11.2711 | 0.687 | 11 | 0.95809
26292 | 7.54 | 1 | 365 | 8.5842 | 0.27878 | 8 | 0.86303
26295 | 14 | 1 | 365 | 15.9389 | 0.082624 | 16 | 0.021534
26294 | 6.16 | 1 | 365 | 7.0131 | 0.11635 | 7 | 0.12948
26297 | 4.8 | 1 | 365 | 5.4648 | 0.99976 | 6 | 0.46453
26872 | 5.1 | 1 | 365 | 5.8063 | 0.68724 | 6 | 0.49356
26870 | 7.28 | 1 | 365 | 8.2882 | 0.68296 | 8 | 0.9712
26874 | 6.82 | 1 | 365 | 7.7645 | 0.62882 | 8 | 0.39335
26931 | 8.42 | 1 | 365 | 9.5861 | 0.29541 | 9 | 0.88152
26298 | 6.25 | 1 | 365 | 7.1156 | 0.3226 | 7 | 0.43818
26301 | 5.5 | 1 | 365 | 6.2617 | 0.60389 | 6 | 0.8656
26300 | 9.3 | 1 | 365 | 10.588 | 0.31203 | 10 | 0.90002
26305 | 7.2 | 1 | 365 | 8.1972 | 0.49964 | 8 | 0.69679
26328 | 6.5 | 1 | 365 | 7.4002 | 0.8955 | 8 | 0.29571
26339 | 8.25 | 1 | 365 | 9.3926 | 0.90583 | 10 | 0.2984
26341 | 7.75 | 1 | 365 | 8.8233 | 0.76002 | 9 | 0.58335
26345 | 8.58 | 1 | 365 | 9.7683 | 0.66207 | 10 | 0.43034
26348 | 4.94 | 1 | 365 | 5.6242 | 0.32058 | 5 | 0.94474
26355 | 6.25 | 1 | 365 | 7.1156 | 0.3226 | 7 | 0.43818
26357 | 4.42 | 1 | 365 | 5.0321 | 0.12894 | 5 | 0.16108
25938 | 3.24 | 1 | 365 | 3.6887 | 0.42484 | 4 | 0.11356
26359 | 3.64 | 1 | 365 | 4.1441 | 0.34148 | 4 | 0.4856
26361 | 3.12 | 1 | 365 | 3.5521 | 0.14984 | 3 | 0.70194
26362 | 5.75 | 1 | 365 | 6.5463 | 0.17679 | 6 | 0.72313
26363 | 6.12 | 1 | 365 | 6.9676 | 0.02469 | 6 | 0.99227
26364 | 7.28 | 1 | 365 | 8.2882 | 0.68296 | 8 | 0.9712
26367 | 10.45 | 1 | 365 | 11.8973 | 0.94739 | 12 | 0.84465
26386 | 7.54 | 1 | 365 | 8.5842 | 0.27878 | 8 | 0.86303
26534 | 7.8 | 1 | 365 | 8.8803 | 0.8746 | 9 | 0.75485
26561 | 7.7 | 1 | 365 | 8.7664 | 0.64544 | 9 | 0.41184
26583 | 7.65 | 1 | 365 | 8.7095 | 0.53086 | 9 | 0.24034
26373 | 9.72 | 1 | 365 | 11.0662 | 0.27451 | 11 | 0.34067
26374 | 4.42 | 1 | 365 | 5.0321 | 0.12894 | 5 | 0.16108
26376 | 11.7 | 1 | 365 | 13.3204 | 0.81191 | 14 | 0.13228
26377 | 7 | 1 | 365 | 7.9695 | 0.041312 | 8 | 0.010767
26379 | 12.74 | 1 | 365 | 14.5044 | 0.19519 | 14 | 0.6996
24151 | 5.98 | 1 | 365 | 6.8082 | 0.70386 | 7 | 0.51206
24161 | 3.64 | 1 | 365 | 4.1441 | 0.34148 | 4 | 0.4856
24153 | 7.8 | 1 | 365 | 8.8803 | 0.8746 | 9 | 0.75485
26387 | 6.72 | 1 | 365 | 7.6507 | 0.39966 | 8 | 0.050337
26391 | 4.08 | 1 | 365 | 4.6451 | 0.34979 | 4 | 0.99485
26392 | 6.24 | 1 | 365 | 7.1042 | 0.29968 | 7 | 0.40388
26398 | 9.36 | 1 | 365 | 10.6563 | 0.44953 | 11 | 0.10583
26405 | 12.8 | 1 | 365 | 14.5727 | 0.33268 | 14 | 0.9054
26418 | 4.59 | 1 | 365 | 5.2257 | 0.51852 | 5 | 0.7442
26461 | 5.98 | 1 | 365 | 6.8082 | 0.70386 | 7 | 0.51206
26507 | 4.75 | 1 | 365 | 5.4078 | 0.88518 | 6 | 0.29302
26512 | 5.5 | 1 | 365 | 6.2617 | 0.60389 | 6 | 0.8656
26515 | 6.875 | 1 | 365 | 7.8271 | 0.75486 | 8 | 0.582
26519 | 5.5 | 1 | 365 | 6.2617 | 0.60389 | 6 | 0.8656
26547 | 7.7 | 1 | 365 | 8.7664 | 0.64544 | 9 | 0.41184
26550 | 4.95 | 1 | 365 | 5.6355 | 0.3435 | 5 | 0.97904
26553 | 10 | 1 | 365 | 11.3849 | 0.91616 | 12 | 0.3011
26557 | 6.05 | 1 | 365 | 6.8879 | 0.86428 | 7 | 0.75216
26562 | 6 | 1 | 365 | 6.831 | 0.7497 | 7 | 0.58066
26565 | 6.5 | 1 | 365 | 7.4002 | 0.8955 | 8 | 0.29571
26569 | 6.325 | 1 | 365 | 7.201 | 0.49447 | 7 | 0.69544
26573 | 3.57 | 1 | 365 | 4.0644 | 0.18107 | 4 | 0.24549
26572 | 12.48 | 1 | 365 | 14.2084 | 0.59937 | 14 | 0.80777
26574 | 7.7 | 1 | 365 | 8.7664 | 0.64544 | 9 | 0.41184
26577 | 6.63 | 1 | 365 | 7.5482 | 0.19341 | 7 | 0.74163
26581 | 4.42 | 1 | 365 | 5.0321 | 0.12894 | 5 | 0.16108
26586 | 12.1 | 1 | 365 | 13.7758 | 0.72855 | 14 | 0.50433
26588 | 6.6 | 1 | 365 | 7.5141 | 0.12467 | 7 | 0.63872
26587 | 2.86 | 1 | 365 | 3.2561 | 0.55402 | 3 | 0.81011
26592 | 5.46 | 1 | 365 | 6.2162 | 0.51222 | 6 | 0.7284
26600 | 3.06 | 1 | 365 | 3.4838 | 0.012345 | 3 | 0.49614
26605 | 6.76 | 1 | 365 | 7.6962 | 0.49132 | 8 | 0.18754
26607 | 4.68 | 1 | 365 | 5.3282 | 0.72476 | 6 | 0.052913
26612 | 8.75 | 1 | 365 | 9.9618 | 0.05164 | 10 | 0.013459
26609 | 7.28 | 1 | 365 | 8.2882 | 0.68296 | 8 | 0.9712
26809 | 8.415 | 1 | 365 | 9.5804 | 0.28395 | 9 | 0.86437
26818 | 6.5 | 1 | 365 | 7.4002 | 0.8955 | 8 | 0.29571
26828 | 6.25 | 1 | 365 | 7.1156 | 0.3226 | 7 | 0.43818
26857 | 8.42 | 1 | 365 | 9.5861 | 0.29541 | 9 | 0.88152
26803 | 7.54 | 1 | 365 | 8.5842 | 0.27878 | 8 | 0.86303
26805 | 5.72 | 1 | 365 | 6.5122 | 0.10804 | 6 | 0.62023
26808 | 3.64 | 1 | 365 | 4.1441 | 0.34148 | 4 | 0.4856
26797 | 6.5 | 1 | 365 | 7.4002 | 0.8955 | 8 | 0.29571
26799 | 10.66 | 1 | 365 | 12.1363 | 0.42863 | 12 | 0.56497
26801 | 8.58 | 1 | 365 | 9.7683 | 0.66207 | 10 | 0.43034
26802 | 10.07 | 1 | 365 | 11.4646 | 0.076573 | 11 | 0.5412
26807 | 11 | 1 | 365 | 12.5234 | 0.20778 | 12 | 0.73121
26811 | 9.1 | 1 | 365 | 10.3603 | 0.85371 | 11 | 0.214
26810 | 7.975 | 1 | 365 | 9.0795 | 0.27564 | 9 | 0.35512
26812 | 6.5 | 1 | 365 | 7.4002 | 0.8955 | 8 | 0.29571
26813 | 10.14 | 1 | 365 | 11.5443 | 0.23699 | 11 | 0.78131
26814 | 4.675 | 1 | 365 | 5.3225 | 0.7133 | 6 | 0.035762
26815 | 3.12 | 1 | 365 | 3.5521 | 0.14984 | 3 | 0.70194
27478 | 5 | 1 | 365 | 5.6925 | 0.45808 | 6 | 0.15055
26816 | 7.14 | 1 | 365 | 8.1288 | 0.36214 | 8 | 0.49098
26817 | 9.62 | 1 | 365 | 10.9523 | 0.045346 | 10 | 0.99765
26819 | 12.375 | 1 | 365 | 14.0889 | 0.35875 | 14 | 0.44761
26821 | 3.3 | 1 | 365 | 3.757 | 0.56233 | 4 | 0.31936
27477 | 4.75 | 1 | 365 | 5.4078 | 0.88518 | 6 | 0.29302
26820 | 7.02 | 1 | 365 | 7.9922 | 0.087144 | 8 | 0.079369
27479 | 5.5 | 1 | 365 | 6.2617 | 0.60389 | 6 | 0.8656
27481 | 10.5 | 1 | 365 | 11.9542 | 0.061968 | 12 | 0.016151
27482 | 7.425 | 1 | 365 | 8.4533 | 0.015249 | 8 | 0.46856
27484 | 21.35 | 1 | 365 | 24.3068 | 0.926 | 25 | 0.23284
27386 | 5.355 | 1 | 365 | 6.0966 | 0.2716 | 6 | 0.36824
26822 | 4.08 | 1 | 365 | 4.6451 | 0.34979 | 4 | 0.99485
26823 | 5.46 | 1 | 365 | 6.2162 | 0.51222 | 6 | 0.7284
26824 | 5.61 | 1 | 365 | 6.3869 | 0.85597 | 7 | 0.24291
26825 | 10.5 | 1 | 365 | 11.9542 | 0.061968 | 12 | 0.016151
26826 | 7.14 | 1 | 365 | 8.1288 | 0.36214 | 8 | 0.49098
26827 | 4.5 | 1 | 365 | 5.1232 | 0.31227 | 5 | 0.43549
26829 | 11.5 | 1 | 365 | 13.0927 | 0.35358 | 13 | 0.44626
26830 | 9.9 | 1 | 365 | 11.2711 | 0.687 | 11 | 0.95809
26831 | 9.5 | 1 | 365 | 10.8157 | 0.77035 | 11 | 0.58604
26833 | 6.375 | 1 | 365 | 7.2579 | 0.60905 | 7 | 0.86695
26834 | 9.405 | 1 | 365 | 10.7075 | 0.55265 | 11 | 0.26018
26836 | 6.22 | 1 | 365 | 7.0814 | 0.25385 | 7 | 0.33528
26838 | 6.96 | 1 | 365 | 7.9239 | 0.94965 | 8 | 0.87356
27486 | 7.8 | 1 | 365 | 8.8803 | 0.8746 | 9 | 0.75485
26841 | 4.73 | 1 | 365 | 5.3851 | 0.83934 | 6 | 0.22442
26844 | 4.73 | 1 | 365 | 5.3851 | 0.83934 | 6 | 0.22442
27488 | 6.12 | 1 | 365 | 6.9676 | 0.02469 | 6 | 0.99227
26846 | 7.65 | 1 | 365 | 8.7095 | 0.53086 | 9 | 0.24034
26848 | 4.85 | 1 | 365 | 5.5217 | 0.11434 | 5 | 0.63603
27490 | 6.54 | 1 | 365 | 7.4457 | 0.98717 | 8 | 0.43292
26847 | 8.845 | 1 | 365 | 10.07 | 0.26934 | 10 | 0.33932
26843 | 2.08 | 1 | 365 | 2.3681 | 0.76656 | 3 | 0.13463
27491 | 12.426 | 1 | 365 | 14.1469 | 0.47562 | 14 | 0.62254
26849 | 4.48 | 1 | 365 | 5.1005 | 0.26644 | 5 | 0.36689
27492 | 6.16 | 1 | 365 | 7.0131 | 0.11635 | 7 | 0.12948
26853 | 3.57 | 1 | 365 | 4.0644 | 0.18107 | 4 | 0.24549
27493 | 10.35 | 1 | 365 | 11.7834 | 0.71823 | 12 | 0.50163
27050 | 9.47 | 1 | 365 | 10.7815 | 0.7016 | 11 | 0.48314
27990 | 3.64 | 1 | 365 | 4.1441 | 0.34148 | 4 | 0.4856
27494 | 5.886 | 1 | 365 | 6.7012 | 0.48845 | 7 | 0.18963
27991 | 5.98 | 1 | 365 | 6.8082 | 0.70386 | 7 | 0.51206
27992 | 4.42 | 1 | 365 | 5.0321 | 0.12894 | 5 | 0.16108
17419 | 13.26 | 1 | 365 | 15.0964 | 0.38683 | 15 | 0.48325
27995 | 11.44 | 1 | 365 | 13.0244 | 0.21609 | 13 | 0.24045
27994 | 9.435 | 1 | 365 | 10.7417 | 0.6214 | 11 | 0.36308
27997 | 10.4 | 1 | 365 | 11.8403 | 0.83281 | 12 | 0.67314
17550 | 2.6 | 1 | 365 | 2.9601 | 0.9582 | 3 | 0.91828
27996 | 10.4 | 1 | 365 | 11.8403 | 0.83281 | 12 | 0.67314
27998 | 6.24 | 1 | 365 | 7.1042 | 0.29968 | 7 | 0.40388
17372 | 8.925 | 1 | 365 | 10.1611 | 0.45267 | 10 | 0.61373
27999 | 2.08 | 1 | 365 | 2.3681 | 0.76656 | 3 | 0.13463
17523 | 2.55 | 1 | 365 | 2.9032 | 0.84362 | 3 | 0.74678
17554 | 4.59 | 1 | 365 | 5.2257 | 0.51852 | 5 | 0.7442
28001 | 7.8 | 1 | 365 | 8.8803 | 0.8746 | 9 | 0.75485
17655 | 5.865 | 1 | 365 | 6.6773 | 0.44033 | 7 | 0.11759
17542 | 2.6 | 1 | 365 | 2.9601 | 0.9582 | 3 | 0.91828
27487 | 8.25 | 1 | 365 | 9.3926 | 0.90583 | 10 | 0.2984
27978 | 6.4 | 1 | 365 | 7.2864 | 0.66634 | 7 | 0.9527
27496 | 6.75 | 1 | 365 | 7.6848 | 0.46841 | 8 | 0.15324
27498 | 10.2 | 1 | 365 | 11.6126 | 0.37448 | 11 | 0.98712
17616 | 8.58 | 1 | 365 | 9.7683 | 0.66207 | 10 | 0.43034
25102 | 5.2 | 1 | 365 | 5.9202 | 0.9164 | 6 | 0.83657
17593 | 5.39 | 1 | 365 | 6.1365 | 0.35181 | 6 | 0.48829
27501 | 5.61 | 1 | 365 | 6.3869 | 0.85597 | 7 | 0.24291
24245 | 7.54 | 1 | 365 | 8.5842 | 0.27878 | 8 | 0.86303
27229 | 8.415 | 1 | 365 | 9.5804 | 0.28395 | 9 | 0.86437
28011 | 12.9 | 1 | 365 | 14.6866 | 0.56185 | 15 | 0.24841
17642 | 5.355 | 1 | 365 | 6.0966 | 0.2716 | 6 | 0.36824
27505 | 6.63 | 1 | 365 | 7.5482 | 0.19341 | 7 | 0.74163
17865 | 9.435 | 1 | 365 | 10.7417 | 0.6214 | 11 | 0.36308
27507 | 6.24 | 1 | 365 | 7.1042 | 0.29968 | 7 | 0.40388
17717 | 3.06 | 1 | 365 | 3.4838 | 0.012345 | 3 | 0.49614
28014 | 6.63 | 1 | 365 | 7.5482 | 0.19341 | 7 | 0.74163
17891 | 8.06 | 1 | 365 | 9.1763 | 0.47042 | 9 | 0.64668
27508 | 14.3 | 1 | 365 | 16.2805 | 0.77011 | 17 | 0.050567
27530 | 5.1 | 1 | 365 | 5.8063 | 0.68724 | 6 | 0.49356
18074 | 5.61 | 1 | 365 | 6.3869 | 0.85597 | 7 | 0.24291
17992 | 4.08 | 1 | 365 | 4.6451 | 0.34979 | 4 | 0.99485
24122 | 9.1 | 1 | 365 | 10.3603 | 0.85371 | 11 | 0.214
25210 | 7.28 | 1 | 365 | 8.2882 | 0.68296 | 8 | 0.9712
24422 | 7.02 | 1 | 365 | 7.9922 | 0.087144 | 8 | 0.079369
18112 | 13.78 | 1 | 365 | 15.6884 | 0.57847 | 16 | 0.26691
18278 | 5.72 | 1 | 365 | 6.5122 | 0.10804 | 6 | 0.62023
18132 | 4.94 | 1 | 365 | 5.6242 | 0.32058 | 5 | 0.94474
27052 | 6.76 | 1 | 365 | 7.6962 | 0.49132 | 8 | 0.18754
27053 | 6.82 | 1 | 365 | 7.7645 | 0.62882 | 8 | 0.39335
27054 | 6.76 | 1 | 365 | 7.6962 | 0.49132 | 8 | 0.18754
27055 | 4.16 | 1 | 365 | 4.7361 | 0.53312 | 5 | 0.26926
27056 | 3.12 | 1 | 365 | 3.5521 | 0.14984 | 3 | 0.70194
27059 | 6.5 | 1 | 365 | 7.4002 | 0.8955 | 8 | 0.29571
27058 | 32.5 | 0.9 | 365 | 33.3009 | 0.029768 | 33 | 0.33071
27061 | 9.54 | 1 | 365 | 10.8612 | 0.86202 | 11 | 0.72325
27062 | 6.5 | 1 | 365 | 7.4002 | 0.8955 | 8 | 0.29571
27064 | 5.725 | 1 | 365 | 6.5179 | 0.1195 | 6 | 0.63738
27065 | 4.98 | 1 | 365 | 5.6697 | 0.41225 | 6 | 0.081946
27066 | 9.435 | 1 | 365 | 10.7417 | 0.6214 | 11 | 0.36308
27069 | 6.82 | 1 | 365 | 7.7645 | 0.62882 | 8 | 0.39335
27073 | 5.72 | 1 | 365 | 6.5122 | 0.10804 | 6 | 0.62023
27086 | 5.88 | 1 | 365 | 6.6943 | 0.4747 | 7 | 0.16904
27095 | 6.885 | 1 | 365 | 7.8385 | 0.77778 | 8 | 0.6163
26919 | 7.06 | 1 | 365 | 8.0378 | 0.17881 | 8 | 0.21657
27070 | 5.215 | 1 | 365 | 5.9372 | 0.95078 | 6 | 0.88802
27071 | 16.83 | 1 | 365 | 19.1608 | 0.5679 | 19 | 0.72874
27072 | 14.04 | 1 | 365 | 15.9845 | 0.17429 | 16 | 0.15874
27074 | 7.395 | 1 | 365 | 8.4192 | 0.9465 | 9 | 0.36566
27077 | 6.12 | 1 | 365 | 6.9676 | 0.02469 | 6 | 0.99227
27078 | 6.44 | 1 | 365 | 7.3319 | 0.75801 | 8 | 0.089906
27080 | 11 | 1 | 365 | 12.5234 | 0.20778 | 12 | 0.73121
27081 | 4.59 | 1 | 365 | 5.2257 | 0.51852 | 5 | 0.7442
27082 | 12.88 | 1 | 365 | 14.6638 | 0.51601 | 15 | 0.17981
27084 | 8.68 | 1 | 365 | 9.8821 | 0.89123 | 10 | 0.77335
28036 | 4.59 | 1 | 365 | 5.2257 | 0.51852 | 5 | 0.7442
27087 | 3.64 | 1 | 365 | 4.1441 | 0.34148 | 4 | 0.4856
27088 | 8.06 | 1 | 365 | 9.1763 | 0.47042 | 9 | 0.64668
27089 | 7.02 | 1 | 365 | 7.9922 | 0.087144 | 8 | 0.079369
27098 | 9.1 | 1 | 365 | 10.3603 | 0.85371 | 11 | 0.214
27102 | 9.805 | 1 | 365 | 11.1629 | 0.46929 | 11 | 0.63222
27475 | 5.46 | 1 | 365 | 6.2162 | 0.51222 | 6 | 0.7284
27104 | 5.72 | 1 | 365 | 6.5122 | 0.10804 | 6 | 0.62023
27112 | 14.56 | 1 | 365 | 16.5765 | 0.36593 | 16 | 0.9424
27116 | 6.867 | 1 | 365 | 7.818 | 0.73653 | 8 | 0.55456
27115 | 5.72 | 1 | 365 | 6.5122 | 0.10804 | 6 | 0.62023
27853 | 6.48 | 1 | 365 | 7.3774 | 0.84967 | 8 | 0.22711
27734 | 28.5 | 0.9 | 365 | 29.2024 | 0.77995 | 29 | 0.98231
27121 | 8.25 | 1 | 365 | 9.3926 | 0.90583 | 10 | 0.2984
27124 | 6.9 | 1 | 365 | 7.8556 | 0.81215 | 8 | 0.66776
27122 | 6.9 | 1 | 365 | 7.8556 | 0.81215 | 8 | 0.66776
27789 | 12.1 | 1 | 365 | 13.7758 | 0.72855 | 14 | 0.50433
24343 | 5.46 | 1 | 365 | 6.2162 | 0.51222 | 6 | 0.7284
27119 | 10.66 | 1 | 365 | 12.1363 | 0.42863 | 12 | 0.56497
27791 | 6.6 | 1 | 365 | 7.5141 | 0.12467 | 7 | 0.63872
27103 | 12 | 1 | 365 | 13.6619 | 0.49939 | 14 | 0.16132
27794 | 4.77 | 1 | 365 | 5.4306 | 0.93101 | 6 | 0.36162
27797 | 9.6 | 1 | 365 | 10.9295 | 0.99951 | 11 | 0.92905
27128 | 8.175 | 1 | 365 | 9.3072 | 0.73396 | 10 | 0.041146
27799 | 9 | 1 | 365 | 10.2464 | 0.62454 | 10 | 0.87099
27147 | 6.05 | 1 | 365 | 6.8879 | 0.86428 | 7 | 0.75216
27397 | 7.905 | 1 | 365 | 8.9998 | 0.11522 | 9 | 0.11502
27131 | 7.28 | 1 | 365 | 8.2882 | 0.68296 | 8 | 0.9712
27775 | 4.16 | 1 | 365 | 4.7361 | 0.53312 | 5 | 0.26926
27780 | 6.24 | 1 | 365 | 7.1042 | 0.29968 | 7 | 0.40388
27813 | 12.04 | 1 | 365 | 13.7075 | 0.59106 | 14 | 0.29852
27136 | 3.38 | 1 | 365 | 3.8481 | 0.74566 | 4 | 0.59377
27814 | 3.9 | 1 | 365 | 4.4401 | 0.9373 | 5 | 0.37743
27321 | 6.24 | 1 | 365 | 7.1042 | 0.29968 | 7 | 0.40388
27139 | 9.69 | 1 | 365 | 11.032 | 0.20576 | 11 | 0.23776
27782 | 5.2 | 1 | 365 | 5.9202 | 0.9164 | 6 | 0.83657
27138 | 5.98 | 1 | 365 | 6.8082 | 0.70386 | 7 | 0.51206
27464 | 5.565 | 1 | 365 | 6.3357 | 0.75284 | 7 | 0.08856
27564 | 8.1 | 1 | 365 | 9.2218 | 0.56209 | 9 | 0.78389
27554 | 5.2 | 1 | 365 | 5.9202 | 0.9164 | 6 | 0.83657
27792 | 6.76 | 1 | 365 | 7.6962 | 0.49132 | 8 | 0.18754
27542 | 8.215 | 1 | 365 | 9.3527 | 0.82563 | 10 | 0.17835
27528 | 3.06 | 1 | 365 | 3.4838 | 0.012345 | 3 | 0.49614
27140 | 6.05 | 1 | 365 | 6.8879 | 0.86428 | 7 | 0.75216
27562 | 6.36 | 1 | 365 | 7.2408 | 0.57468 | 7 | 0.8155
27826 | 7.54 | 1 | 365 | 8.5842 | 0.27878 | 8 | 0.86303
27142 | 10.45 | 1 | 365 | 11.8973 | 0.94739 | 12 | 0.84465
27459 | 6.76 | 1 | 365 | 7.6962 | 0.49132 | 8 | 0.18754
27828 | 7.28 | 1 | 365 | 8.2882 | 0.68296 | 8 | 0.9712
27143 | 6.76 | 1 | 365 | 7.6962 | 0.49132 | 8 | 0.18754
27840 | 8.67 | 1 | 365 | 9.8707 | 0.86831 | 10 | 0.73905
27144 | 9.36 | 1 | 365 | 10.6563 | 0.44953 | 11 | 0.10583
27842 | 11.04 | 1 | 365 | 12.569 | 0.29944 | 12 | 0.86841
27146 | 10.45 | 1 | 365 | 11.8973 | 0.94739 | 12 | 0.84465
27841 | 9.18 | 1 | 365 | 10.4514 | 0.037035 | 10 | 0.48841
27145 | 10.92 | 1 | 365 | 12.4324 | 0.024447 | 12 | 0.4568
27149 | 10.725 | 1 | 365 | 12.2103 | 0.57758 | 12 | 0.78793
27150 | 11.55 | 1 | 365 | 13.1496 | 0.46816 | 13 | 0.61777
27148 | 2.6 | 1 | 365 | 2.9601 | 0.9582 | 3 | 0.91828
27151 | 9 | 1 | 365 | 10.2464 | 0.62454 | 10 | 0.87099
24822 | 10.66 | 1 | 365 | 12.1363 | 0.42863 | 12 | 0.56497
25133 | 5.98 | 1 | 365 | 6.8082 | 0.70386 | 7 | 0.51206
27153 | 12.75 | 1 | 365 | 14.5158 | 0.2181 | 14 | 0.7339
27577 | 2.6 | 1 | 365 | 2.9601 | 0.9582 | 3 | 0.91828
27155 | 4.845 | 1 | 365 | 5.516 | 0.10288 | 5 | 0.61888
27585 | 4.77 | 1 | 365 | 5.4306 | 0.93101 | 6 | 0.36162
27599 | 6.095 | 1 | 365 | 6.9391 | 0.9674 | 7 | 0.90652
27156 | 9.69 | 1 | 365 | 11.032 | 0.20576 | 11 | 0.23776
27560 | 6.095 | 1 | 365 | 6.9391 | 0.9674 | 7 | 0.90652
27157 | 4.59 | 1 | 365 | 5.2257 | 0.51852 | 5 | 0.7442
27574 | 7.83 | 1 | 365 | 8.9144 | 0.94335 | 9 | 0.85776
27158 | 5.5 | 1 | 365 | 6.2617 | 0.60389 | 6 | 0.8656
27569 | 8.06 | 1 | 365 | 9.1763 | 0.47042 | 9 | 0.64668
27589 | 2.08 | 1 | 365 | 2.3681 | 0.76656 | 3 | 0.13463
27597 | 13.26 | 1 | 365 | 15.0964 | 0.38683 | 15 | 0.48325
27576 | 7.02 | 1 | 365 | 7.9922 | 0.087144 | 8 | 0.079369
27631 | 10.66 | 1 | 365 | 12.1363 | 0.42863 | 12 | 0.56497
20017 | 3.12 | 1 | 365 | 3.5521 | 0.14984 | 3 | 0.70194
20635 | 6.24 | 1 | 365 | 7.1042 | 0.29968 | 7 | 0.40388
20650 | 7.8 | 1 | 365 | 8.8803 | 0.8746 | 9 | 0.75485
21025 | 4.68 | 1 | 365 | 5.3282 | 0.72476 | 6 | 0.052913
21105 | 10.14 | 1 | 365 | 11.5443 | 0.23699 | 11 | 0.78131
21213 | 5.72 | 1 | 365 | 6.5122 | 0.10804 | 6 | 0.62023
21442 | 6.5 | 1 | 365 | 7.4002 | 0.8955 | 8 | 0.29571
20638 | 7.02 | 1 | 365 | 7.9922 | 0.087144 | 8 | 0.079369
21812 | 11.96 | 1 | 365 | 13.6164 | 0.40773 | 14 | 0.024111
21911 | 5.2 | 1 | 365 | 5.9202 | 0.9164 | 6 | 0.83657
22071 | 7.54 | 1 | 365 | 8.5842 | 0.27878 | 8 | 0.86303
22406 | 7.54 | 1 | 365 | 8.5842 | 0.27878 | 8 | 0.86303
27159 | 7.5 | 1 | 365 | 8.5387 | 0.18712 | 8 | 0.72582
27160 | 5.225 | 1 | 365 | 5.9486 | 0.97369 | 6 | 0.92232
27161 | 7.395 | 1 | 365 | 8.4192 | 0.9465 | 9 | 0.36566
27162 | 2.805 | 1 | 365 | 3.1935 | 0.42798 | 3 | 0.62146
27163 | 8.925 | 1 | 365 | 10.1611 | 0.45267 | 10 | 0.61373
27036 | 12.5 | 1 | 365 | 14.2312 | 0.6452 | 14 | 0.87637
27154 | 4.42 | 1 | 365 | 5.0321 | 0.12894 | 5 | 0.16108
27172 | 4.16 | 1 | 365 | 4.7361 | 0.53312 | 5 | 0.26926
27173 | 5.98 | 1 | 365 | 6.8082 | 0.70386 | 7 | 0.51206
27174 | 5.98 | 1 | 365 | 6.8082 | 0.70386 | 7 | 0.51206
22408 | 8.32 | 1 | 365 | 9.4723 | 0.066245 | 9 | 0.53851
22091 | 7.02 | 1 | 365 | 7.9922 | 0.087144 | 8 | 0.079369
22000 | 4.68 | 1 | 365 | 5.3282 | 0.72476 | 6 | 0.052913
27578 | 4.68 | 1 | 365 | 5.3282 | 0.72476 | 6 | 0.052913
27579 | 8.25 | 1 | 365 | 9.3926 | 0.90583 | 10 | 0.2984
27582 | 4.94 | 1 | 365 | 5.6242 | 0.32058 | 5 | 0.94474
27583 | 9 | 1 | 365 | 10.2464 | 0.62454 | 10 | 0.87099
27586 | 4 | 1 | 365 | 4.554 | 0.16646 | 4 | 0.72044
27590 | 5.775 | 1 | 365 | 6.5748 | 0.23408 | 6 | 0.80888
27593 | 7.15 | 1 | 365 | 8.1402 | 0.38505 | 8 | 0.52528
27595 | 2.75 | 1 | 365 | 3.1309 | 0.30194 | 3 | 0.4328
27611 | 4.5 | 1 | 365 | 5.1232 | 0.31227 | 5 | 0.43549
27612 | 9.075 | 1 | 365 | 10.3318 | 0.79642 | 11 | 0.12824
27616 | 9.5 | 1 | 365 | 10.8157 | 0.77035 | 11 | 0.58604
27629 | 15.5 | 1 | 365 | 17.6467 | 0.52005 | 18 | 0.1667
27594 | 9.805 | 1 | 365 | 11.1629 | 0.46929 | 11 | 0.63222
27601 | 7.155 | 1 | 365 | 8.1459 | 0.39651 | 8 | 0.54243
27436 | 6.885 | 1 | 365 | 7.8385 | 0.77778 | 8 | 0.6163
27438 | 4.16 | 1 | 365 | 4.7361 | 0.53312 | 5 | 0.26926
27175 | 5.46 | 1 | 365 | 6.2162 | 0.51222 | 6 | 0.7284
27513 | 6.63 | 1 | 365 | 7.5482 | 0.19341 | 7 | 0.74163
27176 | 13.26 | 1 | 365 | 15.0964 | 0.38683 | 15 | 0.48325
27444 | 7.905 | 1 | 365 | 8.9998 | 0.11522 | 9 | 0.11502
27179 | 9.81 | 1 | 365 | 11.1686 | 0.48075 | 11 | 0.64938
27516 | 7.905 | 1 | 365 | 8.9998 | 0.11522 | 9 | 0.11502
27442 | 4 | 1 | 365 | 4.554 | 0.16646 | 4 | 0.72044
27177 | 12.22 | 1 | 365 | 13.9124 | 0.0035475 | 13 | 0.91594
27431 | 6.375 | 1 | 365 | 7.2579 | 0.60905 | 7 | 0.86695
27181 | 9.88 | 1 | 365 | 11.2483 | 0.64117 | 11 | 0.88948
27451 | 10.78 | 1 | 365 | 12.273 | 0.70362 | 12 | 0.97658
27183 | 12.825 | 1 | 365 | 14.6012 | 0.38998 | 14 | 0.99116
27452 | 4.08 | 1 | 365 | 4.6451 | 0.34979 | 4 | 0.99485
27456 | 7.02 | 1 | 365 | 7.9922 | 0.087144 | 8 | 0.079369
27184 | 11.18 | 1 | 365 | 12.7284 | 0.62027 | 13 | 0.34863
27457 | 6.375 | 1 | 365 | 7.2579 | 0.60905 | 7 | 0.86695
27499 | 4.08 | 1 | 365 | 4.6451 | 0.34979 | 4 | 0.99485
27495 | 8.925 | 1 | 365 | 10.1611 | 0.45267 | 10 | 0.61373
27185 | 7.25 | 1 | 365 | 8.2541 | 0.61422 | 8 | 0.86829
27504 | 11.22 | 1 | 365 | 12.7739 | 0.71193 | 13 | 0.48583
27512 | 3.825 | 1 | 365 | 4.3547 | 0.76543 | 5 | 0.12017
27521 | 8.32 | 1 | 365 | 9.4723 | 0.066245 | 9 | 0.53851
26401 | 6.5 | 1 | 365 | 7.4002 | 0.8955 | 8 | 0.29571
27526 | 4.08 | 1 | 365 | 4.6451 | 0.34979 | 4 | 0.99485
27463 | 6.12 | 1 | 365 | 6.9676 | 0.02469 | 6 | 0.99227
27460 | 3.825 | 1 | 365 | 4.3547 | 0.76543 | 5 | 0.12017
26997 | 29.58 | 0.9 | 365 | 30.309 | 0.0074012 | 30 | 0.31638
27466 | 2.295 | 1 | 365 | 2.6128 | 0.25926 | 2 | 0.8721
18729 | 14.3 | 1 | 365 | 16.2805 | 0.77011 | 17 | 0.050567
27890 | 8.58 | 1 | 365 | 9.7683 | 0.66207 | 10 | 0.43034
26806 | 9.36 | 1 | 365 | 10.6563 | 0.44953 | 11 | 0.10583
27186 | 8.4 | 1 | 365 | 9.5633 | 0.24957 | 9 | 0.81292
27893 | 5.72 | 1 | 365 | 6.5122 | 0.10804 | 6 | 0.62023
27891 | 5.46 | 1 | 365 | 6.2162 | 0.51222 | 6 | 0.7284
27897 | 6.24 | 1 | 365 | 7.1042 | 0.29968 | 7 | 0.40388
27188 | 7.5 | 1 | 365 | 8.5387 | 0.18712 | 8 | 0.72582
27898 | 6.76 | 1 | 365 | 7.6962 | 0.49132 | 8 | 0.18754
27903 | 5.72 | 1 | 365 | 6.5122 | 0.10804 | 6 | 0.62023
27812 | 6.24 | 1 | 365 | 7.1042 | 0.29968 | 7 | 0.40388
27187 | 8.1 | 1 | 365 | 9.2218 | 0.56209 | 9 | 0.78389
27904 | 10.4 | 1 | 365 | 11.8403 | 0.83281 | 12 | 0.67314
27902 | 10.4 | 1 | 365 | 11.8403 | 0.83281 | 12 | 0.67314
26947 | 7.02 | 1 | 365 | 7.9922 | 0.087144 | 8 | 0.079369
27908 | 7.14 | 1 | 365 | 8.1288 | 0.36214 | 8 | 0.49098
27041 | 8.32 | 1 | 365 | 9.4723 | 0.066245 | 9 | 0.53851
27912 | 11.18 | 1 | 365 | 12.7284 | 0.62027 | 13 | 0.34863
27914 | 5.46 | 1 | 365 | 6.2162 | 0.51222 | 6 | 0.7284
27085 | 5.565 | 1 | 365 | 6.3357 | 0.75284 | 7 | 0.08856
27720 | 8.67 | 1 | 365 | 9.8707 | 0.86831 | 10 | 0.73905
26061 | 8.06 | 1 | 365 | 9.1763 | 0.47042 | 9 | 0.64668
27190 | 6.48 | 1 | 365 | 7.3774 | 0.84967 | 8 | 0.22711
27919 | 8.32 | 1 | 365 | 9.4723 | 0.066245 | 9 | 0.53851
27536 | 9.435 | 1 | 365 | 10.7417 | 0.6214 | 11 | 0.36308
27921 | 3.9 | 1 | 365 | 4.4401 | 0.9373 | 5 | 0.37743
27178 | 2.85 | 1 | 365 | 3.2447 | 0.53111 | 3 | 0.77581
27393 | 13.005 | 1 | 365 | 14.8061 | 0.80247 | 15 | 0.60858
27926 | 3.825 | 1 | 365 | 4.3547 | 0.76543 | 5 | 0.12017
27191 | 8.68 | 1 | 365 | 9.8821 | 0.89123 | 10 | 0.77335
27400 | 6.885 | 1 | 365 | 7.8385 | 0.77778 | 8 | 0.6163
27922 | 8.415 | 1 | 365 | 9.5804 | 0.28395 | 9 | 0.86437
27192 | 3.64 | 1 | 365 | 4.1441 | 0.34148 | 4 | 0.4856
27929 | 3.38 | 1 | 365 | 3.8481 | 0.74566 | 4 | 0.59377
27410 | 7.65 | 1 | 365 | 8.7095 | 0.53086 | 9 | 0.24034
27924 | 3.06 | 1 | 365 | 3.4838 | 0.012345 | 3 | 0.49614
27193 | 6.71 | 1 | 365 | 7.6393 | 0.37674 | 8 | 0.016035
27932 | 2.08 | 1 | 365 | 2.3681 | 0.76656 | 3 | 0.13463
27403 | 10.455 | 1 | 365 | 11.903 | 0.95885 | 12 | 0.8618
27900 | 4.68 | 1 | 365 | 5.3282 | 0.72476 | 6 | 0.052913
27406 | 6.12 | 1 | 365 | 6.9676 | 0.02469 | 6 | 0.99227
27905 | 5.5 | 1 | 365 | 6.2617 | 0.60389 | 6 | 0.8656
27411 | 7.905 | 1 | 365 | 8.9998 | 0.11522 | 9 | 0.11502
27909 | 4.2 | 1 | 365 | 4.7817 | 0.62479 | 5 | 0.40646
27391 | 3.5 | 1 | 365 | 3.9847 | 0.020656 | 4 | 0.0053836
27911 | 7.2 | 1 | 365 | 8.1972 | 0.49964 | 8 | 0.69679
27931 | 4.8 | 1 | 365 | 5.4648 | 0.99976 | 6 | 0.46453
27935 | 10.8 | 1 | 365 | 12.2957 | 0.74945 | 13 | 0.045184
27412 | 8.16 | 1 | 365 | 9.2901 | 0.69959 | 9 | 0.98969
27943 | 4.845 | 1 | 365 | 5.516 | 0.10288 | 5 | 0.61888
27409 | 5.865 | 1 | 365 | 6.6773 | 0.44033 | 7 | 0.11759
27824 | 4.42 | 1 | 365 | 5.0321 | 0.12894 | 5 | 0.16108
27402 | 10.2 | 1 | 365 | 11.6126 | 0.37448 | 11 | 0.98712
27561 | 3.75 | 1 | 365 | 4.2694 | 0.59356 | 4 | 0.86291
27565 | 8.415 | 1 | 365 | 9.5804 | 0.28395 | 9 | 0.86437
27551 | 3.64 | 1 | 365 | 4.1441 | 0.34148 | 4 | 0.4856
27427 | 6.63 | 1 | 365 | 7.5482 | 0.19341 | 7 | 0.74163
26763 | 6.24 | 1 | 365 | 7.1042 | 0.29968 | 7 | 0.40388
23594 | 5.98 | 1 | 365 | 6.8082 | 0.70386 | 7 | 0.51206
27418 | 11.475 | 1 | 365 | 13.0642 | 0.29629 | 13 | 0.36051
23591 | 9.1 | 1 | 365 | 10.3603 | 0.85371 | 11 | 0.214
27417 | 6.12 | 1 | 365 | 6.9676 | 0.02469 | 6 | 0.99227
27428 | 11.985 | 1 | 365 | 13.6448 | 0.46502 | 14 | 0.10986
24019 | 5.2 | 1 | 365 | 5.9202 | 0.9164 | 6 | 0.83657
27420 | 9.69 | 1 | 365 | 11.032 | 0.20576 | 11 | 0.23776
23573 | 13 | 1 | 365 | 14.8004 | 0.79101 | 15 | 0.59142
27439 | 7.395 | 1 | 365 | 8.4192 | 0.9465 | 9 | 0.36566
27443 | 5.75 | 1 | 365 | 6.5463 | 0.17679 | 6 | 0.72313
28116 | 7.125 | 1 | 365 | 8.1118 | 0.32776 | 8 | 0.43953
28044 | 4.42 | 1 | 365 | 5.0321 | 0.12894 | 5 | 0.16108
28122 | 4.94 | 1 | 365 | 5.6242 | 0.32058 | 5 | 0.94474
28047 | 5.72 | 1 | 365 | 6.5122 | 0.10804 | 6 | 0.62023
27870 | 9.18 | 1 | 365 | 10.4514 | 0.037035 | 10 | 0.48841
28127 | 4.68 | 1 | 365 | 5.3282 | 0.72476 | 6 | 0.052913
25016 | 4.42 | 1 | 365 | 5.0321 | 0.12894 | 5 | 0.16108
28079 | 8.67 | 1 | 365 | 9.8707 | 0.86831 | 10 | 0.73905
18311 | 8.16 | 1 | 365 | 9.2901 | 0.69959 | 9 | 0.98969
27387 | 22.25 | 1 | 365 | 25.3315 | 0.98846 | 26 | 0.31994
28109 | 2.08 | 1 | 365 | 2.3681 | 0.76656 | 3 | 0.13463
28128 | 3.64 | 1 | 365 | 4.1441 | 0.34148 | 4 | 0.4856
27667 | 28.325 | 0.9 | 365 | 29.023 | 0.41902 | 29 | 0.44207
28129 | 3.18 | 1 | 365 | 3.6204 | 0.28734 | 3 | 0.90775
28058 | 11.7 | 1 | 365 | 13.3204 | 0.81191 | 14 | 0.13228
27811 | 3.9 | 1 | 365 | 4.4401 | 0.9373 | 5 | 0.37743
28131 | 5.72 | 1 | 365 | 6.5122 | 0.10804 | 6 | 0.62023
28006 | 6.48 | 1 | 365 | 7.3774 | 0.84967 | 8 | 0.22711
28136 | 5.2 | 1 | 365 | 5.9202 | 0.9164 | 6 | 0.83657
28137 | 3.38 | 1 | 365 | 3.8481 | 0.74566 | 4 | 0.59377
25051 | 6.24 | 1 | 365 | 7.1042 | 0.29968 | 7 | 0.40388
28057 | 12.48 | 1 | 365 | 14.2084 | 0.59937 | 14 | 0.80777
28049 | 7.28 | 1 | 365 | 8.2882 | 0.68296 | 8 | 0.9712
18076 | 8.84 | 1 | 365 | 10.0643 | 0.25789 | 10 | 0.32217
19740 | 5.46 | 1 | 365 | 6.2162 | 0.51222 | 6 | 0.7284
19775 | 3.25 | 1 | 365 | 3.7001 | 0.44775 | 4 | 0.14786
28050 | 8.25 | 1 | 365 | 9.3926 | 0.90583 | 10 | 0.2984
19821 | 9.62 | 1 | 365 | 10.9523 | 0.045346 | 10 | 0.99765
18465 | 2.805 | 1 | 365 | 3.1935 | 0.42798 | 3 | 0.62146
19535 | 5.2 | 1 | 365 | 5.9202 | 0.9164 | 6 | 0.83657
19772 | 11.22 | 1 | 365 | 12.7739 | 0.71193 | 13 | 0.48583
18790 | 1.715 | 1 | 365 | 1.9525 | 0.93012 | 2 | 0.88264
28055 | 12.19 | 1 | 365 | 13.8782 | 0.9348 | 14 | 0.81304
27529 | 5.72 | 1 | 365 | 6.5122 | 0.10804 | 6 | 0.62023
18787 | 4.75 | 1 | 365 | 5.4078 | 0.88518 | 6 | 0.29302
18320 | 5.61 | 1 | 365 | 6.3869 | 0.85597 | 7 | 0.24291
27575 | 6 | 1 | 365 | 6.831 | 0.7497 | 7 | 0.58066
18733 | 5.1 | 1 | 365 | 5.8063 | 0.68724 | 6 | 0.49356
27441 | 2.08 | 1 | 365 | 2.3681 | 0.76656 | 3 | 0.13463
27461 | 8.58 | 1 | 365 | 9.7683 | 0.66207 | 10 | 0.43034
27449 | 6.24 | 1 | 365 | 7.1042 | 0.29968 | 7 | 0.40388
27458 | 3.38 | 1 | 365 | 3.8481 | 0.74566 | 4 | 0.59377
27514 | 5.72 | 1 | 365 | 6.5122 | 0.10804 | 6 | 0.62023
27453 | 9.88 | 1 | 365 | 11.2483 | 0.64117 | 11 | 0.88948
28112 | 8.84 | 1 | 365 | 10.0643 | 0.25789 | 10 | 0.32217
18391 | 5.865 | 1 | 365 | 6.6773 | 0.44033 | 7 | 0.11759
23108 | 5.46 | 1 | 365 | 6.2162 | 0.51222 | 6 | 0.7284
28105 | 8.745 | 1 | 365 | 9.9561 | 0.040182 | 9 | 0.99631
27543 | 9.435 | 1 | 365 | 10.7417 | 0.6214 | 11 | 0.36308
28051 | 12.74 | 1 | 365 | 14.5044 | 0.19519 | 14 | 0.6996
28096 | 8.925 | 1 | 365 | 10.1611 | 0.45267 | 10 | 0.61373
28093 | 4.16 | 1 | 365 | 4.7361 | 0.53312 | 5 | 0.26926
23580 | 8.32 | 1 | 365 | 9.4723 | 0.066245 | 9 | 0.53851
21085 | 9.36 | 1 | 365 | 10.6563 | 0.44953 | 11 | 0.10583
13315 | 8.25 | 1 | 365 | 9.3926 | 0.90583 | 10 | 0.2984
28084 | 2.805 | 1 | 365 | 3.1935 | 0.42798 | 3 | 0.62146
27517 | 5.865 | 1 | 365 | 6.6773 | 0.44033 | 7 | 0.11759
23391 | 7.28 | 1 | 365 | 8.2882 | 0.68296 | 8 | 0.9712
28085 | 7.56 | 1 | 365 | 8.607 | 0.32462 | 8 | 0.93163
28064 | 6.76 | 1 | 365 | 7.6962 | 0.49132 | 8 | 0.18754
22003 | 7.28 | 1 | 365 | 8.2882 | 0.68296 | 8 | 0.9712
28067 | 9.76 | 1 | 365 | 11.1117 | 0.36617 | 11 | 0.47787
23716 | 5.2 | 1 | 365 | 5.9202 | 0.9164 | 6 | 0.83657
24030 | 5.2 | 1 | 365 | 5.9202 | 0.9164 | 6 | 0.83657
24041 | 3.9 | 1 | 365 | 4.4401 | 0.9373 | 5 | 0.37743
24012 | 374.22 | 0.9 | 365 | 383.4424 | 0.81169 | 384 | 0.25405
23661 | 3.12 | 1 | 365 | 3.5521 | 0.14984 | 3 | 0.70194
24023 | 8.84 | 1 | 365 | 10.0643 | 0.25789 | 10 | 0.32217
28089 | 13.78 | 1 | 365 | 15.6884 | 0.57847 | 16 | 0.26691
23754 | 4.68 | 1 | 365 | 5.3282 | 0.72476 | 6 | 0.052913
24262 | 6.5 | 1 | 365 | 7.4002 | 0.8955 | 8 | 0.29571
26852 | 4.578 | 1 | 365 | 5.212 | 0.49102 | 5 | 0.70304
26855 | 3.57 | 1 | 365 | 4.0644 | 0.18107 | 4 | 0.24549
26859 | 10.46 | 1 | 365 | 11.9086 | 0.9703 | 12 | 0.87895
26858 | 9.87 | 1 | 365 | 11.2369 | 0.61825 | 11 | 0.85518
24345 | 7.05 | 1 | 365 | 8.0264 | 0.15589 | 8 | 0.18227
26862 | 7.7 | 1 | 365 | 8.7664 | 0.64544 | 9 | 0.41184
25838 | 7.8 | 1 | 365 | 8.8803 | 0.8746 | 9 | 0.75485
26856 | 2.385 | 1 | 365 | 2.7153 | 0.4655 | 3 | 0.18081
26864 | 17.4 | 1 | 365 | 19.8098 | 0.87412 | 20 | 0.68391
26894 | 3.64 | 1 | 365 | 4.1441 | 0.34148 | 4 | 0.4856
26865 | 6.12 | 1 | 365 | 6.9676 | 0.02469 | 6 | 0.99227
26869 | 4.42 | 1 | 365 | 5.0321 | 0.12894 | 5 | 0.16108
26875 | 12.48 | 1 | 365 | 14.2084 | 0.59937 | 14 | 0.80777
26895 | 5.32 | 1 | 365 | 6.0568 | 0.1914 | 6 | 0.24818
26906 | 8.42 | 1 | 365 | 9.5861 | 0.29541 | 9 | 0.88152
26921 | 8.96 | 1 | 365 | 10.2009 | 0.53288 | 10 | 0.73378
21075 | 4.365 | 1 | 365 | 4.9695 | 0.0029038 | 4 | 0.97243
26929 | 9.44 | 1 | 365 | 10.7474 | 0.63286 | 11 | 0.38023
26927 | 11.22 | 1 | 365 | 12.7739 | 0.71193 | 13 | 0.48583
20881 | 3.43 | 1 | 365 | 3.905 | 0.86024 | 4 | 0.76528
18106 | 2.55 | 1 | 365 | 2.9032 | 0.84362 | 3 | 0.74678
26924 | 5.73 | 1 | 365 | 6.5236 | 0.13096 | 6 | 0.65453
26923 | 8.83 | 1 | 365 | 10.0529 | 0.23497 | 10 | 0.28787
26922 | 5.98 | 1 | 365 | 6.8082 | 0.70386 | 7 | 0.51206
26878 | 5.46 | 1 | 365 | 6.2162 | 0.51222 | 6 | 0.7284
26884 | 5.46 | 1 | 365 | 6.2162 | 0.51222 | 6 | 0.7284
26887 | 9.1 | 1 | 365 | 10.3603 | 0.85371 | 11 | 0.214
26889 | 3.12 | 1 | 365 | 3.5521 | 0.14984 | 3 | 0.70194
26888 | 13.16 | 1 | 365 | 14.9826 | 0.15767 | 15 | 0.14024
26890 | 16.24 | 1 | 365 | 18.4891 | 0.21584 | 18 | 0.70498
26892 | 5.32 | 1 | 365 | 6.0568 | 0.1914 | 6 | 0.24818
26891 | 11.44 | 1 | 365 | 13.0244 | 0.21609 | 13 | 0.24045
26893 | 8.12 | 1 | 365 | 9.2446 | 0.60792 | 9 | 0.85249
26920 | 4.16 | 1 | 365 | 4.7361 | 0.53312 | 5 | 0.26926
26918 | 9.24 | 1 | 365 | 10.5197 | 0.17453 | 10 | 0.69421
26917 | 4.48 | 1 | 365 | 5.1005 | 0.26644 | 5 | 0.36689
26915 | 9.52 | 1 | 365 | 10.8385 | 0.81618 | 11 | 0.65464
26914 | 4.76 | 1 | 365 | 5.4192 | 0.90809 | 6 | 0.32732
26913 | 5.2 | 1 | 365 | 5.9202 | 0.9164 | 6 | 0.83657
26912 | 7.425 | 1 | 365 | 8.4533 | 0.015249 | 8 | 0.46856
26909 | 5.46 | 1 | 365 | 6.2162 | 0.51222 | 6 | 0.7284
26907 | 6.63 | 1 | 365 | 7.5482 | 0.19341 | 7 | 0.74163
26896 | 6.63 | 1 | 365 | 7.5482 | 0.19341 | 7 | 0.74163
26897 | 6.44 | 1 | 365 | 7.3319 | 0.75801 | 8 | 0.089906
26899 | 5.83 | 1 | 365 | 6.6374 | 0.36012 | 6 | 0.99754
26901 | 7.91 | 1 | 365 | 9.0055 | 0.12668 | 9 | 0.13217
26900 | 7.28 | 1 | 365 | 8.2882 | 0.68296 | 8 | 0.9712
26902 | 12.38 | 1 | 365 | 14.0946 | 0.37021 | 14 | 0.46476
26903 | 5.36 | 1 | 365 | 6.1023 | 0.28306 | 6 | 0.38539
26904 | 4.59 | 1 | 365 | 5.2257 | 0.51852 | 5 | 0.7442
26905 | 6.89 | 1 | 365 | 7.8442 | 0.78923 | 8 | 0.63346
22015 | 9.88 | 1 | 365 | 11.2483 | 0.64117 | 11 | 0.88948
22056 | 7.56 | 1 | 365 | 8.607 | 0.32462 | 8 | 0.93163
22061 | 4.05 | 1 | 365 | 4.6109 | 0.28104 | 4 | 0.89194
22203 | 14.56 | 1 | 365 | 16.5765 | 0.36593 | 16 | 0.9424
22201 | 5.13 | 1 | 365 | 5.8405 | 0.75599 | 6 | 0.59646
22502 | 14.04 | 1 | 365 | 15.9845 | 0.17429 | 16 | 0.15874
22493 | 7.28 | 1 | 365 | 8.2882 | 0.68296 | 8 | 0.9712
22500 | 5.72 | 1 | 365 | 6.5122 | 0.10804 | 6 | 0.62023
22650 | 3.9 | 1 | 365 | 4.4401 | 0.9373 | 5 | 0.37743
22712 | 10.57 | 1 | 365 | 12.0339 | 0.22238 | 12 | 0.25626
22732 | 5.47 | 1 | 365 | 6.2276 | 0.53514 | 6 | 0.7627
22755 | 6.47 | 1 | 365 | 7.3661 | 0.82676 | 8 | 0.19281
22764 | 6.82 | 1 | 365 | 7.7645 | 0.62882 | 8 | 0.39335
22787 | 10.215 | 1 | 365 | 11.6297 | 0.40886 | 12 | 0.03857
22817 | 9.705 | 1 | 365 | 11.0491 | 0.24013 | 11 | 0.28921
22831 | 8.1 | 1 | 365 | 9.2218 | 0.56209 | 9 | 0.78389
22867 | 5.98 | 1 | 365 | 6.8082 | 0.70386 | 7 | 0.51206
22874 | 6.725 | 1 | 365 | 7.6564 | 0.41112 | 8 | 0.067487
22778 | 10.215 | 1 | 365 | 11.6297 | 0.40886 | 12 | 0.03857
22868 | 10.2 | 1 | 365 | 11.6126 | 0.37448 | 11 | 0.98712
22656 | 6.725 | 1 | 365 | 7.6564 | 0.41112 | 8 | 0.067487
23977 | 8.37 | 1 | 365 | 9.5292 | 0.18083 | 9 | 0.71002
23699 | 3.64 | 1 | 365 | 4.1441 | 0.34148 | 4 | 0.4856
23301 | 3.64 | 1 | 365 | 4.1441 | 0.34148 | 4 | 0.4856
24455 | 6.12 | 1 | 365 | 6.9676 | 0.02469 | 6 | 0.99227
24463 | 7.5 | 1 | 365 | 8.5387 | 0.18712 | 8 | 0.72582
24465 | 11.5 | 1 | 365 | 13.0927 | 0.35358 | 13 | 0.44626
24473 | 8.75 | 1 | 365 | 9.9618 | 0.05164 | 10 | 0.013459
24492 | 9.18 | 1 | 365 | 10.4514 | 0.037035 | 10 | 0.48841
24498 | 6.75 | 1 | 365 | 7.6848 | 0.46841 | 8 | 0.15324
24499 | 5.98 | 1 | 365 | 6.8082 | 0.70386 | 7 | 0.51206
24500 | 6.75 | 1 | 365 | 7.6848 | 0.46841 | 8 | 0.15324
24503 | 17.25 | 1 | 365 | 19.639 | 0.53038 | 20 | 0.16939
24505 | 8.06 | 1 | 365 | 9.1763 | 0.47042 | 9 | 0.64668
24514 | 7 | 1 | 365 | 7.9695 | 0.041312 | 8 | 0.010767
24542 | 5.94 | 1 | 365 | 6.7627 | 0.6122 | 7 | 0.37485
24575 | 11.7 | 1 | 365 | 13.3204 | 0.81191 | 14 | 0.13228
24761 | 6.24 | 1 | 365 | 7.1042 | 0.29968 | 7 | 0.40388
24763 | 4.94 | 1 | 365 | 5.6242 | 0.32058 | 5 | 0.94474
24774 | 7.905 | 1 | 365 | 8.9998 | 0.11522 | 9 | 0.11502
24779 | 8.5 | 1 | 365 | 9.6772 | 0.47874 | 10 | 0.15593
24781 | 4.5 | 1 | 365 | 5.1232 | 0.31227 | 5 | 0.43549
24787 | 7.25 | 1 | 365 | 8.2541 | 0.61422 | 8 | 0.86829
24791 | 4.68 | 1 | 365 | 5.3282 | 0.72476 | 6 | 0.052913
24828 | 9.88 | 1 | 365 | 11.2483 | 0.64117 | 11 | 0.88948
24833 | 8.06 | 1 | 365 | 9.1763 | 0.47042 | 9 | 0.64668
12587 | 246.675 | 0.9 | 365 | 252.7541 | 0.75594 | 253 | 0.51006
24905 | 10.14 | 1 | 365 | 11.5443 | 0.23699 | 11 | 0.78131
24912 | 9.1 | 1 | 365 | 10.3603 | 0.85371 | 11 | 0.214
25370 | 9.88 | 1 | 365 | 11.2483 | 0.64117 | 11 | 0.88948
25377 | 10.53 | 1 | 365 | 11.9883 | 0.13072 | 12 | 0.11905
25386 | 8.32 | 1 | 365 | 9.4723 | 0.066245 | 9 | 0.53851
25387 | 9.88 | 1 | 365 | 11.2483 | 0.64117 | 11 | 0.88948
25394 | 9.36 | 1 | 365 | 10.6563 | 0.44953 | 11 | 0.10583
22156 | 11.34 | 1 | 365 | 12.9105 | 0.98693 | 13 | 0.89744
26402 | 3.3 | 1 | 365 | 3.757 | 0.56233 | 4 | 0.31936
25826 | 7.8 | 1 | 365 | 8.8803 | 0.8746 | 9 | 0.75485
26291 | 17.25 | 1 | 365 | 19.639 | 0.53038 | 20 | 0.16939
26296 | 8 | 1 | 365 | 9.1079 | 0.33293 | 9 | 0.44088
26388 | 11.25 | 1 | 365 | 12.8081 | 0.78068 | 13 | 0.58873
26393 | 12.5 | 1 | 365 | 14.2312 | 0.6452 | 14 | 0.87637
26559 | 10 | 1 | 365 | 11.3849 | 0.91616 | 12 | 0.3011
26566 | 7.905 | 1 | 365 | 8.9998 | 0.11522 | 9 | 0.11502
26617 | 11 | 1 | 365 | 12.5234 | 0.20778 | 12 | 0.73121
17699 | 3.64 | 1 | 365 | 4.1441 | 0.34148 | 4 | 0.4856
26621 | 7.5 | 1 | 365 | 8.5387 | 0.18712 | 8 | 0.72582
26730 | 11.18 | 1 | 365 | 12.7284 | 0.62027 | 13 | 0.34863
26742 | 9.99 | 1 | 365 | 11.3736 | 0.89324 | 12 | 0.26679
26749 | 7.35 | 1 | 365 | 8.3679 | 0.84338 | 9 | 0.21131
26832 | 6 | 1 | 365 | 6.831 | 0.7497 | 7 | 0.58066
26939 | 7.65 | 1 | 365 | 8.7095 | 0.53086 | 9 | 0.24034
26971 | 11.5 | 1 | 365 | 13.0927 | 0.35358 | 13 | 0.44626
27090 | 8.32 | 1 | 365 | 9.4723 | 0.066245 | 9 | 0.53851
27126 | 4.275 | 1 | 365 | 4.8671 | 0.79666 | 5 | 0.66372
27127 | 4.275 | 1 | 365 | 4.8671 | 0.79666 | 5 | 0.66372
27203 | 4.98 | 1 | 365 | 5.6697 | 0.41225 | 6 | 0.081946
27206 | 5.415 | 1 | 365 | 6.1649 | 0.4091 | 6 | 0.57404
27107 | 9.18 | 1 | 365 | 10.4514 | 0.037035 | 10 | 0.48841
27237 | 7.245 | 1 | 365 | 8.2484 | 0.60276 | 8 | 0.85114
27242 | 7.2 | 1 | 365 | 8.1972 | 0.49964 | 8 | 0.69679
27264 | 11.18 | 1 | 365 | 12.7284 | 0.62027 | 13 | 0.34863
27276 | 11.18 | 1 | 365 | 12.7284 | 0.62027 | 13 | 0.34863
27260 | 6.5 | 1 | 365 | 7.4002 | 0.8955 | 8 | 0.29571
27292 | 10.08 | 1 | 365 | 11.476 | 0.099489 | 11 | 0.5755
27324 | 6.75 | 1 | 365 | 7.6848 | 0.46841 | 8 | 0.15324
27331 | 4.25 | 1 | 365 | 4.8386 | 0.73937 | 5 | 0.57797
16459 | 15.3 | 1 | 365 | 17.419 | 0.061725 | 17 | 0.48068
14882 | 11.22 | 1 | 365 | 12.7739 | 0.71193 | 13 | 0.48583
27046 | 348.91 | 0.9 | 365 | 357.5086 | 0.61096 | 358 | 0.11959
25219 | 4.95 | 1 | 365 | 5.6355 | 0.3435 | 5 | 0.97904
28068 | 12.24 | 1 | 365 | 13.9352 | 0.04938 | 13 | 0.98454
23165 | 4.16 | 1 | 365 | 4.7361 | 0.53312 | 5 | 0.26926
28073 | 3.64 | 1 | 365 | 4.1441 | 0.34148 | 4 | 0.4856
15732 | 9.18 | 1 | 365 | 10.4514 | 0.037035 | 10 | 0.48841
16221 | 4.335 | 1 | 365 | 4.9354 | 0.93416 | 5 | 0.86953
27474 | 10.53 | 1 | 365 | 11.9883 | 0.13072 | 12 | 0.11905
27633 | 8.25 | 1 | 365 | 9.3926 | 0.90583 | 10 | 0.2984
14276 | 11.22 | 1 | 365 | 12.7739 | 0.71193 | 13 | 0.48583
13006 | 7.395 | 1 | 365 | 8.4192 | 0.9465 | 9 | 0.36566
13926 | 4.9 | 1 | 365 | 5.5786 | 0.22892 | 5 | 0.80754
27750 | 10.38 | 1 | 365 | 11.8176 | 0.78697 | 12 | 0.60454
27781 | 7.395 | 1 | 365 | 8.4192 | 0.9465 | 9 | 0.36566
27470 | 10.455 | 1 | 365 | 11.903 | 0.95885 | 12 | 0.8618
27480 | 3.92 | 1 | 365 | 4.4629 | 0.98313 | 5 | 0.44603
27970 | 7.595 | 1 | 365 | 8.6469 | 0.40482 | 9 | 0.051682
27980 | 12 | 1 | 365 | 13.6619 | 0.49939 | 14 | 0.16132
27981 | 8.06 | 1 | 365 | 9.1763 | 0.47042 | 9 | 0.64668
28002 | 23.785 | 1 | 365 | 27.0791 | 0.50609 | 27 | 0.58516
28039 | 7.8 | 1 | 365 | 8.8803 | 0.8746 | 9 | 0.75485
21770 | 13.78 | 1 | 365 | 15.6884 | 0.57847 | 16 | 0.26691
23881 | 6.82 | 1 | 365 | 7.7645 | 0.62882 | 8 | 0.39335
26845 | 5.5 | 1 | 365 | 6.2617 | 0.60389 | 6 | 0.8656
28175 | 4.845 | 1 | 365 | 5.516 | 0.10288 | 5 | 0.61888
27602 | 15.08 | 1 | 365 | 17.1685 | 0.55757 | 17 | 0.72605
28167 | 9.36 | 1 | 365 | 10.6563 | 0.44953 | 11 | 0.10583
27118 | 4.5 | 1 | 365 | 5.1232 | 0.31227 | 5 | 0.43549
26765 | 11.7 | 1 | 365 | 13.3204 | 0.81191 | 14 | 0.13228
28176 | 8.58 | 1 | 365 | 9.7683 | 0.66207 | 10 | 0.43034
28179 | 4.68 | 1 | 365 | 5.3282 | 0.72476 | 6 | 0.052913
28182 | 3.12 | 1 | 365 | 3.5521 | 0.14984 | 3 | 0.70194
27619 | 7.54 | 1 | 365 | 8.5842 | 0.27878 | 8 | 0.86303
28267 | 4.94 | 1 | 365 | 5.6242 | 0.32058 | 5 | 0.94474
28184 | 5.72 | 1 | 365 | 6.5122 | 0.10804 | 6 | 0.62023
28183 | 9.1 | 1 | 365 | 10.3603 | 0.85371 | 11 | 0.214
28268 | 3.12 | 1 | 365 | 3.5521 | 0.14984 | 3 | 0.70194
28269 | 7.54 | 1 | 365 | 8.5842 | 0.27878 | 8 | 0.86303
28270 | 9.1 | 1 | 365 | 10.3603 | 0.85371 | 11 | 0.214
28272 | 3.64 | 1 | 365 | 4.1441 | 0.34148 | 4 | 0.4856
28274 | 5.98 | 1 | 365 | 6.8082 | 0.70386 | 7 | 0.51206
28189 | 2.6 | 1 | 365 | 2.9601 | 0.9582 | 3 | 0.91828
28275 | 6.76 | 1 | 365 | 7.6962 | 0.49132 | 8 | 0.18754
28277 | 5.2 | 1 | 365 | 5.9202 | 0.9164 | 6 | 0.83657
28276 | 3.12 | 1 | 365 | 3.5521 | 0.14984 | 3 | 0.70194
28317 | 5.98 | 1 | 365 | 6.8082 | 0.70386 | 7 | 0.51206
28319 | 7.28 | 1 | 365 | 8.2882 | 0.68296 | 8 | 0.9712
28324 | 3.38 | 1 | 365 | 3.8481 | 0.74566 | 4 | 0.59377
28285 | 5.2 | 1 | 365 | 5.9202 | 0.9164 | 6 | 0.83657
28286 | 10.464 | 1 | 365 | 11.9132 | 0.97947 | 12 | 0.89267
28287 | 4.08 | 1 | 365 | 4.6451 | 0.34979 | 4 | 0.99485
28288 | 6.27 | 1 | 365 | 7.1384 | 0.36843 | 7 | 0.50679
28293 | 8.829 | 1 | 365 | 10.0518 | 0.23268 | 10 | 0.28444
28294 | 5.415 | 1 | 365 | 6.1649 | 0.4091 | 6 | 0.57404
28297 | 8.36 | 1 | 365 | 9.5178 | 0.15791 | 9 | 0.67572
28300 | 6.44 | 1 | 365 | 7.3319 | 0.75801 | 8 | 0.089906
28302 | 7.395 | 1 | 365 | 8.4192 | 0.9465 | 9 | 0.36566
28303 | 7.84 | 1 | 365 | 8.9258 | 0.96627 | 9 | 0.89206
28305 | 6 | 1 | 365 | 6.831 | 0.7497 | 7 | 0.58066
28307 | 3.38 | 1 | 365 | 3.8481 | 0.74566 | 4 | 0.59377
28308 | 10.4 | 1 | 365 | 11.8403 | 0.83281 | 12 | 0.67314
28311 | 7 | 1 | 365 | 7.9695 | 0.041312 | 8 | 0.010767
28313 | 4.56 | 1 | 365 | 5.1915 | 0.44977 | 5 | 0.6413
28278 | 9.275 | 1 | 365 | 10.5595 | 0.25474 | 10 | 0.81427
28280 | 6.5 | 1 | 365 | 7.4002 | 0.8955 | 8 | 0.29571
28323 | 5.72 | 1 | 365 | 6.5122 | 0.10804 | 6 | 0.62023
28315 | 8.32 | 1 | 365 | 9.4723 | 0.066245 | 9 | 0.53851
28312 | 9.1 | 1 | 365 | 10.3603 | 0.85371 | 11 | 0.214
28279 | 9.9 | 1 | 365 | 11.2711 | 0.687 | 11 | 0.95809
28281 | 14.56 | 1 | 365 | 16.5765 | 0.36593 | 16 | 0.9424
28283 | 6.75 | 1 | 365 | 7.6848 | 0.46841 | 8 | 0.15324
28284 | 11.5 | 1 | 365 | 13.0927 | 0.35358 | 13 | 0.44626
27694 | 3.64 | 1 | 365 | 4.1441 | 0.34148 | 4 | 0.4856
27695 | 5.61 | 1 | 365 | 6.3869 | 0.85597 | 7 | 0.24291
20955 | 3.38 | 1 | 365 | 3.8481 | 0.74566 | 4 | 0.59377
27698 | 5.1 | 1 | 365 | 5.8063 | 0.68724 | 6 | 0.49356
25592 | 8.58 | 1 | 365 | 9.7683 | 0.66207 | 10 | 0.43034
21106 | 7.395 | 1 | 365 | 8.4192 | 0.9465 | 9 | 0.36566
21913 | 7.02 | 1 | 365 | 7.9922 | 0.087144 | 8 | 0.079369
27702 | 5.72 | 1 | 365 | 6.5122 | 0.10804 | 6 | 0.62023
27640 | 9.18 | 1 | 365 | 10.4514 | 0.037035 | 10 | 0.48841
26668 | 6.5 | 1 | 365 | 7.4002 | 0.8955 | 8 | 0.29571
27003 | 8.32 | 1 | 365 | 9.4723 | 0.066245 | 9 | 0.53851
28190 | 5.2 | 1 | 365 | 5.9202 | 0.9164 | 6 | 0.83657
27703 | 5.2 | 1 | 365 | 5.9202 | 0.9164 | 6 | 0.83657
26756 | 4.68 | 1 | 365 | 5.3282 | 0.72476 | 6 | 0.052913
27704 | 4.335 | 1 | 365 | 4.9354 | 0.93416 | 5 | 0.86953
24255 | 7.02 | 1 | 365 | 7.9922 | 0.087144 | 8 | 0.079369
27865 | 4.05 | 1 | 365 | 4.6109 | 0.28104 | 4 | 0.89194
28192 | 5.98 | 1 | 365 | 6.8082 | 0.70386 | 7 | 0.51206
28191 | 5.46 | 1 | 365 | 6.2162 | 0.51222 | 6 | 0.7284
28185 | 7.02 | 1 | 365 | 7.9922 | 0.087144 | 8 | 0.079369
25650 | 5.5 | 1 | 365 | 6.2617 | 0.60389 | 6 | 0.8656
20470 | 10.92 | 1 | 365 | 12.4324 | 0.024447 | 12 | 0.4568
27654 | 11.18 | 1 | 365 | 12.7284 | 0.62027 | 13 | 0.34863
28194 | 6.76 | 1 | 365 | 7.6962 | 0.49132 | 8 | 0.18754
25656 | 5 | 1 | 365 | 5.6925 | 0.45808 | 6 | 0.15055
25839 | 8.25 | 1 | 365 | 9.3926 | 0.90583 | 10 | 0.2984
19675 | 8.58 | 1 | 365 | 9.7683 | 0.66207 | 10 | 0.43034
27001 | 7 | 1 | 365 | 7.9695 | 0.041312 | 8 | 0.010767
27291 | 9.5 | 1 | 365 | 10.8157 | 0.77035 | 11 | 0.58604
28070 | 7.75 | 1 | 365 | 8.8233 | 0.76002 | 9 | 0.58335
28197 | 13.26 | 1 | 365 | 15.0964 | 0.38683 | 15 | 0.48325
28156 | 5.72 | 1 | 365 | 6.5122 | 0.10804 | 6 | 0.62023
27657 | 3.9 | 1 | 365 | 4.4401 | 0.9373 | 5 | 0.37743
28198 | 6.5 | 1 | 365 | 7.4002 | 0.8955 | 8 | 0.29571
19781 | 4.68 | 1 | 365 | 5.3282 | 0.72476 | 6 | 0.052913
28195 | 5.2 | 1 | 365 | 5.9202 | 0.9164 | 6 | 0.83657
28201 | 7.8 | 1 | 365 | 8.8803 | 0.8746 | 9 | 0.75485
20498 | 8.32 | 1 | 365 | 9.4723 | 0.066245 | 9 | 0.53851
28202 | 8.84 | 1 | 365 | 10.0643 | 0.25789 | 10 | 0.32217
28180 | 4.16 | 1 | 365 | 4.7361 | 0.53312 | 5 | 0.26926
28204 | 6.76 | 1 | 365 | 7.6962 | 0.49132 | 8 | 0.18754
28205 | 9.36 | 1 | 365 | 10.6563 | 0.44953 | 11 | 0.10583
28207 | 4.42 | 1 | 365 | 5.0321 | 0.12894 | 5 | 0.16108
28203 | 5.2 | 1 | 365 | 5.9202 | 0.9164 | 6 | 0.83657
28209 | 5.98 | 1 | 365 | 6.8082 | 0.70386 | 7 | 0.51206
28164 | 6.375 | 1 | 365 | 7.2579 | 0.60905 | 7 | 0.86695
24320 | 8.58 | 1 | 365 | 9.7683 | 0.66207 | 10 | 0.43034
25593 | 8.32 | 1 | 365 | 9.4723 | 0.066245 | 9 | 0.53851
24104 | 8.32 | 1 | 365 | 9.4723 | 0.066245 | 9 | 0.53851
28080 | 8.06 | 1 | 365 | 9.1763 | 0.47042 | 9 | 0.64668
28139 | 9.62 | 1 | 365 | 10.9523 | 0.045346 | 10 | 0.99765
28140 | 11.44 | 1 | 365 | 13.0244 | 0.21609 | 13 | 0.24045
28130 | 7.54 | 1 | 365 | 8.5842 | 0.27878 | 8 | 0.86303
27566 | 6.63 | 1 | 365 | 7.5482 | 0.19341 | 7 | 0.74163
15941 | 10.455 | 1 | 365 | 11.903 | 0.95885 | 12 | 0.8618
28210 | 2.86 | 1 | 365 | 3.2561 | 0.55402 | 3 | 0.81011
28143 | 3.12 | 1 | 365 | 3.5521 | 0.14984 | 3 | 0.70194
28144 | 10.725 | 1 | 365 | 12.2103 | 0.57758 | 12 | 0.78793
28169 | 10.4 | 1 | 365 | 11.8403 | 0.83281 | 12 | 0.67314
28212 | 4.94 | 1 | 365 | 5.6242 | 0.32058 | 5 | 0.94474
27541 | 10.14 | 1 | 365 | 11.5443 | 0.23699 | 11 | 0.78131
28132 | 4.94 | 1 | 365 | 5.6242 | 0.32058 | 5 | 0.94474
28124 | 7.28 | 1 | 365 | 8.2882 | 0.68296 | 8 | 0.9712
27559 | 6.12 | 1 | 365 | 6.9676 | 0.02469 | 6 | 0.99227
27568 | 11.73 | 1 | 365 | 13.3545 | 0.88066 | 14 | 0.23519
27587 | 7.75 | 1 | 365 | 8.8233 | 0.76002 | 9 | 0.58335
26754 | 5.98 | 1 | 365 | 6.8082 | 0.70386 | 7 | 0.51206
27598 | 10.5 | 1 | 365 | 11.9542 | 0.061968 | 12 | 0.016151
26708 | 7.28 | 1 | 365 | 8.2882 | 0.68296 | 8 | 0.9712
27622 | 5.865 | 1 | 365 | 6.6773 | 0.44033 | 7 | 0.11759
26703 | 5.98 | 1 | 365 | 6.8082 | 0.70386 | 7 | 0.51206
27624 | 4.42 | 1 | 365 | 5.0321 | 0.12894 | 5 | 0.16108
28161 | 5.1 | 1 | 365 | 5.8063 | 0.68724 | 6 | 0.49356
28159 | 2.385 | 1 | 365 | 2.7153 | 0.4655 | 3 | 0.18081
28163 | 4.16 | 1 | 365 | 4.7361 | 0.53312 | 5 | 0.26926
27534 | 5.98 | 1 | 365 | 6.8082 | 0.70386 | 7 | 0.51206
28166 | 8.502 | 1 | 365 | 9.6795 | 0.48332 | 10 | 0.16279
28165 | 5.3 | 1 | 365 | 6.034 | 0.14556 | 6 | 0.17958
27538 | 9.1 | 1 | 365 | 10.3603 | 0.85371 | 11 | 0.214
28171 | 8.58 | 1 | 365 | 9.7683 | 0.66207 | 10 | 0.43034
28170 | 8.925 | 1 | 365 | 10.1611 | 0.45267 | 10 | 0.61373
27544 | 6.12 | 1 | 365 | 6.9676 | 0.02469 | 6 | 0.99227
28173 | 2.6 | 1 | 365 | 2.9601 | 0.9582 | 3 | 0.91828
26752 | 3.9 | 1 | 365 | 4.4401 | 0.9373 | 5 | 0.37743
28174 | 5.98 | 1 | 365 | 6.8082 | 0.70386 | 7 | 0.51206
23600 | 9.36 | 1 | 365 | 10.6563 | 0.44953 | 11 | 0.10583
28320 | 11.18 | 1 | 365 | 12.7284 | 0.62027 | 13 | 0.34863
28325 | 4.16 | 1 | 365 | 4.7361 | 0.53312 | 5 | 0.26926
27707 | 4.08 | 1 | 365 | 4.6451 | 0.34979 | 4 | 0.99485
27696 | 4.68 | 1 | 365 | 5.3282 | 0.72476 | 6 | 0.052913
27709 | 4.68 | 1 | 365 | 5.3282 | 0.72476 | 6 | 0.052913
21201 | 12.22 | 1 | 365 | 13.9124 | 0.0035475 | 13 | 0.91594
28328 | 2.86 | 1 | 365 | 3.2561 | 0.55402 | 3 | 0.81011
28331 | 11.7 | 1 | 365 | 13.3204 | 0.81191 | 14 | 0.13228
27726 | 7.14 | 1 | 365 | 8.1288 | 0.36214 | 8 | 0.49098
27712 | 3.9 | 1 | 365 | 4.4401 | 0.9373 | 5 | 0.37743
28326 | 5.46 | 1 | 365 | 6.2162 | 0.51222 | 6 | 0.7284
28335 | 11.118 | 1 | 365 | 12.6578 | 0.47819 | 13 | 0.13596
27760 | 13.96 | 1 | 365 | 15.8934 | 0.99096 | 16 | 0.88433
28339 | 9.1 | 1 | 365 | 10.3603 | 0.85371 | 11 | 0.214
28334 | 7.8 | 1 | 365 | 8.8803 | 0.8746 | 9 | 0.75485
28338 | 11.18 | 1 | 365 | 12.7284 | 0.62027 | 13 | 0.34863
28341 | 5.2 | 1 | 365 | 5.9202 | 0.9164 | 6 | 0.83657
28343 | 5.565 | 1 | 365 | 6.3357 | 0.75284 | 7 | 0.08856
27725 | 11.18 | 1 | 365 | 12.7284 | 0.62027 | 13 | 0.34863
27764 | 9.945 | 1 | 365 | 11.3223 | 0.79012 | 12 | 0.11244
28345 | 7.28 | 1 | 365 | 8.2882 | 0.68296 | 8 | 0.9712
28346 | 11.7 | 1 | 365 | 13.3204 | 0.81191 | 14 | 0.13228
27717 | 3.825 | 1 | 365 | 4.3547 | 0.76543 | 5 | 0.12017
28349 | 17.658 | 1 | 365 | 20.1035 | 0.46536 | 20 | 0.56888
28350 | 6.76 | 1 | 365 | 7.6962 | 0.49132 | 8 | 0.18754
21311 | 6.375 | 1 | 365 | 7.2579 | 0.60905 | 7 | 0.86695
28342 | 3.12 | 1 | 365 | 3.5521 | 0.55032 | 4 | 0.10242
17066 | 5.2 | 1 | 365 | 5.9202 | 0.9164 | 6 | 0.83657
28340 | 7.905 | 1 | 365 | 8.9998 | 0.11522 | 9 | 0.11502
28353 | 4.59 | 1 | 365 | 5.2257 | 0.51852 | 5 | 0.7442
28359 | 5.46 | 1 | 365 | 6.2162 | 0.51222 | 6 | 0.7284
27686 | 6.5 | 1 | 365 | 7.4002 | 0.8955 | 8 | 0.29571
27683 | 16.9 | 1 | 365 | 19.2405 | 0.72831 | 19 | 0.96885
27857 | 4.68 | 1 | 365 | 5.3282 | 0.72476 | 6 | 0.052913
27859 | 4.42 | 1 | 365 | 5.0321 | 0.12894 | 5 | 0.16108
27688 | 3.64 | 1 | 365 | 4.1441 | 0.34148 | 4 | 0.4856
27708 | 8.58 | 1 | 365 | 9.7683 | 0.66207 | 10 | 0.43034
27861 | 7.54 | 1 | 365 | 8.5842 | 0.27878 | 8 | 0.86303
27710 | 8.06 | 1 | 365 | 9.1763 | 0.47042 | 9 | 0.64668
27623 | 7.28 | 1 | 365 | 8.2882 | 0.68296 | 8 | 0.9712
27711 | 2.04 | 1 | 365 | 2.3225 | 0.6749 | 2 | 0.99742
27627 | 7.14 | 1 | 365 | 8.1288 | 0.36214 | 8 | 0.49098
27713 | 5.61 | 1 | 365 | 6.3869 | 0.85597 | 7 | 0.24291
27719 | 5.46 | 1 | 365 | 6.2162 | 0.51222 | 6 | 0.7284
27714 | 6.76 | 1 | 365 | 7.6962 | 0.49132 | 8 | 0.18754
27784 | 7.28 | 1 | 365 | 8.2882 | 0.68296 | 8 | 0.9712
27769 | 7.905 | 1 | 365 | 8.9998 | 0.11522 | 9 | 0.11502
28437 | 3.12 | 1 | 365 | 3.5521 | 0.14984 | 3 | 0.70194
28439 | 8.32 | 1 | 365 | 9.4723 | 0.066245 | 9 | 0.53851
28322 | 3.12 | 1 | 365 | 3.5521 | 0.14984 | 3 | 0.70194
28433 | 10.92 | 1 | 365 | 12.4324 | 0.024447 | 12 | 0.4568
28440 | 2.86 | 1 | 365 | 3.2561 | 0.55402 | 3 | 0.81011
28234 | 5.98 | 1 | 365 | 6.8082 | 0.70386 | 7 | 0.51206
28447 | 8.84 | 1 | 365 | 10.0643 | 0.25789 | 10 | 0.32217
28448 | 5.46 | 1 | 365 | 6.2162 | 0.51222 | 6 | 0.7284
28449 | 4.42 | 1 | 365 | 5.0321 | 0.12894 | 5 | 0.16108
28361 | 7.8 | 1 | 365 | 8.8803 | 0.8746 | 9 | 0.75485
28450 | 7.28 | 1 | 365 | 8.2882 | 0.68296 | 8 | 0.9712
28363 | 3.9 | 1 | 365 | 4.4401 | 0.9373 | 5 | 0.37743
28456 | 4.42 | 1 | 365 | 5.0321 | 0.12894 | 5 | 0.16108
28458 | 4.16 | 1 | 365 | 4.7361 | 0.53312 | 5 | 0.26926
28360 | 2.6 | 1 | 365 | 2.9601 | 0.9582 | 3 | 0.91828
28462 | 8.58 | 1 | 365 | 9.7683 | 0.66207 | 10 | 0.43034
28464 | 8.06 | 1 | 365 | 9.1763 | 0.47042 | 9 | 0.64668
28367 | 4.08 | 1 | 365 | 4.6451 | 0.34979 | 4 | 0.99485
28432 | 9.945 | 1 | 365 | 11.3223 | 0.79012 | 12 | 0.11244
28435 | 7.02 | 1 | 365 | 7.9922 | 0.087144 | 8 | 0.079369
21330 | 8.32 | 1 | 365 | 9.4723 | 0.066245 | 9 | 0.53851
28441 | 8.32 | 1 | 365 | 9.4723 | 0.066245 | 9 | 0.53851
28400 | 4.16 | 1 | 365 | 4.7361 | 0.53312 | 5 | 0.26926
28452 | 5.72 | 1 | 365 | 6.5122 | 0.10804 | 6 | 0.62023
28453 | 8.84 | 1 | 365 | 10.0643 | 0.25789 | 10 | 0.32217
28369 | 3.64 | 1 | 365 | 4.1441 | 0.34148 | 4 | 0.4856
28459 | 5.46 | 1 | 365 | 6.2162 | 0.51222 | 6 | 0.7284
28468 | 10.14 | 1 | 365 | 11.5443 | 0.23699 | 11 | 0.78131
28371 | 4.95 | 1 | 365 | 5.6355 | 0.3435 | 5 | 0.97904
28467 | 3.64 | 1 | 365 | 4.1441 | 0.34148 | 4 | 0.4856
28370 | 5.72 | 1 | 365 | 6.5122 | 0.10804 | 6 | 0.62023
28455 | 5.2 | 1 | 365 | 5.9202 | 0.9164 | 6 | 0.83657
27845 | 5.1 | 1 | 365 | 5.8063 | 0.68724 | 6 | 0.49356
28476 | 14.04 | 1 | 365 | 15.9845 | 0.17429 | 16 | 0.15874
28352 | 7.905 | 1 | 365 | 8.9998 | 0.11522 | 9 | 0.11502
28373 | 6.24 | 1 | 365 | 7.1042 | 0.29968 | 7 | 0.40388
28329 | 17.68 | 1 | 365 | 20.1286 | 0.51577 | 20 | 0.64434
28478 | 8.84 | 1 | 365 | 10.0643 | 0.25789 | 10 | 0.32217
28374 | 8.25 | 1 | 365 | 9.3926 | 0.90583 | 10 | 0.2984
28348 | 8.58 | 1 | 365 | 9.7683 | 0.66207 | 10 | 0.43034
28377 | 7.65 | 1 | 365 | 8.7095 | 0.53086 | 9 | 0.24034
28378 | 7.8 | 1 | 365 | 8.8803 | 0.8746 | 9 | 0.75485
27546 | 7.905 | 1 | 365 | 8.9998 | 0.11522 | 9 | 0.11502
27355 | 3.825 | 1 | 365 | 4.3547 | 0.76543 | 5 | 0.12017
20576 | 7.8 | 1 | 365 | 8.8803 | 0.8746 | 9 | 0.75485
27614 | 9.5 | 1 | 365 | 10.8157 | 0.77035 | 11 | 0.58604
28380 | 5.2 | 1 | 365 | 5.9202 | 0.9164 | 6 | 0.83657
28475 | 7.15 | 1 | 365 | 8.1402 | 0.38505 | 8 | 0.52528
28379 | 9.36 | 1 | 365 | 10.6563 | 0.44953 | 11 | 0.10583
28479 | 7.975 | 1 | 365 | 9.0795 | 0.27564 | 9 | 0.35512
28381 | 7.02 | 1 | 365 | 7.9922 | 0.087144 | 8 | 0.079369
28480 | 9.35 | 1 | 365 | 10.6449 | 0.42661 | 11 | 0.071525
27692 | 4.845 | 1 | 365 | 5.516 | 0.10288 | 5 | 0.61888
28383 | 3.6 | 1 | 365 | 4.0986 | 0.24982 | 4 | 0.34839
28384 | 6.5 | 1 | 365 | 7.4002 | 0.8955 | 8 | 0.29571
27766 | 2.55 | 1 | 365 | 2.9032 | 0.84362 | 3 | 0.74678
28387 | 7.8 | 1 | 365 | 8.8803 | 0.8746 | 9 | 0.75485
28386 | 5.98 | 1 | 365 | 6.8082 | 0.70386 | 7 | 0.51206
28388 | 4.42 | 1 | 365 | 5.0321 | 0.12894 | 5 | 0.16108
27691 | 3.38 | 1 | 365 | 3.8481 | 0.74566 | 4 | 0.59377
27767 | 3.9 | 1 | 365 | 4.4401 | 0.9373 | 5 | 0.37743
27613 | 10.92 | 1 | 365 | 12.4324 | 0.024447 | 12 | 0.4568
28856 | 4.905 | 1 | 365 | 5.5843 | 0.24038 | 5 | 0.82469
28220 | 8.58 | 1 | 365 | 9.7683 | 0.66207 | 10 | 0.43034
28389 | 5.46 | 1 | 365 | 6.2162 | 0.51222 | 6 | 0.7284
28391 | 4.42 | 1 | 365 | 5.0321 | 0.12894 | 5 | 0.16108
28393 | 5.49 | 1 | 365 | 6.2503 | 0.58097 | 6 | 0.8313
28392 | 10.175 | 1 | 365 | 11.5842 | 0.31719 | 11 | 0.90137
28372 | 9.1 | 1 | 365 | 10.3603 | 0.85371 | 11 | 0.214
21423 | 8.84 | 1 | 365 | 10.0643 | 0.25789 | 10 | 0.32217
28395 | 7.8 | 1 | 365 | 8.8803 | 0.8746 | 9 | 0.75485
28394 | 5.2 | 1 | 365 | 5.9202 | 0.9164 | 6 | 0.83657
27849 | 4.42 | 1 | 365 | 5.0321 | 0.12894 | 5 | 0.16108
27756 | 4.42 | 1 | 365 | 5.0321 | 0.12894 | 5 | 0.16108
28402 | 8.12 | 1 | 365 | 9.2446 | 0.60792 | 9 | 0.85249
28401 | 14.04 | 1 | 365 | 15.9845 | 0.17429 | 16 | 0.15874
27761 | 7.02 | 1 | 365 | 7.9922 | 0.087144 | 8 | 0.079369
28406 | 6.27 | 1 | 365 | 7.1384 | 0.36843 | 7 | 0.50679
27563 | 9.18 | 1 | 365 | 10.4514 | 0.037035 | 10 | 0.48841
28403 | 7.54 | 1 | 365 | 8.5842 | 0.27878 | 8 | 0.86303
28408 | 5.98 | 1 | 365 | 6.8082 | 0.70386 | 7 | 0.51206
27567 | 13.515 | 1 | 365 | 15.3867 | 0.97119 | 16 | 0.35793
28407 | 9.62 | 1 | 365 | 10.9523 | 0.045346 | 10 | 0.99765
28405 | 12.48 | 1 | 365 | 14.2084 | 0.59937 | 14 | 0.80777
27603 | 8.84 | 1 | 365 | 10.0643 | 0.25789 | 10 | 0.32217
28410 | 5.2 | 1 | 365 | 5.9202 | 0.9164 | 6 | 0.83657
27851 | 4.845 | 1 | 365 | 5.516 | 0.10288 | 5 | 0.61888
28409 | 4.16 | 1 | 365 | 4.7361 | 0.53312 | 5 | 0.26926
28412 | 4.16 | 1 | 365 | 4.7361 | 0.53312 | 5 | 0.26926
28227 | 8.84 | 1 | 365 | 10.0643 | 0.25789 | 10 | 0.32217
28411 | 3.38 | 1 | 365 | 3.8481 | 0.74566 | 4 | 0.59377
28229 | 13.78 | 1 | 365 | 15.6884 | 0.57847 | 16 | 0.26691
28414 | 4.68 | 1 | 365 | 5.3282 | 0.72476 | 6 | 0.052913
28417 | 3.64 | 1 | 365 | 4.1441 | 0.34148 | 4 | 0.4856
28416 | 7.32 | 1 | 365 | 8.3338 | 0.77463 | 9 | 0.1084
27668 | 8.16 | 1 | 365 | 9.2901 | 0.69959 | 9 | 0.98969
28413 | 5.355 | 1 | 365 | 6.0966 | 0.2716 | 6 | 0.36824
28415 | 12.48 | 1 | 365 | 14.2084 | 0.59937 | 14 | 0.80777
28223 | 8.32 | 1 | 365 | 9.4723 | 0.066245 | 9 | 0.53851
27854 | 3.825 | 1 | 365 | 4.3547 | 0.76543 | 5 | 0.12017
28225 | 4.68 | 1 | 365 | 5.3282 | 0.72476 | 6 | 0.052913
28217 | 12.22 | 1 | 365 | 13.9124 | 0.0035475 | 13 | 0.91594
28418 | 5.2 | 1 | 365 | 5.9202 | 0.9164 | 6 | 0.83657
27672 | 7.02 | 1 | 365 | 7.9922 | 0.087144 | 8 | 0.079369
28419 | 9.62 | 1 | 365 | 10.9523 | 0.045346 | 10 | 0.99765
27591 | 6.5 | 1 | 365 | 7.4002 | 0.8955 | 8 | 0.29571
27855 | 8.84 | 1 | 365 | 10.0643 | 0.25789 | 10 | 0.32217
28422 | 4.16 | 1 | 365 | 4.7361 | 0.53312 | 5 | 0.26926
28233 | 8.925 | 1 | 365 | 10.1611 | 0.45267 | 10 | 0.61373
27856 | 4.94 | 1 | 365 | 5.6242 | 0.32058 | 5 | 0.94474
28214 | 5.2 | 1 | 365 | 5.9202 | 0.9164 | 6 | 0.83657
28424 | 7.8 | 1 | 365 | 8.8803 | 0.8746 | 9 | 0.75485
28421 | 6.24 | 1 | 365 | 7.1042 | 0.29968 | 7 | 0.40388
28423 | 5.2 | 1 | 365 | 5.9202 | 0.9164 | 6 | 0.83657
28211 | 6.5 | 1 | 365 | 7.4002 | 0.8955 | 8 | 0.29571
28481 | 6.875 | 1 | 365 | 7.8271 | 0.75486 | 8 | 0.582
20910 | 4.94 | 1 | 365 | 5.6242 | 0.32058 | 5 | 0.94474
28482 | 10.8 | 1 | 365 | 12.2957 | 0.74945 | 13 | 0.045184
28483 | 2.7 | 1 | 365 | 3.0739 | 0.18736 | 3 | 0.2613
28486 | 10.8 | 1 | 365 | 12.2957 | 0.74945 | 13 | 0.045184
28487 | 9.25 | 1 | 365 | 10.5311 | 0.19745 | 10 | 0.72851
28484 | 3.9 | 1 | 365 | 4.4401 | 0.9373 | 5 | 0.37743
28473 | 6.625 | 1 | 365 | 7.5425 | 0.18196 | 7 | 0.72448
28488 | 8.48 | 1 | 365 | 9.6544 | 0.4329 | 10 | 0.087329
28016 | 4.64 | 1 | 365 | 5.2826 | 0.6331 | 5 | 0.91571
28491 | 3.825 | 1 | 365 | 4.3547 | 0.76543 | 5 | 0.12017
28490 | 3.825 | 1 | 365 | 4.3547 | 0.76543 | 5 | 0.12017
28489 | 5.98 | 1 | 365 | 6.8082 | 0.70386 | 7 | 0.51206
28492 | 7.25 | 1 | 365 | 8.2541 | 0.61422 | 8 | 0.86829
28494 | 9.9 | 1 | 365 | 11.2711 | 0.687 | 11 | 0.95809
28496 | 11 | 1 | 365 | 12.5234 | 0.20778 | 12 | 0.73121
28498 | 13 | 1 | 365 | 14.8004 | 0.79101 | 15 | 0.59142
28499 | 10.175 | 1 | 365 | 11.5842 | 0.31719 | 11 | 0.90137
28501 | 4.16 | 1 | 365 | 4.7361 | 0.53312 | 5 | 0.26926
28451 | 13.78 | 1 | 365 | 15.6884 | 0.57847 | 16 | 0.26691
28500 | 5.5 | 1 | 365 | 6.2617 | 0.60389 | 6 | 0.8656
28485 | 4.68 | 1 | 365 | 5.3282 | 0.72476 | 6 | 0.052913
28457 | 9.88 | 1 | 365 | 11.2483 | 0.64117 | 11 | 0.88948
28505 | 11.96 | 1 | 365 | 13.6164 | 0.40773 | 14 | 0.024111
28511 | 3.025 | 1 | 365 | 3.4439 | 0.93214 | 4 | 0.37608
28504 | 8.06 | 1 | 365 | 9.1763 | 0.47042 | 9 | 0.64668
28508 | 4.94 | 1 | 365 | 5.6242 | 0.32058 | 5 | 0.94474
28507 | 5.5 | 1 | 365 | 6.2617 | 0.60389 | 6 | 0.8656
28502 | 11.96 | 1 | 365 | 13.6164 | 0.40773 | 14 | 0.024111
28463 | 6.5 | 1 | 365 | 7.4002 | 0.8955 | 8 | 0.29571
28471 | 4.94 | 1 | 365 | 5.6242 | 0.32058 | 5 | 0.94474
28514 | 2.34 | 1 | 365 | 2.6641 | 0.36238 | 3 | 0.026456
28517 | 7.54 | 1 | 365 | 8.5842 | 0.27878 | 8 | 0.86303
28516 | 6.76 | 1 | 365 | 7.6962 | 0.49132 | 8 | 0.18754
28520 | 10.66 | 1 | 365 | 12.1363 | 0.42863 | 12 | 0.56497
28521 | 9.1 | 1 | 365 | 10.3603 | 0.85371 | 11 | 0.214
28522 | 6.6 | 1 | 365 | 7.5141 | 0.12467 | 7 | 0.63872
28523 | 5.25 | 1 | 365 | 5.9771 | 0.030984 | 6 | 0.0080754
28525 | 10.45 | 1 | 365 | 11.8973 | 0.94739 | 12 | 0.84465
28526 | 7.7 | 1 | 365 | 8.7664 | 0.64544 | 9 | 0.41184
28260 | 7.65 | 1 | 365 | 8.7095 | 0.53086 | 9 | 0.24034
28537 | 12.426 | 1 | 365 | 14.1469 | 0.47562 | 14 | 0.62254
28532 | 4.14 | 1 | 365 | 4.7134 | 0.48729 | 5 | 0.20065
28533 | 9.156 | 1 | 365 | 10.424 | 0.98204 | 11 | 0.40608
27878 | 3.12 | 1 | 365 | 3.5521 | 0.14984 | 3 | 0.70194
27883 | 8.67 | 1 | 365 | 9.8707 | 0.86831 | 10 | 0.73905
5604 | 2798.64 | 0.9 | 365 | 2867.6104 | 0.067382 | 2867 | 0.67774
24897 | 3.85 | 1 | 365 | 4.3832 | 0.82272 | 5 | 0.20592
25321 | 10.725 | 1 | 365 | 12.2103 | 0.57758 | 12 | 0.78793
25694 | 10.2 | 1 | 365 | 11.6126 | 0.37448 | 11 | 0.98712
25696 | 10.4 | 1 | 365 | 11.8403 | 0.83281 | 12 | 0.67314
25700 | 7.8 | 1 | 365 | 8.8803 | 0.8746 | 9 | 0.75485
25976 | 9 | 1 | 365 | 10.2464 | 0.62454 | 10 | 0.87099
26725 | 8.37 | 1 | 365 | 9.5292 | 0.18083 | 9 | 0.71002
17638 | 7.65 | 1 | 365 | 8.7095 | 0.53086 | 9 | 0.24034
26837 | 6.73 | 1 | 365 | 7.6621 | 0.42258 | 8 | 0.084638
27881 | 6.24 | 1 | 365 | 7.1042 | 0.29968 | 7 | 0.40388
27189 | 7.02 | 1 | 365 | 7.9922 | 0.087144 | 8 | 0.079369
27235 | 5.94 | 1 | 365 | 6.7627 | 0.6122 | 7 | 0.37485
27885 | 16.83 | 1 | 365 | 19.1608 | 0.5679 | 19 | 0.72874
21284 | 11.18 | 1 | 365 | 12.7284 | 0.62027 | 13 | 0.34863
27606 | 12.24 | 1 | 365 | 13.9352 | 0.04938 | 13 | 0.98454
27888 | 10.5 | 1 | 365 | 11.9542 | 0.061968 | 12 | 0.016151
27650 | 3.825 | 1 | 365 | 4.3547 | 0.76543 | 5 | 0.12017
28535 | 6.63 | 1 | 365 | 7.5482 | 0.19341 | 7 | 0.74163
27940 | 9.54 | 1 | 365 | 10.8612 | 0.86202 | 11 | 0.72325
28021 | 2.04 | 1 | 365 | 2.3225 | 0.6749 | 2 | 0.99742
27906 | 5.46 | 1 | 365 | 6.2162 | 0.51222 | 6 | 0.7284
28059 | 7.29 | 1 | 365 | 8.2996 | 0.70588 | 9 | 0.005499
28536 | 7.395 | 1 | 365 | 8.4192 | 0.9465 | 9 | 0.36566
28063 | 12.42 | 1 | 365 | 14.1401 | 0.46187 | 14 | 0.60196
28095 | 5.98 | 1 | 365 | 6.8082 | 0.70386 | 7 | 0.51206
28102 | 4.68 | 1 | 365 | 5.3282 | 0.72476 | 6 | 0.052913
27860 | 2.5 | 1 | 365 | 2.8462 | 0.72904 | 3 | 0.57527
27862 | 5.46 | 1 | 365 | 6.2162 | 0.51222 | 6 | 0.7284
22289 | 4.16 | 1 | 365 | 4.7361 | 0.53312 | 5 | 0.26926
27877 | 4.42 | 1 | 365 | 5.0321 | 0.12894 | 5 | 0.16108
27788 | 5.865 | 1 | 365 | 6.6773 | 0.44033 | 7 | 0.11759
27795 | 6.375 | 1 | 365 | 7.2579 | 0.60905 | 7 | 0.86695
28542 | 6.76 | 1 | 365 | 7.6962 | 0.49132 | 8 | 0.18754
27803 | 14.04 | 1 | 365 | 15.9845 | 0.17429 | 16 | 0.15874
27808 | 8.16 | 1 | 365 | 9.2901 | 0.69959 | 9 | 0.98969
27880 | 15.81 | 1 | 365 | 17.9996 | 0.23045 | 18 | 0.23003
27810 | 5.145 | 1 | 365 | 5.8575 | 0.79036 | 6 | 0.64791
27815 | 4.845 | 1 | 365 | 5.516 | 0.10288 | 5 | 0.61888
28239 | 5.98 | 1 | 365 | 6.8082 | 0.70386 | 7 | 0.51206
28236 | 7.02 | 1 | 365 | 7.9922 | 0.087144 | 8 | 0.079369
27600 | 5.2 | 1 | 365 | 5.9202 | 0.9164 | 6 | 0.83657
28238 | 7.02 | 1 | 365 | 7.9922 | 0.087144 | 8 | 0.079369
28241 | 10.4 | 1 | 365 | 11.8403 | 0.83281 | 12 | 0.67314
27836 | 10.455 | 1 | 365 | 11.903 | 0.95885 | 12 | 0.8618
27838 | 12.75 | 1 | 365 | 14.5158 | 0.2181 | 14 | 0.7339
22617 | 3.38 | 1 | 365 | 3.8481 | 0.74566 | 4 | 0.59377
28243 | 7.54 | 1 | 365 | 8.5842 | 0.27878 | 8 | 0.86303
27837 | 8 | 1 | 365 | 9.1079 | 0.33293 | 9 | 0.44088
27630 | 10.2 | 1 | 365 | 11.6126 | 0.37448 | 11 | 0.98712
27839 | 1.53 | 1 | 365 | 1.7419 | 0.50617 | 2 | 0.24807
27882 | 6.885 | 1 | 365 | 7.8385 | 0.77778 | 8 | 0.6163
27634 | 8.415 | 1 | 365 | 9.5804 | 0.28395 | 9 | 0.86437
27936 | 10.965 | 1 | 365 | 12.4836 | 0.12757 | 12 | 0.61115
27915 | 7.54 | 1 | 365 | 8.5842 | 0.27878 | 8 | 0.86303
28248 | 4.68 | 1 | 365 | 5.3282 | 0.72476 | 6 | 0.052913
27869 | 4.16 | 1 | 365 | 4.7361 | 0.53312 | 5 | 0.26926
27887 | 3.9 | 1 | 365 | 4.4401 | 0.9373 | 5 | 0.37743
27941 | 5.46 | 1 | 365 | 6.2162 | 0.51222 | 6 | 0.7284
27678 | 6.76 | 1 | 365 | 7.6962 | 0.49132 | 8 | 0.18754
27889 | 3.315 | 1 | 365 | 3.7741 | 0.59671 | 4 | 0.37081
23705 | 4.94 | 1 | 365 | 5.6242 | 0.32058 | 5 | 0.94474
27899 | 7.54 | 1 | 365 | 8.5842 | 0.27878 | 8 | 0.86303
27907 | 7.28 | 1 | 365 | 8.2882 | 0.68296 | 8 | 0.9712
27930 | 7.905 | 1 | 365 | 8.9998 | 0.11522 | 9 | 0.11502
28583 | 8.06 | 1 | 365 | 9.1763 | 0.47042 | 9 | 0.64668
28587 | 12.22 | 1 | 365 | 13.9124 | 0.0035475 | 13 | 0.91594
28585 | 8.06 | 1 | 365 | 9.1763 | 0.47042 | 9 | 0.64668
28590 | 5.72 | 1 | 365 | 6.5122 | 0.10804 | 6 | 0.62023
28591 | 10.66 | 1 | 365 | 12.1363 | 0.42863 | 12 | 0.56497
28593 | 8.84 | 1 | 365 | 10.0643 | 0.25789 | 10 | 0.32217
28597 | 9.36 | 1 | 365 | 10.6563 | 0.44953 | 11 | 0.10583
28598 | 10.66 | 1 | 365 | 12.1363 | 0.42863 | 12 | 0.56497
28607 | 8.32 | 1 | 365 | 9.4723 | 0.066245 | 9 | 0.53851
28613 | 5.98 | 1 | 365 | 6.8082 | 0.70386 | 7 | 0.51206
28625 | 3.24 | 1 | 365 | 3.6887 | 0.42484 | 4 | 0.11356
28616 | 14.3 | 1 | 365 | 16.2805 | 0.77011 | 17 | 0.050567
28621 | 9.62 | 1 | 365 | 10.9523 | 0.045346 | 10 | 0.99765
28623 | 5.46 | 1 | 365 | 6.2162 | 0.51222 | 6 | 0.7284
28624 | 5.035 | 1 | 365 | 5.7323 | 0.53829 | 6 | 0.2706
28589 | 9.88 | 1 | 365 | 11.2483 | 0.64117 | 11 | 0.88948
28588 | 4.16 | 1 | 365 | 4.7361 | 0.53312 | 5 | 0.26926
28626 | 7.54 | 1 | 365 | 8.5842 | 0.27878 | 8 | 0.86303
28627 | 4.94 | 1 | 365 | 5.6242 | 0.32058 | 5 | 0.94474
28603 | 4.68 | 1 | 365 | 5.3282 | 0.72476 | 6 | 0.052913
28614 | 4.16 | 1 | 365 | 4.7361 | 0.53312 | 5 | 0.26926
28634 | 4.16 | 1 | 365 | 4.7361 | 0.53312 | 5 | 0.26926
28628 | 3.9 | 1 | 365 | 4.4401 | 0.9373 | 5 | 0.37743
28608 | 13.52 | 1 | 365 | 15.3924 | 0.98265 | 16 | 0.37508
28584 | 11.825 | 1 | 365 | 13.4627 | 0.098359 | 13 | 0.56105
28586 | 4.4 | 1 | 365 | 5.0094 | 0.08311 | 5 | 0.092482
28604 | 12.1 | 1 | 365 | 13.7758 | 0.72855 | 14 | 0.50433
28605 | 8.06 | 1 | 365 | 9.1763 | 0.47042 | 9 | 0.64668
28606 | 9.075 | 1 | 365 | 10.3318 | 0.79642 | 11 | 0.12824
28631 | 8.91 | 1 | 365 | 10.144 | 0.4183 | 10 | 0.56228
28630 | 4.4 | 1 | 365 | 5.0094 | 0.08311 | 5 | 0.092482
28635 | 7.15 | 1 | 365 | 8.1402 | 0.38505 | 8 | 0.52528
28636 | 5.2 | 1 | 365 | 5.9202 | 0.9164 | 6 | 0.83657
28010 | 11.88 | 1 | 365 | 13.5253 | 0.2244 | 13 | 0.7497
28249 | 10.14 | 1 | 365 | 11.5443 | 0.23699 | 11 | 0.78131
27642 | 10.41 | 1 | 365 | 11.8517 | 0.85572 | 12 | 0.70744
28250 | 8.84 | 1 | 365 | 10.0643 | 0.25789 | 10 | 0.32217
28253 | 5.72 | 1 | 365 | 6.5122 | 0.10804 | 6 | 0.62023
20950 | 6.885 | 1 | 365 | 7.8385 | 0.77778 | 8 | 0.6163
28252 | 3.12 | 1 | 365 | 3.5521 | 0.14984 | 3 | 0.70194
28255 | 7.8 | 1 | 365 | 8.8803 | 0.8746 | 9 | 0.75485
28258 | 8.06 | 1 | 365 | 9.1763 | 0.47042 | 9 | 0.64668
28259 | 4.94 | 1 | 365 | 5.6242 | 0.32058 | 5 | 0.94474
28549 | 7.8 | 1 | 365 | 8.8803 | 0.8746 | 9 | 0.75485
28551 | 6.24 | 1 | 365 | 7.1042 | 0.29968 | 7 | 0.40388
28553 | 2.6 | 1 | 365 | 2.9601 | 0.9582 | 3 | 0.91828
27682 | 8.67 | 1 | 365 | 9.8707 | 0.86831 | 10 | 0.73905
28444 | 3.38 | 1 | 365 | 3.8481 | 0.74566 | 4 | 0.59377
27819 | 6.5 | 1 | 365 | 7.4002 | 0.8955 | 8 | 0.29571
28264 | 13.26 | 1 | 365 | 15.0964 | 0.38683 | 15 | 0.48325
28556 | 5.46 | 1 | 365 | 6.2162 | 0.51222 | 6 | 0.7284
28265 | 6.76 | 1 | 365 | 7.6962 | 0.49132 | 8 | 0.18754
27830 | 5.2 | 1 | 365 | 5.9202 | 0.9164 | 6 | 0.83657
28552 | 11.275 | 1 | 365 | 12.8365 | 0.83797 | 13 | 0.67449
27832 | 14.3 | 1 | 365 | 16.2805 | 0.77011 | 17 | 0.050567
28546 | 7.14 | 1 | 365 | 8.1288 | 0.36214 | 8 | 0.49098
28565 | 6.48 | 1 | 365 | 7.3774 | 0.84967 | 8 | 0.22711
28566 | 3.9 | 1 | 365 | 4.4401 | 0.9373 | 5 | 0.37743
27937 | 13.52 | 1 | 365 | 15.3924 | 0.98265 | 16 | 0.37508
28563 | 10.14 | 1 | 365 | 11.5443 | 0.23699 | 11 | 0.78131
28531 | 4.59 | 1 | 365 | 5.2257 | 0.51852 | 5 | 0.7442
22562 | 8.84 | 1 | 365 | 10.0643 | 0.25789 | 10 | 0.32217
27956 | 10.445 | 1 | 365 | 11.8916 | 0.93593 | 12 | 0.82749
27738 | 9.36 | 1 | 365 | 10.6563 | 0.44953 | 11 | 0.10583
28562 | 7.02 | 1 | 365 | 7.9922 | 0.087144 | 8 | 0.079369
28639 | 9.88 | 1 | 365 | 11.2483 | 0.64117 | 11 | 0.88948
28573 | 3.64 | 1 | 365 | 4.1441 | 0.34148 | 4 | 0.4856
28582 | 2.805 | 1 | 365 | 3.1935 | 0.42798 | 3 | 0.62146
28571 | 9.1 | 1 | 365 | 10.3603 | 0.85371 | 11 | 0.214
28572 | 10.66 | 1 | 365 | 12.1363 | 0.42863 | 12 | 0.56497
28640 | 8.84 | 1 | 365 | 10.0643 | 0.25789 | 10 | 0.32217
28575 | 5.98 | 1 | 365 | 6.8082 | 0.70386 | 7 | 0.51206
28574 | 5.1 | 1 | 365 | 5.8063 | 0.68724 | 6 | 0.49356
28577 | 5.83 | 1 | 365 | 6.6374 | 0.36012 | 6 | 0.99754
27510 | 5.7 | 1 | 365 | 6.4894 | 0.062211 | 6 | 0.55162
28579 | 10.2 | 1 | 365 | 11.6126 | 0.37448 | 11 | 0.98712
28580 | 10.4 | 1 | 365 | 11.8403 | 0.83281 | 12 | 0.67314
28558 | 13.26 | 1 | 365 | 15.0964 | 0.38683 | 15 | 0.48325
28581 | 8.8 | 1 | 365 | 10.0187 | 0.16622 | 10 | 0.18496
28117 | 3.64 | 1 | 365 | 4.1441 | 0.34148 | 4 | 0.4856
28759 | 3.9 | 1 | 365 | 4.4401 | 0.9373 | 5 | 0.37743
28754 | 8.84 | 1 | 365 | 10.0643 | 0.25789 | 10 | 0.32217
28104 | 4.94 | 1 | 365 | 5.6242 | 0.32058 | 5 | 0.94474
28755 | 9.62 | 1 | 365 | 10.9523 | 0.045346 | 10 | 0.99765
28751 | 9.18 | 1 | 365 | 10.4514 | 0.037035 | 10 | 0.48841
28097 | 8.58 | 1 | 365 | 9.7683 | 0.66207 | 10 | 0.43034
28056 | 8.84 | 1 | 365 | 10.0643 | 0.25789 | 10 | 0.32217
28092 | 4.94 | 1 | 365 | 5.6242 | 0.32058 | 5 | 0.94474
28752 | 11.18 | 1 | 365 | 12.7284 | 0.62027 | 13 | 0.34863
28012 | 8.84 | 1 | 365 | 10.0643 | 0.25789 | 10 | 0.32217
28720 | 3.9 | 1 | 365 | 4.4401 | 0.9373 | 5 | 0.37743
27933 | 5.72 | 1 | 365 | 6.5122 | 0.10804 | 6 | 0.62023
27927 | 9.88 | 1 | 365 | 11.2483 | 0.64117 | 11 | 0.88948
27939 | 3.12 | 1 | 365 | 3.5521 | 0.14984 | 3 | 0.70194
27923 | 6.76 | 1 | 365 | 7.6962 | 0.49132 | 8 | 0.18754
27945 | 6.24 | 1 | 365 | 7.1042 | 0.29968 | 7 | 0.40388
27948 | 2.295 | 1 | 365 | 2.6128 | 0.25926 | 2 | 0.8721
28053 | 9.435 | 1 | 365 | 10.7417 | 0.6214 | 11 | 0.36308
28061 | 8.84 | 1 | 365 | 10.0643 | 0.25789 | 10 | 0.32217
27954 | 7.14 | 1 | 365 | 8.1288 | 0.36214 | 8 | 0.49098
27953 | 7.14 | 1 | 365 | 8.1288 | 0.36214 | 8 | 0.49098
28749 | 8.32 | 1 | 365 | 9.4723 | 0.066245 | 9 | 0.53851
28094 | 7.14 | 1 | 365 | 8.1288 | 0.36214 | 8 | 0.49098
28098 | 5.98 | 1 | 365 | 6.8082 | 0.70386 | 7 | 0.51206
28746 | 4.16 | 1 | 365 | 4.7361 | 0.53312 | 5 | 0.26926
28747 | 3.64 | 1 | 365 | 4.1441 | 0.34148 | 4 | 0.4856
28054 | 5.46 | 1 | 365 | 6.2162 | 0.51222 | 6 | 0.7284
28745 | 8.84 | 1 | 365 | 10.0643 | 0.25789 | 10 | 0.32217
28062 | 4.94 | 1 | 365 | 5.6242 | 0.32058 | 5 | 0.94474
28737 | 9.36 | 1 | 365 | 10.6563 | 0.44953 | 11 | 0.10583
29048 | 3.64 | 1 | 365 | 4.1441 | 0.34148 | 4 | 0.4856
28805 | 5.2 | 1 | 365 | 5.9202 | 0.9164 | 6 | 0.83657
28803 | 5.46 | 1 | 365 | 6.2162 | 0.51222 | 6 | 0.7284
28802 | 4.48 | 1 | 365 | 5.1005 | 0.26644 | 5 | 0.36689
28795 | 9.1 | 1 | 365 | 10.3603 | 0.85371 | 11 | 0.214
28791 | 3.9 | 1 | 365 | 4.4401 | 0.9373 | 5 | 0.37743
28153 | 7.54 | 1 | 365 | 8.5842 | 0.27878 | 8 | 0.86303
28188 | 5.2 | 1 | 365 | 5.9202 | 0.9164 | 6 | 0.83657
28787 | 6.24 | 1 | 365 | 7.1042 | 0.29968 | 7 | 0.40388
28761 | 6.5 | 1 | 365 | 7.4002 | 0.8955 | 8 | 0.29571
28757 | 7.8 | 1 | 365 | 8.8803 | 0.8746 | 9 | 0.75485
28756 | 2.34 | 1 | 365 | 2.6641 | 0.36238 | 3 | 0.026456
28762 | 3.9 | 1 | 365 | 4.4401 | 0.9373 | 5 | 0.37743
28119 | 4.08 | 1 | 365 | 4.6451 | 0.34979 | 4 | 0.99485
28765 | 6.27 | 1 | 365 | 7.1384 | 0.36843 | 7 | 0.50679
28767 | 7.54 | 1 | 365 | 8.5842 | 0.27878 | 8 | 0.86303
28764 | 3.9 | 1 | 365 | 4.4401 | 0.9373 | 5 | 0.37743
28121 | 5.72 | 1 | 365 | 6.5122 | 0.10804 | 6 | 0.62023
28107 | 3.9 | 1 | 365 | 4.4401 | 0.9373 | 5 | 0.37743
28783 | 4.94 | 1 | 365 | 5.6242 | 0.32058 | 5 | 0.94474
28770 | 6.375 | 1 | 365 | 7.2579 | 0.60905 | 7 | 0.86695
23473 | 3.64 | 1 | 365 | 4.1441 | 0.34148 | 4 | 0.4856
28748 | 9.36 | 1 | 365 | 10.6563 | 0.44953 | 11 | 0.10583
28162 | 7.905 | 1 | 365 | 8.9998 | 0.11522 | 9 | 0.11502
28155 | 4.68 | 1 | 365 | 5.3282 | 0.72476 | 6 | 0.052913
27951 | 2.55 | 1 | 365 | 2.9032 | 0.84362 | 3 | 0.74678
28785 | 3.12 | 1 | 365 | 3.5521 | 0.14984 | 3 | 0.70194
28641 | 9.62 | 1 | 365 | 10.9523 | 0.045346 | 10 | 0.99765
28147 | 7.8 | 1 | 365 | 8.8803 | 0.8746 | 9 | 0.75485
27445 | 223.82 | 0.9 | 365 | 229.3359 | 0.61854 | 229 | 0.95442
28083 | 70.68 | 0.9 | 365 | 72.4219 | 0.77428 | 73 | 0.19613
28091 | 94.24 | 0.9 | 365 | 96.5625 | 0.3657 | 96 | 0.92818
28111 | 94.24 | 0.9 | 365 | 96.5625 | 0.3657 | 96 | 0.92818
27429 | 117.8 | 0.9 | 365 | 120.7031 | 0.95713 | 121 | 0.66022
28299 | 8.265 | 1 | 365 | 9.4096 | 0.94021 | 10 | 0.34986
28086 | 4.16 | 1 | 365 | 4.7361 | 0.53312 | 5 | 0.26926
28295 | 7.41 | 1 | 365 | 8.4362 | 0.98087 | 9 | 0.41711
28005 | 3.5 | 1 | 365 | 3.9847 | 0.020656 | 4 | 0.0053836
28199 | 4.24 | 1 | 365 | 4.8272 | 0.71645 | 5 | 0.54366
28009 | 13 | 1 | 365 | 14.8004 | 0.79101 | 15 | 0.59142
28193 | 4.845 | 1 | 365 | 5.516 | 0.10288 | 5 | 0.61888
28007 | 4.335 | 1 | 365 | 4.9354 | 0.93416 | 5 | 0.86953
28019 | 3.57 | 1 | 365 | 4.0644 | 0.18107 | 4 | 0.24549
28015 | 4.42 | 1 | 365 | 5.0321 | 0.12894 | 5 | 0.16108
28728 | 3.12 | 1 | 365 | 3.5521 | 0.14984 | 3 | 0.70194
28028 | 5.2 | 1 | 365 | 5.9202 | 0.9164 | 6 | 0.83657
28023 | 9.18 | 1 | 365 | 10.4514 | 0.037035 | 10 | 0.48841
28032 | 11.22 | 1 | 365 | 12.7739 | 0.71193 | 13 | 0.48583
28072 | 4.94 | 1 | 365 | 5.6242 | 0.32058 | 5 | 0.94474
28592 | 4.24 | 1 | 365 | 4.8272 | 0.71645 | 5 | 0.54366
28733 | 4.68 | 1 | 365 | 5.3282 | 0.72476 | 6 | 0.052913
28076 | 3.185 | 1 | 365 | 3.6261 | 0.2988 | 3 | 0.9249
24169 | 10.66 | 1 | 365 | 12.1363 | 0.42863 | 12 | 0.56497
28742 | 4.94 | 1 | 365 | 5.6242 | 0.32058 | 5 | 0.94474
28743 | 5.4 | 1 | 365 | 6.1479 | 0.37473 | 6 | 0.52259
28739 | 8.32 | 1 | 365 | 9.4723 | 0.066245 | 9 | 0.53851
28576 | 12.22 | 1 | 365 | 13.9124 | 0.0035475 | 13 | 0.91594
28642 | 9.88 | 1 | 365 | 11.2483 | 0.64117 | 11 | 0.88948
28874 | 5.98 | 1 | 365 | 6.8082 | 0.70386 | 7 | 0.51206
28645 | 4.16 | 1 | 365 | 4.7361 | 0.53312 | 5 | 0.26926
28811 | 4.845 | 1 | 365 | 5.516 | 0.10288 | 5 | 0.61888
28809 | 9.88 | 1 | 365 | 11.2483 | 0.64117 | 11 | 0.88948
28649 | 2.86 | 1 | 365 | 3.2561 | 0.55402 | 3 | 0.81011
28780 | 3.12 | 1 | 365 | 3.5521 | 0.14984 | 3 | 0.70194
28651 | 5.46 | 1 | 365 | 6.2162 | 0.51222 | 6 | 0.7284
28794 | 6.76 | 1 | 365 | 7.6962 | 0.49132 | 8 | 0.18754
28814 | 10.4 | 1 | 365 | 11.8403 | 0.83281 | 12 | 0.67314
28816 | 2.34 | 1 | 365 | 2.6641 | 0.36238 | 3 | 0.026456
28822 | 5.72 | 1 | 365 | 6.5122 | 0.10804 | 6 | 0.62023
28821 | 4.42 | 1 | 365 | 5.0321 | 0.12894 | 5 | 0.16108
28823 | 7.02 | 1 | 365 | 7.9922 | 0.087144 | 8 | 0.079369
28825 | 3.38 | 1 | 365 | 3.8481 | 0.74566 | 4 | 0.59377
28826 | 6.5 | 1 | 365 | 7.4002 | 0.8955 | 8 | 0.29571
28788 | 2.97 | 1 | 365 | 3.3813 | 0.8061 | 4 | 0.18743
28828 | 9.945 | 1 | 365 | 11.3223 | 0.79012 | 12 | 0.11244
28834 | 7.8 | 1 | 365 | 8.8803 | 0.8746 | 9 | 0.75485
28838 | 6.24 | 1 | 365 | 7.1042 | 0.29968 | 7 | 0.40388
28845 | 7.54 | 1 | 365 | 8.5842 | 0.27878 | 8 | 0.86303
28854 | 7.8 | 1 | 365 | 8.8803 | 0.8746 | 9 | 0.75485
28773 | 4.88 | 1 | 365 | 5.5558 | 0.18309 | 5 | 0.73893
28855 | 7.02 | 1 | 365 | 7.9922 | 0.087144 | 8 | 0.079369
28772 | 6.885 | 1 | 365 | 7.8385 | 0.77778 | 8 | 0.6163
28858 | 8.84 | 1 | 365 | 10.0643 | 0.25789 | 10 | 0.32217
28819 | 2.6 | 1 | 365 | 2.9601 | 0.9582 | 3 | 0.91828
25092 | 13.52 | 1 | 365 | 15.3924 | 0.98265 | 16 | 0.37508
28774 | 6.84 | 1 | 365 | 7.7873 | 0.67465 | 8 | 0.46195
25228 | 3.12 | 1 | 365 | 3.5521 | 0.14984 | 3 | 0.70194
28775 | 4.42 | 1 | 365 | 5.0321 | 0.12894 | 5 | 0.16108
28777 | 9.975 | 1 | 365 | 11.3565 | 0.85887 | 12 | 0.21534
28863 | 3.9 | 1 | 365 | 4.4401 | 0.9373 | 5 | 0.37743
28736 | 6.5 | 1 | 365 | 7.4002 | 0.8955 | 8 | 0.29571
28848 | 6.24 | 1 | 365 | 7.1042 | 0.29968 | 7 | 0.40388
25335 | 2.08 | 1 | 365 | 2.3681 | 0.76656 | 3 | 0.13463
28868 | 3.57 | 1 | 365 | 4.0644 | 0.18107 | 4 | 0.24549
28778 | 3.64 | 1 | 365 | 4.1441 | 0.34148 | 4 | 0.4856
28673 | 8.64 | 1 | 365 | 9.8366 | 0.79956 | 10 | 0.63615
29398 | 6.867 | 1 | 365 | 7.818 | 0.73653 | 8 | 0.55456
25614 | 12.74 | 1 | 365 | 14.5044 | 0.19519 | 14 | 0.6996
28654 | 7.54 | 1 | 365 | 8.5842 | 0.27878 | 8 | 0.86303
26936 | 4.16 | 1 | 365 | 4.7361 | 0.53312 | 5 | 0.26926
28650 | 11.44 | 1 | 365 | 13.0244 | 0.21609 | 13 | 0.24045
28763 | 4.16 | 1 | 365 | 4.7361 | 0.53312 | 5 | 0.26926
28652 | 4.94 | 1 | 365 | 5.6242 | 0.32058 | 5 | 0.94474
28779 | 3.64 | 1 | 365 | 4.1441 | 0.34148 | 4 | 0.4856
28782 | 10.66 | 1 | 365 | 12.1363 | 0.42863 | 12 | 0.56497
26937 | 3.825 | 1 | 365 | 4.3547 | 0.76543 | 5 | 0.12017
27252 | 10.2 | 1 | 365 | 11.6126 | 0.37448 | 11 | 0.98712
28657 | 7.8 | 1 | 365 | 8.8803 | 0.8746 | 9 | 0.75485
28658 | 8.84 | 1 | 365 | 10.0643 | 0.25789 | 10 | 0.32217
28632 | 5.2 | 1 | 365 | 5.9202 | 0.9164 | 6 | 0.83657
28660 | 9.88 | 1 | 365 | 11.2483 | 0.64117 | 11 | 0.88948
28659 | 6.76 | 1 | 365 | 7.6962 | 0.49132 | 8 | 0.18754
28646 | 5.04 | 1 | 365 | 5.738 | 0.54974 | 6 | 0.28775
28637 | 4.16 | 1 | 365 | 4.7361 | 0.53312 | 5 | 0.26926
28661 | 8.32 | 1 | 365 | 9.4723 | 0.066245 | 9 | 0.53851
28530 | 12.24 | 1 | 365 | 13.9352 | 0.04938 | 13 | 0.98454
28622 | 5.98 | 1 | 365 | 6.8082 | 0.70386 | 7 | 0.51206
28664 | 11.18 | 1 | 365 | 12.7284 | 0.62027 | 13 | 0.34863
28663 | 9.36 | 1 | 365 | 10.6563 | 0.44953 | 11 | 0.10583
28665 | 8.58 | 1 | 365 | 9.7683 | 0.66207 | 10 | 0.43034
28870 | 8.25 | 1 | 365 | 9.3926 | 0.90583 | 10 | 0.2984
28873 | 6.24 | 1 | 365 | 7.1042 | 0.29968 | 7 | 0.40388
28666 | 6.76 | 1 | 365 | 7.6962 | 0.49132 | 8 | 0.18754
28876 | 5.98 | 1 | 365 | 6.8082 | 0.70386 | 7 | 0.51206
28881 | 7.02 | 1 | 365 | 7.9922 | 0.087144 | 8 | 0.079369
28667 | 9.18 | 1 | 365 | 10.4514 | 0.037035 | 10 | 0.48841
28884 | 6.24 | 1 | 365 | 7.1042 | 0.29968 | 7 | 0.40388
28668 | 3.9 | 1 | 365 | 4.4401 | 0.9373 | 5 | 0.37743
28875 | 3.575 | 1 | 365 | 4.0701 | 0.19253 | 4 | 0.26264
28670 | 9.275 | 1 | 365 | 10.5595 | 0.25474 | 10 | 0.81427
28669 | 4.42 | 1 | 365 | 5.0321 | 0.12894 | 5 | 0.16108
28891 | 5.61 | 1 | 365 | 6.3869 | 0.85597 | 7 | 0.24291
28671 | 5.72 | 1 | 365 | 6.5122 | 0.10804 | 6 | 0.62023
28807 | 4.41 | 1 | 365 | 5.0208 | 0.10603 | 5 | 0.12678
28830 | 12.6 | 1 | 365 | 14.345 | 0.87436 | 15 | 0.21938
28835 | 5.46 | 1 | 365 | 6.2162 | 0.51222 | 6 | 0.7284
28837 | 9.15 | 1 | 365 | 10.4172 | 0.96829 | 11 | 0.3855
28842 | 6.5 | 1 | 365 | 7.4002 | 0.8955 | 8 | 0.29571
28844 | 4.68 | 1 | 365 | 5.3282 | 0.72476 | 6 | 0.052913
28851 | 3.06 | 1 | 365 | 3.4838 | 0.012345 | 3 | 0.49614
28853 | 9.81 | 1 | 365 | 11.1686 | 0.48075 | 11 | 0.64938
28860 | 7.125 | 1 | 365 | 8.1118 | 0.32776 | 8 | 0.43953
28864 | 7.98 | 1 | 365 | 9.0852 | 0.2871 | 9 | 0.37227
28893 | 5.72 | 1 | 365 | 6.5122 | 0.10804 | 6 | 0.62023
28895 | 2.6 | 1 | 365 | 2.9601 | 0.9582 | 3 | 0.91828
28172 | 6.5 | 1 | 365 | 7.4002 | 0.8955 | 8 | 0.29571
28900 | 7.8 | 1 | 365 | 8.8803 | 0.8746 | 9 | 0.75485
28177 | 2.805 | 1 | 365 | 3.1935 | 0.42798 | 3 | 0.62146
28221 | 5.46 | 1 | 365 | 6.2162 | 0.51222 | 6 | 0.7284
28897 | 5.98 | 1 | 365 | 6.8082 | 0.70386 | 7 | 0.51206
28230 | 9.88 | 1 | 365 | 11.2483 | 0.64117 | 11 | 0.88948
28224 | 2.6 | 1 | 365 | 2.9601 | 0.9582 | 3 | 0.91828
28242 | 3.64 | 1 | 365 | 4.1441 | 0.34148 | 4 | 0.4856
28872 | 4.94 | 1 | 365 | 5.6242 | 0.32058 | 5 | 0.94474
28235 | 10.14 | 1 | 365 | 11.5443 | 0.23699 | 11 | 0.78131
28888 | 11.395 | 1 | 365 | 12.9731 | 0.11296 | 13 | 0.086099
28154 | 4.16 | 1 | 365 | 4.7361 | 0.53312 | 5 | 0.26926
28898 | 7.8 | 1 | 365 | 8.8803 | 0.8746 | 9 | 0.75485
28847 | 7.28 | 1 | 365 | 8.2882 | 0.68296 | 8 | 0.9712
28903 | 4.16 | 1 | 365 | 4.7361 | 0.53312 | 5 | 0.26926
28245 | 6.12 | 1 | 365 | 6.9676 | 0.02469 | 6 | 0.99227
28926 | 3.64 | 1 | 365 | 4.1441 | 0.34148 | 4 | 0.4856
28843 | 5.46 | 1 | 365 | 6.2162 | 0.51222 | 6 | 0.7284
28928 | 5.98 | 1 | 365 | 6.8082 | 0.70386 | 7 | 0.51206
28846 | 3.9 | 1 | 365 | 4.4401 | 0.9373 | 5 | 0.37743
28849 | 7.28 | 1 | 365 | 8.2882 | 0.68296 | 8 | 0.9712
28962 | 3.12 | 1 | 365 | 3.5521 | 0.14984 | 3 | 0.70194
28865 | 8.06 | 1 | 365 | 9.1763 | 0.47042 | 9 | 0.64668
28966 | 2.08 | 1 | 365 | 2.3681 | 0.76656 | 3 | 0.13463
28866 | 5.2 | 1 | 365 | 5.9202 | 0.9164 | 6 | 0.83657
28971 | 9.36 | 1 | 365 | 10.6563 | 0.44953 | 11 | 0.10583
28867 | 6.76 | 1 | 365 | 7.6962 | 0.49132 | 8 | 0.18754
28880 | 6.21 | 1 | 365 | 7.07 | 0.23094 | 7 | 0.30098
28896 | 11.55 | 1 | 365 | 13.1496 | 0.46816 | 13 | 0.61777
28910 | 6.54 | 1 | 365 | 7.4457 | 0.98717 | 8 | 0.43292
28887 | 12.15 | 1 | 365 | 13.8327 | 0.84313 | 14 | 0.67583
28894 | 9.7 | 1 | 365 | 11.0434 | 0.22868 | 11 | 0.27206
29502 | 3.51 | 1 | 365 | 3.9961 | 0.043572 | 4 | 0.039685
28899 | 9.9 | 1 | 365 | 11.2711 | 0.687 | 11 | 0.95809
28902 | 5.1 | 1 | 365 | 5.8063 | 0.68724 | 6 | 0.49356
28904 | 10.35 | 1 | 365 | 11.7834 | 0.71823 | 12 | 0.50163
28906 | 3.64 | 1 | 365 | 4.1441 | 0.34148 | 4 | 0.4856
28907 | 6.375 | 1 | 365 | 7.2579 | 0.60905 | 7 | 0.86695
28908 | 3.12 | 1 | 365 | 3.5521 | 0.14984 | 3 | 0.70194
28913 | 8.12 | 1 | 365 | 9.2446 | 0.60792 | 9 | 0.85249
28915 | 13.4 | 1 | 365 | 15.2558 | 0.70765 | 15 | 0.96347
28916 | 4.48 | 1 | 365 | 5.1005 | 0.26644 | 5 | 0.36689
28917 | 9.66 | 1 | 365 | 10.9978 | 0.13701 | 11 | 0.13486
28920 | 10.53 | 1 | 365 | 11.9883 | 0.13072 | 12 | 0.11905
28922 | 4.25 | 1 | 365 | 4.8386 | 0.73937 | 5 | 0.57797
28923 | 7.2 | 1 | 365 | 8.1972 | 0.49964 | 8 | 0.69679
28924 | 7.8 | 1 | 365 | 8.8803 | 0.8746 | 9 | 0.75485
28925 | 6.72 | 1 | 365 | 7.6507 | 0.39966 | 8 | 0.050337
28929 | 9.72 | 1 | 365 | 11.0662 | 0.27451 | 11 | 0.34067
28931 | 10.464 | 1 | 365 | 11.9132 | 0.97947 | 12 | 0.89267
28934 | 11.118 | 1 | 365 | 12.6578 | 0.47819 | 13 | 0.13596
28936 | 7.5 | 1 | 365 | 8.5387 | 0.18712 | 8 | 0.72582
28938 | 12.24 | 1 | 365 | 13.9352 | 0.04938 | 13 | 0.98454
28942 | 6.24 | 1 | 365 | 7.1042 | 0.29968 | 7 | 0.40388
28672 | 10.26 | 1 | 365 | 11.6809 | 0.51198 | 12 | 0.19292
28945 | 5.98 | 1 | 365 | 6.8082 | 0.70386 | 7 | 0.51206
28951 | 4.16 | 1 | 365 | 4.7361 | 0.53312 | 5 | 0.26926
28953 | 3.38 | 1 | 365 | 3.8481 | 0.74566 | 4 | 0.59377
28678 | 7.395 | 1 | 365 | 8.4192 | 0.9465 | 9 | 0.36566
28909 | 11.285 | 1 | 365 | 12.8479 | 0.86089 | 13 | 0.70879
24730 | 7.8 | 1 | 365 | 8.8803 | 0.8746 | 9 | 0.75485
28157 | 8.06 | 1 | 365 | 9.1763 | 0.47042 | 9 | 0.64668
28178 | 5.72 | 1 | 365 | 6.5122 | 0.10804 | 6 | 0.62023
28206 | 3.64 | 1 | 365 | 4.1441 | 0.34148 | 4 | 0.4856
28218 | 8.84 | 1 | 365 | 10.0643 | 0.25789 | 10 | 0.32217
29118 | 4.98 | 1 | 365 | 5.6697 | 0.41225 | 6 | 0.081946
29120 | 6.725 | 1 | 365 | 7.6564 | 0.41112 | 8 | 0.067487
29121 | 4.725 | 1 | 365 | 5.3794 | 0.82789 | 6 | 0.20727
29123 | 7.725 | 1 | 365 | 8.7949 | 0.70273 | 9 | 0.4976
28228 | 8.84 | 1 | 365 | 10.0643 | 0.25789 | 10 | 0.32217
28266 | 7.8 | 1 | 365 | 8.8803 | 0.8746 | 9 | 0.75485
29125 | 7.96 | 1 | 365 | 9.0624 | 0.24126 | 9 | 0.30367
28237 | 3.12 | 1 | 365 | 3.5521 | 0.14984 | 3 | 0.70194
28271 | 4.68 | 1 | 365 | 5.3282 | 0.72476 | 6 | 0.052913
29127 | 4.98 | 1 | 365 | 5.6697 | 0.41225 | 6 | 0.081946
29129 | 6.215 | 1 | 365 | 7.0757 | 0.24239 | 7 | 0.31813
25208 | 4.68 | 1 | 365 | 5.3282 | 0.72476 | 6 | 0.052913
29131 | 4.295 | 1 | 365 | 4.8898 | 0.84249 | 5 | 0.73232
28289 | 7.28 | 1 | 365 | 8.2882 | 0.68296 | 8 | 0.9712
29133 | 6.82 | 1 | 365 | 7.7645 | 0.62882 | 8 | 0.39335
28292 | 3.12 | 1 | 365 | 3.5521 | 0.14984 | 3 | 0.70194
29144 | 8.25 | 1 | 365 | 9.3926 | 0.90583 | 10 | 0.2984
29151 | 8.8 | 1 | 365 | 10.0187 | 0.16622 | 10 | 0.18496
28298 | 6.24 | 1 | 365 | 7.1042 | 0.29968 | 7 | 0.40388
29156 | 7.65 | 1 | 365 | 8.7095 | 0.53086 | 9 | 0.24034
29182 | 6.72 | 1 | 365 | 7.6507 | 0.39966 | 8 | 0.050337
28316 | 2.805 | 1 | 365 | 3.1935 | 0.42798 | 3 | 0.62146
29212 | 7.84 | 1 | 365 | 8.9258 | 0.96627 | 9 | 0.89206
28309 | 6.76 | 1 | 365 | 7.6962 | 0.49132 | 8 | 0.18754
29263 | 4.68 | 1 | 365 | 5.3282 | 0.72476 | 6 | 0.052913
28318 | 9.1 | 1 | 365 | 10.3603 | 0.85371 | 11 | 0.214
28306 | 9.36 | 1 | 365 | 10.6563 | 0.44953 | 11 | 0.10583
28327 | 7.54 | 1 | 365 | 8.5842 | 0.27878 | 8 | 0.86303
28355 | 3.64 | 1 | 365 | 4.1441 | 0.34148 | 4 | 0.4856
29269 | 4.59 | 1 | 365 | 5.2257 | 0.51852 | 5 | 0.7442
23585 | 3.9 | 1 | 365 | 4.4401 | 0.9373 | 5 | 0.37743
29272 | 9.88 | 1 | 365 | 11.2483 | 0.64117 | 11 | 0.88948
29275 | 9.69 | 1 | 365 | 11.032 | 0.20576 | 11 | 0.23776
28680 | 4.56 | 1 | 365 | 5.1915 | 0.44977 | 5 | 0.6413
28978 | 2.08 | 1 | 365 | 2.3681 | 0.76656 | 3 | 0.13463
28681 | 4.42 | 1 | 365 | 5.0321 | 0.12894 | 5 | 0.16108
29176 | 7.8 | 1 | 365 | 8.8803 | 0.8746 | 9 | 0.75485
28683 | 6.63 | 1 | 365 | 7.5482 | 0.19341 | 7 | 0.74163
29184 | 6.76 | 1 | 365 | 7.6962 | 0.49132 | 8 | 0.18754
28711 | 8.06 | 1 | 365 | 9.1763 | 0.47042 | 9 | 0.64668
28382 | 2.34 | 1 | 365 | 2.6641 | 0.36238 | 3 | 0.026456
28404 | 9.1 | 1 | 365 | 10.3603 | 0.85371 | 11 | 0.214
28682 | 5.98 | 1 | 365 | 6.8082 | 0.70386 | 7 | 0.51206
28684 | 4.94 | 1 | 365 | 5.6242 | 0.32058 | 5 | 0.94474
28398 | 4.16 | 1 | 365 | 4.7361 | 0.53312 | 5 | 0.26926
28685 | 11.44 | 1 | 365 | 13.0244 | 0.21609 | 13 | 0.24045
23368 | 5.72 | 1 | 365 | 6.5122 | 0.10804 | 6 | 0.62023
29190 | 7.28 | 1 | 365 | 8.2882 | 0.68296 | 8 | 0.9712
28686 | 8.32 | 1 | 365 | 9.4723 | 0.066245 | 9 | 0.53851
28436 | 7.54 | 1 | 365 | 8.5842 | 0.27878 | 8 | 0.86303
28687 | 13 | 1 | 365 | 14.8004 | 0.79101 | 15 | 0.59142
29193 | 5.2 | 1 | 365 | 5.9202 | 0.9164 | 6 | 0.83657
28700 | 7.02 | 1 | 365 | 7.9922 | 0.087144 | 8 | 0.079369
28702 | 5.72 | 1 | 365 | 6.5122 | 0.10804 | 6 | 0.62023
28857 | 7.54 | 1 | 365 | 8.5842 | 0.27878 | 8 | 0.86303
29107 | 9.625 | 1 | 365 | 10.958 | 0.056804 | 11 | 0.014805
28035 | 7.28 | 1 | 365 | 8.2882 | 0.68296 | 8 | 0.9712
28869 | 8.32 | 1 | 365 | 9.4723 | 0.066245 | 9 | 0.53851
29132 | 10.14 | 1 | 365 | 11.5443 | 0.23699 | 11 | 0.78131
29137 | 4.59 | 1 | 365 | 5.2257 | 0.51852 | 5 | 0.7442
28017 | 4.16 | 1 | 365 | 4.7361 | 0.53312 | 5 | 0.26926
28878 | 5.72 | 1 | 365 | 6.5122 | 0.10804 | 6 | 0.62023
29139 | 9.36 | 1 | 365 | 10.6563 | 0.44953 | 11 | 0.10583
28038 | 6.5 | 1 | 365 | 7.4002 | 0.8955 | 8 | 0.29571
29143 | 10.66 | 1 | 365 | 12.1363 | 0.42863 | 12 | 0.56497
28882 | 7.28 | 1 | 365 | 8.2882 | 0.68296 | 8 | 0.9712
29149 | 5.355 | 1 | 365 | 6.0966 | 0.2716 | 6 | 0.36824
29195 | 13 | 1 | 365 | 14.8004 | 0.79101 | 15 | 0.59142
28885 | 4.68 | 1 | 365 | 5.3282 | 0.72476 | 6 | 0.052913
29206 | 6.24 | 1 | 365 | 7.1042 | 0.29968 | 7 | 0.40388
28890 | 6.5 | 1 | 365 | 7.4002 | 0.8955 | 8 | 0.29571
29519 | 11.115 | 1 | 365 | 12.6544 | 0.47131 | 13 | 0.12567
29211 | 6.375 | 1 | 365 | 7.2579 | 0.60905 | 7 | 0.86695
28892 | 4.42 | 1 | 365 | 5.0321 | 0.12894 | 5 | 0.16108
29216 | 5.98 | 1 | 365 | 6.8082 | 0.70386 | 7 | 0.51206
28901 | 6.76 | 1 | 365 | 7.6962 | 0.49132 | 8 | 0.18754
29221 | 10.14 | 1 | 365 | 11.5443 | 0.23699 | 11 | 0.78131
29226 | 10.66 | 1 | 365 | 12.1363 | 0.42863 | 12 | 0.56497
28879 | 7.28 | 1 | 365 | 8.2882 | 0.68296 | 8 | 0.9712
29231 | 8.32 | 1 | 365 | 9.4723 | 0.066245 | 9 | 0.53851
28937 | 6.24 | 1 | 365 | 7.1042 | 0.29968 | 7 | 0.40388
28940 | 5.98 | 1 | 365 | 6.8082 | 0.70386 | 7 | 0.51206
28939 | 2.08 | 1 | 365 | 2.3681 | 0.76656 | 3 | 0.13463
28941 | 10.4 | 1 | 365 | 11.8403 | 0.83281 | 12 | 0.67314
28946 | 10.14 | 1 | 365 | 11.5443 | 0.23699 | 11 | 0.78131
28955 | 4.68 | 1 | 365 | 5.3282 | 0.72476 | 6 | 0.052913
28957 | 5.98 | 1 | 365 | 6.8082 | 0.70386 | 7 | 0.51206
28960 | 8.58 | 1 | 365 | 9.7683 | 0.66207 | 10 | 0.43034
28973 | 4.68 | 1 | 365 | 5.3282 | 0.72476 | 6 | 0.052913
28970 | 7.8 | 1 | 365 | 8.8803 | 0.8746 | 9 | 0.75485
28964 | 7.8 | 1 | 365 | 8.8803 | 0.8746 | 9 | 0.75485
29564 | 9.62 | 1 | 365 | 10.9523 | 0.045346 | 10 | 0.99765
28974 | 9.1 | 1 | 365 | 10.3603 | 0.85371 | 11 | 0.214
28976 | 6.76 | 1 | 365 | 7.6962 | 0.49132 | 8 | 0.18754
28979 | 4.94 | 1 | 365 | 5.6242 | 0.32058 | 5 | 0.94474
28982 | 5.2 | 1 | 365 | 5.9202 | 0.9164 | 6 | 0.83657
28984 | 2.86 | 1 | 365 | 3.2561 | 0.55402 | 3 | 0.81011
28985 | 7.8 | 1 | 365 | 8.8803 | 0.8746 | 9 | 0.75485
28986 | 7.28 | 1 | 365 | 8.2882 | 0.68296 | 8 | 0.9712
28989 | 5.46 | 1 | 365 | 6.2162 | 0.51222 | 6 | 0.7284
29026 | 1.82 | 1 | 365 | 2.0721 | 0.17074 | 2 | 0.2428
29042 | 10.215 | 1 | 365 | 11.6297 | 0.40886 | 12 | 0.03857
29053 | 6.215 | 1 | 365 | 7.0757 | 0.24239 | 7 | 0.31813
29054 | 8.47 | 1 | 365 | 9.643 | 0.40999 | 10 | 0.053028
29055 | 3.725 | 1 | 365 | 4.2409 | 0.53627 | 4 | 0.77716
29056 | 2.98 | 1 | 365 | 3.3927 | 0.82902 | 4 | 0.22173
29109 | 6.725 | 1 | 365 | 7.6564 | 0.41112 | 8 | 0.067487
29105 | 8.829 | 1 | 365 | 10.0518 | 0.23268 | 10 | 0.28444
29111 | 5.47 | 1 | 365 | 6.2276 | 0.53514 | 6 | 0.7627
29113 | 3.47 | 1 | 365 | 3.9506 | 0.95191 | 4 | 0.90248
29116 | 5.545 | 1 | 365 | 6.3129 | 0.70701 | 7 | 0.019958
28972 | 4.27 | 1 | 365 | 4.8614 | 0.7852 | 5 | 0.64657
28959 | 8 | 1 | 365 | 9.1079 | 0.33293 | 9 | 0.44088
29016 | 6 | 1 | 365 | 6.831 | 0.7497 | 7 | 0.58066
27558 | 7.02 | 1 | 365 | 7.9922 | 0.087144 | 8 | 0.079369
29092 | 5.5 | 1 | 365 | 6.2617 | 0.60389 | 6 | 0.8656
29090 | 11.25 | 1 | 365 | 12.8081 | 0.78068 | 13 | 0.58873
29094 | 6.75 | 1 | 365 | 7.6848 | 0.46841 | 8 | 0.15324
29096 | 11.825 | 1 | 365 | 13.4627 | 0.098359 | 13 | 0.56105
29100 | 11.18 | 1 | 365 | 12.7284 | 0.62027 | 13 | 0.34863
29057 | 3.9 | 1 | 365 | 4.4401 | 0.9373 | 5 | 0.37743
28541 | 5.72 | 1 | 365 | 6.5122 | 0.10804 | 6 | 0.62023
28981 | 6.12 | 1 | 365 | 6.9676 | 0.02469 | 6 | 0.99227
28983 | 4.16 | 1 | 365 | 4.7361 | 0.53312 | 5 | 0.26926
28988 | 9.18 | 1 | 365 | 10.4514 | 0.037035 | 10 | 0.48841
29000 | 7.395 | 1 | 365 | 8.4192 | 0.9465 | 9 | 0.36566
29001 | 8.32 | 1 | 365 | 9.4723 | 0.066245 | 9 | 0.53851
29004 | 7.395 | 1 | 365 | 8.4192 | 0.9465 | 9 | 0.36566
29007 | 11.73 | 1 | 365 | 13.3545 | 0.88066 | 14 | 0.23519
29012 | 3.38 | 1 | 365 | 3.8481 | 0.74566 | 4 | 0.59377
29011 | 4.24 | 1 | 365 | 4.8272 | 0.71645 | 5 | 0.54366
29023 | 9.36 | 1 | 365 | 10.6563 | 0.44953 | 11 | 0.10583
28793 | 3.75 | 1 | 365 | 4.2694 | 0.59356 | 4 | 0.86291
29031 | 4.94 | 1 | 365 | 5.6242 | 0.32058 | 5 | 0.94474
29034 | 4.68 | 1 | 365 | 5.3282 | 0.72476 | 6 | 0.052913
29038 | 9.62 | 1 | 365 | 10.9523 | 0.045346 | 10 | 0.99765
29040 | 6.24 | 1 | 365 | 7.1042 | 0.29968 | 7 | 0.40388
29046 | 5.2 | 1 | 365 | 5.9202 | 0.9164 | 6 | 0.83657
29051 | 2.04 | 1 | 365 | 2.3225 | 0.6749 | 2 | 0.99742
29063 | 4.42 | 1 | 365 | 5.0321 | 0.12894 | 5 | 0.16108
29070 | 12.48 | 1 | 365 | 14.2084 | 0.59937 | 14 | 0.80777
29075 | 16.12 | 1 | 365 | 18.3525 | 0.94085 | 19 | 0.29337
29087 | 6.5 | 1 | 365 | 7.4002 | 0.8955 | 8 | 0.29571
29088 | 3.9 | 1 | 365 | 4.4401 | 0.9373 | 5 | 0.37743
29089 | 8.84 | 1 | 365 | 10.0643 | 0.25789 | 10 | 0.32217
29093 | 3.12 | 1 | 365 | 3.5521 | 0.14984 | 3 | 0.70194
23707 | 3.9 | 1 | 365 | 4.4401 | 0.9373 | 5 | 0.37743
22039 | 3.9 | 1 | 365 | 4.4401 | 0.9373 | 5 | 0.37743
28540 | 10.92 | 1 | 365 | 12.4324 | 0.024447 | 12 | 0.4568
28548 | 10.92 | 1 | 365 | 12.4324 | 0.024447 | 12 | 0.4568
28554 | 4.94 | 1 | 365 | 5.6242 | 0.32058 | 5 | 0.94474
27218 | 4.16 | 1 | 365 | 4.7361 | 0.53312 | 5 | 0.26926
24170 | 11.96 | 1 | 365 | 13.6164 | 0.40773 | 14 | 0.024111
28550 | 4.16 | 1 | 365 | 4.7361 | 0.53312 | 5 | 0.26926
28557 | 16.83 | 1 | 365 | 19.1608 | 0.5679 | 19 | 0.72874
28559 | 5.61 | 1 | 365 | 6.3869 | 0.85597 | 7 | 0.24291
23564 | 4.94 | 1 | 365 | 5.6242 | 0.32058 | 5 | 0.94474
22398 | 5.2 | 1 | 365 | 5.9202 | 0.9164 | 6 | 0.83657
28602 | 4.94 | 1 | 365 | 5.6242 | 0.32058 | 5 | 0.94474
28610 | 7.8 | 1 | 365 | 8.8803 | 0.8746 | 9 | 0.75485
27222 | 4.94 | 1 | 365 | 5.6242 | 0.32058 | 5 | 0.94474
29232 | 3.06 | 1 | 365 | 3.4838 | 0.012345 | 3 | 0.49614
29237 | 10.66 | 1 | 365 | 12.1363 | 0.42863 | 12 | 0.56497
29240 | 9.1 | 1 | 365 | 10.3603 | 0.85371 | 11 | 0.214
29222 | 2.04 | 1 | 365 | 2.3225 | 0.6749 | 2 | 0.99742
29252 | 4.32 | 1 | 365 | 4.9183 | 0.89978 | 5 | 0.81807
29267 | 7.28 | 1 | 365 | 8.2882 | 0.68296 | 8 | 0.9712
28567 | 4.68 | 1 | 365 | 5.3282 | 0.72476 | 6 | 0.052913
20784 | 9.62 | 1 | 365 | 10.9523 | 0.045346 | 10 | 0.99765
29261 | 4.845 | 1 | 365 | 5.516 | 0.10288 | 5 | 0.61888
24327 | 14.3 | 1 | 365 | 16.2805 | 0.77011 | 17 | 0.050567
24344 | 7.96 | 1 | 365 | 9.0624 | 0.24126 | 9 | 0.30367
25077 | 12.74 | 1 | 365 | 14.5044 | 0.19519 | 14 | 0.6996
24849 | 562.115 | 0.8 | 365 | 511.9715 | 0.52138 | 512 | 0.49285
25606 | 54.72 | 0.9 | 365 | 56.0685 | 0.8575 | 56 | 0.92604
26755 | 4.845 | 1 | 365 | 5.516 | 0.10288 | 5 | 0.61888
26861 | 3.85 | 1 | 365 | 4.3832 | 0.82272 | 5 | 0.20592
27067 | 3.98 | 1 | 365 | 4.5312 | 0.12063 | 4 | 0.65184
28100 | 10.4 | 1 | 365 | 11.8403 | 0.83281 | 12 | 0.67314
28123 | 12.1 | 1 | 365 | 13.7758 | 0.72855 | 14 | 0.50433
28126 | 14.56 | 1 | 365 | 16.5765 | 0.36593 | 16 | 0.9424
28256 | 10.14 | 1 | 365 | 11.5443 | 0.23699 | 11 | 0.78131
28428 | 10.4 | 1 | 365 | 11.8403 | 0.83281 | 12 | 0.67314
24324 | 4.68 | 1 | 365 | 5.3282 | 0.72476 | 6 | 0.052913
24101 | 6.24 | 1 | 365 | 7.1042 | 0.29968 | 7 | 0.40388
28619 | 8.32 | 1 | 365 | 9.4723 | 0.066245 | 9 | 0.53851
28609 | 4.68 | 1 | 365 | 5.3282 | 0.72476 | 6 | 0.052913
28712 | 8.32 | 1 | 365 | 9.4723 | 0.066245 | 9 | 0.53851
28615 | 4.08 | 1 | 365 | 4.6451 | 0.34979 | 4 | 0.99485
28564 | 3.64 | 1 | 365 | 4.1441 | 0.34148 | 4 | 0.4856
28594 | 7.8 | 1 | 365 | 8.8803 | 0.8746 | 9 | 0.75485
28633 | 2.86 | 1 | 365 | 3.2561 | 0.55402 | 3 | 0.81011
28644 | 3.12 | 1 | 365 | 3.5521 | 0.14984 | 3 | 0.70194
28784 | 8.16 | 1 | 365 | 9.2901 | 0.69959 | 9 | 0.98969
28647 | 7.02 | 1 | 365 | 7.9922 | 0.087144 | 8 | 0.079369
28800 | 3.64 | 1 | 365 | 4.1441 | 0.34148 | 4 | 0.4856
28442 | 6.24 | 1 | 365 | 7.1042 | 0.29968 | 7 | 0.40388
28454 | 14.04 | 1 | 365 | 15.9845 | 0.17429 | 16 | 0.15874
28469 | 11.7 | 1 | 365 | 13.3204 | 0.81191 | 14 | 0.13228
29276 | 12.24 | 1 | 365 | 13.9352 | 0.04938 | 13 | 0.98454
28963 | 7.65 | 1 | 365 | 8.7095 | 0.53086 | 9 | 0.24034
28713 | 8.32 | 1 | 365 | 9.4723 | 0.066245 | 9 | 0.53851
28740 | 5.98 | 1 | 365 | 6.8082 | 0.70386 | 7 | 0.51206
28721 | 7.28 | 1 | 365 | 8.2882 | 0.68296 | 8 | 0.9712
29283 | 3.38 | 1 | 365 | 3.8481 | 0.74566 | 4 | 0.59377
28760 | 11.18 | 1 | 365 | 12.7284 | 0.62027 | 13 | 0.34863
29277 | 8.06 | 1 | 365 | 9.1763 | 0.47042 | 9 | 0.64668
24856 | 2.08 | 1 | 365 | 2.3681 | 0.76656 | 3 | 0.13463
28734 | 9.69 | 1 | 365 | 11.032 | 0.20576 | 11 | 0.23776
29336 | 10.2 | 1 | 365 | 11.6126 | 0.37448 | 11 | 0.98712
28715 | 4.94 | 1 | 365 | 5.6242 | 0.32058 | 5 | 0.94474
29337 | 8.16 | 1 | 365 | 9.2901 | 0.69959 | 9 | 0.98969
28717 | 4.68 | 1 | 365 | 5.3282 | 0.72476 | 6 | 0.052913
28719 | 4.16 | 1 | 365 | 4.7361 | 0.53312 | 5 | 0.26926
29338 | 7.14 | 1 | 365 | 8.1288 | 0.36214 | 8 | 0.49098
28726 | 15.6 | 1 | 365 | 17.7605 | 0.74921 | 18 | 0.50971
29335 | 6.16 | 1 | 365 | 7.0131 | 0.11635 | 7 | 0.12948
29348 | 9.52 | 1 | 365 | 10.8385 | 0.81618 | 11 | 0.65464
28943 | 11.475 | 1 | 365 | 13.0642 | 0.29629 | 13 | 0.36051
29352 | 8.16 | 1 | 365 | 9.2901 | 0.69959 | 9 | 0.98969
29339 | 6.885 | 1 | 365 | 7.8385 | 0.77778 | 8 | 0.6163
29356 | 9.8 | 1 | 365 | 11.1572 | 0.45784 | 11 | 0.61507
29350 | 7.56 | 1 | 365 | 8.607 | 0.32462 | 8 | 0.93163
29255 | 5.61 | 1 | 365 | 6.3869 | 0.85597 | 7 | 0.24291
29345 | 9.075 | 1 | 365 | 10.3318 | 0.79642 | 11 | 0.12824
29369 | 6.44 | 1 | 365 | 7.3319 | 0.75801 | 8 | 0.089906
29365 | 13.72 | 1 | 365 | 15.6201 | 0.44097 | 16 | 0.061104
29367 | 4.48 | 1 | 365 | 5.1005 | 0.26644 | 5 | 0.36689
29373 | 4.2 | 1 | 365 | 4.7817 | 0.62479 | 5 | 0.40646
29375 | 4.76 | 1 | 365 | 5.4192 | 0.90809 | 6 | 0.32732
29379 | 3.92 | 1 | 365 | 4.4629 | 0.98313 | 5 | 0.44603
29386 | 5.225 | 1 | 365 | 5.9486 | 0.97369 | 6 | 0.92232
29403 | 8.32 | 1 | 365 | 9.4723 | 0.066245 | 9 | 0.53851
29250 | 8.415 | 1 | 365 | 9.5804 | 0.28395 | 9 | 0.86437
29401 | 3.64 | 1 | 365 | 4.1441 | 0.34148 | 4 | 0.4856
29114 | 5.2 | 1 | 365 | 5.9202 | 0.9164 | 6 | 0.83657
29319 | 7 | 1 | 365 | 7.9695 | 0.041312 | 8 | 0.010767
29324 | 5 | 1 | 365 | 5.6925 | 0.45808 | 6 | 0.15055
29320 | 9.36 | 1 | 365 | 10.6563 | 0.44953 | 11 | 0.10583
29326 | 8.84 | 1 | 365 | 10.0643 | 0.25789 | 10 | 0.32217
29328 | 6.6 | 1 | 365 | 7.5141 | 0.12467 | 7 | 0.63872
29330 | 8.415 | 1 | 365 | 9.5804 | 0.28395 | 9 | 0.86437
29332 | 5.2 | 1 | 365 | 5.9202 | 0.9164 | 6 | 0.83657
29390 | 5.98 | 1 | 365 | 6.8082 | 0.70386 | 7 | 0.51206
29382 | 4.42 | 1 | 365 | 5.0321 | 0.12894 | 5 | 0.16108
29377 | 4.16 | 1 | 365 | 4.7361 | 0.53312 | 5 | 0.26926
29371 | 5.1 | 1 | 365 | 5.8063 | 0.68724 | 6 | 0.49356
29333 | 7.65 | 1 | 365 | 8.7095 | 0.53086 | 9 | 0.24034
29331 | 3.12 | 1 | 365 | 3.5521 | 0.14984 | 3 | 0.70194
29327 | 8.32 | 1 | 365 | 9.4723 | 0.066245 | 9 | 0.53851
29298 | 5.2 | 1 | 365 | 5.9202 | 0.9164 | 6 | 0.83657
29299 | 4.94 | 1 | 365 | 5.6242 | 0.32058 | 5 | 0.94474
29117 | 10.4 | 1 | 365 | 11.8403 | 0.83281 | 12 | 0.67314
29128 | 20.91 | 1 | 365 | 23.8059 | 0.91769 | 24 | 0.72359
29300 | 3.18 | 1 | 365 | 3.6204 | 0.28734 | 3 | 0.90775
29124 | 5.98 | 1 | 365 | 6.8082 | 0.70386 | 7 | 0.51206
29141 | 7.02 | 1 | 365 | 7.9922 | 0.087144 | 8 | 0.079369
29175 | 5.46 | 1 | 365 | 6.2162 | 0.51222 | 6 | 0.7284
29135 | 6.24 | 1 | 365 | 7.1042 | 0.29968 | 7 | 0.40388
29346 | 4.08 | 1 | 365 | 4.6451 | 0.34979 | 4 | 0.99485
29302 | 5.98 | 1 | 365 | 6.8082 | 0.70386 | 7 | 0.51206
28790 | 5.2 | 1 | 365 | 5.9202 | 0.9164 | 6 | 0.83657
29019 | 3.64 | 1 | 365 | 4.1441 | 0.34148 | 4 | 0.4856
27763 | 5.39 | 1 | 365 | 6.1365 | 0.35181 | 6 | 0.48829
29030 | 9.88 | 1 | 365 | 11.2483 | 0.64117 | 11 | 0.88948
29308 | 9.075 | 1 | 365 | 10.3318 | 0.79642 | 11 | 0.12824
29039 | 10.14 | 1 | 365 | 11.5443 | 0.23699 | 11 | 0.78131
29340 | 16.225 | 1 | 365 | 18.4721 | 0.18147 | 18 | 0.65353
29280 | 10.725 | 1 | 365 | 12.2103 | 0.57758 | 12 | 0.78793
29279 | 8.64 | 1 | 365 | 9.8366 | 0.79956 | 10 | 0.63615
29310 | 5.2 | 1 | 365 | 5.9202 | 0.9164 | 6 | 0.83657
29341 | 3.08 | 1 | 365 | 3.5066 | 0.058177 | 3 | 0.56474
29050 | 7.395 | 1 | 365 | 8.4192 | 0.9465 | 9 | 0.36566
29343 | 4.48 | 1 | 365 | 5.1005 | 0.26644 | 5 | 0.36689
29311 | 4.16 | 1 | 365 | 4.7361 | 0.53312 | 5 | 0.26926
29281 | 3.92 | 1 | 365 | 4.4629 | 0.98313 | 5 | 0.44603
29344 | 9.625 | 1 | 365 | 10.958 | 0.056804 | 11 | 0.014805
29293 | 6.72 | 1 | 365 | 7.6507 | 0.39966 | 8 | 0.050337
29307 | 8.06 | 1 | 365 | 9.1763 | 0.47042 | 9 | 0.64668
29314 | 3.38 | 1 | 365 | 3.8481 | 0.74566 | 4 | 0.59377
29342 | 3.64 | 1 | 365 | 4.1441 | 0.34148 | 4 | 0.4856
29316 | 2.12 | 1 | 365 | 2.4136 | 0.85823 | 3 | 0.27183
29353 | 7.84 | 1 | 365 | 8.9258 | 0.96627 | 9 | 0.89206
27866 | 16.9 | 1 | 365 | 19.2405 | 0.72831 | 19 | 0.96885
29103 | 7.28 | 1 | 365 | 8.2882 | 0.68296 | 8 | 0.9712
29108 | 3.12 | 1 | 365 | 3.5521 | 0.14984 | 3 | 0.70194
29284 | 6.76 | 1 | 365 | 7.6962 | 0.49132 | 8 | 0.18754
29368 | 8.06 | 1 | 365 | 9.1763 | 0.47042 | 9 | 0.64668
29110 | 6.76 | 1 | 365 | 7.6962 | 0.49132 | 8 | 0.18754
29360 | 7.54 | 1 | 365 | 8.5842 | 0.27878 | 8 | 0.86303
29372 | 3.64 | 1 | 365 | 4.1441 | 0.34148 | 4 | 0.4856
29361 | 6.375 | 1 | 365 | 7.2579 | 0.60905 | 7 | 0.86695
29374 | 7.975 | 1 | 365 | 9.0795 | 0.27564 | 9 | 0.35512
29404 | 4.59 | 1 | 365 | 5.2257 | 0.51852 | 5 | 0.7442
29412 | 7.95 | 1 | 365 | 9.051 | 0.21835 | 9 | 0.26937
29378 | 9.36 | 1 | 365 | 10.6563 | 0.44953 | 11 | 0.10583
29417 | 3.64 | 1 | 365 | 4.1441 | 0.34148 | 4 | 0.4856
29469 | 11.18 | 1 | 365 | 12.7284 | 0.62027 | 13 | 0.34863
29380 | 6.12 | 1 | 365 | 6.9676 | 0.02469 | 6 | 0.99227
29407 | 7.28 | 1 | 365 | 8.2882 | 0.68296 | 8 | 0.9712
29381 | 8.58 | 1 | 365 | 9.7683 | 0.66207 | 10 | 0.43034
29408 | 4.68 | 1 | 365 | 5.3282 | 0.72476 | 6 | 0.052913
29383 | 8.32 | 1 | 365 | 9.4723 | 0.066245 | 9 | 0.53851
29409 | 8.84 | 1 | 365 | 10.0643 | 0.25789 | 10 | 0.32217
29413 | 5.46 | 1 | 365 | 6.2162 | 0.51222 | 6 | 0.7284
29414 | 7.28 | 1 | 365 | 8.2882 | 0.68296 | 8 | 0.9712
29415 | 5.2 | 1 | 365 | 5.9202 | 0.9164 | 6 | 0.83657
29418 | 5.72 | 1 | 365 | 6.5122 | 0.10804 | 6 | 0.62023
29419 | 7.8 | 1 | 365 | 8.8803 | 0.8746 | 9 | 0.75485
29429 | 7.02 | 1 | 365 | 7.9922 | 0.087144 | 8 | 0.079369
29433 | 5.98 | 1 | 365 | 6.8082 | 0.70386 | 7 | 0.51206
29435 | 5.2 | 1 | 365 | 5.9202 | 0.9164 | 6 | 0.83657
29424 | 6.12 | 1 | 365 | 6.9676 | 0.02469 | 6 | 0.99227
29426 | 10.71 | 1 | 365 | 12.1933 | 0.54321 | 12 | 0.73647
29428 | 7.6 | 1 | 365 | 8.6526 | 0.41628 | 9 | 0.068833
29430 | 6.867 | 1 | 365 | 7.818 | 0.73653 | 8 | 0.55456
29431 | 9.045 | 1 | 365 | 10.2977 | 0.72767 | 11 | 0.025341
29434 | 4.905 | 1 | 365 | 5.5843 | 0.24038 | 5 | 0.82469
29436 | 6.867 | 1 | 365 | 7.818 | 0.73653 | 8 | 0.55456
29462 | 5.2 | 1 | 365 | 5.9202 | 0.9164 | 6 | 0.83657
29384 | 9.88 | 1 | 365 | 11.2483 | 0.64117 | 11 | 0.88948
29464 | 9.81 | 1 | 365 | 11.1686 | 0.48075 | 11 | 0.64938
29465 | 9.18 | 1 | 365 | 10.4514 | 0.037035 | 10 | 0.48841
29387 | 3.12 | 1 | 365 | 3.5521 | 0.14984 | 3 | 0.70194
29467 | 5.7 | 1 | 365 | 6.4894 | 0.062211 | 6 | 0.55162
29388 | 9.36 | 1 | 365 | 10.6563 | 0.44953 | 11 | 0.10583
29391 | 5.2 | 1 | 365 | 5.9202 | 0.9164 | 6 | 0.83657
29243 | 6.76 | 1 | 365 | 7.6962 | 0.49132 | 8 | 0.18754
29242 | 4.16 | 1 | 365 | 4.7361 | 0.53312 | 5 | 0.26926
29235 | 13.26 | 1 | 365 | 15.0964 | 0.38683 | 15 | 0.48325
29443 | 7.7 | 1 | 365 | 8.7664 | 0.64544 | 9 | 0.41184
29233 | 4.42 | 1 | 365 | 5.0321 | 0.12894 | 5 | 0.16108
29438 | 6.325 | 1 | 365 | 7.201 | 0.49447 | 7 | 0.69544
29439 | 8.84 | 1 | 365 | 10.0643 | 0.25789 | 10 | 0.32217
29227 | 5.46 | 1 | 365 | 6.2162 | 0.51222 | 6 | 0.7284
29440 | 10.175 | 1 | 365 | 11.5842 | 0.31719 | 11 | 0.90137
29223 | 5.61 | 1 | 365 | 6.3869 | 0.85597 | 7 | 0.24291
29441 | 5.5 | 1 | 365 | 6.2617 | 0.60389 | 6 | 0.8656
29218 | 11.18 | 1 | 365 | 12.7284 | 0.62027 | 13 | 0.34863
29442 | 5.5 | 1 | 365 | 6.2617 | 0.60389 | 6 | 0.8656
29444 | 6.5 | 1 | 365 | 7.4002 | 0.8955 | 8 | 0.29571
29215 | 6.24 | 1 | 365 | 7.1042 | 0.29968 | 7 | 0.40388
29445 | 4.42 | 1 | 365 | 5.0321 | 0.12894 | 5 | 0.16108
29366 | 9.62 | 1 | 365 | 10.9523 | 0.045346 | 10 | 0.99765
29210 | 3.64 | 1 | 365 | 4.1441 | 0.34148 | 4 | 0.4856
29446 | 9.35 | 1 | 365 | 10.6449 | 0.42661 | 11 | 0.071525
29447 | 6.6 | 1 | 365 | 7.5141 | 0.12467 | 7 | 0.63872
29448 | 5.775 | 1 | 365 | 6.5748 | 0.23408 | 6 | 0.80888
29449 | 12.1 | 1 | 365 | 13.7758 | 0.72855 | 14 | 0.50433
29450 | 7.975 | 1 | 365 | 9.0795 | 0.27564 | 9 | 0.35512
29451 | 4.95 | 1 | 365 | 5.6355 | 0.3435 | 5 | 0.97904
29452 | 17.1 | 1 | 365 | 19.4682 | 0.18663 | 19 | 0.65487
29219 | 6.76 | 1 | 365 | 7.6962 | 0.49132 | 8 | 0.18754
29453 | 5.355 | 1 | 365 | 6.0966 | 0.2716 | 6 | 0.36824
29455 | 6.05 | 1 | 365 | 6.8879 | 0.86428 | 7 | 0.75216
29354 | 9.24 | 1 | 365 | 10.5197 | 0.17453 | 10 | 0.69421
29192 | 2.6 | 1 | 365 | 2.9601 | 0.9582 | 3 | 0.91828
29289 | 11.475 | 1 | 365 | 13.0642 | 0.29629 | 13 | 0.36051
29194 | 8.32 | 1 | 365 | 9.4723 | 0.066245 | 9 | 0.53851
29290 | 19.24 | 1 | 365 | 21.9046 | 0.090692 | 21 | 0.99531
29457 | 11.825 | 1 | 365 | 13.4627 | 0.098359 | 13 | 0.56105
29186 | 13.52 | 1 | 365 | 15.3924 | 0.98265 | 16 | 0.37508
29458 | 4.75 | 1 | 365 | 5.4078 | 0.88518 | 6 | 0.29302
29459 | 4.41 | 1 | 365 | 5.0208 | 0.10603 | 5 | 0.12678
29183 | 13 | 1 | 365 | 14.8004 | 0.79101 | 15 | 0.59142
29362 | 5.04 | 1 | 365 | 5.738 | 0.54974 | 6 | 0.28775
29291 | 8.16 | 1 | 365 | 9.2901 | 0.69959 | 9 | 0.98969
29178 | 13.52 | 1 | 365 | 15.3924 | 0.98265 | 16 | 0.37508
29292 | 8.58 | 1 | 365 | 9.7683 | 0.66207 | 10 | 0.43034
29177 | 11.7 | 1 | 365 | 13.3204 | 0.81191 | 14 | 0.13228
29170 | 8.84 | 1 | 365 | 10.0643 | 0.25789 | 10 | 0.32217
29295 | 9.88 | 1 | 365 | 11.2483 | 0.64117 | 11 | 0.88948
29167 | 3.12 | 1 | 365 | 3.5521 | 0.14984 | 3 | 0.70194
29209 | 6.76 | 1 | 365 | 7.6962 | 0.49132 | 8 | 0.18754
29147 | 7.54 | 1 | 365 | 8.5842 | 0.27878 | 8 | 0.86303
29174 | 13.52 | 1 | 365 | 15.3924 | 0.98265 | 16 | 0.37508
29529 | 11.985 | 1 | 365 | 13.6448 | 0.46502 | 14 | 0.10986
29454 | 7.15 | 1 | 365 | 8.1402 | 0.38505 | 8 | 0.52528
29288 | 4.08 | 1 | 365 | 4.6451 | 0.34979 | 4 | 0.99485
29531 | 9.88 | 1 | 365 | 11.2483 | 0.64117 | 11 | 0.88948
29159 | 3.64 | 1 | 365 | 4.1441 | 0.34148 | 4 | 0.4856
29456 | 8.4 | 1 | 365 | 9.5633 | 0.24957 | 9 | 0.81292
29294 | 6.5 | 1 | 365 | 7.4002 | 0.8955 | 8 | 0.29571
29168 | 6.76 | 1 | 365 | 7.6962 | 0.49132 | 8 | 0.18754
29274 | 4.42 | 1 | 365 | 5.0321 | 0.12894 | 5 | 0.16108
29363 | 5.46 | 1 | 365 | 6.2162 | 0.51222 | 6 | 0.7284
29296 | 9.88 | 1 | 365 | 11.2483 | 0.64117 | 11 | 0.88948
29583 | 5.2 | 1 | 365 | 5.9202 | 0.9164 | 6 | 0.83657
29165 | 9.1 | 1 | 365 | 10.3603 | 0.85371 | 11 | 0.214
29587 | 3.9 | 1 | 365 | 4.4401 | 0.9373 | 5 | 0.37743
28344 | 7.395 | 1 | 365 | 8.4192 | 0.9465 | 9 | 0.36566
29656 | 8.32 | 1 | 365 | 9.4723 | 0.066245 | 9 | 0.53851
28617 | 3.38 | 1 | 365 | 3.8481 | 0.74566 | 4 | 0.59377
29158 | 4.335 | 1 | 365 | 4.9354 | 0.93416 | 5 | 0.86953
29646 | 2.34 | 1 | 365 | 2.6641 | 0.36238 | 3 | 0.026456
29146 | 11.7 | 1 | 365 | 13.3204 | 0.81191 | 14 | 0.13228
29648 | 11.18 | 1 | 365 | 12.7284 | 0.62027 | 13 | 0.34863
29145 | 6.5 | 1 | 365 | 7.4002 | 0.8955 | 8 | 0.29571
27699 | 6.24 | 1 | 365 | 7.1042 | 0.29968 | 7 | 0.40388
29647 | 6.5 | 1 | 365 | 7.4002 | 0.8955 | 8 | 0.29571
19937 | 7.395 | 1 | 365 | 8.4192 | 0.9465 | 9 | 0.36566
29592 | 5.46 | 1 | 365 | 6.2162 | 0.51222 | 6 | 0.7284
29153 | 7.395 | 1 | 365 | 8.4192 | 0.9465 | 9 | 0.36566
29650 | 8.32 | 1 | 365 | 9.4723 | 0.066245 | 9 | 0.53851
29600 | 9.88 | 1 | 365 | 11.2483 | 0.64117 | 11 | 0.88948
29618 | 5.98 | 1 | 365 | 6.8082 | 0.70386 | 7 | 0.51206
29653 | 5.83 | 1 | 365 | 6.6374 | 0.36012 | 6 | 0.99754
29639 | 7.54 | 1 | 365 | 8.5842 | 0.27878 | 8 | 0.86303
29578 | 6.375 | 1 | 365 | 7.2579 | 0.60905 | 7 | 0.86695
29636 | 4.68 | 1 | 365 | 5.3282 | 0.72476 | 6 | 0.052913
29470 | 6.24 | 1 | 365 | 7.1042 | 0.29968 | 7 | 0.40388
29472 | 8.06 | 1 | 365 | 9.1763 | 0.47042 | 9 | 0.64668
29576 | 8 | 1 | 365 | 9.1079 | 0.33293 | 9 | 0.44088
29471 | 7.848 | 1 | 365 | 8.9349 | 0.9846 | 9 | 0.9195
29474 | 9.1 | 1 | 365 | 10.3603 | 0.85371 | 11 | 0.214
29586 | 5.72 | 1 | 365 | 6.5122 | 0.10804 | 6 | 0.62023
29477 | 9.36 | 1 | 365 | 10.6563 | 0.44953 | 11 | 0.10583
29478 | 5.2 | 1 | 365 | 5.9202 | 0.9164 | 6 | 0.83657
29659 | 3.64 | 1 | 365 | 4.1441 | 0.34148 | 4 | 0.4856
29479 | 4.16 | 1 | 365 | 4.7361 | 0.53312 | 5 | 0.26926
29598 | 14.3 | 1 | 365 | 16.2805 | 0.77011 | 17 | 0.050567
29485 | 2.86 | 1 | 365 | 3.2561 | 0.55402 | 3 | 0.81011
29615 | 10.66 | 1 | 365 | 12.1363 | 0.42863 | 12 | 0.56497
29486 | 8.25 | 1 | 365 | 9.3926 | 0.90583 | 10 | 0.2984
29511 | 8.25 | 1 | 365 | 9.3926 | 0.90583 | 10 | 0.2984
29617 | 9.1 | 1 | 365 | 10.3603 | 0.85371 | 11 | 0.214
29473 | 5.1 | 1 | 365 | 5.8063 | 0.68724 | 6 | 0.49356
29620 | 4.94 | 1 | 365 | 5.6242 | 0.32058 | 5 | 0.94474
29475 | 11 | 1 | 365 | 12.5234 | 0.20778 | 12 | 0.73121
29490 | 9.1 | 1 | 365 | 10.3603 | 0.85371 | 11 | 0.214
29673 | 4.68 | 1 | 365 | 5.3282 | 0.72476 | 6 | 0.052913
27057 | 9.075 | 1 | 365 | 10.3318 | 0.79642 | 11 | 0.12824
29706 | 5.2 | 1 | 365 | 5.9202 | 0.9164 | 6 | 0.83657
29708 | 6.63 | 1 | 365 | 7.5482 | 0.19341 | 7 | 0.74163
29707 | 6.24 | 1 | 365 | 7.1042 | 0.29968 | 7 | 0.40388
29712 | 7.8 | 1 | 365 | 8.8803 | 0.8746 | 9 | 0.75485
28914 | 9.9 | 1 | 365 | 11.2711 | 0.687 | 11 | 0.95809
29716 | 10.64 | 1 | 365 | 12.1136 | 0.38279 | 12 | 0.49637
29717 | 12 | 1 | 365 | 13.6619 | 0.49939 | 14 | 0.16132
29718 | 4.42 | 1 | 365 | 5.0321 | 0.12894 | 5 | 0.16108
29720 | 9.12 | 1 | 365 | 10.3831 | 0.89954 | 11 | 0.2826
29723 | 6.75 | 1 | 365 | 7.6848 | 0.46841 | 8 | 0.15324
29722 | 7.98 | 1 | 365 | 9.0852 | 0.2871 | 9 | 0.37227
29728 | 8.925 | 1 | 365 | 10.1611 | 0.45267 | 10 | 0.61373
29495 | 3.38 | 1 | 365 | 3.8481 | 0.74566 | 4 | 0.59377
29729 | 5.49 | 1 | 365 | 6.2503 | 0.58097 | 6 | 0.8313
29501 | 6.375 | 1 | 365 | 7.2579 | 0.60905 | 7 | 0.86695
29504 | 6.76 | 1 | 365 | 7.6962 | 0.49132 | 8 | 0.18754
29507 | 11.96 | 1 | 365 | 13.6164 | 0.40773 | 14 | 0.024111
29461 | 10.92 | 1 | 365 | 12.4324 | 0.024447 | 12 | 0.4568
29509 | 10.14 | 1 | 365 | 11.5443 | 0.23699 | 11 | 0.78131
29726 | 10.2 | 1 | 365 | 11.6126 | 0.37448 | 11 | 0.98712
29512 | 5.98 | 1 | 365 | 6.8082 | 0.70386 | 7 | 0.51206
29732 | 6 | 1 | 365 | 6.831 | 0.7497 | 7 | 0.58066
24267 | 8.5 | 1 | 365 | 9.6772 | 0.47874 | 10 | 0.15593
28911 | 52 | 0.9 | 365 | 53.2815 | 0.24763 | 53 | 0.52913
29514 | 4.64 | 1 | 365 | 5.2826 | 0.6331 | 5 | 0.91571
25227 | 9.25 | 1 | 365 | 10.5311 | 0.19745 | 10 | 0.72851
25212 | 16.2 | 1 | 365 | 18.4436 | 0.12418 | 18 | 0.56778
29515 | 7.28 | 1 | 365 | 8.2882 | 0.68296 | 8 | 0.9712
29734 | 7.28 | 1 | 365 | 8.2882 | 0.68296 | 8 | 0.9712
25914 | 12.6 | 1 | 365 | 14.345 | 0.87436 | 15 | 0.21938
29641 | 6.76 | 1 | 365 | 7.6962 | 0.49132 | 8 | 0.18754
29715 | 11.4 | 1 | 365 | 12.9788 | 0.12442 | 13 | 0.10325
25741 | 12.3 | 1 | 365 | 14.0035 | 0.18688 | 14 | 0.19035
29736 | 14.3 | 1 | 365 | 16.2805 | 0.77011 | 17 | 0.050567
26675 | 9.75 | 1 | 365 | 11.1003 | 0.34326 | 11 | 0.44357
21200 | 996.93 | 0.9 | 365 | 1021.4986 | 0.12266 | 1021 | 0.62125
29739 | 6.725 | 1 | 365 | 7.6564 | 0.41112 | 8 | 0.067487
29740 | 4.94 | 1 | 365 | 5.6242 | 0.32058 | 5 | 0.94474
29508 | 2.85 | 1 | 365 | 3.2447 | 0.53111 | 3 | 0.77581
29644 | 9.435 | 1 | 365 | 10.7417 | 0.6214 | 11 | 0.36308
29638 | 7.02 | 1 | 365 | 7.9922 | 0.087144 | 8 | 0.079369
29584 | 5.72 | 1 | 365 | 6.5122 | 0.10804 | 6 | 0.62023
29585 | 10.14 | 1 | 365 | 11.5443 | 0.23699 | 11 | 0.78131
29634 | 2.08 | 1 | 365 | 2.3681 | 0.76656 | 3 | 0.13463
29588 | 5.2 | 1 | 365 | 5.9202 | 0.9164 | 6 | 0.83657
29590 | 5.1 | 1 | 365 | 5.8063 | 0.68724 | 6 | 0.49356
29595 | 7.54 | 1 | 365 | 8.5842 | 0.27878 | 8 | 0.86303
29614 | 9.36 | 1 | 365 | 10.6563 | 0.44953 | 11 | 0.10583
29612 | 2.6 | 1 | 365 | 2.9601 | 0.9582 | 3 | 0.91828
29743 | 7 | 1 | 365 | 7.9695 | 0.041312 | 8 | 0.010767
29597 | 7.02 | 1 | 365 | 7.9922 | 0.087144 | 8 | 0.079369
29602 | 4.16 | 1 | 365 | 4.7361 | 0.53312 | 5 | 0.26926
29744 | 13 | 1 | 365 | 14.8004 | 0.79101 | 15 | 0.59142
29604 | 4.16 | 1 | 365 | 4.7361 | 0.53312 | 5 | 0.26926
29735 | 7.15 | 1 | 365 | 8.1402 | 0.38505 | 8 | 0.52528
29607 | 3.18 | 1 | 365 | 3.6204 | 0.28734 | 3 | 0.90775
29745 | 8.68 | 1 | 365 | 9.8821 | 0.89123 | 10 | 0.77335
29621 | 6.5 | 1 | 365 | 7.4002 | 0.8955 | 8 | 0.29571
29626 | 4.68 | 1 | 365 | 5.3282 | 0.72476 | 6 | 0.052913
29503 | 13.23 | 1 | 365 | 15.0623 | 0.31808 | 15 | 0.38035
29510 | 9.18 | 1 | 365 | 10.4514 | 0.037035 | 10 | 0.48841
29747 | 4.4 | 1 | 365 | 5.0094 | 0.08311 | 5 | 0.092482
29749 | 4.68 | 1 | 365 | 5.3282 | 0.72476 | 6 | 0.052913
29746 | 8.47 | 1 | 365 | 9.643 | 0.40999 | 10 | 0.053028
29761 | 8.47 | 1 | 365 | 9.643 | 0.40999 | 10 | 0.053028
29500 | 8.7 | 1 | 365 | 9.9049 | 0.93706 | 10 | 0.84195
29516 | 10.8 | 1 | 365 | 12.2957 | 0.74945 | 13 | 0.045184
29517 | 9.18 | 1 | 365 | 10.4514 | 0.037035 | 10 | 0.48841
29520 | 9.12 | 1 | 365 | 10.3831 | 0.89954 | 11 | 0.2826
29521 | 8.58 | 1 | 365 | 9.7683 | 0.66207 | 10 | 0.43034
29522 | 9.36 | 1 | 365 | 10.6563 | 0.44953 | 11 | 0.10583
28510 | 9.1 | 1 | 365 | 10.3603 | 0.85371 | 11 | 0.214
29558 | 9.36 | 1 | 365 | 10.6563 | 0.44953 | 11 | 0.10583
28515 | 10.71 | 1 | 365 | 12.1933 | 0.54321 | 12 | 0.73647
28518 | 18 | 1 | 365 | 20.4929 | 0.24909 | 20 | 0.74197
29561 | 9.88 | 1 | 365 | 11.2483 | 0.64117 | 11 | 0.88948
29482 | 5.775 | 1 | 365 | 6.5748 | 0.23408 | 6 | 0.80888
28738 | 2.8 | 1 | 365 | 3.1878 | 0.41652 | 3 | 0.60431
29488 | 9.625 | 1 | 365 | 10.958 | 0.056804 | 11 | 0.014805
16997 | 5.2 | 1 | 365 | 5.9202 | 0.9164 | 6 | 0.83657
29489 | 4.5 | 1 | 365 | 5.1232 | 0.31227 | 5 | 0.43549
29329 | 9.25 | 1 | 365 | 10.5311 | 0.19745 | 10 | 0.72851
29491 | 7.425 | 1 | 365 | 8.4533 | 0.015249 | 8 | 0.46856
29493 | 14.535 | 1 | 365 | 16.548 | 0.30864 | 16 | 0.85664
29505 | 5.775 | 1 | 365 | 6.5748 | 0.23408 | 6 | 0.80888
29506 | 4.59 | 1 | 365 | 5.2257 | 0.51852 | 5 | 0.7442
29643 | 3.66 | 1 | 365 | 4.1669 | 0.38731 | 4 | 0.5542
29637 | 6.5 | 1 | 365 | 7.4002 | 0.8955 | 8 | 0.29571
28980 | 10.92 | 1 | 365 | 12.4324 | 0.024447 | 12 | 0.4568
27375 | 4.68 | 1 | 365 | 5.3282 | 0.72476 | 6 | 0.052913
23596 | 6.24 | 1 | 365 | 7.1042 | 0.29968 | 7 | 0.40388
16877 | 4.08 | 1 | 365 | 4.6451 | 0.34979 | 4 | 0.99485
27777 | 5.46 | 1 | 365 | 6.2162 | 0.51222 | 6 | 0.7284
27867 | 4.42 | 1 | 365 | 5.0321 | 0.12894 | 5 | 0.16108
29769 | 8.47 | 1 | 365 | 9.643 | 0.40999 | 10 | 0.053028
29790 | 11.985 | 1 | 365 | 13.6448 | 0.46502 | 14 | 0.10986
29792 | 6.72 | 1 | 365 | 7.6507 | 0.39966 | 8 | 0.050337
29805 | 7.5 | 1 | 365 | 8.5387 | 0.18712 | 8 | 0.72582
29806 | 10.14 | 1 | 365 | 11.5443 | 0.23699 | 11 | 0.78131
29807 | 9.35 | 1 | 365 | 10.6449 | 0.42661 | 11 | 0.071525
29808 | 9.72 | 1 | 365 | 11.0662 | 0.27451 | 11 | 0.34067
29809 | 4.32 | 1 | 365 | 4.9183 | 0.89978 | 5 | 0.81807
29811 | 7.7 | 1 | 365 | 8.7664 | 0.64544 | 9 | 0.41184
29812 | 7.25 | 1 | 365 | 8.2541 | 0.61422 | 8 | 0.86829
29814 | 10.455 | 1 | 365 | 11.903 | 0.95885 | 12 | 0.8618
29815 | 7.425 | 1 | 365 | 8.4533 | 0.015249 | 8 | 0.46856
29816 | 10.725 | 1 | 365 | 12.2103 | 0.57758 | 12 | 0.78793
29817 | 8.67 | 1 | 365 | 9.8707 | 0.86831 | 10 | 0.73905
29899 | 10.8 | 1 | 365 | 12.2957 | 0.74945 | 13 | 0.045184
29903 | 8.835 | 1 | 365 | 10.0586 | 0.24643 | 10 | 0.30502
29905 | 4.578 | 1 | 365 | 5.212 | 0.49102 | 5 | 0.70304
29909 | 5.6 | 1 | 365 | 6.3756 | 0.83305 | 7 | 0.20861
29887 | 7.5 | 1 | 365 | 8.5387 | 0.18712 | 8 | 0.72582
29574 | 7.848 | 1 | 365 | 8.9349 | 0.9846 | 9 | 0.9195
30452 | 8.37 | 1 | 365 | 9.5292 | 0.18083 | 9 | 0.71002
30454 | 2.52 | 1 | 365 | 2.869 | 0.77487 | 3 | 0.64388
30456 | 8.505 | 1 | 365 | 9.6829 | 0.49019 | 10 | 0.17308
30458 | 7.14 | 1 | 365 | 8.1288 | 0.36214 | 8 | 0.49098
30460 | 6.24 | 1 | 365 | 7.1042 | 0.29968 | 7 | 0.40388
30461 | 6.75 | 1 | 365 | 7.6848 | 0.46841 | 8 | 0.15324
30463 | 9.81 | 1 | 365 | 11.1686 | 0.48075 | 11 | 0.64938
30465 | 5.4 | 1 | 365 | 6.1479 | 0.37473 | 6 | 0.52259
9693 | 4.25 | 1 | 365 | 4.8386 | 0.73937 | 5 | 0.57797
24864 | 3.38 | 1 | 365 | 3.8481 | 0.74566 | 4 | 0.59377
13496 | 4.335 | 1 | 365 | 4.9354 | 0.93416 | 5 | 0.86953
21882 | 3.12 | 1 | 365 | 3.5521 | 0.14984 | 3 | 0.70194
29534 | 5.61 | 1 | 365 | 6.3869 | 0.85597 | 7 | 0.24291
29535 | 9.36 | 1 | 365 | 10.6563 | 0.44953 | 11 | 0.10583
29536 | 5.72 | 1 | 365 | 6.5122 | 0.10804 | 6 | 0.62023
29537 | 7.28 | 1 | 365 | 8.2882 | 0.68296 | 8 | 0.9712
29538 | 6.9 | 1 | 365 | 7.8556 | 0.81215 | 8 | 0.66776
29539 | 6.24 | 1 | 365 | 7.1042 | 0.29968 | 7 | 0.40388
29540 | 5.4 | 1 | 365 | 6.1479 | 0.37473 | 6 | 0.52259
29541 | 9.88 | 1 | 365 | 11.2483 | 0.64117 | 11 | 0.88948
29544 | 3.12 | 1 | 365 | 3.5521 | 0.14984 | 3 | 0.70194
29545 | 5.1 | 1 | 365 | 5.8063 | 0.68724 | 6 | 0.49356
29546 | 5.4 | 1 | 365 | 6.1479 | 0.37473 | 6 | 0.52259
29819 | 4.95 | 1 | 365 | 5.6355 | 0.3435 | 5 | 0.97904
29547 | 8.235 | 1 | 365 | 9.3755 | 0.87146 | 10 | 0.24695
29548 | 7.56 | 1 | 365 | 8.607 | 0.32462 | 8 | 0.93163
29550 | 5.72 | 1 | 365 | 6.5122 | 0.10804 | 6 | 0.62023
29551 | 7.28 | 1 | 365 | 8.2882 | 0.68296 | 8 | 0.9712
29553 | 5.1 | 1 | 365 | 5.8063 | 0.68724 | 6 | 0.49356
29554 | 5.2 | 1 | 365 | 5.9202 | 0.9164 | 6 | 0.83657
29820 | 6.5 | 1 | 365 | 7.4002 | 0.8955 | 8 | 0.29571
29555 | 3.12 | 1 | 365 | 3.5521 | 0.14984 | 3 | 0.70194
29556 | 14.84 | 1 | 365 | 16.8952 | 0.0075814 | 16 | 0.90283
29557 | 5.46 | 1 | 365 | 6.2162 | 0.51222 | 6 | 0.7284
29821 | 3.825 | 1 | 365 | 4.3547 | 0.76543 | 5 | 0.12017
29559 | 7.14 | 1 | 365 | 8.1288 | 0.36214 | 8 | 0.49098
29560 | 6.24 | 1 | 365 | 7.1042 | 0.29968 | 7 | 0.40388
29562 | 4.335 | 1 | 365 | 4.9354 | 0.93416 | 5 | 0.86953
29822 | 6.875 | 1 | 365 | 7.8271 | 0.75486 | 8 | 0.582
29563 | 4.8 | 1 | 365 | 5.4648 | 0.99976 | 6 | 0.46453
29565 | 3 | 1 | 365 | 3.4155 | 0.87485 | 4 | 0.29033
29823 | 5.865 | 1 | 365 | 6.6773 | 0.44033 | 7 | 0.11759
29566 | 4.68 | 1 | 365 | 5.3282 | 0.72476 | 6 | 0.052913
29825 | 8.75 | 1 | 365 | 9.9618 | 0.05164 | 10 | 0.013459
29567 | 10 | 1 | 365 | 11.3849 | 0.91616 | 12 | 0.3011
29830 | 11.18 | 1 | 365 | 12.7284 | 0.62027 | 13 | 0.34863
29831 | 8.25 | 1 | 365 | 9.3926 | 0.90583 | 10 | 0.2984
29568 | 5.98 | 1 | 365 | 6.8082 | 0.70386 | 7 | 0.51206
29832 | 5.25 | 1 | 365 | 5.9771 | 0.030984 | 6 | 0.0080754
29569 | 6.48 | 1 | 365 | 7.3774 | 0.84967 | 8 | 0.22711
29570 | 7.8 | 1 | 365 | 8.8803 | 0.8746 | 9 | 0.75485
29833 | 3 | 1 | 365 | 3.4155 | 0.87485 | 4 | 0.29033
29834 | 5 | 1 | 365 | 5.6925 | 0.45808 | 6 | 0.15055
29571 | 11.18 | 1 | 365 | 12.7284 | 0.62027 | 13 | 0.34863
29840 | 9.72 | 1 | 365 | 11.0662 | 0.27451 | 11 | 0.34067
29572 | 7.848 | 1 | 365 | 8.9349 | 0.9846 | 9 | 0.9195
29573 | 8.32 | 1 | 365 | 9.4723 | 0.066245 | 9 | 0.53851
29842 | 5.6 | 1 | 365 | 6.3756 | 0.83305 | 7 | 0.20861
29518 | 7.7 | 1 | 365 | 8.7664 | 0.64544 | 9 | 0.41184
29855 | 5.2 | 1 | 365 | 5.9202 | 0.9164 | 6 | 0.83657
29863 | 6 | 1 | 365 | 6.831 | 0.7497 | 7 | 0.58066
29857 | 4.53 | 1 | 365 | 5.1574 | 0.38102 | 5 | 0.5384
29594 | 297.36 | 0.9 | 365 | 304.6882 | 0.29144 | 304 | 0.97965
30554 | 5.06 | 1 | 365 | 5.7608 | 0.59558 | 6 | 0.35635
29858 | 6.3 | 1 | 365 | 7.1725 | 0.43718 | 7 | 0.60969
30553 | 6.12 | 1 | 365 | 6.9676 | 0.02469 | 6 | 0.99227
30576 | 3.92 | 1 | 365 | 4.4629 | 0.98313 | 5 | 0.44603
30588 | 9.36 | 1 | 365 | 10.6563 | 0.44953 | 11 | 0.10583
29870 | 5.04 | 1 | 365 | 5.738 | 0.54974 | 6 | 0.28775
30625 | 9 | 1 | 365 | 10.2464 | 0.62454 | 10 | 0.87099
29877 | 7.29 | 1 | 365 | 8.2996 | 0.70588 | 9 | 0.005499
30484 | 11.34 | 1 | 365 | 12.9105 | 0.98693 | 13 | 0.89744
29879 | 5.355 | 1 | 365 | 6.0966 | 0.2716 | 6 | 0.36824
29850 | 48.069 | 0.9 | 365 | 49.2536 | 0.14012 | 49 | 0.39374
29880 | 11.2 | 1 | 365 | 12.7511 | 0.6661 | 13 | 0.41723
29882 | 6.76 | 1 | 365 | 7.6962 | 0.49132 | 8 | 0.18754
29859 | 6.5 | 1 | 365 | 7.4002 | 0.8955 | 8 | 0.29571
30516 | 27.52 | 0.9 | 365 | 28.1982 | 0.75875 | 28 | 0.95695
29894 | 2.86 | 1 | 365 | 3.2561 | 0.55402 | 3 | 0.81011
30495 | 9.12 | 1 | 365 | 10.3831 | 0.89954 | 11 | 0.2826
30496 | 3.12 | 1 | 365 | 3.5521 | 0.14984 | 3 | 0.70194
29895 | 4.575 | 1 | 365 | 5.2086 | 0.48414 | 5 | 0.69275
30498 | 5.1 | 1 | 365 | 5.8063 | 0.68724 | 6 | 0.49356
30499 | 5.72 | 1 | 365 | 6.5122 | 0.10804 | 6 | 0.62023
30515 | 3.9 | 1 | 365 | 4.4401 | 0.9373 | 5 | 0.37743
30517 | 8.835 | 1 | 365 | 10.0586 | 0.24643 | 10 | 0.30502
30518 | 5 | 1 | 365 | 5.6925 | 0.45808 | 6 | 0.15055
30627 | 4 | 1 | 365 | 4.554 | 0.16646 | 4 | 0.72044
30519 | 5.625 | 1 | 365 | 6.404 | 0.89034 | 7 | 0.29437
30522 | 6.84 | 1 | 365 | 7.7873 | 0.67465 | 8 | 0.46195
30467 | 11.4 | 1 | 365 | 12.9788 | 0.12442 | 13 | 0.10325
30630 | 8.829 | 1 | 365 | 10.0518 | 0.23268 | 10 | 0.28444
30470 | 5.2 | 1 | 365 | 5.9202 | 0.9164 | 6 | 0.83657
30628 | 7.56 | 1 | 365 | 8.607 | 0.32462 | 8 | 0.93163
30471 | 3.42 | 1 | 365 | 3.8936 | 0.83733 | 4 | 0.73097
30629 | 5.88 | 1 | 365 | 6.6943 | 0.4747 | 7 | 0.16904
30631 | 3.36 | 1 | 365 | 3.8253 | 0.69983 | 4 | 0.52517
30632 | 7.28 | 1 | 365 | 8.2882 | 0.68296 | 8 | 0.9712
30640 | 11.66 | 1 | 365 | 13.2748 | 0.72024 | 13 | 0.99508
30642 | 3.36 | 1 | 365 | 3.8253 | 0.69983 | 4 | 0.52517
30575 | 9.88 | 1 | 365 | 11.2483 | 0.64117 | 11 | 0.88948
30577 | 6.885 | 1 | 365 | 7.8385 | 0.77778 | 8 | 0.6163
30583 | 6.76 | 1 | 365 | 7.6962 | 0.49132 | 8 | 0.18754
30586 | 6.5 | 1 | 365 | 7.4002 | 0.8955 | 8 | 0.29571
30600 | 9.62 | 1 | 365 | 10.9523 | 0.045346 | 10 | 0.99765
30598 | 6.24 | 1 | 365 | 7.1042 | 0.29968 | 7 | 0.40388
30608 | 8.925 | 1 | 365 | 10.1611 | 0.45267 | 10 | 0.61373
30606 | 6.24 | 1 | 365 | 7.1042 | 0.29968 | 7 | 0.40388
30610 | 5.98 | 1 | 365 | 6.8082 | 0.70386 | 7 | 0.51206
30615 | 8.32 | 1 | 365 | 9.4723 | 0.066245 | 9 | 0.53851
30620 | 8.06 | 1 | 365 | 9.1763 | 0.47042 | 9 | 0.64668
30618 | 5.72 | 1 | 365 | 6.5122 | 0.10804 | 6 | 0.62023
30621 | 8.06 | 1 | 365 | 9.1763 | 0.47042 | 9 | 0.64668
30623 | 5.72 | 1 | 365 | 6.5122 | 0.10804 | 6 | 0.62023
30611 | 9.9 | 1 | 365 | 11.2711 | 0.687 | 11 | 0.95809
30626 | 5.46 | 1 | 365 | 6.2162 | 0.51222 | 6 | 0.7284
30619 | 9.945 | 1 | 365 | 11.3223 | 0.79012 | 12 | 0.11244
30476 | 8.04 | 1 | 365 | 9.1535 | 0.42459 | 9 | 0.57808
30478 | 12.96 | 1 | 365 | 14.7549 | 0.69934 | 15 | 0.45422
30479 | 3.12 | 1 | 365 | 3.5521 | 0.14984 | 3 | 0.70194
30480 | 4.42 | 1 | 365 | 5.0321 | 0.12894 | 5 | 0.16108
30487 | 5.46 | 1 | 365 | 6.2162 | 0.51222 | 6 | 0.7284
30488 | 6.5 | 1 | 365 | 7.4002 | 0.8955 | 8 | 0.29571
30489 | 7.8 | 1 | 365 | 8.8803 | 0.8746 | 9 | 0.75485
30490 | 7.54 | 1 | 365 | 8.5842 | 0.27878 | 8 | 0.86303
30506 | 4.68 | 1 | 365 | 5.3282 | 0.72476 | 6 | 0.052913
30507 | 4.48 | 1 | 365 | 5.1005 | 0.26644 | 5 | 0.36689
30497 | 11.4 | 1 | 365 | 12.9788 | 0.12442 | 13 | 0.10325
30508 | 5.04 | 1 | 365 | 5.738 | 0.54974 | 6 | 0.28775
30509 | 6.5 | 1 | 365 | 7.4002 | 0.8955 | 8 | 0.29571
30510 | 7.28 | 1 | 365 | 8.2882 | 0.68296 | 8 | 0.9712
30511 | 8.84 | 1 | 365 | 10.0643 | 0.25789 | 10 | 0.32217
30648 | 8.06 | 1 | 365 | 9.1763 | 0.47042 | 9 | 0.64668
30529 | 9.69 | 1 | 365 | 11.032 | 0.20576 | 11 | 0.23776
30530 | 8.1 | 1 | 365 | 9.2218 | 0.56209 | 9 | 0.78389
30534 | 5.4 | 1 | 365 | 6.1479 | 0.37473 | 6 | 0.52259
30535 | 14.835 | 1 | 365 | 16.8896 | 0.99612 | 17 | 0.88568
30537 | 8.28 | 1 | 365 | 9.4267 | 0.97458 | 10 | 0.40131
30539 | 8.12 | 1 | 365 | 9.2446 | 0.60792 | 9 | 0.85249
30541 | 9.81 | 1 | 365 | 11.1686 | 0.48075 | 11 | 0.64938
30564 | 4.48 | 1 | 365 | 5.1005 | 0.26644 | 5 | 0.36689
30473 | 5.4 | 1 | 365 | 6.1479 | 0.37473 | 6 | 0.52259
30475 | 10.08 | 1 | 365 | 11.476 | 0.099489 | 11 | 0.5755
30654 | 7.75 | 1 | 365 | 8.8233 | 0.76002 | 9 | 0.58335
30655 | 7.395 | 1 | 365 | 8.4192 | 0.9465 | 9 | 0.36566
29778 | 12.22 | 1 | 365 | 13.9124 | 0.0035475 | 13 | 0.91594
29780 | 4.16 | 1 | 365 | 4.7361 | 0.53312 | 5 | 0.26926
29912 | 6.375 | 1 | 365 | 7.2579 | 0.60905 | 7 | 0.86695
29187 | 6.63 | 1 | 365 | 7.5482 | 0.19341 | 7 | 0.74163
26777 | 7.395 | 1 | 365 | 8.4192 | 0.9465 | 9 | 0.36566
30008 | 6.5 | 1 | 365 | 7.4002 | 0.8955 | 8 | 0.29571
29939 | 5.5 | 1 | 365 | 6.2617 | 0.60389 | 6 | 0.8656
29940 | 11.22 | 1 | 365 | 12.7739 | 0.71193 | 13 | 0.48583
29942 | 7.65 | 1 | 365 | 8.7095 | 0.53086 | 9 | 0.24034
29956 | 9.45 | 1 | 365 | 10.7588 | 0.65577 | 11 | 0.41454
29955 | 6.3 | 1 | 365 | 7.1725 | 0.43718 | 7 | 0.60969
29954 | 8.25 | 1 | 365 | 9.3926 | 0.90583 | 10 | 0.2984
30438 | 11.825 | 1 | 365 | 13.4627 | 0.098359 | 13 | 0.56105
30441 | 10.66 | 1 | 365 | 12.1363 | 0.42863 | 12 | 0.56497
30442 | 7.7 | 1 | 365 | 8.7664 | 0.64544 | 9 | 0.41184
29962 | 10.2 | 1 | 365 | 11.6126 | 0.37448 | 11 | 0.98712
30482 | 3.6 | 1 | 365 | 4.0986 | 0.24982 | 4 | 0.34839
29965 | 7.15 | 1 | 365 | 8.1402 | 0.38505 | 8 | 0.52528
30483 | 3.12 | 1 | 365 | 3.5521 | 0.14984 | 3 | 0.70194
30025 | 6.065 | 1 | 365 | 6.905 | 0.89865 | 7 | 0.80361
30019 | 10.215 | 1 | 365 | 11.6297 | 0.40886 | 12 | 0.03857
29756 | 10.455 | 1 | 365 | 11.903 | 0.95885 | 12 | 0.8618
29351 | 7.28 | 1 | 365 | 8.2882 | 0.68296 | 8 | 0.9712
29359 | 7.84 | 1 | 365 | 8.9258 | 0.96627 | 9 | 0.89206
30349 | 5.98 | 1 | 365 | 6.8082 | 0.70386 | 7 | 0.51206
30446 | 5.46 | 1 | 365 | 6.2162 | 0.51222 | 6 | 0.7284
30145 | 6.625 | 1 | 365 | 7.5425 | 0.18196 | 7 | 0.72448
30201 | 4.95 | 1 | 365 | 5.6355 | 0.3435 | 5 | 0.97904
30411 | 7.28 | 1 | 365 | 8.2882 | 0.68296 | 8 | 0.9712
30485 | 6.1 | 1 | 365 | 6.9448 | 0.97886 | 7 | 0.92367
25544 | 68.4 | 0.9 | 365 | 70.0857 | 0.071881 | 70 | 0.15755
30486 | 6.1 | 1 | 365 | 6.9448 | 0.97886 | 7 | 0.92367
31193 | 5.232 | 1 | 365 | 5.9566 | 0.98973 | 6 | 0.94633
31194 | 6.54 | 1 | 365 | 7.4457 | 0.98717 | 8 | 0.43292
31195 | 9.483 | 1 | 365 | 10.7963 | 0.73139 | 11 | 0.52773
31196 | 6.867 | 1 | 365 | 7.818 | 0.73653 | 8 | 0.55456
31197 | 4.86 | 1 | 365 | 5.5331 | 0.13725 | 5 | 0.67033
30491 | 5.72 | 1 | 365 | 6.5122 | 0.10804 | 6 | 0.62023
30492 | 5.4 | 1 | 365 | 6.1479 | 0.37473 | 6 | 0.52259
30493 | 8.91 | 1 | 365 | 10.144 | 0.4183 | 10 | 0.56228
30494 | 12.753 | 1 | 365 | 14.5192 | 0.22498 | 14 | 0.74419
31199 | 2.44 | 1 | 365 | 2.7779 | 0.59154 | 3 | 0.36947
31200 | 7.194 | 1 | 365 | 8.1903 | 0.48589 | 8 | 0.67621
31201 | 6.3 | 1 | 365 | 7.1725 | 0.43718 | 7 | 0.60969
30500 | 5.1 | 1 | 365 | 5.8063 | 0.68724 | 6 | 0.49356
31202 | 6.54 | 1 | 365 | 7.4457 | 0.98717 | 8 | 0.43292
31203 | 3.795 | 1 | 365 | 4.3206 | 0.69668 | 5 | 0.017266
30502 | 6.1 | 1 | 365 | 6.9448 | 0.97886 | 7 | 0.92367
31210 | 12.74 | 1 | 365 | 14.5044 | 0.19519 | 14 | 0.6996
30503 | 8.12 | 1 | 365 | 9.2446 | 0.60792 | 9 | 0.85249
31215 | 7.848 | 1 | 365 | 8.9349 | 0.9846 | 9 | 0.9195
31234 | 13.8 | 1 | 365 | 15.7112 | 0.6243 | 16 | 0.33551
31236 | 7.28 | 1 | 365 | 8.2882 | 0.68296 | 8 | 0.9712
30512 | 6.76 | 1 | 365 | 7.6962 | 0.49132 | 8 | 0.18754
30513 | 9.88 | 1 | 365 | 11.2483 | 0.64117 | 11 | 0.88948
30523 | 6.84 | 1 | 365 | 7.7873 | 0.67465 | 8 | 0.46195
30526 | 7.14 | 1 | 365 | 8.1288 | 0.36214 | 8 | 0.49098
30527 | 7.84 | 1 | 365 | 8.9258 | 0.96627 | 9 | 0.89206
30543 | 8.32 | 1 | 365 | 9.4723 | 0.066245 | 9 | 0.53851
30545 | 5.2 | 1 | 365 | 5.9202 | 0.9164 | 6 | 0.83657
30555 | 6.9 | 1 | 365 | 7.8556 | 0.81215 | 8 | 0.66776
30557 | 7.28 | 1 | 365 | 8.2882 | 0.68296 | 8 | 0.9712
30561 | 3.38 | 1 | 365 | 3.8481 | 0.74566 | 4 | 0.59377
30565 | 3.64 | 1 | 365 | 4.1441 | 0.34148 | 4 | 0.4856
30568 | 9.69 | 1 | 365 | 11.032 | 0.20576 | 11 | 0.23776
30602 | 6.54 | 1 | 365 | 7.4457 | 0.98717 | 8 | 0.43292
30607 | 6.44 | 1 | 365 | 7.3319 | 0.75801 | 8 | 0.089906
30609 | 5.2 | 1 | 365 | 5.9202 | 0.9164 | 6 | 0.83657
30614 | 5.928 | 1 | 365 | 6.749 | 0.5847 | 7 | 0.33369
30617 | 5.1 | 1 | 365 | 5.8063 | 0.68724 | 6 | 0.49356
30547 | 10.791 | 1 | 365 | 12.2855 | 0.72883 | 13 | 0.014313
29794 | 5.886 | 1 | 365 | 6.7012 | 0.48845 | 7 | 0.18963
31070 | 5.8 | 1 | 365 | 6.6033 | 0.29137 | 6 | 0.89464
30938 | 6.875 | 1 | 365 | 7.8271 | 0.75486 | 8 | 0.582
30892 | 4.16 | 1 | 365 | 4.7361 | 0.53312 | 5 | 0.26926
30946 | 4.125 | 1 | 365 | 4.6963 | 0.45292 | 5 | 0.1492
30954 | 12.5 | 1 | 365 | 14.2312 | 0.6452 | 14 | 0.87637
30505 | 2.75 | 1 | 365 | 3.1309 | 0.30194 | 3 | 0.4328
30501 | 12.75 | 1 | 365 | 14.5158 | 0.2181 | 14 | 0.7339
30472 | 10.75 | 1 | 365 | 12.2388 | 0.63487 | 12 | 0.87368
30663 | 7.848 | 1 | 365 | 8.9349 | 0.9846 | 9 | 0.9195
30664 | 5.2 | 1 | 365 | 5.9202 | 0.9164 | 6 | 0.83657
30666 | 7.28 | 1 | 365 | 8.2882 | 0.68296 | 8 | 0.9712
30667 | 9.3 | 1 | 365 | 10.588 | 0.31203 | 10 | 0.90002
30668 | 6.24 | 1 | 365 | 7.1042 | 0.29968 | 7 | 0.40388
30669 | 7.28 | 1 | 365 | 8.2882 | 0.68296 | 8 | 0.9712
30670 | 5.2 | 1 | 365 | 5.9202 | 0.9164 | 6 | 0.83657
30673 | 8.4 | 1 | 365 | 9.5633 | 0.24957 | 9 | 0.81292
30679 | 7.28 | 1 | 365 | 8.2882 | 0.68296 | 8 | 0.9712
30680 | 7.28 | 1 | 365 | 8.2882 | 0.68296 | 8 | 0.9712
30682 | 7.28 | 1 | 365 | 8.2882 | 0.68296 | 8 | 0.9712
30686 | 7.28 | 1 | 365 | 8.2882 | 0.68296 | 8 | 0.9712
30689 | 4.16 | 1 | 365 | 4.7361 | 0.53312 | 5 | 0.26926
30693 | 2.86 | 1 | 365 | 3.2561 | 0.55402 | 3 | 0.81011
30695 | 2.805 | 1 | 365 | 3.1935 | 0.42798 | 3 | 0.62146
30699 | 2.08 | 1 | 365 | 2.3681 | 0.76656 | 3 | 0.13463
30700 | 9.36 | 1 | 365 | 10.6563 | 0.44953 | 11 | 0.10583
30701 | 4.68 | 1 | 365 | 5.3282 | 0.72476 | 6 | 0.052913
31216 | 10.14 | 1 | 365 | 11.5443 | 0.23699 | 11 | 0.78131
30702 | 7.28 | 1 | 365 | 8.2882 | 0.68296 | 8 | 0.9712
31219 | 9.36 | 1 | 365 | 10.6563 | 0.44953 | 11 | 0.10583
31224 | 8.32 | 1 | 365 | 9.4723 | 0.066245 | 9 | 0.53851
29389 | 4.59 | 1 | 365 | 5.2257 | 0.51852 | 5 | 0.7442
31228 | 7.395 | 1 | 365 | 8.4192 | 0.9465 | 9 | 0.36566
31237 | 7.02 | 1 | 365 | 7.9922 | 0.087144 | 8 | 0.079369
31243 | 5.72 | 1 | 365 | 6.5122 | 0.10804 | 6 | 0.62023
31245 | 4.94 | 1 | 365 | 5.6242 | 0.32058 | 5 | 0.94474
31246 | 5.72 | 1 | 365 | 6.5122 | 0.10804 | 6 | 0.62023
31248 | 4.16 | 1 | 365 | 4.7361 | 0.53312 | 5 | 0.26926
28656 | 7.28 | 1 | 365 | 8.2882 | 0.68296 | 8 | 0.9712
28438 | 3.825 | 1 | 365 | 4.3547 | 0.76543 | 5 | 0.12017
28776 | 10.4 | 1 | 365 | 11.8403 | 0.83281 | 12 | 0.67314
30703 | 4.59 | 1 | 365 | 5.2257 | 0.51852 | 5 | 0.7442
28399 | 2.86 | 1 | 365 | 3.2561 | 0.55402 | 3 | 0.81011
28977 | 8.37 | 1 | 365 | 9.5292 | 0.18083 | 9 | 0.71002
28993 | 4.08 | 1 | 365 | 4.6451 | 0.34979 | 4 | 0.99485
29148 | 9.945 | 1 | 365 | 11.3223 | 0.79012 | 12 | 0.11244
29347 | 20.91 | 1 | 365 | 23.8059 | 0.91769 | 24 | 0.72359
29396 | 5.46 | 1 | 365 | 6.2162 | 0.51222 | 6 | 0.7284
28662 | 5.4 | 1 | 365 | 6.1479 | 0.37473 | 6 | 0.52259
28618 | 6.76 | 1 | 365 | 7.6962 | 0.49132 | 8 | 0.18754
28524 | 2.86 | 1 | 365 | 3.2561 | 0.55402 | 3 | 0.81011
28497 | 9.275 | 1 | 365 | 10.5595 | 0.25474 | 10 | 0.81427
28138 | 5.2 | 1 | 365 | 5.9202 | 0.9164 | 6 | 0.83657
28186 | 5.98 | 1 | 365 | 6.8082 | 0.70386 | 7 | 0.51206
31251 | 2.6 | 1 | 365 | 2.9601 | 0.9582 | 3 | 0.91828
31255 | 7.8 | 1 | 365 | 8.8803 | 0.8746 | 9 | 0.75485
29220 | 8.58 | 1 | 365 | 9.7683 | 0.66207 | 10 | 0.43034
27555 | 5.46 | 1 | 365 | 6.2162 | 0.51222 | 6 | 0.7284
22568 | 3.38 | 1 | 365 | 3.8481 | 0.74566 | 4 | 0.59377
29229 | 2.86 | 1 | 365 | 3.2561 | 0.55402 | 3 | 0.81011
28261 | 8.32 | 1 | 365 | 9.4723 | 0.066245 | 9 | 0.53851
28263 | 7.28 | 1 | 365 | 8.2882 | 0.68296 | 8 | 0.9712
28273 | 8.06 | 1 | 365 | 9.1763 | 0.47042 | 9 | 0.64668
28620 | 11.96 | 1 | 365 | 13.6164 | 0.40773 | 14 | 0.024111
28385 | 5.98 | 1 | 365 | 6.8082 | 0.70386 | 7 | 0.51206
30705 | 13.26 | 1 | 365 | 15.0964 | 0.38683 | 15 | 0.48325
28539 | 5.4 | 1 | 365 | 6.1479 | 0.37473 | 6 | 0.52259
20529 | 6.24 | 1 | 365 | 7.1042 | 0.29968 | 7 | 0.40388
28905 | 6.24 | 1 | 365 | 7.1042 | 0.29968 | 7 | 0.40388
29152 | 2.08 | 1 | 365 | 2.3681 | 0.76656 | 3 | 0.13463
30708 | 12.74 | 1 | 365 | 14.5044 | 0.19519 | 14 | 0.6996
30711 | 10.92 | 1 | 365 | 12.4324 | 0.024447 | 12 | 0.4568
30709 | 11.7 | 1 | 365 | 13.3204 | 0.81191 | 14 | 0.13228
30715 | 5.72 | 1 | 365 | 6.5122 | 0.10804 | 6 | 0.62023
30719 | 5.355 | 1 | 365 | 6.0966 | 0.2716 | 6 | 0.36824
30720 | 5.46 | 1 | 365 | 6.2162 | 0.51222 | 6 | 0.7284
30718 | 9.69 | 1 | 365 | 11.032 | 0.20576 | 11 | 0.23776
30721 | 4.94 | 1 | 365 | 5.6242 | 0.32058 | 5 | 0.94474
30723 | 7.59 | 1 | 365 | 8.6412 | 0.39337 | 9 | 0.034532
30725 | 9.12 | 1 | 365 | 10.3831 | 0.89954 | 11 | 0.2826
30726 | 6 | 1 | 365 | 6.831 | 0.7497 | 7 | 0.58066
30729 | 6.84 | 1 | 365 | 7.7873 | 0.67465 | 8 | 0.46195
30730 | 4.845 | 1 | 365 | 5.516 | 0.10288 | 5 | 0.61888
30748 | 7.2 | 1 | 365 | 8.1972 | 0.49964 | 8 | 0.69679
30750 | 9.38 | 1 | 365 | 10.6791 | 0.49536 | 11 | 0.17443
30754 | 5.04 | 1 | 365 | 5.738 | 0.54974 | 6 | 0.28775
30749 | 10.92 | 1 | 365 | 12.4324 | 0.024447 | 12 | 0.4568
30755 | 10.6 | 1 | 365 | 12.068 | 0.29113 | 12 | 0.35916
30758 | 10.4 | 1 | 365 | 11.8403 | 0.83281 | 12 | 0.67314
30756 | 4.8 | 1 | 365 | 5.4648 | 0.99976 | 6 | 0.46453
30757 | 10.8 | 1 | 365 | 12.2957 | 0.74945 | 13 | 0.045184
30760 | 7.2 | 1 | 365 | 8.1972 | 0.49964 | 8 | 0.69679
30762 | 8.502 | 1 | 365 | 9.6795 | 0.48332 | 10 | 0.16279
30981 | 6.625 | 1 | 365 | 7.5425 | 0.18196 | 7 | 0.72448
30982 | 7.2 | 1 | 365 | 8.1972 | 0.49964 | 8 | 0.69679
31144 | 6.885 | 1 | 365 | 7.8385 | 0.77778 | 8 | 0.6163
31145 | 6.6 | 1 | 365 | 7.5141 | 0.12467 | 7 | 0.63872
31146 | 10.8 | 1 | 365 | 12.2957 | 0.74945 | 13 | 0.045184
31147 | 13.26 | 1 | 365 | 15.0964 | 0.38683 | 15 | 0.48325
31148 | 10.005 | 1 | 365 | 11.3906 | 0.92762 | 12 | 0.31825
31149 | 10.26 | 1 | 365 | 11.6809 | 0.51198 | 12 | 0.19292
31150 | 8.502 | 1 | 365 | 9.6795 | 0.48332 | 10 | 0.16279
31190 | 9.18 | 1 | 365 | 10.4514 | 0.037035 | 10 | 0.48841
31192 | 11.385 | 1 | 365 | 12.9617 | 0.090048 | 13 | 0.051798
30970 | 9.975 | 1 | 365 | 11.3565 | 0.85887 | 12 | 0.21534
30765 | 9.945 | 1 | 365 | 11.3223 | 0.79012 | 12 | 0.11244
31004 | 5.886 | 1 | 365 | 6.7012 | 0.48845 | 7 | 0.18963
30769 | 9.62 | 1 | 365 | 10.9523 | 0.045346 | 10 | 0.99765
31007 | 5.232 | 1 | 365 | 5.9566 | 0.98973 | 6 | 0.94633
31011 | 6.54 | 1 | 365 | 7.4457 | 0.98717 | 8 | 0.43292
31034 | 4.48 | 1 | 365 | 5.1005 | 0.26644 | 5 | 0.36689
31037 | 3.5 | 1 | 365 | 3.9847 | 0.020656 | 4 | 0.0053836
31044 | 4.5 | 1 | 365 | 5.1232 | 0.31227 | 5 | 0.43549
31061 | 11.772 | 1 | 365 | 13.4023 | 0.9769 | 14 | 0.37925
31068 | 7.8 | 1 | 365 | 8.8803 | 0.8746 | 9 | 0.75485
30766 | 7.5 | 1 | 365 | 8.5387 | 0.18712 | 8 | 0.72582
30772 | 9.62 | 1 | 365 | 10.9523 | 0.045346 | 10 | 0.99765
30261 | 3.9 | 1 | 365 | 4.4401 | 0.9373 | 5 | 0.37743
31151 | 4.59 | 1 | 365 | 5.2257 | 0.51852 | 5 | 0.7442
31154 | 9.81 | 1 | 365 | 11.1686 | 0.48075 | 11 | 0.64938
31152 | 8.96 | 1 | 365 | 10.2009 | 0.53288 | 10 | 0.73378
31156 | 5.559 | 1 | 365 | 6.3289 | 0.73909 | 7 | 0.067979
31157 | 8.5 | 1 | 365 | 9.6772 | 0.47874 | 10 | 0.15593
31158 | 3.05 | 1 | 365 | 3.4724 | 0.98943 | 4 | 0.46183
31159 | 3.9 | 1 | 365 | 4.4401 | 0.9373 | 5 | 0.37743
31161 | 7.25 | 1 | 365 | 8.2541 | 0.61422 | 8 | 0.86829
31160 | 8.32 | 1 | 365 | 9.4723 | 0.066245 | 9 | 0.53851
31162 | 4.5 | 1 | 365 | 5.1232 | 0.31227 | 5 | 0.43549
23957 | 4.4 | 1 | 365 | 5.0094 | 0.08311 | 5 | 0.092482
30775 | 9.36 | 1 | 365 | 10.6563 | 0.44953 | 11 | 0.10583
30777 | 8.415 | 1 | 365 | 9.5804 | 0.28395 | 9 | 0.86437
29370 | 6.5 | 1 | 365 | 7.4002 | 0.8955 | 8 | 0.29571
30780 | 7.8 | 1 | 365 | 8.8803 | 0.8746 | 9 | 0.75485
31163 | 6.24 | 1 | 365 | 7.1042 | 0.29968 | 7 | 0.40388
31164 | 6.6 | 1 | 365 | 7.5141 | 0.12467 | 7 | 0.63872
31165 | 7.54 | 1 | 365 | 8.5842 | 0.27878 | 8 | 0.86303
31168 | 17.08 | 1 | 365 | 19.4455 | 0.1408 | 19 | 0.58627
31172 | 6.71 | 1 | 365 | 7.6393 | 0.37674 | 8 | 0.016035
30793 | 7.28 | 1 | 365 | 8.2882 | 0.68296 | 8 | 0.9712
30796 | 8.1 | 1 | 365 | 9.2218 | 0.56209 | 9 | 0.78389
30795 | 7.28 | 1 | 365 | 8.2882 | 0.68296 | 8 | 0.9712
30818 | 12.24 | 1 | 365 | 13.9352 | 0.04938 | 13 | 0.98454
31174 | 3.355 | 1 | 365 | 3.8196 | 0.68837 | 4 | 0.50802
31175 | 8.235 | 1 | 365 | 9.3755 | 0.87146 | 10 | 0.24695
30822 | 8.265 | 1 | 365 | 9.4096 | 0.94021 | 10 | 0.34986
30823 | 7.02 | 1 | 365 | 7.9922 | 0.087144 | 8 | 0.079369
31176 | 7 | 1 | 365 | 7.9695 | 0.041312 | 8 | 0.010767
30771 | 9.6 | 1 | 365 | 10.9295 | 0.99951 | 11 | 0.92905
31177 | 8.24 | 1 | 365 | 9.3812 | 0.88292 | 10 | 0.2641
30824 | 7.28 | 1 | 365 | 8.2882 | 0.68296 | 8 | 0.9712
31181 | 5 | 1 | 365 | 5.6925 | 0.45808 | 6 | 0.15055
30830 | 9.045 | 1 | 365 | 10.2977 | 0.72767 | 11 | 0.025341
30613 | 7.28 | 1 | 365 | 8.2882 | 0.68296 | 8 | 0.9712
30831 | 5.4 | 1 | 365 | 6.1479 | 0.37473 | 6 | 0.52259
31182 | 8.25 | 1 | 365 | 9.3926 | 0.90583 | 10 | 0.2984
31183 | 10 | 1 | 365 | 11.3849 | 0.91616 | 12 | 0.3011
31185 | 13.8 | 1 | 365 | 15.7112 | 0.6243 | 16 | 0.33551
31186 | 11.772 | 1 | 365 | 13.4023 | 0.9769 | 14 | 0.37925
31188 | 5.04 | 1 | 365 | 5.738 | 0.54974 | 6 | 0.28775
31189 | 4.42 | 1 | 365 | 5.0321 | 0.12894 | 5 | 0.16108
30897 | 3.9 | 1 | 365 | 4.4401 | 0.9373 | 5 | 0.37743
30899 | 3.825 | 1 | 365 | 4.3547 | 0.76543 | 5 | 0.12017
30909 | 3.57 | 1 | 365 | 4.0644 | 0.18107 | 4 | 0.24549
30834 | 5.04 | 1 | 365 | 5.738 | 0.54974 | 6 | 0.28775
30961 | 7.2 | 1 | 365 | 8.1972 | 0.49964 | 8 | 0.69679
30962 | 8.8 | 1 | 365 | 10.0187 | 0.16622 | 10 | 0.18496
30965 | 9.625 | 1 | 365 | 10.958 | 0.056804 | 11 | 0.014805
30973 | 6.6 | 1 | 365 | 7.5141 | 0.12467 | 7 | 0.63872
30976 | 9 | 1 | 365 | 10.2464 | 0.62454 | 10 | 0.87099
30977 | 5 | 1 | 365 | 5.6925 | 0.45808 | 6 | 0.15055
31016 | 5.4 | 1 | 365 | 6.1479 | 0.37473 | 6 | 0.52259
31021 | 4.32 | 1 | 365 | 4.9183 | 0.89978 | 5 | 0.81807
30836 | 7.2 | 1 | 365 | 8.1972 | 0.49964 | 8 | 0.69679
31022 | 3.25 | 1 | 365 | 3.7001 | 0.44775 | 4 | 0.14786
29591 | 12.48 | 1 | 365 | 14.2084 | 0.59937 | 14 | 0.80777
30821 | 7.28 | 1 | 365 | 8.2882 | 0.68296 | 8 | 0.9712
31257 | 12.22 | 1 | 365 | 13.9124 | 0.0035475 | 13 | 0.91594
29248 | 7.54 | 1 | 365 | 8.5842 | 0.27878 | 8 | 0.86303
31263 | 9.945 | 1 | 365 | 11.3223 | 0.79012 | 12 | 0.11244
31268 | 7.54 | 1 | 365 | 8.5842 | 0.27878 | 8 | 0.86303
31300 | 6.5 | 1 | 365 | 7.4002 | 0.8955 | 8 | 0.29571
31369 | 4.42 | 1 | 365 | 5.0321 | 0.12894 | 5 | 0.16108
31372 | 4.16 | 1 | 365 | 4.7361 | 0.53312 | 5 | 0.26926
31376 | 3.38 | 1 | 365 | 3.8481 | 0.74566 | 4 | 0.59377
31382 | 8.06 | 1 | 365 | 9.1763 | 0.47042 | 9 | 0.64668
31392 | 10.14 | 1 | 365 | 11.5443 | 0.23699 | 11 | 0.78131
31393 | 9.1 | 1 | 365 | 10.3603 | 0.85371 | 11 | 0.214
31394 | 6.12 | 1 | 365 | 6.9676 | 0.02469 | 6 | 0.99227
30847 | 7.28 | 1 | 365 | 8.2882 | 0.68296 | 8 | 0.9712
31396 | 3.12 | 1 | 365 | 3.5521 | 0.14984 | 3 | 0.70194
28148 | 6.76 | 1 | 365 | 7.6962 | 0.49132 | 8 | 0.18754
28333 | 4.16 | 1 | 365 | 4.7361 | 0.53312 | 5 | 0.26926
28347 | 5.2 | 1 | 365 | 5.9202 | 0.9164 | 6 | 0.83657
28337 | 8.58 | 1 | 365 | 9.7683 | 0.66207 | 10 | 0.43034
28356 | 4.42 | 1 | 365 | 5.0321 | 0.12894 | 5 | 0.16108
28357 | 5.72 | 1 | 365 | 6.5122 | 0.10804 | 6 | 0.62023
29241 | 6.24 | 1 | 365 | 7.1042 | 0.29968 | 7 | 0.40388
30856 | 6.9 | 1 | 365 | 7.8556 | 0.81215 | 8 | 0.66776
28362 | 6.24 | 1 | 365 | 7.1042 | 0.29968 | 7 | 0.40388
30859 | 4.5 | 1 | 365 | 5.1232 | 0.31227 | 5 | 0.43549
28390 | 5.2 | 1 | 365 | 5.9202 | 0.9164 | 6 | 0.83657
28396 | 5.46 | 1 | 365 | 6.2162 | 0.51222 | 6 | 0.7284
28420 | 3.9 | 1 | 365 | 4.4401 | 0.9373 | 5 | 0.37743
27901 | 6.76 | 1 | 365 | 7.6962 | 0.49132 | 8 | 0.18754
28538 | 6.24 | 1 | 365 | 7.1042 | 0.29968 | 7 | 0.40388
29239 | 8.58 | 1 | 365 | 9.7683 | 0.66207 | 10 | 0.43034
31261 | 9.86 | 1 | 365 | 11.2255 | 0.59533 | 11 | 0.82088
31072 | 7.848 | 1 | 365 | 8.9349 | 0.9846 | 9 | 0.9195
31276 | 24.525 | 1 | 365 | 27.9216 | 0.20188 | 28 | 0.12344
31289 | 10.26 | 1 | 365 | 11.6809 | 0.51198 | 12 | 0.19292
31284 | 9.9 | 1 | 365 | 11.2711 | 0.687 | 11 | 0.95809
31317 | 13.734 | 1 | 365 | 15.6361 | 0.47305 | 16 | 0.10913
31321 | 3.99 | 1 | 365 | 4.5426 | 0.14355 | 4 | 0.68614
31331 | 8.835 | 1 | 365 | 10.0586 | 0.24643 | 10 | 0.30502
31332 | 11.445 | 1 | 365 | 13.0301 | 0.22755 | 13 | 0.2576
31341 | 10.5 | 1 | 365 | 11.9542 | 0.061968 | 12 | 0.016151
31027 | 7.65 | 1 | 365 | 8.7095 | 0.53086 | 9 | 0.24034
31338 | 16.677 | 1 | 365 | 18.9867 | 0.21728 | 19 | 0.20394
31345 | 5.98 | 1 | 365 | 6.8082 | 0.70386 | 7 | 0.51206
31348 | 5.2 | 1 | 365 | 5.9202 | 0.9164 | 6 | 0.83657
31350 | 4.75 | 1 | 365 | 5.4078 | 0.88518 | 6 | 0.29302
31366 | 4.59 | 1 | 365 | 5.2257 | 0.51852 | 5 | 0.7442
31029 | 6.5 | 1 | 365 | 7.4002 | 0.8955 | 8 | 0.29571
31294 | 4.95 | 1 | 365 | 5.6355 | 0.3435 | 5 | 0.97904
26930 | 7.84 | 1 | 365 | 8.9258 | 0.96627 | 9 | 0.89206
31033 | 4.95 | 1 | 365 | 5.6355 | 0.3435 | 5 | 0.97904
31336 | 10.2 | 1 | 365 | 11.6126 | 0.37448 | 11 | 0.98712
31036 | 6 | 1 | 365 | 6.831 | 0.7497 | 7 | 0.58066
31301 | 6.375 | 1 | 365 | 7.2579 | 0.60905 | 7 | 0.86695
31040 | 6.75 | 1 | 365 | 7.6848 | 0.46841 | 8 | 0.15324
31097 | 12.375 | 1 | 365 | 14.0889 | 0.35875 | 14 | 0.44761
31102 | 7.7 | 1 | 365 | 8.7664 | 0.64544 | 9 | 0.41184
31104 | 11.825 | 1 | 365 | 13.4627 | 0.098359 | 13 | 0.56105
31114 | 7.975 | 1 | 365 | 9.0795 | 0.27564 | 9 | 0.35512
31116 | 6.325 | 1 | 365 | 7.201 | 0.49447 | 7 | 0.69544
31119 | 8.525 | 1 | 365 | 9.7057 | 0.53603 | 10 | 0.24168
31121 | 4.32 | 1 | 365 | 4.9183 | 0.89978 | 5 | 0.81807
31138 | 4.86 | 1 | 365 | 5.5331 | 0.13725 | 5 | 0.67033
30913 | 2.34 | 1 | 365 | 2.6641 | 0.36238 | 3 | 0.026456
30928 | 14.3 | 1 | 365 | 16.2805 | 0.77011 | 17 | 0.050567
30975 | 5.2 | 1 | 365 | 5.9202 | 0.9164 | 6 | 0.83657
30978 | 6.24 | 1 | 365 | 7.1042 | 0.29968 | 7 | 0.40388
29203 | 5.1 | 1 | 365 | 5.8063 | 0.68724 | 6 | 0.49356
28045 | 3.57 | 1 | 365 | 4.0644 | 0.18107 | 4 | 0.24549
29259 | 4.08 | 1 | 365 | 4.6451 | 0.34979 | 4 | 0.99485
29236 | 8.32 | 1 | 365 | 9.4723 | 0.066245 | 9 | 0.53851
30862 | 3.92 | 1 | 365 | 4.4629 | 0.98313 | 5 | 0.44603
29214 | 6.5 | 1 | 365 | 7.4002 | 0.8955 | 8 | 0.29571
31410 | 6.75 | 1 | 365 | 7.6848 | 0.46841 | 8 | 0.15324
31412 | 10.71 | 1 | 365 | 12.1933 | 0.54321 | 12 | 0.73647
31413 | 6.84 | 1 | 365 | 7.7873 | 0.67465 | 8 | 0.46195
31414 | 8.68 | 1 | 365 | 9.8821 | 0.89123 | 10 | 0.77335
31415 | 9.88 | 1 | 365 | 11.2483 | 0.64117 | 11 | 0.88948
31416 | 11.04 | 1 | 365 | 12.569 | 0.29944 | 12 | 0.86841
31417 | 10.08 | 1 | 365 | 11.476 | 0.099489 | 11 | 0.5755
31204 | 7.82 | 1 | 365 | 8.903 | 0.92044 | 9 | 0.82346
31577 | 3.06 | 1 | 365 | 3.4838 | 0.012345 | 3 | 0.49614
31581 | 8.67 | 1 | 365 | 9.8707 | 0.86831 | 10 | 0.73905
31583 | 8.54 | 1 | 365 | 9.7227 | 0.5704 | 10 | 0.29314
31585 | 8.502 | 1 | 365 | 9.6795 | 0.48332 | 10 | 0.16279
31589 | 11.445 | 1 | 365 | 13.0301 | 0.22755 | 13 | 0.2576
31590 | 11.285 | 1 | 365 | 12.8479 | 0.86089 | 13 | 0.70879
30868 | 3.27 | 1 | 365 | 3.7229 | 0.49358 | 4 | 0.21646
31602 | 4.32 | 1 | 365 | 4.9183 | 0.89978 | 5 | 0.81807
30872 | 6.84 | 1 | 365 | 7.7873 | 0.67465 | 8 | 0.46195
31611 | 8.37 | 1 | 365 | 9.5292 | 0.18083 | 9 | 0.71002
31724 | 8.925 | 1 | 365 | 10.1611 | 0.45267 | 10 | 0.61373
31746 | 6 | 1 | 365 | 6.831 | 0.7497 | 7 | 0.58066
31753 | 7.32 | 1 | 365 | 8.3338 | 0.77463 | 9 | 0.1084
31778 | 8.55 | 1 | 365 | 9.7341 | 0.59332 | 10 | 0.32744
31717 | 6.21 | 1 | 365 | 7.07 | 0.23094 | 7 | 0.30098
31767 | 7.28 | 1 | 365 | 8.2882 | 0.68296 | 8 | 0.9712
30881 | 5.72 | 1 | 365 | 6.5122 | 0.10804 | 6 | 0.62023
31788 | 4.86 | 1 | 365 | 5.5331 | 0.13725 | 5 | 0.67033
31790 | 5.7 | 1 | 365 | 6.4894 | 0.062211 | 6 | 0.55162
30839 | 9.88 | 1 | 365 | 11.2483 | 0.64117 | 11 | 0.88948
29730 | 9.975 | 1 | 365 | 11.3565 | 0.85887 | 12 | 0.21534
30891 | 4.68 | 1 | 365 | 5.3282 | 0.72476 | 6 | 0.052913
31840 | 11.73 | 1 | 365 | 13.3545 | 0.88066 | 14 | 0.23519
31842 | 10.64 | 1 | 365 | 12.1136 | 0.38279 | 12 | 0.49637
29714 | 8.1 | 1 | 365 | 9.2218 | 0.56209 | 9 | 0.78389
31772 | 8.84 | 1 | 365 | 10.0643 | 0.25789 | 10 | 0.32217
32006 | 12.75 | 1 | 365 | 14.5158 | 0.2181 | 14 | 0.7339
32007 | 9.405 | 1 | 365 | 10.7075 | 0.55265 | 11 | 0.26018
32009 | 6.555 | 1 | 365 | 7.4628 | 0.021543 | 7 | 0.48437
32008 | 10.8 | 1 | 365 | 12.2957 | 0.74945 | 13 | 0.045184
32012 | 12.42 | 1 | 365 | 14.1401 | 0.46187 | 14 | 0.60196
32013 | 9.483 | 1 | 365 | 10.7963 | 0.73139 | 11 | 0.52773
32015 | 8.502 | 1 | 365 | 9.6795 | 0.48332 | 10 | 0.16279
32016 | 12.22 | 1 | 365 | 13.9124 | 0.0035475 | 13 | 0.91594
32017 | 11.55 | 1 | 365 | 13.1496 | 0.46816 | 13 | 0.61777
32024 | 11.22 | 1 | 365 | 12.7739 | 0.71193 | 13 | 0.48583
32018 | 1.53 | 1 | 365 | 1.7419 | 0.50617 | 2 | 0.24807
32027 | 10.725 | 1 | 365 | 12.2103 | 0.57758 | 12 | 0.78793
32022 | 14.04 | 1 | 365 | 15.9845 | 0.17429 | 16 | 0.15874
32026 | 10.175 | 1 | 365 | 11.5842 | 0.31719 | 11 | 0.90137
32021 | 12.42 | 1 | 365 | 14.1401 | 0.46187 | 14 | 0.60196
32029 | 7.41 | 1 | 365 | 8.4362 | 0.98087 | 9 | 0.41711
32054 | 4.32 | 1 | 365 | 4.9183 | 0.89978 | 5 | 0.81807
32058 | 6.27 | 1 | 365 | 7.1384 | 0.36843 | 7 | 0.50679
31411 | 3.15 | 1 | 365 | 3.5863 | 0.21859 | 3 | 0.80485
32063 | 8.32 | 1 | 365 | 9.4723 | 0.066245 | 9 | 0.53851
31514 | 5.175 | 1 | 365 | 5.8917 | 0.85911 | 6 | 0.75082
31518 | 7.2 | 1 | 365 | 8.1972 | 0.49964 | 8 | 0.69679
31520 | 10.2 | 1 | 365 | 11.6126 | 0.37448 | 11 | 0.98712
31525 | 5.7 | 1 | 365 | 6.4894 | 0.062211 | 6 | 0.55162
31530 | 7.2 | 1 | 365 | 8.1972 | 0.49964 | 8 | 0.69679
32075 | 7.8 | 1 | 365 | 8.8803 | 0.8746 | 9 | 0.75485
31532 | 4.8 | 1 | 365 | 5.4648 | 0.99976 | 6 | 0.46453
32068 | 6.12 | 1 | 365 | 6.9676 | 0.02469 | 6 | 0.99227
31539 | 8.55 | 1 | 365 | 9.7341 | 0.59332 | 10 | 0.32744
32090 | 12.15 | 1 | 365 | 13.8327 | 0.84313 | 14 | 0.67583
31578 | 15.9 | 1 | 365 | 18.102 | 0.43669 | 18 | 0.53874
32081 | 10.14 | 1 | 365 | 11.5443 | 0.23699 | 11 | 0.78131
31582 | 6.75 | 1 | 365 | 7.6848 | 0.46841 | 8 | 0.15324
31584 | 3.75 | 1 | 365 | 4.2694 | 0.59356 | 4 | 0.86291
31586 | 0.5 | 1 | 365 | 0.56925 | 0.14581 | 0 | 0.71505
31591 | 6.555 | 1 | 365 | 7.4628 | 0.021543 | 7 | 0.48437
31595 | 11.25 | 1 | 365 | 12.8081 | 0.78068 | 13 | 0.58873
31599 | 5.6 | 1 | 365 | 6.3756 | 0.83305 | 7 | 0.20861
31604 | 5.04 | 1 | 365 | 5.738 | 0.54974 | 6 | 0.28775
31631 | 23.37 | 1 | 365 | 26.6066 | 0.55507 | 27 | 0.16166
31642 | 7.848 | 1 | 365 | 8.9349 | 0.9846 | 9 | 0.9195
30948 | 43.12 | 0.9 | 365 | 44.1827 | 0.93303 | 45 | 0.11569
32088 | 4 | 1 | 365 | 4.554 | 0.16646 | 4 | 0.72044
31621 | 32.94 | 0.9 | 365 | 33.7518 | 0.93725 | 34 | 0.68903
31450 | 10.4 | 1 | 365 | 11.8403 | 0.83281 | 12 | 0.67314
31456 | 7.02 | 1 | 365 | 7.9922 | 0.087144 | 8 | 0.079369
31462 | 10.8 | 1 | 365 | 12.2957 | 0.74945 | 13 | 0.045184
31468 | 10.8 | 1 | 365 | 12.2957 | 0.74945 | 13 | 0.045184
31399 | 2.55 | 1 | 365 | 2.9032 | 0.84362 | 3 | 0.74678
31508 | 2.76 | 1 | 365 | 3.1422 | 0.32486 | 3 | 0.4671
32087 | 9.52 | 1 | 365 | 10.8385 | 0.81618 | 11 | 0.65464
32101 | 8.1 | 1 | 365 | 9.2218 | 0.56209 | 9 | 0.78389
32093 | 11.7 | 1 | 365 | 13.3204 | 0.81191 | 14 | 0.13228
32103 | 6.6 | 1 | 365 | 7.5141 | 0.12467 | 7 | 0.63872
32108 | 8.1 | 1 | 365 | 9.2218 | 0.56209 | 9 | 0.78389
32134 | 6.72 | 1 | 365 | 7.6507 | 0.39966 | 8 | 0.050337
32131 | 3.924 | 1 | 365 | 4.4674 | 0.9923 | 5 | 0.45975
30698 | 9.35 | 1 | 365 | 10.6449 | 0.42661 | 11 | 0.071525
31418 | 9.75 | 1 | 365 | 11.1003 | 0.34326 | 11 | 0.44357
31877 | 5.7 | 1 | 365 | 6.4894 | 0.062211 | 6 | 0.55162
31893 | 5.67 | 1 | 365 | 6.4553 | 0.99346 | 7 | 0.44872
31945 | 4.8 | 1 | 365 | 5.4648 | 0.99976 | 6 | 0.46453
31973 | 10.26 | 1 | 365 | 11.6809 | 0.51198 | 12 | 0.19292
31821 | 3.12 | 1 | 365 | 3.5521 | 0.14984 | 3 | 0.70194
31822 | 6.875 | 1 | 365 | 7.8271 | 0.75486 | 8 | 0.582
31824 | 13.52 | 1 | 365 | 15.3924 | 0.98265 | 16 | 0.37508
31826 | 10.725 | 1 | 365 | 12.2103 | 0.57758 | 12 | 0.78793
31828 | 6.05 | 1 | 365 | 6.8879 | 0.86428 | 7 | 0.75216
31829 | 9.075 | 1 | 365 | 10.3318 | 0.79642 | 11 | 0.12824
31637 | 7.54 | 1 | 365 | 8.5842 | 0.27878 | 8 | 0.86303
27949 | 4.65 | 1 | 365 | 5.294 | 0.65601 | 5 | 0.95001
31997 | 7.14 | 1 | 365 | 8.1288 | 0.36214 | 8 | 0.49098
31665 | 7.8 | 1 | 365 | 8.8803 | 0.8746 | 9 | 0.75485
31670 | 3.9 | 1 | 365 | 4.4401 | 0.9373 | 5 | 0.37743
32685 | 5.32 | 1 | 365 | 6.0568 | 0.1914 | 6 | 0.24818
32688 | 6.21 | 1 | 365 | 7.07 | 0.23094 | 7 | 0.30098
32757 | 13.23 | 1 | 365 | 15.0623 | 0.31808 | 15 | 0.38035
32848 | 5.76 | 1 | 365 | 6.5577 | 0.19971 | 6 | 0.75743
32932 | 7.56 | 1 | 365 | 8.607 | 0.32462 | 8 | 0.93163
33015 | 7 | 1 | 365 | 7.9695 | 0.041312 | 8 | 0.010767
32978 | 8.12 | 1 | 365 | 9.2446 | 0.60792 | 9 | 0.85249
33047 | 6.325 | 1 | 365 | 7.201 | 0.49447 | 7 | 0.69544
33086 | 10.5 | 1 | 365 | 11.9542 | 0.061968 | 12 | 0.016151
32140 | 10.8 | 1 | 365 | 12.2957 | 0.74945 | 13 | 0.045184
32144 | 6 | 1 | 365 | 6.831 | 0.7497 | 7 | 0.58066
32156 | 5.6 | 1 | 365 | 6.3756 | 0.83305 | 7 | 0.20861
32159 | 11.7 | 1 | 365 | 13.3204 | 0.81191 | 14 | 0.13228
31881 | 7.54 | 1 | 365 | 8.5842 | 0.27878 | 8 | 0.86303
32164 | 6.12 | 1 | 365 | 6.9676 | 0.02469 | 6 | 0.99227
31905 | 8.58 | 1 | 365 | 9.7683 | 0.66207 | 10 | 0.43034
32166 | 8.67 | 1 | 365 | 9.8707 | 0.86831 | 10 | 0.73905
32174 | 12.2 | 1 | 365 | 13.8896 | 0.95772 | 14 | 0.84734
31907 | 3.64 | 1 | 365 | 4.1441 | 0.34148 | 4 | 0.4856
31913 | 5.2 | 1 | 365 | 5.9202 | 0.9164 | 6 | 0.83657
32936 | 8.37 | 1 | 365 | 9.5292 | 0.18083 | 9 | 0.71002
32940 | 7.695 | 1 | 365 | 8.7607 | 0.63399 | 9 | 0.39469
32993 | 17.1 | 1 | 365 | 19.4682 | 0.18663 | 19 | 0.65487
32187 | 6.76 | 1 | 365 | 7.6962 | 0.49132 | 8 | 0.18754
32994 | 10.24 | 1 | 365 | 11.6582 | 0.46615 | 12 | 0.12432
32995 | 11.2 | 1 | 365 | 12.7511 | 0.6661 | 13 | 0.41723
33003 | 5.2 | 1 | 365 | 5.9202 | 0.9164 | 6 | 0.83657
33023 | 10.53 | 1 | 365 | 11.9883 | 0.13072 | 12 | 0.11905
33031 | 6.75 | 1 | 365 | 7.6848 | 0.46841 | 8 | 0.15324
31918 | 4.16 | 1 | 365 | 4.7361 | 0.53312 | 5 | 0.26926
33034 | 5.13 | 1 | 365 | 5.8405 | 0.75599 | 6 | 0.59646
31934 | 4.42 | 1 | 365 | 5.0321 | 0.12894 | 5 | 0.16108
33036 | 6.6 | 1 | 365 | 7.5141 | 0.12467 | 7 | 0.63872
31963 | 10.66 | 1 | 365 | 12.1363 | 0.42863 | 12 | 0.56497
33038 | 3.92 | 1 | 365 | 4.4629 | 0.98313 | 5 | 0.44603
33039 | 4.88 | 1 | 365 | 5.5558 | 0.18309 | 5 | 0.73893
33043 | 6.71 | 1 | 365 | 7.6393 | 0.37674 | 8 | 0.016035
33042 | 8.06 | 1 | 365 | 9.1763 | 0.47042 | 9 | 0.64668
32114 | 7.02 | 1 | 365 | 7.9922 | 0.087144 | 8 | 0.079369
33020 | 6.875 | 1 | 365 | 7.8271 | 0.75486 | 8 | 0.582
32040 | 3.64 | 1 | 365 | 4.1441 | 0.34148 | 4 | 0.4856
33128 | 6.84 | 1 | 365 | 7.7873 | 0.67465 | 8 | 0.46195
32047 | 8.84 | 1 | 365 | 10.0643 | 0.25789 | 10 | 0.32217
32044 | 6.76 | 1 | 365 | 7.6962 | 0.49132 | 8 | 0.18754
33134 | 6.27 | 1 | 365 | 7.1384 | 0.36843 | 7 | 0.50679
32048 | 4.42 | 1 | 365 | 5.0321 | 0.12894 | 5 | 0.16108
32053 | 8.58 | 1 | 365 | 9.7683 | 0.66207 | 10 | 0.43034
32067 | 12.74 | 1 | 365 | 14.5044 | 0.19519 | 14 | 0.6996
32080 | 4.68 | 1 | 365 | 5.3282 | 0.72476 | 6 | 0.052913
32448 | 7.02 | 1 | 365 | 7.9922 | 0.087144 | 8 | 0.079369
32454 | 8.32 | 1 | 365 | 9.4723 | 0.066245 | 9 | 0.53851
32461 | 3.38 | 1 | 365 | 3.8481 | 0.74566 | 4 | 0.59377
32702 | 4.16 | 1 | 365 | 4.7361 | 0.53312 | 5 | 0.26926
32471 | 6.76 | 1 | 365 | 7.6962 | 0.49132 | 8 | 0.18754
29964 | 4.59 | 1 | 365 | 5.2257 | 0.51852 | 5 | 0.7442
32473 | 5.98 | 1 | 365 | 6.8082 | 0.70386 | 7 | 0.51206
33009 | 5.13 | 1 | 365 | 5.8405 | 0.75599 | 6 | 0.59646
32475 | 8.06 | 1 | 365 | 9.1763 | 0.47042 | 9 | 0.64668
32898 | 7.848 | 1 | 365 | 8.9349 | 0.9846 | 9 | 0.9195
32899 | 3.35 | 1 | 365 | 3.814 | 0.67691 | 4 | 0.49087
31658 | 9.6 | 1 | 365 | 10.9295 | 0.99951 | 11 | 0.92905
33000 | 10.725 | 1 | 365 | 12.2103 | 0.57758 | 12 | 0.78793
33005 | 4.76 | 1 | 365 | 5.4192 | 0.90809 | 6 | 0.32732
33007 | 16.9 | 1 | 365 | 19.2405 | 0.72831 | 19 | 0.96885
31760 | 4.1 | 1 | 365 | 4.6678 | 0.39563 | 5 | 0.063449
33008 | 10.8 | 1 | 365 | 12.2957 | 0.74945 | 13 | 0.045184
32089 | 3.12 | 1 | 365 | 3.5521 | 0.14984 | 3 | 0.70194
33028 | 11.59 | 1 | 365 | 13.1951 | 0.55983 | 13 | 0.75497
32094 | 3.64 | 1 | 365 | 4.1441 | 0.34148 | 4 | 0.4856
33033 | 6.24 | 1 | 365 | 7.1042 | 0.29968 | 7 | 0.40388
32509 | 8.25 | 1 | 365 | 9.3926 | 0.90583 | 10 | 0.2984
30807 | 7.65 | 1 | 365 | 8.7095 | 0.53086 | 9 | 0.24034
33035 | 16.38 | 1 | 365 | 18.6485 | 0.53667 | 19 | 0.1852
33064 | 11.76 | 1 | 365 | 13.3887 | 0.9494 | 14 | 0.33809
32125 | 5.98 | 1 | 365 | 6.8082 | 0.70386 | 7 | 0.51206
32997 | 6.27 | 1 | 365 | 7.1384 | 0.36843 | 7 | 0.50679
32084 | 7.395 | 1 | 365 | 8.4192 | 0.9465 | 9 | 0.36566
33056 | 9.945 | 1 | 365 | 11.3223 | 0.79012 | 12 | 0.11244
32684 | 7.15 | 1 | 365 | 8.1402 | 0.38505 | 8 | 0.52528
29605 | 22.72 | 1 | 365 | 25.8666 | 0.065516 | 25 | 0.93209
28088 | 117.8 | 0.9 | 365 | 120.7031 | 0.95713 | 121 | 0.66022
28150 | 159.12 | 0.9 | 365 | 163.0414 | 0.17774 | 163 | 0.21914
28168 | 263 | 0.9 | 365 | 269.4814 | 0.42551 | 269 | 0.90694
32687 | 9.625 | 1 | 365 | 10.958 | 0.056804 | 11 | 0.014805
32161 | 6.5 | 1 | 365 | 7.4002 | 0.8955 | 8 | 0.29571
32521 | 4.86 | 1 | 365 | 5.5331 | 0.13725 | 5 | 0.67033
32690 | 9.9 | 1 | 365 | 11.2711 | 0.687 | 11 | 0.95809
32692 | 7.7 | 1 | 365 | 8.7664 | 0.64544 | 9 | 0.41184
32693 | 11.5 | 1 | 365 | 13.0927 | 0.35358 | 13 | 0.44626
32204 | 11.44 | 1 | 365 | 13.0244 | 0.21609 | 13 | 0.24045
32695 | 11.5 | 1 | 365 | 13.0927 | 0.35358 | 13 | 0.44626
32552 | 14.04 | 1 | 365 | 15.9845 | 0.17429 | 16 | 0.15874
32698 | 6.75 | 1 | 365 | 7.6848 | 0.46841 | 8 | 0.15324
32554 | 12.9 | 1 | 365 | 14.6866 | 0.56185 | 15 | 0.24841
32558 | 6 | 1 | 365 | 6.831 | 0.7497 | 7 | 0.58066
32563 | 4.59 | 1 | 365 | 5.2257 | 0.51852 | 5 | 0.7442
32728 | 6.875 | 1 | 365 | 7.8271 | 0.75486 | 8 | 0.582
32572 | 5.61 | 1 | 365 | 6.3869 | 0.85597 | 7 | 0.24291
32744 | 8.16 | 1 | 365 | 9.2901 | 0.69959 | 9 | 0.98969
32561 | 8.32 | 1 | 365 | 9.4723 | 0.066245 | 9 | 0.53851
32755 | 4.4 | 1 | 365 | 5.0094 | 0.08311 | 5 | 0.092482
32570 | 7.42 | 1 | 365 | 8.4476 | 0.0037907 | 8 | 0.45141
32760 | 8.25 | 1 | 365 | 9.3926 | 0.90583 | 10 | 0.2984
32597 | 8.06 | 1 | 365 | 9.1763 | 0.47042 | 9 | 0.64668
32624 | 6 | 1 | 365 | 6.831 | 0.7497 | 7 | 0.58066
32775 | 6.325 | 1 | 365 | 7.201 | 0.49447 | 7 | 0.69544
32585 | 8.84 | 1 | 365 | 10.0643 | 0.25789 | 10 | 0.32217
19755 | 9.88 | 1 | 365 | 11.2483 | 0.64117 | 11 | 0.88948
32626 | 2.86 | 1 | 365 | 3.2561 | 0.55402 | 3 | 0.81011
32630 | 6.48 | 1 | 365 | 7.3774 | 0.84967 | 8 | 0.22711
32633 | 5.225 | 1 | 365 | 5.9486 | 0.97369 | 6 | 0.92232
32779 | 8.52 | 1 | 365 | 9.7 | 0.52457 | 10 | 0.22453
32636 | 8.25 | 1 | 365 | 9.3926 | 0.90583 | 10 | 0.2984
32644 | 9.075 | 1 | 365 | 10.3318 | 0.79642 | 11 | 0.12824
32647 | 7.14 | 1 | 365 | 8.1288 | 0.36214 | 8 | 0.49098
32667 | 7.8 | 1 | 365 | 8.8803 | 0.8746 | 9 | 0.75485
32671 | 10.8 | 1 | 365 | 12.2957 | 0.74945 | 13 | 0.045184
32670 | 8.67 | 1 | 365 | 9.8707 | 0.86831 | 10 | 0.73905
32672 | 10.66 | 1 | 365 | 12.1363 | 0.42863 | 12 | 0.56497
32782 | 7.65 | 1 | 365 | 8.7095 | 0.53086 | 9 | 0.24034
32786 | 10.45 | 1 | 365 | 11.8973 | 0.94739 | 12 | 0.84465
32789 | 7.56 | 1 | 365 | 8.607 | 0.32462 | 8 | 0.93163
32673 | 4.675 | 1 | 365 | 5.3225 | 0.7133 | 6 | 0.035762
32794 | 8.25 | 1 | 365 | 9.3926 | 0.90583 | 10 | 0.2984
32805 | 5.5 | 1 | 365 | 6.2617 | 0.60389 | 6 | 0.8656
32810 | 10.455 | 1 | 365 | 11.903 | 0.95885 | 12 | 0.8618
32813 | 11.25 | 1 | 365 | 12.8081 | 0.78068 | 13 | 0.58873
32817 | 4.4 | 1 | 365 | 5.0094 | 0.08311 | 5 | 0.092482
32839 | 5.775 | 1 | 365 | 6.5748 | 0.23408 | 6 | 0.80888
32843 | 11.5 | 1 | 365 | 13.0927 | 0.35358 | 13 | 0.44626
32847 | 9.75 | 1 | 365 | 11.1003 | 0.34326 | 11 | 0.44357
32870 | 5.5 | 1 | 365 | 6.2617 | 0.60389 | 6 | 0.8656
32676 | 4.8 | 1 | 365 | 5.4648 | 0.99976 | 6 | 0.46453
32874 | 9.9 | 1 | 365 | 11.2711 | 0.687 | 11 | 0.95809
32881 | 7.15 | 1 | 365 | 8.1402 | 0.38505 | 8 | 0.52528
32677 | 9.18 | 1 | 365 | 10.4514 | 0.037035 | 10 | 0.48841
32883 | 9.75 | 1 | 365 | 11.1003 | 0.34326 | 11 | 0.44357
32679 | 6.6 | 1 | 365 | 7.5141 | 0.12467 | 7 | 0.63872
32648 | 9.62 | 1 | 365 | 10.9523 | 0.045346 | 10 | 0.99765
32886 | 10 | 1 | 365 | 11.3849 | 0.91616 | 12 | 0.3011
32887 | 5.72 | 1 | 365 | 6.5122 | 0.10804 | 6 | 0.62023
32682 | 14.4 | 1 | 365 | 16.3943 | 0.99927 | 17 | 0.39358
32683 | 6.5 | 1 | 365 | 7.4002 | 0.8955 | 8 | 0.29571
32686 | 2.86 | 1 | 365 | 3.2561 | 0.55402 | 3 | 0.81011
33146 | 5.98 | 1 | 365 | 6.8082 | 0.70386 | 7 | 0.51206
32697 | 8.84 | 1 | 365 | 10.0643 | 0.25789 | 10 | 0.32217
33148 | 5.72 | 1 | 365 | 6.5122 | 0.10804 | 6 | 0.62023
32774 | 16.575 | 1 | 365 | 18.8705 | 0.98354 | 19 | 0.85407
32785 | 5.46 | 1 | 365 | 6.2162 | 0.51222 | 6 | 0.7284
32791 | 14.535 | 1 | 365 | 16.548 | 0.30864 | 16 | 0.85664
32800 | 2.08 | 1 | 365 | 2.3681 | 0.76656 | 3 | 0.13463
32816 | 9.88 | 1 | 365 | 11.2483 | 0.64117 | 11 | 0.88948
32818 | 16.32 | 1 | 365 | 18.5802 | 0.39917 | 18 | 0.97939
32822 | 3.64 | 1 | 365 | 4.1441 | 0.34148 | 4 | 0.4856
32830 | 7.28 | 1 | 365 | 8.2882 | 0.68296 | 8 | 0.9712
33144 | 3.64 | 1 | 365 | 4.1441 | 0.34148 | 4 | 0.4856
32827 | 6.24 | 1 | 365 | 7.1042 | 0.29968 | 7 | 0.40388
33155 | 3.6 | 1 | 365 | 4.0986 | 0.24982 | 4 | 0.34839
32851 | 9.88 | 1 | 365 | 11.2483 | 0.64117 | 11 | 0.88948
33159 | 7.56 | 1 | 365 | 8.607 | 0.32462 | 8 | 0.93163
33165 | 6.9 | 1 | 365 | 7.8556 | 0.81215 | 8 | 0.66776
33167 | 9.483 | 1 | 365 | 10.7963 | 0.73139 | 11 | 0.52773
33169 | 8.16 | 1 | 365 | 9.2901 | 0.69959 | 9 | 0.98969
33176 | 5.4 | 1 | 365 | 6.1479 | 0.37473 | 6 | 0.52259
33182 | 2.86 | 1 | 365 | 3.2561 | 0.55402 | 3 | 0.81011
33183 | 11.18 | 1 | 365 | 12.7284 | 0.62027 | 13 | 0.34863
33185 | 3.9 | 1 | 365 | 4.4401 | 0.9373 | 5 | 0.37743
33193 | 4.905 | 1 | 365 | 5.5843 | 0.24038 | 5 | 0.82469
33199 | 6.095 | 1 | 365 | 6.9391 | 0.9674 | 7 | 0.90652
32869 | 7.02 | 1 | 365 | 7.9922 | 0.087144 | 8 | 0.079369
30746 | 5.1 | 1 | 365 | 5.8063 | 0.68724 | 6 | 0.49356
32862 | 7.54 | 1 | 365 | 8.5842 | 0.27878 | 8 | 0.86303
32879 | 2.08 | 1 | 365 | 2.3681 | 0.76656 | 3 | 0.13463
32890 | 7.28 | 1 | 365 | 8.2882 | 0.68296 | 8 | 0.9712
32895 | 10.4 | 1 | 365 | 11.8403 | 0.83281 | 12 | 0.67314
33224 | 2.86 | 1 | 365 | 3.2561 | 0.55402 | 3 | 0.81011
33096 | 4.94 | 1 | 365 | 5.6242 | 0.32058 | 5 | 0.94474
33104 | 8.16 | 1 | 365 | 9.2901 | 0.69959 | 9 | 0.98969
33115 | 5.1 | 1 | 365 | 5.8063 | 0.68724 | 6 | 0.49356
27549 | 4.16 | 1 | 365 | 4.7361 | 0.53312 | 5 | 0.26926
33124 | 4.94 | 1 | 365 | 5.6242 | 0.32058 | 5 | 0.94474
33126 | 3.78 | 1 | 365 | 4.3035 | 0.66231 | 4 | 0.96581
33138 | 7.28 | 1 | 365 | 8.2882 | 0.68296 | 8 | 0.9712
33143 | 7.8 | 1 | 365 | 8.8803 | 0.8746 | 9 | 0.75485
33905 | 5.5 | 1 | 365 | 6.2617 | 0.60389 | 6 | 0.8656
33910 | 4 | 1 | 365 | 4.554 | 0.16646 | 4 | 0.72044
33977 | 6.3 | 1 | 365 | 7.1725 | 0.43718 | 7 | 0.60969
33979 | 5.04 | 1 | 365 | 5.738 | 0.54974 | 6 | 0.28775
33980 | 4.8 | 1 | 365 | 5.4648 | 0.99976 | 6 | 0.46453
33981 | 6 | 1 | 365 | 6.831 | 0.7497 | 7 | 0.58066
33874 | 4.16 | 1 | 365 | 4.7361 | 0.53312 | 5 | 0.26926
33197 | 21.84 | 1 | 365 | 24.8647 | 0.048893 | 24 | 0.91359
33467 | 5.2 | 1 | 365 | 5.9202 | 0.9164 | 6 | 0.83657
33878 | 4.69 | 1 | 365 | 5.3395 | 0.74768 | 6 | 0.087214
32064 | 4.16 | 1 | 365 | 4.7361 | 0.53312 | 5 | 0.26926
32196 | 7.41 | 1 | 365 | 8.4362 | 0.98087 | 9 | 0.41711
28506 | 13.26 | 1 | 365 | 15.0964 | 0.38683 | 15 | 0.48325
33288 | 12.48 | 1 | 365 | 14.2084 | 0.59937 | 14 | 0.80777
28509 | 10.66 | 1 | 365 | 12.1363 | 0.42863 | 12 | 0.56497
33889 | 5.2 | 1 | 365 | 5.9202 | 0.9164 | 6 | 0.83657
28753 | 11.96 | 1 | 365 | 13.6164 | 0.40773 | 14 | 0.024111
33284 | 2.97 | 1 | 365 | 3.3813 | 0.8061 | 4 | 0.18743
33892 | 3.3 | 1 | 365 | 3.757 | 0.56233 | 4 | 0.31936
28877 | 8.58 | 1 | 365 | 9.7683 | 0.66207 | 10 | 0.43034
33899 | 5.72 | 1 | 365 | 6.5122 | 0.10804 | 6 | 0.62023
33301 | 10 | 1 | 365 | 11.3849 | 0.91616 | 12 | 0.3011
28883 | 5.46 | 1 | 365 | 6.2162 | 0.51222 | 6 | 0.7284
33304 | 4.335 | 1 | 365 | 4.9354 | 0.93416 | 5 | 0.86953
33904 | 3.64 | 1 | 365 | 4.1441 | 0.34148 | 4 | 0.4856
28886 | 16.64 | 1 | 365 | 18.9445 | 0.13249 | 19 | 0.077024
28889 | 11.92 | 1 | 365 | 13.5708 | 0.31606 | 13 | 0.88691
32885 | 3.12 | 1 | 365 | 3.5521 | 0.14984 | 3 | 0.70194
29021 | 10.08 | 1 | 365 | 11.476 | 0.099489 | 11 | 0.5755
26873 | 8.58 | 1 | 365 | 9.7683 | 0.66207 | 10 | 0.43034
29189 | 11 | 1 | 365 | 12.5234 | 0.20778 | 12 | 0.73121
33202 | 9.8 | 1 | 365 | 11.1572 | 0.45784 | 11 | 0.61507
31593 | 7.425 | 1 | 365 | 8.4533 | 0.015249 | 8 | 0.46856
33306 | 8.84 | 1 | 365 | 10.0643 | 0.25789 | 10 | 0.32217
33360 | 6 | 1 | 365 | 6.831 | 0.7497 | 7 | 0.58066
29357 | 10.4 | 1 | 365 | 11.8403 | 0.83281 | 12 | 0.67314
33361 | 3.75 | 1 | 365 | 4.2694 | 0.59356 | 4 | 0.86291
29364 | 13.2 | 1 | 365 | 15.0281 | 0.24933 | 15 | 0.27745
33369 | 4.25 | 1 | 365 | 4.8386 | 0.73937 | 5 | 0.57797
29376 | 12.24 | 1 | 365 | 13.9352 | 0.04938 | 13 | 0.98454
33367 | 4.16 | 1 | 365 | 4.7361 | 0.53312 | 5 | 0.26926
29410 | 12.48 | 1 | 365 | 14.2084 | 0.59937 | 14 | 0.80777
29476 | 13.26 | 1 | 365 | 15.0964 | 0.38683 | 15 | 0.48325
33913 | 5.2 | 1 | 365 | 5.9202 | 0.9164 | 6 | 0.83657
33915 | 5.46 | 1 | 365 | 6.2162 | 0.51222 | 6 | 0.7284
33917 | 16.5 | 1 | 365 | 18.7851 | 0.81166 | 19 | 0.59681
33918 | 6.54 | 1 | 365 | 7.4457 | 0.98717 | 8 | 0.43292
33920 | 6.12 | 1 | 365 | 6.9676 | 0.02469 | 6 | 0.99227
33923 | 7.848 | 1 | 365 | 8.9349 | 0.9846 | 9 | 0.9195
34002 | 5.6 | 1 | 365 | 6.3756 | 0.83305 | 7 | 0.20861
34027 | 5.886 | 1 | 365 | 6.7012 | 0.48845 | 7 | 0.18963
28547 | 10.6 | 1 | 365 | 12.068 | 0.29113 | 12 | 0.35916
29397 | 20.01 | 1 | 365 | 22.7813 | 0.85524 | 23 | 0.63649
34029 | 6 | 1 | 365 | 6.831 | 0.7497 | 7 | 0.58066
29844 | 176.15 | 0.9 | 365 | 180.4911 | 0.30134 | 180 | 0.79243
29867 | 10.5 | 1 | 365 | 11.9542 | 0.061968 | 12 | 0.016151
34031 | 6.555 | 1 | 365 | 7.4628 | 0.021543 | 7 | 0.48437
29871 | 6 | 1 | 365 | 6.831 | 0.7497 | 7 | 0.58066
29878 | 10.5 | 1 | 365 | 11.9542 | 0.061968 | 12 | 0.016151
34033 | 7.14 | 1 | 365 | 8.1288 | 0.36214 | 8 | 0.49098
22670 | 148.8 | 1 | 365 | 169.4078 | 0.99246 | 170 | 0.40031
34034 | 4.16 | 1 | 365 | 4.7361 | 0.53312 | 5 | 0.26926
22652 | 592.62 | 0.9 | 365 | 607.2247 | 0.25173 | 607 | 0.4764
34036 | 7.56 | 1 | 365 | 8.607 | 0.32462 | 8 | 0.93163
30504 | 4.5 | 1 | 365 | 5.1232 | 0.31227 | 5 | 0.43549
30660 | 10.137 | 1 | 365 | 11.5409 | 0.23011 | 11 | 0.77102
34028 | 7.2 | 1 | 365 | 8.1972 | 0.49964 | 8 | 0.69679
30827 | 8.25 | 1 | 365 | 9.3926 | 0.90583 | 10 | 0.2984
34067 | 4.86 | 1 | 365 | 5.5331 | 0.13725 | 5 | 0.67033
33985 | 5.4 | 1 | 365 | 6.1479 | 0.37473 | 6 | 0.52259
33994 | 10.07 | 1 | 365 | 11.4646 | 0.076573 | 11 | 0.5412
31081 | 9.69 | 1 | 365 | 11.032 | 0.20576 | 11 | 0.23776
31173 | 7.32 | 1 | 365 | 8.3338 | 0.77463 | 9 | 0.1084
31445 | 3.8 | 1 | 365 | 4.3263 | 0.70814 | 5 | 0.034416
30264 | 87.75 | 0.9 | 365 | 89.9125 | 0.98037 | 90 | 0.89291
31198 | 30.16 | 0.9 | 365 | 30.9033 | 0.20362 | 31 | 0.10689
33998 | 9.3 | 1 | 365 | 10.588 | 0.31203 | 10 | 0.90002
34014 | 2.75 | 1 | 365 | 3.1309 | 0.30194 | 3 | 0.4328
31819 | 8.06 | 1 | 365 | 9.1763 | 0.47042 | 9 | 0.64668
33781 | 11.1 | 1 | 365 | 12.6373 | 0.43694 | 13 | 0.074217
32443 | 10.07 | 1 | 365 | 11.4646 | 0.076573 | 11 | 0.5412
30801 | 5.886 | 1 | 365 | 6.7012 | 0.48845 | 7 | 0.18963
13124 | 82 | 1 | 365 | 93.3565 | 0.91251 | 94 | 0.26899
34061 | 7.8 | 1 | 365 | 8.8803 | 0.8746 | 9 | 0.75485
33163 | 5 | 1 | 365 | 5.6925 | 0.45808 | 6 | 0.15055
25924 | 9.9 | 1 | 365 | 11.2711 | 0.687 | 11 | 0.95809
28181 | 8.06 | 1 | 365 | 9.1763 | 0.47042 | 9 | 0.64668
33179 | 7.25 | 1 | 365 | 8.2541 | 0.61422 | 8 | 0.86829
33190 | 6.75 | 1 | 365 | 7.6848 | 0.46841 | 8 | 0.15324
33203 | 9.38 | 1 | 365 | 10.6791 | 0.49536 | 11 | 0.17443
34078 | 6 | 1 | 365 | 6.831 | 0.7497 | 7 | 0.58066
34099 | 9.6 | 1 | 365 | 10.9295 | 0.99951 | 11 | 0.92905
34115 | 5.4 | 1 | 365 | 6.1479 | 0.37473 | 6 | 0.52259
34174 | 6.6 | 1 | 365 | 7.5141 | 0.12467 | 7 | 0.63872
34259 | 8.745 | 1 | 365 | 9.9561 | 0.040182 | 9 | 0.99631
34176 | 8.525 | 1 | 365 | 9.7057 | 0.53603 | 10 | 0.24168
34332 | 12 | 1 | 365 | 13.6619 | 0.49939 | 14 | 0.16132
34340 | 9.54 | 1 | 365 | 10.8612 | 0.86202 | 11 | 0.72325
34280 | 6 | 1 | 365 | 6.831 | 0.7497 | 7 | 0.58066
34386 | 9.3 | 1 | 365 | 10.588 | 0.31203 | 10 | 0.90002
34129 | 6.625 | 1 | 365 | 7.5425 | 0.18196 | 7 | 0.72448
34341 | 7.42 | 1 | 365 | 8.4476 | 0.0037907 | 8 | 0.45141
34135 | 14.84 | 1 | 365 | 16.8952 | 0.0075814 | 16 | 0.90283
34460 | 8.37 | 1 | 365 | 9.5292 | 0.18083 | 9 | 0.71002
34262 | 4.2 | 1 | 365 | 4.7817 | 0.62479 | 5 | 0.40646
30956 | 5.5 | 1 | 365 | 6.2617 | 0.60389 | 6 | 0.8656
31307 | 9.75 | 1 | 365 | 11.1003 | 0.34326 | 11 | 0.44357
34629 | 5.83 | 1 | 365 | 6.6374 | 0.36012 | 6 | 0.99754
34633 | 11.4 | 1 | 365 | 12.9788 | 0.12442 | 13 | 0.10325
34636 | 7.54 | 1 | 365 | 8.5842 | 0.27878 | 8 | 0.86303
31305 | 7.975 | 1 | 365 | 9.0795 | 0.27564 | 9 | 0.35512
34650 | 5.4 | 1 | 365 | 6.1479 | 0.37473 | 6 | 0.52259
34658 | 7.155 | 1 | 365 | 8.1459 | 0.39651 | 8 | 0.54243
31402 | 12.1 | 1 | 365 | 13.7758 | 0.72855 | 14 | 0.50433
31400 | 5.865 | 1 | 365 | 6.6773 | 0.44033 | 7 | 0.11759
32740 | 6.6 | 1 | 365 | 7.5141 | 0.12467 | 7 | 0.63872
33990 | 7.975 | 1 | 365 | 9.0795 | 0.27564 | 9 | 0.35512
34328 | 5.7 | 1 | 365 | 6.4894 | 0.062211 | 6 | 0.55162
34495 | 9.52 | 1 | 365 | 10.8385 | 0.81618 | 11 | 0.65464
34511 | 6.213 | 1 | 365 | 7.0735 | 0.23781 | 7 | 0.31127
34521 | 4.251 | 1 | 365 | 4.8397 | 0.74166 | 5 | 0.5814
34526 | 5.2 | 1 | 365 | 5.9202 | 0.9164 | 6 | 0.83657
29603 | 7.02 | 1 | 365 | 7.9922 | 0.087144 | 8 | 0.079369
32703 | 131.04 | 0.9 | 365 | 134.2694 | 0.26402 | 134 | 0.53341
29601 | 11.96 | 1 | 365 | 13.6164 | 0.40773 | 14 | 0.024111
32662 | 317.72 | 0.9 | 365 | 325.55 | 0.28301 | 325 | 0.83298
29623 | 14.04 | 1 | 365 | 15.9845 | 0.17429 | 16 | 0.15874
34561 | 12.42 | 1 | 365 | 14.1401 | 0.46187 | 14 | 0.60196
34564 | 9.9 | 1 | 365 | 11.2711 | 0.687 | 11 | 0.95809
29630 | 11.44 | 1 | 365 | 13.0244 | 0.21609 | 13 | 0.24045
34570 | 9.18 | 1 | 365 | 10.4514 | 0.037035 | 10 | 0.48841
34574 | 3.924 | 1 | 365 | 4.4674 | 0.9923 | 5 | 0.45975
29191 | 6.5 | 1 | 365 | 7.4002 | 0.8955 | 8 | 0.29571
34582 | 5.985 | 1 | 365 | 6.8139 | 0.71532 | 7 | 0.52921
34586 | 7.194 | 1 | 365 | 8.1903 | 0.48589 | 8 | 0.67621
34590 | 3.78 | 1 | 365 | 4.3035 | 0.66231 | 4 | 0.96581
33448 | 13.42 | 1 | 365 | 15.2786 | 0.75349 | 16 | 0.032071
33247 | 10.5 | 1 | 365 | 11.9542 | 0.061968 | 12 | 0.016151
33040 | 10.5 | 1 | 365 | 11.9542 | 0.061968 | 12 | 0.016151
32079 | 5.2 | 1 | 365 | 5.9202 | 0.9164 | 6 | 0.83657
34704 | 5.7 | 1 | 365 | 6.4894 | 0.062211 | 6 | 0.55162
34365 | 5.4 | 1 | 365 | 6.1479 | 0.37473 | 6 | 0.52259
7388 | 653.31 | 0.9 | 365 | 669.4103 | 0.42208 | 669 | 0.83241
28691 | 5.3 | 1 | 365 | 6.034 | 0.14556 | 6 | 0.17958
34457 | 3.9 | 1 | 365 | 4.4401 | 0.9373 | 5 | 0.37743
33881 | 8.84 | 1 | 365 | 10.0643 | 0.25789 | 10 | 0.32217
34479 | 3.9 | 1 | 365 | 4.4401 | 0.9373 | 5 | 0.37743
34579 | 2.34 | 1 | 365 | 2.6641 | 0.36238 | 3 | 0.026456
34089 | 9.62 | 1 | 365 | 10.9523 | 0.045346 | 10 | 0.99765
34635 | 6.76 | 1 | 365 | 7.6962 | 0.49132 | 8 | 0.18754
27580 | 16.065 | 1 | 365 | 18.2899 | 0.81481 | 19 | 0.10471
34105 | 5.72 | 1 | 365 | 6.5122 | 0.10804 | 6 | 0.62023
34665 | 5.04 | 1 | 365 | 5.738 | 0.54974 | 6 | 0.28775
34132 | 11.7 | 1 | 365 | 13.3204 | 0.81191 | 14 | 0.13228
34136 | 2.86 | 1 | 365 | 3.2561 | 0.55402 | 3 | 0.81011
34144 | 9.36 | 1 | 365 | 10.6563 | 0.44953 | 11 | 0.10583
34149 | 5.2 | 1 | 365 | 5.9202 | 0.9164 | 6 | 0.83657
34158 | 8.32 | 1 | 365 | 9.4723 | 0.066245 | 9 | 0.53851
34162 | 3.64 | 1 | 365 | 4.1441 | 0.34148 | 4 | 0.4856
34175 | 3.38 | 1 | 365 | 3.8481 | 0.74566 | 4 | 0.59377
34182 | 5.83 | 1 | 365 | 6.6374 | 0.36012 | 6 | 0.99754
34191 | 7.02 | 1 | 365 | 7.9922 | 0.087144 | 8 | 0.079369
34201 | 13.52 | 1 | 365 | 15.3924 | 0.98265 | 16 | 0.37508
34215 | 4.42 | 1 | 365 | 5.0321 | 0.12894 | 5 | 0.16108
34214 | 10.865 | 1 | 365 | 12.3697 | 0.89841 | 13 | 0.26814
34220 | 5.2 | 1 | 365 | 5.9202 | 0.9164 | 6 | 0.83657
34223 | 8.58 | 1 | 365 | 9.7683 | 0.66207 | 10 | 0.43034
34241 | 6.24 | 1 | 365 | 7.1042 | 0.29968 | 7 | 0.40388
34242 | 3.38 | 1 | 365 | 3.8481 | 0.74566 | 4 | 0.59377
34291 | 7.8 | 1 | 365 | 8.8803 | 0.8746 | 9 | 0.75485
34305 | 7.685 | 1 | 365 | 8.7493 | 0.61107 | 9 | 0.36039
34309 | 7.28 | 1 | 365 | 8.2882 | 0.68296 | 8 | 0.9712
34311 | 12.19 | 1 | 365 | 13.8782 | 0.9348 | 14 | 0.81304
34314 | 6.24 | 1 | 365 | 7.1042 | 0.29968 | 7 | 0.40388
33074 | 5.5 | 1 | 365 | 6.2617 | 0.60389 | 6 | 0.8656
23470 | 5.1 | 1 | 365 | 5.8063 | 0.68724 | 6 | 0.49356
34737 | 7.02 | 1 | 365 | 7.9922 | 0.087144 | 8 | 0.079369
34764 | 4.68 | 1 | 365 | 5.3282 | 0.72476 | 6 | 0.052913
34782 | 7.84 | 1 | 365 | 8.9258 | 0.96627 | 9 | 0.89206
34808 | 3.7 | 1 | 365 | 4.2124 | 0.47898 | 4 | 0.69141
34888 | 7.56 | 1 | 365 | 8.607 | 0.32462 | 8 | 0.93163
34889 | 5.7 | 1 | 365 | 6.4894 | 0.062211 | 6 | 0.55162
34905 | 8.75 | 1 | 365 | 9.9618 | 0.05164 | 10 | 0.013459
34906 | 6.54 | 1 | 365 | 7.4457 | 0.98717 | 8 | 0.43292
33932 | 41.856 | 0.9 | 365 | 42.8875 | 0.32609 | 43 | 0.2136
33995 | 185.64 | 0.9 | 365 | 190.215 | 0.87403 | 191 | 0.088991
33453 | 8.525 | 1 | 365 | 9.7057 | 0.53603 | 10 | 0.24168
32877 | 5.775 | 1 | 365 | 6.5748 | 0.23408 | 6 | 0.80888
34154 | 6.3 | 1 | 365 | 7.1725 | 0.43718 | 7 | 0.60969
34140 | 11.13 | 1 | 365 | 12.6714 | 0.50569 | 13 | 0.17712
34108 | 7.155 | 1 | 365 | 8.1459 | 0.39651 | 8 | 0.54243
33373 | 4.08 | 1 | 365 | 4.6451 | 0.34979 | 4 | 0.99485
34074 | 15.6 | 1 | 365 | 17.7605 | 0.74921 | 18 | 0.50971
34071 | 5.61 | 1 | 365 | 6.3869 | 0.85597 | 7 | 0.24291
33938 | 5.4 | 1 | 365 | 6.1479 | 0.37473 | 6 | 0.52259
33937 | 9.35 | 1 | 365 | 10.6449 | 0.42661 | 11 | 0.071525
33824 | 9 | 1 | 365 | 10.2464 | 0.62454 | 10 | 0.87099
33818 | 5.775 | 1 | 365 | 6.5748 | 0.23408 | 6 | 0.80888
33802 | 10.8 | 1 | 365 | 12.2957 | 0.74945 | 13 | 0.045184
34898 | 6.89 | 1 | 365 | 7.8442 | 0.78923 | 8 | 0.63346
33780 | 5.4 | 1 | 365 | 6.1479 | 0.37473 | 6 | 0.52259
33770 | 4.8 | 1 | 365 | 5.4648 | 0.99976 | 6 | 0.46453
33747 | 4.505 | 1 | 365 | 5.1289 | 0.32373 | 5 | 0.45264
34904 | 6.875 | 1 | 365 | 7.8271 | 0.75486 | 8 | 0.582
34716 | 6.36 | 1 | 365 | 7.2408 | 0.57468 | 7 | 0.8155
34625 | 6.095 | 1 | 365 | 6.9391 | 0.9674 | 7 | 0.90652
33390 | 9.12 | 1 | 365 | 10.3831 | 0.89954 | 11 | 0.2826
33394 | 9.544 | 1 | 365 | 10.8658 | 0.87118 | 11 | 0.73697
33395 | 4.845 | 1 | 365 | 5.516 | 0.10288 | 5 | 0.61888
33398 | 6.75 | 1 | 365 | 7.6848 | 0.46841 | 8 | 0.15324
33402 | 4.68 | 1 | 365 | 5.3282 | 0.72476 | 6 | 0.052913
33403 | 7.905 | 1 | 365 | 8.9998 | 0.11522 | 9 | 0.11502
33563 | 12.19 | 1 | 365 | 13.8782 | 0.9348 | 14 | 0.81304
33411 | 2.75 | 1 | 365 | 3.1309 | 0.30194 | 3 | 0.4328
33418 | 9.18 | 1 | 365 | 10.4514 | 0.037035 | 10 | 0.48841
33424 | 9.315 | 1 | 365 | 10.6051 | 0.3464 | 10 | 0.95147
31298 | 5.75 | 1 | 365 | 6.5463 | 0.17679 | 6 | 0.72313
34322 | 9.9 | 1 | 365 | 11.2711 | 0.687 | 11 | 0.95809
33425 | 3.3 | 1 | 365 | 3.757 | 0.56233 | 4 | 0.31936
31302 | 8.5 | 1 | 365 | 9.6772 | 0.47874 | 10 | 0.15593
33430 | 3.5 | 1 | 365 | 3.9847 | 0.020656 | 4 | 0.0053836
33438 | 7.75 | 1 | 365 | 8.8233 | 0.76002 | 9 | 0.58335
30573 | 9.36 | 1 | 365 | 10.6563 | 0.44953 | 11 | 0.10583
33609 | 11.13 | 1 | 365 | 12.6714 | 0.50569 | 13 | 0.17712
33432 | 4.41 | 1 | 365 | 5.0208 | 0.10603 | 5 | 0.12678
33441 | 7.59 | 1 | 365 | 8.6412 | 0.39337 | 9 | 0.034532
28431 | 17.16 | 1 | 365 | 19.5366 | 0.32413 | 19 | 0.86068
34828 | 4.94 | 1 | 365 | 5.6242 | 0.32058 | 5 | 0.94474
33442 | 7.56 | 1 | 365 | 8.607 | 0.32462 | 8 | 0.93163
29196 | 17.85 | 1 | 365 | 20.3221 | 0.90535 | 21 | 0.22746
32619 | 5.355 | 1 | 365 | 6.0966 | 0.2716 | 6 | 0.36824
29199 | 16.32 | 1 | 365 | 18.5802 | 0.39917 | 18 | 0.97939
33443 | 6.03 | 1 | 365 | 6.8651 | 0.81844 | 7 | 0.68356
33281 | 6.24 | 1 | 365 | 7.1042 | 0.29968 | 7 | 0.40388
33444 | 5.67 | 1 | 365 | 6.4553 | 0.99346 | 7 | 0.44872
29513 | 10.4 | 1 | 365 | 11.8403 | 0.83281 | 12 | 0.67314
33184 | 6.12 | 1 | 365 | 6.9676 | 0.02469 | 6 | 0.99227
33449 | 11 | 1 | 365 | 12.5234 | 0.20778 | 12 | 0.73121
30056 | 5.46 | 1 | 365 | 6.2162 | 0.51222 | 6 | 0.7284
30126 | 7.975 | 1 | 365 | 9.0795 | 0.27564 | 9 | 0.35512
30128 | 3.64 | 1 | 365 | 4.1441 | 0.34148 | 4 | 0.4856
32492 | 4.08 | 1 | 365 | 4.6451 | 0.34979 | 4 | 0.99485
30341 | 10.4 | 1 | 365 | 11.8403 | 0.83281 | 12 | 0.67314
33450 | 6.24 | 1 | 365 | 7.1042 | 0.29968 | 7 | 0.40388
33468 | 6.6 | 1 | 365 | 7.5141 | 0.12467 | 7 | 0.63872
31055 | 11.5 | 1 | 365 | 13.0927 | 0.35358 | 13 | 0.44626
33484 | 9.9 | 1 | 365 | 11.2711 | 0.687 | 11 | 0.95809
31106 | 6.9 | 1 | 365 | 7.8556 | 0.81215 | 8 | 0.66776
31886 | 4.2 | 1 | 365 | 4.7817 | 0.62479 | 5 | 0.40646
31978 | 5.94 | 1 | 365 | 6.7627 | 0.6122 | 7 | 0.37485
33507 | 7.54 | 1 | 365 | 8.5842 | 0.27878 | 8 | 0.86303
33511 | 4.8 | 1 | 365 | 5.4648 | 0.99976 | 6 | 0.46453
33006 | 4.59 | 1 | 365 | 5.2257 | 0.51852 | 5 | 0.7442
33207 | 4.77 | 1 | 365 | 5.4306 | 0.93101 | 6 | 0.36162
33517 | 7.685 | 1 | 365 | 8.7493 | 0.61107 | 9 | 0.36039
32970 | 7.8 | 1 | 365 | 8.8803 | 0.8746 | 9 | 0.75485
33520 | 8.502 | 1 | 365 | 9.6795 | 0.48332 | 10 | 0.16279
33420 | 9.62 | 1 | 365 | 10.9523 | 0.045346 | 10 | 0.99765
33656 | 5.545 | 1 | 365 | 6.3129 | 0.70701 | 7 | 0.019958
33671 | 8.925 | 1 | 365 | 10.1611 | 0.45267 | 10 | 0.61373
33675 | 6.25 | 1 | 365 | 7.1156 | 0.3226 | 7 | 0.43818
33681 | 8.5 | 1 | 365 | 9.6772 | 0.47874 | 10 | 0.15593
33720 | 10.07 | 1 | 365 | 11.4646 | 0.076573 | 11 | 0.5412
33729 | 10.64 | 1 | 365 | 12.1136 | 0.38279 | 12 | 0.49637
27502 | 10.965 | 1 | 365 | 12.4836 | 0.12757 | 12 | 0.61115
27628 | 10.4 | 1 | 365 | 11.8403 | 0.83281 | 12 | 0.67314
27693 | 3.38 | 1 | 365 | 3.8481 | 0.74566 | 4 | 0.59377
31673 | 6.24 | 1 | 365 | 7.1042 | 0.29968 | 7 | 0.40388
33789 | 10.8 | 1 | 365 | 12.2957 | 0.74945 | 13 | 0.045184
31668 | 4.16 | 1 | 365 | 4.7361 | 0.53312 | 5 | 0.26926
31053 | 9.36 | 1 | 365 | 10.6563 | 0.44953 | 11 | 0.10583
31544 | 4.94 | 1 | 365 | 5.6242 | 0.32058 | 5 | 0.94474
31556 | 9.36 | 1 | 365 | 10.6563 | 0.44953 | 11 | 0.10583
31540 | 2.6 | 1 | 365 | 2.9601 | 0.9582 | 3 | 0.91828
24890 | 7.54 | 1 | 365 | 8.5842 | 0.27878 | 8 | 0.86303
30603 | 9.18 | 1 | 365 | 10.4514 | 0.037035 | 10 | 0.48841
30652 | 7.8 | 1 | 365 | 8.8803 | 0.8746 | 9 | 0.75485
29721 | 16.12 | 1 | 365 | 18.3525 | 0.94085 | 19 | 0.29337
29580 | 3.12 | 1 | 365 | 3.5521 | 0.14984 | 3 | 0.70194
30440 | 9.9 | 1 | 365 | 11.2711 | 0.687 | 11 | 0.95809
26910 | 7.02 | 1 | 365 | 7.9922 | 0.087144 | 8 | 0.079369
33472 | 8.06 | 1 | 365 | 9.1763 | 0.47042 | 9 | 0.64668
33106 | 11.96 | 1 | 365 | 13.6164 | 0.40773 | 14 | 0.024111
33299 | 7.28 | 1 | 365 | 8.2882 | 0.68296 | 8 | 0.9712
33801 | 12 | 1 | 365 | 13.6619 | 0.49939 | 14 | 0.16132
33072 | 7.8 | 1 | 365 | 8.8803 | 0.8746 | 9 | 0.75485
25129 | 5.2 | 1 | 365 | 5.9202 | 0.9164 | 6 | 0.83657
33805 | 12.42 | 1 | 365 | 14.1401 | 0.46187 | 14 | 0.60196
29067 | 15.08 | 1 | 365 | 17.1685 | 0.55757 | 17 | 0.72605
28961 | 3.825 | 1 | 365 | 4.3547 | 0.76543 | 5 | 0.12017
25148 | 4.68 | 1 | 365 | 5.3282 | 0.72476 | 6 | 0.052913
24887 | 7.8 | 1 | 365 | 8.8803 | 0.8746 | 9 | 0.75485
33822 | 8.1 | 1 | 365 | 9.2218 | 0.56209 | 9 | 0.78389
28948 | 8.32 | 1 | 365 | 9.4723 | 0.066245 | 9 | 0.53851
24261 | 9.62 | 1 | 365 | 10.9523 | 0.045346 | 10 | 0.99765
28611 | 9.1 | 1 | 365 | 10.3603 | 0.85371 | 11 | 0.214
28460 | 4.505 | 1 | 365 | 5.1289 | 0.32373 | 5 | 0.45264
23133 | 4.42 | 1 | 365 | 5.0321 | 0.12894 | 5 | 0.16108
24208 | 9.62 | 1 | 365 | 10.9523 | 0.045346 | 10 | 0.99765
23113 | 3.06 | 1 | 365 | 3.4838 | 0.012345 | 3 | 0.49614
28426 | 6.5 | 1 | 365 | 7.4002 | 0.8955 | 8 | 0.29571
23077 | 14.04 | 1 | 365 | 15.9845 | 0.17429 | 16 | 0.15874
27972 | 3.9 | 1 | 365 | 4.4401 | 0.9373 | 5 | 0.37743
25480 | 3.9 | 1 | 365 | 4.4401 | 0.9373 | 5 | 0.37743
25478 | 4.94 | 1 | 365 | 5.6242 | 0.32058 | 5 | 0.94474
22438 | 4.05 | 1 | 365 | 4.6109 | 0.28104 | 4 | 0.89194
29268 | 6.12 | 1 | 365 | 6.9676 | 0.02469 | 6 | 0.99227
30595 | 9.88 | 1 | 365 | 11.2483 | 0.64117 | 11 | 0.88948
23905 | 5.3 | 1 | 365 | 6.034 | 0.14556 | 6 | 0.17958
23869 | 8.58 | 1 | 365 | 9.7683 | 0.66207 | 10 | 0.43034
23738 | 5.2 | 1 | 365 | 5.9202 | 0.9164 | 6 | 0.83657
29668 | 9.88 | 1 | 365 | 11.2483 | 0.64117 | 11 | 0.88948
33896 | 10.26 | 1 | 365 | 11.6809 | 0.51198 | 12 | 0.19292
30563 | 10.791 | 1 | 365 | 12.2855 | 0.72883 | 13 | 0.014313
35077 | 6.6 | 1 | 365 | 7.5141 | 0.12467 | 7 | 0.63872
35103 | 8.91 | 1 | 365 | 10.144 | 0.4183 | 10 | 0.56228
34926 | 13.2 | 1 | 365 | 15.0281 | 0.24933 | 15 | 0.27745
35124 | 5.99 | 1 | 365 | 6.8196 | 0.72678 | 7 | 0.54636
34945 | 6.095 | 1 | 365 | 6.9391 | 0.9674 | 7 | 0.90652
28048 | 7.54 | 1 | 365 | 8.5842 | 0.27878 | 8 | 0.86303
28330 | 1.82 | 1 | 365 | 2.0721 | 0.17074 | 2 | 0.2428
34984 | 9 | 1 | 365 | 10.2464 | 0.62454 | 10 | 0.87099
28758 | 10.92 | 1 | 365 | 12.4324 | 0.024447 | 12 | 0.4568
34994 | 11.7 | 1 | 365 | 13.3204 | 0.81191 | 14 | 0.13228
34929 | 4.8 | 1 | 365 | 5.4648 | 0.99976 | 6 | 0.46453
34934 | 7.2 | 1 | 365 | 8.1972 | 0.49964 | 8 | 0.69679
34958 | 4.77 | 1 | 365 | 5.4306 | 0.93101 | 6 | 0.36162
35031 | 7.2 | 1 | 365 | 8.1972 | 0.49964 | 8 | 0.69679
33769 | 13.515 | 1 | 365 | 15.3867 | 0.97119 | 16 | 0.35793
33836 | 6.3 | 1 | 365 | 7.1725 | 0.43718 | 7 | 0.60969
33940 | 10.175 | 1 | 365 | 11.5842 | 0.31719 | 11 | 0.90137
35107 | 8.215 | 1 | 365 | 9.3527 | 0.82563 | 10 | 0.17835
29126 | 5.46 | 1 | 365 | 6.2162 | 0.51222 | 6 | 0.7284
33830 | 5.04 | 1 | 365 | 5.738 | 0.54974 | 6 | 0.28775
34166 | 16.8 | 1 | 365 | 19.1267 | 0.49915 | 19 | 0.62584
33840 | 4.48 | 1 | 365 | 5.1005 | 0.26644 | 5 | 0.36689
34722 | 12.3 | 1 | 365 | 14.0035 | 0.18688 | 14 | 0.19035
29154 | 5.98 | 1 | 365 | 6.8082 | 0.70386 | 7 | 0.51206
34939 | 6 | 1 | 365 | 6.831 | 0.7497 | 7 | 0.58066
33853 | 4.2 | 1 | 365 | 4.7817 | 0.62479 | 5 | 0.40646
33927 | 4 | 1 | 365 | 4.554 | 0.16646 | 4 | 0.72044
33926 | 3.825 | 1 | 365 | 4.3547 | 0.76543 | 5 | 0.12017
30980 | 11.34 | 1 | 365 | 12.9105 | 0.98693 | 13 | 0.89744
33925 | 7.14 | 1 | 365 | 8.1288 | 0.36214 | 8 | 0.49098
33860 | 4.16 | 1 | 365 | 4.7361 | 0.53312 | 5 | 0.26926
33921 | 3 | 1 | 365 | 3.4155 | 0.87485 | 4 | 0.29033
29198 | 5.2 | 1 | 365 | 5.9202 | 0.9164 | 6 | 0.83657
29230 | 20.8 | 1 | 365 | 23.6807 | 0.66561 | 24 | 0.34628
33445 | 18 | 1 | 365 | 20.4929 | 0.24909 | 20 | 0.74197
28071 | 6.24 | 1 | 365 | 7.1042 | 0.29968 | 7 | 0.40388
35183 | 11.5 | 1 | 365 | 13.0927 | 0.35358 | 13 | 0.44626
35224 | 9.45 | 1 | 365 | 10.7588 | 0.65577 | 11 | 0.41454
35256 | 9.5 | 1 | 365 | 10.8157 | 0.77035 | 11 | 0.58604
35166 | 11.4 | 1 | 365 | 12.9788 | 0.12442 | 13 | 0.10325
37643 | 10.25 | 1 | 365 | 11.6696 | 0.48906 | 12 | 0.15862
34907 | 3.57 | 1 | 365 | 4.0644 | 0.18107 | 4 | 0.24549
34921 | 11.1 | 1 | 365 | 12.6373 | 0.43694 | 13 | 0.074217
27256 | 2.08 | 1 | 365 | 2.3681 | 0.76656 | 3 | 0.13463
35400 | 6.3 | 1 | 365 | 7.1725 | 0.43718 | 7 | 0.60969
35439 | 5.04 | 1 | 365 | 5.738 | 0.54974 | 6 | 0.28775
35448 | 10.8 | 1 | 365 | 12.2957 | 0.74945 | 13 | 0.045184
28247 | 5.1 | 1 | 365 | 5.8063 | 0.68724 | 6 | 0.49356
36871 | 5.225 | 1 | 365 | 5.9486 | 0.97369 | 6 | 0.92232
28254 | 4.16 | 1 | 365 | 4.7361 | 0.53312 | 5 | 0.26926
24944 | 3.64 | 1 | 365 | 4.1441 | 0.34148 | 4 | 0.4856
36900 | 11 | 1 | 365 | 12.5234 | 0.20778 | 12 | 0.73121
36915 | 5.4 | 1 | 365 | 6.1479 | 0.37473 | 6 | 0.52259
36887 | 7.02 | 1 | 365 | 7.9922 | 0.087144 | 8 | 0.079369
36964 | 6 | 1 | 365 | 6.831 | 0.7497 | 7 | 0.58066
36980 | 6.48 | 1 | 365 | 7.3774 | 0.84967 | 8 | 0.22711
36988 | 6.63 | 1 | 365 | 7.5482 | 0.19341 | 7 | 0.74163
37002 | 7.56 | 1 | 365 | 8.607 | 0.32462 | 8 | 0.93163
37110 | 3.92 | 1 | 365 | 4.4629 | 0.98313 | 5 | 0.44603
37119 | 6.9 | 1 | 365 | 7.8556 | 0.81215 | 8 | 0.66776
37124 | 6.44 | 1 | 365 | 7.3319 | 0.75801 | 8 | 0.089906
36563 | 9.6 | 1 | 365 | 10.9295 | 0.99951 | 11 | 0.92905
36564 | 4.2 | 1 | 365 | 4.7817 | 0.62479 | 5 | 0.40646
37127 | 6.6 | 1 | 365 | 7.5141 | 0.12467 | 7 | 0.63872
37195 | 13.407 | 1 | 365 | 15.2638 | 0.7237 | 15 | 0.98748
37232 | 7.2 | 1 | 365 | 8.1972 | 0.49964 | 8 | 0.69679
37338 | 4.425 | 1 | 365 | 5.0378 | 0.1404 | 5 | 0.17823
37342 | 2.45 | 1 | 365 | 2.7893 | 0.61446 | 3 | 0.40377
37353 | 8.91 | 1 | 365 | 10.144 | 0.4183 | 10 | 0.56228
37360 | 6.24 | 1 | 365 | 7.1042 | 0.29968 | 7 | 0.40388
37420 | 9.72 | 1 | 365 | 11.0662 | 0.27451 | 11 | 0.34067
37350 | 10 | 1 | 365 | 11.3849 | 0.91616 | 12 | 0.3011
37423 | 7.14 | 1 | 365 | 8.1288 | 0.36214 | 8 | 0.49098
37432 | 10.25 | 1 | 365 | 11.6696 | 0.48906 | 12 | 0.15862
37441 | 12.06 | 1 | 365 | 13.7302 | 0.63689 | 14 | 0.36712
37443 | 3 | 1 | 365 | 3.4155 | 0.87485 | 4 | 0.29033
37453 | 6.54 | 1 | 365 | 7.4457 | 0.98717 | 8 | 0.43292
37032 | 4.95 | 1 | 365 | 5.6355 | 0.3435 | 5 | 0.97904
37038 | 9.1 | 1 | 365 | 10.3603 | 0.85371 | 11 | 0.214
35070 | 13.77 | 1 | 365 | 15.6771 | 0.55555 | 16 | 0.23261
36907 | 6.76 | 1 | 365 | 7.6962 | 0.49132 | 8 | 0.18754
27648 | 8.06 | 1 | 365 | 9.1763 | 0.47042 | 9 | 0.64668
37141 | 7.02 | 1 | 365 | 7.9922 | 0.087144 | 8 | 0.079369
37179 | 4.675 | 1 | 365 | 5.3225 | 0.7133 | 6 | 0.035762
37187 | 9.275 | 1 | 365 | 10.5595 | 0.25474 | 10 | 0.81427
37188 | 9.45 | 1 | 365 | 10.7588 | 0.65577 | 11 | 0.41454
37215 | 9.35 | 1 | 365 | 10.6449 | 0.42661 | 11 | 0.071525
37253 | 4.24 | 1 | 365 | 4.8272 | 0.71645 | 5 | 0.54366
37269 | 10.2 | 1 | 365 | 11.6126 | 0.37448 | 11 | 0.98712
37258 | 6 | 1 | 365 | 6.831 | 0.7497 | 7 | 0.58066
37302 | 8.525 | 1 | 365 | 9.7057 | 0.53603 | 10 | 0.24168
37332 | 9.99 | 1 | 365 | 11.3736 | 0.89324 | 12 | 0.26679
31088 | 6.36 | 1 | 365 | 7.2408 | 0.57468 | 7 | 0.8155
37306 | 11.18 | 1 | 365 | 12.7284 | 0.62027 | 13 | 0.34863
37050 | 4.675 | 1 | 365 | 5.3225 | 0.7133 | 6 | 0.035762
37349 | 7.28 | 1 | 365 | 8.2882 | 0.68296 | 8 | 0.9712
37434 | 9.9 | 1 | 365 | 11.2711 | 0.687 | 11 | 0.95809
37439 | 9.805 | 1 | 365 | 11.1629 | 0.46929 | 11 | 0.63222
31754 | 9.18 | 1 | 365 | 10.4514 | 0.037035 | 10 | 0.48841
31729 | 4.41 | 1 | 365 | 5.0208 | 0.10603 | 5 | 0.12678
31682 | 7.95 | 1 | 365 | 9.051 | 0.21835 | 9 | 0.26937
31297 | 3.71 | 1 | 365 | 4.2238 | 0.5019 | 4 | 0.72571
31290 | 7.65 | 1 | 365 | 8.7095 | 0.53086 | 9 | 0.24034
31275 | 6.12 | 1 | 365 | 6.9676 | 0.02469 | 6 | 0.99227
31271 | 8.88 | 1 | 365 | 10.1098 | 0.34955 | 10 | 0.45937
31269 | 3.71 | 1 | 365 | 4.2238 | 0.5019 | 4 | 0.72571
31262 | 10.2 | 1 | 365 | 11.6126 | 0.37448 | 11 | 0.98712
31256 | 5.1 | 1 | 365 | 5.8063 | 0.68724 | 6 | 0.49356
31253 | 6.89 | 1 | 365 | 7.8442 | 0.78923 | 8 | 0.63346
31122 | 6 | 1 | 365 | 6.831 | 0.7497 | 7 | 0.58066
31073 | 8.75 | 1 | 365 | 9.9618 | 0.05164 | 10 | 0.013459
31032 | 6.36 | 1 | 365 | 7.2408 | 0.57468 | 7 | 0.8155
31024 | 11.66 | 1 | 365 | 13.2748 | 0.72024 | 13 | 0.99508
31009 | 4.24 | 1 | 365 | 4.8272 | 0.71645 | 5 | 0.54366
30990 | 6.89 | 1 | 365 | 7.8442 | 0.78923 | 8 | 0.63346
30940 | 6.36 | 1 | 365 | 7.2408 | 0.57468 | 7 | 0.8155
30926 | 4.24 | 1 | 365 | 4.8272 | 0.71645 | 5 | 0.54366
30895 | 9.18 | 1 | 365 | 10.4514 | 0.037035 | 10 | 0.48841
29937 | 4.8 | 1 | 365 | 5.4648 | 0.99976 | 6 | 0.46453
27110 | 4.24 | 1 | 365 | 4.8272 | 0.71645 | 5 | 0.54366
27091 | 7.65 | 1 | 365 | 8.7095 | 0.53086 | 9 | 0.24034
37460 | 7.56 | 1 | 365 | 8.607 | 0.32462 | 8 | 0.93163
36207 | 7.28 | 1 | 365 | 8.2882 | 0.68296 | 8 | 0.9712
31295 | 5.52 | 1 | 365 | 6.2845 | 0.64972 | 6 | 0.9342
27117 | 3.71 | 1 | 365 | 4.2238 | 0.5019 | 4 | 0.72571
27120 | 7.65 | 1 | 365 | 8.7095 | 0.53086 | 9 | 0.24034
27125 | 5.3 | 1 | 365 | 6.034 | 0.14556 | 6 | 0.17958
27130 | 5.39 | 1 | 365 | 6.1365 | 0.35181 | 6 | 0.48829
27134 | 9.18 | 1 | 365 | 10.4514 | 0.037035 | 10 | 0.48841
27133 | 6.39 | 1 | 365 | 7.275 | 0.64343 | 7 | 0.9184
27132 | 7.42 | 1 | 365 | 8.4476 | 0.0037907 | 8 | 0.45141
27378 | 12.6 | 1 | 365 | 14.345 | 0.87436 | 15 | 0.21938
27076 | 36 | 0.9 | 365 | 36.8872 | 0.24836 | 37 | 0.13555
36173 | 6.75 | 1 | 365 | 7.6848 | 0.46841 | 8 | 0.15324
36642 | 6.72 | 1 | 365 | 7.6507 | 0.39966 | 8 | 0.050337
36640 | 5.7 | 1 | 365 | 6.4894 | 0.062211 | 6 | 0.55162
36637 | 12.19 | 1 | 365 | 13.8782 | 0.9348 | 14 | 0.81304
36627 | 3.92 | 1 | 365 | 4.4629 | 0.98313 | 5 | 0.44603
37373 | 9 | 1 | 365 | 10.2464 | 0.62454 | 10 | 0.87099
36883 | 8.06 | 1 | 365 | 9.1763 | 0.47042 | 9 | 0.64668
33391 | 8.75 | 1 | 365 | 9.9618 | 0.05164 | 10 | 0.013459
36694 | 3.42 | 1 | 365 | 3.8936 | 0.83733 | 4 | 0.73097
36757 | 7.92 | 1 | 365 | 9.0169 | 0.1496 | 9 | 0.16647
36691 | 3.78 | 1 | 365 | 4.3035 | 0.66231 | 4 | 0.96581
36772 | 18.3 | 1 | 365 | 20.8344 | 0.93657 | 21 | 0.77101
36776 | 9 | 1 | 365 | 10.2464 | 0.62454 | 10 | 0.87099
36912 | 5.1 | 1 | 365 | 5.8063 | 0.68724 | 6 | 0.49356
36942 | 10.005 | 1 | 365 | 11.3906 | 0.92762 | 12 | 0.31825
37440 | 10 | 1 | 365 | 11.3849 | 0.91616 | 12 | 0.3011
36656 | 9.945 | 1 | 365 | 11.3223 | 0.79012 | 12 | 0.11244
37328 | 4.8 | 1 | 365 | 5.4648 | 0.99976 | 6 | 0.46453
37343 | 6.75 | 1 | 365 | 7.6848 | 0.46841 | 8 | 0.15324
37382 | 3.12 | 1 | 365 | 3.5521 | 0.14984 | 3 | 0.70194
37384 | 9 | 1 | 365 | 10.2464 | 0.62454 | 10 | 0.87099
37394 | 7.8 | 1 | 365 | 8.8803 | 0.8746 | 9 | 0.75485
37397 | 6.4 | 1 | 365 | 7.2864 | 0.66634 | 7 | 0.9527
37400 | 5.2 | 1 | 365 | 5.9202 | 0.9164 | 6 | 0.83657
35397 | 9.72 | 1 | 365 | 11.0662 | 0.27451 | 11 | 0.34067
35524 | 9.54 | 1 | 365 | 10.8612 | 0.86202 | 11 | 0.72325
37404 | 11.88 | 1 | 365 | 13.5253 | 0.2244 | 13 | 0.7497
35537 | 7.28 | 1 | 365 | 8.2882 | 0.68296 | 8 | 0.9712
37421 | 6.75 | 1 | 365 | 7.6848 | 0.46841 | 8 | 0.15324
35528 | 7.14 | 1 | 365 | 8.1288 | 0.36214 | 8 | 0.49098
36770 | 12 | 1 | 365 | 13.6619 | 0.49939 | 14 | 0.16132
36920 | 10.2 | 1 | 365 | 11.6126 | 0.37448 | 11 | 0.98712
35540 | 5.46 | 1 | 365 | 6.2162 | 0.51222 | 6 | 0.7284
35541 | 4.68 | 1 | 365 | 5.3282 | 0.72476 | 6 | 0.052913
31293 | 4.24 | 1 | 365 | 4.8272 | 0.71645 | 5 | 0.54366
30391 | 13.005 | 1 | 365 | 14.8061 | 0.80247 | 15 | 0.60858
27135 | 7.95 | 1 | 365 | 9.051 | 0.21835 | 9 | 0.26937
34292 | 8.215 | 1 | 365 | 9.3527 | 0.82563 | 10 | 0.17835
29898 | 8.06 | 1 | 365 | 9.1763 | 0.47042 | 9 | 0.64668
27137 | 6.89 | 1 | 365 | 7.8442 | 0.78923 | 8 | 0.63346
27141 | 6.63 | 1 | 365 | 7.5482 | 0.19341 | 7 | 0.74163
28513 | 3.71 | 1 | 365 | 4.2238 | 0.5019 | 4 | 0.72571
35586 | 5.1 | 1 | 365 | 5.8063 | 0.68724 | 6 | 0.49356
28519 | 11.66 | 1 | 365 | 13.2748 | 0.72024 | 13 | 0.99508
35588 | 7.155 | 1 | 365 | 8.1459 | 0.39651 | 8 | 0.54243
31046 | 4.32 | 1 | 365 | 4.9183 | 0.89978 | 5 | 0.81807
35615 | 6.24 | 1 | 365 | 7.1042 | 0.29968 | 7 | 0.40388
27522 | 9.62 | 1 | 365 | 10.9523 | 0.045346 | 10 | 0.99765
31130 | 3.36 | 1 | 365 | 3.8253 | 0.69983 | 4 | 0.52517
31066 | 4.8 | 1 | 365 | 5.4648 | 0.99976 | 6 | 0.46453
35634 | 7.8 | 1 | 365 | 8.8803 | 0.8746 | 9 | 0.75485
35718 | 11 | 1 | 365 | 12.5234 | 0.20778 | 12 | 0.73121
28570 | 13.77 | 1 | 365 | 15.6771 | 0.55555 | 16 | 0.23261
35726 | 9.18 | 1 | 365 | 10.4514 | 0.037035 | 10 | 0.48841
37316 | 12.2 | 1 | 365 | 13.8896 | 0.95772 | 14 | 0.84734
35732 | 34.1 | 0.9 | 365 | 34.9404 | 0.3297 | 35 | 0.27006
37648 | 1.44 | 1 | 365 | 1.6394 | 0.29993 | 1 | 0.93936
32355 | 6 | 1 | 365 | 6.831 | 0.7497 | 7 | 0.58066
37659 | 9.6 | 1 | 365 | 10.9295 | 0.99951 | 11 | 0.92905
32348 | 8.48 | 1 | 365 | 9.6544 | 0.4329 | 10 | 0.087329
37661 | 5.5 | 1 | 365 | 6.2617 | 0.60389 | 6 | 0.8656
37662 | 9 | 1 | 365 | 10.2464 | 0.62454 | 10 | 0.87099
37665 | 6.3 | 1 | 365 | 7.1725 | 0.43718 | 7 | 0.60969
35751 | 5.185 | 1 | 365 | 5.9031 | 0.88203 | 6 | 0.78512
35769 | 9.18 | 1 | 365 | 10.4514 | 0.037035 | 10 | 0.48841
35779 | 5.2 | 1 | 365 | 5.9202 | 0.9164 | 6 | 0.83657
35783 | 10.5 | 1 | 365 | 11.9542 | 0.061968 | 12 | 0.016151
35787 | 5.4 | 1 | 365 | 6.1479 | 0.37473 | 6 | 0.52259
35620 | 3.5 | 1 | 365 | 3.9847 | 0.020656 | 4 | 0.0053836
37670 | 8.745 | 1 | 365 | 9.9561 | 0.040182 | 9 | 0.99631
37673 | 7.83 | 1 | 365 | 8.9144 | 0.94335 | 9 | 0.85776
35383 | 4.77 | 1 | 365 | 5.4306 | 0.93101 | 6 | 0.36162
35137 | 5.4 | 1 | 365 | 6.1479 | 0.37473 | 6 | 0.52259
18385 | 2.34 | 1 | 365 | 2.6641 | 0.36238 | 3 | 0.026456
31466 | 5.98 | 1 | 365 | 6.8082 | 0.70386 | 7 | 0.51206
17339 | 5.88 | 1 | 365 | 6.6943 | 0.4747 | 7 | 0.16904
17814 | 5.865 | 1 | 365 | 6.6773 | 0.44033 | 7 | 0.11759
35560 | 9.945 | 1 | 365 | 11.3223 | 0.79012 | 12 | 0.11244
35852 | 9.6 | 1 | 365 | 10.9295 | 0.99951 | 11 | 0.92905
35864 | 8.1 | 1 | 365 | 9.2218 | 0.56209 | 9 | 0.78389
31489 | 12.48 | 1 | 365 | 14.2084 | 0.59937 | 14 | 0.80777
35582 | 4.94 | 1 | 365 | 5.6242 | 0.32058 | 5 | 0.94474
35590 | 6.76 | 1 | 365 | 7.6962 | 0.49132 | 8 | 0.18754
31600 | 5.95 | 1 | 365 | 6.774 | 0.63512 | 7 | 0.40915
35591 | 10.14 | 1 | 365 | 11.5443 | 0.23699 | 11 | 0.78131
35599 | 10.92 | 1 | 365 | 12.4324 | 0.024447 | 12 | 0.4568
27768 | 5.565 | 1 | 365 | 6.3357 | 0.75284 | 7 | 0.08856
27511 | 11.96 | 1 | 365 | 13.6164 | 0.40773 | 14 | 0.024111
18789 | 3.43 | 1 | 365 | 3.905 | 0.86024 | 4 | 0.76528
36061 | 3.12 | 1 | 365 | 3.5521 | 0.14984 | 3 | 0.70194
36048 | 2.08 | 1 | 365 | 2.3681 | 0.76656 | 3 | 0.13463
36068 | 8.1 | 1 | 365 | 9.2218 | 0.56209 | 9 | 0.78389
36073 | 3.38 | 1 | 365 | 3.8481 | 0.74566 | 4 | 0.59377
31725 | 9.88 | 1 | 365 | 11.2483 | 0.64117 | 11 | 0.88948
36225 | 4.2 | 1 | 365 | 4.7817 | 0.62479 | 5 | 0.40646
17004 | 5.355 | 1 | 365 | 6.0966 | 0.2716 | 6 | 0.36824
36255 | 6.47 | 1 | 365 | 7.3661 | 0.82676 | 8 | 0.19281
36112 | 2.86 | 1 | 365 | 3.2561 | 0.55402 | 3 | 0.81011
36284 | 12 | 1 | 365 | 13.6619 | 0.49939 | 14 | 0.16132
36328 | 11.475 | 1 | 365 | 13.0642 | 0.29629 | 13 | 0.36051
36293 | 16.65 | 1 | 365 | 18.9559 | 0.15541 | 19 | 0.11132
36305 | 7.8 | 1 | 365 | 8.8803 | 0.8746 | 9 | 0.75485
36556 | 10.92 | 1 | 365 | 12.4324 | 0.024447 | 12 | 0.4568
36566 | 11.2 | 1 | 365 | 12.7511 | 0.6661 | 13 | 0.41723
36580 | 12.65 | 1 | 365 | 14.4019 | 0.98894 | 15 | 0.39089
36895 | 5 | 1 | 365 | 5.6925 | 0.45808 | 6 | 0.15055
36693 | 8.84 | 1 | 365 | 10.0643 | 0.25789 | 10 | 0.32217
36724 | 10.175 | 1 | 365 | 11.5842 | 0.31719 | 11 | 0.90137
36875 | 7.25 | 1 | 365 | 8.2541 | 0.61422 | 8 | 0.86829
36710 | 10.71 | 1 | 365 | 12.1933 | 0.54321 | 12 | 0.73647
36968 | 4.95 | 1 | 365 | 5.6355 | 0.3435 | 5 | 0.97904
21315 | 5.46 | 1 | 365 | 6.2162 | 0.51222 | 6 | 0.7284
21333 | 2.295 | 1 | 365 | 2.6128 | 0.25926 | 2 | 0.8721
35487 | 6.5 | 1 | 365 | 7.4002 | 0.8955 | 8 | 0.29571
21606 | 6.5 | 1 | 365 | 7.4002 | 0.8955 | 8 | 0.29571
21711 | 5.46 | 1 | 365 | 6.2162 | 0.51222 | 6 | 0.7284
21816 | 4.42 | 1 | 365 | 5.0321 | 0.12894 | 5 | 0.16108
36925 | 6.5 | 1 | 365 | 7.4002 | 0.8955 | 8 | 0.29571
37013 | 9.9 | 1 | 365 | 11.2711 | 0.687 | 11 | 0.95809
31504 | 9.81 | 1 | 365 | 11.1686 | 0.48075 | 11 | 0.64938
37329 | 3.25 | 1 | 365 | 3.7001 | 0.44775 | 4 | 0.14786
36407 | 13.08 | 1 | 365 | 14.8915 | 0.97434 | 15 | 0.86583
37369 | 7.625 | 1 | 365 | 8.681 | 0.47357 | 9 | 0.15459
37419 | 10.25 | 1 | 365 | 11.6696 | 0.48906 | 12 | 0.15862
36535 | 7.2 | 1 | 365 | 8.1972 | 0.49964 | 8 | 0.69679
36950 | 10.4 | 1 | 365 | 11.8403 | 0.83281 | 12 | 0.67314
36544 | 5.1 | 1 | 365 | 5.8063 | 0.68724 | 6 | 0.49356
36548 | 12 | 1 | 365 | 13.6619 | 0.49939 | 14 | 0.16132
34054 | 7.51 | 1 | 365 | 8.5501 | 0.21004 | 8 | 0.76012
36550 | 6.9 | 1 | 365 | 7.8556 | 0.81215 | 8 | 0.66776
36567 | 5.232 | 1 | 365 | 5.9566 | 0.98973 | 6 | 0.94633
16847 | 9.435 | 1 | 365 | 10.7417 | 0.6214 | 11 | 0.36308
36568 | 6.3 | 1 | 365 | 7.1725 | 0.43718 | 7 | 0.60969
36569 | 11.18 | 1 | 365 | 12.7284 | 0.62027 | 13 | 0.34863
37096 | 6.5 | 1 | 365 | 7.4002 | 0.8955 | 8 | 0.29571
36570 | 6 | 1 | 365 | 6.831 | 0.7497 | 7 | 0.58066
36571 | 4.86 | 1 | 365 | 5.5331 | 0.13725 | 5 | 0.67033
37666 | 5.559 | 1 | 365 | 6.3289 | 0.73909 | 7 | 0.067979
36572 | 9.1 | 1 | 365 | 10.3603 | 0.85371 | 11 | 0.214
36573 | 4.68 | 1 | 365 | 5.3282 | 0.72476 | 6 | 0.052913
17387 | 9.62 | 1 | 365 | 10.9523 | 0.045346 | 10 | 0.99765
36574 | 11.4 | 1 | 365 | 12.9788 | 0.12442 | 13 | 0.10325
36575 | 12.255 | 1 | 365 | 13.9522 | 0.083754 | 14 | 0.035993
36576 | 10.791 | 1 | 365 | 12.2855 | 0.72883 | 13 | 0.014313
36595 | 6 | 1 | 365 | 6.831 | 0.7497 | 7 | 0.58066
36635 | 5.4 | 1 | 365 | 6.1479 | 0.37473 | 6 | 0.52259
17495 | 6.375 | 1 | 365 | 7.2579 | 0.60905 | 7 | 0.86695
34685 | 5.7 | 1 | 365 | 6.4894 | 0.062211 | 6 | 0.55162
33882 | 5.4 | 1 | 365 | 6.1479 | 0.37473 | 6 | 0.52259
36791 | 8.75 | 1 | 365 | 9.9618 | 0.05164 | 10 | 0.013459
15956 | 6.125 | 1 | 365 | 6.9733 | 0.036148 | 7 | 0.0094213
36813 | 8.4 | 1 | 365 | 9.5633 | 0.24957 | 9 | 0.81292
15787 | 6.75 | 1 | 365 | 7.6848 | 0.46841 | 8 | 0.15324
36614 | 2.7 | 1 | 365 | 3.0739 | 0.18736 | 3 | 0.2613
36841 | 6.6 | 1 | 365 | 7.5141 | 0.12467 | 7 | 0.63872
37222 | 7.02 | 1 | 365 | 7.9922 | 0.087144 | 8 | 0.079369
37667 | 9.3 | 1 | 365 | 10.588 | 0.31203 | 10 | 0.90002
37664 | 3.597 | 1 | 365 | 4.0952 | 0.24294 | 4 | 0.3381
37639 | 9.975 | 1 | 365 | 11.3565 | 0.85887 | 12 | 0.21534
37637 | 3.3 | 1 | 365 | 3.757 | 0.56233 | 4 | 0.31936
37623 | 11.34 | 1 | 365 | 12.9105 | 0.98693 | 13 | 0.89744
35748 | 14.388 | 1 | 365 | 16.3806 | 0.97177 | 17 | 0.35242
24438 | 9.483 | 1 | 365 | 10.7963 | 0.73139 | 11 | 0.52773
35742 | 5.25 | 1 | 365 | 5.9771 | 0.030984 | 6 | 0.0080754
35752 | 9.75 | 1 | 365 | 11.1003 | 0.34326 | 11 | 0.44357
35773 | 5 | 1 | 365 | 5.6925 | 0.45808 | 6 | 0.15055
32678 | 4.42 | 1 | 365 | 5.0321 | 0.12894 | 5 | 0.16108
33692 | 3.57 | 1 | 365 | 4.0644 | 0.18107 | 4 | 0.24549
37008 | 5.46 | 1 | 365 | 6.2162 | 0.51222 | 6 | 0.7284
32944 | 12.19 | 1 | 365 | 13.8782 | 0.9348 | 14 | 0.81304
23069 | 12.75 | 1 | 365 | 14.5158 | 0.2181 | 14 | 0.7339
35494 | 3.64 | 1 | 365 | 4.1441 | 0.34148 | 4 | 0.4856
35868 | 5.83 | 1 | 365 | 6.6374 | 0.36012 | 6 | 0.99754
36107 | 4.32 | 1 | 365 | 4.9183 | 0.89978 | 5 | 0.81807
36838 | 4.77 | 1 | 365 | 5.4306 | 0.93101 | 6 | 0.36162
37341 | 24.57 | 1 | 365 | 27.9728 | 0.30501 | 28 | 0.27779
17295 | 4.68 | 1 | 365 | 5.3282 | 0.72476 | 6 | 0.052913
14897 | 6.63 | 1 | 365 | 7.5482 | 0.19341 | 7 | 0.74163
35781 | 15.95 | 1 | 365 | 18.159 | 0.55128 | 18 | 0.71025
30612 | 8.58 | 1 | 365 | 9.7683 | 0.66207 | 10 | 0.43034
36869 | 4.42 | 1 | 365 | 5.0321 | 0.12894 | 5 | 0.16108
23706 | 5.1 | 1 | 365 | 5.8063 | 0.68724 | 6 | 0.49356
37671 | 7.56 | 1 | 365 | 8.607 | 0.32462 | 8 | 0.93163
35565 | 13.26 | 1 | 365 | 15.0964 | 0.38683 | 15 | 0.48325
35558 | 11.18 | 1 | 365 | 12.7284 | 0.62027 | 13 | 0.34863
37348 | 4.8 | 1 | 365 | 5.4648 | 0.99976 | 6 | 0.46453
36762 | 5.559 | 1 | 365 | 6.3289 | 0.73909 | 7 | 0.067979
25896 | 9 | 1 | 365 | 10.2464 | 0.62454 | 10 | 0.87099
27533 | 13.75 | 1 | 365 | 15.6543 | 0.50972 | 16 | 0.16401
34514 | 11.13 | 1 | 365 | 12.6714 | 0.50569 | 13 | 0.17712
28766 | 3.9 | 1 | 365 | 4.4401 | 0.9373 | 5 | 0.37743
30937 | 6.24 | 1 | 365 | 7.1042 | 0.29968 | 7 | 0.40388
34371 | 3.9 | 1 | 365 | 4.4401 | 0.9373 | 5 | 0.37743
25575 | 5.46 | 1 | 365 | 6.2162 | 0.51222 | 6 | 0.7284
33919 | 7 | 1 | 365 | 7.9695 | 0.041312 | 8 | 0.010767
36970 | 5.75 | 1 | 365 | 6.5463 | 0.17679 | 6 | 0.72313
31765 | 4.08 | 1 | 365 | 4.6451 | 0.34979 | 4 | 0.99485
18437 | 6.885 | 1 | 365 | 7.8385 | 0.77778 | 8 | 0.6163
35762 | 15 | 1 | 365 | 17.0774 | 0.37424 | 17 | 0.45164
35784 | 15.95 | 1 | 365 | 18.159 | 0.55128 | 18 | 0.71025
31744 | 10.2 | 1 | 365 | 11.6126 | 0.37448 | 11 | 0.98712
37312 | 10.26 | 1 | 365 | 11.6809 | 0.51198 | 12 | 0.19292
30932 | 8.84 | 1 | 365 | 10.0643 | 0.25789 | 10 | 0.32217
16780 | 446.71 | 0.9 | 365 | 457.7188 | 0.31901 | 458 | 0.037833
28493 | 4.94 | 1 | 365 | 5.6242 | 0.32058 | 5 | 0.94474
31140 | 5.5 | 1 | 365 | 6.2617 | 0.60389 | 6 | 0.8656
37649 | 9.18 | 1 | 365 | 10.4514 | 0.037035 | 10 | 0.48841
29552 | 4.94 | 1 | 365 | 5.6242 | 0.32058 | 5 | 0.94474
17708 | 2.08 | 1 | 365 | 2.3681 | 0.76656 | 3 | 0.13463
33890 | 10.5 | 1 | 365 | 11.9542 | 0.061968 | 12 | 0.016151
36910 | 3.5 | 1 | 365 | 3.9847 | 0.020656 | 4 | 0.0053836
33291 | 3.64 | 1 | 365 | 4.1441 | 0.34148 | 4 | 0.4856
36765 | 12.1 | 1 | 365 | 13.7758 | 0.72855 | 14 | 0.50433
37336 | 4.32 | 1 | 365 | 4.9183 | 0.89978 | 5 | 0.81807
37101 | 15 | 1 | 365 | 17.0774 | 0.37424 | 17 | 0.45164
37103 | 12 | 1 | 365 | 13.6619 | 0.49939 | 14 | 0.16132
35612 | 7.8 | 1 | 365 | 8.8803 | 0.8746 | 9 | 0.75485
35743 | 5.75 | 1 | 365 | 6.5463 | 0.17679 | 6 | 0.72313
35750 | 22 | 1 | 365 | 25.0469 | 0.41555 | 25 | 0.46241
35747 | 9 | 1 | 365 | 10.2464 | 0.62454 | 10 | 0.87099
35739 | 22 | 1 | 365 | 25.0469 | 0.41555 | 25 | 0.46241
35735 | 18.425 | 1 | 365 | 20.9767 | 0.22302 | 21 | 0.19977
35741 | 12 | 1 | 365 | 13.6619 | 0.49939 | 14 | 0.16132
27254 | 24.77 | 1 | 365 | 28.2005 | 0.76333 | 28 | 0.96381
37654 | 1.44 | 1 | 365 | 1.6394 | 0.29993 | 1 | 0.93936
29095 | 11.7 | 1 | 365 | 13.3204 | 0.81191 | 14 | 0.13228
29098 | 14.04 | 1 | 365 | 15.9845 | 0.17429 | 16 | 0.15874
29099 | 18.615 | 1 | 365 | 21.1931 | 0.65843 | 21 | 0.85149
29081 | 7.685 | 1 | 365 | 8.7493 | 0.61107 | 9 | 0.36039
29160 | 3.9 | 1 | 365 | 4.4401 | 0.9373 | 5 | 0.37743
29163 | 11.7 | 1 | 365 | 13.3204 | 0.81191 | 14 | 0.13228
29180 | 4.68 | 1 | 365 | 5.3282 | 0.72476 | 6 | 0.052913
29185 | 7.28 | 1 | 365 | 8.2882 | 0.68296 | 8 | 0.9712
29166 | 8.58 | 1 | 365 | 9.7683 | 0.66207 | 10 | 0.43034
29247 | 5.3 | 1 | 365 | 6.034 | 0.14556 | 6 | 0.17958
29256 | 13.25 | 1 | 365 | 15.085 | 0.36391 | 15 | 0.44895
29260 | 2.34 | 1 | 365 | 2.6641 | 0.36238 | 3 | 0.026456
29271 | 3.64 | 1 | 365 | 4.1441 | 0.34148 | 4 | 0.4856
29282 | 3.445 | 1 | 365 | 3.9221 | 0.89462 | 4 | 0.81673
29285 | 8.32 | 1 | 365 | 9.4723 | 0.066245 | 9 | 0.53851
29301 | 18.72 | 1 | 365 | 21.3126 | 0.89905 | 22 | 0.21165
29312 | 3.9 | 1 | 365 | 4.4401 | 0.9373 | 5 | 0.37743
29313 | 4.77 | 1 | 365 | 5.4306 | 0.93101 | 6 | 0.36162
29315 | 5.98 | 1 | 365 | 6.8082 | 0.70386 | 7 | 0.51206
29318 | 10.07 | 1 | 365 | 11.4646 | 0.076573 | 11 | 0.5412
29321 | 4.94 | 1 | 365 | 5.6242 | 0.32058 | 5 | 0.94474
29322 | 10.4 | 1 | 365 | 11.8403 | 0.83281 | 12 | 0.67314
29323 | 11.44 | 1 | 365 | 13.0244 | 0.21609 | 13 | 0.24045
29325 | 5.72 | 1 | 365 | 6.5122 | 0.10804 | 6 | 0.62023
29385 | 11.7 | 1 | 365 | 13.3204 | 0.81191 | 14 | 0.13228
29484 | 8.32 | 1 | 365 | 9.4723 | 0.066245 | 9 | 0.53851
28730 | 4.94 | 1 | 365 | 5.6242 | 0.32058 | 5 | 0.94474
29526 | 11.7 | 1 | 365 | 13.3204 | 0.81191 | 14 | 0.13228
29525 | 3.975 | 1 | 365 | 4.5255 | 0.10917 | 4 | 0.63469
29527 | 7.02 | 1 | 365 | 7.9922 | 0.087144 | 8 | 0.079369
29528 | 2.08 | 1 | 365 | 2.3681 | 0.76656 | 3 | 0.13463
29530 | 10.92 | 1 | 365 | 12.4324 | 0.024447 | 12 | 0.4568
29532 | 6.24 | 1 | 365 | 7.1042 | 0.29968 | 7 | 0.40388
29533 | 8.32 | 1 | 365 | 9.4723 | 0.066245 | 9 | 0.53851
29542 | 11.96 | 1 | 365 | 13.6164 | 0.40773 | 14 | 0.024111
29543 | 4.505 | 1 | 365 | 5.1289 | 0.32373 | 5 | 0.45264
29616 | 3.57 | 1 | 365 | 4.0644 | 0.18107 | 4 | 0.24549
29599 | 4.42 | 1 | 365 | 5.0321 | 0.12894 | 5 | 0.16108
29629 | 5.3 | 1 | 365 | 6.034 | 0.14556 | 6 | 0.17958
29640 | 14.04 | 1 | 365 | 15.9845 | 0.17429 | 16 | 0.15874
29645 | 4.845 | 1 | 365 | 5.516 | 0.10288 | 5 | 0.61888
29657 | 4.68 | 1 | 365 | 5.3282 | 0.72476 | 6 | 0.052913
29651 | 7.54 | 1 | 365 | 8.5842 | 0.27878 | 8 | 0.86303
29654 | 5.98 | 1 | 365 | 6.8082 | 0.70386 | 7 | 0.51206
29649 | 5.2 | 1 | 365 | 5.9202 | 0.9164 | 6 | 0.83657
29652 | 9.62 | 1 | 365 | 10.9523 | 0.045346 | 10 | 0.99765
29655 | 3.12 | 1 | 365 | 3.5521 | 0.14984 | 3 | 0.70194
29658 | 8.84 | 1 | 365 | 10.0643 | 0.25789 | 10 | 0.32217
29660 | 8.06 | 1 | 365 | 9.1763 | 0.47042 | 9 | 0.64668
29661 | 10.71 | 1 | 365 | 12.1933 | 0.54321 | 12 | 0.73647
29664 | 3.71 | 1 | 365 | 4.2238 | 0.5019 | 4 | 0.72571
29666 | 6.24 | 1 | 365 | 7.1042 | 0.29968 | 7 | 0.40388
29667 | 5.72 | 1 | 365 | 6.5122 | 0.10804 | 6 | 0.62023
29671 | 9.88 | 1 | 365 | 11.2483 | 0.64117 | 11 | 0.88948
29674 | 8.925 | 1 | 365 | 10.1611 | 0.45267 | 10 | 0.61373
29675 | 10.2 | 1 | 365 | 11.6126 | 0.37448 | 11 | 0.98712
29677 | 5.98 | 1 | 365 | 6.8082 | 0.70386 | 7 | 0.51206
29678 | 4.77 | 1 | 365 | 5.4306 | 0.93101 | 6 | 0.36162
29702 | 4.16 | 1 | 365 | 4.7361 | 0.53312 | 5 | 0.26926
29701 | 7.02 | 1 | 365 | 7.9922 | 0.087144 | 8 | 0.079369
29681 | 8.84 | 1 | 365 | 10.0643 | 0.25789 | 10 | 0.32217
29683 | 4.94 | 1 | 365 | 5.6242 | 0.32058 | 5 | 0.94474
29684 | 4.845 | 1 | 365 | 5.516 | 0.10288 | 5 | 0.61888
29685 | 9.1 | 1 | 365 | 10.3603 | 0.85371 | 11 | 0.214
29687 | 10.14 | 1 | 365 | 11.5443 | 0.23699 | 11 | 0.78131
29688 | 4.16 | 1 | 365 | 4.7361 | 0.53312 | 5 | 0.26926
29689 | 14.3 | 1 | 365 | 16.2805 | 0.77011 | 17 | 0.050567
29690 | 7.28 | 1 | 365 | 8.2882 | 0.68296 | 8 | 0.9712
29691 | 8.06 | 1 | 365 | 9.1763 | 0.47042 | 9 | 0.64668
29692 | 8.67 | 1 | 365 | 9.8707 | 0.86831 | 10 | 0.73905
29694 | 6.24 | 1 | 365 | 7.1042 | 0.29968 | 7 | 0.40388
29693 | 4.94 | 1 | 365 | 5.6242 | 0.32058 | 5 | 0.94474
29695 | 8.48 | 1 | 365 | 9.6544 | 0.4329 | 10 | 0.087329
29696 | 2.6 | 1 | 365 | 2.9601 | 0.9582 | 3 | 0.91828
29697 | 12.74 | 1 | 365 | 14.5044 | 0.19519 | 14 | 0.6996
29698 | 8.085 | 1 | 365 | 9.2047 | 0.52772 | 9 | 0.73244
29699 | 5.46 | 1 | 365 | 6.2162 | 0.51222 | 6 | 0.7284
29700 | 5.98 | 1 | 365 | 6.8082 | 0.70386 | 7 | 0.51206
29709 | 3.38 | 1 | 365 | 3.8481 | 0.74566 | 4 | 0.59377
29711 | 4.68 | 1 | 365 | 5.3282 | 0.72476 | 6 | 0.052913
29713 | 2.88 | 1 | 365 | 3.2789 | 0.59985 | 3 | 0.87872
32911 | 14.025 | 1 | 365 | 15.9674 | 0.13991 | 16 | 0.10729
28862 | 8.58 | 1 | 365 | 9.7683 | 0.66207 | 10 | 0.43034
28725 | 9.36 | 1 | 365 | 10.6563 | 0.44953 | 11 | 0.10583
28722 | 5.83 | 1 | 365 | 6.6374 | 0.36012 | 6 | 0.99754
28710 | 5.565 | 1 | 365 | 6.3357 | 0.75284 | 7 | 0.08856
28709 | 11.7 | 1 | 365 | 13.3204 | 0.81191 | 14 | 0.13228
28708 | 7.28 | 1 | 365 | 8.2882 | 0.68296 | 8 | 0.9712
28707 | 7.54 | 1 | 365 | 8.5842 | 0.27878 | 8 | 0.86303
28706 | 9.1 | 1 | 365 | 10.3603 | 0.85371 | 11 | 0.214
28705 | 7.02 | 1 | 365 | 7.9922 | 0.087144 | 8 | 0.079369
28703 | 5.2 | 1 | 365 | 5.9202 | 0.9164 | 6 | 0.83657
28697 | 11.985 | 1 | 365 | 13.6448 | 0.46502 | 14 | 0.10986
28696 | 15.08 | 1 | 365 | 17.1685 | 0.55757 | 17 | 0.72605
28695 | 9.36 | 1 | 365 | 10.6563 | 0.44953 | 11 | 0.10583
28693 | 7.28 | 1 | 365 | 8.2882 | 0.68296 | 8 | 0.9712
28690 | 14.04 | 1 | 365 | 15.9845 | 0.17429 | 16 | 0.15874
28689 | 9.36 | 1 | 365 | 10.6563 | 0.44953 | 11 | 0.10583
28692 | 12.74 | 1 | 365 | 14.5044 | 0.19519 | 14 | 0.6996
28704 | 6.76 | 1 | 365 | 7.6962 | 0.49132 | 8 | 0.18754
28595 | 9.36 | 1 | 365 | 10.6563 | 0.44953 | 11 | 0.10583
28596 | 3.38 | 1 | 365 | 3.8481 | 0.74566 | 4 | 0.59377
28638 | 4.94 | 1 | 365 | 5.6242 | 0.32058 | 5 | 0.94474
28578 | 6.76 | 1 | 365 | 7.6962 | 0.49132 | 8 | 0.18754
28674 | 10.4 | 1 | 365 | 11.8403 | 0.83281 | 12 | 0.67314
28675 | 7.54 | 1 | 365 | 8.5842 | 0.27878 | 8 | 0.86303
28676 | 8.32 | 1 | 365 | 9.4723 | 0.066245 | 9 | 0.53851
28679 | 13.26 | 1 | 365 | 15.0964 | 0.38683 | 15 | 0.48325
28701 | 13 | 1 | 365 | 14.8004 | 0.79101 | 15 | 0.59142
28786 | 4.68 | 1 | 365 | 5.3282 | 0.72476 | 6 | 0.052913
28792 | 5.865 | 1 | 365 | 6.6773 | 0.44033 | 7 | 0.11759
28789 | 8.58 | 1 | 365 | 9.7683 | 0.66207 | 10 | 0.43034
28797 | 9.945 | 1 | 365 | 11.3223 | 0.79012 | 12 | 0.11244
29767 | 9.18 | 1 | 365 | 10.4514 | 0.037035 | 10 | 0.48841
29775 | 11.7 | 1 | 365 | 13.3204 | 0.81191 | 14 | 0.13228
29777 | 4.16 | 1 | 365 | 4.7361 | 0.53312 | 5 | 0.26926
29779 | 2.6 | 1 | 365 | 2.9601 | 0.9582 | 3 | 0.91828
29781 | 4.94 | 1 | 365 | 5.6242 | 0.32058 | 5 | 0.94474
28796 | 9.275 | 1 | 365 | 10.5595 | 0.25474 | 10 | 0.81427
29785 | 9.275 | 1 | 365 | 10.5595 | 0.25474 | 10 | 0.81427
29786 | 4.68 | 1 | 365 | 5.3282 | 0.72476 | 6 | 0.052913
28801 | 10.4 | 1 | 365 | 11.8403 | 0.83281 | 12 | 0.67314
28806 | 6.76 | 1 | 365 | 7.6962 | 0.49132 | 8 | 0.18754
29798 | 2.08 | 1 | 365 | 2.3681 | 0.76656 | 3 | 0.13463
28810 | 8.84 | 1 | 365 | 10.0643 | 0.25789 | 10 | 0.32217
29804 | 5.72 | 1 | 365 | 6.5122 | 0.10804 | 6 | 0.62023
29810 | 2.6 | 1 | 365 | 2.9601 | 0.9582 | 3 | 0.91828
28813 | 3.64 | 1 | 365 | 4.1441 | 0.34148 | 4 | 0.4856
29813 | 10.07 | 1 | 365 | 11.4646 | 0.076573 | 11 | 0.5412
28818 | 9.18 | 1 | 365 | 10.4514 | 0.037035 | 10 | 0.48841
28820 | 3.825 | 1 | 365 | 4.3547 | 0.76543 | 5 | 0.12017
29818 | 13.77 | 1 | 365 | 15.6771 | 0.55555 | 16 | 0.23261
28829 | 6.48 | 1 | 365 | 7.3774 | 0.84967 | 8 | 0.22711
29824 | 3.9 | 1 | 365 | 4.4401 | 0.9373 | 5 | 0.37743
28831 | 11.96 | 1 | 365 | 13.6164 | 0.40773 | 14 | 0.024111
28833 | 2.6 | 1 | 365 | 2.9601 | 0.9582 | 3 | 0.91828
29826 | 4.42 | 1 | 365 | 5.0321 | 0.12894 | 5 | 0.16108
28841 | 10.4 | 1 | 365 | 11.8403 | 0.83281 | 12 | 0.67314
29827 | 5.46 | 1 | 365 | 6.2162 | 0.51222 | 6 | 0.7284
28839 | 4.16 | 1 | 365 | 4.7361 | 0.53312 | 5 | 0.26926
29873 | 4.94 | 1 | 365 | 5.6242 | 0.32058 | 5 | 0.94474
28840 | 8.84 | 1 | 365 | 10.0643 | 0.25789 | 10 | 0.32217
29883 | 5.72 | 1 | 365 | 6.5122 | 0.10804 | 6 | 0.62023
28861 | 8.06 | 1 | 365 | 9.1763 | 0.47042 | 9 | 0.64668
28859 | 5.72 | 1 | 365 | 6.5122 | 0.10804 | 6 | 0.62023
29888 | 7.95 | 1 | 365 | 9.051 | 0.21835 | 9 | 0.26937
29891 | 6.095 | 1 | 365 | 6.9391 | 0.9674 | 7 | 0.90652
28930 | 13.52 | 1 | 365 | 15.3924 | 0.98265 | 16 | 0.37508
28935 | 4.42 | 1 | 365 | 5.0321 | 0.12894 | 5 | 0.16108
29892 | 5.3 | 1 | 365 | 6.034 | 0.14556 | 6 | 0.17958
28949 | 7.54 | 1 | 365 | 8.5842 | 0.27878 | 8 | 0.86303
29896 | 9.88 | 1 | 365 | 11.2483 | 0.64117 | 11 | 0.88948
29900 | 4.42 | 1 | 365 | 5.0321 | 0.12894 | 5 | 0.16108
29904 | 7.02 | 1 | 365 | 7.9922 | 0.087144 | 8 | 0.079369
29906 | 5.98 | 1 | 365 | 6.8082 | 0.70386 | 7 | 0.51206
29907 | 3.38 | 1 | 365 | 3.8481 | 0.74566 | 4 | 0.59377
28969 | 6.24 | 1 | 365 | 7.1042 | 0.29968 | 7 | 0.40388
29930 | 7.8 | 1 | 365 | 8.8803 | 0.8746 | 9 | 0.75485
28990 | 9.88 | 1 | 365 | 11.2483 | 0.64117 | 11 | 0.88948
29929 | 10.455 | 1 | 365 | 11.903 | 0.95885 | 12 | 0.8618
28991 | 7.54 | 1 | 365 | 8.5842 | 0.27878 | 8 | 0.86303
29932 | 5.98 | 1 | 365 | 6.8082 | 0.70386 | 7 | 0.51206
29928 | 9.36 | 1 | 365 | 10.6563 | 0.44953 | 11 | 0.10583
28992 | 8.32 | 1 | 365 | 9.4723 | 0.066245 | 9 | 0.53851
29927 | 11.7 | 1 | 365 | 13.3204 | 0.81191 | 14 | 0.13228
28996 | 8.32 | 1 | 365 | 9.4723 | 0.066245 | 9 | 0.53851
29910 | 4.16 | 1 | 365 | 4.7361 | 0.53312 | 5 | 0.26926
29926 | 10.14 | 1 | 365 | 11.5443 | 0.23699 | 11 | 0.78131
29003 | 8.745 | 1 | 365 | 9.9561 | 0.040182 | 9 | 0.99631
29911 | 10.14 | 1 | 365 | 11.5443 | 0.23699 | 11 | 0.78131
29002 | 17.94 | 1 | 365 | 20.4246 | 0.11159 | 20 | 0.53617
29913 | 6.36 | 1 | 365 | 7.2408 | 0.57468 | 7 | 0.8155
29009 | 4.24 | 1 | 365 | 4.8272 | 0.71645 | 5 | 0.54366
29925 | 8.32 | 1 | 365 | 9.4723 | 0.066245 | 9 | 0.53851
29008 | 6.095 | 1 | 365 | 6.9391 | 0.9674 | 7 | 0.90652
29923 | 9.01 | 1 | 365 | 10.2578 | 0.64746 | 10 | 0.90529
29917 | 6.095 | 1 | 365 | 6.9391 | 0.9674 | 7 | 0.90652
29014 | 9.1 | 1 | 365 | 10.3603 | 0.85371 | 11 | 0.214
29015 | 6.5 | 1 | 365 | 7.4002 | 0.8955 | 8 | 0.29571
29914 | 8.32 | 1 | 365 | 9.4723 | 0.066245 | 9 | 0.53851
29915 | 7.385 | 1 | 365 | 8.4078 | 0.92358 | 9 | 0.33136
29018 | 11.7 | 1 | 365 | 13.3204 | 0.81191 | 14 | 0.13228
29916 | 5.98 | 1 | 365 | 6.8082 | 0.70386 | 7 | 0.51206
29020 | 7.155 | 1 | 365 | 8.1459 | 0.39651 | 8 | 0.54243
29922 | 8.215 | 1 | 365 | 9.3527 | 0.82563 | 10 | 0.17835
29025 | 9.36 | 1 | 365 | 10.6563 | 0.44953 | 11 | 0.10583
29934 | 6.24 | 1 | 365 | 7.1042 | 0.29968 | 7 | 0.40388
29027 | 8.215 | 1 | 365 | 9.3527 | 0.82563 | 10 | 0.17835
29933 | 4.68 | 1 | 365 | 5.3282 | 0.72476 | 6 | 0.052913
29919 | 9.275 | 1 | 365 | 10.5595 | 0.25474 | 10 | 0.81427
29028 | 5.72 | 1 | 365 | 6.5122 | 0.10804 | 6 | 0.62023
29029 | 8.215 | 1 | 365 | 9.3527 | 0.82563 | 10 | 0.17835
29032 | 7.02 | 1 | 365 | 7.9922 | 0.087144 | 8 | 0.079369
29935 | 11.44 | 1 | 365 | 13.0244 | 0.21609 | 13 | 0.24045
29035 | 8.925 | 1 | 365 | 10.1611 | 0.45267 | 10 | 0.61373
29941 | 5.94 | 1 | 365 | 6.7627 | 0.6122 | 7 | 0.37485
29033 | 2.6 | 1 | 365 | 2.9601 | 0.9582 | 3 | 0.91828
29037 | 6.5 | 1 | 365 | 7.4002 | 0.8955 | 8 | 0.29571
29036 | 8.84 | 1 | 365 | 10.0643 | 0.25789 | 10 | 0.32217
29944 | 2.08 | 1 | 365 | 2.3681 | 0.76656 | 3 | 0.13463
29041 | 3.12 | 1 | 365 | 3.5521 | 0.14984 | 3 | 0.70194
29043 | 4.16 | 1 | 365 | 4.7361 | 0.53312 | 5 | 0.26926
29045 | 5.72 | 1 | 365 | 6.5122 | 0.10804 | 6 | 0.62023
29945 | 7.28 | 1 | 365 | 8.2882 | 0.68296 | 8 | 0.9712
29946 | 2.6 | 1 | 365 | 2.9601 | 0.9582 | 3 | 0.91828
29049 | 13 | 1 | 365 | 14.8004 | 0.79101 | 15 | 0.59142
29947 | 12.74 | 1 | 365 | 14.5044 | 0.19519 | 14 | 0.6996
29060 | 8.06 | 1 | 365 | 9.1763 | 0.47042 | 9 | 0.64668
29059 | 4.24 | 1 | 365 | 4.8272 | 0.71645 | 5 | 0.54366
29948 | 8 | 1 | 365 | 9.1079 | 0.33293 | 9 | 0.44088
29065 | 4.42 | 1 | 365 | 5.0321 | 0.12894 | 5 | 0.16108
29064 | 12.48 | 1 | 365 | 14.2084 | 0.59937 | 14 | 0.80777
29949 | 4.68 | 1 | 365 | 5.3282 | 0.72476 | 6 | 0.052913
29950 | 7.8 | 1 | 365 | 8.8803 | 0.8746 | 9 | 0.75485
29951 | 12.455 | 1 | 365 | 14.1799 | 0.54208 | 14 | 0.72202
29952 | 4.68 | 1 | 365 | 5.3282 | 0.72476 | 6 | 0.052913
29953 | 12.22 | 1 | 365 | 13.9124 | 0.0035475 | 13 | 0.91594
29068 | 8.84 | 1 | 365 | 10.0643 | 0.25789 | 10 | 0.32217
29958 | 3.9 | 1 | 365 | 4.4401 | 0.9373 | 5 | 0.37743
29069 | 7.905 | 1 | 365 | 8.9998 | 0.11522 | 9 | 0.11502
29959 | 7.02 | 1 | 365 | 7.9922 | 0.087144 | 8 | 0.079369
29961 | 14.045 | 1 | 365 | 15.9901 | 0.18575 | 16 | 0.17589
29071 | 5.83 | 1 | 365 | 6.6374 | 0.36012 | 6 | 0.99754
29963 | 4.16 | 1 | 365 | 4.7361 | 0.53312 | 5 | 0.26926
29073 | 11.22 | 1 | 365 | 12.7739 | 0.71193 | 13 | 0.48583
29966 | 9.18 | 1 | 365 | 10.4514 | 0.037035 | 10 | 0.48841
29072 | 11.96 | 1 | 365 | 13.6164 | 0.40773 | 14 | 0.024111
29967 | 13.78 | 1 | 365 | 15.6884 | 0.57847 | 16 | 0.26691
29074 | 3.12 | 1 | 365 | 3.5521 | 0.14984 | 3 | 0.70194
29968 | 12.72 | 1 | 365 | 14.4816 | 0.14936 | 14 | 0.63099
29076 | 9.1 | 1 | 365 | 10.3603 | 0.85371 | 11 | 0.214
29079 | 10.14 | 1 | 365 | 11.5443 | 0.23699 | 11 | 0.78131
29969 | 9.88 | 1 | 365 | 11.2483 | 0.64117 | 11 | 0.88948
29082 | 7.28 | 1 | 365 | 8.2882 | 0.68296 | 8 | 0.9712
29083 | 8.215 | 1 | 365 | 9.3527 | 0.82563 | 10 | 0.17835
29971 | 2.805 | 1 | 365 | 3.1935 | 0.42798 | 3 | 0.62146
29084 | 8.58 | 1 | 365 | 9.7683 | 0.66207 | 10 | 0.43034
29972 | 4.16 | 1 | 365 | 4.7361 | 0.53312 | 5 | 0.26926
29086 | 8.215 | 1 | 365 | 9.3527 | 0.82563 | 10 | 0.17835
29975 | 9.9 | 1 | 365 | 11.2711 | 0.687 | 11 | 0.95809
30006 | 5.2 | 1 | 365 | 5.9202 | 0.9164 | 6 | 0.83657
29976 | 14.04 | 1 | 365 | 15.9845 | 0.17429 | 16 | 0.15874
30007 | 6.36 | 1 | 365 | 7.2408 | 0.57468 | 7 | 0.8155
29977 | 8.06 | 1 | 365 | 9.1763 | 0.47042 | 9 | 0.64668
30009 | 3.315 | 1 | 365 | 3.7741 | 0.59671 | 4 | 0.37081
30010 | 7.685 | 1 | 365 | 8.7493 | 0.61107 | 9 | 0.36039
30011 | 5.035 | 1 | 365 | 5.7323 | 0.53829 | 6 | 0.2706
30014 | 8.58 | 1 | 365 | 9.7683 | 0.66207 | 10 | 0.43034
30013 | 11.18 | 1 | 365 | 12.7284 | 0.62027 | 13 | 0.34863
30015 | 10.4 | 1 | 365 | 11.8403 | 0.83281 | 12 | 0.67314
30016 | 7.8 | 1 | 365 | 8.8803 | 0.8746 | 9 | 0.75485
30018 | 10.92 | 1 | 365 | 12.4324 | 0.024447 | 12 | 0.4568
29979 | 12.72 | 1 | 365 | 14.4816 | 0.14936 | 14 | 0.63099
29980 | 11.7 | 1 | 365 | 13.3204 | 0.81191 | 14 | 0.13228
29981 | 5.1 | 1 | 365 | 5.8063 | 0.68724 | 6 | 0.49356
29982 | 6.89 | 1 | 365 | 7.8442 | 0.78923 | 8 | 0.63346
29983 | 5.2 | 1 | 365 | 5.9202 | 0.9164 | 6 | 0.83657
30020 | 4.68 | 1 | 365 | 5.3282 | 0.72476 | 6 | 0.052913
29984 | 13.52 | 1 | 365 | 15.3924 | 0.98265 | 16 | 0.37508
29985 | 6.12 | 1 | 365 | 6.9676 | 0.02469 | 6 | 0.99227
29986 | 3.9 | 1 | 365 | 4.4401 | 0.9373 | 5 | 0.37743
30134 | 10.14 | 1 | 365 | 11.5443 | 0.23699 | 11 | 0.78131
30024 | 7.02 | 1 | 365 | 7.9922 | 0.087144 | 8 | 0.079369
30132 | 6.24 | 1 | 365 | 7.1042 | 0.29968 | 7 | 0.40388
30136 | 4.16 | 1 | 365 | 4.7361 | 0.53312 | 5 | 0.26926
30023 | 10.14 | 1 | 365 | 11.5443 | 0.23699 | 11 | 0.78131
30135 | 10.2 | 1 | 365 | 11.6126 | 0.37448 | 11 | 0.98712
30139 | 13.52 | 1 | 365 | 15.3924 | 0.98265 | 16 | 0.37508
30026 | 11.44 | 1 | 365 | 13.0244 | 0.21609 | 13 | 0.24045
30140 | 4.16 | 1 | 365 | 4.7361 | 0.53312 | 5 | 0.26926
30141 | 12.22 | 1 | 365 | 13.9124 | 0.0035475 | 13 | 0.91594
30021 | 7.54 | 1 | 365 | 8.5842 | 0.27878 | 8 | 0.86303
30029 | 4.24 | 1 | 365 | 4.8272 | 0.71645 | 5 | 0.54366
30137 | 3.9 | 1 | 365 | 4.4401 | 0.9373 | 5 | 0.37743
29987 | 2.86 | 1 | 365 | 3.2561 | 0.55402 | 3 | 0.81011
30027 | 2.86 | 1 | 365 | 3.2561 | 0.55402 | 3 | 0.81011
29988 | 6.5 | 1 | 365 | 7.4002 | 0.8955 | 8 | 0.29571
30143 | 6.24 | 1 | 365 | 7.1042 | 0.29968 | 7 | 0.40388
30028 | 12.74 | 1 | 365 | 14.5044 | 0.19519 | 14 | 0.6996
30144 | 11.18 | 1 | 365 | 12.7284 | 0.62027 | 13 | 0.34863
30030 | 10.66 | 1 | 365 | 12.1363 | 0.42863 | 12 | 0.56497
30147 | 9.1 | 1 | 365 | 10.3603 | 0.85371 | 11 | 0.214
30149 | 4.42 | 1 | 365 | 5.0321 | 0.12894 | 5 | 0.16108
30151 | 6.24 | 1 | 365 | 7.1042 | 0.29968 | 7 | 0.40388
30152 | 5.72 | 1 | 365 | 6.5122 | 0.10804 | 6 | 0.62023
30150 | 7.395 | 1 | 365 | 8.4192 | 0.9465 | 9 | 0.36566
30153 | 5.98 | 1 | 365 | 6.8082 | 0.70386 | 7 | 0.51206
30155 | 2.7 | 1 | 365 | 3.0739 | 0.18736 | 3 | 0.2613
30156 | 6.625 | 1 | 365 | 7.5425 | 0.18196 | 7 | 0.72448
29989 | 5.72 | 1 | 365 | 6.5122 | 0.10804 | 6 | 0.62023
29990 | 5.98 | 1 | 365 | 6.8082 | 0.70386 | 7 | 0.51206
30157 | 7.02 | 1 | 365 | 7.9922 | 0.087144 | 8 | 0.079369
29991 | 2.08 | 1 | 365 | 2.3681 | 0.76656 | 3 | 0.13463
30158 | 8.58 | 1 | 365 | 9.7683 | 0.66207 | 10 | 0.43034
29992 | 3.38 | 1 | 365 | 3.8481 | 0.74566 | 4 | 0.59377
29993 | 9.1 | 1 | 365 | 10.3603 | 0.85371 | 11 | 0.214
30159 | 4.94 | 1 | 365 | 5.6242 | 0.32058 | 5 | 0.94474
30160 | 5.98 | 1 | 365 | 6.8082 | 0.70386 | 7 | 0.51206
29994 | 5.98 | 1 | 365 | 6.8082 | 0.70386 | 7 | 0.51206
30161 | 6.24 | 1 | 365 | 7.1042 | 0.29968 | 7 | 0.40388
30162 | 5.2 | 1 | 365 | 5.9202 | 0.9164 | 6 | 0.83657
30163 | 5.46 | 1 | 365 | 6.2162 | 0.51222 | 6 | 0.7284
29995 | 5.72 | 1 | 365 | 6.5122 | 0.10804 | 6 | 0.62023
30164 | 6.5 | 1 | 365 | 7.4002 | 0.8955 | 8 | 0.29571
30166 | 9.88 | 1 | 365 | 11.2483 | 0.64117 | 11 | 0.88948
30167 | 6.24 | 1 | 365 | 7.1042 | 0.29968 | 7 | 0.40388
30168 | 8.84 | 1 | 365 | 10.0643 | 0.25789 | 10 | 0.32217
30171 | 5.2 | 1 | 365 | 5.9202 | 0.9164 | 6 | 0.83657
30172 | 8.58 | 1 | 365 | 9.7683 | 0.66207 | 10 | 0.43034
29996 | 14.04 | 1 | 365 | 15.9845 | 0.17429 | 16 | 0.15874
29997 | 10.92 | 1 | 365 | 12.4324 | 0.024447 | 12 | 0.4568
29998 | 8.32 | 1 | 365 | 9.4723 | 0.066245 | 9 | 0.53851
29999 | 8.925 | 1 | 365 | 10.1611 | 0.45267 | 10 | 0.61373
30000 | 10.14 | 1 | 365 | 11.5443 | 0.23699 | 11 | 0.78131
30001 | 8.32 | 1 | 365 | 9.4723 | 0.066245 | 9 | 0.53851
30003 | 10.4 | 1 | 365 | 11.8403 | 0.83281 | 12 | 0.67314
30196 | 5.61 | 1 | 365 | 6.3869 | 0.85597 | 7 | 0.24291
30195 | 11.66 | 1 | 365 | 13.2748 | 0.72024 | 13 | 0.99508
30194 | 7.685 | 1 | 365 | 8.7493 | 0.61107 | 9 | 0.36039
30198 | 5.2 | 1 | 365 | 5.9202 | 0.9164 | 6 | 0.83657
30199 | 5.72 | 1 | 365 | 6.5122 | 0.10804 | 6 | 0.62023
30197 | 6.5 | 1 | 365 | 7.4002 | 0.8955 | 8 | 0.29571
30200 | 7.02 | 1 | 365 | 7.9922 | 0.087144 | 8 | 0.079369
30203 | 8.84 | 1 | 365 | 10.0643 | 0.25789 | 10 | 0.32217
30202 | 7.95 | 1 | 365 | 9.051 | 0.21835 | 9 | 0.26937
30207 | 5.83 | 1 | 365 | 6.6374 | 0.36012 | 6 | 0.99754
30212 | 8.58 | 1 | 365 | 9.7683 | 0.66207 | 10 | 0.43034
30213 | 6.12 | 1 | 365 | 6.9676 | 0.02469 | 6 | 0.99227
30206 | 3.12 | 1 | 365 | 3.5521 | 0.14984 | 3 | 0.70194
30217 | 14.04 | 1 | 365 | 15.9845 | 0.17429 | 16 | 0.15874
30219 | 8.32 | 1 | 365 | 9.4723 | 0.066245 | 9 | 0.53851
30221 | 4.24 | 1 | 365 | 4.8272 | 0.71645 | 5 | 0.54366
30222 | 4.94 | 1 | 365 | 5.6242 | 0.32058 | 5 | 0.94474
30224 | 3.64 | 1 | 365 | 4.1441 | 0.34148 | 4 | 0.4856
30228 | 4.16 | 1 | 365 | 4.7361 | 0.53312 | 5 | 0.26926
30233 | 6.76 | 1 | 365 | 7.6962 | 0.49132 | 8 | 0.18754
30034 | 5.46 | 1 | 365 | 6.2162 | 0.51222 | 6 | 0.7284
30031 | 4.16 | 1 | 365 | 4.7361 | 0.53312 | 5 | 0.26926
30230 | 7.28 | 1 | 365 | 8.2882 | 0.68296 | 8 | 0.9712
30033 | 2.08 | 1 | 365 | 2.3681 | 0.76656 | 3 | 0.13463
30036 | 5.2 | 1 | 365 | 5.9202 | 0.9164 | 6 | 0.83657
30234 | 4.505 | 1 | 365 | 5.1289 | 0.32373 | 5 | 0.45264
30035 | 9.36 | 1 | 365 | 10.6563 | 0.44953 | 11 | 0.10583
30038 | 9.805 | 1 | 365 | 11.1629 | 0.46929 | 11 | 0.63222
30204 | 9.805 | 1 | 365 | 11.1629 | 0.46929 | 11 | 0.63222
30040 | 5.72 | 1 | 365 | 6.5122 | 0.10804 | 6 | 0.62023
30231 | 6.24 | 1 | 365 | 7.1042 | 0.29968 | 7 | 0.40388
30037 | 5.72 | 1 | 365 | 6.5122 | 0.10804 | 6 | 0.62023
30235 | 5.72 | 1 | 365 | 6.5122 | 0.10804 | 6 | 0.62023
30239 | 5.98 | 1 | 365 | 6.8082 | 0.70386 | 7 | 0.51206
30041 | 14.04 | 1 | 365 | 15.9845 | 0.17429 | 16 | 0.15874
30039 | 5.46 | 1 | 365 | 6.2162 | 0.51222 | 6 | 0.7284
30238 | 9.1 | 1 | 365 | 10.3603 | 0.85371 | 11 | 0.214
30044 | 9.1 | 1 | 365 | 10.3603 | 0.85371 | 11 | 0.214
30243 | 7.8 | 1 | 365 | 8.8803 | 0.8746 | 9 | 0.75485
30042 | 8.48 | 1 | 365 | 9.6544 | 0.4329 | 10 | 0.087329
30241 | 4.42 | 1 | 365 | 5.0321 | 0.12894 | 5 | 0.16108
30244 | 7.54 | 1 | 365 | 8.5842 | 0.27878 | 8 | 0.86303
30043 | 2.34 | 1 | 365 | 2.6641 | 0.36238 | 3 | 0.026456
30045 | 7.02 | 1 | 365 | 7.9922 | 0.087144 | 8 | 0.079369
30245 | 6.5 | 1 | 365 | 7.4002 | 0.8955 | 8 | 0.29571
30246 | 5.565 | 1 | 365 | 6.3357 | 0.75284 | 7 | 0.08856
30046 | 6.5 | 1 | 365 | 7.4002 | 0.8955 | 8 | 0.29571
30047 | 2.6 | 1 | 365 | 2.9601 | 0.9582 | 3 | 0.91828
30050 | 5.72 | 1 | 365 | 6.5122 | 0.10804 | 6 | 0.62023
30048 | 6.24 | 1 | 365 | 7.1042 | 0.29968 | 7 | 0.40388
30049 | 7.02 | 1 | 365 | 7.9922 | 0.087144 | 8 | 0.079369
30053 | 9.275 | 1 | 365 | 10.5595 | 0.25474 | 10 | 0.81427
30051 | 7.54 | 1 | 365 | 8.5842 | 0.27878 | 8 | 0.86303
30054 | 7.28 | 1 | 365 | 8.2882 | 0.68296 | 8 | 0.9712
30055 | 7.28 | 1 | 365 | 8.2882 | 0.68296 | 8 | 0.9712
30060 | 6.625 | 1 | 365 | 7.5425 | 0.18196 | 7 | 0.72448
30058 | 11.44 | 1 | 365 | 13.0244 | 0.21609 | 13 | 0.24045
30061 | 9.945 | 1 | 365 | 11.3223 | 0.79012 | 12 | 0.11244
30064 | 5.2 | 1 | 365 | 5.9202 | 0.9164 | 6 | 0.83657
30066 | 11.96 | 1 | 365 | 13.6164 | 0.40773 | 14 | 0.024111
30063 | 6.24 | 1 | 365 | 7.1042 | 0.29968 | 7 | 0.40388
30067 | 5.565 | 1 | 365 | 6.3357 | 0.75284 | 7 | 0.08856
30072 | 6.5 | 1 | 365 | 7.4002 | 0.8955 | 8 | 0.29571
30069 | 6.76 | 1 | 365 | 7.6962 | 0.49132 | 8 | 0.18754
30074 | 8.84 | 1 | 365 | 10.0643 | 0.25789 | 10 | 0.32217
30076 | 6.5 | 1 | 365 | 7.4002 | 0.8955 | 8 | 0.29571
30075 | 2.08 | 1 | 365 | 2.3681 | 0.76656 | 3 | 0.13463
30079 | 6.625 | 1 | 365 | 7.5425 | 0.18196 | 7 | 0.72448
30078 | 6.89 | 1 | 365 | 7.8442 | 0.78923 | 8 | 0.63346
30080 | 9.62 | 1 | 365 | 10.9523 | 0.045346 | 10 | 0.99765
30083 | 4.24 | 1 | 365 | 4.8272 | 0.71645 | 5 | 0.54366
30081 | 8.215 | 1 | 365 | 9.3527 | 0.82563 | 10 | 0.17835
30084 | 3.64 | 1 | 365 | 4.1441 | 0.34148 | 4 | 0.4856
30082 | 4.68 | 1 | 365 | 5.3282 | 0.72476 | 6 | 0.052913
30086 | 4.68 | 1 | 365 | 5.3282 | 0.72476 | 6 | 0.052913
30085 | 7.95 | 1 | 365 | 9.051 | 0.21835 | 9 | 0.26937
30087 | 7.8 | 1 | 365 | 8.8803 | 0.8746 | 9 | 0.75485
30088 | 5.46 | 1 | 365 | 6.2162 | 0.51222 | 6 | 0.7284
30090 | 3.12 | 1 | 365 | 3.5521 | 0.14984 | 3 | 0.70194
30093 | 7.54 | 1 | 365 | 8.5842 | 0.27878 | 8 | 0.86303
30092 | 7.8 | 1 | 365 | 8.8803 | 0.8746 | 9 | 0.75485
30095 | 2.6 | 1 | 365 | 2.9601 | 0.9582 | 3 | 0.91828
30094 | 6.24 | 1 | 365 | 7.1042 | 0.29968 | 7 | 0.40388
30097 | 5.46 | 1 | 365 | 6.2162 | 0.51222 | 6 | 0.7284
30100 | 10.14 | 1 | 365 | 11.5443 | 0.23699 | 11 | 0.78131
30096 | 4.68 | 1 | 365 | 5.3282 | 0.72476 | 6 | 0.052913
30099 | 11.96 | 1 | 365 | 13.6164 | 0.40773 | 14 | 0.024111
30102 | 6.095 | 1 | 365 | 6.9391 | 0.9674 | 7 | 0.90652
30104 | 8.32 | 1 | 365 | 9.4723 | 0.066245 | 9 | 0.53851
30105 | 5.3 | 1 | 365 | 6.034 | 0.14556 | 6 | 0.17958
30106 | 9.54 | 1 | 365 | 10.8612 | 0.86202 | 11 | 0.72325
30250 | 5.98 | 1 | 365 | 6.8082 | 0.70386 | 7 | 0.51206
30251 | 3.57 | 1 | 365 | 4.0644 | 0.18107 | 4 | 0.24549
30252 | 2.385 | 1 | 365 | 2.7153 | 0.4655 | 3 | 0.18081
30253 | 3.12 | 1 | 365 | 3.5521 | 0.14984 | 3 | 0.70194
30254 | 3.9 | 1 | 365 | 4.4401 | 0.9373 | 5 | 0.37743
30236 | 9.435 | 1 | 365 | 10.7417 | 0.6214 | 11 | 0.36308
30214 | 7.54 | 1 | 365 | 8.5842 | 0.27878 | 8 | 0.86303
30107 | 8.84 | 1 | 365 | 10.0643 | 0.25789 | 10 | 0.32217
30108 | 3.71 | 1 | 365 | 4.2238 | 0.5019 | 4 | 0.72571
30192 | 8.58 | 1 | 365 | 9.7683 | 0.66207 | 10 | 0.43034
30109 | 4.42 | 1 | 365 | 5.0321 | 0.12894 | 5 | 0.16108
30215 | 5.46 | 1 | 365 | 6.2162 | 0.51222 | 6 | 0.7284
30111 | 7.42 | 1 | 365 | 8.4476 | 0.0037907 | 8 | 0.45141
30112 | 10.92 | 1 | 365 | 12.4324 | 0.024447 | 12 | 0.4568
30114 | 4.68 | 1 | 365 | 5.3282 | 0.72476 | 6 | 0.052913
30223 | 9.945 | 1 | 365 | 11.3223 | 0.79012 | 12 | 0.11244
30117 | 8.84 | 1 | 365 | 10.0643 | 0.25789 | 10 | 0.32217
30185 | 4.42 | 1 | 365 | 5.0321 | 0.12894 | 5 | 0.16108
30118 | 14.04 | 1 | 365 | 15.9845 | 0.17429 | 16 | 0.15874
30119 | 3.12 | 1 | 365 | 3.5521 | 0.14984 | 3 | 0.70194
30220 | 4.42 | 1 | 365 | 5.0321 | 0.12894 | 5 | 0.16108
30120 | 12.22 | 1 | 365 | 13.9124 | 0.0035475 | 13 | 0.91594
30232 | 10.335 | 1 | 365 | 11.7663 | 0.68385 | 12 | 0.45018
30103 | 9.88 | 1 | 365 | 11.2483 | 0.64117 | 11 | 0.88948
30127 | 3.12 | 1 | 365 | 3.5521 | 0.14984 | 3 | 0.70194
30242 | 11.66 | 1 | 365 | 13.2748 | 0.72024 | 13 | 0.99508
30266 | 9.62 | 1 | 365 | 10.9523 | 0.045346 | 10 | 0.99765
30174 | 7.54 | 1 | 365 | 8.5842 | 0.27878 | 8 | 0.86303
30262 | 8.06 | 1 | 365 | 9.1763 | 0.47042 | 9 | 0.64668
30176 | 6.76 | 1 | 365 | 7.6962 | 0.49132 | 8 | 0.18754
30175 | 7.54 | 1 | 365 | 8.5842 | 0.27878 | 8 | 0.86303
30265 | 6.24 | 1 | 365 | 7.1042 | 0.29968 | 7 | 0.40388
30179 | 9.62 | 1 | 365 | 10.9523 | 0.045346 | 10 | 0.99765
30263 | 4.42 | 1 | 365 | 5.0321 | 0.12894 | 5 | 0.16108
30180 | 8.745 | 1 | 365 | 9.9561 | 0.040182 | 9 | 0.99631
30255 | 9.1 | 1 | 365 | 10.3603 | 0.85371 | 11 | 0.214
30267 | 5.46 | 1 | 365 | 6.2162 | 0.51222 | 6 | 0.7284
30183 | 5.72 | 1 | 365 | 6.5122 | 0.10804 | 6 | 0.62023
30270 | 6.89 | 1 | 365 | 7.8442 | 0.78923 | 8 | 0.63346
30184 | 4.16 | 1 | 365 | 4.7361 | 0.53312 | 5 | 0.26926
30182 | 8.16 | 1 | 365 | 9.2901 | 0.69959 | 9 | 0.98969
30268 | 5.98 | 1 | 365 | 6.8082 | 0.70386 | 7 | 0.51206
30186 | 5.46 | 1 | 365 | 6.2162 | 0.51222 | 6 | 0.7284
30275 | 5.72 | 1 | 365 | 6.5122 | 0.10804 | 6 | 0.62023
30187 | 4.94 | 1 | 365 | 5.6242 | 0.32058 | 5 | 0.94474
30279 | 10.14 | 1 | 365 | 11.5443 | 0.23699 | 11 | 0.78131
30191 | 8.415 | 1 | 365 | 9.5804 | 0.28395 | 9 | 0.86437
30276 | 9.1 | 1 | 365 | 10.3603 | 0.85371 | 11 | 0.214
30190 | 8.32 | 1 | 365 | 9.4723 | 0.066245 | 9 | 0.53851
30272 | 7.02 | 1 | 365 | 7.9922 | 0.087144 | 8 | 0.079369
30189 | 11.18 | 1 | 365 | 12.7284 | 0.62027 | 13 | 0.34863
30278 | 5.2 | 1 | 365 | 5.9202 | 0.9164 | 6 | 0.83657
30282 | 10.4 | 1 | 365 | 11.8403 | 0.83281 | 12 | 0.67314
30193 | 9.1 | 1 | 365 | 10.3603 | 0.85371 | 11 | 0.214
30280 | 6.24 | 1 | 365 | 7.1042 | 0.29968 | 7 | 0.40388
30281 | 8.32 | 1 | 365 | 9.4723 | 0.066245 | 9 | 0.53851
30294 | 7.28 | 1 | 365 | 8.2882 | 0.68296 | 8 | 0.9712
30286 | 2.915 | 1 | 365 | 3.3187 | 0.68006 | 3 | 0.99877
30292 | 9.275 | 1 | 365 | 10.5595 | 0.25474 | 10 | 0.81427
30297 | 11.395 | 1 | 365 | 12.9731 | 0.11296 | 13 | 0.086099
30304 | 3.9 | 1 | 365 | 4.4401 | 0.9373 | 5 | 0.37743
30306 | 7.95 | 1 | 365 | 9.051 | 0.21835 | 9 | 0.26937
30299 | 5.98 | 1 | 365 | 6.8082 | 0.70386 | 7 | 0.51206
30308 | 8.48 | 1 | 365 | 9.6544 | 0.4329 | 10 | 0.087329
30316 | 10.92 | 1 | 365 | 12.4324 | 0.024447 | 12 | 0.4568
30309 | 11.7 | 1 | 365 | 13.3204 | 0.81191 | 14 | 0.13228
30320 | 14.04 | 1 | 365 | 15.9845 | 0.17429 | 16 | 0.15874
30319 | 4.68 | 1 | 365 | 5.3282 | 0.72476 | 6 | 0.052913
30307 | 10.4 | 1 | 365 | 11.8403 | 0.83281 | 12 | 0.67314
30322 | 2.86 | 1 | 365 | 3.2561 | 0.55402 | 3 | 0.81011
30311 | 5.46 | 1 | 365 | 6.2162 | 0.51222 | 6 | 0.7284
30303 | 11.18 | 1 | 365 | 12.7284 | 0.62027 | 13 | 0.34863
30329 | 5.72 | 1 | 365 | 6.5122 | 0.10804 | 6 | 0.62023
30313 | 7.8 | 1 | 365 | 8.8803 | 0.8746 | 9 | 0.75485
30327 | 4.845 | 1 | 365 | 5.516 | 0.10288 | 5 | 0.61888
30312 | 13.78 | 1 | 365 | 15.6884 | 0.57847 | 16 | 0.26691
30332 | 11.18 | 1 | 365 | 12.7284 | 0.62027 | 13 | 0.34863
30323 | 7.02 | 1 | 365 | 7.9922 | 0.087144 | 8 | 0.079369
30334 | 4.94 | 1 | 365 | 5.6242 | 0.32058 | 5 | 0.94474
30277 | 3.12 | 1 | 365 | 3.5521 | 0.14984 | 3 | 0.70194
30340 | 8.58 | 1 | 365 | 9.7683 | 0.66207 | 10 | 0.43034
30345 | 8.32 | 1 | 365 | 9.4723 | 0.066245 | 9 | 0.53851
30330 | 4.68 | 1 | 365 | 5.3282 | 0.72476 | 6 | 0.052913
30685 | 5.98 | 1 | 365 | 6.8082 | 0.70386 | 7 | 0.51206
30690 | 3.445 | 1 | 365 | 3.9221 | 0.89462 | 4 | 0.81673
30305 | 7.8 | 1 | 365 | 8.8803 | 0.8746 | 9 | 0.75485
30743 | 3.12 | 1 | 365 | 3.5521 | 0.14984 | 3 | 0.70194
30358 | 10.07 | 1 | 365 | 11.4646 | 0.076573 | 11 | 0.5412
30360 | 5.2 | 1 | 365 | 5.9202 | 0.9164 | 6 | 0.83657
30362 | 10.92 | 1 | 365 | 12.4324 | 0.024447 | 12 | 0.4568
30747 | 10.4 | 1 | 365 | 11.8403 | 0.83281 | 12 | 0.67314
30364 | 7.28 | 1 | 365 | 8.2882 | 0.68296 | 8 | 0.9712
30752 | 5.3 | 1 | 365 | 6.034 | 0.14556 | 6 | 0.17958
30759 | 5.46 | 1 | 365 | 6.2162 | 0.51222 | 6 | 0.7284
30768 | 9.36 | 1 | 365 | 10.6563 | 0.44953 | 11 | 0.10583
30767 | 4.42 | 1 | 365 | 5.0321 | 0.12894 | 5 | 0.16108
30774 | 11.7 | 1 | 365 | 13.3204 | 0.81191 | 14 | 0.13228
30367 | 5.565 | 1 | 365 | 6.3357 | 0.75284 | 7 | 0.08856
30368 | 6.76 | 1 | 365 | 7.6962 | 0.49132 | 8 | 0.18754
30226 | 7.28 | 1 | 365 | 8.2882 | 0.68296 | 8 | 0.9712
30776 | 7.8 | 1 | 365 | 8.8803 | 0.8746 | 9 | 0.75485
30764 | 4.68 | 1 | 365 | 5.3282 | 0.72476 | 6 | 0.052913
30377 | 5.46 | 1 | 365 | 6.2162 | 0.51222 | 6 | 0.7284
30687 | 6.76 | 1 | 365 | 7.6962 | 0.49132 | 8 | 0.18754
30374 | 5.83 | 1 | 365 | 6.6374 | 0.36012 | 6 | 0.99754
29884 | 7.28 | 1 | 365 | 8.2882 | 0.68296 | 8 | 0.9712
30344 | 10.4 | 1 | 365 | 11.8403 | 0.83281 | 12 | 0.67314
29776 | 8.32 | 1 | 365 | 9.4723 | 0.066245 | 9 | 0.53851
30786 | 3.12 | 1 | 365 | 3.5521 | 0.14984 | 3 | 0.70194
30380 | 5.98 | 1 | 365 | 6.8082 | 0.70386 | 7 | 0.51206
30782 | 7.8 | 1 | 365 | 8.8803 | 0.8746 | 9 | 0.75485
29758 | 9.36 | 1 | 365 | 10.6563 | 0.44953 | 11 | 0.10583
30790 | 2.805 | 1 | 365 | 3.1935 | 0.42798 | 3 | 0.62146
29731 | 4.335 | 1 | 365 | 4.9354 | 0.93416 | 5 | 0.86953
29719 | 9.88 | 1 | 365 | 11.2483 | 0.64117 | 11 | 0.88948
29635 | 3.315 | 1 | 365 | 3.7741 | 0.59671 | 4 | 0.37081
29624 | 2.86 | 1 | 365 | 3.2561 | 0.55402 | 3 | 0.81011
30800 | 4.68 | 1 | 365 | 5.3282 | 0.72476 | 6 | 0.052913
30805 | 4.16 | 1 | 365 | 4.7361 | 0.53312 | 5 | 0.26926
30017 | 4.68 | 1 | 365 | 5.3282 | 0.72476 | 6 | 0.052913
30815 | 6.24 | 1 | 365 | 7.1042 | 0.29968 | 7 | 0.40388
28677 | 7.28 | 1 | 365 | 8.2882 | 0.68296 | 8 | 0.9712
30817 | 7.02 | 1 | 365 | 7.9922 | 0.087144 | 8 | 0.079369
30819 | 6.12 | 1 | 365 | 6.9676 | 0.02469 | 6 | 0.99227
30820 | 4.24 | 1 | 365 | 4.8272 | 0.71645 | 5 | 0.54366
29606 | 9.62 | 1 | 365 | 10.9523 | 0.045346 | 10 | 0.99765
29217 | 9.88 | 1 | 365 | 11.2483 | 0.64117 | 11 | 0.88948
30835 | 7.95 | 1 | 365 | 9.051 | 0.21835 | 9 | 0.26937
30636 | 11.18 | 1 | 365 | 12.7284 | 0.62027 | 13 | 0.34863
30921 | 9.275 | 1 | 365 | 10.5595 | 0.25474 | 10 | 0.81427
30851 | 13.78 | 1 | 365 | 15.6884 | 0.57847 | 16 | 0.26691
30922 | 4.16 | 1 | 365 | 4.7361 | 0.53312 | 5 | 0.26926
30864 | 5.72 | 1 | 365 | 6.5122 | 0.10804 | 6 | 0.62023
30924 | 7.8 | 1 | 365 | 8.8803 | 0.8746 | 9 | 0.75485
30863 | 2.08 | 1 | 365 | 2.3681 | 0.76656 | 3 | 0.13463
30927 | 7.28 | 1 | 365 | 8.2882 | 0.68296 | 8 | 0.9712
30929 | 6.5 | 1 | 365 | 7.4002 | 0.8955 | 8 | 0.29571
30873 | 10.07 | 1 | 365 | 11.4646 | 0.076573 | 11 | 0.5412
30875 | 5.98 | 1 | 365 | 6.8082 | 0.70386 | 7 | 0.51206
30879 | 5.98 | 1 | 365 | 6.8082 | 0.70386 | 7 | 0.51206
30930 | 6.24 | 1 | 365 | 7.1042 | 0.29968 | 7 | 0.40388
30878 | 8.48 | 1 | 365 | 9.6544 | 0.4329 | 10 | 0.087329
30935 | 3.78 | 1 | 365 | 4.3035 | 0.66231 | 4 | 0.96581
30884 | 4.16 | 1 | 365 | 4.7361 | 0.53312 | 5 | 0.26926
30936 | 11.44 | 1 | 365 | 13.0244 | 0.21609 | 13 | 0.24045
30943 | 7.54 | 1 | 365 | 8.5842 | 0.27878 | 8 | 0.86303
30941 | 6.24 | 1 | 365 | 7.1042 | 0.29968 | 7 | 0.40388
30888 | 5.2 | 1 | 365 | 5.9202 | 0.9164 | 6 | 0.83657
30658 | 8.06 | 1 | 365 | 9.1763 | 0.47042 | 9 | 0.64668
29270 | 8.68 | 1 | 365 | 9.8821 | 0.89123 | 10 | 0.77335
29748 | 3.36 | 1 | 365 | 3.8253 | 0.69983 | 4 | 0.52517
29750 | 3.64 | 1 | 365 | 4.1441 | 0.34148 | 4 | 0.4856
29753 | 4.4 | 1 | 365 | 5.0094 | 0.08311 | 5 | 0.092482
29757 | 17.595 | 1 | 365 | 20.0318 | 0.32098 | 20 | 0.35278
29760 | 5.6 | 1 | 365 | 6.3756 | 0.83305 | 7 | 0.20861
29763 | 7 | 1 | 365 | 7.9695 | 0.041312 | 8 | 0.010767
29765 | 7.7 | 1 | 365 | 8.7664 | 0.64544 | 9 | 0.41184
29762 | 9 | 1 | 365 | 10.2464 | 0.62454 | 10 | 0.87099
30890 | 4.94 | 1 | 365 | 5.6242 | 0.32058 | 5 | 0.94474
30893 | 7.42 | 1 | 365 | 8.4476 | 0.0037907 | 8 | 0.45141
30392 | 7.685 | 1 | 365 | 8.7493 | 0.61107 | 9 | 0.36039
30393 | 3.18 | 1 | 365 | 3.6204 | 0.28734 | 3 | 0.90775
30398 | 8.84 | 1 | 365 | 10.0643 | 0.25789 | 10 | 0.32217
30896 | 7.54 | 1 | 365 | 8.5842 | 0.27878 | 8 | 0.86303
30900 | 7.28 | 1 | 365 | 8.2882 | 0.68296 | 8 | 0.9712
28003 | 2.7 | 1 | 365 | 3.0739 | 0.18736 | 3 | 0.2613
28141 | 10.12 | 1 | 365 | 11.5216 | 0.19115 | 11 | 0.71271
28158 | 12.3 | 1 | 365 | 14.0035 | 0.18688 | 14 | 0.19035
30951 | 10.92 | 1 | 365 | 12.4324 | 0.024447 | 12 | 0.4568
24624 | 11.18 | 1 | 365 | 12.7284 | 0.62027 | 13 | 0.34863
30944 | 7.8 | 1 | 365 | 8.8803 | 0.8746 | 9 | 0.75485
25995 | 11.825 | 1 | 365 | 13.4627 | 0.098359 | 13 | 0.56105
30958 | 8.84 | 1 | 365 | 10.0643 | 0.25789 | 10 | 0.32217
28912 | 18.36 | 1 | 365 | 20.9027 | 0.07407 | 20 | 0.97681
30957 | 3.12 | 1 | 365 | 3.5521 | 0.14984 | 3 | 0.70194
29006 | 6.7 | 1 | 365 | 7.6279 | 0.35383 | 7 | 0.98173
6704 | 5999.93 | 0.8 | 365 | 5464.7055 | 0.62847 | 5465 | 0.33399
30960 | 6.24 | 1 | 365 | 7.1042 | 0.29968 | 7 | 0.40388
30974 | 7.54 | 1 | 365 | 8.5842 | 0.27878 | 8 | 0.86303
28921 | 7.02 | 1 | 365 | 7.9922 | 0.087144 | 8 | 0.079369
27716 | 3.315 | 1 | 365 | 3.7741 | 0.59671 | 4 | 0.37081
27850 | 6.375 | 1 | 365 | 7.2579 | 0.60905 | 7 | 0.86695
27868 | 5.355 | 1 | 365 | 6.0966 | 0.2716 | 6 | 0.36824
30052 | 13.26 | 1 | 365 | 15.0964 | 0.38683 | 15 | 0.48325
29862 | 6.63 | 1 | 365 | 7.5482 | 0.19341 | 7 | 0.74163
30057 | 5.775 | 1 | 365 | 6.5748 | 0.23408 | 6 | 0.80888
27873 | 7.14 | 1 | 365 | 8.1288 | 0.36214 | 8 | 0.49098
28997 | 5.98 | 1 | 365 | 6.8082 | 0.70386 | 7 | 0.51206
28425 | 9.62 | 1 | 365 | 10.9523 | 0.045346 | 10 | 0.99765
31003 | 3.12 | 1 | 365 | 3.5521 | 0.14984 | 3 | 0.70194
28599 | 4.42 | 1 | 365 | 5.0321 | 0.12894 | 5 | 0.16108
29062 | 2.86 | 1 | 365 | 3.2561 | 0.55402 | 3 | 0.81011
30979 | 5.2 | 1 | 365 | 5.9202 | 0.9164 | 6 | 0.83657
29136 | 5.46 | 1 | 365 | 6.2162 | 0.51222 | 6 | 0.7284
31012 | 11.7 | 1 | 365 | 13.3204 | 0.81191 | 14 | 0.13228
31014 | 9.62 | 1 | 365 | 10.9523 | 0.045346 | 10 | 0.99765
29197 | 13.26 | 1 | 365 | 15.0964 | 0.38683 | 15 | 0.48325
30073 | 7.8 | 1 | 365 | 8.8803 | 0.8746 | 9 | 0.75485
31015 | 5.72 | 1 | 365 | 6.5122 | 0.10804 | 6 | 0.62023
30077 | 6.325 | 1 | 365 | 7.201 | 0.49447 | 7 | 0.69544
31018 | 9.805 | 1 | 365 | 11.1629 | 0.46929 | 11 | 0.63222
25953 | 7.2 | 1 | 365 | 8.1972 | 0.49964 | 8 | 0.69679
31019 | 10.4 | 1 | 365 | 11.8403 | 0.83281 | 12 | 0.67314
31025 | 9.36 | 1 | 365 | 10.6563 | 0.44953 | 11 | 0.10583
30122 | 2.75 | 1 | 365 | 3.1309 | 0.30194 | 3 | 0.4328
31028 | 9.36 | 1 | 365 | 10.6563 | 0.44953 | 11 | 0.10583
30123 | 4.76 | 1 | 365 | 5.4192 | 0.90809 | 6 | 0.32732
31026 | 10.92 | 1 | 365 | 12.4324 | 0.024447 | 12 | 0.4568
30124 | 11.48 | 1 | 365 | 13.0699 | 0.30775 | 13 | 0.37766
31031 | 8.16 | 1 | 365 | 9.2901 | 0.69959 | 9 | 0.98969
30125 | 8.12 | 1 | 365 | 9.2446 | 0.60792 | 9 | 0.85249
31030 | 9.36 | 1 | 365 | 10.6563 | 0.44953 | 11 | 0.10583
30130 | 8.67 | 1 | 365 | 9.8707 | 0.86831 | 10 | 0.73905
31035 | 10.66 | 1 | 365 | 12.1363 | 0.42863 | 12 | 0.56497
30133 | 8.25 | 1 | 365 | 9.3926 | 0.90583 | 10 | 0.2984
29710 | 11.73 | 1 | 365 | 13.3545 | 0.88066 | 14 | 0.23519
31039 | 6.24 | 1 | 365 | 7.1042 | 0.29968 | 7 | 0.40388
31043 | 10.92 | 1 | 365 | 12.4324 | 0.024447 | 12 | 0.4568
30402 | 8.32 | 1 | 365 | 9.4723 | 0.066245 | 9 | 0.53851
31045 | 6.48 | 1 | 365 | 7.3774 | 0.84967 | 8 | 0.22711
31049 | 3.9 | 1 | 365 | 4.4401 | 0.9373 | 5 | 0.37743
30397 | 9.62 | 1 | 365 | 10.9523 | 0.045346 | 10 | 0.99765
31062 | 13.78 | 1 | 365 | 15.6884 | 0.57847 | 16 | 0.26691
30399 | 5.3 | 1 | 365 | 6.034 | 0.14556 | 6 | 0.17958
30400 | 8.48 | 1 | 365 | 9.6544 | 0.4329 | 10 | 0.087329
31065 | 7.8 | 1 | 365 | 8.8803 | 0.8746 | 9 | 0.75485
30382 | 11.18 | 1 | 365 | 12.7284 | 0.62027 | 13 | 0.34863
30388 | 6.76 | 1 | 365 | 7.6962 | 0.49132 | 8 | 0.18754
31064 | 7.28 | 1 | 365 | 8.2882 | 0.68296 | 8 | 0.9712
29978 | 9.35 | 1 | 365 | 10.6449 | 0.42661 | 11 | 0.071525
31075 | 4.68 | 1 | 365 | 5.3282 | 0.72476 | 6 | 0.052913
30396 | 6.36 | 1 | 365 | 7.2408 | 0.57468 | 7 | 0.8155
31082 | 8.84 | 1 | 365 | 10.0643 | 0.25789 | 10 | 0.32217
30403 | 4.42 | 1 | 365 | 5.0321 | 0.12894 | 5 | 0.16108
31071 | 4.68 | 1 | 365 | 5.3282 | 0.72476 | 6 | 0.052913
29208 | 8.84 | 1 | 365 | 10.0643 | 0.25789 | 10 | 0.32217
31086 | 14.045 | 1 | 365 | 15.9901 | 0.18575 | 16 | 0.17589
31091 | 2.34 | 1 | 365 | 2.6641 | 0.36238 | 3 | 0.026456
31095 | 3.9 | 1 | 365 | 4.4401 | 0.9373 | 5 | 0.37743
30404 | 5.46 | 1 | 365 | 6.2162 | 0.51222 | 6 | 0.7284
30376 | 3.12 | 1 | 365 | 3.5521 | 0.14984 | 3 | 0.70194
30407 | 10.6 | 1 | 365 | 12.068 | 0.29113 | 12 | 0.35916
30415 | 4.68 | 1 | 365 | 5.3282 | 0.72476 | 6 | 0.052913
30387 | 3.9 | 1 | 365 | 4.4401 | 0.9373 | 5 | 0.37743
30421 | 9.1 | 1 | 365 | 10.3603 | 0.85371 | 11 | 0.214
30418 | 5.3 | 1 | 365 | 6.034 | 0.14556 | 6 | 0.17958
30386 | 6.76 | 1 | 365 | 7.6962 | 0.49132 | 8 | 0.18754
30381 | 9.62 | 1 | 365 | 10.9523 | 0.045346 | 10 | 0.99765
30389 | 4.94 | 1 | 365 | 5.6242 | 0.32058 | 5 | 0.94474
30426 | 3.38 | 1 | 365 | 3.8481 | 0.74566 | 4 | 0.59377
30427 | 5.72 | 1 | 365 | 6.5122 | 0.10804 | 6 | 0.62023
30428 | 7.155 | 1 | 365 | 8.1459 | 0.39651 | 8 | 0.54243
30430 | 7.905 | 1 | 365 | 8.9998 | 0.11522 | 9 | 0.11502
29416 | 9.625 | 1 | 365 | 10.958 | 0.056804 | 11 | 0.014805
30435 | 2.08 | 1 | 365 | 2.3681 | 0.76656 | 3 | 0.13463
29680 | 8.7 | 1 | 365 | 9.9049 | 0.93706 | 10 | 0.84195
29768 | 6.44 | 1 | 365 | 7.3319 | 0.75801 | 8 | 0.089906
29772 | 20.7 | 1 | 365 | 23.5668 | 0.43645 | 24 | 0.0032687
29774 | 7.2 | 1 | 365 | 8.1972 | 0.49964 | 8 | 0.69679
29782 | 9.9 | 1 | 365 | 11.2711 | 0.687 | 11 | 0.95809
29783 | 8.8 | 1 | 365 | 10.0187 | 0.16622 | 10 | 0.18496
29784 | 5.225 | 1 | 365 | 5.9486 | 0.97369 | 6 | 0.92232
29788 | 7.44 | 1 | 365 | 8.4704 | 0.049623 | 8 | 0.52002
29787 | 7.14 | 1 | 365 | 8.1288 | 0.36214 | 8 | 0.49098
29789 | 25 | 1 | 365 | 28.4623 | 0.2904 | 28 | 0.75274
29795 | 6.885 | 1 | 365 | 7.8385 | 0.77778 | 8 | 0.6163
29796 | 8.1 | 1 | 365 | 9.2218 | 0.56209 | 9 | 0.78389
29800 | 4.94 | 1 | 365 | 5.6242 | 0.32058 | 5 | 0.94474
29801 | 13.44 | 1 | 365 | 15.3014 | 0.79932 | 16 | 0.10067
29803 | 11.2 | 1 | 365 | 12.7511 | 0.6661 | 13 | 0.41723
29828 | 4.335 | 1 | 365 | 4.9354 | 0.93416 | 5 | 0.86953
29829 | 5.32 | 1 | 365 | 6.0568 | 0.1914 | 6 | 0.24818
30434 | 3.64 | 1 | 365 | 4.1441 | 0.34148 | 4 | 0.4856
29754 | 6.93 | 1 | 365 | 7.8898 | 0.8809 | 8 | 0.77066
30437 | 6.36 | 1 | 365 | 7.2408 | 0.57468 | 7 | 0.8155
29797 | 8.8 | 1 | 365 | 10.0187 | 0.16622 | 10 | 0.18496
30443 | 5.46 | 1 | 365 | 6.2162 | 0.51222 | 6 | 0.7284
30444 | 7.02 | 1 | 365 | 7.9922 | 0.087144 | 8 | 0.079369
30436 | 7.8 | 1 | 365 | 8.8803 | 0.8746 | 9 | 0.75485
30447 | 6.48 | 1 | 365 | 7.3774 | 0.84967 | 8 | 0.22711
30450 | 6.24 | 1 | 365 | 7.1042 | 0.29968 | 7 | 0.40388
30451 | 7.02 | 1 | 365 | 7.9922 | 0.087144 | 8 | 0.079369
30453 | 6.5 | 1 | 365 | 7.4002 | 0.8955 | 8 | 0.29571
30457 | 14.04 | 1 | 365 | 15.9845 | 0.17429 | 16 | 0.15874
30459 | 13 | 1 | 365 | 14.8004 | 0.79101 | 15 | 0.59142
30462 | 10.4 | 1 | 365 | 11.8403 | 0.83281 | 12 | 0.67314
30464 | 2.86 | 1 | 365 | 3.2561 | 0.55402 | 3 | 0.81011
30468 | 7.5 | 1 | 365 | 8.5387 | 0.18712 | 8 | 0.72582
30474 | 10.335 | 1 | 365 | 11.7663 | 0.68385 | 12 | 0.45018
30378 | 3.12 | 1 | 365 | 3.5521 | 0.14984 | 3 | 0.70194
30425 | 3.64 | 1 | 365 | 4.1441 | 0.34148 | 4 | 0.4856
30536 | 7.28 | 1 | 365 | 8.2882 | 0.68296 | 8 | 0.9712
30538 | 5.46 | 1 | 365 | 6.2162 | 0.51222 | 6 | 0.7284
30540 | 5.2 | 1 | 365 | 5.9202 | 0.9164 | 6 | 0.83657
30542 | 7.28 | 1 | 365 | 8.2882 | 0.68296 | 8 | 0.9712
30549 | 4.16 | 1 | 365 | 4.7361 | 0.53312 | 5 | 0.26926
30556 | 7.65 | 1 | 365 | 8.7095 | 0.53086 | 9 | 0.24034
30558 | 9.9 | 1 | 365 | 11.2711 | 0.687 | 11 | 0.95809
30560 | 11.18 | 1 | 365 | 12.7284 | 0.62027 | 13 | 0.34863
30449 | 9.62 | 1 | 365 | 10.9523 | 0.045346 | 10 | 0.99765
30570 | 5.72 | 1 | 365 | 6.5122 | 0.10804 | 6 | 0.62023
30572 | 6.375 | 1 | 365 | 7.2579 | 0.60905 | 7 | 0.86695
30566 | 5.98 | 1 | 365 | 6.8082 | 0.70386 | 7 | 0.51206
30574 | 4.4 | 1 | 365 | 5.0094 | 0.08311 | 5 | 0.092482
30579 | 7.8 | 1 | 365 | 8.8803 | 0.8746 | 9 | 0.75485
30584 | 8.32 | 1 | 365 | 9.4723 | 0.066245 | 9 | 0.53851
30582 | 7.8 | 1 | 365 | 8.8803 | 0.8746 | 9 | 0.75485
30585 | 3.64 | 1 | 365 | 4.1441 | 0.34148 | 4 | 0.4856
30589 | 7.8 | 1 | 365 | 8.8803 | 0.8746 | 9 | 0.75485
30591 | 8.84 | 1 | 365 | 10.0643 | 0.25789 | 10 | 0.32217
30593 | 6.24 | 1 | 365 | 7.1042 | 0.29968 | 7 | 0.40388
30596 | 8.58 | 1 | 365 | 9.7683 | 0.66207 | 10 | 0.43034
30533 | 11.7 | 1 | 365 | 13.3204 | 0.81191 | 14 | 0.13228
30622 | 12.48 | 1 | 365 | 14.2084 | 0.59937 | 14 | 0.80777
30624 | 8.06 | 1 | 365 | 9.1763 | 0.47042 | 9 | 0.64668
30635 | 10.92 | 1 | 365 | 12.4324 | 0.024447 | 12 | 0.4568
30638 | 3.64 | 1 | 365 | 4.1441 | 0.34148 | 4 | 0.4856
30639 | 4.76 | 1 | 365 | 5.4192 | 0.90809 | 6 | 0.32732
30657 | 6.75 | 1 | 365 | 7.6848 | 0.46841 | 8 | 0.15324
30665 | 7.28 | 1 | 365 | 8.2882 | 0.68296 | 8 | 0.9712
30661 | 5.72 | 1 | 365 | 6.5122 | 0.10804 | 6 | 0.62023
30671 | 5.2 | 1 | 365 | 5.9202 | 0.9164 | 6 | 0.83657
30677 | 8.32 | 1 | 365 | 9.4723 | 0.066245 | 9 | 0.53851
30681 | 10.92 | 1 | 365 | 12.4324 | 0.024447 | 12 | 0.4568
30662 | 11.2 | 1 | 365 | 12.7511 | 0.6661 | 13 | 0.41723
30683 | 7.28 | 1 | 365 | 8.2882 | 0.68296 | 8 | 0.9712
30684 | 11.6 | 1 | 365 | 13.2065 | 0.58275 | 13 | 0.78927
29835 | 9.69 | 1 | 365 | 11.032 | 0.20576 | 11 | 0.23776
29837 | 9.62 | 1 | 365 | 10.9523 | 0.045346 | 10 | 0.99765
29838 | 7.56 | 1 | 365 | 8.607 | 0.32462 | 8 | 0.93163
29839 | 5.775 | 1 | 365 | 6.5748 | 0.23408 | 6 | 0.80888
29841 | 3.85 | 1 | 365 | 4.3832 | 0.82272 | 5 | 0.20592
29843 | 3.85 | 1 | 365 | 4.3832 | 0.82272 | 5 | 0.20592
29847 | 7.28 | 1 | 365 | 8.2882 | 0.68296 | 8 | 0.9712
30211 | 11.22 | 1 | 365 | 12.7739 | 0.71193 | 13 | 0.48583
29849 | 7.28 | 1 | 365 | 8.2882 | 0.68296 | 8 | 0.9712
30216 | 6.63 | 1 | 365 | 7.5482 | 0.19341 | 7 | 0.74163
29848 | 5.32 | 1 | 365 | 6.0568 | 0.1914 | 6 | 0.24818
29851 | 15.68 | 1 | 365 | 17.8516 | 0.93254 | 18 | 0.78412
30739 | 6.885 | 1 | 365 | 7.8385 | 0.77778 | 8 | 0.6163
29854 | 5.6 | 1 | 365 | 6.3756 | 0.83305 | 7 | 0.20861
29852 | 8.415 | 1 | 365 | 9.5804 | 0.28395 | 9 | 0.86437
29856 | 3.92 | 1 | 365 | 4.4629 | 0.98313 | 5 | 0.44603
29860 | 7 | 1 | 365 | 7.9695 | 0.041312 | 8 | 0.010767
29868 | 5.04 | 1 | 365 | 5.738 | 0.54974 | 6 | 0.28775
30071 | 4.2 | 1 | 365 | 4.7817 | 0.62479 | 5 | 0.40646
30146 | 10.8 | 1 | 365 | 12.2957 | 0.74945 | 13 | 0.045184
30012 | 10.215 | 1 | 365 | 11.6297 | 0.40886 | 12 | 0.03857
30550 | 9.36 | 1 | 365 | 10.6563 | 0.44953 | 11 | 0.10583
30963 | 5.98 | 1 | 365 | 6.8082 | 0.70386 | 7 | 0.51206
30967 | 9.88 | 1 | 365 | 11.2483 | 0.64117 | 11 | 0.88948
30984 | 6.24 | 1 | 365 | 7.1042 | 0.29968 | 7 | 0.40388
30985 | 8.84 | 1 | 365 | 10.0643 | 0.25789 | 10 | 0.32217
30992 | 7.02 | 1 | 365 | 7.9922 | 0.087144 | 8 | 0.079369
30945 | 6.24 | 1 | 365 | 7.1042 | 0.29968 | 7 | 0.40388
30991 | 5.98 | 1 | 365 | 6.8082 | 0.70386 | 7 | 0.51206
30993 | 6.24 | 1 | 365 | 7.1042 | 0.29968 | 7 | 0.40388
30955 | 7.8 | 1 | 365 | 8.8803 | 0.8746 | 9 | 0.75485
30996 | 9.36 | 1 | 365 | 10.6563 | 0.44953 | 11 | 0.10583
30997 | 8.06 | 1 | 365 | 9.1763 | 0.47042 | 9 | 0.64668
30998 | 7.02 | 1 | 365 | 7.9922 | 0.087144 | 8 | 0.079369
31006 | 5.61 | 1 | 365 | 6.3869 | 0.85597 | 7 | 0.24291
30784 | 3.9 | 1 | 365 | 4.4401 | 0.9373 | 5 | 0.37743
30783 | 7.5 | 1 | 365 | 8.5387 | 0.18712 | 8 | 0.72582
31054 | 6.2 | 1 | 365 | 7.0587 | 0.20802 | 7 | 0.26668
31060 | 6.2 | 1 | 365 | 7.0587 | 0.20802 | 7 | 0.26668
31063 | 6.2 | 1 | 365 | 7.0587 | 0.20802 | 7 | 0.26668
31067 | 4.2 | 1 | 365 | 4.7817 | 0.62479 | 5 | 0.40646
31074 | 9 | 1 | 365 | 10.2464 | 0.62454 | 10 | 0.87099
31085 | 10.45 | 1 | 365 | 11.8973 | 0.94739 | 12 | 0.84465
31094 | 7.975 | 1 | 365 | 9.0795 | 0.27564 | 9 | 0.35512
31112 | 12.925 | 1 | 365 | 14.715 | 0.61914 | 15 | 0.33417
31133 | 4.95 | 1 | 365 | 5.6355 | 0.3435 | 5 | 0.97904
31135 | 8.8 | 1 | 365 | 10.0187 | 0.16622 | 10 | 0.18496
31308 | 5.4 | 1 | 365 | 6.1479 | 0.37473 | 6 | 0.52259
31205 | 9.1 | 1 | 365 | 10.3603 | 0.85371 | 11 | 0.214
31230 | 14.03 | 1 | 365 | 15.9731 | 0.15137 | 16 | 0.12444
31270 | 10 | 1 | 365 | 11.3849 | 0.91616 | 12 | 0.3011
29625 | 70.72 | 0.9 | 365 | 72.4628 | 0.85678 | 73 | 0.31962
29575 | 204.08 | 0.9 | 365 | 209.1094 | 0.90569 | 210 | 0.01509
31258 | 9 | 1 | 365 | 10.2464 | 0.62454 | 10 | 0.87099
31259 | 7.5 | 1 | 365 | 8.5387 | 0.18712 | 8 | 0.72582
31265 | 4.5 | 1 | 365 | 5.1232 | 0.31227 | 5 | 0.43549
29411 | 12.81 | 1 | 365 | 14.5841 | 0.3556 | 14 | 0.9397
31309 | 6.21 | 1 | 365 | 7.07 | 0.23094 | 7 | 0.30098
31316 | 5.215 | 1 | 365 | 5.9372 | 0.95078 | 6 | 0.88802
31322 | 5.47 | 1 | 365 | 6.2276 | 0.53514 | 6 | 0.7627
31320 | 6.3 | 1 | 365 | 7.1725 | 0.43718 | 7 | 0.60969
31324 | 8.67 | 1 | 365 | 9.8707 | 0.86831 | 10 | 0.73905
31325 | 5.72 | 1 | 365 | 6.5122 | 0.10804 | 6 | 0.62023
31326 | 5.7 | 1 | 365 | 6.4894 | 0.062211 | 6 | 0.55162
31328 | 13.26 | 1 | 365 | 15.0964 | 0.38683 | 15 | 0.48325
31330 | 10.455 | 1 | 365 | 11.903 | 0.95885 | 12 | 0.8618
31333 | 3.85 | 1 | 365 | 4.3832 | 0.82272 | 5 | 0.20592
27715 | 3.64 | 1 | 365 | 4.1441 | 0.34148 | 4 | 0.4856
29224 | 21.32 | 1 | 365 | 24.2727 | 0.85725 | 25 | 0.12994
27646 | 10.4 | 1 | 365 | 11.8403 | 0.83281 | 12 | 0.67314
19827 | 4.75 | 1 | 365 | 5.4078 | 0.88518 | 6 | 0.29302
29628 | 4.68 | 1 | 365 | 5.3282 | 0.72476 | 6 | 0.052913
30829 | 3.9 | 1 | 365 | 4.4401 | 0.9373 | 5 | 0.37743
31217 | 5.98 | 1 | 365 | 6.8082 | 0.70386 | 7 | 0.51206
27370 | 7 | 1 | 365 | 7.9695 | 0.041312 | 8 | 0.010767
27485 | 4.59 | 1 | 365 | 5.2257 | 0.51852 | 5 | 0.7442
14617 | 5.61 | 1 | 365 | 6.3869 | 0.85597 | 7 | 0.24291
19925 | 5.72 | 1 | 365 | 6.5122 | 0.10804 | 6 | 0.62023
31132 | 13.78 | 1 | 365 | 15.6884 | 0.57847 | 16 | 0.26691
31134 | 8.58 | 1 | 365 | 9.7683 | 0.66207 | 10 | 0.43034
31136 | 7.8 | 1 | 365 | 8.8803 | 0.8746 | 9 | 0.75485
31137 | 4.16 | 1 | 365 | 4.7361 | 0.53312 | 5 | 0.26926
31335 | 6.6 | 1 | 365 | 7.5141 | 0.12467 | 7 | 0.63872
31139 | 10.4 | 1 | 365 | 11.8403 | 0.83281 | 12 | 0.67314
31551 | 3.64 | 1 | 365 | 4.1441 | 0.34148 | 4 | 0.4856
31141 | 5.98 | 1 | 365 | 6.8082 | 0.70386 | 7 | 0.51206
27524 | 7.14 | 1 | 365 | 8.1288 | 0.36214 | 8 | 0.49098
31557 | 3.9 | 1 | 365 | 4.4401 | 0.9373 | 5 | 0.37743
31142 | 6.5 | 1 | 365 | 7.4002 | 0.8955 | 8 | 0.29571
31554 | 5.46 | 1 | 365 | 6.2162 | 0.51222 | 6 | 0.7284
31558 | 8.32 | 1 | 365 | 9.4723 | 0.066245 | 9 | 0.53851
31340 | 5.6 | 1 | 365 | 6.3756 | 0.83305 | 7 | 0.20861
31566 | 6.76 | 1 | 365 | 7.6962 | 0.49132 | 8 | 0.18754
31344 | 7.28 | 1 | 365 | 8.2882 | 0.68296 | 8 | 0.9712
31565 | 7.8 | 1 | 365 | 8.8803 | 0.8746 | 9 | 0.75485
31568 | 3.12 | 1 | 365 | 3.5521 | 0.14984 | 3 | 0.70194
31343 | 9.36 | 1 | 365 | 10.6563 | 0.44953 | 11 | 0.10583
31346 | 10.36 | 1 | 365 | 11.7948 | 0.74114 | 12 | 0.53594
31552 | 7.14 | 1 | 365 | 8.1288 | 0.36214 | 8 | 0.49098
31143 | 4.42 | 1 | 365 | 5.0321 | 0.12894 | 5 | 0.16108
31553 | 3.06 | 1 | 365 | 3.4838 | 0.012345 | 3 | 0.49614
31347 | 9.1 | 1 | 365 | 10.3603 | 0.85371 | 11 | 0.214
29481 | 4.24 | 1 | 365 | 4.8272 | 0.71645 | 5 | 0.54366
31209 | 5.72 | 1 | 365 | 6.5122 | 0.10804 | 6 | 0.62023
31212 | 4.24 | 1 | 365 | 4.8272 | 0.71645 | 5 | 0.54366
31218 | 8.32 | 1 | 365 | 9.4723 | 0.066245 | 9 | 0.53851
31561 | 5.46 | 1 | 365 | 6.2162 | 0.51222 | 6 | 0.7284
31220 | 6.5 | 1 | 365 | 7.4002 | 0.8955 | 8 | 0.29571
31562 | 11.18 | 1 | 365 | 12.7284 | 0.62027 | 13 | 0.34863
31225 | 2.08 | 1 | 365 | 2.3681 | 0.76656 | 3 | 0.13463
31563 | 6.24 | 1 | 365 | 7.1042 | 0.29968 | 7 | 0.40388
31567 | 5.98 | 1 | 365 | 6.8082 | 0.70386 | 7 | 0.51206
31569 | 9.88 | 1 | 365 | 11.2483 | 0.64117 | 11 | 0.88948
31233 | 4.68 | 1 | 365 | 5.3282 | 0.72476 | 6 | 0.052913
31235 | 4.68 | 1 | 365 | 5.3282 | 0.72476 | 6 | 0.052913
31571 | 6.5 | 1 | 365 | 7.4002 | 0.8955 | 8 | 0.29571
31570 | 9.1 | 1 | 365 | 10.3603 | 0.85371 | 11 | 0.214
31485 | 7.02 | 1 | 365 | 7.9922 | 0.087144 | 8 | 0.079369
31499 | 6.5 | 1 | 365 | 7.4002 | 0.8955 | 8 | 0.29571
31505 | 7.54 | 1 | 365 | 8.5842 | 0.27878 | 8 | 0.86303
31460 | 5.72 | 1 | 365 | 6.5122 | 0.10804 | 6 | 0.62023
31421 | 6.5 | 1 | 365 | 7.4002 | 0.8955 | 8 | 0.29571
31470 | 3.12 | 1 | 365 | 3.5521 | 0.14984 | 3 | 0.70194
31436 | 6.76 | 1 | 365 | 7.6962 | 0.49132 | 8 | 0.18754
31473 | 5.98 | 1 | 365 | 6.8082 | 0.70386 | 7 | 0.51206
31475 | 3.12 | 1 | 365 | 3.5521 | 0.14984 | 3 | 0.70194
31441 | 8.58 | 1 | 365 | 9.7683 | 0.66207 | 10 | 0.43034
31497 | 13 | 1 | 365 | 14.8004 | 0.79101 | 15 | 0.59142
31479 | 8.84 | 1 | 365 | 10.0643 | 0.25789 | 10 | 0.32217
31446 | 6.24 | 1 | 365 | 7.1042 | 0.29968 | 7 | 0.40388
31480 | 5.98 | 1 | 365 | 6.8082 | 0.70386 | 7 | 0.51206
31481 | 7.54 | 1 | 365 | 8.5842 | 0.27878 | 8 | 0.86303
31491 | 7.8 | 1 | 365 | 8.8803 | 0.8746 | 9 | 0.75485
31494 | 5.98 | 1 | 365 | 6.8082 | 0.70386 | 7 | 0.51206
31500 | 9.88 | 1 | 365 | 11.2483 | 0.64117 | 11 | 0.88948
31510 | 13 | 1 | 365 | 14.8004 | 0.79101 | 15 | 0.59142
31536 | 4.94 | 1 | 365 | 5.6242 | 0.32058 | 5 | 0.94474
31515 | 5.2 | 1 | 365 | 5.9202 | 0.9164 | 6 | 0.83657
31524 | 8.32 | 1 | 365 | 9.4723 | 0.066245 | 9 | 0.53851
31526 | 3.9 | 1 | 365 | 4.4401 | 0.9373 | 5 | 0.37743
31238 | 11.25 | 1 | 365 | 12.8081 | 0.78068 | 13 | 0.58873
31244 | 8.58 | 1 | 365 | 9.7683 | 0.66207 | 10 | 0.43034
31247 | 5.98 | 1 | 365 | 6.8082 | 0.70386 | 7 | 0.51206
29171 | 9.275 | 1 | 365 | 10.5595 | 0.25474 | 10 | 0.81427
29265 | 13.52 | 1 | 365 | 15.3924 | 0.98265 | 16 | 0.37508
29349 | 7.29 | 1 | 365 | 8.2996 | 0.70588 | 9 | 0.005499
31349 | 5.6 | 1 | 365 | 6.3756 | 0.83305 | 7 | 0.20861
31250 | 6.095 | 1 | 365 | 6.9391 | 0.9674 | 7 | 0.90652
31351 | 6.72 | 1 | 365 | 7.6507 | 0.39966 | 8 | 0.050337
31254 | 4.16 | 1 | 365 | 4.7361 | 0.53312 | 5 | 0.26926
31353 | 3.57 | 1 | 365 | 4.0644 | 0.18107 | 4 | 0.24549
31002 | 7.14 | 1 | 365 | 8.1288 | 0.36214 | 8 | 0.49098
31264 | 4.68 | 1 | 365 | 5.3282 | 0.72476 | 6 | 0.052913
31354 | 8.68 | 1 | 365 | 9.8821 | 0.89123 | 10 | 0.77335
31274 | 8.32 | 1 | 365 | 9.4723 | 0.066245 | 9 | 0.53851
31281 | 5.72 | 1 | 365 | 6.5122 | 0.10804 | 6 | 0.62023
31010 | 5.2 | 1 | 365 | 5.9202 | 0.9164 | 6 | 0.83657
31356 | 10.6 | 1 | 365 | 12.068 | 0.29113 | 12 | 0.35916
31357 | 3.64 | 1 | 365 | 4.1441 | 0.34148 | 4 | 0.4856
31360 | 8.525 | 1 | 365 | 9.7057 | 0.53603 | 10 | 0.24168
31361 | 6.16 | 1 | 365 | 7.0131 | 0.11635 | 7 | 0.12948
31362 | 10.08 | 1 | 365 | 11.476 | 0.099489 | 11 | 0.5755
31363 | 7.84 | 1 | 365 | 8.9258 | 0.96627 | 9 | 0.89206
30999 | 8.32 | 1 | 365 | 9.4723 | 0.066245 | 9 | 0.53851
31641 | 9.88 | 1 | 365 | 11.2483 | 0.64117 | 11 | 0.88948
30950 | 7.02 | 1 | 365 | 7.9922 | 0.087144 | 8 | 0.079369
31679 | 10.4 | 1 | 365 | 11.8403 | 0.83281 | 12 | 0.67314
31609 | 12.04 | 1 | 365 | 13.7075 | 0.59106 | 14 | 0.29852
31635 | 9.435 | 1 | 365 | 10.7417 | 0.6214 | 11 | 0.36308
31755 | 13.52 | 1 | 365 | 15.3924 | 0.98265 | 16 | 0.37508
31638 | 6.3 | 1 | 365 | 7.1725 | 0.43718 | 7 | 0.60969
31762 | 5.2 | 1 | 365 | 5.9202 | 0.9164 | 6 | 0.83657
31617 | 4.68 | 1 | 365 | 5.3282 | 0.72476 | 6 | 0.052913
31763 | 6.24 | 1 | 365 | 7.1042 | 0.29968 | 7 | 0.40388
31768 | 5.72 | 1 | 365 | 6.5122 | 0.10804 | 6 | 0.62023
31632 | 8.58 | 1 | 365 | 9.7683 | 0.66207 | 10 | 0.43034
31634 | 5.72 | 1 | 365 | 6.5122 | 0.10804 | 6 | 0.62023
31769 | 4.68 | 1 | 365 | 5.3282 | 0.72476 | 6 | 0.052913
31636 | 5.2 | 1 | 365 | 5.9202 | 0.9164 | 6 | 0.83657
31639 | 8.58 | 1 | 365 | 9.7683 | 0.66207 | 10 | 0.43034
31646 | 9.36 | 1 | 365 | 10.6563 | 0.44953 | 11 | 0.10583
31648 | 5.2 | 1 | 365 | 5.9202 | 0.9164 | 6 | 0.83657
31630 | 3.445 | 1 | 365 | 3.9221 | 0.89462 | 4 | 0.81673
31118 | 7.848 | 1 | 365 | 8.9349 | 0.9846 | 9 | 0.9195
31613 | 6.25 | 1 | 365 | 7.1156 | 0.3226 | 7 | 0.43818
31397 | 7.125 | 1 | 365 | 8.1118 | 0.32776 | 8 | 0.43953
31781 | 6.5 | 1 | 365 | 7.4002 | 0.8955 | 8 | 0.29571
31787 | 9.1 | 1 | 365 | 10.3603 | 0.85371 | 11 | 0.214
31791 | 5.72 | 1 | 365 | 6.5122 | 0.10804 | 6 | 0.62023
31796 | 10.66 | 1 | 365 | 12.1363 | 0.42863 | 12 | 0.56497
31797 | 4.68 | 1 | 365 | 5.3282 | 0.72476 | 6 | 0.052913
31803 | 6.24 | 1 | 365 | 7.1042 | 0.29968 | 7 | 0.40388
31403 | 2.86 | 1 | 365 | 3.2561 | 0.55402 | 3 | 0.81011
31080 | 183.83 | 1 | 365 | 209.2893 | 0.26777 | 209 | 0.55705
31404 | 8.06 | 1 | 365 | 9.1763 | 0.47042 | 9 | 0.64668
31722 | 8.06 | 1 | 365 | 9.1763 | 0.47042 | 9 | 0.64668
31731 | 7.28 | 1 | 365 | 8.2882 | 0.68296 | 8 | 0.9712
31405 | 12.48 | 1 | 365 | 14.2084 | 0.59937 | 14 | 0.80777
31741 | 8.06 | 1 | 365 | 9.1763 | 0.47042 | 9 | 0.64668
31406 | 4.505 | 1 | 365 | 5.1289 | 0.32373 | 5 | 0.45264
31342 | 13.44 | 1 | 365 | 15.3014 | 0.79932 | 16 | 0.10067
31337 | 5.6 | 1 | 365 | 6.3756 | 0.83305 | 7 | 0.20861
29846 | 25.5 | 0.9 | 365 | 26.1284 | 0.59259 | 26 | 0.72102
31407 | 2.86 | 1 | 365 | 3.2561 | 0.55402 | 3 | 0.81011
31434 | 14.04 | 1 | 365 | 15.9845 | 0.17429 | 16 | 0.15874
31443 | 7.28 | 1 | 365 | 8.2882 | 0.68296 | 8 | 0.9712
31454 | 8.9 | 1 | 365 | 10.1326 | 0.39538 | 10 | 0.52798
31455 | 3.9 | 1 | 365 | 4.4401 | 0.9373 | 5 | 0.37743
31465 | 10.14 | 1 | 365 | 11.5443 | 0.23699 | 11 | 0.78131
31463 | 5.2 | 1 | 365 | 5.9202 | 0.9164 | 6 | 0.83657
31471 | 11.44 | 1 | 365 | 13.0244 | 0.21609 | 13 | 0.24045
31472 | 7.54 | 1 | 365 | 8.5842 | 0.27878 | 8 | 0.86303
31474 | 12.455 | 1 | 365 | 14.1799 | 0.54208 | 14 | 0.72202
31476 | 5.46 | 1 | 365 | 6.2162 | 0.51222 | 6 | 0.7284
31651 | 5.98 | 1 | 365 | 6.8082 | 0.70386 | 7 | 0.51206
31478 | 5.2 | 1 | 365 | 5.9202 | 0.9164 | 6 | 0.83657
31645 | 8.06 | 1 | 365 | 9.1763 | 0.47042 | 9 | 0.64668
31649 | 6.24 | 1 | 365 | 7.1042 | 0.29968 | 7 | 0.40388
31656 | 2.86 | 1 | 365 | 3.2561 | 0.55402 | 3 | 0.81011
31659 | 9.62 | 1 | 365 | 10.9523 | 0.045346 | 10 | 0.99765
31676 | 2.6 | 1 | 365 | 2.9601 | 0.9582 | 3 | 0.91828
31678 | 4.16 | 1 | 365 | 4.7361 | 0.53312 | 5 | 0.26926
31681 | 8.32 | 1 | 365 | 9.4723 | 0.066245 | 9 | 0.53851
31713 | 6.76 | 1 | 365 | 7.6962 | 0.49132 | 8 | 0.18754
31719 | 8.06 | 1 | 365 | 9.1763 | 0.47042 | 9 | 0.64668
31723 | 8.32 | 1 | 365 | 9.4723 | 0.066245 | 9 | 0.53851
31726 | 3.9 | 1 | 365 | 4.4401 | 0.9373 | 5 | 0.37743
31730 | 5.2 | 1 | 365 | 5.9202 | 0.9164 | 6 | 0.83657
31732 | 5.72 | 1 | 365 | 6.5122 | 0.10804 | 6 | 0.62023
31736 | 2.86 | 1 | 365 | 3.2561 | 0.55402 | 3 | 0.81011
31745 | 4.94 | 1 | 365 | 5.6242 | 0.32058 | 5 | 0.94474
31482 | 7.155 | 1 | 365 | 8.1459 | 0.39651 | 8 | 0.54243
31483 | 7 | 1 | 365 | 7.9695 | 0.041312 | 8 | 0.010767
31488 | 7.8 | 1 | 365 | 8.8803 | 0.8746 | 9 | 0.75485
31748 | 7.54 | 1 | 365 | 8.5842 | 0.27878 | 8 | 0.86303
31751 | 5.2 | 1 | 365 | 5.9202 | 0.9164 | 6 | 0.83657
31756 | 7.8 | 1 | 365 | 8.8803 | 0.8746 | 9 | 0.75485
31490 | 4.49 | 1 | 365 | 5.1118 | 0.28936 | 5 | 0.40119
31506 | 7.28 | 1 | 365 | 8.2882 | 0.68296 | 8 | 0.9712
31759 | 9.88 | 1 | 365 | 11.2483 | 0.64117 | 11 | 0.88948
31512 | 5.46 | 1 | 365 | 6.2162 | 0.51222 | 6 | 0.7284
31761 | 7 | 1 | 365 | 7.9695 | 0.041312 | 8 | 0.010767
31773 | 7.8 | 1 | 365 | 8.8803 | 0.8746 | 9 | 0.75485
31776 | 7.28 | 1 | 365 | 8.2882 | 0.68296 | 8 | 0.9712
31777 | 6.76 | 1 | 365 | 7.6962 | 0.49132 | 8 | 0.18754
31779 | 6.76 | 1 | 365 | 7.6962 | 0.49132 | 8 | 0.18754
31784 | 6.5 | 1 | 365 | 7.4002 | 0.8955 | 8 | 0.29571
31786 | 7.8 | 1 | 365 | 8.8803 | 0.8746 | 9 | 0.75485
31789 | 4.94 | 1 | 365 | 5.6242 | 0.32058 | 5 | 0.94474
31720 | 6.24 | 1 | 365 | 7.1042 | 0.29968 | 7 | 0.40388
31511 | 10.14 | 1 | 365 | 11.5443 | 0.23699 | 11 | 0.78131
31792 | 3.9 | 1 | 365 | 4.4401 | 0.9373 | 5 | 0.37743
31798 | 9.62 | 1 | 365 | 10.9523 | 0.045346 | 10 | 0.99765
31800 | 8.06 | 1 | 365 | 9.1763 | 0.47042 | 9 | 0.64668
31802 | 5.46 | 1 | 365 | 6.2162 | 0.51222 | 6 | 0.7284
31804 | 5.72 | 1 | 365 | 6.5122 | 0.10804 | 6 | 0.62023
31806 | 9.62 | 1 | 365 | 10.9523 | 0.045346 | 10 | 0.99765
31619 | 5.1 | 1 | 365 | 5.8063 | 0.68724 | 6 | 0.49356
31816 | 6.325 | 1 | 365 | 7.201 | 0.49447 | 7 | 0.69544
31830 | 9.075 | 1 | 365 | 10.3318 | 0.79642 | 11 | 0.12824
31408 | 32.48 | 0.9 | 365 | 33.2804 | 0.98852 | 34 | 0.26896
31304 | 156.96 | 0.9 | 365 | 160.8282 | 0.72284 | 161 | 0.551
31845 | 8.96 | 1 | 365 | 10.2009 | 0.53288 | 10 | 0.73378
31855 | 3.42 | 1 | 365 | 3.8936 | 0.83733 | 4 | 0.73097
31865 | 3.99 | 1 | 365 | 4.5426 | 0.14355 | 4 | 0.68614
31519 | 8.4 | 1 | 365 | 9.5633 | 0.24957 | 9 | 0.81292
31419 | 4.94 | 1 | 365 | 5.6242 | 0.32058 | 5 | 0.94474
31807 | 8.84 | 1 | 365 | 10.0643 | 0.25789 | 10 | 0.32217
31523 | 5.3 | 1 | 365 | 6.034 | 0.14556 | 6 | 0.17958
31809 | 3.38 | 1 | 365 | 3.8481 | 0.74566 | 4 | 0.59377
31433 | 7.28 | 1 | 365 | 8.2882 | 0.68296 | 8 | 0.9712
31743 | 2.6 | 1 | 365 | 2.9601 | 0.9582 | 3 | 0.91828
31810 | 6.5 | 1 | 365 | 7.4002 | 0.8955 | 8 | 0.29571
31424 | 8.32 | 1 | 365 | 9.4723 | 0.066245 | 9 | 0.53851
31801 | 7.28 | 1 | 365 | 8.2882 | 0.68296 | 8 | 0.9712
31871 | 2.08 | 1 | 365 | 2.3681 | 0.76656 | 3 | 0.13463
31876 | 8.32 | 1 | 365 | 9.4723 | 0.066245 | 9 | 0.53851
31924 | 7.02 | 1 | 365 | 7.9922 | 0.087144 | 8 | 0.079369
31930 | 4.42 | 1 | 365 | 5.0321 | 0.12894 | 5 | 0.16108
31528 | 6.24 | 1 | 365 | 7.1042 | 0.29968 | 7 | 0.40388
31608 | 4.68 | 1 | 365 | 5.3282 | 0.72476 | 6 | 0.052913
31597 | 11.7 | 1 | 365 | 13.3204 | 0.81191 | 14 | 0.13228
31620 | 6.24 | 1 | 365 | 7.1042 | 0.29968 | 7 | 0.40388
31598 | 12.48 | 1 | 365 | 14.2084 | 0.59937 | 14 | 0.80777
31662 | 3.38 | 1 | 365 | 3.8481 | 0.74566 | 4 | 0.59377
31669 | 13 | 1 | 365 | 14.8004 | 0.79101 | 15 | 0.59142
31623 | 7.54 | 1 | 365 | 8.5842 | 0.27878 | 8 | 0.86303
31517 | 24.6 | 1 | 365 | 28.0069 | 0.37375 | 28 | 0.3807
31643 | 11.18 | 1 | 365 | 12.7284 | 0.62027 | 13 | 0.34863
31661 | 4.16 | 1 | 365 | 4.7361 | 0.53312 | 5 | 0.26926
31430 | 7.02 | 1 | 365 | 7.9922 | 0.087144 | 8 | 0.079369
29024 | 8.745 | 1 | 365 | 9.9561 | 0.040182 | 9 | 0.99631
31697 | 4.94 | 1 | 365 | 5.6242 | 0.32058 | 5 | 0.94474
31675 | 5.72 | 1 | 365 | 6.5122 | 0.10804 | 6 | 0.62023
31718 | 3.9 | 1 | 365 | 4.4401 | 0.9373 | 5 | 0.37743
31420 | 12.74 | 1 | 365 | 14.5044 | 0.19519 | 14 | 0.6996
31749 | 2.34 | 1 | 365 | 2.6641 | 0.36238 | 3 | 0.026456
31437 | 7.8 | 1 | 365 | 8.8803 | 0.8746 | 9 | 0.75485
31708 | 9.62 | 1 | 365 | 10.9523 | 0.045346 | 10 | 0.99765
31715 | 9.36 | 1 | 365 | 10.6563 | 0.44953 | 11 | 0.10583
31728 | 11.18 | 1 | 365 | 12.7284 | 0.62027 | 13 | 0.34863
31601 | 12.74 | 1 | 365 | 14.5044 | 0.19519 | 14 | 0.6996
31832 | 3.64 | 1 | 365 | 4.1441 | 0.34148 | 4 | 0.4856
31775 | 8.06 | 1 | 365 | 9.1763 | 0.47042 | 9 | 0.64668
31603 | 13.26 | 1 | 365 | 15.0964 | 0.38683 | 15 | 0.48325
31834 | 13 | 1 | 365 | 14.8004 | 0.79101 | 15 | 0.59142
31837 | 7.54 | 1 | 365 | 8.5842 | 0.27878 | 8 | 0.86303
31606 | 5.46 | 1 | 365 | 6.2162 | 0.51222 | 6 | 0.7284
31610 | 9.88 | 1 | 365 | 11.2483 | 0.64117 | 11 | 0.88948
31616 | 4.42 | 1 | 365 | 5.0321 | 0.12894 | 5 | 0.16108
31624 | 3.12 | 1 | 365 | 3.5521 | 0.14984 | 3 | 0.70194
31808 | 12.22 | 1 | 365 | 13.9124 | 0.0035475 | 13 | 0.91594
31813 | 6.76 | 1 | 365 | 7.6962 | 0.49132 | 8 | 0.18754
31815 | 4.68 | 1 | 365 | 5.3282 | 0.72476 | 6 | 0.052913
31817 | 11.44 | 1 | 365 | 13.0244 | 0.21609 | 13 | 0.24045
31818 | 10.865 | 1 | 365 | 12.3697 | 0.89841 | 13 | 0.26814
31850 | 3.9 | 1 | 365 | 4.4401 | 0.9373 | 5 | 0.37743
31852 | 5.46 | 1 | 365 | 6.2162 | 0.51222 | 6 | 0.7284
31854 | 4.68 | 1 | 365 | 5.3282 | 0.72476 | 6 | 0.052913
31858 | 9.62 | 1 | 365 | 10.9523 | 0.045346 | 10 | 0.99765
31857 | 9.1 | 1 | 365 | 10.3603 | 0.85371 | 11 | 0.214
31868 | 8.32 | 1 | 365 | 9.4723 | 0.066245 | 9 | 0.53851
31873 | 12.985 | 1 | 365 | 14.7833 | 0.75663 | 15 | 0.53997
31883 | 5.98 | 1 | 365 | 6.8082 | 0.70386 | 7 | 0.51206
31894 | 8.32 | 1 | 365 | 9.4723 | 0.066245 | 9 | 0.53851
31901 | 2.86 | 1 | 365 | 3.2561 | 0.55402 | 3 | 0.81011
31903 | 8.32 | 1 | 365 | 9.4723 | 0.066245 | 9 | 0.53851
31906 | 9.88 | 1 | 365 | 11.2483 | 0.64117 | 11 | 0.88948
31911 | 6.76 | 1 | 365 | 7.6962 | 0.49132 | 8 | 0.18754
31915 | 8.58 | 1 | 365 | 9.7683 | 0.66207 | 10 | 0.43034
31917 | 12.48 | 1 | 365 | 14.2084 | 0.59937 | 14 | 0.80777
31928 | 9.36 | 1 | 365 | 10.6563 | 0.44953 | 11 | 0.10583
31929 | 8.84 | 1 | 365 | 10.0643 | 0.25789 | 10 | 0.32217
31931 | 2.86 | 1 | 365 | 3.2561 | 0.55402 | 3 | 0.81011
31933 | 5.3 | 1 | 365 | 6.034 | 0.14556 | 6 | 0.17958
32224 | 4.9 | 1 | 365 | 5.5786 | 0.22892 | 5 | 0.80754
32127 | 5.88 | 1 | 365 | 6.6943 | 0.4747 | 7 | 0.16904
32148 | 7.56 | 1 | 365 | 8.607 | 0.32462 | 8 | 0.93163
31944 | 8.06 | 1 | 365 | 9.1763 | 0.47042 | 9 | 0.64668
31948 | 3.38 | 1 | 365 | 3.8481 | 0.74566 | 4 | 0.59377
31950 | 7.02 | 1 | 365 | 7.9922 | 0.087144 | 8 | 0.079369
31953 | 5.46 | 1 | 365 | 6.2162 | 0.51222 | 6 | 0.7284
31965 | 5.2 | 1 | 365 | 5.9202 | 0.9164 | 6 | 0.83657
31982 | 7.28 | 1 | 365 | 8.2882 | 0.68296 | 8 | 0.9712
31986 | 3.9 | 1 | 365 | 4.4401 | 0.9373 | 5 | 0.37743
31970 | 2.86 | 1 | 365 | 3.2561 | 0.55402 | 3 | 0.81011
31988 | 3.12 | 1 | 365 | 3.5521 | 0.14984 | 3 | 0.70194
31992 | 5.72 | 1 | 365 | 6.5122 | 0.10804 | 6 | 0.62023
31993 | 7.14 | 1 | 365 | 8.1288 | 0.36214 | 8 | 0.49098
32005 | 5.5 | 1 | 365 | 6.2617 | 0.60389 | 6 | 0.8656
32041 | 5.46 | 1 | 365 | 6.2162 | 0.51222 | 6 | 0.7284
32042 | 5.46 | 1 | 365 | 6.2162 | 0.51222 | 6 | 0.7284
32049 | 4.16 | 1 | 365 | 4.7361 | 0.53312 | 5 | 0.26926
32046 | 4.68 | 1 | 365 | 5.3282 | 0.72476 | 6 | 0.052913
31935 | 9.36 | 1 | 365 | 10.6563 | 0.44953 | 11 | 0.10583
31633 | 10.4 | 1 | 365 | 11.8403 | 0.83281 | 12 | 0.67314
31640 | 12.22 | 1 | 365 | 13.9124 | 0.0035475 | 13 | 0.91594
31946 | 7.02 | 1 | 365 | 7.9922 | 0.087144 | 8 | 0.079369
31955 | 9.88 | 1 | 365 | 11.2483 | 0.64117 | 11 | 0.88948
31957 | 7.02 | 1 | 365 | 7.9922 | 0.087144 | 8 | 0.079369
31961 | 11.18 | 1 | 365 | 12.7284 | 0.62027 | 13 | 0.34863
31972 | 7.28 | 1 | 365 | 8.2882 | 0.68296 | 8 | 0.9712
31975 | 9.36 | 1 | 365 | 10.6563 | 0.44953 | 11 | 0.10583
31985 | 4.94 | 1 | 365 | 5.6242 | 0.32058 | 5 | 0.94474
31983 | 7.8 | 1 | 365 | 8.8803 | 0.8746 | 9 | 0.75485
31990 | 7.8 | 1 | 365 | 8.8803 | 0.8746 | 9 | 0.75485
31995 | 3.38 | 1 | 365 | 3.8481 | 0.74566 | 4 | 0.59377
31999 | 9.1 | 1 | 365 | 10.3603 | 0.85371 | 11 | 0.214
32002 | 4.24 | 1 | 365 | 4.8272 | 0.71645 | 5 | 0.54366
31998 | 8.06 | 1 | 365 | 9.1763 | 0.47042 | 9 | 0.64668
32004 | 5.2 | 1 | 365 | 5.9202 | 0.9164 | 6 | 0.83657
31655 | 7.54 | 1 | 365 | 8.5842 | 0.27878 | 8 | 0.86303
31644 | 11.18 | 1 | 365 | 12.7284 | 0.62027 | 13 | 0.34863
31660 | 4.42 | 1 | 365 | 5.0321 | 0.12894 | 5 | 0.16108
31647 | 12.48 | 1 | 365 | 14.2084 | 0.59937 | 14 | 0.80777
31666 | 7.28 | 1 | 365 | 8.2882 | 0.68296 | 8 | 0.9712
31849 | 6.76 | 1 | 365 | 7.6962 | 0.49132 | 8 | 0.18754
31680 | 5.46 | 1 | 365 | 6.2162 | 0.51222 | 6 | 0.7284
31889 | 9.1 | 1 | 365 | 10.3603 | 0.85371 | 11 | 0.214
31689 | 11.96 | 1 | 365 | 13.6164 | 0.40773 | 14 | 0.024111
31698 | 6.76 | 1 | 365 | 7.6962 | 0.49132 | 8 | 0.18754
31704 | 7.8 | 1 | 365 | 8.8803 | 0.8746 | 9 | 0.75485
31709 | 5.46 | 1 | 365 | 6.2162 | 0.51222 | 6 | 0.7284
31439 | 8.06 | 1 | 365 | 9.1763 | 0.47042 | 9 | 0.64668
31531 | 7.42 | 1 | 365 | 8.4476 | 0.0037907 | 8 | 0.45141
31423 | 5.72 | 1 | 365 | 6.5122 | 0.10804 | 6 | 0.62023
31452 | 6.12 | 1 | 365 | 6.9676 | 0.02469 | 6 | 0.99227
31449 | 5.2 | 1 | 365 | 5.9202 | 0.9164 | 6 | 0.83657
31535 | 8.84 | 1 | 365 | 10.0643 | 0.25789 | 10 | 0.32217
31440 | 2.86 | 1 | 365 | 3.2561 | 0.55402 | 3 | 0.81011
32181 | 10.72 | 1 | 365 | 12.2047 | 0.56612 | 12 | 0.77077
32183 | 11.07 | 1 | 365 | 12.6031 | 0.36819 | 12 | 0.97131
32184 | 7.84 | 1 | 365 | 8.9258 | 0.96627 | 9 | 0.89206
32190 | 12 | 1 | 365 | 13.6619 | 0.49939 | 14 | 0.16132
31447 | 5.72 | 1 | 365 | 6.5122 | 0.10804 | 6 | 0.62023
31543 | 3.64 | 1 | 365 | 4.1441 | 0.34148 | 4 | 0.4856
31458 | 5.46 | 1 | 365 | 6.2162 | 0.51222 | 6 | 0.7284
32296 | 7.44 | 1 | 365 | 8.4704 | 0.049623 | 8 | 0.52002
20921 | 7.02 | 1 | 365 | 7.9922 | 0.087144 | 8 | 0.079369
32298 | 9.38 | 1 | 365 | 10.6791 | 0.49536 | 11 | 0.17443
31545 | 7.28 | 1 | 365 | 8.2882 | 0.68296 | 8 | 0.9712
31546 | 4.94 | 1 | 365 | 5.6242 | 0.32058 | 5 | 0.94474
32327 | 6.76 | 1 | 365 | 7.6962 | 0.49132 | 8 | 0.18754
32328 | 7.28 | 1 | 365 | 8.2882 | 0.68296 | 8 | 0.9712
32329 | 5.98 | 1 | 365 | 6.8082 | 0.70386 | 7 | 0.51206
32336 | 8.32 | 1 | 365 | 9.4723 | 0.066245 | 9 | 0.53851
32206 | 5.83 | 1 | 365 | 6.6374 | 0.36012 | 6 | 0.99754
32210 | 8.32 | 1 | 365 | 9.4723 | 0.066245 | 9 | 0.53851
32205 | 8.06 | 1 | 365 | 9.1763 | 0.47042 | 9 | 0.64668
32213 | 6.24 | 1 | 365 | 7.1042 | 0.29968 | 7 | 0.40388
32344 | 2.08 | 1 | 365 | 2.3681 | 0.76656 | 3 | 0.13463
31799 | 12.48 | 1 | 365 | 14.2084 | 0.59937 | 14 | 0.80777
31846 | 9.36 | 1 | 365 | 10.6563 | 0.44953 | 11 | 0.10583
31550 | 6.5 | 1 | 365 | 7.4002 | 0.8955 | 8 | 0.29571
32366 | 4.42 | 1 | 365 | 5.0321 | 0.12894 | 5 | 0.16108
31843 | 5.46 | 1 | 365 | 6.2162 | 0.51222 | 6 | 0.7284
32362 | 7.95 | 1 | 365 | 9.051 | 0.21835 | 9 | 0.26937
31847 | 8.06 | 1 | 365 | 9.1763 | 0.47042 | 9 | 0.64668
32364 | 5.72 | 1 | 365 | 6.5122 | 0.10804 | 6 | 0.62023
31572 | 6.76 | 1 | 365 | 7.6962 | 0.49132 | 8 | 0.18754
27433 | 11.475 | 1 | 365 | 13.0642 | 0.29629 | 13 | 0.36051
32375 | 11.66 | 1 | 365 | 13.2748 | 0.72024 | 13 | 0.99508
32354 | 6.36 | 1 | 365 | 7.2408 | 0.57468 | 7 | 0.8155
32374 | 7.54 | 1 | 365 | 8.5842 | 0.27878 | 8 | 0.86303
32378 | 4.42 | 1 | 365 | 5.0321 | 0.12894 | 5 | 0.16108
32391 | 9.435 | 1 | 365 | 10.7417 | 0.6214 | 11 | 0.36308
32389 | 7.8 | 1 | 365 | 8.8803 | 0.8746 | 9 | 0.75485
32043 | 4.94 | 1 | 365 | 5.6242 | 0.32058 | 5 | 0.94474
32393 | 10.335 | 1 | 365 | 11.7663 | 0.68385 | 12 | 0.45018
31861 | 6.5 | 1 | 365 | 7.4002 | 0.8955 | 8 | 0.29571
31851 | 8.58 | 1 | 365 | 9.7683 | 0.66207 | 10 | 0.43034
32403 | 3.9 | 1 | 365 | 4.4401 | 0.9373 | 5 | 0.37743
31885 | 6.5 | 1 | 365 | 7.4002 | 0.8955 | 8 | 0.29571
32405 | 11.22 | 1 | 365 | 12.7739 | 0.71193 | 13 | 0.48583
31900 | 7.28 | 1 | 365 | 8.2882 | 0.68296 | 8 | 0.9712
32209 | 9.36 | 1 | 365 | 10.6563 | 0.44953 | 11 | 0.10583
31904 | 5.46 | 1 | 365 | 6.2162 | 0.51222 | 6 | 0.7284
32057 | 7.8 | 1 | 365 | 8.8803 | 0.8746 | 9 | 0.75485
31909 | 7.8 | 1 | 365 | 8.8803 | 0.8746 | 9 | 0.75485
31960 | 6.76 | 1 | 365 | 7.6962 | 0.49132 | 8 | 0.18754
31966 | 5.72 | 1 | 365 | 6.5122 | 0.10804 | 6 | 0.62023
31979 | 4.68 | 1 | 365 | 5.3282 | 0.72476 | 6 | 0.052913
31984 | 2.34 | 1 | 365 | 2.6641 | 0.36238 | 3 | 0.026456
32419 | 6.5 | 1 | 365 | 7.4002 | 0.8955 | 8 | 0.29571
31959 | 5.98 | 1 | 365 | 6.8082 | 0.70386 | 7 | 0.51206
31958 | 9.88 | 1 | 365 | 11.2483 | 0.64117 | 11 | 0.88948
32031 | 8.32 | 1 | 365 | 9.4723 | 0.066245 | 9 | 0.53851
28052 | 11.73 | 1 | 365 | 13.3545 | 0.88066 | 14 | 0.23519
32060 | 7.54 | 1 | 365 | 8.5842 | 0.27878 | 8 | 0.86303
32055 | 10.14 | 1 | 365 | 11.5443 | 0.23699 | 11 | 0.78131
28025 | 8.58 | 1 | 365 | 9.7683 | 0.66207 | 10 | 0.43034
32268 | 5.2 | 1 | 365 | 5.9202 | 0.9164 | 6 | 0.83657
32279 | 6.5 | 1 | 365 | 7.4002 | 0.8955 | 8 | 0.29571
27835 | 7.54 | 1 | 365 | 8.5842 | 0.27878 | 8 | 0.86303
27834 | 7.8 | 1 | 365 | 8.8803 | 0.8746 | 9 | 0.75485
32288 | 7.42 | 1 | 365 | 8.4476 | 0.0037907 | 8 | 0.45141
32291 | 13.52 | 1 | 365 | 15.3924 | 0.98265 | 16 | 0.37508
27829 | 7.28 | 1 | 365 | 8.2882 | 0.68296 | 8 | 0.9712
32297 | 8.06 | 1 | 365 | 9.1763 | 0.47042 | 9 | 0.64668
29264 | 8.06 | 1 | 365 | 9.1763 | 0.47042 | 9 | 0.64668
32303 | 7.8 | 1 | 365 | 8.8803 | 0.8746 | 9 | 0.75485
27697 | 7.8 | 1 | 365 | 8.8803 | 0.8746 | 9 | 0.75485
32307 | 2.6 | 1 | 365 | 2.9601 | 0.9582 | 3 | 0.91828
27552 | 5.2 | 1 | 365 | 5.9202 | 0.9164 | 6 | 0.83657
32315 | 11.96 | 1 | 365 | 13.6164 | 0.40773 | 14 | 0.024111
27669 | 5.46 | 1 | 365 | 6.2162 | 0.51222 | 6 | 0.7284
32321 | 4 | 1 | 365 | 4.554 | 0.16646 | 4 | 0.72044
31310 | 70.125 | 0.9 | 365 | 71.8532 | 0.62961 | 72 | 0.48279
31880 | 57.46 | 0.9 | 365 | 58.8761 | 0.50863 | 59 | 0.38469
31267 | 675.18 | 0.9 | 365 | 691.8193 | 0.52796 | 692 | 0.34726
13122 | 150.47 | 1 | 365 | 171.3091 | 0.81946 | 172 | 0.12859
32258 | 3.64 | 1 | 365 | 4.1441 | 0.34148 | 4 | 0.4856
32260 | 4.16 | 1 | 365 | 4.7361 | 0.53312 | 5 | 0.26926
32133 | 7.54 | 1 | 365 | 8.5842 | 0.27878 | 8 | 0.86303
32261 | 2.34 | 1 | 365 | 2.6641 | 0.36238 | 3 | 0.026456
32065 | 8.58 | 1 | 365 | 9.7683 | 0.66207 | 10 | 0.43034
32211 | 6.5 | 1 | 365 | 7.4002 | 0.8955 | 8 | 0.29571
32082 | 11.96 | 1 | 365 | 13.6164 | 0.40773 | 14 | 0.024111
32423 | 7.28 | 1 | 365 | 8.2882 | 0.68296 | 8 | 0.9712
32425 | 4.68 | 1 | 365 | 5.3282 | 0.72476 | 6 | 0.052913
32217 | 7.8 | 1 | 365 | 8.8803 | 0.8746 | 9 | 0.75485
32427 | 8.84 | 1 | 365 | 10.0643 | 0.25789 | 10 | 0.32217
32200 | 8.06 | 1 | 365 | 9.1763 | 0.47042 | 9 | 0.64668
32429 | 7.14 | 1 | 365 | 8.1288 | 0.36214 | 8 | 0.49098
32431 | 3.38 | 1 | 365 | 3.8481 | 0.74566 | 4 | 0.59377
32434 | 6.6 | 1 | 365 | 7.5141 | 0.12467 | 7 | 0.63872
32218 | 7.28 | 1 | 365 | 8.2882 | 0.68296 | 8 | 0.9712
32440 | 10.4 | 1 | 365 | 11.8403 | 0.83281 | 12 | 0.67314
32519 | 9.36 | 1 | 365 | 10.6563 | 0.44953 | 11 | 0.10583
32435 | 11.13 | 1 | 365 | 12.6714 | 0.50569 | 13 | 0.17712
32532 | 7.15 | 1 | 365 | 8.1402 | 0.38505 | 8 | 0.52528
32201 | 11.44 | 1 | 365 | 13.0244 | 0.21609 | 13 | 0.24045
32253 | 10.132 | 1 | 365 | 11.5352 | 0.21865 | 11 | 0.75387
32442 | 11.44 | 1 | 365 | 13.0244 | 0.21609 | 13 | 0.24045
32444 | 11.44 | 1 | 365 | 13.0244 | 0.21609 | 13 | 0.24045
32576 | 10.455 | 1 | 365 | 11.903 | 0.95885 | 12 | 0.8618
32445 | 9.88 | 1 | 365 | 11.2483 | 0.64117 | 11 | 0.88948
32581 | 6.6 | 1 | 365 | 7.5141 | 0.12467 | 7 | 0.63872
32439 | 10.66 | 1 | 365 | 12.1363 | 0.42863 | 12 | 0.56497
32592 | 4.95 | 1 | 365 | 5.6355 | 0.3435 | 5 | 0.97904
32604 | 8.67 | 1 | 365 | 9.8707 | 0.86831 | 10 | 0.73905
32453 | 5.72 | 1 | 365 | 6.5122 | 0.10804 | 6 | 0.62023
32614 | 5.775 | 1 | 365 | 6.5748 | 0.23408 | 6 | 0.80888
32450 | 8.415 | 1 | 365 | 9.5804 | 0.28395 | 9 | 0.86437
32456 | 7.95 | 1 | 365 | 9.051 | 0.21835 | 9 | 0.26937
32460 | 9.36 | 1 | 365 | 10.6563 | 0.44953 | 11 | 0.10583
32463 | 4.42 | 1 | 365 | 5.0321 | 0.12894 | 5 | 0.16108
32464 | 7.02 | 1 | 365 | 7.9922 | 0.087144 | 8 | 0.079369
32625 | 16.83 | 1 | 365 | 19.1608 | 0.5679 | 19 | 0.72874
32467 | 5.72 | 1 | 365 | 6.5122 | 0.10804 | 6 | 0.62023
32468 | 9.1 | 1 | 365 | 10.3603 | 0.85371 | 11 | 0.214
32472 | 4.59 | 1 | 365 | 5.2257 | 0.51852 | 5 | 0.7442
32621 | 5.225 | 1 | 365 | 5.9486 | 0.97369 | 6 | 0.92232
32680 | 10.4 | 1 | 365 | 11.8403 | 0.83281 | 12 | 0.67314
32474 | 7.54 | 1 | 365 | 8.5842 | 0.27878 | 8 | 0.86303
32070 | 9.36 | 1 | 365 | 10.6563 | 0.44953 | 11 | 0.10583
32491 | 5.545 | 1 | 365 | 6.3129 | 0.70701 | 7 | 0.019958
32096 | 9.36 | 1 | 365 | 10.6563 | 0.44953 | 11 | 0.10583
32596 | 9.18 | 1 | 365 | 10.4514 | 0.037035 | 10 | 0.48841
32092 | 6.76 | 1 | 365 | 7.6962 | 0.49132 | 8 | 0.18754
32478 | 4.725 | 1 | 365 | 5.3794 | 0.82789 | 6 | 0.20727
32603 | 6.885 | 1 | 365 | 7.8385 | 0.77778 | 8 | 0.6163
32487 | 6.96 | 1 | 365 | 7.9239 | 0.94965 | 8 | 0.87356
32605 | 7.14 | 1 | 365 | 8.1288 | 0.36214 | 8 | 0.49098
32517 | 3.85 | 1 | 365 | 4.3832 | 0.82272 | 5 | 0.20592
28018 | 10.4 | 1 | 365 | 11.8403 | 0.83281 | 12 | 0.67314
32608 | 7.8 | 1 | 365 | 8.8803 | 0.8746 | 9 | 0.75485
32207 | 9.1 | 1 | 365 | 10.3603 | 0.85371 | 11 | 0.214
32160 | 9.88 | 1 | 365 | 11.2483 | 0.64117 | 11 | 0.88948
32499 | 6.725 | 1 | 365 | 7.6564 | 0.41112 | 8 | 0.067487
32618 | 9.88 | 1 | 365 | 11.2483 | 0.64117 | 11 | 0.88948
32609 | 7.28 | 1 | 365 | 8.2882 | 0.68296 | 8 | 0.9712
32091 | 7.54 | 1 | 365 | 8.5842 | 0.27878 | 8 | 0.86303
32611 | 7.28 | 1 | 365 | 8.2882 | 0.68296 | 8 | 0.9712
32504 | 6.725 | 1 | 365 | 7.6564 | 0.41112 | 8 | 0.067487
32106 | 2.86 | 1 | 365 | 3.2561 | 0.55402 | 3 | 0.81011
32613 | 5.2 | 1 | 365 | 5.9202 | 0.9164 | 6 | 0.83657
32110 | 6.24 | 1 | 365 | 7.1042 | 0.29968 | 7 | 0.40388
32617 | 5.46 | 1 | 365 | 6.2162 | 0.51222 | 6 | 0.7284
32507 | 6.725 | 1 | 365 | 7.6564 | 0.41112 | 8 | 0.067487
32508 | 4.95 | 1 | 365 | 5.6355 | 0.3435 | 5 | 0.97904
32167 | 6.24 | 1 | 365 | 7.1042 | 0.29968 | 7 | 0.40388
32176 | 5.98 | 1 | 365 | 6.8082 | 0.70386 | 7 | 0.51206
32117 | 4.68 | 1 | 365 | 5.3282 | 0.72476 | 6 | 0.052913
32162 | 4.94 | 1 | 365 | 5.6242 | 0.32058 | 5 | 0.94474
32259 | 11.44 | 1 | 365 | 13.0244 | 0.21609 | 13 | 0.24045
32263 | 9.88 | 1 | 365 | 11.2483 | 0.64117 | 11 | 0.88948
32192 | 9.88 | 1 | 365 | 11.2483 | 0.64117 | 11 | 0.88948
32270 | 7.54 | 1 | 365 | 8.5842 | 0.27878 | 8 | 0.86303
32195 | 8.84 | 1 | 365 | 10.0643 | 0.25789 | 10 | 0.32217
32252 | 2.08 | 1 | 365 | 2.3681 | 0.76656 | 3 | 0.13463
32256 | 8.84 | 1 | 365 | 10.0643 | 0.25789 | 10 | 0.32217
32513 | 7.905 | 1 | 365 | 8.9998 | 0.11522 | 9 | 0.11502
32138 | 8.58 | 1 | 365 | 9.7683 | 0.66207 | 10 | 0.43034
32353 | 6.5 | 1 | 365 | 7.4002 | 0.8955 | 8 | 0.29571
32512 | 5.565 | 1 | 365 | 6.3357 | 0.75284 | 7 | 0.08856
32363 | 4.94 | 1 | 365 | 5.6242 | 0.32058 | 5 | 0.94474
32255 | 11.7 | 1 | 365 | 13.3204 | 0.81191 | 14 | 0.13228
32370 | 7.28 | 1 | 365 | 8.2882 | 0.68296 | 8 | 0.9712
32122 | 5.72 | 1 | 365 | 6.5122 | 0.10804 | 6 | 0.62023
32511 | 7.975 | 1 | 365 | 9.0795 | 0.27564 | 9 | 0.35512
32262 | 9.88 | 1 | 365 | 11.2483 | 0.64117 | 11 | 0.88948
32128 | 5.98 | 1 | 365 | 6.8082 | 0.70386 | 7 | 0.51206
32280 | 8.32 | 1 | 365 | 9.4723 | 0.066245 | 9 | 0.53851
32277 | 8.84 | 1 | 365 | 10.0643 | 0.25789 | 10 | 0.32217
32285 | 6.76 | 1 | 365 | 7.6962 | 0.49132 | 8 | 0.18754
32275 | 10.66 | 1 | 365 | 12.1363 | 0.42863 | 12 | 0.56497
32158 | 6.24 | 1 | 365 | 7.1042 | 0.29968 | 7 | 0.40388
32689 | 4.94 | 1 | 365 | 5.6242 | 0.32058 | 5 | 0.94474
32694 | 6.24 | 1 | 365 | 7.1042 | 0.29968 | 7 | 0.40388
32681 | 9.36 | 1 | 365 | 10.6563 | 0.44953 | 11 | 0.10583
32299 | 7.54 | 1 | 365 | 8.5842 | 0.27878 | 8 | 0.86303
32724 | 6.5 | 1 | 365 | 7.4002 | 0.8955 | 8 | 0.29571
32725 | 7.28 | 1 | 365 | 8.2882 | 0.68296 | 8 | 0.9712
32729 | 6.12 | 1 | 365 | 6.9676 | 0.02469 | 6 | 0.99227
32739 | 3.9 | 1 | 365 | 4.4401 | 0.9373 | 5 | 0.37743
32741 | 8.84 | 1 | 365 | 10.0643 | 0.25789 | 10 | 0.32217
32745 | 8.32 | 1 | 365 | 9.4723 | 0.066245 | 9 | 0.53851
32746 | 9.1 | 1 | 365 | 10.3603 | 0.85371 | 11 | 0.214
32748 | 5.72 | 1 | 365 | 6.5122 | 0.10804 | 6 | 0.62023
32751 | 4.42 | 1 | 365 | 5.0321 | 0.12894 | 5 | 0.16108
32754 | 5.2 | 1 | 365 | 5.9202 | 0.9164 | 6 | 0.83657
32752 | 13.52 | 1 | 365 | 15.3924 | 0.98265 | 16 | 0.37508
32762 | 6.5 | 1 | 365 | 7.4002 | 0.8955 | 8 | 0.29571
32311 | 5.98 | 1 | 365 | 6.8082 | 0.70386 | 7 | 0.51206
32764 | 3.38 | 1 | 365 | 3.8481 | 0.74566 | 4 | 0.59377
32766 | 8.84 | 1 | 365 | 10.0643 | 0.25789 | 10 | 0.32217
33011 | 8.215 | 1 | 365 | 9.3527 | 0.82563 | 10 | 0.17835
33012 | 10.14 | 1 | 365 | 11.5443 | 0.23699 | 11 | 0.78131
33014 | 4.42 | 1 | 365 | 5.0321 | 0.12894 | 5 | 0.16108
33017 | 8.84 | 1 | 365 | 10.0643 | 0.25789 | 10 | 0.32217
33019 | 9.805 | 1 | 365 | 11.1629 | 0.46929 | 11 | 0.63222
33021 | 6.24 | 1 | 365 | 7.1042 | 0.29968 | 7 | 0.40388
33016 | 7.41 | 1 | 365 | 8.4362 | 0.98087 | 9 | 0.41711
33018 | 3.42 | 1 | 365 | 3.8936 | 0.83733 | 4 | 0.73097
33022 | 11.4 | 1 | 365 | 12.9788 | 0.12442 | 13 | 0.10325
33032 | 4.59 | 1 | 365 | 5.2257 | 0.51852 | 5 | 0.7442
32139 | 2.86 | 1 | 365 | 3.2561 | 0.55402 | 3 | 0.81011
32145 | 3.64 | 1 | 365 | 4.1441 | 0.34148 | 4 | 0.4856
32150 | 5.2 | 1 | 365 | 5.9202 | 0.9164 | 6 | 0.83657
32171 | 9.62 | 1 | 365 | 10.9523 | 0.045346 | 10 | 0.99765
32300 | 8.06 | 1 | 365 | 9.1763 | 0.47042 | 9 | 0.64668
32278 | 4.16 | 1 | 365 | 4.7361 | 0.53312 | 5 | 0.26926
32765 | 11.7 | 1 | 365 | 13.3204 | 0.81191 | 14 | 0.13228
32286 | 10.92 | 1 | 365 | 12.4324 | 0.024447 | 12 | 0.4568
32294 | 5.72 | 1 | 365 | 6.5122 | 0.10804 | 6 | 0.62023
32305 | 8.32 | 1 | 365 | 9.4723 | 0.066245 | 9 | 0.53851
32770 | 4.16 | 1 | 365 | 4.7361 | 0.53312 | 5 | 0.26926
32522 | 3.38 | 1 | 365 | 3.8481 | 0.74566 | 4 | 0.59377
32516 | 5.46 | 1 | 365 | 6.2162 | 0.51222 | 6 | 0.7284
32773 | 2.34 | 1 | 365 | 2.6641 | 0.36238 | 3 | 0.026456
32526 | 4.16 | 1 | 365 | 4.7361 | 0.53312 | 5 | 0.26926
32769 | 11.7 | 1 | 365 | 13.3204 | 0.81191 | 14 | 0.13228
32778 | 3.9 | 1 | 365 | 4.4401 | 0.9373 | 5 | 0.37743
32781 | 8.32 | 1 | 365 | 9.4723 | 0.066245 | 9 | 0.53851
32555 | 6.24 | 1 | 365 | 7.1042 | 0.29968 | 7 | 0.40388
32589 | 9.36 | 1 | 365 | 10.6563 | 0.44953 | 11 | 0.10583
32599 | 8.06 | 1 | 365 | 9.1763 | 0.47042 | 9 | 0.64668
32783 | 3.12 | 1 | 365 | 3.5521 | 0.14984 | 3 | 0.70194
32623 | 9.1 | 1 | 365 | 10.3603 | 0.85371 | 11 | 0.214
32634 | 9.88 | 1 | 365 | 11.2483 | 0.64117 | 11 | 0.88948
32641 | 7.28 | 1 | 365 | 8.2882 | 0.68296 | 8 | 0.9712
32632 | 13 | 1 | 365 | 14.8004 | 0.79101 | 15 | 0.59142
32788 | 4.42 | 1 | 365 | 5.0321 | 0.12894 | 5 | 0.16108
32643 | 6.76 | 1 | 365 | 7.6962 | 0.49132 | 8 | 0.18754
32645 | 9.36 | 1 | 365 | 10.6563 | 0.44953 | 11 | 0.10583
32657 | 11.75 | 1 | 365 | 13.3773 | 0.92649 | 14 | 0.30379
32287 | 5.46 | 1 | 365 | 6.2162 | 0.51222 | 6 | 0.7284
32661 | 3.12 | 1 | 365 | 3.5521 | 0.14984 | 3 | 0.70194
32983 | 4.2 | 1 | 365 | 4.7817 | 0.62479 | 5 | 0.40646
32772 | 5.98 | 1 | 365 | 6.8082 | 0.70386 | 7 | 0.51206
32903 | 8.68 | 1 | 365 | 9.8821 | 0.89123 | 10 | 0.77335
32793 | 9.36 | 1 | 365 | 10.6563 | 0.44953 | 11 | 0.10583
32981 | 4.76 | 1 | 365 | 5.4192 | 0.90809 | 6 | 0.32732
32809 | 8.32 | 1 | 365 | 9.4723 | 0.066245 | 9 | 0.53851
33048 | 5.5 | 1 | 365 | 6.2617 | 0.60389 | 6 | 0.8656
32797 | 6.76 | 1 | 365 | 7.6962 | 0.49132 | 8 | 0.18754
33049 | 4.2 | 1 | 365 | 4.7817 | 0.62479 | 5 | 0.40646
33050 | 5.04 | 1 | 365 | 5.738 | 0.54974 | 6 | 0.28775
32318 | 5.46 | 1 | 365 | 6.2162 | 0.51222 | 6 | 0.7284
32799 | 7.02 | 1 | 365 | 7.9922 | 0.087144 | 8 | 0.079369
33051 | 4.2 | 1 | 365 | 4.7817 | 0.62479 | 5 | 0.40646
32806 | 9.36 | 1 | 365 | 10.6563 | 0.44953 | 11 | 0.10583
33057 | 5.88 | 1 | 365 | 6.6943 | 0.4747 | 7 | 0.16904
33062 | 3.66 | 1 | 365 | 4.1669 | 0.38731 | 4 | 0.5542
32808 | 4.16 | 1 | 365 | 4.7361 | 0.53312 | 5 | 0.26926
32823 | 6.5 | 1 | 365 | 7.4002 | 0.8955 | 8 | 0.29571
33087 | 4.8 | 1 | 365 | 5.4648 | 0.99976 | 6 | 0.46453
32826 | 3.9 | 1 | 365 | 4.4401 | 0.9373 | 5 | 0.37743
32829 | 5.46 | 1 | 365 | 6.2162 | 0.51222 | 6 | 0.7284
33094 | 7.5 | 1 | 365 | 8.5387 | 0.18712 | 8 | 0.72582
33122 | 8.55 | 1 | 365 | 9.7341 | 0.59332 | 10 | 0.32744
32831 | 4.68 | 1 | 365 | 5.3282 | 0.72476 | 6 | 0.052913
13123 | 178.35 | 1 | 365 | 203.0503 | 0.70971 | 203 | 0.76005
32834 | 11.44 | 1 | 365 | 13.0244 | 0.21609 | 13 | 0.24045
32308 | 9.1 | 1 | 365 | 10.3603 | 0.85371 | 11 | 0.214
33065 | 3.12 | 1 | 365 | 3.5521 | 0.14984 | 3 | 0.70194
32310 | 3.9 | 1 | 365 | 4.4401 | 0.9373 | 5 | 0.37743
33054 | 4.68 | 1 | 365 | 5.3282 | 0.72476 | 6 | 0.052913
32361 | 3.64 | 1 | 365 | 4.1441 | 0.34148 | 4 | 0.4856
32316 | 6.5 | 1 | 365 | 7.4002 | 0.8955 | 8 | 0.29571
33069 | 13.26 | 1 | 365 | 15.0964 | 0.38683 | 15 | 0.48325
32383 | 9.36 | 1 | 365 | 10.6563 | 0.44953 | 11 | 0.10583
33085 | 7.28 | 1 | 365 | 8.2882 | 0.68296 | 8 | 0.9712
32320 | 4.68 | 1 | 365 | 5.3282 | 0.72476 | 6 | 0.052913
33091 | 2.86 | 1 | 365 | 3.2561 | 0.55402 | 3 | 0.81011
32441 | 6.67 | 1 | 365 | 7.5938 | 0.28508 | 7 | 0.87883
32326 | 4.68 | 1 | 365 | 5.3282 | 0.72476 | 6 | 0.052913
32402 | 11.7 | 1 | 365 | 13.3204 | 0.81191 | 14 | 0.13228
33093 | 14.04 | 1 | 365 | 15.9845 | 0.17429 | 16 | 0.15874
33099 | 3.12 | 1 | 365 | 3.5521 | 0.14984 | 3 | 0.70194
33102 | 6.5 | 1 | 365 | 7.4002 | 0.8955 | 8 | 0.29571
33105 | 9 | 1 | 365 | 10.2464 | 0.62454 | 10 | 0.87099
33107 | 5.565 | 1 | 365 | 6.3357 | 0.75284 | 7 | 0.08856
33108 | 5.98 | 1 | 365 | 6.8082 | 0.70386 | 7 | 0.51206
33111 | 8.48 | 1 | 365 | 9.6544 | 0.4329 | 10 | 0.087329
33110 | 3.9 | 1 | 365 | 4.4401 | 0.9373 | 5 | 0.37743
33113 | 7.35 | 1 | 365 | 8.3679 | 0.84338 | 9 | 0.21131
32430 | 9.75 | 1 | 365 | 11.1003 | 0.34326 | 11 | 0.44357
33119 | 8.884 | 1 | 365 | 10.1144 | 0.35872 | 10 | 0.47309
32446 | 9.36 | 1 | 365 | 10.6563 | 0.44953 | 11 | 0.10583
32455 | 2.86 | 1 | 365 | 3.2561 | 0.55402 | 3 | 0.81011
33123 | 9.88 | 1 | 365 | 11.2483 | 0.64117 | 11 | 0.88948
33130 | 6.12 | 1 | 365 | 6.9676 | 0.02469 | 6 | 0.99227
32457 | 3.12 | 1 | 365 | 3.5521 | 0.14984 | 3 | 0.70194
33131 | 5.2 | 1 | 365 | 5.9202 | 0.9164 | 6 | 0.83657
33127 | 2.08 | 1 | 365 | 2.3681 | 0.76656 | 3 | 0.13463
32347 | 15.34 | 1 | 365 | 17.4645 | 0.15339 | 17 | 0.61788
33133 | 3.445 | 1 | 365 | 3.9221 | 0.89462 | 4 | 0.81673
33142 | 5.1 | 1 | 365 | 5.8063 | 0.68724 | 6 | 0.49356
33147 | 5.46 | 1 | 365 | 6.2162 | 0.51222 | 6 | 0.7284
33166 | 12.426 | 1 | 365 | 14.1469 | 0.47562 | 14 | 0.62254
33194 | 9 | 1 | 365 | 10.2464 | 0.62454 | 10 | 0.87099
3349 | 1339.2 | 1 | 365 | 1524.6706 | 0.93215 | 1525 | 0.60278
32824 | 4.16 | 1 | 365 | 4.7361 | 0.53312 | 5 | 0.26926
33208 | 5.13 | 1 | 365 | 5.8405 | 0.75599 | 6 | 0.59646
32369 | 9.1 | 1 | 365 | 10.3603 | 0.85371 | 11 | 0.214
32845 | 3.64 | 1 | 365 | 4.1441 | 0.34148 | 4 | 0.4856
32376 | 8.84 | 1 | 365 | 10.0643 | 0.25789 | 10 | 0.32217
32396 | 7.8 | 1 | 365 | 8.8803 | 0.8746 | 9 | 0.75485
32371 | 3.64 | 1 | 365 | 4.1441 | 0.34148 | 4 | 0.4856
1562 | 1328.04 | 1 | 365 | 1511.965 | 0.35771 | 1512 | 0.32275
33217 | 11.44 | 1 | 365 | 13.0244 | 0.21609 | 13 | 0.24045
32406 | 3.64 | 1 | 365 | 4.1441 | 0.34148 | 4 | 0.4856
32850 | 5.61 | 1 | 365 | 6.3869 | 0.85597 | 7 | 0.24291
32846 | 4.77 | 1 | 365 | 5.4306 | 0.93101 | 6 | 0.36162
32855 | 4.75 | 1 | 365 | 5.4078 | 0.88518 | 6 | 0.29302
32098 | 10.4 | 1 | 365 | 11.8403 | 0.83281 | 12 | 0.67314
32861 | 7.8 | 1 | 365 | 8.8803 | 0.8746 | 9 | 0.75485
32172 | 10.53 | 1 | 365 | 11.9883 | 0.13072 | 12 | 0.11905
32859 | 10.66 | 1 | 365 | 12.1363 | 0.42863 | 12 | 0.56497
32860 | 5.98 | 1 | 365 | 6.8082 | 0.70386 | 7 | 0.51206
33150 | 8.06 | 1 | 365 | 9.1763 | 0.47042 | 9 | 0.64668
32867 | 6.5 | 1 | 365 | 7.4002 | 0.8955 | 8 | 0.29571
32872 | 5.98 | 1 | 365 | 6.8082 | 0.70386 | 7 | 0.51206
33153 | 5.46 | 1 | 365 | 6.2162 | 0.51222 | 6 | 0.7284
32878 | 7.28 | 1 | 365 | 8.2882 | 0.68296 | 8 | 0.9712
33154 | 7.54 | 1 | 365 | 8.5842 | 0.27878 | 8 | 0.86303
33156 | 4.68 | 1 | 365 | 5.3282 | 0.72476 | 6 | 0.052913
33162 | 4.94 | 1 | 365 | 5.6242 | 0.32058 | 5 | 0.94474
33168 | 11.7 | 1 | 365 | 13.3204 | 0.81191 | 14 | 0.13228
33171 | 8.84 | 1 | 365 | 10.0643 | 0.25789 | 10 | 0.32217
33175 | 3.9 | 1 | 365 | 4.4401 | 0.9373 | 5 | 0.37743
33178 | 10.07 | 1 | 365 | 11.4646 | 0.076573 | 11 | 0.5412
33181 | 3.64 | 1 | 365 | 4.1441 | 0.34148 | 4 | 0.4856
32459 | 7.02 | 1 | 365 | 7.9922 | 0.087144 | 8 | 0.079369
32484 | 5.2 | 1 | 365 | 5.9202 | 0.9164 | 6 | 0.83657
32488 | 7.02 | 1 | 365 | 7.9922 | 0.087144 | 8 | 0.079369
33212 | 9.945 | 1 | 365 | 11.3223 | 0.79012 | 12 | 0.11244
32480 | 2.86 | 1 | 365 | 3.2561 | 0.55402 | 3 | 0.81011
32407 | 13.77 | 1 | 365 | 15.6771 | 0.55555 | 16 | 0.23261
33218 | 11.7 | 1 | 365 | 13.3204 | 0.81191 | 14 | 0.13228
32524 | 7.02 | 1 | 365 | 7.9922 | 0.087144 | 8 | 0.079369
32533 | 8.32 | 1 | 365 | 9.4723 | 0.066245 | 9 | 0.53851
33223 | 8.58 | 1 | 365 | 9.7683 | 0.66207 | 10 | 0.43034
33222 | 3.18 | 1 | 365 | 3.6204 | 0.28734 | 3 | 0.90775
32543 | 3.64 | 1 | 365 | 4.1441 | 0.34148 | 4 | 0.4856
32575 | 10.4 | 1 | 365 | 11.8403 | 0.83281 | 12 | 0.67314
33233 | 3.64 | 1 | 365 | 4.1441 | 0.34148 | 4 | 0.4856
33240 | 8.84 | 1 | 365 | 10.0643 | 0.25789 | 10 | 0.32217
32580 | 3.12 | 1 | 365 | 3.5521 | 0.14984 | 3 | 0.70194
33235 | 9.88 | 1 | 365 | 11.2483 | 0.64117 | 11 | 0.88948
33234 | 4.42 | 1 | 365 | 5.0321 | 0.12894 | 5 | 0.16108
33226 | 2.34 | 1 | 365 | 2.6641 | 0.36238 | 3 | 0.026456
33245 | 3.9 | 1 | 365 | 4.4401 | 0.9373 | 5 | 0.37743
33272 | 10.66 | 1 | 365 | 12.1363 | 0.42863 | 12 | 0.56497
33250 | 7.8 | 1 | 365 | 8.8803 | 0.8746 | 9 | 0.75485
33293 | 11.18 | 1 | 365 | 12.7284 | 0.62027 | 13 | 0.34863
33294 | 3.12 | 1 | 365 | 3.5521 | 0.14984 | 3 | 0.70194
33254 | 5.2 | 1 | 365 | 5.9202 | 0.9164 | 6 | 0.83657
33297 | 7.8 | 1 | 365 | 8.8803 | 0.8746 | 9 | 0.75485
33302 | 7.02 | 1 | 365 | 7.9922 | 0.087144 | 8 | 0.079369
33298 | 5.98 | 1 | 365 | 6.8082 | 0.70386 | 7 | 0.51206
33308 | 4.68 | 1 | 365 | 5.3282 | 0.72476 | 6 | 0.052913
33280 | 4.94 | 1 | 365 | 5.6242 | 0.32058 | 5 | 0.94474
32534 | 9.88 | 1 | 365 | 11.2483 | 0.64117 | 11 | 0.88948
33312 | 4.94 | 1 | 365 | 5.6242 | 0.32058 | 5 | 0.94474
32544 | 13 | 1 | 365 | 14.8004 | 0.79101 | 15 | 0.59142
33259 | 8.58 | 1 | 365 | 9.7683 | 0.66207 | 10 | 0.43034
33314 | 8.58 | 1 | 365 | 9.7683 | 0.66207 | 10 | 0.43034
33251 | 6.5 | 1 | 365 | 7.4002 | 0.8955 | 8 | 0.29571
33316 | 6.36 | 1 | 365 | 7.2408 | 0.57468 | 7 | 0.8155
33246 | 3.12 | 1 | 365 | 3.5521 | 0.14984 | 3 | 0.70194
33318 | 7.54 | 1 | 365 | 8.5842 | 0.27878 | 8 | 0.86303
33264 | 3.12 | 1 | 365 | 3.5521 | 0.14984 | 3 | 0.70194
32574 | 2.6 | 1 | 365 | 2.9601 | 0.9582 | 3 | 0.91828
33263 | 3.9 | 1 | 365 | 4.4401 | 0.9373 | 5 | 0.37743
33313 | 6.76 | 1 | 365 | 7.6962 | 0.49132 | 8 | 0.18754
32569 | 6.24 | 1 | 365 | 7.1042 | 0.29968 | 7 | 0.40388
33221 | 6.5 | 1 | 365 | 7.4002 | 0.8955 | 8 | 0.29571
33320 | 5.46 | 1 | 365 | 6.2162 | 0.51222 | 6 | 0.7284
32578 | 8.32 | 1 | 365 | 9.4723 | 0.066245 | 9 | 0.53851
33257 | 10.92 | 1 | 365 | 12.4324 | 0.024447 | 12 | 0.4568
32884 | 8.06 | 1 | 365 | 9.1763 | 0.47042 | 9 | 0.64668
32888 | 4.335 | 1 | 365 | 4.9354 | 0.93416 | 5 | 0.86953
32889 | 7.28 | 1 | 365 | 8.2882 | 0.68296 | 8 | 0.9712
32893 | 4.42 | 1 | 365 | 5.0321 | 0.12894 | 5 | 0.16108
32896 | 4.94 | 1 | 365 | 5.6242 | 0.32058 | 5 | 0.94474
33321 | 8.745 | 1 | 365 | 9.9561 | 0.040182 | 9 | 0.99631
32404 | 13.52 | 1 | 365 | 15.3924 | 0.98265 | 16 | 0.37508
33325 | 7.28 | 1 | 365 | 8.2882 | 0.68296 | 8 | 0.9712
33323 | 8.32 | 1 | 365 | 9.4723 | 0.066245 | 9 | 0.53851
32414 | 9.88 | 1 | 365 | 11.2483 | 0.64117 | 11 | 0.88948
33327 | 10.66 | 1 | 365 | 12.1363 | 0.42863 | 12 | 0.56497
33332 | 13.26 | 1 | 365 | 15.0964 | 0.38683 | 15 | 0.48325
33336 | 8.06 | 1 | 365 | 9.1763 | 0.47042 | 9 | 0.64668
33455 | 7.54 | 1 | 365 | 8.5842 | 0.27878 | 8 | 0.86303
33338 | 4.77 | 1 | 365 | 5.4306 | 0.93101 | 6 | 0.36162
33333 | 6.76 | 1 | 365 | 7.6962 | 0.49132 | 8 | 0.18754
33456 | 6.12 | 1 | 365 | 6.9676 | 0.02469 | 6 | 0.99227
32593 | 7.8 | 1 | 365 | 8.8803 | 0.8746 | 9 | 0.75485
33466 | 8.06 | 1 | 365 | 9.1763 | 0.47042 | 9 | 0.64668
32646 | 4.94 | 1 | 365 | 5.6242 | 0.32058 | 5 | 0.94474
33471 | 2.08 | 1 | 365 | 2.3681 | 0.76656 | 3 | 0.13463
32653 | 2.86 | 1 | 365 | 3.2561 | 0.55402 | 3 | 0.81011
33470 | 9.62 | 1 | 365 | 10.9523 | 0.045346 | 10 | 0.99765
32606 | 8.58 | 1 | 365 | 9.7683 | 0.66207 | 10 | 0.43034
33399 | 10.335 | 1 | 365 | 11.7663 | 0.68385 | 12 | 0.45018
33475 | 6.24 | 1 | 365 | 7.1042 | 0.29968 | 7 | 0.40388
32660 | 5.46 | 1 | 365 | 6.2162 | 0.51222 | 6 | 0.7284
33385 | 4.24 | 1 | 365 | 4.8272 | 0.71645 | 5 | 0.54366
33343 | 7.8 | 1 | 365 | 8.8803 | 0.8746 | 9 | 0.75485
31098 | 8.58 | 1 | 365 | 9.7683 | 0.66207 | 10 | 0.43034
31100 | 11.96 | 1 | 365 | 13.6164 | 0.40773 | 14 | 0.024111
31107 | 7.8 | 1 | 365 | 8.8803 | 0.8746 | 9 | 0.75485
31108 | 2.08 | 1 | 365 | 2.3681 | 0.76656 | 3 | 0.13463
33417 | 6.095 | 1 | 365 | 6.9391 | 0.9674 | 7 | 0.90652
33478 | 3.9 | 1 | 365 | 4.4401 | 0.9373 | 5 | 0.37743
31111 | 7.8 | 1 | 365 | 8.8803 | 0.8746 | 9 | 0.75485
33480 | 9.88 | 1 | 365 | 11.2483 | 0.64117 | 11 | 0.88948
31120 | 8.06 | 1 | 365 | 9.1763 | 0.47042 | 9 | 0.64668
33341 | 7.54 | 1 | 365 | 8.5842 | 0.27878 | 8 | 0.86303
31131 | 7.8 | 1 | 365 | 8.8803 | 0.8746 | 9 | 0.75485
33481 | 9.1 | 1 | 365 | 10.3603 | 0.85371 | 11 | 0.214
33482 | 2.6 | 1 | 365 | 2.9601 | 0.9582 | 3 | 0.91828
33483 | 2.34 | 1 | 365 | 2.6641 | 0.36238 | 3 | 0.026456
33465 | 9.36 | 1 | 365 | 10.6563 | 0.44953 | 11 | 0.10583
33436 | 7.02 | 1 | 365 | 7.9922 | 0.087144 | 8 | 0.079369
31503 | 9.36 | 1 | 365 | 10.6563 | 0.44953 | 11 | 0.10583
33337 | 7.28 | 1 | 365 | 8.2882 | 0.68296 | 8 | 0.9712
33488 | 6.72 | 1 | 365 | 7.6507 | 0.39966 | 8 | 0.050337
33495 | 8.68 | 1 | 365 | 9.8821 | 0.89123 | 10 | 0.77335
33344 | 5.98 | 1 | 365 | 6.8082 | 0.70386 | 7 | 0.51206
33492 | 6.44 | 1 | 365 | 7.3319 | 0.75801 | 8 | 0.089906
29460 | 7.8 | 1 | 365 | 8.8803 | 0.8746 | 9 | 0.75485
33503 | 7.84 | 1 | 365 | 8.9258 | 0.96627 | 9 | 0.89206
33366 | 8.84 | 1 | 365 | 10.0643 | 0.25789 | 10 | 0.32217
30181 | 8.745 | 1 | 365 | 9.9561 | 0.040182 | 9 | 0.99631
33374 | 8.525 | 1 | 365 | 9.7057 | 0.53603 | 10 | 0.24168
33506 | 5.72 | 1 | 365 | 6.5122 | 0.10804 | 6 | 0.62023
30656 | 8.06 | 1 | 365 | 9.1763 | 0.47042 | 9 | 0.64668
33513 | 5.2 | 1 | 365 | 5.9202 | 0.9164 | 6 | 0.83657
33382 | 5.61 | 1 | 365 | 6.3869 | 0.85597 | 7 | 0.24291
33514 | 7.02 | 1 | 365 | 7.9922 | 0.087144 | 8 | 0.079369
30650 | 5.72 | 1 | 365 | 6.5122 | 0.10804 | 6 | 0.62023
33387 | 11.76 | 1 | 365 | 13.3887 | 0.9494 | 14 | 0.33809
28741 | 10.4 | 1 | 365 | 11.8403 | 0.83281 | 12 | 0.67314
33351 | 9.6 | 1 | 365 | 10.9295 | 0.99951 | 11 | 0.92905
32502 | 5.98 | 1 | 365 | 6.8082 | 0.70386 | 7 | 0.51206
33516 | 8.58 | 1 | 365 | 9.7683 | 0.66207 | 10 | 0.43034
32199 | 13 | 1 | 365 | 14.8004 | 0.79101 | 15 | 0.59142
33518 | 9.36 | 1 | 365 | 10.6563 | 0.44953 | 11 | 0.10583
32706 | 6.76 | 1 | 365 | 7.6962 | 0.49132 | 8 | 0.18754
33521 | 6.24 | 1 | 365 | 7.1042 | 0.29968 | 7 | 0.40388
32880 | 5.46 | 1 | 365 | 6.2162 | 0.51222 | 6 | 0.7284
32708 | 9.36 | 1 | 365 | 10.6563 | 0.44953 | 11 | 0.10583
33524 | 8.68 | 1 | 365 | 9.8821 | 0.89123 | 10 | 0.77335
33525 | 9.62 | 1 | 365 | 10.9523 | 0.045346 | 10 | 0.99765
33509 | 15.045 | 1 | 365 | 17.1286 | 0.47736 | 17 | 0.606
32710 | 4.94 | 1 | 365 | 5.6242 | 0.32058 | 5 | 0.94474
33141 | 6.24 | 1 | 365 | 7.1042 | 0.29968 | 7 | 0.40388
33526 | 7.02 | 1 | 365 | 7.9922 | 0.087144 | 8 | 0.079369
32838 | 2.86 | 1 | 365 | 3.2561 | 0.55402 | 3 | 0.81011
33265 | 9.36 | 1 | 365 | 10.6563 | 0.44953 | 11 | 0.10583
32776 | 4.94 | 1 | 365 | 5.6242 | 0.32058 | 5 | 0.94474
30828 | 5.2 | 1 | 365 | 5.9202 | 0.9164 | 6 | 0.83657
32749 | 7.54 | 1 | 365 | 8.5842 | 0.27878 | 8 | 0.86303
33522 | 10.66 | 1 | 365 | 12.1363 | 0.42863 | 12 | 0.56497
33530 | 6.72 | 1 | 365 | 7.6507 | 0.39966 | 8 | 0.050337
33339 | 9.1 | 1 | 365 | 10.3603 | 0.85371 | 11 | 0.214
33350 | 13 | 1 | 365 | 14.8004 | 0.79101 | 15 | 0.59142
33347 | 2.6 | 1 | 365 | 2.9601 | 0.9582 | 3 | 0.91828
33334 | 3.12 | 1 | 365 | 3.5521 | 0.14984 | 3 | 0.70194
33342 | 11.18 | 1 | 365 | 12.7284 | 0.62027 | 13 | 0.34863
33357 | 4.42 | 1 | 365 | 5.0321 | 0.12894 | 5 | 0.16108
33352 | 10.71 | 1 | 365 | 12.1933 | 0.54321 | 12 | 0.73647
33354 | 9.36 | 1 | 365 | 10.6563 | 0.44953 | 11 | 0.10583
33362 | 4.42 | 1 | 365 | 5.0321 | 0.12894 | 5 | 0.16108
33358 | 7.02 | 1 | 365 | 7.9922 | 0.087144 | 8 | 0.079369
33431 | 8.58 | 1 | 365 | 9.7683 | 0.66207 | 10 | 0.43034
33461 | 13.52 | 1 | 365 | 15.3924 | 0.98265 | 16 | 0.37508
33353 | 5.98 | 1 | 365 | 6.8082 | 0.70386 | 7 | 0.51206
33372 | 3.64 | 1 | 365 | 4.1441 | 0.34148 | 4 | 0.4856
33371 | 9.1 | 1 | 365 | 10.3603 | 0.85371 | 11 | 0.214
33349 | 3.12 | 1 | 365 | 3.5521 | 0.14984 | 3 | 0.70194
33378 | 15.105 | 1 | 365 | 17.1969 | 0.61486 | 17 | 0.81181
33379 | 8.84 | 1 | 365 | 10.0643 | 0.25789 | 10 | 0.32217
33386 | 7.155 | 1 | 365 | 8.1459 | 0.39651 | 8 | 0.54243
33381 | 7.685 | 1 | 365 | 8.7493 | 0.61107 | 9 | 0.36039
33368 | 4.42 | 1 | 365 | 5.0321 | 0.12894 | 5 | 0.16108
33529 | 4.16 | 1 | 365 | 4.7361 | 0.53312 | 5 | 0.26926
33535 | 6.44 | 1 | 365 | 7.3319 | 0.75801 | 8 | 0.089906
32780 | 6.76 | 1 | 365 | 7.6962 | 0.49132 | 8 | 0.18754
33540 | 7 | 1 | 365 | 7.9695 | 0.041312 | 8 | 0.010767
32803 | 6.24 | 1 | 365 | 7.1042 | 0.29968 | 7 | 0.40388
33542 | 11.2 | 1 | 365 | 12.7511 | 0.6661 | 13 | 0.41723
33388 | 7.54 | 1 | 365 | 8.5842 | 0.27878 | 8 | 0.86303
33392 | 8.06 | 1 | 365 | 9.1763 | 0.47042 | 9 | 0.64668
33389 | 10.66 | 1 | 365 | 12.1363 | 0.42863 | 12 | 0.56497
33406 | 7.02 | 1 | 365 | 7.9922 | 0.087144 | 8 | 0.079369
33405 | 4.68 | 1 | 365 | 5.3282 | 0.72476 | 6 | 0.052913
33397 | 9.36 | 1 | 365 | 10.6563 | 0.44953 | 11 | 0.10583
33408 | 2.805 | 1 | 365 | 3.1935 | 0.42798 | 3 | 0.62146
33414 | 5.72 | 1 | 365 | 6.5122 | 0.10804 | 6 | 0.62023
33415 | 4.16 | 1 | 365 | 4.7361 | 0.53312 | 5 | 0.26926
33412 | 12.74 | 1 | 365 | 14.5044 | 0.19519 | 14 | 0.6996
33419 | 2.08 | 1 | 365 | 2.3681 | 0.76656 | 3 | 0.13463
33422 | 7.8 | 1 | 365 | 8.8803 | 0.8746 | 9 | 0.75485
33428 | 4.42 | 1 | 365 | 5.0321 | 0.12894 | 5 | 0.16108
33427 | 10.4 | 1 | 365 | 11.8403 | 0.83281 | 12 | 0.67314
33429 | 3.38 | 1 | 365 | 3.8481 | 0.74566 | 4 | 0.59377
33463 | 7.54 | 1 | 365 | 8.5842 | 0.27878 | 8 | 0.86303
33433 | 3.9 | 1 | 365 | 4.4401 | 0.9373 | 5 | 0.37743
33537 | 5.46 | 1 | 365 | 6.2162 | 0.51222 | 6 | 0.7284
33237 | 4.68 | 1 | 365 | 5.3282 | 0.72476 | 6 | 0.052913
33536 | 12.72 | 1 | 365 | 14.4816 | 0.14936 | 14 | 0.63099
33426 | 6.24 | 1 | 365 | 7.1042 | 0.29968 | 7 | 0.40388
33544 | 6.24 | 1 | 365 | 7.1042 | 0.29968 | 7 | 0.40388
33587 | 6.24 | 1 | 365 | 7.1042 | 0.29968 | 7 | 0.40388
33553 | 9.8 | 1 | 365 | 11.1572 | 0.45784 | 11 | 0.61507
33588 | 4.88 | 1 | 365 | 5.5558 | 0.18309 | 5 | 0.73893
33594 | 7.41 | 1 | 365 | 8.4362 | 0.98087 | 9 | 0.41711
33601 | 12.6 | 1 | 365 | 14.345 | 0.87436 | 15 | 0.21938
33613 | 8.936 | 1 | 365 | 10.1736 | 0.47788 | 10 | 0.65146
33645 | 3.98 | 1 | 365 | 4.5312 | 0.12063 | 4 | 0.65184
33209 | 10.4 | 1 | 365 | 11.8403 | 0.83281 | 12 | 0.67314
33211 | 8.06 | 1 | 365 | 9.1763 | 0.47042 | 9 | 0.64668
33666 | 10.725 | 1 | 365 | 12.2103 | 0.57758 | 12 | 0.78793
33550 | 6.24 | 1 | 365 | 7.1042 | 0.29968 | 7 | 0.40388
33683 | 4.845 | 1 | 365 | 5.516 | 0.10288 | 5 | 0.61888
33555 | 11.66 | 1 | 365 | 13.2748 | 0.72024 | 13 | 0.99508
33560 | 6.5 | 1 | 365 | 7.4002 | 0.8955 | 8 | 0.29571
33699 | 4.95 | 1 | 365 | 5.6355 | 0.3435 | 5 | 0.97904
33561 | 5.035 | 1 | 365 | 5.7323 | 0.53829 | 6 | 0.2706
33707 | 3.64 | 1 | 365 | 4.1441 | 0.34148 | 4 | 0.4856
33566 | 8.96 | 1 | 365 | 10.2009 | 0.53288 | 10 | 0.73378
33702 | 8.32 | 1 | 365 | 9.4723 | 0.066245 | 9 | 0.53851
33710 | 11.73 | 1 | 365 | 13.3545 | 0.88066 | 14 | 0.23519
33559 | 7.65 | 1 | 365 | 8.7095 | 0.53086 | 9 | 0.24034
32616 | 5.2 | 1 | 365 | 5.9202 | 0.9164 | 6 | 0.83657
33053 | 7.54 | 1 | 365 | 8.5842 | 0.27878 | 8 | 0.86303
33239 | 5.2 | 1 | 365 | 5.9202 | 0.9164 | 6 | 0.83657
33279 | 6.885 | 1 | 365 | 7.8385 | 0.77778 | 8 | 0.6163
33055 | 5.46 | 1 | 365 | 6.2162 | 0.51222 | 6 | 0.7284
33562 | 7.41 | 1 | 365 | 8.4362 | 0.98087 | 9 | 0.41711
33266 | 6.76 | 1 | 365 | 7.6962 | 0.49132 | 8 | 0.18754
33688 | 8.91 | 1 | 365 | 10.144 | 0.4183 | 10 | 0.56228
33569 | 5.04 | 1 | 365 | 5.738 | 0.54974 | 6 | 0.28775
33571 | 9.62 | 1 | 365 | 10.9523 | 0.045346 | 10 | 0.99765
33271 | 5.2 | 1 | 365 | 5.9202 | 0.9164 | 6 | 0.83657
33568 | 7.65 | 1 | 365 | 8.7095 | 0.53086 | 9 | 0.24034
33300 | 6.24 | 1 | 365 | 7.1042 | 0.29968 | 7 | 0.40388
33576 | 8.415 | 1 | 365 | 9.5804 | 0.28395 | 9 | 0.86437
33585 | 11.44 | 1 | 365 | 13.0244 | 0.21609 | 13 | 0.24045
33573 | 3.64 | 1 | 365 | 4.1441 | 0.34148 | 4 | 0.4856
33589 | 4.16 | 1 | 365 | 4.7361 | 0.53312 | 5 | 0.26926
33580 | 4.16 | 1 | 365 | 4.7361 | 0.53312 | 5 | 0.26926
33592 | 5.565 | 1 | 365 | 6.3357 | 0.75284 | 7 | 0.08856
33581 | 3.12 | 1 | 365 | 3.5521 | 0.14984 | 3 | 0.70194
33595 | 5.72 | 1 | 365 | 6.5122 | 0.10804 | 6 | 0.62023
33596 | 8.32 | 1 | 365 | 9.4723 | 0.066245 | 9 | 0.53851
33052 | 5.46 | 1 | 365 | 6.2162 | 0.51222 | 6 | 0.7284
33598 | 5.98 | 1 | 365 | 6.8082 | 0.70386 | 7 | 0.51206
33591 | 7.54 | 1 | 365 | 8.5842 | 0.27878 | 8 | 0.86303
33577 | 5.83 | 1 | 365 | 6.6374 | 0.36012 | 6 | 0.99754
33600 | 4.77 | 1 | 365 | 5.4306 | 0.93101 | 6 | 0.36162
33572 | 9.88 | 1 | 365 | 11.2483 | 0.64117 | 11 | 0.88948
33606 | 8.925 | 1 | 365 | 10.1611 | 0.45267 | 10 | 0.61373
33583 | 12.74 | 1 | 365 | 14.5044 | 0.19519 | 14 | 0.6996
33604 | 10.4 | 1 | 365 | 11.8403 | 0.83281 | 12 | 0.67314
33582 | 15 | 1 | 365 | 17.0774 | 0.37424 | 17 | 0.45164
33612 | 5.2 | 1 | 365 | 5.9202 | 0.9164 | 6 | 0.83657
33256 | 3.64 | 1 | 365 | 4.1441 | 0.34148 | 4 | 0.4856
33614 | 9.1 | 1 | 365 | 10.3603 | 0.85371 | 11 | 0.214
33615 | 5.72 | 1 | 365 | 6.5122 | 0.10804 | 6 | 0.62023
33608 | 6.24 | 1 | 365 | 7.1042 | 0.29968 | 7 | 0.40388
33620 | 8.48 | 1 | 365 | 9.6544 | 0.4329 | 10 | 0.087329
33303 | 7.8 | 1 | 365 | 8.8803 | 0.8746 | 9 | 0.75485
33621 | 4.24 | 1 | 365 | 4.8272 | 0.71645 | 5 | 0.54366
33724 | 4.16 | 1 | 365 | 4.7361 | 0.53312 | 5 | 0.26926
33622 | 9.36 | 1 | 365 | 10.6563 | 0.44953 | 11 | 0.10583
33627 | 5.72 | 1 | 365 | 6.5122 | 0.10804 | 6 | 0.62023
33726 | 4.94 | 1 | 365 | 5.6242 | 0.32058 | 5 | 0.94474
33617 | 3.18 | 1 | 365 | 3.6204 | 0.28734 | 3 | 0.90775
33723 | 10.53 | 1 | 365 | 11.9883 | 0.13072 | 12 | 0.11905
33624 | 11.44 | 1 | 365 | 13.0244 | 0.21609 | 13 | 0.24045
33728 | 4.16 | 1 | 365 | 4.7361 | 0.53312 | 5 | 0.26926
33628 | 2.6 | 1 | 365 | 2.9601 | 0.9582 | 3 | 0.91828
33625 | 8.32 | 1 | 365 | 9.4723 | 0.066245 | 9 | 0.53851
33626 | 10.07 | 1 | 365 | 11.4646 | 0.076573 | 11 | 0.5412
33632 | 13.26 | 1 | 365 | 15.0964 | 0.38683 | 15 | 0.48325
33730 | 7.95 | 1 | 365 | 9.051 | 0.21835 | 9 | 0.26937
33634 | 10.66 | 1 | 365 | 12.1363 | 0.42863 | 12 | 0.56497
33732 | 4.24 | 1 | 365 | 4.8272 | 0.71645 | 5 | 0.54366
33642 | 11.22 | 1 | 365 | 12.7739 | 0.71193 | 13 | 0.48583
33633 | 9.62 | 1 | 365 | 10.9523 | 0.045346 | 10 | 0.99765
33735 | 9.62 | 1 | 365 | 10.9523 | 0.045346 | 10 | 0.99765
33636 | 2.34 | 1 | 365 | 2.6641 | 0.36238 | 3 | 0.026456
33736 | 5.2 | 1 | 365 | 5.9202 | 0.9164 | 6 | 0.83657
33739 | 4.42 | 1 | 365 | 5.0321 | 0.12894 | 5 | 0.16108
33296 | 8.32 | 1 | 365 | 9.4723 | 0.066245 | 9 | 0.53851
33346 | 6.76 | 1 | 365 | 7.6962 | 0.49132 | 8 | 0.18754
33307 | 5.46 | 1 | 365 | 6.2162 | 0.51222 | 6 | 0.7284
33761 | 3.12 | 1 | 365 | 3.5521 | 0.14984 | 3 | 0.70194
33765 | 6.5 | 1 | 365 | 7.4002 | 0.8955 | 8 | 0.29571
33315 | 5.72 | 1 | 365 | 6.5122 | 0.10804 | 6 | 0.62023
33647 | 11.96 | 1 | 365 | 13.6164 | 0.40773 | 14 | 0.024111
33767 | 9.36 | 1 | 365 | 10.6563 | 0.44953 | 11 | 0.10583
33772 | 7.54 | 1 | 365 | 8.5842 | 0.27878 | 8 | 0.86303
32714 | 6.5 | 1 | 365 | 7.4002 | 0.8955 | 8 | 0.29571
30365 | 11.44 | 1 | 365 | 13.0244 | 0.21609 | 13 | 0.24045
33648 | 7.02 | 1 | 365 | 7.9922 | 0.087144 | 8 | 0.079369
33651 | 9.945 | 1 | 365 | 11.3223 | 0.79012 | 12 | 0.11244
33654 | 8.06 | 1 | 365 | 9.1763 | 0.47042 | 9 | 0.64668
33657 | 8.58 | 1 | 365 | 9.7683 | 0.66207 | 10 | 0.43034
33659 | 9.435 | 1 | 365 | 10.7417 | 0.6214 | 11 | 0.36308
33660 | 11.925 | 1 | 365 | 13.5765 | 0.32752 | 13 | 0.90406
33665 | 3.64 | 1 | 365 | 4.1441 | 0.34148 | 4 | 0.4856
33661 | 6.24 | 1 | 365 | 7.1042 | 0.29968 | 7 | 0.40388
33668 | 12.74 | 1 | 365 | 14.5044 | 0.19519 | 14 | 0.6996
33672 | 3.315 | 1 | 365 | 3.7741 | 0.59671 | 4 | 0.37081
33674 | 9.88 | 1 | 365 | 11.2483 | 0.64117 | 11 | 0.88948
33685 | 5.46 | 1 | 365 | 6.2162 | 0.51222 | 6 | 0.7284
33684 | 8.32 | 1 | 365 | 9.4723 | 0.066245 | 9 | 0.53851
33694 | 7.56 | 1 | 365 | 8.607 | 0.32462 | 8 | 0.93163
33686 | 9.1 | 1 | 365 | 10.3603 | 0.85371 | 11 | 0.214
33687 | 9.1 | 1 | 365 | 10.3603 | 0.85371 | 11 | 0.214
33691 | 2.915 | 1 | 365 | 3.3187 | 0.68006 | 3 | 0.99877
33698 | 4.16 | 1 | 365 | 4.7361 | 0.53312 | 5 | 0.26926
33709 | 7.54 | 1 | 365 | 8.5842 | 0.27878 | 8 | 0.86303
33705 | 8.745 | 1 | 365 | 9.9561 | 0.040182 | 9 | 0.99631
33704 | 8.58 | 1 | 365 | 9.7683 | 0.66207 | 10 | 0.43034
33703 | 6.89 | 1 | 365 | 7.8442 | 0.78923 | 8 | 0.63346
33706 | 8.32 | 1 | 365 | 9.4723 | 0.066245 | 9 | 0.53851
33708 | 8.215 | 1 | 365 | 9.3527 | 0.82563 | 10 | 0.17835
33711 | 11.44 | 1 | 365 | 13.0244 | 0.21609 | 13 | 0.24045
33713 | 4.505 | 1 | 365 | 5.1289 | 0.32373 | 5 | 0.45264
33714 | 10.4 | 1 | 365 | 11.8403 | 0.83281 | 12 | 0.67314
33701 | 8.84 | 1 | 365 | 10.0643 | 0.25789 | 10 | 0.32217
33712 | 12.48 | 1 | 365 | 14.2084 | 0.59937 | 14 | 0.80777
33715 | 9.88 | 1 | 365 | 11.2483 | 0.64117 | 11 | 0.88948
33716 | 11.7 | 1 | 365 | 13.3204 | 0.81191 | 14 | 0.13228
33719 | 10.66 | 1 | 365 | 12.1363 | 0.42863 | 12 | 0.56497
33717 | 7.54 | 1 | 365 | 8.5842 | 0.27878 | 8 | 0.86303
33722 | 10.92 | 1 | 365 | 12.4324 | 0.024447 | 12 | 0.4568
34091 | 3.02 | 1 | 365 | 3.4383 | 0.92068 | 4 | 0.35893
34106 | 8.07 | 1 | 365 | 9.1876 | 0.49334 | 9 | 0.68098
34113 | 5.98 | 1 | 365 | 6.8082 | 0.70386 | 7 | 0.51206
34133 | 3.3 | 1 | 365 | 3.757 | 0.56233 | 4 | 0.31936
34139 | 9.62 | 1 | 365 | 10.9523 | 0.045346 | 10 | 0.99765
34146 | 4.125 | 1 | 365 | 4.6963 | 0.45292 | 5 | 0.1492
34153 | 7.8 | 1 | 365 | 8.8803 | 0.8746 | 9 | 0.75485
34163 | 6.6 | 1 | 365 | 7.5141 | 0.12467 | 7 | 0.63872
34169 | 8.8 | 1 | 365 | 10.0187 | 0.16622 | 10 | 0.18496
31711 | 117.72 | 0.9 | 365 | 120.6211 | 0.79213 | 121 | 0.41325
34173 | 7 | 1 | 365 | 7.9695 | 0.041312 | 8 | 0.010767
34189 | 5.88 | 1 | 365 | 6.6943 | 0.4747 | 7 | 0.16904
34192 | 7.84 | 1 | 365 | 8.9258 | 0.96627 | 9 | 0.89206
34200 | 6.72 | 1 | 365 | 7.6507 | 0.39966 | 8 | 0.050337
34202 | 6.72 | 1 | 365 | 7.6507 | 0.39966 | 8 | 0.050337
34205 | 10.64 | 1 | 365 | 12.1136 | 0.38279 | 12 | 0.49637
34170 | 9.9 | 1 | 365 | 11.2711 | 0.687 | 11 | 0.95809
34282 | 12.48 | 1 | 365 | 14.2084 | 0.59937 | 14 | 0.80777
34084 | 6.24 | 1 | 365 | 7.1042 | 0.29968 | 7 | 0.40388
34093 | 5.565 | 1 | 365 | 6.3357 | 0.75284 | 7 | 0.08856
34092 | 2.6 | 1 | 365 | 2.9601 | 0.9582 | 3 | 0.91828
33962 | 9.45 | 1 | 365 | 10.7588 | 0.65577 | 11 | 0.41454
34094 | 9.36 | 1 | 365 | 10.6563 | 0.44953 | 11 | 0.10583
34098 | 11.7 | 1 | 365 | 13.3204 | 0.81191 | 14 | 0.13228
34097 | 4.68 | 1 | 365 | 5.3282 | 0.72476 | 6 | 0.052913
31125 | 7.02 | 1 | 365 | 7.9922 | 0.087144 | 8 | 0.079369
34107 | 4.16 | 1 | 365 | 4.7361 | 0.53312 | 5 | 0.26926
34124 | 5.2 | 1 | 365 | 5.9202 | 0.9164 | 6 | 0.83657
34127 | 9.1 | 1 | 365 | 10.3603 | 0.85371 | 11 | 0.214
34120 | 4.42 | 1 | 365 | 5.0321 | 0.12894 | 5 | 0.16108
34126 | 5.46 | 1 | 365 | 6.2162 | 0.51222 | 6 | 0.7284
34138 | 4.94 | 1 | 365 | 5.6242 | 0.32058 | 5 | 0.94474
34137 | 8.06 | 1 | 365 | 9.1763 | 0.47042 | 9 | 0.64668
34131 | 6 | 1 | 365 | 6.831 | 0.7497 | 7 | 0.58066
34134 | 7.8 | 1 | 365 | 8.8803 | 0.8746 | 9 | 0.75485
34143 | 5.45 | 1 | 365 | 6.2048 | 0.48931 | 6 | 0.6941
34150 | 4.05 | 1 | 365 | 4.6109 | 0.28104 | 4 | 0.89194
34152 | 7.54 | 1 | 365 | 8.5842 | 0.27878 | 8 | 0.86303
34151 | 5.98 | 1 | 365 | 6.8082 | 0.70386 | 7 | 0.51206
34159 | 11.7 | 1 | 365 | 13.3204 | 0.81191 | 14 | 0.13228
34161 | 6.24 | 1 | 365 | 7.1042 | 0.29968 | 7 | 0.40388
34147 | 9.36 | 1 | 365 | 10.6563 | 0.44953 | 11 | 0.10583
34165 | 4.94 | 1 | 365 | 5.6242 | 0.32058 | 5 | 0.94474
34164 | 5.72 | 1 | 365 | 6.5122 | 0.10804 | 6 | 0.62023
30240 | 2.6 | 1 | 365 | 2.9601 | 0.9582 | 3 | 0.91828
34171 | 6.5 | 1 | 365 | 7.4002 | 0.8955 | 8 | 0.29571
33618 | 6.24 | 1 | 365 | 7.1042 | 0.29968 | 7 | 0.40388
30688 | 3.12 | 1 | 365 | 3.5521 | 0.14984 | 3 | 0.70194
33597 | 8.32 | 1 | 365 | 9.4723 | 0.066245 | 9 | 0.53851
34179 | 2.86 | 1 | 365 | 3.2561 | 0.55402 | 3 | 0.81011
30375 | 10.335 | 1 | 365 | 11.7663 | 0.68385 | 12 | 0.45018
34180 | 3.975 | 1 | 365 | 4.5255 | 0.10917 | 4 | 0.63469
34185 | 6.24 | 1 | 365 | 7.1042 | 0.29968 | 7 | 0.40388
30849 | 9.01 | 1 | 365 | 10.2578 | 0.64746 | 10 | 0.90529
34186 | 3.38 | 1 | 365 | 3.8481 | 0.74566 | 4 | 0.59377
34194 | 10.4 | 1 | 365 | 11.8403 | 0.83281 | 12 | 0.67314
33335 | 9.1 | 1 | 365 | 10.3603 | 0.85371 | 11 | 0.214
28296 | 5.98 | 1 | 365 | 6.8082 | 0.70386 | 7 | 0.51206
33857 | 9.945 | 1 | 365 | 11.3223 | 0.79012 | 12 | 0.11244
33013 | 4.2 | 1 | 365 | 4.7817 | 0.62479 | 5 | 0.40646
33844 | 9.1 | 1 | 365 | 10.3603 | 0.85371 | 11 | 0.214
33841 | 4.68 | 1 | 365 | 5.3282 | 0.72476 | 6 | 0.052913
33845 | 3.64 | 1 | 365 | 4.1441 | 0.34148 | 4 | 0.4856
33852 | 4.58 | 1 | 365 | 5.2143 | 0.4956 | 5 | 0.7099
33877 | 4.68 | 1 | 365 | 5.3282 | 0.72476 | 6 | 0.052913
33776 | 6.24 | 1 | 365 | 7.1042 | 0.29968 | 7 | 0.40388
33785 | 5.565 | 1 | 365 | 6.3357 | 0.75284 | 7 | 0.08856
33793 | 7.28 | 1 | 365 | 8.2882 | 0.68296 | 8 | 0.9712
33797 | 14.025 | 1 | 365 | 15.9674 | 0.13991 | 16 | 0.10729
33803 | 2.08 | 1 | 365 | 2.3681 | 0.76656 | 3 | 0.13463
33806 | 12.495 | 1 | 365 | 14.2255 | 0.63374 | 14 | 0.85922
33814 | 8.84 | 1 | 365 | 10.0643 | 0.25789 | 10 | 0.32217
33811 | 8.58 | 1 | 365 | 9.7683 | 0.66207 | 10 | 0.43034
33819 | 2.6 | 1 | 365 | 2.9601 | 0.9582 | 3 | 0.91828
33826 | 8.84 | 1 | 365 | 10.0643 | 0.25789 | 10 | 0.32217
33827 | 7.8 | 1 | 365 | 8.8803 | 0.8746 | 9 | 0.75485
33828 | 14.04 | 1 | 365 | 15.9845 | 0.17429 | 16 | 0.15874
33832 | 7.65 | 1 | 365 | 8.7095 | 0.53086 | 9 | 0.24034
33837 | 4.68 | 1 | 365 | 5.3282 | 0.72476 | 6 | 0.052913
34198 | 7.28 | 1 | 365 | 8.2882 | 0.68296 | 8 | 0.9712
33846 | 5.2 | 1 | 365 | 5.9202 | 0.9164 | 6 | 0.83657
33851 | 9.1 | 1 | 365 | 10.3603 | 0.85371 | 11 | 0.214
34196 | 5.98 | 1 | 365 | 6.8082 | 0.70386 | 7 | 0.51206
33848 | 3.64 | 1 | 365 | 4.1441 | 0.34148 | 4 | 0.4856
34204 | 4.68 | 1 | 365 | 5.3282 | 0.72476 | 6 | 0.052913
33855 | 6.5 | 1 | 365 | 7.4002 | 0.8955 | 8 | 0.29571
33858 | 5.83 | 1 | 365 | 6.6374 | 0.36012 | 6 | 0.99754
33856 | 9.36 | 1 | 365 | 10.6563 | 0.44953 | 11 | 0.10583
34190 | 9.45 | 1 | 365 | 10.7588 | 0.65577 | 11 | 0.41454
33861 | 3.64 | 1 | 365 | 4.1441 | 0.34148 | 4 | 0.4856
34203 | 9.88 | 1 | 365 | 11.2483 | 0.64117 | 11 | 0.88948
33862 | 8.58 | 1 | 365 | 9.7683 | 0.66207 | 10 | 0.43034
33859 | 7.02 | 1 | 365 | 7.9922 | 0.087144 | 8 | 0.079369
34199 | 10.92 | 1 | 365 | 12.4324 | 0.024447 | 12 | 0.4568
33865 | 6.24 | 1 | 365 | 7.1042 | 0.29968 | 7 | 0.40388
33867 | 8.58 | 1 | 365 | 9.7683 | 0.66207 | 10 | 0.43034
34207 | 10.14 | 1 | 365 | 11.5443 | 0.23699 | 11 | 0.78131
33870 | 2.86 | 1 | 365 | 3.2561 | 0.55402 | 3 | 0.81011
33888 | 2.915 | 1 | 365 | 3.3187 | 0.68006 | 3 | 0.99877
34208 | 7.905 | 1 | 365 | 8.9998 | 0.11522 | 9 | 0.11502
34209 | 8.32 | 1 | 365 | 9.4723 | 0.066245 | 9 | 0.53851
34210 | 11.96 | 1 | 365 | 13.6164 | 0.40773 | 14 | 0.024111
31368 | 291.4 | 1 | 365 | 331.757 | 0.7769 | 332 | 0.53394
34213 | 10.335 | 1 | 365 | 11.7663 | 0.68385 | 12 | 0.45018
31370 | 288.3 | 1 | 365 | 328.2277 | 0.67289 | 328 | 0.9006
34217 | 5.72 | 1 | 365 | 6.5122 | 0.10804 | 6 | 0.62023
34225 | 4.49 | 1 | 365 | 5.1118 | 0.28936 | 5 | 0.40119
34224 | 4.68 | 1 | 365 | 5.3282 | 0.72476 | 6 | 0.052913
34222 | 10.14 | 1 | 365 | 11.5443 | 0.23699 | 11 | 0.78131
34232 | 3.38 | 1 | 365 | 3.8481 | 0.74566 | 4 | 0.59377
34212 | 5.98 | 1 | 365 | 6.8082 | 0.70386 | 7 | 0.51206
34234 | 7.28 | 1 | 365 | 8.2882 | 0.68296 | 8 | 0.9712
34236 | 2.86 | 1 | 365 | 3.2561 | 0.55402 | 3 | 0.81011
34240 | 4.68 | 1 | 365 | 5.3282 | 0.72476 | 6 | 0.052913
34233 | 7.14 | 1 | 365 | 8.1288 | 0.36214 | 8 | 0.49098
34244 | 10.14 | 1 | 365 | 11.5443 | 0.23699 | 11 | 0.78131
34245 | 8.84 | 1 | 365 | 10.0643 | 0.25789 | 10 | 0.32217
34247 | 10.14 | 1 | 365 | 11.5443 | 0.23699 | 11 | 0.78131
34248 | 6.12 | 1 | 365 | 6.9676 | 0.02469 | 6 | 0.99227
34251 | 5.98 | 1 | 365 | 6.8082 | 0.70386 | 7 | 0.51206
34286 | 4.16 | 1 | 365 | 4.7361 | 0.53312 | 5 | 0.26926
34293 | 8.32 | 1 | 365 | 9.4723 | 0.066245 | 9 | 0.53851
34287 | 10.4 | 1 | 365 | 11.8403 | 0.83281 | 12 | 0.67314
34296 | 6.5 | 1 | 365 | 7.4002 | 0.8955 | 8 | 0.29571
34300 | 6.24 | 1 | 365 | 7.1042 | 0.29968 | 7 | 0.40388
34298 | 4.42 | 1 | 365 | 5.0321 | 0.12894 | 5 | 0.16108
34301 | 4.24 | 1 | 365 | 4.8272 | 0.71645 | 5 | 0.54366
34308 | 4.68 | 1 | 365 | 5.3282 | 0.72476 | 6 | 0.052913
34306 | 7.02 | 1 | 365 | 7.9922 | 0.087144 | 8 | 0.079369
34313 | 5.2 | 1 | 365 | 5.9202 | 0.9164 | 6 | 0.83657
34333 | 8.32 | 1 | 365 | 9.4723 | 0.066245 | 9 | 0.53851
34336 | 7.65 | 1 | 365 | 8.7095 | 0.53086 | 9 | 0.24034
31947 | 229.84 | 0.9 | 365 | 235.5042 | 0.034519 | 235 | 0.53875
32976 | 9.36 | 1 | 365 | 10.6563 | 0.44953 | 11 | 0.10583
33041 | 7.65 | 1 | 365 | 8.7095 | 0.53086 | 9 | 0.24034
34238 | 5.2 | 1 | 365 | 5.9202 | 0.9164 | 6 | 0.83657
32304 | 11.96 | 1 | 365 | 13.6164 | 0.40773 | 14 | 0.024111
32242 | 5.46 | 1 | 365 | 6.2162 | 0.51222 | 6 | 0.7284
34142 | 7.02 | 1 | 365 | 7.9922 | 0.087144 | 8 | 0.079369
34358 | 11.4 | 1 | 365 | 12.9788 | 0.12442 | 13 | 0.10325
34380 | 6 | 1 | 365 | 6.831 | 0.7497 | 7 | 0.58066
34412 | 6.24 | 1 | 365 | 7.1042 | 0.29968 | 7 | 0.40388
34416 | 6.24 | 1 | 365 | 7.1042 | 0.29968 | 7 | 0.40388
34422 | 3.64 | 1 | 365 | 4.1441 | 0.34148 | 4 | 0.4856
34423 | 3.64 | 1 | 365 | 4.1441 | 0.34148 | 4 | 0.4856
33945 | 10.14 | 1 | 365 | 11.5443 | 0.23699 | 11 | 0.78131
34431 | 9.1 | 1 | 365 | 10.3603 | 0.85371 | 11 | 0.214
30091 | 8.1 | 1 | 365 | 9.2218 | 0.56209 | 9 | 0.78389
34433 | 8.32 | 1 | 365 | 9.4723 | 0.066245 | 9 | 0.53851
33961 | 8.32 | 1 | 365 | 9.4723 | 0.066245 | 9 | 0.53851
34436 | 9.69 | 1 | 365 | 11.032 | 0.20576 | 11 | 0.23776
33956 | 4.68 | 1 | 365 | 5.3282 | 0.72476 | 6 | 0.052913
33946 | 6.24 | 1 | 365 | 7.1042 | 0.29968 | 7 | 0.40388
33947 | 4.68 | 1 | 365 | 5.3282 | 0.72476 | 6 | 0.052913
33228 | 5.72 | 1 | 365 | 6.5122 | 0.10804 | 6 | 0.62023
34504 | 7.28 | 1 | 365 | 8.2882 | 0.68296 | 8 | 0.9712
34507 | 8.16 | 1 | 365 | 9.2901 | 0.69959 | 9 | 0.98969
33950 | 9.36 | 1 | 365 | 10.6563 | 0.44953 | 11 | 0.10583
34109 | 6.24 | 1 | 365 | 7.1042 | 0.29968 | 7 | 0.40388
34032 | 6 | 1 | 365 | 6.831 | 0.7497 | 7 | 0.58066
34197 | 4.42 | 1 | 365 | 5.0321 | 0.12894 | 5 | 0.16108
34284 | 6.5 | 1 | 365 | 7.4002 | 0.8955 | 8 | 0.29571
34339 | 8.32 | 1 | 365 | 9.4723 | 0.066245 | 9 | 0.53851
34290 | 3.9 | 1 | 365 | 4.4401 | 0.9373 | 5 | 0.37743
34231 | 10.14 | 1 | 365 | 11.5443 | 0.23699 | 11 | 0.78131
34345 | 9.62 | 1 | 365 | 10.9523 | 0.045346 | 10 | 0.99765
34357 | 4.16 | 1 | 365 | 4.7361 | 0.53312 | 5 | 0.26926
34346 | 3.06 | 1 | 365 | 3.4838 | 0.012345 | 3 | 0.49614
34359 | 5.98 | 1 | 365 | 6.8082 | 0.70386 | 7 | 0.51206
34349 | 5.98 | 1 | 365 | 6.8082 | 0.70386 | 7 | 0.51206
34366 | 8.32 | 1 | 365 | 9.4723 | 0.066245 | 9 | 0.53851
34363 | 11.18 | 1 | 365 | 12.7284 | 0.62027 | 13 | 0.34863
34360 | 11.395 | 1 | 365 | 12.9731 | 0.11296 | 13 | 0.086099
34326 | 9.36 | 1 | 365 | 10.6563 | 0.44953 | 11 | 0.10583
34374 | 13.52 | 1 | 365 | 15.3924 | 0.98265 | 16 | 0.37508
34378 | 6.24 | 1 | 365 | 7.1042 | 0.29968 | 7 | 0.40388
34372 | 5.3 | 1 | 365 | 6.034 | 0.14556 | 6 | 0.17958
34385 | 9.36 | 1 | 365 | 10.6563 | 0.44953 | 11 | 0.10583
34390 | 11.66 | 1 | 365 | 13.2748 | 0.72024 | 13 | 0.99508
34398 | 5.035 | 1 | 365 | 5.7323 | 0.53829 | 6 | 0.2706
34401 | 2.915 | 1 | 365 | 3.3187 | 0.68006 | 3 | 0.99877
34407 | 2.34 | 1 | 365 | 2.6641 | 0.36238 | 3 | 0.026456
31089 | 4.68 | 1 | 365 | 5.3282 | 0.72476 | 6 | 0.052913
34411 | 5.61 | 1 | 365 | 6.3869 | 0.85597 | 7 | 0.24291
34458 | 4.335 | 1 | 365 | 4.9354 | 0.93416 | 5 | 0.86953
34455 | 5.98 | 1 | 365 | 6.8082 | 0.70386 | 7 | 0.51206
30209 | 3.12 | 1 | 365 | 3.5521 | 0.14984 | 3 | 0.70194
34452 | 4.94 | 1 | 365 | 5.6242 | 0.32058 | 5 | 0.94474
34462 | 9.62 | 1 | 365 | 10.9523 | 0.045346 | 10 | 0.99765
34464 | 7.02 | 1 | 365 | 7.9922 | 0.087144 | 8 | 0.079369
34466 | 8.84 | 1 | 365 | 10.0643 | 0.25789 | 10 | 0.32217
34469 | 7.8 | 1 | 365 | 8.8803 | 0.8746 | 9 | 0.75485
34470 | 10.14 | 1 | 365 | 11.5443 | 0.23699 | 11 | 0.78131
34477 | 6.76 | 1 | 365 | 7.6962 | 0.49132 | 8 | 0.18754
34471 | 4.16 | 1 | 365 | 4.7361 | 0.53312 | 5 | 0.26926
34480 | 7.54 | 1 | 365 | 8.5842 | 0.27878 | 8 | 0.86303
30845 | 2.34 | 1 | 365 | 2.6641 | 0.36238 | 3 | 0.026456
34485 | 7.54 | 1 | 365 | 8.5842 | 0.27878 | 8 | 0.86303
34516 | 4.94 | 1 | 365 | 5.6242 | 0.32058 | 5 | 0.94474
34483 | 6.5 | 1 | 365 | 7.4002 | 0.8955 | 8 | 0.29571
34528 | 9.36 | 1 | 365 | 10.6563 | 0.44953 | 11 | 0.10583
34530 | 3.12 | 1 | 365 | 3.5521 | 0.14984 | 3 | 0.70194
34531 | 14.04 | 1 | 365 | 15.9845 | 0.17429 | 16 | 0.15874
34532 | 5.46 | 1 | 365 | 6.2162 | 0.51222 | 6 | 0.7284
34533 | 8.06 | 1 | 365 | 9.1763 | 0.47042 | 9 | 0.64668
34535 | 4.16 | 1 | 365 | 4.7361 | 0.53312 | 5 | 0.26926
34536 | 5.2 | 1 | 365 | 5.9202 | 0.9164 | 6 | 0.83657
30959 | 15.6 | 1 | 365 | 17.7605 | 0.74921 | 18 | 0.50971
34538 | 12.495 | 1 | 365 | 14.2255 | 0.63374 | 14 | 0.85922
34381 | 11.96 | 1 | 365 | 13.6164 | 0.40773 | 14 | 0.024111
34563 | 14.04 | 1 | 365 | 15.9845 | 0.17429 | 16 | 0.15874
34565 | 6.76 | 1 | 365 | 7.6962 | 0.49132 | 8 | 0.18754
34567 | 9.62 | 1 | 365 | 10.9523 | 0.045346 | 10 | 0.99765
34573 | 7.42 | 1 | 365 | 8.4476 | 0.0037907 | 8 | 0.45141
34572 | 7.54 | 1 | 365 | 8.5842 | 0.27878 | 8 | 0.86303
34560 | 5.2 | 1 | 365 | 5.9202 | 0.9164 | 6 | 0.83657
34419 | 6.76 | 1 | 365 | 7.6962 | 0.49132 | 8 | 0.18754
34417 | 4.77 | 1 | 365 | 5.4306 | 0.93101 | 6 | 0.36162
34410 | 7.28 | 1 | 365 | 8.2882 | 0.68296 | 8 | 0.9712
34425 | 7.8 | 1 | 365 | 8.8803 | 0.8746 | 9 | 0.75485
34427 | 9.18 | 1 | 365 | 10.4514 | 0.037035 | 10 | 0.48841
34424 | 9.36 | 1 | 365 | 10.6563 | 0.44953 | 11 | 0.10583
34387 | 3.9 | 1 | 365 | 4.4401 | 0.9373 | 5 | 0.37743
34435 | 9.88 | 1 | 365 | 11.2483 | 0.64117 | 11 | 0.88948
34446 | 7.28 | 1 | 365 | 8.2882 | 0.68296 | 8 | 0.9712
34450 | 6.76 | 1 | 365 | 7.6962 | 0.49132 | 8 | 0.18754
34445 | 8.06 | 1 | 365 | 9.1763 | 0.47042 | 9 | 0.64668
34454 | 9.36 | 1 | 365 | 10.6563 | 0.44953 | 11 | 0.10583
34449 | 3.38 | 1 | 365 | 3.8481 | 0.74566 | 4 | 0.59377
34482 | 11.96 | 1 | 365 | 13.6164 | 0.40773 | 14 | 0.024111
34490 | 6.5 | 1 | 365 | 7.4002 | 0.8955 | 8 | 0.29571
34489 | 13.26 | 1 | 365 | 15.0964 | 0.38683 | 15 | 0.48325
34502 | 6.24 | 1 | 365 | 7.1042 | 0.29968 | 7 | 0.40388
34496 | 11.22 | 1 | 365 | 12.7739 | 0.71193 | 13 | 0.48583
34503 | 7.155 | 1 | 365 | 8.1459 | 0.39651 | 8 | 0.54243
34505 | 14.04 | 1 | 365 | 15.9845 | 0.17429 | 16 | 0.15874
34509 | 14.3 | 1 | 365 | 16.2805 | 0.77011 | 17 | 0.050567
34591 | 7.155 | 1 | 365 | 8.1459 | 0.39651 | 8 | 0.54243
34285 | 11.96 | 1 | 365 | 13.6164 | 0.40773 | 14 | 0.024111
34347 | 8.84 | 1 | 365 | 10.0643 | 0.25789 | 10 | 0.32217
34299 | 2.86 | 1 | 365 | 3.2561 | 0.55402 | 3 | 0.81011
34157 | 9.1 | 1 | 365 | 10.3603 | 0.85371 | 11 | 0.214
34053 | 6.5 | 1 | 365 | 7.4002 | 0.8955 | 8 | 0.29571
34304 | 13.26 | 1 | 365 | 15.0964 | 0.38683 | 15 | 0.48325
34318 | 5.2 | 1 | 365 | 5.9202 | 0.9164 | 6 | 0.83657
34619 | 10.14 | 1 | 365 | 11.5443 | 0.23699 | 11 | 0.78131
34344 | 9.88 | 1 | 365 | 11.2483 | 0.64117 | 11 | 0.88948
34261 | 6.76 | 1 | 365 | 7.6962 | 0.49132 | 8 | 0.18754
34643 | 9 | 1 | 365 | 10.2464 | 0.62454 | 10 | 0.87099
34376 | 6.76 | 1 | 365 | 7.6962 | 0.49132 | 8 | 0.18754
34662 | 5.83 | 1 | 365 | 6.6374 | 0.36012 | 6 | 0.99754
34675 | 8.455 | 1 | 365 | 9.626 | 0.37561 | 10 | 0.0015767
34681 | 6.4 | 1 | 365 | 7.2864 | 0.66634 | 7 | 0.9527
34687 | 6.16 | 1 | 365 | 7.0131 | 0.11635 | 7 | 0.12948
33192 | 5.13 | 1 | 365 | 5.8405 | 0.75599 | 6 | 0.59646
34693 | 9.47 | 1 | 365 | 10.7815 | 0.7016 | 11 | 0.48314
34399 | 8.32 | 1 | 365 | 9.4723 | 0.066245 | 9 | 0.53851
34696 | 9.99 | 1 | 365 | 11.3736 | 0.89324 | 12 | 0.26679
34448 | 6.24 | 1 | 365 | 7.1042 | 0.29968 | 7 | 0.40388
34702 | 5.125 | 1 | 365 | 5.8348 | 0.74453 | 6 | 0.57931
34694 | 9.45 | 1 | 365 | 10.7588 | 0.65577 | 11 | 0.41454
34384 | 5.46 | 1 | 365 | 6.2162 | 0.51222 | 6 | 0.7284
34709 | 7.56 | 1 | 365 | 8.607 | 0.32462 | 8 | 0.93163
34710 | 6.66 | 1 | 365 | 7.5824 | 0.26216 | 7 | 0.84453
34713 | 8.37 | 1 | 365 | 9.5292 | 0.18083 | 9 | 0.71002
34712 | 5.385 | 1 | 365 | 6.1308 | 0.34035 | 6 | 0.47114
34717 | 6.92 | 1 | 365 | 7.8784 | 0.85798 | 8 | 0.73636
34728 | 6.94 | 1 | 365 | 7.9011 | 0.90382 | 8 | 0.80496
34749 | 10.225 | 1 | 365 | 11.6411 | 0.43177 | 12 | 0.072871
34752 | 6.44 | 1 | 365 | 7.3319 | 0.75801 | 8 | 0.089906
34747 | 6.72 | 1 | 365 | 7.6507 | 0.39966 | 8 | 0.050337
34758 | 10.25 | 1 | 365 | 11.6696 | 0.48906 | 12 | 0.15862
34748 | 9.18 | 1 | 365 | 10.4514 | 0.037035 | 10 | 0.48841
34812 | 9.15 | 1 | 365 | 10.4172 | 0.96829 | 11 | 0.3855
34816 | 7.425 | 1 | 365 | 8.4533 | 0.015249 | 8 | 0.46856
34819 | 6.24 | 1 | 365 | 7.1042 | 0.29968 | 7 | 0.40388
34830 | 10.175 | 1 | 365 | 11.5842 | 0.31719 | 11 | 0.90137
34838 | 7.59 | 1 | 365 | 8.6412 | 0.39337 | 9 | 0.034532
34576 | 5.46 | 1 | 365 | 6.2162 | 0.51222 | 6 | 0.7284
34580 | 3.38 | 1 | 365 | 3.8481 | 0.74566 | 4 | 0.59377
34584 | 8.32 | 1 | 365 | 9.4723 | 0.066245 | 9 | 0.53851
34585 | 10.4 | 1 | 365 | 11.8403 | 0.83281 | 12 | 0.67314
34588 | 5.72 | 1 | 365 | 6.5122 | 0.10804 | 6 | 0.62023
34592 | 2.34 | 1 | 365 | 2.6641 | 0.36238 | 3 | 0.026456
34599 | 5.1 | 1 | 365 | 5.8063 | 0.68724 | 6 | 0.49356
34595 | 7.8 | 1 | 365 | 8.8803 | 0.8746 | 9 | 0.75485
34594 | 3.12 | 1 | 365 | 3.5521 | 0.14984 | 3 | 0.70194
34602 | 10.92 | 1 | 365 | 12.4324 | 0.024447 | 12 | 0.4568
34601 | 2.86 | 1 | 365 | 3.2561 | 0.55402 | 3 | 0.81011
34609 | 4.77 | 1 | 365 | 5.4306 | 0.93101 | 6 | 0.36162
34608 | 4.42 | 1 | 365 | 5.0321 | 0.12894 | 5 | 0.16108
34604 | 8.06 | 1 | 365 | 9.1763 | 0.47042 | 9 | 0.64668
34612 | 5.72 | 1 | 365 | 6.5122 | 0.10804 | 6 | 0.62023
34611 | 9.62 | 1 | 365 | 10.9523 | 0.045346 | 10 | 0.99765
34632 | 13 | 1 | 365 | 14.8004 | 0.79101 | 15 | 0.59142
33894 | 5.2 | 1 | 365 | 5.9202 | 0.9164 | 6 | 0.83657
33897 | 6.76 | 1 | 365 | 7.6962 | 0.49132 | 8 | 0.18754
33900 | 5.98 | 1 | 365 | 6.8082 | 0.70386 | 7 | 0.51206
33902 | 7.02 | 1 | 365 | 7.9922 | 0.087144 | 8 | 0.079369
33911 | 3.12 | 1 | 365 | 3.5521 | 0.14984 | 3 | 0.70194
33912 | 4.94 | 1 | 365 | 5.6242 | 0.32058 | 5 | 0.94474
33939 | 6.5 | 1 | 365 | 7.4002 | 0.8955 | 8 | 0.29571
33667 | 4.94 | 1 | 365 | 5.6242 | 0.32058 | 5 | 0.94474
33893 | 3.12 | 1 | 365 | 3.5521 | 0.14984 | 3 | 0.70194
33898 | 3.57 | 1 | 365 | 4.0644 | 0.18107 | 4 | 0.24549
33901 | 3.06 | 1 | 365 | 3.4838 | 0.012345 | 3 | 0.49614
33907 | 3.64 | 1 | 365 | 4.1441 | 0.34148 | 4 | 0.4856
33914 | 4.16 | 1 | 365 | 4.7361 | 0.53312 | 5 | 0.26926
33876 | 5.98 | 1 | 365 | 6.8082 | 0.70386 | 7 | 0.51206
33948 | 8.48 | 1 | 365 | 9.6544 | 0.4329 | 10 | 0.087329
33955 | 5.98 | 1 | 365 | 6.8082 | 0.70386 | 7 | 0.51206
33959 | 12.74 | 1 | 365 | 14.5044 | 0.19519 | 14 | 0.6996
28724 | 3.64 | 1 | 365 | 4.1441 | 0.34148 | 4 | 0.4856
33930 | 8.745 | 1 | 365 | 9.9561 | 0.040182 | 9 | 0.99631
33983 | 6.625 | 1 | 365 | 7.5425 | 0.18196 | 7 | 0.72448
33532 | 3.9 | 1 | 365 | 4.4401 | 0.9373 | 5 | 0.37743
33788 | 11.18 | 1 | 365 | 12.7284 | 0.62027 | 13 | 0.34863
33817 | 4.94 | 1 | 365 | 5.6242 | 0.32058 | 5 | 0.94474
33548 | 4.94 | 1 | 365 | 5.6242 | 0.32058 | 5 | 0.94474
33755 | 8.06 | 1 | 365 | 9.1763 | 0.47042 | 9 | 0.64668
33763 | 8.58 | 1 | 365 | 9.7683 | 0.66207 | 10 | 0.43034
33879 | 5.46 | 1 | 365 | 6.2162 | 0.51222 | 6 | 0.7284
33895 | 3.9 | 1 | 365 | 4.4401 | 0.9373 | 5 | 0.37743
33903 | 12.48 | 1 | 365 | 14.2084 | 0.59937 | 14 | 0.80777
33908 | 8.32 | 1 | 365 | 9.4723 | 0.066245 | 9 | 0.53851
33986 | 9.1 | 1 | 365 | 10.3603 | 0.85371 | 11 | 0.214
34045 | 7.8 | 1 | 365 | 8.8803 | 0.8746 | 9 | 0.75485
34035 | 10 | 1 | 365 | 11.3849 | 0.91616 | 12 | 0.3011
33195 | 4.578 | 1 | 365 | 5.212 | 0.49102 | 5 | 0.70304
34038 | 5.13 | 1 | 365 | 5.8405 | 0.75599 | 6 | 0.59646
34039 | 4.68 | 1 | 365 | 5.3282 | 0.72476 | 6 | 0.052913
34040 | 4.48 | 1 | 365 | 5.1005 | 0.26644 | 5 | 0.36689
34041 | 8.68 | 1 | 365 | 9.8821 | 0.89123 | 10 | 0.77335
34042 | 7.02 | 1 | 365 | 7.9922 | 0.087144 | 8 | 0.079369
33137 | 22.8 | 1 | 365 | 25.9577 | 0.24884 | 26 | 0.2065
33177 | 13 | 1 | 365 | 14.8004 | 0.79101 | 15 | 0.59142
34060 | 8.4 | 1 | 365 | 9.5633 | 0.24957 | 9 | 0.81292
34621 | 8.06 | 1 | 365 | 9.1763 | 0.47042 | 9 | 0.64668
32003 | 3.38 | 1 | 365 | 3.8481 | 0.74566 | 4 | 0.59377
34637 | 6.76 | 1 | 365 | 7.6962 | 0.49132 | 8 | 0.18754
34638 | 4.94 | 1 | 365 | 5.6242 | 0.32058 | 5 | 0.94474
34641 | 2.295 | 1 | 365 | 2.6128 | 0.25926 | 2 | 0.8721
34645 | 10.4 | 1 | 365 | 11.8403 | 0.83281 | 12 | 0.67314
34647 | 7.02 | 1 | 365 | 7.9922 | 0.087144 | 8 | 0.079369
34654 | 6.76 | 1 | 365 | 7.6962 | 0.49132 | 8 | 0.18754
34661 | 7.02 | 1 | 365 | 7.9922 | 0.087144 | 8 | 0.079369
34670 | 14.04 | 1 | 365 | 15.9845 | 0.17429 | 16 | 0.15874
34648 | 7.28 | 1 | 365 | 8.2882 | 0.68296 | 8 | 0.9712
34651 | 5.61 | 1 | 365 | 6.3869 | 0.85597 | 7 | 0.24291
34677 | 5.2 | 1 | 365 | 5.9202 | 0.9164 | 6 | 0.83657
34678 | 5.46 | 1 | 365 | 6.2162 | 0.51222 | 6 | 0.7284
34686 | 3.78 | 1 | 365 | 4.3035 | 0.66231 | 4 | 0.96581
34695 | 6.5 | 1 | 365 | 7.4002 | 0.8955 | 8 | 0.29571
34692 | 9.88 | 1 | 365 | 11.2483 | 0.64117 | 11 | 0.88948
34707 | 11.7 | 1 | 365 | 13.3204 | 0.81191 | 14 | 0.13228
34720 | 7.8 | 1 | 365 | 8.8803 | 0.8746 | 9 | 0.75485
34724 | 10.66 | 1 | 365 | 12.1363 | 0.42863 | 12 | 0.56497
34729 | 9.36 | 1 | 365 | 10.6563 | 0.44953 | 11 | 0.10583
34727 | 4.68 | 1 | 365 | 5.3282 | 0.72476 | 6 | 0.052913
34730 | 5.1 | 1 | 365 | 5.8063 | 0.68724 | 6 | 0.49356
34732 | 7.28 | 1 | 365 | 8.2882 | 0.68296 | 8 | 0.9712
34734 | 6.12 | 1 | 365 | 6.9676 | 0.02469 | 6 | 0.99227
34760 | 7.42 | 1 | 365 | 8.4476 | 0.0037907 | 8 | 0.45141
34771 | 7.8 | 1 | 365 | 8.8803 | 0.8746 | 9 | 0.75485
34832 | 5.2 | 1 | 365 | 5.9202 | 0.9164 | 6 | 0.83657
34772 | 13.78 | 1 | 365 | 15.6884 | 0.57847 | 16 | 0.26691
34787 | 3.38 | 1 | 365 | 3.8481 | 0.74566 | 4 | 0.59377
34789 | 10.2 | 1 | 365 | 11.6126 | 0.37448 | 11 | 0.98712
34837 | 8.84 | 1 | 365 | 10.0643 | 0.25789 | 10 | 0.32217
34800 | 3.18 | 1 | 365 | 3.6204 | 0.28734 | 3 | 0.90775
34845 | 12.74 | 1 | 365 | 14.5044 | 0.19519 | 14 | 0.6996
34849 | 8.32 | 1 | 365 | 9.4723 | 0.066245 | 9 | 0.53851
33140 | 25.48 | 0.9 | 365 | 26.1079 | 0.55134 | 26 | 0.65927
34810 | 5.2 | 1 | 365 | 5.9202 | 0.9164 | 6 | 0.83657
34910 | 8.32 | 1 | 365 | 9.4723 | 0.066245 | 9 | 0.53851
34813 | 14.04 | 1 | 365 | 15.9845 | 0.17429 | 16 | 0.15874
34911 | 7.02 | 1 | 365 | 7.9922 | 0.087144 | 8 | 0.079369
34811 | 7.28 | 1 | 365 | 8.2882 | 0.68296 | 8 | 0.9712
34912 | 5.1 | 1 | 365 | 5.8063 | 0.68724 | 6 | 0.49356
34827 | 3.9 | 1 | 365 | 4.4401 | 0.9373 | 5 | 0.37743
34835 | 8.32 | 1 | 365 | 9.4723 | 0.066245 | 9 | 0.53851
33262 | 2.86 | 1 | 365 | 3.2561 | 0.55402 | 3 | 0.81011
33170 | 10.335 | 1 | 365 | 11.7663 | 0.68385 | 12 | 0.45018
33275 | 7.8 | 1 | 365 | 8.8803 | 0.8746 | 9 | 0.75485
32742 | 12.24 | 1 | 365 | 13.9352 | 0.04938 | 13 | 0.98454
32920 | 8.06 | 1 | 365 | 9.1763 | 0.47042 | 9 | 0.64668
34933 | 9.36 | 1 | 365 | 10.6563 | 0.44953 | 11 | 0.10583
34920 | 11.44 | 1 | 365 | 13.0244 | 0.21609 | 13 | 0.24045
32638 | 5.98 | 1 | 365 | 6.8082 | 0.70386 | 7 | 0.51206
34918 | 2.86 | 1 | 365 | 3.2561 | 0.55402 | 3 | 0.81011
32470 | 4.42 | 1 | 365 | 5.0321 | 0.12894 | 5 | 0.16108
32807 | 11.475 | 1 | 365 | 13.0642 | 0.29629 | 13 | 0.36051
32458 | 7.54 | 1 | 365 | 8.5842 | 0.27878 | 8 | 0.86303
34925 | 7.02 | 1 | 365 | 7.9922 | 0.087144 | 8 | 0.079369
34927 | 2.86 | 1 | 365 | 3.2561 | 0.55402 | 3 | 0.81011
34928 | 7.02 | 1 | 365 | 7.9922 | 0.087144 | 8 | 0.079369
34938 | 2.6 | 1 | 365 | 2.9601 | 0.9582 | 3 | 0.91828
32853 | 8.745 | 1 | 365 | 9.9561 | 0.040182 | 9 | 0.99631
34940 | 6.5 | 1 | 365 | 7.4002 | 0.8955 | 8 | 0.29571
34931 | 9.62 | 1 | 365 | 10.9523 | 0.045346 | 10 | 0.99765
32417 | 4.68 | 1 | 365 | 5.3282 | 0.72476 | 6 | 0.052913
34842 | 7.2 | 1 | 365 | 8.1972 | 0.49964 | 8 | 0.69679
32814 | 2.6 | 1 | 365 | 2.9601 | 0.9582 | 3 | 0.91828
34846 | 10.75 | 1 | 365 | 12.2388 | 0.63487 | 12 | 0.87368
34853 | 3.575 | 1 | 365 | 4.0701 | 0.19253 | 4 | 0.26264
32385 | 10.66 | 1 | 365 | 12.1363 | 0.42863 | 12 | 0.56497
34855 | 7.14 | 1 | 365 | 8.1288 | 0.36214 | 8 | 0.49098
32642 | 7.685 | 1 | 365 | 8.7493 | 0.61107 | 9 | 0.36039
34844 | 6.54 | 1 | 365 | 7.4457 | 0.98717 | 8 | 0.43292
34848 | 9.12 | 1 | 365 | 10.3831 | 0.89954 | 11 | 0.2826
34850 | 15.93 | 1 | 365 | 18.1362 | 0.50544 | 18 | 0.64165
33331 | 2.86 | 1 | 365 | 3.2561 | 0.55402 | 3 | 0.81011
34852 | 9.765 | 1 | 365 | 11.1174 | 0.37763 | 11 | 0.49502
32359 | 6.76 | 1 | 365 | 7.6962 | 0.49132 | 8 | 0.18754
32346 | 10.92 | 1 | 365 | 12.4324 | 0.024447 | 12 | 0.4568
34863 | 11.475 | 1 | 365 | 13.0642 | 0.29629 | 13 | 0.36051
34867 | 5.985 | 1 | 365 | 6.8139 | 0.71532 | 7 | 0.52921
32469 | 4.94 | 1 | 365 | 5.6242 | 0.32058 | 5 | 0.94474
34868 | 9 | 1 | 365 | 10.2464 | 0.62454 | 10 | 0.87099
32340 | 11.18 | 1 | 365 | 12.7284 | 0.62027 | 13 | 0.34863
32583 | 11.18 | 1 | 365 | 12.7284 | 0.62027 | 13 | 0.34863
33213 | 10.4 | 1 | 365 | 11.8403 | 0.83281 | 12 | 0.67314
33270 | 115.44 | 0.9 | 365 | 118.2849 | 0.089736 | 118 | 0.37467
32337 | 8.58 | 1 | 365 | 9.7683 | 0.66207 | 10 | 0.43034
32001 | 6.89 | 1 | 365 | 7.8442 | 0.78923 | 8 | 0.63346
32825 | 141.264 | 0.9 | 365 | 144.7453 | 0.35056 | 145 | 0.095902
32734 | 10.4 | 1 | 365 | 11.8403 | 0.83281 | 12 | 0.67314
32577 | 4.68 | 1 | 365 | 5.3282 | 0.72476 | 6 | 0.052913
18938 | 646.8 | 0.8 | 365 | 589.1021 | 0.77378 | 589 | 0.87591
17628 | 646.8 | 0.8 | 365 | 589.1021 | 0.77378 | 589 | 0.87591
31996 | 8.06 | 1 | 365 | 9.1763 | 0.47042 | 9 | 0.64668
17635 | 646.8 | 0.8 | 365 | 589.1021 | 0.77378 | 589 | 0.87591
32628 | 4.68 | 1 | 365 | 5.3282 | 0.72476 | 6 | 0.052913
32330 | 4.42 | 1 | 365 | 5.0321 | 0.12894 | 5 | 0.16108
31306 | 68.016 | 1 | 365 | 77.4358 | 0.86655 | 78 | 0.30233
32266 | 27.468 | 0.9 | 365 | 28.1449 | 0.6515 | 28 | 0.79643
33210 | 10 | 1 | 365 | 11.3849 | 0.91616 | 12 | 0.3011
32615 | 4.94 | 1 | 365 | 5.6242 | 0.32058 | 5 | 0.94474
34896 | 7.98 | 1 | 365 | 9.0852 | 0.2871 | 9 | 0.37227
31090 | 9.69 | 1 | 365 | 11.032 | 0.20576 | 11 | 0.23776
31083 | 4.08 | 1 | 365 | 4.6451 | 0.34979 | 4 | 0.99485
32309 | 8.75 | 1 | 365 | 9.9618 | 0.05164 | 10 | 0.013459
34900 | 9 | 1 | 365 | 10.2464 | 0.62454 | 10 | 0.87099
31994 | 9.1 | 1 | 365 | 10.3603 | 0.85371 | 11 | 0.214
32849 | 8.67 | 1 | 365 | 9.8707 | 0.86831 | 10 | 0.73905
34894 | 5.385 | 1 | 365 | 6.1308 | 0.34035 | 6 | 0.47114
32664 | 9.01 | 1 | 365 | 10.2578 | 0.64746 | 10 | 0.90529
34895 | 6.14 | 1 | 365 | 6.9904 | 0.070522 | 7 | 0.060873
31825 | 3.38 | 1 | 365 | 3.8481 | 0.74566 | 4 | 0.59377
34897 | 6.42 | 1 | 365 | 7.3091 | 0.71217 | 8 | 0.021304
31991 | 5.355 | 1 | 365 | 6.0966 | 0.2716 | 6 | 0.36824
31989 | 2.6 | 1 | 365 | 2.9601 | 0.9582 | 3 | 0.91828
34922 | 12 | 1 | 365 | 13.6619 | 0.49939 | 14 | 0.16132
34578 | 4.505 | 1 | 365 | 5.1289 | 0.32373 | 5 | 0.45264
31968 | 8.84 | 1 | 365 | 10.0643 | 0.25789 | 10 | 0.32217
31954 | 6.375 | 1 | 365 | 7.2579 | 0.60905 | 7 | 0.86695
31827 | 9.88 | 1 | 365 | 11.2483 | 0.64117 | 11 | 0.88948
31805 | 9.54 | 1 | 365 | 10.8612 | 0.86202 | 11 | 0.72325
31774 | 14.04 | 1 | 365 | 15.9845 | 0.17429 | 16 | 0.15874
31735 | 2.6 | 1 | 365 | 2.9601 | 0.9582 | 3 | 0.91828
31706 | 23.4 | 1 | 365 | 26.6408 | 0.62381 | 27 | 0.26456
31677 | 4.94 | 1 | 365 | 5.6242 | 0.32058 | 5 | 0.94474
30674 | 8.84 | 1 | 365 | 10.0643 | 0.25789 | 10 | 0.32217
31110 | 9.1 | 1 | 365 | 10.3603 | 0.85371 | 11 | 0.214
31222 | 2.08 | 1 | 365 | 2.3681 | 0.76656 | 3 | 0.13463
31056 | 5.46 | 1 | 365 | 6.2162 | 0.51222 | 6 | 0.7284
31213 | 7.54 | 1 | 365 | 8.5842 | 0.27878 | 8 | 0.86303
31664 | 13 | 1 | 365 | 14.8004 | 0.79101 | 15 | 0.59142
31560 | 6.12 | 1 | 365 | 6.9676 | 0.02469 | 6 | 0.99227
31129 | 7.02 | 1 | 365 | 7.9922 | 0.087144 | 8 | 0.079369
31123 | 3.12 | 1 | 365 | 3.5521 | 0.14984 | 3 | 0.70194
31008 | 6.5 | 1 | 365 | 7.4002 | 0.8955 | 8 | 0.29571
31117 | 13.52 | 1 | 365 | 15.3924 | 0.98265 | 16 | 0.37508
31555 | 2.86 | 1 | 365 | 3.2561 | 0.55402 | 3 | 0.81011
31242 | 4.42 | 1 | 365 | 5.0321 | 0.12894 | 5 | 0.16108
30971 | 8.32 | 1 | 365 | 9.4723 | 0.066245 | 9 | 0.53851
31239 | 5.72 | 1 | 365 | 6.5122 | 0.10804 | 6 | 0.62023
31549 | 4.16 | 1 | 365 | 4.7361 | 0.53312 | 5 | 0.26926
31952 | 5.2 | 1 | 365 | 5.9202 | 0.9164 | 6 | 0.83657
31710 | 2.6 | 1 | 365 | 2.9601 | 0.9582 | 3 | 0.91828
32537 | 13.26 | 1 | 365 | 15.0964 | 0.38683 | 15 | 0.48325
31823 | 4.42 | 1 | 365 | 5.0321 | 0.12894 | 5 | 0.16108
31705 | 7.54 | 1 | 365 | 8.5842 | 0.27878 | 8 | 0.86303
31951 | 9.88 | 1 | 365 | 11.2483 | 0.64117 | 11 | 0.88948
31942 | 8.32 | 1 | 365 | 9.4723 | 0.066245 | 9 | 0.53851
31702 | 7.54 | 1 | 365 | 8.5842 | 0.27878 | 8 | 0.86303
31937 | 6.63 | 1 | 365 | 7.5482 | 0.19341 | 7 | 0.74163
31964 | 11.7 | 1 | 365 | 13.3204 | 0.81191 | 14 | 0.13228
31820 | 7.685 | 1 | 365 | 8.7493 | 0.61107 | 9 | 0.36039
33678 | 5.035 | 1 | 365 | 5.7323 | 0.53829 | 6 | 0.2706
31869 | 6.76 | 1 | 365 | 7.6962 | 0.49132 | 8 | 0.18754
31548 | 9.01 | 1 | 365 | 10.2578 | 0.64746 | 10 | 0.90529
31692 | 4.16 | 1 | 365 | 4.7361 | 0.53312 | 5 | 0.26926
30794 | 2.08 | 1 | 365 | 2.3681 | 0.76656 | 3 | 0.13463
31814 | 12.22 | 1 | 365 | 13.9124 | 0.0035475 | 13 | 0.91594
30448 | 9.62 | 1 | 365 | 10.9523 | 0.045346 | 10 | 0.99765
31533 | 8.32 | 1 | 365 | 9.4723 | 0.066245 | 9 | 0.53851
30401 | 5.98 | 1 | 365 | 6.8082 | 0.70386 | 7 | 0.51206
30410 | 4.42 | 1 | 365 | 5.0321 | 0.12894 | 5 | 0.16108
30551 | 8.58 | 1 | 365 | 9.7683 | 0.66207 | 10 | 0.43034
30571 | 13.25 | 1 | 365 | 15.085 | 0.36391 | 15 | 0.44895
30408 | 10.4 | 1 | 365 | 11.8403 | 0.83281 | 12 | 0.67314
30413 | 2.86 | 1 | 365 | 3.2561 | 0.55402 | 3 | 0.81011
30321 | 6.76 | 1 | 365 | 7.6962 | 0.49132 | 8 | 0.18754
31103 | 3.71 | 1 | 365 | 4.2238 | 0.5019 | 4 | 0.72571
31051 | 12.48 | 1 | 365 | 14.2084 | 0.59937 | 14 | 0.80777
31105 | 11.96 | 1 | 365 | 13.6164 | 0.40773 | 14 | 0.024111
30257 | 6.5 | 1 | 365 | 7.4002 | 0.8955 | 8 | 0.29571
31115 | 3.64 | 1 | 365 | 4.1441 | 0.34148 | 4 | 0.4856
30165 | 5.2 | 1 | 365 | 5.9202 | 0.9164 | 6 | 0.83657
30417 | 8.84 | 1 | 365 | 10.0643 | 0.25789 | 10 | 0.32217
30366 | 4.42 | 1 | 365 | 5.0321 | 0.12894 | 5 | 0.16108
29672 | 8.58 | 1 | 365 | 9.7683 | 0.66207 | 10 | 0.43034
31084 | 7.395 | 1 | 365 | 8.4192 | 0.9465 | 9 | 0.36566
30355 | 5.2 | 1 | 365 | 5.9202 | 0.9164 | 6 | 0.83657
30089 | 3.12 | 1 | 365 | 3.5521 | 0.14984 | 3 | 0.70194
30422 | 10.92 | 1 | 365 | 12.4324 | 0.024447 | 12 | 0.4568
30432 | 7.02 | 1 | 365 | 7.9922 | 0.087144 | 8 | 0.079369
30363 | 3.64 | 1 | 365 | 4.1441 | 0.34148 | 4 | 0.4856
29704 | 3.64 | 1 | 365 | 4.1441 | 0.34148 | 4 | 0.4856
31087 | 7.02 | 1 | 365 | 7.9922 | 0.087144 | 8 | 0.079369
30173 | 7.8 | 1 | 365 | 8.8803 | 0.8746 | 9 | 0.75485
31898 | 446.16 | 0.9 | 365 | 457.1553 | 0.18466 | 457 | 0.33993
35 | 2258.96 | 1 | 365 | 2571.8115 | 0.66888 | 2572 | 0.48038
30653 | 4.94 | 1 | 365 | 5.6242 | 0.32058 | 5 | 0.94474
30002 | 2.915 | 1 | 365 | 3.3187 | 0.68006 | 3 | 0.99877
33743 | 92.66 | 0.9 | 365 | 94.9435 | 0.10702 | 95 | 0.05056
30696 | 3.71 | 1 | 365 | 4.2238 | 0.5019 | 4 | 0.72571
35004 | 5.46 | 1 | 365 | 6.2162 | 0.51222 | 6 | 0.7284
30269 | 3.38 | 1 | 365 | 3.8481 | 0.74566 | 4 | 0.59377
35006 | 3.9 | 1 | 365 | 4.4401 | 0.9373 | 5 | 0.37743
34954 | 5.46 | 1 | 365 | 6.2162 | 0.51222 | 6 | 0.7284
35014 | 8.67 | 1 | 365 | 9.8707 | 0.86831 | 10 | 0.73905
35016 | 9.1 | 1 | 365 | 10.3603 | 0.85371 | 11 | 0.214
33737 | 6.76 | 1 | 365 | 7.6962 | 0.49132 | 8 | 0.18754
35017 | 7 | 1 | 365 | 7.9695 | 0.041312 | 8 | 0.010767
33679 | 5.565 | 1 | 365 | 6.3357 | 0.75284 | 7 | 0.08856
35027 | 6.24 | 1 | 365 | 7.1042 | 0.29968 | 7 | 0.40388
35025 | 9.1 | 1 | 365 | 10.3603 | 0.85371 | 11 | 0.214
35037 | 7.02 | 1 | 365 | 7.9922 | 0.087144 | 8 | 0.079369
30274 | 3.12 | 1 | 365 | 3.5521 | 0.14984 | 3 | 0.70194
35043 | 4.94 | 1 | 365 | 5.6242 | 0.32058 | 5 | 0.94474
35052 | 8.32 | 1 | 365 | 9.4723 | 0.066245 | 9 | 0.53851
33777 | 10.14 | 1 | 365 | 11.5443 | 0.23699 | 11 | 0.78131
30285 | 3.12 | 1 | 365 | 3.5521 | 0.14984 | 3 | 0.70194
33682 | 11.44 | 1 | 365 | 13.0244 | 0.21609 | 13 | 0.24045
33602 | 7.02 | 1 | 365 | 7.9922 | 0.087144 | 8 | 0.079369
33690 | 6.24 | 1 | 365 | 7.1042 | 0.29968 | 7 | 0.40388
30298 | 12.72 | 1 | 365 | 14.4816 | 0.14936 | 14 | 0.63099
33695 | 2.34 | 1 | 365 | 2.6641 | 0.36238 | 3 | 0.026456
30314 | 7.28 | 1 | 365 | 8.2882 | 0.68296 | 8 | 0.9712
33700 | 3.38 | 1 | 365 | 3.8481 | 0.74566 | 4 | 0.59377
33643 | 4.05 | 1 | 365 | 4.6109 | 0.28104 | 4 | 0.89194
33650 | 4.16 | 1 | 365 | 4.7361 | 0.53312 | 5 | 0.26926
34942 | 3.9 | 1 | 365 | 4.4401 | 0.9373 | 5 | 0.37743
33440 | 7.28 | 1 | 365 | 8.2882 | 0.68296 | 8 | 0.9712
33356 | 9.36 | 1 | 365 | 10.6563 | 0.44953 | 11 | 0.10583
33329 | 6.5 | 1 | 365 | 7.4002 | 0.8955 | 8 | 0.29571
33355 | 4.24 | 1 | 365 | 4.8272 | 0.71645 | 5 | 0.54366
33404 | 7.14 | 1 | 365 | 8.1288 | 0.36214 | 8 | 0.49098
33370 | 8.32 | 1 | 365 | 9.4723 | 0.066245 | 9 | 0.53851
33365 | 14.045 | 1 | 365 | 15.9901 | 0.18575 | 16 | 0.17589
33523 | 7.02 | 1 | 365 | 7.9922 | 0.087144 | 8 | 0.079369
33383 | 11.44 | 1 | 365 | 13.0244 | 0.21609 | 13 | 0.24045
33533 | 8.16 | 1 | 365 | 9.2901 | 0.69959 | 9 | 0.98969
33410 | 7.395 | 1 | 365 | 8.4192 | 0.9465 | 9 | 0.36566
33552 | 3.64 | 1 | 365 | 4.1441 | 0.34148 | 4 | 0.4856
33590 | 10.14 | 1 | 365 | 11.5443 | 0.23699 | 11 | 0.78131
35044 | 3.12 | 1 | 365 | 3.5521 | 0.14984 | 3 | 0.70194
35054 | 10.14 | 1 | 365 | 11.5443 | 0.23699 | 11 | 0.78131
33462 | 15.08 | 1 | 365 | 17.1685 | 0.55757 | 17 | 0.72605
35064 | 3.38 | 1 | 365 | 3.8481 | 0.74566 | 4 | 0.59377
33469 | 5.98 | 1 | 365 | 6.8082 | 0.70386 | 7 | 0.51206
35067 | 14.045 | 1 | 365 | 15.9901 | 0.18575 | 16 | 0.17589
34226 | 4.505 | 1 | 365 | 5.1289 | 0.32373 | 5 | 0.45264
35078 | 9.36 | 1 | 365 | 10.6563 | 0.44953 | 11 | 0.10583
35089 | 9.88 | 1 | 365 | 11.2483 | 0.64117 | 11 | 0.88948
35087 | 6.76 | 1 | 365 | 7.6962 | 0.49132 | 8 | 0.18754
33423 | 9.1 | 1 | 365 | 10.3603 | 0.85371 | 11 | 0.214
35095 | 9.88 | 1 | 365 | 11.2483 | 0.64117 | 11 | 0.88948
35099 | 6.095 | 1 | 365 | 6.9391 | 0.9674 | 7 | 0.90652
35084 | 8.32 | 1 | 365 | 9.4723 | 0.066245 | 9 | 0.53851
35102 | 10.14 | 1 | 365 | 11.5443 | 0.23699 | 11 | 0.78131
35105 | 8.32 | 1 | 365 | 9.4723 | 0.066245 | 9 | 0.53851
35101 | 7.02 | 1 | 365 | 7.9922 | 0.087144 | 8 | 0.079369
34168 | 5.46 | 1 | 365 | 6.2162 | 0.51222 | 6 | 0.7284
35108 | 8.32 | 1 | 365 | 9.4723 | 0.066245 | 9 | 0.53851
34587 | 5.72 | 1 | 365 | 6.5122 | 0.10804 | 6 | 0.62023
35110 | 7.02 | 1 | 365 | 7.9922 | 0.087144 | 8 | 0.079369
34575 | 13 | 1 | 365 | 14.8004 | 0.79101 | 15 | 0.59142
35109 | 10.4 | 1 | 365 | 11.8403 | 0.83281 | 12 | 0.67314
34361 | 10.4 | 1 | 365 | 11.8403 | 0.83281 | 12 | 0.67314
35113 | 10.07 | 1 | 365 | 11.4646 | 0.076573 | 11 | 0.5412
32568 | 9.36 | 1 | 365 | 10.6563 | 0.44953 | 11 | 0.10583
35119 | 4.68 | 1 | 365 | 5.3282 | 0.72476 | 6 | 0.052913
33248 | 6.5 | 1 | 365 | 7.4002 | 0.8955 | 8 | 0.29571
35115 | 2.34 | 1 | 365 | 2.6641 | 0.36238 | 3 | 0.026456
34935 | 13 | 1 | 365 | 14.8004 | 0.79101 | 15 | 0.59142
35117 | 3.9 | 1 | 365 | 4.4401 | 0.9373 | 5 | 0.37743
34914 | 5.83 | 1 | 365 | 6.6374 | 0.36012 | 6 | 0.99754
32342 | 10.92 | 1 | 365 | 12.4324 | 0.024447 | 12 | 0.4568
35015 | 9.35 | 1 | 365 | 10.6449 | 0.42661 | 11 | 0.071525
35019 | 5.94 | 1 | 365 | 6.7627 | 0.6122 | 7 | 0.37485
33309 | 3.9 | 1 | 365 | 4.4401 | 0.9373 | 5 | 0.37743
33225 | 7.28 | 1 | 365 | 8.2882 | 0.68296 | 8 | 0.9712
35030 | 4.5 | 1 | 365 | 5.1232 | 0.31227 | 5 | 0.43549
35050 | 5.5 | 1 | 365 | 6.2617 | 0.60389 | 6 | 0.8656
35047 | 6.325 | 1 | 365 | 7.201 | 0.49447 | 7 | 0.69544
33160 | 3.12 | 1 | 365 | 3.5521 | 0.14984 | 3 | 0.70194
35062 | 7.975 | 1 | 365 | 9.0795 | 0.27564 | 9 | 0.35512
33151 | 6.63 | 1 | 365 | 7.5482 | 0.19341 | 7 | 0.74163
35068 | 6.325 | 1 | 365 | 7.201 | 0.49447 | 7 | 0.69544
30920 | 8.32 | 1 | 365 | 9.4723 | 0.066245 | 9 | 0.53851
35086 | 6.05 | 1 | 365 | 6.8879 | 0.86428 | 7 | 0.75216
34979 | 11.825 | 1 | 365 | 13.4627 | 0.098359 | 13 | 0.56105
35121 | 6.875 | 1 | 365 | 7.8271 | 0.75486 | 8 | 0.582
32876 | 5.2 | 1 | 365 | 5.9202 | 0.9164 | 6 | 0.83657
32331 | 5.98 | 1 | 365 | 6.8082 | 0.70386 | 7 | 0.51206
35011 | 10.14 | 1 | 365 | 11.5443 | 0.23699 | 11 | 0.78131
31812 | 12.22 | 1 | 365 | 13.9124 | 0.0035475 | 13 | 0.91594
35023 | 8.125 | 1 | 365 | 9.2503 | 0.61938 | 9 | 0.86964
29266 | 2.34 | 1 | 365 | 2.6641 | 0.36238 | 3 | 0.026456
29853 | 24.96 | 1 | 365 | 28.4168 | 0.19874 | 28 | 0.61554
31099 | 3.64 | 1 | 365 | 4.1441 | 0.34148 | 4 | 0.4856
31096 | 7.8 | 1 | 365 | 8.8803 | 0.8746 | 9 | 0.75485
35039 | 5.6 | 1 | 365 | 6.3756 | 0.83305 | 7 | 0.20861
28817 | 6.76 | 1 | 365 | 7.6962 | 0.49132 | 8 | 0.18754
33872 | 3.9 | 1 | 365 | 4.4401 | 0.9373 | 5 | 0.37743
35057 | 3.9 | 1 | 365 | 4.4401 | 0.9373 | 5 | 0.37743
34501 | 4.94 | 1 | 365 | 5.6242 | 0.32058 | 5 | 0.94474
35075 | 7.5 | 1 | 365 | 8.5387 | 0.18712 | 8 | 0.72582
29960 | 10.4 | 1 | 365 | 11.8403 | 0.83281 | 12 | 0.67314
31596 | 8.84 | 1 | 365 | 10.0643 | 0.25789 | 10 | 0.32217
35129 | 6.05 | 1 | 365 | 6.8879 | 0.86428 | 7 | 0.75216
35135 | 9.75 | 1 | 365 | 11.1003 | 0.34326 | 11 | 0.44357
35142 | 9.9 | 1 | 365 | 11.2711 | 0.687 | 11 | 0.95809
35180 | 5.61 | 1 | 365 | 6.3869 | 0.85597 | 7 | 0.24291
35237 | 10.4 | 1 | 365 | 11.8403 | 0.83281 | 12 | 0.67314
35239 | 6.12 | 1 | 365 | 6.9676 | 0.02469 | 6 | 0.99227
35244 | 5.61 | 1 | 365 | 6.3869 | 0.85597 | 7 | 0.24291
35139 | 4.94 | 1 | 365 | 5.6242 | 0.32058 | 5 | 0.94474
35147 | 8.745 | 1 | 365 | 9.9561 | 0.040182 | 9 | 0.99631
35153 | 10.14 | 1 | 365 | 11.5443 | 0.23699 | 11 | 0.78131
34802 | 6.36 | 1 | 365 | 7.2408 | 0.57468 | 7 | 0.8155
35169 | 4.94 | 1 | 365 | 5.6242 | 0.32058 | 5 | 0.94474
35170 | 8.84 | 1 | 365 | 10.0643 | 0.25789 | 10 | 0.32217
35175 | 11.7 | 1 | 365 | 13.3204 | 0.81191 | 14 | 0.13228
35185 | 4.845 | 1 | 365 | 5.516 | 0.10288 | 5 | 0.61888
35184 | 6.76 | 1 | 365 | 7.6962 | 0.49132 | 8 | 0.18754
35201 | 9.69 | 1 | 365 | 11.032 | 0.20576 | 11 | 0.23776
35198 | 9.18 | 1 | 365 | 10.4514 | 0.037035 | 10 | 0.48841
35205 | 5.98 | 1 | 365 | 6.8082 | 0.70386 | 7 | 0.51206
35214 | 10.92 | 1 | 365 | 12.4324 | 0.024447 | 12 | 0.4568
35217 | 3.64 | 1 | 365 | 4.1441 | 0.34148 | 4 | 0.4856
35221 | 7.28 | 1 | 365 | 8.2882 | 0.68296 | 8 | 0.9712
35222 | 9.62 | 1 | 365 | 10.9523 | 0.045346 | 10 | 0.99765
35226 | 6.24 | 1 | 365 | 7.1042 | 0.29968 | 7 | 0.40388
35233 | 4.42 | 1 | 365 | 5.0321 | 0.12894 | 5 | 0.16108
35246 | 6.76 | 1 | 365 | 7.6962 | 0.49132 | 8 | 0.18754
35143 | 14.92 | 1 | 365 | 16.9863 | 0.19091 | 17 | 0.17724
35172 | 7.905 | 1 | 365 | 8.9998 | 0.11522 | 9 | 0.11502
35194 | 10.8 | 1 | 365 | 12.2957 | 0.74945 | 13 | 0.045184
35212 | 11.985 | 1 | 365 | 13.6448 | 0.46502 | 14 | 0.10986
35228 | 8.16 | 1 | 365 | 9.2901 | 0.69959 | 9 | 0.98969
35257 | 9 | 1 | 365 | 10.2464 | 0.62454 | 10 | 0.87099
35263 | 7.28 | 1 | 365 | 8.2882 | 0.68296 | 8 | 0.9712
35265 | 9.98 | 1 | 365 | 11.3622 | 0.87033 | 12 | 0.23249
35308 | 6.375 | 1 | 365 | 7.2579 | 0.60905 | 7 | 0.86695
35309 | 4.95 | 1 | 365 | 5.6355 | 0.3435 | 5 | 0.97904
35311 | 10.98 | 1 | 365 | 12.5007 | 0.16194 | 12 | 0.6626
35312 | 13 | 1 | 365 | 14.8004 | 0.79101 | 15 | 0.59142
35313 | 6.72 | 1 | 365 | 7.6507 | 0.39966 | 8 | 0.050337
35195 | 8.1 | 1 | 365 | 9.2218 | 0.56209 | 9 | 0.78389
35234 | 5.13 | 1 | 365 | 5.8405 | 0.75599 | 6 | 0.59646
35242 | 7.5 | 1 | 365 | 8.5387 | 0.18712 | 8 | 0.72582
35248 | 2.6 | 1 | 365 | 2.9601 | 0.9582 | 3 | 0.91828
34706 | 8.43 | 1 | 365 | 9.5975 | 0.31832 | 9 | 0.91582
34181 | 4.76 | 1 | 365 | 5.4192 | 0.90809 | 6 | 0.32732
32721 | 2.08 | 1 | 365 | 2.3681 | 0.76656 | 3 | 0.13463
34943 | 5.2 | 1 | 365 | 5.9202 | 0.9164 | 6 | 0.83657
35264 | 2.43 | 1 | 365 | 2.7665 | 0.56863 | 3 | 0.33517
34944 | 11.395 | 1 | 365 | 12.9731 | 0.11296 | 13 | 0.086099
34947 | 11.96 | 1 | 365 | 13.6164 | 0.40773 | 14 | 0.024111
35258 | 6.16 | 1 | 365 | 7.0131 | 0.11635 | 7 | 0.12948
35269 | 8.55 | 1 | 365 | 9.7341 | 0.59332 | 10 | 0.32744
34961 | 13.77 | 1 | 365 | 15.6771 | 0.55555 | 16 | 0.23261
34962 | 3.9 | 1 | 365 | 4.4401 | 0.9373 | 5 | 0.37743
34955 | 11 | 1 | 365 | 12.5234 | 0.20778 | 12 | 0.73121
34968 | 4.675 | 1 | 365 | 5.3225 | 0.7133 | 6 | 0.035762
33984 | 50.49 | 0.9 | 365 | 51.7343 | 0.13332 | 51 | 0.86761
34966 | 4.42 | 1 | 365 | 5.0321 | 0.12894 | 5 | 0.16108
34974 | 5.7 | 1 | 365 | 6.4894 | 0.062211 | 6 | 0.55162
34980 | 4.16 | 1 | 365 | 4.7361 | 0.53312 | 5 | 0.26926
34981 | 9.36 | 1 | 365 | 10.6563 | 0.44953 | 11 | 0.10583
34957 | 3.12 | 1 | 365 | 3.5521 | 0.14984 | 3 | 0.70194
34986 | 15.6 | 1 | 365 | 17.7605 | 0.74921 | 18 | 0.50971
34993 | 7.7 | 1 | 365 | 8.7664 | 0.64544 | 9 | 0.41184
34996 | 5.46 | 1 | 365 | 6.2162 | 0.51222 | 6 | 0.7284
34997 | 4.16 | 1 | 365 | 4.7361 | 0.53312 | 5 | 0.26926
35000 | 9.075 | 1 | 365 | 10.3318 | 0.79642 | 11 | 0.12824
34999 | 3.38 | 1 | 365 | 3.8481 | 0.74566 | 4 | 0.59377
33451 | 5.75 | 1 | 365 | 6.5463 | 0.17679 | 6 | 0.72313
18117 | 5.2 | 1 | 365 | 5.9202 | 0.9164 | 6 | 0.83657
35310 | 10.64 | 1 | 365 | 12.1136 | 0.38279 | 12 | 0.49637
35012 | 6 | 1 | 365 | 6.831 | 0.7497 | 7 | 0.58066
36789 | 6.84 | 1 | 365 | 7.7873 | 0.67465 | 8 | 0.46195
35314 | 11.77 | 1 | 365 | 13.4001 | 0.97232 | 14 | 0.37239
35316 | 13.44 | 1 | 365 | 15.3014 | 0.79932 | 16 | 0.10067
35317 | 7.15 | 1 | 365 | 8.1402 | 0.38505 | 8 | 0.52528
35318 | 9.66 | 1 | 365 | 10.9978 | 0.13701 | 11 | 0.13486
35319 | 7.98 | 1 | 365 | 9.0852 | 0.2871 | 9 | 0.37227
35322 | 9.156 | 1 | 365 | 10.424 | 0.98204 | 11 | 0.40608
35320 | 5.75 | 1 | 365 | 6.5463 | 0.17679 | 6 | 0.72313
35325 | 6.54 | 1 | 365 | 7.4457 | 0.98717 | 8 | 0.43292
35323 | 14.25 | 1 | 365 | 16.2235 | 0.65553 | 16 | 0.87906
35327 | 8.28 | 1 | 365 | 9.4267 | 0.97458 | 10 | 0.40131
35329 | 13.2 | 1 | 365 | 15.0281 | 0.24933 | 15 | 0.27745
35333 | 9.156 | 1 | 365 | 10.424 | 0.98204 | 11 | 0.40608
35336 | 7.935 | 1 | 365 | 9.0339 | 0.18397 | 9 | 0.21792
35346 | 9.18 | 1 | 365 | 10.4514 | 0.037035 | 10 | 0.48841
35351 | 3.06 | 1 | 365 | 3.4838 | 0.012345 | 3 | 0.49614
35353 | 4.335 | 1 | 365 | 4.9354 | 0.93416 | 5 | 0.86953
35356 | 11.725 | 1 | 365 | 13.3488 | 0.8692 | 14 | 0.21804
35315 | 7.848 | 1 | 365 | 8.9349 | 0.9846 | 9 | 0.9195
35358 | 4.14 | 1 | 365 | 4.7134 | 0.48729 | 5 | 0.20065
35359 | 5.17 | 1 | 365 | 5.886 | 0.84765 | 6 | 0.73367
35360 | 8.28 | 1 | 365 | 9.4267 | 0.97458 | 10 | 0.40131
35382 | 7.848 | 1 | 365 | 8.9349 | 0.9846 | 9 | 0.9195
35389 | 7.2 | 1 | 365 | 8.1972 | 0.49964 | 8 | 0.69679
35378 | 7 | 1 | 365 | 7.9695 | 0.041312 | 8 | 0.010767
35403 | 3 | 1 | 365 | 3.4155 | 0.87485 | 4 | 0.29033
35423 | 9.88 | 1 | 365 | 11.2483 | 0.64117 | 11 | 0.88948
35432 | 3 | 1 | 365 | 3.4155 | 0.87485 | 4 | 0.29033
35440 | 9 | 1 | 365 | 10.2464 | 0.62454 | 10 | 0.87099
34364 | 16.2 | 1 | 365 | 18.4436 | 0.12418 | 18 | 0.56778
34908 | 5.7 | 1 | 365 | 6.4894 | 0.062211 | 6 | 0.55162
33676 | 10.335 | 1 | 365 | 11.7663 | 0.68385 | 12 | 0.45018
41192 | 8.1 | 1 | 365 | 9.2218 | 0.56209 | 9 | 0.78389
35118 | 4.8 | 1 | 365 | 5.4648 | 0.99976 | 6 | 0.46453
25758 | 11.18 | 1 | 365 | 12.7284 | 0.62027 | 13 | 0.34863
35411 | 6.9 | 1 | 365 | 7.8556 | 0.81215 | 8 | 0.66776
35449 | 8.215 | 1 | 365 | 9.3527 | 0.82563 | 10 | 0.17835
39255 | 6 | 1 | 365 | 6.831 | 0.7497 | 7 | 0.58066
35348 | 5.3 | 1 | 365 | 6.034 | 0.14556 | 6 | 0.17958
35352 | 6 | 1 | 365 | 6.831 | 0.7497 | 7 | 0.58066
35355 | 9 | 1 | 365 | 10.2464 | 0.62454 | 10 | 0.87099
35127 | 5.2 | 1 | 365 | 5.9202 | 0.9164 | 6 | 0.83657
35208 | 4.94 | 1 | 365 | 5.6242 | 0.32058 | 5 | 0.94474
35191 | 9.36 | 1 | 365 | 10.6563 | 0.44953 | 11 | 0.10583
35178 | 5.46 | 1 | 365 | 6.2162 | 0.51222 | 6 | 0.7284
33725 | 4.68 | 1 | 365 | 5.3282 | 0.72476 | 6 | 0.052913
35362 | 3.71 | 1 | 365 | 4.2238 | 0.5019 | 4 | 0.72571
35364 | 2.65 | 1 | 365 | 3.017 | 0.072782 | 3 | 0.08979
35365 | 5.72 | 1 | 365 | 6.5122 | 0.10804 | 6 | 0.62023
35368 | 8.32 | 1 | 365 | 9.4723 | 0.066245 | 9 | 0.53851
35373 | 4.68 | 1 | 365 | 5.3282 | 0.72476 | 6 | 0.052913
35369 | 18.98 | 1 | 365 | 21.6086 | 0.49487 | 22 | 0.10348
35372 | 3.71 | 1 | 365 | 4.2238 | 0.5019 | 4 | 0.72571
30934 | 5.565 | 1 | 365 | 6.3357 | 0.75284 | 7 | 0.08856
35381 | 9.36 | 1 | 365 | 10.6563 | 0.44953 | 11 | 0.10583
35380 | 5.035 | 1 | 365 | 5.7323 | 0.53829 | 6 | 0.2706
35386 | 9.36 | 1 | 365 | 10.6563 | 0.44953 | 11 | 0.10583
35437 | 7.54 | 1 | 365 | 8.5842 | 0.27878 | 8 | 0.86303
35390 | 7.8 | 1 | 365 | 8.8803 | 0.8746 | 9 | 0.75485
35443 | 2.86 | 1 | 365 | 3.2561 | 0.55402 | 3 | 0.81011
35388 | 6.76 | 1 | 365 | 7.6962 | 0.49132 | 8 | 0.18754
35377 | 12.72 | 1 | 365 | 14.4816 | 0.14936 | 14 | 0.63099
35442 | 3.12 | 1 | 365 | 3.5521 | 0.14984 | 3 | 0.70194
35391 | 9.62 | 1 | 365 | 10.9523 | 0.045346 | 10 | 0.99765
35441 | 9.1 | 1 | 365 | 10.3603 | 0.85371 | 11 | 0.214
33558 | 10.14 | 1 | 365 | 11.5443 | 0.23699 | 11 | 0.78131
35428 | 5.98 | 1 | 365 | 6.8082 | 0.70386 | 7 | 0.51206
35444 | 3.9 | 1 | 365 | 4.4401 | 0.9373 | 5 | 0.37743
35446 | 5.98 | 1 | 365 | 6.8082 | 0.70386 | 7 | 0.51206
35453 | 8.32 | 1 | 365 | 9.4723 | 0.066245 | 9 | 0.53851
35454 | 6.76 | 1 | 365 | 7.6962 | 0.49132 | 8 | 0.18754
35456 | 8.84 | 1 | 365 | 10.0643 | 0.25789 | 10 | 0.32217
35460 | 7.02 | 1 | 365 | 7.9922 | 0.087144 | 8 | 0.079369
35459 | 7.8 | 1 | 365 | 8.8803 | 0.8746 | 9 | 0.75485
35465 | 4.68 | 1 | 365 | 5.3282 | 0.72476 | 6 | 0.052913
35466 | 3.9 | 1 | 365 | 4.4401 | 0.9373 | 5 | 0.37743
35464 | 9.275 | 1 | 365 | 10.5595 | 0.25474 | 10 | 0.81427
35470 | 4.68 | 1 | 365 | 5.3282 | 0.72476 | 6 | 0.052913
35468 | 7.155 | 1 | 365 | 8.1459 | 0.39651 | 8 | 0.54243
35479 | 7.54 | 1 | 365 | 8.5842 | 0.27878 | 8 | 0.86303
35481 | 7.95 | 1 | 365 | 9.051 | 0.21835 | 9 | 0.26937
35482 | 3.12 | 1 | 365 | 3.5521 | 0.14984 | 3 | 0.70194
35475 | 8.58 | 1 | 365 | 9.7683 | 0.66207 | 10 | 0.43034
35493 | 12.455 | 1 | 365 | 14.1799 | 0.54208 | 14 | 0.72202
35491 | 12.48 | 1 | 365 | 14.2084 | 0.59937 | 14 | 0.80777
35488 | 6.24 | 1 | 365 | 7.1042 | 0.29968 | 7 | 0.40388
35502 | 11.44 | 1 | 365 | 13.0244 | 0.21609 | 13 | 0.24045
35516 | 4.42 | 1 | 365 | 5.0321 | 0.12894 | 5 | 0.16108
35512 | 4.68 | 1 | 365 | 5.3282 | 0.72476 | 6 | 0.052913
35522 | 7.8 | 1 | 365 | 8.8803 | 0.8746 | 9 | 0.75485
35523 | 3.38 | 1 | 365 | 3.8481 | 0.74566 | 4 | 0.59377
35521 | 5.46 | 1 | 365 | 6.2162 | 0.51222 | 6 | 0.7284
35501 | 6.24 | 1 | 365 | 7.1042 | 0.29968 | 7 | 0.40388
35392 | 5.72 | 1 | 365 | 6.5122 | 0.10804 | 6 | 0.62023
35398 | 5.46 | 1 | 365 | 6.2162 | 0.51222 | 6 | 0.7284
35402 | 3.975 | 1 | 365 | 4.5255 | 0.10917 | 4 | 0.63469
35395 | 9.88 | 1 | 365 | 11.2483 | 0.64117 | 11 | 0.88948
35404 | 4.94 | 1 | 365 | 5.6242 | 0.32058 | 5 | 0.94474
35406 | 7.28 | 1 | 365 | 8.2882 | 0.68296 | 8 | 0.9712
35401 | 10.66 | 1 | 365 | 12.1363 | 0.42863 | 12 | 0.56497
35407 | 4.68 | 1 | 365 | 5.3282 | 0.72476 | 6 | 0.052913
35399 | 5.72 | 1 | 365 | 6.5122 | 0.10804 | 6 | 0.62023
35408 | 3.38 | 1 | 365 | 3.8481 | 0.74566 | 4 | 0.59377
35082 | 5.32 | 1 | 365 | 6.0568 | 0.1914 | 6 | 0.24818
35405 | 8.06 | 1 | 365 | 9.1763 | 0.47042 | 9 | 0.64668
35447 | 13.5 | 1 | 365 | 15.3697 | 0.93682 | 16 | 0.30648
35455 | 3.25 | 1 | 365 | 3.7001 | 0.44775 | 4 | 0.14786
35467 | 4.48 | 1 | 365 | 5.1005 | 0.26644 | 5 | 0.36689
35480 | 7.41 | 1 | 365 | 8.4362 | 0.98087 | 9 | 0.41711
35496 | 11 | 1 | 365 | 12.5234 | 0.20778 | 12 | 0.73121
35508 | 4.16 | 1 | 365 | 4.7361 | 0.53312 | 5 | 0.26926
35519 | 6.76 | 1 | 365 | 7.6962 | 0.49132 | 8 | 0.18754
35526 | 10.05 | 1 | 365 | 11.4419 | 0.030741 | 11 | 0.4726
35534 | 15.3 | 1 | 365 | 17.419 | 0.061725 | 17 | 0.48068
35469 | 8.7 | 1 | 365 | 9.9049 | 0.93706 | 10 | 0.84195
35520 | 7.2 | 1 | 365 | 8.1972 | 0.49964 | 8 | 0.69679
35507 | 3 | 1 | 365 | 3.4155 | 0.87485 | 4 | 0.29033
32105 | 4.905 | 1 | 365 | 5.5843 | 0.24038 | 5 | 0.82469
32118 | 6.867 | 1 | 365 | 7.818 | 0.73653 | 8 | 0.55456
35409 | 14.04 | 1 | 365 | 15.9845 | 0.17429 | 16 | 0.15874
35412 | 6.24 | 1 | 365 | 7.1042 | 0.29968 | 7 | 0.40388
35414 | 6.76 | 1 | 365 | 7.6962 | 0.49132 | 8 | 0.18754
35410 | 8.32 | 1 | 365 | 9.4723 | 0.066245 | 9 | 0.53851
35416 | 5.98 | 1 | 365 | 6.8082 | 0.70386 | 7 | 0.51206
35418 | 7.28 | 1 | 365 | 8.2882 | 0.68296 | 8 | 0.9712
35413 | 9.88 | 1 | 365 | 11.2483 | 0.64117 | 11 | 0.88948
35420 | 4.68 | 1 | 365 | 5.3282 | 0.72476 | 6 | 0.052913
35417 | 4.94 | 1 | 365 | 5.6242 | 0.32058 | 5 | 0.94474
30808 | 7.28 | 1 | 365 | 8.2882 | 0.68296 | 8 | 0.9712
35422 | 5.98 | 1 | 365 | 6.8082 | 0.70386 | 7 | 0.51206
35430 | 4.42 | 1 | 365 | 5.0321 | 0.12894 | 5 | 0.16108
35426 | 3.445 | 1 | 365 | 3.9221 | 0.89462 | 4 | 0.81673
35435 | 8.84 | 1 | 365 | 10.0643 | 0.25789 | 10 | 0.32217
35424 | 6.5 | 1 | 365 | 7.4002 | 0.8955 | 8 | 0.29571
35429 | 12.985 | 1 | 365 | 14.7833 | 0.75663 | 15 | 0.53997
35438 | 5.3 | 1 | 365 | 6.034 | 0.14556 | 6 | 0.17958
35532 | 12 | 1 | 365 | 13.6619 | 0.49939 | 14 | 0.16132
35559 | 7.155 | 1 | 365 | 8.1459 | 0.39651 | 8 | 0.54243
35548 | 5.5 | 1 | 365 | 6.2617 | 0.60389 | 6 | 0.8656
35585 | 9.075 | 1 | 365 | 10.3318 | 0.79642 | 11 | 0.12824
35592 | 3.64 | 1 | 365 | 4.1441 | 0.34148 | 4 | 0.4856
35631 | 4.95 | 1 | 365 | 5.6355 | 0.3435 | 5 | 0.97904
35639 | 6.3 | 1 | 365 | 7.1725 | 0.43718 | 7 | 0.60969
35647 | 14.5 | 1 | 365 | 16.5082 | 0.22843 | 16 | 0.73659
35636 | 4.95 | 1 | 365 | 5.6355 | 0.3435 | 5 | 0.97904
35652 | 4.5 | 1 | 365 | 5.1232 | 0.31227 | 5 | 0.43549
35575 | 7.13 | 1 | 365 | 8.1175 | 0.33922 | 8 | 0.45668
35606 | 10.5 | 1 | 365 | 11.9542 | 0.061968 | 12 | 0.016151
35616 | 7.75 | 1 | 365 | 8.8233 | 0.76002 | 9 | 0.58335
35623 | 8.75 | 1 | 365 | 9.9618 | 0.05164 | 10 | 0.013459
35627 | 9.25 | 1 | 365 | 10.5311 | 0.19745 | 10 | 0.72851
35640 | 9.72 | 1 | 365 | 11.0662 | 0.27451 | 11 | 0.34067
35680 | 3.64 | 1 | 365 | 4.1441 | 0.34148 | 4 | 0.4856
35682 | 3.36 | 1 | 365 | 3.8253 | 0.69983 | 4 | 0.52517
35683 | 8 | 1 | 365 | 9.1079 | 0.33293 | 9 | 0.44088
35684 | 3.5 | 1 | 365 | 3.9847 | 0.020656 | 4 | 0.0053836
35721 | 5.88 | 1 | 365 | 6.6943 | 0.4747 | 7 | 0.16904
35729 | 6.75 | 1 | 365 | 7.6848 | 0.46841 | 8 | 0.15324
35744 | 11.725 | 1 | 365 | 13.3488 | 0.8692 | 14 | 0.21804
35749 | 8.06 | 1 | 365 | 9.1763 | 0.47042 | 9 | 0.64668
35461 | 20.52 | 1 | 365 | 23.3619 | 0.02396 | 23 | 0.38585
35546 | 12.6 | 1 | 365 | 14.345 | 0.87436 | 15 | 0.21938
35556 | 9.156 | 1 | 365 | 10.424 | 0.98204 | 11 | 0.40608
35577 | 10.05 | 1 | 365 | 11.4419 | 0.030741 | 11 | 0.4726
35613 | 8.55 | 1 | 365 | 9.7341 | 0.59332 | 10 | 0.32744
34679 | 11.16 | 1 | 365 | 12.7056 | 0.57443 | 13 | 0.28002
35632 | 8.55 | 1 | 365 | 9.7341 | 0.59332 | 10 | 0.32744
35661 | 8.28 | 1 | 365 | 9.4267 | 0.97458 | 10 | 0.40131
35662 | 6.24 | 1 | 365 | 7.1042 | 0.29968 | 7 | 0.40388
35664 | 8.71 | 1 | 365 | 9.9163 | 0.95998 | 10 | 0.87625
35665 | 5.6 | 1 | 365 | 6.3756 | 0.83305 | 7 | 0.20861
35666 | 6.24 | 1 | 365 | 7.1042 | 0.29968 | 7 | 0.40388
35668 | 3.795 | 1 | 365 | 4.3206 | 0.69668 | 5 | 0.017266
35669 | 9.96 | 1 | 365 | 11.3394 | 0.8245 | 12 | 0.16389
35670 | 4.32 | 1 | 365 | 4.9183 | 0.89978 | 5 | 0.81807
35672 | 7.02 | 1 | 365 | 7.9922 | 0.087144 | 8 | 0.079369
35685 | 12.42 | 1 | 365 | 14.1401 | 0.46187 | 14 | 0.60196
35697 | 9.76 | 1 | 365 | 11.1117 | 0.36617 | 11 | 0.47787
35712 | 11.2 | 1 | 365 | 12.7511 | 0.6661 | 13 | 0.41723
35703 | 8.64 | 1 | 365 | 9.8366 | 0.79956 | 10 | 0.63615
35715 | 6.48 | 1 | 365 | 7.3774 | 0.84967 | 8 | 0.22711
35716 | 19.62 | 1 | 365 | 22.3372 | 0.96151 | 23 | 0.29875
35755 | 3.9 | 1 | 365 | 4.4401 | 0.9373 | 5 | 0.37743
35759 | 7 | 1 | 365 | 7.9695 | 0.041312 | 8 | 0.010767
35764 | 7.32 | 1 | 365 | 8.3338 | 0.77463 | 9 | 0.1084
35767 | 5.795 | 1 | 365 | 6.5976 | 0.27991 | 6 | 0.87749
35776 | 5 | 1 | 365 | 5.6925 | 0.45808 | 6 | 0.15055
35780 | 5.4 | 1 | 365 | 6.1479 | 0.37473 | 6 | 0.52259
35789 | 8.28 | 1 | 365 | 9.4267 | 0.97458 | 10 | 0.40131
35790 | 9.66 | 1 | 365 | 10.9978 | 0.13701 | 11 | 0.13486
35792 | 8.32 | 1 | 365 | 9.4723 | 0.066245 | 9 | 0.53851
35675 | 8.58 | 1 | 365 | 9.7683 | 0.66207 | 10 | 0.43034
35676 | 9.75 | 1 | 365 | 11.1003 | 0.34326 | 11 | 0.44357
35725 | 8 | 1 | 365 | 9.1079 | 0.33293 | 9 | 0.44088
35717 | 4.95 | 1 | 365 | 5.6355 | 0.3435 | 5 | 0.97904
35730 | 6.75 | 1 | 365 | 7.6848 | 0.46841 | 8 | 0.15324
35731 | 5.25 | 1 | 365 | 5.9771 | 0.030984 | 6 | 0.0080754
35791 | 13.407 | 1 | 365 | 15.2638 | 0.7237 | 15 | 0.98748
35794 | 10.5 | 1 | 365 | 11.9542 | 0.061968 | 12 | 0.016151
35719 | 6.48 | 1 | 365 | 7.3774 | 0.84967 | 8 | 0.22711
35720 | 7.54 | 1 | 365 | 8.5842 | 0.27878 | 8 | 0.86303
35805 | 6.25 | 1 | 365 | 7.1156 | 0.3226 | 7 | 0.43818
35807 | 3.25 | 1 | 365 | 3.7001 | 0.44775 | 4 | 0.14786
35811 | 6.48 | 1 | 365 | 7.3774 | 0.84967 | 8 | 0.22711
35722 | 4.59 | 1 | 365 | 5.2257 | 0.51852 | 5 | 0.7442
35788 | 6.1 | 1 | 365 | 6.9448 | 0.97886 | 7 | 0.92367
35812 | 5.7 | 1 | 365 | 6.4894 | 0.062211 | 6 | 0.55162
35813 | 11.97 | 1 | 365 | 13.6278 | 0.43064 | 14 | 0.058412
35816 | 8.55 | 1 | 365 | 9.7341 | 0.59332 | 10 | 0.32744
35727 | 9.36 | 1 | 365 | 10.6563 | 0.44953 | 11 | 0.10583
35832 | 13.52 | 1 | 365 | 15.3924 | 0.98265 | 16 | 0.37508
35834 | 6.6 | 1 | 365 | 7.5141 | 0.12467 | 7 | 0.63872
35841 | 8.64 | 1 | 365 | 9.8366 | 0.79956 | 10 | 0.63615
35837 | 9.72 | 1 | 365 | 11.0662 | 0.27451 | 11 | 0.34067
35851 | 5.04 | 1 | 365 | 5.738 | 0.54974 | 6 | 0.28775
35849 | 8.32 | 1 | 365 | 9.4723 | 0.066245 | 9 | 0.53851
35854 | 9.88 | 1 | 365 | 11.2483 | 0.64117 | 11 | 0.88948
35858 | 7.29 | 1 | 365 | 8.2996 | 0.70588 | 9 | 0.005499
35543 | 4.68 | 1 | 365 | 5.3282 | 0.72476 | 6 | 0.052913
35861 | 8.37 | 1 | 365 | 9.5292 | 0.18083 | 9 | 0.71002
35865 | 6.885 | 1 | 365 | 7.8385 | 0.77778 | 8 | 0.6163
35862 | 10.4 | 1 | 365 | 11.8403 | 0.83281 | 12 | 0.67314
35544 | 11.44 | 1 | 365 | 13.0244 | 0.21609 | 13 | 0.24045
35871 | 3.64 | 1 | 365 | 4.1441 | 0.34148 | 4 | 0.4856
35552 | 4.94 | 1 | 365 | 5.6242 | 0.32058 | 5 | 0.94474
35869 | 7.54 | 1 | 365 | 8.5842 | 0.27878 | 8 | 0.86303
35872 | 8.84 | 1 | 365 | 10.0643 | 0.25789 | 10 | 0.32217
35554 | 5.46 | 1 | 365 | 6.2162 | 0.51222 | 6 | 0.7284
35876 | 6.5 | 1 | 365 | 7.4002 | 0.8955 | 8 | 0.29571
31747 | 7.65 | 1 | 365 | 8.7095 | 0.53086 | 9 | 0.24034
35564 | 10.92 | 1 | 365 | 12.4324 | 0.024447 | 12 | 0.4568
35877 | 7.54 | 1 | 365 | 8.5842 | 0.27878 | 8 | 0.86303
35885 | 12.74 | 1 | 365 | 14.5044 | 0.19519 | 14 | 0.6996
35878 | 8.06 | 1 | 365 | 9.1763 | 0.47042 | 9 | 0.64668
35888 | 4.94 | 1 | 365 | 5.6242 | 0.32058 | 5 | 0.94474
35573 | 14.04 | 1 | 365 | 15.9845 | 0.17429 | 16 | 0.15874
34653 | 6 | 1 | 365 | 6.831 | 0.7497 | 7 | 0.58066
35570 | 10.4 | 1 | 365 | 11.8403 | 0.83281 | 12 | 0.67314
35881 | 5.1 | 1 | 365 | 5.8063 | 0.68724 | 6 | 0.49356
35562 | 2.34 | 1 | 365 | 2.6641 | 0.36238 | 3 | 0.026456
35578 | 11.7 | 1 | 365 | 13.3204 | 0.81191 | 14 | 0.13228
35551 | 10.14 | 1 | 365 | 11.5443 | 0.23699 | 11 | 0.78131
35589 | 5.72 | 1 | 365 | 6.5122 | 0.10804 | 6 | 0.62023
35596 | 5.98 | 1 | 365 | 6.8082 | 0.70386 | 7 | 0.51206
35581 | 6.76 | 1 | 365 | 7.6962 | 0.49132 | 8 | 0.18754
35594 | 11.44 | 1 | 365 | 13.0244 | 0.21609 | 13 | 0.24045
35889 | 9.36 | 1 | 365 | 10.6563 | 0.44953 | 11 | 0.10583
35600 | 6.76 | 1 | 365 | 7.6962 | 0.49132 | 8 | 0.18754
35893 | 5.98 | 1 | 365 | 6.8082 | 0.70386 | 7 | 0.51206
35608 | 5.5 | 1 | 365 | 6.2617 | 0.60389 | 6 | 0.8656
35891 | 7.8 | 1 | 365 | 8.8803 | 0.8746 | 9 | 0.75485
35602 | 3.38 | 1 | 365 | 3.8481 | 0.74566 | 4 | 0.59377
35898 | 4.42 | 1 | 365 | 5.0321 | 0.12894 | 5 | 0.16108
35611 | 8.58 | 1 | 365 | 9.7683 | 0.66207 | 10 | 0.43034
35956 | 8.32 | 1 | 365 | 9.4723 | 0.066245 | 9 | 0.53851
35963 | 7.14 | 1 | 365 | 8.1288 | 0.36214 | 8 | 0.49098
35603 | 7.8 | 1 | 365 | 8.8803 | 0.8746 | 9 | 0.75485
35965 | 4.68 | 1 | 365 | 5.3282 | 0.72476 | 6 | 0.052913
34956 | 3.9 | 1 | 365 | 4.4401 | 0.9373 | 5 | 0.37743
35967 | 6.24 | 1 | 365 | 7.1042 | 0.29968 | 7 | 0.40388
35621 | 12.48 | 1 | 365 | 14.2084 | 0.59937 | 14 | 0.80777
35969 | 9.88 | 1 | 365 | 11.2483 | 0.64117 | 11 | 0.88948
35973 | 7.28 | 1 | 365 | 8.2882 | 0.68296 | 8 | 0.9712
35625 | 2.97 | 1 | 365 | 3.3813 | 0.8061 | 4 | 0.18743
35976 | 4.68 | 1 | 365 | 5.3282 | 0.72476 | 6 | 0.052913
35628 | 4.24 | 1 | 365 | 4.8272 | 0.71645 | 5 | 0.54366
35879 | 5.2 | 1 | 365 | 5.9202 | 0.9164 | 6 | 0.83657
35890 | 6.12 | 1 | 365 | 6.9676 | 0.02469 | 6 | 0.99227
35896 | 13.52 | 1 | 365 | 15.3924 | 0.98265 | 16 | 0.37508
34057 | 8.84 | 1 | 365 | 10.0643 | 0.25789 | 10 | 0.32217
35907 | 16.12 | 1 | 365 | 18.3525 | 0.94085 | 19 | 0.29337
33605 | 11.44 | 1 | 365 | 13.0244 | 0.21609 | 13 | 0.24045
32465 | 5.72 | 1 | 365 | 6.5122 | 0.10804 | 6 | 0.62023
35921 | 8.58 | 1 | 365 | 9.7683 | 0.66207 | 10 | 0.43034
35935 | 3.57 | 1 | 365 | 4.0644 | 0.18107 | 4 | 0.24549
35944 | 14.04 | 1 | 365 | 15.9845 | 0.17429 | 16 | 0.15874
35629 | 5.46 | 1 | 365 | 6.2162 | 0.51222 | 6 | 0.7284
30205 | 2.08 | 1 | 365 | 2.3681 | 0.76656 | 3 | 0.13463
30248 | 11.395 | 1 | 365 | 12.9731 | 0.11296 | 13 | 0.086099
35992 | 4.42 | 1 | 365 | 5.0321 | 0.12894 | 5 | 0.16108
35635 | 10.4 | 1 | 365 | 11.8403 | 0.83281 | 12 | 0.67314
35996 | 7.95 | 1 | 365 | 9.051 | 0.21835 | 9 | 0.26937
34689 | 4.59 | 1 | 365 | 5.2257 | 0.51852 | 5 | 0.7442
35993 | 11.18 | 1 | 365 | 12.7284 | 0.62027 | 13 | 0.34863
35638 | 8.84 | 1 | 365 | 10.0643 | 0.25789 | 10 | 0.32217
35999 | 4.16 | 1 | 365 | 4.7361 | 0.53312 | 5 | 0.26926
30409 | 2.86 | 1 | 365 | 3.2561 | 0.55402 | 3 | 0.81011
36001 | 8.58 | 1 | 365 | 9.7683 | 0.66207 | 10 | 0.43034
35997 | 5.2 | 1 | 365 | 5.9202 | 0.9164 | 6 | 0.83657
18444 | 7.905 | 1 | 365 | 8.9998 | 0.11522 | 9 | 0.11502
36010 | 11.925 | 1 | 365 | 13.5765 | 0.32752 | 13 | 0.90406
35641 | 10.4 | 1 | 365 | 11.8403 | 0.83281 | 12 | 0.67314
36008 | 7.28 | 1 | 365 | 8.2882 | 0.68296 | 8 | 0.9712
31785 | 5.98 | 1 | 365 | 6.8082 | 0.70386 | 7 | 0.51206
33839 | 8.58 | 1 | 365 | 9.7683 | 0.66207 | 10 | 0.43034
31432 | 4.94 | 1 | 365 | 5.6242 | 0.32058 | 5 | 0.94474
35517 | 21.42 | 1 | 365 | 24.3865 | 0.086415 | 24 | 0.47295
32856 | 7.02 | 1 | 365 | 7.9922 | 0.087144 | 8 | 0.079369
35529 | 3.12 | 1 | 365 | 3.5521 | 0.14984 | 3 | 0.70194
35646 | 9.36 | 1 | 365 | 10.6563 | 0.44953 | 11 | 0.10583
35939 | 1.785 | 1 | 365 | 2.0322 | 0.090535 | 2 | 0.12275
32276 | 9.62 | 1 | 365 | 10.9523 | 0.045346 | 10 | 0.99765
35649 | 2.43 | 1 | 365 | 2.7665 | 0.56863 | 3 | 0.33517
35974 | 6.24 | 1 | 365 | 7.1042 | 0.29968 | 7 | 0.40388
35654 | 9.69 | 1 | 365 | 11.032 | 0.20576 | 11 | 0.23776
35908 | 11.4 | 1 | 365 | 12.9788 | 0.12442 | 13 | 0.10325
35653 | 6.5 | 1 | 365 | 7.4002 | 0.8955 | 8 | 0.29571
35927 | 5.4 | 1 | 365 | 6.1479 | 0.37473 | 6 | 0.52259
30837 | 6.76 | 1 | 365 | 7.6962 | 0.49132 | 8 | 0.18754
35903 | 7.02 | 1 | 365 | 7.9922 | 0.087144 | 8 | 0.079369
35962 | 7.8 | 1 | 365 | 8.8803 | 0.8746 | 9 | 0.75485
35656 | 7.8 | 1 | 365 | 8.8803 | 0.8746 | 9 | 0.75485
35970 | 8.4 | 1 | 365 | 9.5633 | 0.24957 | 9 | 0.81292
35983 | 2.52 | 1 | 365 | 2.869 | 0.77487 | 3 | 0.64388
35994 | 3.36 | 1 | 365 | 3.8253 | 0.69983 | 4 | 0.52517
35713 | 17.08 | 1 | 365 | 19.4455 | 0.1408 | 19 | 0.58627
36003 | 4.24 | 1 | 365 | 4.8272 | 0.71645 | 5 | 0.54366
35847 | 7.54 | 1 | 365 | 8.5842 | 0.27878 | 8 | 0.86303
35990 | 7.315 | 1 | 365 | 8.3281 | 0.76317 | 9 | 0.091252
35860 | 13.5 | 1 | 365 | 15.3697 | 0.93682 | 16 | 0.30648
36000 | 5.805 | 1 | 365 | 6.609 | 0.30283 | 6 | 0.91179
36025 | 5.04 | 1 | 365 | 5.738 | 0.54974 | 6 | 0.28775
35906 | 7.2 | 1 | 365 | 8.1972 | 0.49964 | 8 | 0.69679
35952 | 6.24 | 1 | 365 | 7.1042 | 0.29968 | 7 | 0.40388
35814 | 5.6 | 1 | 365 | 6.3756 | 0.83305 | 7 | 0.20861
36227 | 10.1 | 1 | 365 | 11.4988 | 0.14532 | 11 | 0.64411
36251 | 5.725 | 1 | 365 | 6.5179 | 0.1195 | 6 | 0.63738
35539 | 9.54 | 1 | 365 | 10.8612 | 0.86202 | 11 | 0.72325
36254 | 6.51 | 1 | 365 | 7.4116 | 0.91842 | 8 | 0.33001
36017 | 2.86 | 1 | 365 | 3.2561 | 0.55402 | 3 | 0.81011
36016 | 13.52 | 1 | 365 | 15.3924 | 0.98265 | 16 | 0.37508
36020 | 12.72 | 1 | 365 | 14.4816 | 0.14936 | 14 | 0.63099
36019 | 8.84 | 1 | 365 | 10.0643 | 0.25789 | 10 | 0.32217
36024 | 2.34 | 1 | 365 | 2.6641 | 0.36238 | 3 | 0.026456
36021 | 10.2 | 1 | 365 | 11.6126 | 0.37448 | 11 | 0.98712
36031 | 7.28 | 1 | 365 | 8.2882 | 0.68296 | 8 | 0.9712
36032 | 11.13 | 1 | 365 | 12.6714 | 0.50569 | 13 | 0.17712
36034 | 5.2 | 1 | 365 | 5.9202 | 0.9164 | 6 | 0.83657
30385 | 10.14 | 1 | 365 | 11.5443 | 0.23699 | 11 | 0.78131
36036 | 11.44 | 1 | 365 | 13.0244 | 0.21609 | 13 | 0.24045
36037 | 4.42 | 1 | 365 | 5.0321 | 0.12894 | 5 | 0.16108
36041 | 6.24 | 1 | 365 | 7.1042 | 0.29968 | 7 | 0.40388
36043 | 4.42 | 1 | 365 | 5.0321 | 0.12894 | 5 | 0.16108
36044 | 3.975 | 1 | 365 | 4.5255 | 0.10917 | 4 | 0.63469
36050 | 2.08 | 1 | 365 | 2.3681 | 0.76656 | 3 | 0.13463
36049 | 12.22 | 1 | 365 | 13.9124 | 0.0035475 | 13 | 0.91594
36051 | 2.08 | 1 | 365 | 2.3681 | 0.76656 | 3 | 0.13463
36059 | 7.14 | 1 | 365 | 8.1288 | 0.36214 | 8 | 0.49098
36064 | 5.72 | 1 | 365 | 6.5122 | 0.10804 | 6 | 0.62023
36047 | 8.58 | 1 | 365 | 9.7683 | 0.66207 | 10 | 0.43034
36062 | 6.76 | 1 | 365 | 7.6962 | 0.49132 | 8 | 0.18754
36058 | 4.42 | 1 | 365 | 5.0321 | 0.12894 | 5 | 0.16108
36072 | 6.24 | 1 | 365 | 7.1042 | 0.29968 | 7 | 0.40388
36074 | 3.18 | 1 | 365 | 3.6204 | 0.28734 | 3 | 0.90775
36075 | 5.72 | 1 | 365 | 6.5122 | 0.10804 | 6 | 0.62023
36067 | 7.54 | 1 | 365 | 8.5842 | 0.27878 | 8 | 0.86303
36079 | 14.04 | 1 | 365 | 15.9845 | 0.17429 | 16 | 0.15874
36027 | 8.745 | 1 | 365 | 9.9561 | 0.040182 | 9 | 0.99631
36045 | 5.61 | 1 | 365 | 6.3869 | 0.85597 | 7 | 0.24291
36065 | 2.08 | 1 | 365 | 2.3681 | 0.76656 | 3 | 0.13463
36077 | 5.035 | 1 | 365 | 5.7323 | 0.53829 | 6 | 0.2706
36085 | 6.89 | 1 | 365 | 7.8442 | 0.78923 | 8 | 0.63346
36082 | 6.76 | 1 | 365 | 7.6962 | 0.49132 | 8 | 0.18754
35975 | 14.82 | 1 | 365 | 16.8725 | 0.96175 | 17 | 0.83422
35984 | 8.16 | 1 | 365 | 9.2901 | 0.69959 | 9 | 0.98969
36002 | 8.84 | 1 | 365 | 10.0643 | 0.25789 | 10 | 0.32217
36087 | 6.24 | 1 | 365 | 7.1042 | 0.29968 | 7 | 0.40388
36089 | 2.34 | 1 | 365 | 2.6641 | 0.36238 | 3 | 0.026456
36090 | 10.4 | 1 | 365 | 11.8403 | 0.83281 | 12 | 0.67314
33669 | 4.16 | 1 | 365 | 4.7361 | 0.53312 | 5 | 0.26926
36088 | 5.72 | 1 | 365 | 6.5122 | 0.10804 | 6 | 0.62023
36094 | 5.2 | 1 | 365 | 5.9202 | 0.9164 | 6 | 0.83657
36092 | 7.02 | 1 | 365 | 7.9922 | 0.087144 | 8 | 0.079369
36096 | 6.375 | 1 | 365 | 7.2579 | 0.60905 | 7 | 0.86695
36095 | 5.46 | 1 | 365 | 6.2162 | 0.51222 | 6 | 0.7284
36084 | 7.155 | 1 | 365 | 8.1459 | 0.39651 | 8 | 0.54243
36093 | 7.02 | 1 | 365 | 7.9922 | 0.087144 | 8 | 0.079369
36099 | 6.89 | 1 | 365 | 7.8442 | 0.78923 | 8 | 0.63346
36280 | 5.775 | 1 | 365 | 6.5748 | 0.23408 | 6 | 0.80888
36102 | 5.72 | 1 | 365 | 6.5122 | 0.10804 | 6 | 0.62023
36104 | 5.2 | 1 | 365 | 5.9202 | 0.9164 | 6 | 0.83657
36282 | 4.95 | 1 | 365 | 5.6355 | 0.3435 | 5 | 0.97904
34634 | 5.72 | 1 | 365 | 6.5122 | 0.10804 | 6 | 0.62023
36103 | 9.62 | 1 | 365 | 10.9523 | 0.045346 | 10 | 0.99765
36106 | 8.06 | 1 | 365 | 9.1763 | 0.47042 | 9 | 0.64668
36105 | 9.88 | 1 | 365 | 11.2483 | 0.64117 | 11 | 0.88948
36285 | 6.325 | 1 | 365 | 7.201 | 0.49447 | 7 | 0.69544
36129 | 8.58 | 1 | 365 | 9.7683 | 0.66207 | 10 | 0.43034
36130 | 6.75 | 1 | 365 | 7.6848 | 0.46841 | 8 | 0.15324
36134 | 14.025 | 1 | 365 | 15.9674 | 0.13991 | 16 | 0.10729
36137 | 2.805 | 1 | 365 | 3.1935 | 0.42798 | 3 | 0.62146
36139 | 4.68 | 1 | 365 | 5.3282 | 0.72476 | 6 | 0.052913
36141 | 8.06 | 1 | 365 | 9.1763 | 0.47042 | 9 | 0.64668
36145 | 4.16 | 1 | 365 | 4.7361 | 0.53312 | 5 | 0.26926
36146 | 6.21 | 1 | 365 | 7.07 | 0.23094 | 7 | 0.30098
36149 | 2.34 | 1 | 365 | 2.6641 | 0.36238 | 3 | 0.026456
36150 | 4.94 | 1 | 365 | 5.6242 | 0.32058 | 5 | 0.94474
36153 | 7.02 | 1 | 365 | 7.9922 | 0.087144 | 8 | 0.079369
36154 | 6.5 | 1 | 365 | 7.4002 | 0.8955 | 8 | 0.29571
36156 | 3.9 | 1 | 365 | 4.4401 | 0.9373 | 5 | 0.37743
36164 | 5.98 | 1 | 365 | 6.8082 | 0.70386 | 7 | 0.51206
36165 | 13.26 | 1 | 365 | 15.0964 | 0.38683 | 15 | 0.48325
36167 | 5.2 | 1 | 365 | 5.9202 | 0.9164 | 6 | 0.83657
36169 | 11.96 | 1 | 365 | 13.6164 | 0.40773 | 14 | 0.024111
36288 | 4.125 | 1 | 365 | 4.6963 | 0.45292 | 5 | 0.1492
36168 | 9.435 | 1 | 365 | 10.7417 | 0.6214 | 11 | 0.36308
36231 | 8.32 | 1 | 365 | 9.4723 | 0.066245 | 9 | 0.53851
36234 | 10.14 | 1 | 365 | 11.5443 | 0.23699 | 11 | 0.78131
36290 | 5.2 | 1 | 365 | 5.9202 | 0.9164 | 6 | 0.83657
36235 | 7.8 | 1 | 365 | 8.8803 | 0.8746 | 9 | 0.75485
36243 | 6.76 | 1 | 365 | 7.6962 | 0.49132 | 8 | 0.18754
35902 | 9.88 | 1 | 365 | 11.2483 | 0.64117 | 11 | 0.88948
35870 | 10.6 | 1 | 365 | 12.068 | 0.29113 | 12 | 0.35916
35928 | 6.24 | 1 | 365 | 7.1042 | 0.29968 | 7 | 0.40388
35932 | 3.06 | 1 | 365 | 3.4838 | 0.012345 | 3 | 0.49614
37005 | 6 | 1 | 365 | 6.831 | 0.7497 | 7 | 0.58066
35433 | 5.46 | 1 | 365 | 6.2162 | 0.51222 | 6 | 0.7284
35728 | 12.1 | 1 | 365 | 13.7758 | 0.72855 | 14 | 0.50433
35900 | 4.16 | 1 | 365 | 4.7361 | 0.53312 | 5 | 0.26926
36264 | 5.98 | 1 | 365 | 6.8082 | 0.70386 | 7 | 0.51206
36297 | 8.58 | 1 | 365 | 9.7683 | 0.66207 | 10 | 0.43034
36306 | 9.36 | 1 | 365 | 10.6563 | 0.44953 | 11 | 0.10583
36313 | 3.3 | 1 | 365 | 3.757 | 0.56233 | 4 | 0.31936
36309 | 8.84 | 1 | 365 | 10.0643 | 0.25789 | 10 | 0.32217
36316 | 5.2 | 1 | 365 | 5.9202 | 0.9164 | 6 | 0.83657
36310 | 8.06 | 1 | 365 | 9.1763 | 0.47042 | 9 | 0.64668
36314 | 6.9 | 1 | 365 | 7.8556 | 0.81215 | 8 | 0.66776
36320 | 4.48 | 1 | 365 | 5.1005 | 0.26644 | 5 | 0.36689
36928 | 8.4 | 1 | 365 | 9.5633 | 0.24957 | 9 | 0.81292
36940 | 11.7 | 1 | 365 | 13.3204 | 0.81191 | 14 | 0.13228
36831 | 2.915 | 1 | 365 | 3.3187 | 0.68006 | 3 | 0.99877
36727 | 8.84 | 1 | 365 | 10.0643 | 0.25789 | 10 | 0.32217
36911 | 7.7 | 1 | 365 | 8.7664 | 0.64544 | 9 | 0.41184
36949 | 5.775 | 1 | 365 | 6.5748 | 0.23408 | 6 | 0.80888
36941 | 8.8 | 1 | 365 | 10.0187 | 0.16622 | 10 | 0.18496
36954 | 4.675 | 1 | 365 | 5.3225 | 0.7133 | 6 | 0.035762
36979 | 6.875 | 1 | 365 | 7.8271 | 0.75486 | 8 | 0.582
37034 | 6.325 | 1 | 365 | 7.201 | 0.49447 | 7 | 0.69544
37047 | 3.3 | 1 | 365 | 3.757 | 0.56233 | 4 | 0.31936
37104 | 11.275 | 1 | 365 | 12.8365 | 0.83797 | 13 | 0.67449
36750 | 10.5 | 1 | 365 | 11.9542 | 0.061968 | 12 | 0.016151
36934 | 14.388 | 1 | 365 | 16.3806 | 0.97177 | 17 | 0.35242
36963 | 4.06 | 1 | 365 | 4.6223 | 0.30396 | 4 | 0.92624
36881 | 6.24 | 1 | 365 | 7.1042 | 0.29968 | 7 | 0.40388
36929 | 4.16 | 1 | 365 | 4.7361 | 0.53312 | 5 | 0.26926
36946 | 3.9 | 1 | 365 | 4.4401 | 0.9373 | 5 | 0.37743
36951 | 4.16 | 1 | 365 | 4.7361 | 0.53312 | 5 | 0.26926
36998 | 4.16 | 1 | 365 | 4.7361 | 0.53312 | 5 | 0.26926
32819 | 10.66 | 1 | 365 | 12.1363 | 0.42863 | 12 | 0.56497
34669 | 7.02 | 1 | 365 | 7.9922 | 0.087144 | 8 | 0.079369
33512 | 5.67 | 1 | 365 | 6.4553 | 0.99346 | 7 | 0.44872
30770 | 9.1 | 1 | 365 | 10.3603 | 0.85371 | 11 | 0.214
37092 | 14.04 | 1 | 365 | 15.9845 | 0.17429 | 16 | 0.15874
37082 | 4.08 | 1 | 365 | 4.6451 | 0.34979 | 4 | 0.99485
37099 | 5.2 | 1 | 365 | 5.9202 | 0.9164 | 6 | 0.83657
37094 | 3.38 | 1 | 365 | 3.8481 | 0.74566 | 4 | 0.59377
37105 | 10.4 | 1 | 365 | 11.8403 | 0.83281 | 12 | 0.67314
35710 | 6.84 | 1 | 365 | 7.7873 | 0.67465 | 8 | 0.46195
33957 | 4.08 | 1 | 365 | 4.6451 | 0.34979 | 4 | 0.99485
35550 | 3.64 | 1 | 365 | 4.1441 | 0.34148 | 4 | 0.4856
31435 | 2.6 | 1 | 365 | 2.9601 | 0.9582 | 3 | 0.91828
37056 | 8.58 | 1 | 365 | 9.7683 | 0.66207 | 10 | 0.43034
37060 | 9.1 | 1 | 365 | 10.3603 | 0.85371 | 11 | 0.214
37063 | 9.88 | 1 | 365 | 11.2483 | 0.64117 | 11 | 0.88948
37067 | 7.54 | 1 | 365 | 8.5842 | 0.27878 | 8 | 0.86303
37071 | 8.58 | 1 | 365 | 9.7683 | 0.66207 | 10 | 0.43034
37072 | 5.2 | 1 | 365 | 5.9202 | 0.9164 | 6 | 0.83657
36923 | 7.54 | 1 | 365 | 8.5842 | 0.27878 | 8 | 0.86303
36599 | 6.24 | 1 | 365 | 7.1042 | 0.29968 | 7 | 0.40388
36603 | 6.89 | 1 | 365 | 7.8442 | 0.78923 | 8 | 0.63346
36622 | 11.44 | 1 | 365 | 13.0244 | 0.21609 | 13 | 0.24045
36620 | 11.61 | 1 | 365 | 13.2179 | 0.60566 | 13 | 0.82357
36638 | 6.27 | 1 | 365 | 7.1384 | 0.36843 | 7 | 0.50679
36618 | 6.375 | 1 | 365 | 7.2579 | 0.60905 | 7 | 0.86695
36636 | 3.18 | 1 | 365 | 3.6204 | 0.28734 | 3 | 0.90775
36597 | 4.578 | 1 | 365 | 5.212 | 0.49102 | 5 | 0.70304
36510 | 6.76 | 1 | 365 | 7.6962 | 0.49132 | 8 | 0.18754
36579 | 14.715 | 1 | 365 | 16.7529 | 0.72113 | 17 | 0.47406
36046 | 7.28 | 1 | 365 | 8.2882 | 0.68296 | 8 | 0.9712
36602 | 6.76 | 1 | 365 | 7.6962 | 0.49132 | 8 | 0.18754
36927 | 6.76 | 1 | 365 | 7.6962 | 0.49132 | 8 | 0.18754
36648 | 4.68 | 1 | 365 | 5.3282 | 0.72476 | 6 | 0.052913
36913 | 9.88 | 1 | 365 | 11.2483 | 0.64117 | 11 | 0.88948
36651 | 6.48 | 1 | 365 | 7.3774 | 0.84967 | 8 | 0.22711
36843 | 12.74 | 1 | 365 | 14.5044 | 0.19519 | 14 | 0.6996
36662 | 3.9 | 1 | 365 | 4.4401 | 0.9373 | 5 | 0.37743
36860 | 10.14 | 1 | 365 | 11.5443 | 0.23699 | 11 | 0.78131
36840 | 8.58 | 1 | 365 | 9.7683 | 0.66207 | 10 | 0.43034
36676 | 7.56 | 1 | 365 | 8.607 | 0.32462 | 8 | 0.93163
35396 | 7.155 | 1 | 365 | 8.1459 | 0.39651 | 8 | 0.54243
36769 | 7.54 | 1 | 365 | 8.5842 | 0.27878 | 8 | 0.86303
36712 | 5.98 | 1 | 365 | 6.8082 | 0.70386 | 7 | 0.51206
36606 | 5.2 | 1 | 365 | 5.9202 | 0.9164 | 6 | 0.83657
36589 | 7.54 | 1 | 365 | 8.5842 | 0.27878 | 8 | 0.86303
36696 | 4.5 | 1 | 365 | 5.1232 | 0.31227 | 5 | 0.43549
36559 | 8.58 | 1 | 365 | 9.7683 | 0.66207 | 10 | 0.43034
36630 | 4.68 | 1 | 365 | 5.3282 | 0.72476 | 6 | 0.052913
36701 | 5.7 | 1 | 365 | 6.4894 | 0.062211 | 6 | 0.55162
30431 | 9.1 | 1 | 365 | 10.3603 | 0.85371 | 11 | 0.214
36708 | 4.77 | 1 | 365 | 5.4306 | 0.93101 | 6 | 0.36162
30335 | 7.54 | 1 | 365 | 8.5842 | 0.27878 | 8 | 0.86303
37213 | 7.28 | 1 | 365 | 8.2882 | 0.68296 | 8 | 0.9712
36744 | 9.81 | 1 | 365 | 11.1686 | 0.48075 | 11 | 0.64938
37225 | 11.18 | 1 | 365 | 12.7284 | 0.62027 | 13 | 0.34863
17610 | 646.8 | 0.8 | 365 | 589.1021 | 0.77378 | 589 | 0.87591
17631 | 646.8 | 0.8 | 365 | 589.1021 | 0.77378 | 589 | 0.87591
36814 | 9.81 | 1 | 365 | 11.1686 | 0.48075 | 11 | 0.64938
36820 | 6.05 | 1 | 365 | 6.8879 | 0.86428 | 7 | 0.75216
36969 | 7.56 | 1 | 365 | 8.607 | 0.32462 | 8 | 0.93163
36826 | 12.19 | 1 | 365 | 13.8782 | 0.9348 | 14 | 0.81304
36977 | 7 | 1 | 365 | 7.9695 | 0.041312 | 8 | 0.010767
31469 | 5.72 | 1 | 365 | 6.5122 | 0.10804 | 6 | 0.62023
36650 | 10.8 | 1 | 365 | 12.2957 | 0.74945 | 13 | 0.045184
36850 | 7.95 | 1 | 365 | 9.051 | 0.21835 | 9 | 0.26937
36633 | 9.483 | 1 | 365 | 10.7963 | 0.73139 | 11 | 0.52773
36830 | 7.95 | 1 | 365 | 9.051 | 0.21835 | 9 | 0.26937
36621 | 7.84 | 1 | 365 | 8.9258 | 0.96627 | 9 | 0.89206
36704 | 8.32 | 1 | 365 | 9.4723 | 0.066245 | 9 | 0.53851
36561 | 4.251 | 1 | 365 | 4.8397 | 0.74166 | 5 | 0.5814
36721 | 7.8 | 1 | 365 | 8.8803 | 0.8746 | 9 | 0.75485
36982 | 10.464 | 1 | 365 | 11.9132 | 0.97947 | 12 | 0.89267
36752 | 4.16 | 1 | 365 | 4.7361 | 0.53312 | 5 | 0.26926
37112 | 14.79 | 1 | 365 | 16.8383 | 0.893 | 17 | 0.73132
36773 | 5.72 | 1 | 365 | 6.5122 | 0.10804 | 6 | 0.62023
37116 | 3.825 | 1 | 365 | 4.3547 | 0.76543 | 5 | 0.12017
36774 | 2.75 | 1 | 365 | 3.1309 | 0.30194 | 3 | 0.4328
37117 | 8.25 | 1 | 365 | 9.3926 | 0.90583 | 10 | 0.2984
36777 | 3.3 | 1 | 365 | 3.757 | 0.56233 | 4 | 0.31936
36783 | 8.4 | 1 | 365 | 9.5633 | 0.24957 | 9 | 0.81292
37121 | 7.395 | 1 | 365 | 8.4192 | 0.9465 | 9 | 0.36566
36785 | 4.125 | 1 | 365 | 4.6963 | 0.45292 | 5 | 0.1492
37123 | 9.35 | 1 | 365 | 10.6449 | 0.42661 | 11 | 0.071525
36787 | 7.975 | 1 | 365 | 9.0795 | 0.27564 | 9 | 0.35512
37125 | 10.45 | 1 | 365 | 11.8973 | 0.94739 | 12 | 0.84465
36790 | 7.5 | 1 | 365 | 8.5387 | 0.18712 | 8 | 0.72582
37122 | 7.8 | 1 | 365 | 8.8803 | 0.8746 | 9 | 0.75485
36792 | 5.355 | 1 | 365 | 6.0966 | 0.2716 | 6 | 0.36824
37133 | 10.2 | 1 | 365 | 11.6126 | 0.37448 | 11 | 0.98712
36794 | 9.9 | 1 | 365 | 11.2711 | 0.687 | 11 | 0.95809
37136 | 12 | 1 | 365 | 13.6619 | 0.49939 | 14 | 0.16132
36793 | 11 | 1 | 365 | 12.5234 | 0.20778 | 12 | 0.73121
37137 | 3.6 | 1 | 365 | 4.0986 | 0.24982 | 4 | 0.34839
36795 | 8.25 | 1 | 365 | 9.3926 | 0.90583 | 10 | 0.2984
37139 | 9.6 | 1 | 365 | 10.9295 | 0.99951 | 11 | 0.92905
36796 | 11 | 1 | 365 | 12.5234 | 0.20778 | 12 | 0.73121
37142 | 7.2 | 1 | 365 | 8.1972 | 0.49964 | 8 | 0.69679
36839 | 6.4 | 1 | 365 | 7.2864 | 0.66634 | 7 | 0.9527
36857 | 3.38 | 1 | 365 | 3.8481 | 0.74566 | 4 | 0.59377
36865 | 2.6 | 1 | 365 | 2.9601 | 0.9582 | 3 | 0.91828
32428 | 10.92 | 1 | 365 | 12.4324 | 0.024447 | 12 | 0.4568
37204 | 6.6 | 1 | 365 | 7.5141 | 0.12467 | 7 | 0.63872
36878 | 11.44 | 1 | 365 | 13.0244 | 0.21609 | 13 | 0.24045
36890 | 7.28 | 1 | 365 | 8.2882 | 0.68296 | 8 | 0.9712
36893 | 6.24 | 1 | 365 | 7.1042 | 0.29968 | 7 | 0.40388
36896 | 8.32 | 1 | 365 | 9.4723 | 0.066245 | 9 | 0.53851
36495 | 4.48 | 1 | 365 | 5.1005 | 0.26644 | 5 | 0.36689
36889 | 6.76 | 1 | 365 | 7.6962 | 0.49132 | 8 | 0.18754
36516 | 9.24 | 1 | 365 | 10.5197 | 0.17453 | 10 | 0.69421
32629 | 7.8 | 1 | 365 | 8.8803 | 0.8746 | 9 | 0.75485
36523 | 4.48 | 1 | 365 | 5.1005 | 0.26644 | 5 | 0.36689
36525 | 7.84 | 1 | 365 | 8.9258 | 0.96627 | 9 | 0.89206
36528 | 7.84 | 1 | 365 | 8.9258 | 0.96627 | 9 | 0.89206
36534 | 4.48 | 1 | 365 | 5.1005 | 0.26644 | 5 | 0.36689
36537 | 6.16 | 1 | 365 | 7.0131 | 0.11635 | 7 | 0.12948
36520 | 10.26 | 1 | 365 | 11.6809 | 0.51198 | 12 | 0.19292
37233 | 11.34 | 1 | 365 | 12.9105 | 0.98693 | 13 | 0.89744
36531 | 7.15 | 1 | 365 | 8.1402 | 0.38505 | 8 | 0.52528
36541 | 8.415 | 1 | 365 | 9.5804 | 0.28395 | 9 | 0.86437
37238 | 3.9 | 1 | 365 | 4.4401 | 0.9373 | 5 | 0.37743
36549 | 4.25 | 1 | 365 | 4.8386 | 0.73937 | 5 | 0.57797
37052 | 8.1 | 1 | 365 | 9.2218 | 0.56209 | 9 | 0.78389
36538 | 7.25 | 1 | 365 | 8.2541 | 0.61422 | 8 | 0.86829
37240 | 6.2 | 1 | 365 | 7.0587 | 0.20802 | 7 | 0.26668
37303 | 9.3 | 1 | 365 | 10.588 | 0.31203 | 10 | 0.90002
36547 | 4.59 | 1 | 365 | 5.2257 | 0.51852 | 5 | 0.7442
36903 | 7.59 | 1 | 365 | 8.6412 | 0.39337 | 9 | 0.034532
36533 | 10.464 | 1 | 365 | 11.9132 | 0.97947 | 12 | 0.89267
36433 | 14.49 | 1 | 365 | 16.4968 | 0.20552 | 16 | 0.70229
37346 | 5.7 | 1 | 365 | 6.4894 | 0.062211 | 6 | 0.55162
33268 | 8.58 | 1 | 365 | 9.7683 | 0.66207 | 10 | 0.43034
37006 | 2.85 | 1 | 365 | 3.2447 | 0.53111 | 3 | 0.77581
37039 | 3.5 | 1 | 365 | 3.9847 | 0.020656 | 4 | 0.0053836
43682 | 10.92 | 1 | 365 | 12.4324 | 0.024447 | 12 | 0.4568
37026 | 7.5 | 1 | 365 | 8.5387 | 0.18712 | 8 | 0.72582
36508 | 5.72 | 1 | 365 | 6.5122 | 0.10804 | 6 | 0.62023
37061 | 9.75 | 1 | 365 | 11.1003 | 0.34326 | 11 | 0.44357
34664 | 8.32 | 1 | 365 | 9.4723 | 0.066245 | 9 | 0.53851
37064 | 12 | 1 | 365 | 13.6619 | 0.49939 | 14 | 0.16132
36554 | 8.58 | 1 | 365 | 9.7683 | 0.66207 | 10 | 0.43034
36555 | 2.86 | 1 | 365 | 3.2561 | 0.55402 | 3 | 0.81011
36585 | 3.64 | 1 | 365 | 4.1441 | 0.34148 | 4 | 0.4856
36590 | 4.77 | 1 | 365 | 5.4306 | 0.93101 | 6 | 0.36162
37029 | 16.24 | 1 | 365 | 18.4891 | 0.21584 | 18 | 0.70498
36591 | 5.98 | 1 | 365 | 6.8082 | 0.70386 | 7 | 0.51206
37044 | 7.28 | 1 | 365 | 8.2882 | 0.68296 | 8 | 0.9712
36592 | 2.65 | 1 | 365 | 3.017 | 0.072782 | 3 | 0.08979
37054 | 6.76 | 1 | 365 | 7.6962 | 0.49132 | 8 | 0.18754
36593 | 5.2 | 1 | 365 | 5.9202 | 0.9164 | 6 | 0.83657
37070 | 7.02 | 1 | 365 | 7.9922 | 0.087144 | 8 | 0.079369
36359 | 13.44 | 1 | 365 | 15.3014 | 0.79932 | 16 | 0.10067
37077 | 13.02 | 1 | 365 | 14.8232 | 0.83684 | 15 | 0.66003
36230 | 3.51 | 1 | 365 | 3.9961 | 0.043572 | 4 | 0.039685
37093 | 8.55 | 1 | 365 | 9.7341 | 0.59332 | 10 | 0.32744
36588 | 8.84 | 1 | 365 | 10.0643 | 0.25789 | 10 | 0.32217
37017 | 6.5 | 1 | 365 | 7.4002 | 0.8955 | 8 | 0.29571
37107 | 5.4 | 1 | 365 | 6.1479 | 0.37473 | 6 | 0.52259
36493 | 19.62 | 1 | 365 | 22.3372 | 0.96151 | 23 | 0.29875
37255 | 5.035 | 1 | 365 | 5.7323 | 0.53829 | 6 | 0.2706
36565 | 9 | 1 | 365 | 10.2464 | 0.62454 | 10 | 0.87099
37287 | 7.8 | 1 | 365 | 8.8803 | 0.8746 | 9 | 0.75485
37048 | 3.9 | 1 | 365 | 4.4401 | 0.9373 | 5 | 0.37743
37015 | 8.58 | 1 | 365 | 9.7683 | 0.66207 | 10 | 0.43034
35803 | 7.25 | 1 | 365 | 8.2541 | 0.61422 | 8 | 0.86829
36249 | 11.7 | 1 | 365 | 13.3204 | 0.81191 | 14 | 0.13228
35810 | 6.76 | 1 | 365 | 7.6962 | 0.49132 | 8 | 0.18754
36891 | 4.42 | 1 | 365 | 5.0321 | 0.12894 | 5 | 0.16108
36461 | 5.88 | 1 | 365 | 6.6943 | 0.4747 | 7 | 0.16904
36464 | 6.14 | 1 | 365 | 6.9904 | 0.070522 | 7 | 0.060873
36993 | 4.94 | 1 | 365 | 5.6242 | 0.32058 | 5 | 0.94474
36469 | 5.6 | 1 | 365 | 6.3756 | 0.83305 | 7 | 0.20861
37276 | 8.925 | 1 | 365 | 10.1611 | 0.45267 | 10 | 0.61373
36475 | 4.76 | 1 | 365 | 5.4192 | 0.90809 | 6 | 0.32732
36478 | 6.16 | 1 | 365 | 7.0131 | 0.11635 | 7 | 0.12948
37285 | 5.46 | 1 | 365 | 6.2162 | 0.51222 | 6 | 0.7284
37290 | 2.55 | 1 | 365 | 2.9032 | 0.84362 | 3 | 0.74678
36481 | 10.455 | 1 | 365 | 11.903 | 0.95885 | 12 | 0.8618
37296 | 6.48 | 1 | 365 | 7.3774 | 0.84967 | 8 | 0.22711
36484 | 12.495 | 1 | 365 | 14.2255 | 0.63374 | 14 | 0.85922
37300 | 7.95 | 1 | 365 | 9.051 | 0.21835 | 9 | 0.26937
36489 | 14.56 | 1 | 365 | 16.5765 | 0.36593 | 16 | 0.9424
37304 | 3.9 | 1 | 365 | 4.4401 | 0.9373 | 5 | 0.37743
37305 | 3.38 | 1 | 365 | 3.8481 | 0.74566 | 4 | 0.59377
36323 | 6.89 | 1 | 365 | 7.8442 | 0.78923 | 8 | 0.63346
37311 | 6.5 | 1 | 365 | 7.4002 | 0.8955 | 8 | 0.29571
32726 | 4.42 | 1 | 365 | 5.0321 | 0.12894 | 5 | 0.16108
35492 | 1.96 | 1 | 365 | 2.2314 | 0.49157 | 2 | 0.72301
37323 | 5.72 | 1 | 365 | 6.5122 | 0.10804 | 6 | 0.62023
36308 | 4.59 | 1 | 365 | 5.2257 | 0.51852 | 5 | 0.7442
37331 | 10.4 | 1 | 365 | 11.8403 | 0.83281 | 12 | 0.67314
36474 | 11.13 | 1 | 365 | 12.6714 | 0.50569 | 13 | 0.17712
37340 | 5.565 | 1 | 365 | 6.3357 | 0.75284 | 7 | 0.08856
36480 | 10.4 | 1 | 365 | 11.8403 | 0.83281 | 12 | 0.67314
36324 | 5.46 | 1 | 365 | 6.2162 | 0.51222 | 6 | 0.7284
36473 | 8.8 | 1 | 365 | 10.0187 | 0.16622 | 10 | 0.18496
36327 | 5.225 | 1 | 365 | 5.9486 | 0.97369 | 6 | 0.92232
36483 | 6.63 | 1 | 365 | 7.5482 | 0.19341 | 7 | 0.74163
36326 | 11.96 | 1 | 365 | 13.6164 | 0.40773 | 14 | 0.024111
37380 | 15 | 1 | 365 | 17.0774 | 0.37424 | 17 | 0.45164
36329 | 8.58 | 1 | 365 | 9.7683 | 0.66207 | 10 | 0.43034
37417 | 6.615 | 1 | 365 | 7.5311 | 0.15904 | 7 | 0.69018
36334 | 8.67 | 1 | 365 | 9.8707 | 0.86831 | 10 | 0.73905
37415 | 6.63 | 1 | 365 | 7.5482 | 0.19341 | 7 | 0.74163
36330 | 9.36 | 1 | 365 | 10.6563 | 0.44953 | 11 | 0.10583
37442 | 5.1 | 1 | 365 | 5.8063 | 0.68724 | 6 | 0.49356
36332 | 5.2 | 1 | 365 | 5.9202 | 0.9164 | 6 | 0.83657
37368 | 9.69 | 1 | 365 | 11.032 | 0.20576 | 11 | 0.23776
36338 | 10.14 | 1 | 365 | 11.5443 | 0.23699 | 11 | 0.78131
37375 | 6.6 | 1 | 365 | 7.5141 | 0.12467 | 7 | 0.63872
37376 | 7.54 | 1 | 365 | 8.5842 | 0.27878 | 8 | 0.86303
36339 | 7.8 | 1 | 365 | 8.8803 | 0.8746 | 9 | 0.75485
37379 | 11.5 | 1 | 365 | 13.0927 | 0.35358 | 13 | 0.44626
36341 | 8.67 | 1 | 365 | 9.8707 | 0.86831 | 10 | 0.73905
37388 | 4.08 | 1 | 365 | 4.6451 | 0.34979 | 4 | 0.99485
36343 | 3.3 | 1 | 365 | 3.757 | 0.56233 | 4 | 0.31936
37393 | 5.5 | 1 | 365 | 6.2617 | 0.60389 | 6 | 0.8656
36348 | 3.85 | 1 | 365 | 4.3832 | 0.82272 | 5 | 0.20592
35010 | 4.94 | 1 | 365 | 5.6242 | 0.32058 | 5 | 0.94474
43772 | 9.465 | 1 | 365 | 10.7758 | 0.69015 | 11 | 0.46599
37403 | 7.83 | 1 | 365 | 8.9144 | 0.94335 | 9 | 0.85776
36347 | 3.12 | 1 | 365 | 3.5521 | 0.14984 | 3 | 0.70194
37399 | 7.425 | 1 | 365 | 8.4533 | 0.015249 | 8 | 0.46856
36355 | 5.225 | 1 | 365 | 5.9486 | 0.97369 | 6 | 0.92232
36361 | 11.13 | 1 | 365 | 12.6714 | 0.50569 | 13 | 0.17712
36357 | 9.805 | 1 | 365 | 11.1629 | 0.46929 | 11 | 0.63222
36362 | 5.775 | 1 | 365 | 6.5748 | 0.23408 | 6 | 0.80888
36354 | 5.72 | 1 | 365 | 6.5122 | 0.10804 | 6 | 0.62023
36352 | 2.6 | 1 | 365 | 2.9601 | 0.9582 | 3 | 0.91828
36292 | 20.54 | 1 | 365 | 23.3847 | 0.069793 | 23 | 0.45445
41286 | 6.54 | 1 | 365 | 7.4457 | 0.98717 | 8 | 0.43292
35367 | 5.72 | 1 | 365 | 6.5122 | 0.10804 | 6 | 0.62023
36370 | 3.85 | 1 | 365 | 4.3832 | 0.82272 | 5 | 0.20592
36350 | 5.72 | 1 | 365 | 6.5122 | 0.10804 | 6 | 0.62023
37526 | 5.88 | 1 | 365 | 6.6943 | 0.4747 | 7 | 0.16904
37529 | 7.8 | 1 | 365 | 8.8803 | 0.8746 | 9 | 0.75485
36366 | 7.8 | 1 | 365 | 8.8803 | 0.8746 | 9 | 0.75485
36371 | 5.98 | 1 | 365 | 6.8082 | 0.70386 | 7 | 0.51206
37543 | 11.925 | 1 | 365 | 13.5765 | 0.32752 | 13 | 0.90406
36374 | 8.25 | 1 | 365 | 9.3926 | 0.90583 | 10 | 0.2984
37565 | 9.805 | 1 | 365 | 11.1629 | 0.46929 | 11 | 0.63222
36376 | 8.06 | 1 | 365 | 9.1763 | 0.47042 | 9 | 0.64668
37584 | 5.795 | 1 | 365 | 6.5976 | 0.27991 | 6 | 0.87749
36373 | 4.68 | 1 | 365 | 5.3282 | 0.72476 | 6 | 0.052913
37588 | 4.98 | 1 | 365 | 5.6697 | 0.41225 | 6 | 0.081946
36379 | 3.12 | 1 | 365 | 3.5521 | 0.14984 | 3 | 0.70194
36381 | 3.85 | 1 | 365 | 4.3832 | 0.82272 | 5 | 0.20592
37593 | 4.725 | 1 | 365 | 5.3794 | 0.82789 | 6 | 0.20727
37599 | 6.725 | 1 | 365 | 7.6564 | 0.41112 | 8 | 0.067487
36377 | 6.89 | 1 | 365 | 7.8442 | 0.78923 | 8 | 0.63346
37604 | 5.285 | 1 | 365 | 6.0169 | 0.11119 | 6 | 0.12813
36387 | 4.4 | 1 | 365 | 5.0094 | 0.08311 | 5 | 0.092482
37448 | 5.565 | 1 | 365 | 6.3357 | 0.75284 | 7 | 0.08856
36384 | 5.98 | 1 | 365 | 6.8082 | 0.70386 | 7 | 0.51206
37449 | 7.8 | 1 | 365 | 8.8803 | 0.8746 | 9 | 0.75485
37450 | 3.12 | 1 | 365 | 3.5521 | 0.14984 | 3 | 0.70194
36390 | 9.36 | 1 | 365 | 10.6563 | 0.44953 | 11 | 0.10583
36394 | 4.95 | 1 | 365 | 5.6355 | 0.3435 | 5 | 0.97904
37452 | 14.04 | 1 | 365 | 15.9845 | 0.17429 | 16 | 0.15874
36388 | 7.8 | 1 | 365 | 8.8803 | 0.8746 | 9 | 0.75485
37455 | 3.38 | 1 | 365 | 3.8481 | 0.74566 | 4 | 0.59377
36400 | 7.7 | 1 | 365 | 8.7664 | 0.64544 | 9 | 0.41184
36398 | 6.24 | 1 | 365 | 7.1042 | 0.29968 | 7 | 0.40388
37456 | 6.375 | 1 | 365 | 7.2579 | 0.60905 | 7 | 0.86695
36402 | 5.46 | 1 | 365 | 6.2162 | 0.51222 | 6 | 0.7284
37472 | 2.08 | 1 | 365 | 2.3681 | 0.76656 | 3 | 0.13463
36406 | 4.94 | 1 | 365 | 5.6242 | 0.32058 | 5 | 0.94474
36397 | 9.975 | 1 | 365 | 11.3565 | 0.85887 | 12 | 0.21534
36410 | 5.46 | 1 | 365 | 6.2162 | 0.51222 | 6 | 0.7284
36416 | 4.94 | 1 | 365 | 5.6242 | 0.32058 | 5 | 0.94474
36409 | 5.61 | 1 | 365 | 6.3869 | 0.85597 | 7 | 0.24291
36424 | 9.15 | 1 | 365 | 10.4172 | 0.96829 | 11 | 0.3855
36427 | 9.36 | 1 | 365 | 10.6563 | 0.44953 | 11 | 0.10583
36442 | 13.26 | 1 | 365 | 15.0964 | 0.38683 | 15 | 0.48325
36449 | 11.985 | 1 | 365 | 13.6448 | 0.46502 | 14 | 0.10986
37607 | 8.33 | 1 | 365 | 9.4837 | 0.089161 | 9 | 0.57281
37609 | 7.575 | 1 | 365 | 8.6241 | 0.35899 | 8 | 0.98308
37611 | 7.848 | 1 | 365 | 8.9349 | 0.9846 | 9 | 0.9195
37617 | 16.575 | 1 | 365 | 18.8705 | 0.98354 | 19 | 0.85407
37621 | 13.26 | 1 | 365 | 15.0964 | 0.38683 | 15 | 0.48325
37628 | 8.06 | 1 | 365 | 9.1763 | 0.47042 | 9 | 0.64668
37632 | 4.08 | 1 | 365 | 4.6451 | 0.34979 | 4 | 0.99485
37640 | 11.395 | 1 | 365 | 12.9731 | 0.11296 | 13 | 0.086099
37081 | 5.46 | 1 | 365 | 6.2162 | 0.51222 | 6 | 0.7284
37390 | 5.61 | 1 | 365 | 6.3869 | 0.85597 | 7 | 0.24291
37318 | 13.5 | 1 | 365 | 15.3697 | 0.93682 | 16 | 0.30648
37309 | 6 | 1 | 365 | 6.831 | 0.7497 | 7 | 0.58066
37371 | 9.12 | 1 | 365 | 10.3831 | 0.89954 | 11 | 0.2826
37089 | 11 | 1 | 365 | 12.5234 | 0.20778 | 12 | 0.73121
37597 | 13.68 | 1 | 365 | 15.5746 | 0.34931 | 15 | 0.9239
37641 | 4.68 | 1 | 365 | 5.3282 | 0.72476 | 6 | 0.052913
37473 | 6.24 | 1 | 365 | 7.1042 | 0.29968 | 7 | 0.40388
37474 | 8.06 | 1 | 365 | 9.1763 | 0.47042 | 9 | 0.64668
37475 | 5.46 | 1 | 365 | 6.2162 | 0.51222 | 6 | 0.7284
37644 | 9.88 | 1 | 365 | 11.2483 | 0.64117 | 11 | 0.88948
37476 | 12.22 | 1 | 365 | 13.9124 | 0.0035475 | 13 | 0.91594
37645 | 11.44 | 1 | 365 | 13.0244 | 0.21609 | 13 | 0.24045
37477 | 2.34 | 1 | 365 | 2.6641 | 0.36238 | 3 | 0.026456
37646 | 7.28 | 1 | 365 | 8.2882 | 0.68296 | 8 | 0.9712
37647 | 8.06 | 1 | 365 | 9.1763 | 0.47042 | 9 | 0.64668
37650 | 11.1 | 1 | 365 | 12.6373 | 0.43694 | 13 | 0.074217
37652 | 4.905 | 1 | 365 | 5.5843 | 0.24038 | 5 | 0.82469
37657 | 6.55 | 1 | 365 | 7.4571 | 0.010085 | 7 | 0.46722
37478 | 8.84 | 1 | 365 | 10.0643 | 0.25789 | 10 | 0.32217
37674 | 7.521 | 1 | 365 | 8.5626 | 0.23524 | 8 | 0.79785
37675 | 6.84 | 1 | 365 | 7.7873 | 0.67465 | 8 | 0.46195
35450 | 13.96 | 1 | 365 | 15.8934 | 0.99096 | 16 | 0.88433
36425 | 4.68 | 1 | 365 | 5.3282 | 0.72476 | 6 | 0.052913
36452 | 7.8 | 1 | 365 | 8.8803 | 0.8746 | 9 | 0.75485
36446 | 6.875 | 1 | 365 | 7.8271 | 0.75486 | 8 | 0.582
35451 | 3.41 | 1 | 365 | 3.8823 | 0.81441 | 4 | 0.69667
37480 | 15.08 | 1 | 365 | 17.1685 | 0.55757 | 17 | 0.72605
36455 | 7.15 | 1 | 365 | 8.1402 | 0.38505 | 8 | 0.52528
17388 | 10 | 1 | 365 | 11.3849 | 0.91616 | 12 | 0.3011
36453 | 10.25 | 1 | 365 | 11.6696 | 0.48906 | 12 | 0.15862
35271 | 5.58 | 1 | 365 | 6.3528 | 0.78722 | 7 | 0.14001
37479 | 11.44 | 1 | 365 | 13.0244 | 0.21609 | 13 | 0.24045
36457 | 5.2 | 1 | 365 | 5.9202 | 0.9164 | 6 | 0.83657
37481 | 2.34 | 1 | 365 | 2.6641 | 0.36238 | 3 | 0.026456
37482 | 7.54 | 1 | 365 | 8.5842 | 0.27878 | 8 | 0.86303
36459 | 6.14 | 1 | 365 | 6.9904 | 0.070522 | 7 | 0.060873
34430 | 9.36 | 1 | 365 | 10.6563 | 0.44953 | 11 | 0.10583
37483 | 6.5 | 1 | 365 | 7.4002 | 0.8955 | 8 | 0.29571
30643 | 649.04 | 0.8 | 365 | 591.1423 | 0.88036 | 592 | 0.022668
37676 | 4.4 | 1 | 365 | 5.0094 | 0.08311 | 5 | 0.092482
37668 | 9.12 | 1 | 365 | 10.3831 | 0.89954 | 11 | 0.2826
37679 | 9.9 | 1 | 365 | 11.2711 | 0.687 | 11 | 0.95809
36955 | 8.7 | 1 | 365 | 9.9049 | 0.93706 | 10 | 0.84195
37680 | 4.4 | 1 | 365 | 5.0094 | 0.08311 | 5 | 0.092482
37682 | 6.05 | 1 | 365 | 6.8879 | 0.86428 | 7 | 0.75216
37685 | 3.3 | 1 | 365 | 3.757 | 0.56233 | 4 | 0.31936
37690 | 6.05 | 1 | 365 | 6.8879 | 0.86428 | 7 | 0.75216
37692 | 7.425 | 1 | 365 | 8.4533 | 0.015249 | 8 | 0.46856
37694 | 3.3 | 1 | 365 | 3.757 | 0.56233 | 4 | 0.31936
37696 | 4.95 | 1 | 365 | 5.6355 | 0.3435 | 5 | 0.97904
37699 | 10.725 | 1 | 365 | 12.2103 | 0.57758 | 12 | 0.78793
37710 | 4.95 | 1 | 365 | 5.6355 | 0.3435 | 5 | 0.97904
37713 | 7.7 | 1 | 365 | 8.7664 | 0.64544 | 9 | 0.41184
37741 | 5.775 | 1 | 365 | 6.5748 | 0.23408 | 6 | 0.80888
37484 | 2.08 | 1 | 365 | 2.3681 | 0.76656 | 3 | 0.13463
37744 | 2.34 | 1 | 365 | 2.6641 | 0.36238 | 3 | 0.026456
37485 | 8.58 | 1 | 365 | 9.7683 | 0.66207 | 10 | 0.43034
37749 | 6.76 | 1 | 365 | 7.6962 | 0.49132 | 8 | 0.18754
37768 | 6.16 | 1 | 365 | 7.0131 | 0.11635 | 7 | 0.12948
23562 | 9 | 1 | 365 | 10.2464 | 0.62454 | 10 | 0.87099
37774 | 3.64 | 1 | 365 | 4.1441 | 0.34148 | 4 | 0.4856
23599 | 3.5 | 1 | 365 | 3.9847 | 0.020656 | 4 | 0.0053836
37743 | 11.4 | 1 | 365 | 12.9788 | 0.12442 | 13 | 0.10325
37715 | 8.58 | 1 | 365 | 9.7683 | 0.66207 | 10 | 0.43034
37486 | 12.74 | 1 | 365 | 14.5044 | 0.19519 | 14 | 0.6996
37720 | 3.12 | 1 | 365 | 3.5521 | 0.14984 | 3 | 0.70194
37778 | 10.08 | 1 | 365 | 11.476 | 0.099489 | 11 | 0.5755
31733 | 5.2 | 1 | 365 | 5.9202 | 0.9164 | 6 | 0.83657
37796 | 10.08 | 1 | 365 | 11.476 | 0.099489 | 11 | 0.5755
37782 | 7 | 1 | 365 | 7.9695 | 0.041312 | 8 | 0.010767
37896 | 4.48 | 1 | 365 | 5.1005 | 0.26644 | 5 | 0.36689
26664 | 7.14 | 1 | 365 | 8.1288 | 0.36214 | 8 | 0.49098
37487 | 7.02 | 1 | 365 | 7.9922 | 0.087144 | 8 | 0.079369
37729 | 12.22 | 1 | 365 | 13.9124 | 0.0035475 | 13 | 0.91594
37901 | 5.88 | 1 | 365 | 6.6943 | 0.4747 | 7 | 0.16904
37848 | 4.68 | 1 | 365 | 5.3282 | 0.72476 | 6 | 0.052913
37909 | 6.16 | 1 | 365 | 7.0131 | 0.11635 | 7 | 0.12948
37762 | 5.46 | 1 | 365 | 6.2162 | 0.51222 | 6 | 0.7284
38009 | 6.24 | 1 | 365 | 7.1042 | 0.29968 | 7 | 0.40388
37928 | 3.64 | 1 | 365 | 4.1441 | 0.34148 | 4 | 0.4856
37718 | 5.2 | 1 | 365 | 5.9202 | 0.9164 | 6 | 0.83657
37724 | 4.42 | 1 | 365 | 5.0321 | 0.12894 | 5 | 0.16108
37488 | 5.46 | 1 | 365 | 6.2162 | 0.51222 | 6 | 0.7284
37777 | 6.5 | 1 | 365 | 7.4002 | 0.8955 | 8 | 0.29571
37754 | 3.38 | 1 | 365 | 3.8481 | 0.74566 | 4 | 0.59377
37783 | 3.64 | 1 | 365 | 4.1441 | 0.34148 | 4 | 0.4856
37932 | 8.58 | 1 | 365 | 9.7683 | 0.66207 | 10 | 0.43034
38051 | 5.72 | 1 | 365 | 6.5122 | 0.10804 | 6 | 0.62023
38103 | 7.65 | 1 | 365 | 8.7095 | 0.53086 | 9 | 0.24034
37939 | 5.88 | 1 | 365 | 6.6943 | 0.4747 | 7 | 0.16904
21173 | 7.8 | 1 | 365 | 8.8803 | 0.8746 | 9 | 0.75485
37941 | 4.48 | 1 | 365 | 5.1005 | 0.26644 | 5 | 0.36689
37489 | 14.3 | 1 | 365 | 16.2805 | 0.77011 | 17 | 0.050567
37951 | 9.24 | 1 | 365 | 10.5197 | 0.17453 | 10 | 0.69421
37948 | 13.52 | 1 | 365 | 15.3924 | 0.98265 | 16 | 0.37508
37490 | 12.22 | 1 | 365 | 13.9124 | 0.0035475 | 13 | 0.91594
37944 | 10.335 | 1 | 365 | 11.7663 | 0.68385 | 12 | 0.45018
37962 | 6.24 | 1 | 365 | 7.1042 | 0.29968 | 7 | 0.40388
37491 | 6.76 | 1 | 365 | 7.6962 | 0.49132 | 8 | 0.18754
37493 | 7.54 | 1 | 365 | 8.5842 | 0.27878 | 8 | 0.86303
37936 | 5.4 | 1 | 365 | 6.1479 | 0.37473 | 6 | 0.52259
37494 | 5.98 | 1 | 365 | 6.8082 | 0.70386 | 7 | 0.51206
37976 | 6.44 | 1 | 365 | 7.3319 | 0.75801 | 8 | 0.089906
37966 | 6.625 | 1 | 365 | 7.5425 | 0.18196 | 7 | 0.72448
36552 | 5.2 | 1 | 365 | 5.9202 | 0.9164 | 6 | 0.83657
37492 | 7.8 | 1 | 365 | 8.8803 | 0.8746 | 9 | 0.75485
37992 | 9.156 | 1 | 365 | 10.424 | 0.98204 | 11 | 0.40608
37495 | 9.36 | 1 | 365 | 10.6563 | 0.44953 | 11 | 0.10583
38046 | 10 | 1 | 365 | 11.3849 | 0.91616 | 12 | 0.3011
37496 | 11.7 | 1 | 365 | 13.3204 | 0.81191 | 14 | 0.13228
38054 | 3.025 | 1 | 365 | 3.4439 | 0.93214 | 4 | 0.37608
37498 | 4.335 | 1 | 365 | 4.9354 | 0.93416 | 5 | 0.86953
37987 | 5.232 | 1 | 365 | 5.9566 | 0.98973 | 6 | 0.94633
37497 | 9.62 | 1 | 365 | 10.9523 | 0.045346 | 10 | 0.99765
37499 | 11.13 | 1 | 365 | 12.6714 | 0.50569 | 13 | 0.17712
33538 | 9.35 | 1 | 365 | 10.6449 | 0.42661 | 11 | 0.071525
37500 | 8.16 | 1 | 365 | 9.2901 | 0.69959 | 9 | 0.98969
38058 | 10.175 | 1 | 365 | 11.5842 | 0.31719 | 11 | 0.90137
38081 | 12 | 1 | 365 | 13.6619 | 0.49939 | 14 | 0.16132
38048 | 8.04 | 1 | 365 | 9.1535 | 0.42459 | 9 | 0.57808
38084 | 11.25 | 1 | 365 | 12.8081 | 0.78068 | 13 | 0.58873
37501 | 3.64 | 1 | 365 | 4.1441 | 0.34148 | 4 | 0.4856
38086 | 11.73 | 1 | 365 | 13.3545 | 0.88066 | 14 | 0.23519
38089 | 6.12 | 1 | 365 | 6.9676 | 0.02469 | 6 | 0.99227
37502 | 3.9 | 1 | 365 | 4.4401 | 0.9373 | 5 | 0.37743
36421 | 8.16 | 1 | 365 | 9.2901 | 0.69959 | 9 | 0.98969
38092 | 8.75 | 1 | 365 | 9.9618 | 0.05164 | 10 | 0.013459
37503 | 6.885 | 1 | 365 | 7.8385 | 0.77778 | 8 | 0.6163
38106 | 15.34 | 1 | 365 | 17.4645 | 0.15339 | 17 | 0.61788
31534 | 6.76 | 1 | 365 | 7.6962 | 0.49132 | 8 | 0.18754
21260 | 5.72 | 1 | 365 | 6.5122 | 0.10804 | 6 | 0.62023
18282 | 7.28 | 1 | 365 | 8.2882 | 0.68296 | 8 | 0.9712
38956 | 8.64 | 1 | 365 | 9.8366 | 0.79956 | 10 | 0.63615
38980 | 10.8 | 1 | 365 | 12.2957 | 0.74945 | 13 | 0.045184
37530 | 8.1 | 1 | 365 | 9.2218 | 0.56209 | 9 | 0.78389
37756 | 5.64 | 1 | 365 | 6.4211 | 0.92471 | 7 | 0.34582
21286 | 4.94 | 1 | 365 | 5.6242 | 0.32058 | 5 | 0.94474
37531 | 5.1 | 1 | 365 | 5.8063 | 0.68724 | 6 | 0.49356
38159 | 10.92 | 1 | 365 | 12.4324 | 0.024447 | 12 | 0.4568
38088 | 4.77 | 1 | 365 | 5.4306 | 0.93101 | 6 | 0.36162
21586 | 5.72 | 1 | 365 | 6.5122 | 0.10804 | 6 | 0.62023
39671 | 12.04 | 1 | 365 | 13.7075 | 0.59106 | 14 | 0.29852
22800 | 10.14 | 1 | 365 | 11.5443 | 0.23699 | 11 | 0.78131
35609 | 2.86 | 1 | 365 | 3.2561 | 0.55402 | 3 | 0.81011
38342 | 15 | 1 | 365 | 17.0774 | 0.37424 | 17 | 0.45164
38382 | 8.1 | 1 | 365 | 9.2218 | 0.56209 | 9 | 0.78389
37693 | 8.4 | 1 | 365 | 9.5633 | 0.24957 | 9 | 0.81292
36859 | 8.32 | 1 | 365 | 9.4723 | 0.066245 | 9 | 0.53851
40133 | 7.02 | 1 | 365 | 7.9922 | 0.087144 | 8 | 0.079369
38381 | 4.94 | 1 | 365 | 5.6242 | 0.32058 | 5 | 0.94474
40164 | 9.625 | 1 | 365 | 10.958 | 0.056804 | 11 | 0.014805
38402 | 10.66 | 1 | 365 | 12.1363 | 0.42863 | 12 | 0.56497
38434 | 4.94 | 1 | 365 | 5.6242 | 0.32058 | 5 | 0.94474
40172 | 9.35 | 1 | 365 | 10.6449 | 0.42661 | 11 | 0.071525
38456 | 9.62 | 1 | 365 | 10.9523 | 0.045346 | 10 | 0.99765
38497 | 10.14 | 1 | 365 | 11.5443 | 0.23699 | 11 | 0.78131
36215 | 19.38 | 1 | 365 | 22.064 | 0.41152 | 22 | 0.47552
38506 | 4.68 | 1 | 365 | 5.3282 | 0.72476 | 6 | 0.052913
38487 | 4.86 | 1 | 365 | 5.5331 | 0.13725 | 5 | 0.67033
39793 | 7.32 | 1 | 365 | 8.3338 | 0.77463 | 9 | 0.1084
38516 | 7.14 | 1 | 365 | 8.1288 | 0.36214 | 8 | 0.49098
38528 | 9.625 | 1 | 365 | 10.958 | 0.056804 | 11 | 0.014805
38533 | 11.5 | 1 | 365 | 13.0927 | 0.35358 | 13 | 0.44626
40155 | 5.98 | 1 | 365 | 6.8082 | 0.70386 | 7 | 0.51206
37321 | 8.27 | 1 | 365 | 9.4153 | 0.95166 | 10 | 0.36701
38539 | 8.415 | 1 | 365 | 9.5804 | 0.28395 | 9 | 0.86437
38551 | 10.45 | 1 | 365 | 11.8973 | 0.94739 | 12 | 0.84465
38560 | 5.225 | 1 | 365 | 5.9486 | 0.97369 | 6 | 0.92232
38570 | 8.25 | 1 | 365 | 9.3926 | 0.90583 | 10 | 0.2984
38574 | 5.775 | 1 | 365 | 6.5748 | 0.23408 | 6 | 0.80888
38576 | 6.05 | 1 | 365 | 6.8879 | 0.86428 | 7 | 0.75216
21247 | 5.865 | 1 | 365 | 6.6773 | 0.44033 | 7 | 0.11759
38594 | 5.5 | 1 | 365 | 6.2617 | 0.60389 | 6 | 0.8656
38608 | 9.88 | 1 | 365 | 11.2483 | 0.64117 | 11 | 0.88948
38496 | 6.24 | 1 | 365 | 7.1042 | 0.29968 | 7 | 0.40388
38613 | 7.15 | 1 | 365 | 8.1402 | 0.38505 | 8 | 0.52528
26706 | 4.16 | 1 | 365 | 4.7361 | 0.53312 | 5 | 0.26926
38614 | 7.14 | 1 | 365 | 8.1288 | 0.36214 | 8 | 0.49098
38616 | 8.75 | 1 | 365 | 9.9618 | 0.05164 | 10 | 0.013459
38621 | 4.59 | 1 | 365 | 5.2257 | 0.51852 | 5 | 0.7442
38388 | 5.2 | 1 | 365 | 5.9202 | 0.9164 | 6 | 0.83657
38600 | 12 | 1 | 365 | 13.6619 | 0.49939 | 14 | 0.16132
38612 | 9.8 | 1 | 365 | 11.1572 | 0.45784 | 11 | 0.61507
38624 | 7.935 | 1 | 365 | 9.0339 | 0.18397 | 9 | 0.21792
37892 | 11.96 | 1 | 365 | 13.6164 | 0.40773 | 14 | 0.024111
38537 | 5.72 | 1 | 365 | 6.5122 | 0.10804 | 6 | 0.62023
38544 | 7.8 | 1 | 365 | 8.8803 | 0.8746 | 9 | 0.75485
38007 | 7.02 | 1 | 365 | 7.9922 | 0.087144 | 8 | 0.079369
37950 | 11.7 | 1 | 365 | 13.3204 | 0.81191 | 14 | 0.13228
37937 | 7.8 | 1 | 365 | 8.8803 | 0.8746 | 9 | 0.75485
32035 | 5.2 | 1 | 365 | 5.9202 | 0.9164 | 6 | 0.83657
36847 | 9.54 | 1 | 365 | 10.8612 | 0.86202 | 11 | 0.72325
24167 | 9.62 | 1 | 365 | 10.9523 | 0.045346 | 10 | 0.99765
36916 | 5.2 | 1 | 365 | 5.9202 | 0.9164 | 6 | 0.83657
38209 | 10.66 | 1 | 365 | 12.1363 | 0.42863 | 12 | 0.56497
40184 | 5.775 | 1 | 365 | 6.5748 | 0.23408 | 6 | 0.80888
40188 | 12.1 | 1 | 365 | 13.7758 | 0.72855 | 14 | 0.50433
39602 | 3.27 | 1 | 365 | 3.7229 | 0.49358 | 4 | 0.21646
40183 | 4.68 | 1 | 365 | 5.3282 | 0.72476 | 6 | 0.052913
40201 | 7.83 | 1 | 365 | 8.9144 | 0.94335 | 9 | 0.85776
40205 | 4.42 | 1 | 365 | 5.0321 | 0.12894 | 5 | 0.16108
39668 | 10.5 | 1 | 365 | 11.9542 | 0.061968 | 12 | 0.016151
40213 | 13.75 | 1 | 365 | 15.6543 | 0.50972 | 16 | 0.16401
40223 | 7.28 | 1 | 365 | 8.2882 | 0.68296 | 8 | 0.9712
40225 | 11.825 | 1 | 365 | 13.4627 | 0.098359 | 13 | 0.56105
40208 | 8.64 | 1 | 365 | 9.8366 | 0.79956 | 10 | 0.63615
40245 | 9.88 | 1 | 365 | 11.2483 | 0.64117 | 11 | 0.88948
40250 | 10.92 | 1 | 365 | 12.4324 | 0.024447 | 12 | 0.4568
40253 | 7.42 | 1 | 365 | 8.4476 | 0.0037907 | 8 | 0.45141
38465 | 5.7 | 1 | 365 | 6.4894 | 0.062211 | 6 | 0.55162
40263 | 6.875 | 1 | 365 | 7.8271 | 0.75486 | 8 | 0.582
37079 | 10.71 | 1 | 365 | 12.1933 | 0.54321 | 12 | 0.73647
40061 | 14.805 | 1 | 365 | 16.8554 | 0.92737 | 17 | 0.78277
38513 | 10.5 | 1 | 365 | 11.9542 | 0.061968 | 12 | 0.016151
40137 | 4.83 | 1 | 365 | 5.4989 | 0.068505 | 5 | 0.56743
44704 | 5.58 | 1 | 365 | 6.3528 | 0.78722 | 7 | 0.14001
40181 | 10.25 | 1 | 365 | 11.6696 | 0.48906 | 12 | 0.15862
40334 | 13.26 | 1 | 365 | 15.0964 | 0.38683 | 15 | 0.48325
38492 | 9 | 1 | 365 | 10.2464 | 0.62454 | 10 | 0.87099
38499 | 5.13 | 1 | 365 | 5.8405 | 0.75599 | 6 | 0.59646
40358 | 5.46 | 1 | 365 | 6.2162 | 0.51222 | 6 | 0.7284
38454 | 12.06 | 1 | 365 | 13.7302 | 0.63689 | 14 | 0.36712
40242 | 6.555 | 1 | 365 | 7.4628 | 0.021543 | 7 | 0.48437
40379 | 12.24 | 1 | 365 | 13.9352 | 0.04938 | 13 | 0.98454
39051 | 8.415 | 1 | 365 | 9.5804 | 0.28395 | 9 | 0.86437
40268 | 5.67 | 1 | 365 | 6.4553 | 0.99346 | 7 | 0.44872
40408 | 5.2 | 1 | 365 | 5.9202 | 0.9164 | 6 | 0.83657
39072 | 11.5 | 1 | 365 | 13.0927 | 0.35358 | 13 | 0.44626
40441 | 7.975 | 1 | 365 | 9.0795 | 0.27564 | 9 | 0.35512
38841 | 7.54 | 1 | 365 | 8.5842 | 0.27878 | 8 | 0.86303
39093 | 7.75 | 1 | 365 | 8.8233 | 0.76002 | 9 | 0.58335
40447 | 8.16 | 1 | 365 | 9.2901 | 0.69959 | 9 | 0.98969
39110 | 2.55 | 1 | 365 | 2.9032 | 0.84362 | 3 | 0.74678
40436 | 6.05 | 1 | 365 | 6.8879 | 0.86428 | 7 | 0.75216
39131 | 9.75 | 1 | 365 | 11.1003 | 0.34326 | 11 | 0.44357
39152 | 10.725 | 1 | 365 | 12.2103 | 0.57758 | 12 | 0.78793
39029 | 6.63 | 1 | 365 | 7.5482 | 0.19341 | 7 | 0.74163
40269 | 8.525 | 1 | 365 | 9.7057 | 0.53603 | 10 | 0.24168
39170 | 7.425 | 1 | 365 | 8.4533 | 0.015249 | 8 | 0.46856
40394 | 10.45 | 1 | 365 | 11.8973 | 0.94739 | 12 | 0.84465
39181 | 8.25 | 1 | 365 | 9.3926 | 0.90583 | 10 | 0.2984
40410 | 9.35 | 1 | 365 | 10.6449 | 0.42661 | 11 | 0.071525
39695 | 5.75 | 1 | 365 | 6.5463 | 0.17679 | 6 | 0.72313
39700 | 9.945 | 1 | 365 | 11.3223 | 0.79012 | 12 | 0.11244
39705 | 3.025 | 1 | 365 | 3.4439 | 0.93214 | 4 | 0.37608
39713 | 11.5 | 1 | 365 | 13.0927 | 0.35358 | 13 | 0.44626
39982 | 5.5 | 1 | 365 | 6.2617 | 0.60389 | 6 | 0.8656
39994 | 4.75 | 1 | 365 | 5.4078 | 0.88518 | 6 | 0.29302
40014 | 10 | 1 | 365 | 11.3849 | 0.91616 | 12 | 0.3011
40034 | 9.075 | 1 | 365 | 10.3318 | 0.79642 | 11 | 0.12824
40076 | 11.5 | 1 | 365 | 13.0927 | 0.35358 | 13 | 0.44626
40093 | 7.395 | 1 | 365 | 8.4192 | 0.9465 | 9 | 0.36566
40111 | 11.22 | 1 | 365 | 12.7739 | 0.71193 | 13 | 0.48583
40123 | 12 | 1 | 365 | 13.6619 | 0.49939 | 14 | 0.16132
40161 | 11.5 | 1 | 365 | 13.0927 | 0.35358 | 13 | 0.44626
39478 | 2.86 | 1 | 365 | 3.2561 | 0.55402 | 3 | 0.81011
39526 | 2.04 | 1 | 365 | 2.3225 | 0.6749 | 2 | 0.99742
39611 | 3.64 | 1 | 365 | 4.1441 | 0.34148 | 4 | 0.4856
39744 | 2.6 | 1 | 365 | 2.9601 | 0.9582 | 3 | 0.91828
39746 | 7.65 | 1 | 365 | 8.7095 | 0.53086 | 9 | 0.24034
39749 | 7.14 | 1 | 365 | 8.1288 | 0.36214 | 8 | 0.49098
39755 | 4.42 | 1 | 365 | 5.0321 | 0.12894 | 5 | 0.16108
40882 | 5.13 | 1 | 365 | 5.8405 | 0.75599 | 6 | 0.59646
40886 | 5.5 | 1 | 365 | 6.2617 | 0.60389 | 6 | 0.8656
40888 | 5.13 | 1 | 365 | 5.8405 | 0.75599 | 6 | 0.59646
39762 | 2.65 | 1 | 365 | 3.017 | 0.072782 | 3 | 0.08979
40890 | 4.83 | 1 | 365 | 5.4989 | 0.068505 | 5 | 0.56743
40974 | 22.875 | 1 | 365 | 26.043 | 0.42072 | 26 | 0.46376
40741 | 9.15 | 1 | 365 | 10.4172 | 0.96829 | 11 | 0.3855
40642 | 9.483 | 1 | 365 | 10.7963 | 0.73139 | 11 | 0.52773
40655 | 9.72 | 1 | 365 | 11.0662 | 0.27451 | 11 | 0.34067
40889 | 9.45 | 1 | 365 | 10.7588 | 0.65577 | 11 | 0.41454
40893 | 8.1 | 1 | 365 | 9.2218 | 0.56209 | 9 | 0.78389
29836 | 249.5 | 0.9 | 365 | 255.6487 | 0.58237 | 256 | 0.23111
31313 | 125.97 | 0.9 | 365 | 129.0744 | 0.80738 | 129 | 0.88182
31312 | 50.7 | 0.9 | 365 | 51.9495 | 0.56644 | 52 | 0.5159
40430 | 5.775 | 1 | 365 | 6.5748 | 0.23408 | 6 | 0.80888
40523 | 3.85 | 1 | 365 | 4.3832 | 0.82272 | 5 | 0.20592
40988 | 7 | 1 | 365 | 7.9695 | 0.041312 | 8 | 0.010767
41016 | 6.5 | 1 | 365 | 7.4002 | 0.8955 | 8 | 0.29571
41028 | 8.32 | 1 | 365 | 9.4723 | 0.066245 | 9 | 0.53851
41020 | 8.8 | 1 | 365 | 10.0187 | 0.16622 | 10 | 0.18496
41036 | 7.425 | 1 | 365 | 8.4533 | 0.015249 | 8 | 0.46856
41037 | 8.58 | 1 | 365 | 9.7683 | 0.66207 | 10 | 0.43034
39764 | 3.445 | 1 | 365 | 3.9221 | 0.89462 | 4 | 0.81673
39768 | 4.68 | 1 | 365 | 5.3282 | 0.72476 | 6 | 0.052913
39774 | 11.925 | 1 | 365 | 13.5765 | 0.32752 | 13 | 0.90406
39776 | 5.2 | 1 | 365 | 5.9202 | 0.9164 | 6 | 0.83657
39779 | 7.65 | 1 | 365 | 8.7095 | 0.53086 | 9 | 0.24034
39783 | 9.945 | 1 | 365 | 11.3223 | 0.79012 | 12 | 0.11244
39786 | 7.28 | 1 | 365 | 8.2882 | 0.68296 | 8 | 0.9712
39790 | 4.68 | 1 | 365 | 5.3282 | 0.72476 | 6 | 0.052913
39798 | 6.24 | 1 | 365 | 7.1042 | 0.29968 | 7 | 0.40388
39804 | 6.5 | 1 | 365 | 7.4002 | 0.8955 | 8 | 0.29571
39811 | 5.98 | 1 | 365 | 6.8082 | 0.70386 | 7 | 0.51206
39814 | 6.24 | 1 | 365 | 7.1042 | 0.29968 | 7 | 0.40388
39821 | 10.92 | 1 | 365 | 12.4324 | 0.024447 | 12 | 0.4568
39836 | 5.46 | 1 | 365 | 6.2162 | 0.51222 | 6 | 0.7284
39842 | 9.36 | 1 | 365 | 10.6563 | 0.44953 | 11 | 0.10583
39863 | 8.58 | 1 | 365 | 9.7683 | 0.66207 | 10 | 0.43034
39873 | 4.42 | 1 | 365 | 5.0321 | 0.12894 | 5 | 0.16108
39876 | 5.865 | 1 | 365 | 6.6773 | 0.44033 | 7 | 0.11759
39889 | 4.42 | 1 | 365 | 5.0321 | 0.12894 | 5 | 0.16108
39887 | 8.06 | 1 | 365 | 9.1763 | 0.47042 | 9 | 0.64668
39890 | 11.7 | 1 | 365 | 13.3204 | 0.81191 | 14 | 0.13228
39901 | 7.28 | 1 | 365 | 8.2882 | 0.68296 | 8 | 0.9712
39950 | 4.94 | 1 | 365 | 5.6242 | 0.32058 | 5 | 0.94474
37325 | 4.16 | 1 | 365 | 4.7361 | 0.53312 | 5 | 0.26926
39924 | 5.72 | 1 | 365 | 6.5122 | 0.10804 | 6 | 0.62023
39976 | 6.76 | 1 | 365 | 7.6962 | 0.49132 | 8 | 0.18754
39978 | 8.06 | 1 | 365 | 9.1763 | 0.47042 | 9 | 0.64668
40042 | 5.72 | 1 | 365 | 6.5122 | 0.10804 | 6 | 0.62023
40063 | 11.7 | 1 | 365 | 13.3204 | 0.81191 | 14 | 0.13228
40115 | 5.2 | 1 | 365 | 5.9202 | 0.9164 | 6 | 0.83657
36855 | 8.32 | 1 | 365 | 9.4723 | 0.066245 | 9 | 0.53851
40247 | 4.125 | 1 | 365 | 4.6963 | 0.45292 | 5 | 0.1492
40203 | 5.2 | 1 | 365 | 5.9202 | 0.9164 | 6 | 0.83657
38900 | 7.28 | 1 | 365 | 8.2882 | 0.68296 | 8 | 0.9712
40455 | 8.8 | 1 | 365 | 10.0187 | 0.16622 | 10 | 0.18496
40456 | 9.9 | 1 | 365 | 11.2711 | 0.687 | 11 | 0.95809
38725 | 3.9 | 1 | 365 | 4.4401 | 0.9373 | 5 | 0.37743
38751 | 4.94 | 1 | 365 | 5.6242 | 0.32058 | 5 | 0.94474
40473 | 7.7 | 1 | 365 | 8.7664 | 0.64544 | 9 | 0.41184
39088 | 4.94 | 1 | 365 | 5.6242 | 0.32058 | 5 | 0.94474
40513 | 12.75 | 1 | 365 | 14.5158 | 0.2181 | 14 | 0.7339
38745 | 4.68 | 1 | 365 | 5.3282 | 0.72476 | 6 | 0.052913
40505 | 6.5 | 1 | 365 | 7.4002 | 0.8955 | 8 | 0.29571
38797 | 9.62 | 1 | 365 | 10.9523 | 0.045346 | 10 | 0.99765
40982 | 6.6 | 1 | 365 | 7.5141 | 0.12467 | 7 | 0.63872
40997 | 9.625 | 1 | 365 | 10.958 | 0.056804 | 11 | 0.014805
38818 | 4.94 | 1 | 365 | 5.6242 | 0.32058 | 5 | 0.94474
41044 | 7.7 | 1 | 365 | 8.7664 | 0.64544 | 9 | 0.41184
40534 | 4.4 | 1 | 365 | 5.0094 | 0.08311 | 5 | 0.092482
41049 | 10.175 | 1 | 365 | 11.5842 | 0.31719 | 11 | 0.90137
41056 | 7.75 | 1 | 365 | 8.8233 | 0.76002 | 9 | 0.58335
38853 | 10.4 | 1 | 365 | 11.8403 | 0.83281 | 12 | 0.67314
41057 | 13.2 | 1 | 365 | 15.0281 | 0.24933 | 15 | 0.27745
30704 | 108 | 0.9 | 365 | 110.6616 | 0.74508 | 111 | 0.40665
41061 | 4.75 | 1 | 365 | 5.4078 | 0.88518 | 6 | 0.29302
38943 | 7.02 | 1 | 365 | 7.9922 | 0.087144 | 8 | 0.079369
41067 | 7.8 | 1 | 365 | 8.8803 | 0.8746 | 9 | 0.75485
40567 | 4.68 | 1 | 365 | 5.3282 | 0.72476 | 6 | 0.052913
16337 | 10.71 | 1 | 365 | 12.1933 | 0.54321 | 12 | 0.73647
38997 | 12.74 | 1 | 365 | 14.5044 | 0.19519 | 14 | 0.6996
27380 | 6.5 | 1 | 365 | 7.4002 | 0.8955 | 8 | 0.29571
40591 | 4.95 | 1 | 365 | 5.6355 | 0.3435 | 5 | 0.97904
33748 | 96.57 | 0.9 | 365 | 98.9499 | 0.17122 | 99 | 0.12112
13991 | 6.375 | 1 | 365 | 7.2579 | 0.60905 | 7 | 0.86695
15759 | 6.63 | 1 | 365 | 7.5482 | 0.19341 | 7 | 0.74163
40639 | 14.04 | 1 | 365 | 15.9845 | 0.17429 | 16 | 0.15874
38639 | 8.84 | 1 | 365 | 10.0643 | 0.25789 | 10 | 0.32217
40723 | 8.525 | 1 | 365 | 9.7057 | 0.53603 | 10 | 0.24168
33934 | 347.7 | 0.9 | 365 | 356.2688 | 0.11539 | 356 | 0.3842
15672 | 5.1 | 1 | 365 | 5.8063 | 0.68724 | 6 | 0.49356
34048 | 127.6 | 0.9 | 365 | 130.7446 | 0.16918 | 130 | 0.91379
40728 | 5.2 | 1 | 365 | 5.9202 | 0.9164 | 6 | 0.83657
16495 | 7.905 | 1 | 365 | 8.9998 | 0.11522 | 9 | 0.11502
34043 | 37.932 | 0.9 | 365 | 38.8668 | 0.23302 | 39 | 0.099826
34112 | 9.88 | 1 | 365 | 11.2483 | 0.64117 | 11 | 0.88948
40733 | 9.36 | 1 | 365 | 10.6563 | 0.44953 | 11 | 0.10583
34125 | 417.06 | 0.9 | 365 | 427.3381 | 0.16723 | 427 | 0.50536
16722 | 5.61 | 1 | 365 | 6.3869 | 0.85597 | 7 | 0.24291
40732 | 9.625 | 1 | 365 | 10.958 | 0.056804 | 11 | 0.014805
39846 | 4.59 | 1 | 365 | 5.2257 | 0.51852 | 5 | 0.7442
17693 | 3.9 | 1 | 365 | 4.4401 | 0.9373 | 5 | 0.37743
34348 | 784.08 | 0.9 | 365 | 803.4031 | 0.12925 | 803 | 0.5323
34392 | 7.8 | 1 | 365 | 8.8803 | 0.8746 | 9 | 0.75485
38697 | 5.98 | 1 | 365 | 6.8082 | 0.70386 | 7 | 0.51206
17963 | 10.92 | 1 | 365 | 12.4324 | 0.024447 | 12 | 0.4568
36029 | 11.18 | 1 | 365 | 12.7284 | 0.62027 | 13 | 0.34863
29249 | 6.885 | 1 | 365 | 7.8385 | 0.77778 | 8 | 0.6163
40496 | 12.74 | 1 | 365 | 14.5044 | 0.19519 | 14 | 0.6996
31427 | 7.02 | 1 | 365 | 7.9922 | 0.087144 | 8 | 0.079369
27224 | 6.76 | 1 | 365 | 7.6962 | 0.49132 | 8 | 0.18754
40773 | 10.2 | 1 | 365 | 11.6126 | 0.37448 | 11 | 0.98712
40940 | 8.32 | 1 | 365 | 9.4723 | 0.066245 | 9 | 0.53851
40953 | 9.88 | 1 | 365 | 11.2483 | 0.64117 | 11 | 0.88948
40963 | 8.06 | 1 | 365 | 9.1763 | 0.47042 | 9 | 0.64668
16589 | 46.8 | 0.9 | 365 | 47.9534 | 0.52287 | 48 | 0.47622
40774 | 10.66 | 1 | 365 | 12.1363 | 0.42863 | 12 | 0.56497
32014 | 127.49 | 0.8 | 365 | 116.1172 | 0.7265 | 116 | 0.84374
34307 | 49.05 | 0.9 | 365 | 50.2588 | 0.16339 | 50 | 0.42219
40776 | 9.9 | 1 | 365 | 11.2711 | 0.687 | 11 | 0.95809
80 | 1780 | 0.7 | 365 | 1418.563 | 0.35354 | 1418 | 0.91656
34473 | 31.98 | 0.9 | 365 | 32.7681 | 0.95729 | 33 | 0.72541
31113 | 664.34 | 0.9 | 365 | 680.7122 | 0.17096 | 680 | 0.88311
33253 | 136.9 | 0.9 | 365 | 140.2738 | 0.35001 | 140 | 0.6238
34550 | 211.2 | 0.9 | 365 | 216.4049 | 0.59037 | 216 | 0.99523
29931 | 341 | 0.9 | 365 | 349.4037 | 0.29695 | 349 | 0.70064
40779 | 5.232 | 1 | 365 | 5.9566 | 0.98973 | 6 | 0.94633
40780 | 10.791 | 1 | 365 | 12.2855 | 0.72883 | 13 | 0.014313
40778 | 7.02 | 1 | 365 | 7.9922 | 0.087144 | 8 | 0.079369
40783 | 6.9 | 1 | 365 | 7.8556 | 0.81215 | 8 | 0.66776
40784 | 8.32 | 1 | 365 | 9.4723 | 0.066245 | 9 | 0.53851
40785 | 9.6 | 1 | 365 | 10.9295 | 0.99951 | 11 | 0.92905
40788 | 9.36 | 1 | 365 | 10.6563 | 0.44953 | 11 | 0.10583
40789 | 8.58 | 1 | 365 | 9.7683 | 0.66207 | 10 | 0.43034
37636 | 3.57 | 1 | 365 | 4.0644 | 0.18107 | 4 | 0.24549
40790 | 7.54 | 1 | 365 | 8.5842 | 0.27878 | 8 | 0.86303
37677 | 6.9 | 1 | 365 | 7.8556 | 0.81215 | 8 | 0.66776
37684 | 5.5 | 1 | 365 | 6.2617 | 0.60389 | 6 | 0.8656
40791 | 7.54 | 1 | 365 | 8.5842 | 0.27878 | 8 | 0.86303
37683 | 5.83 | 1 | 365 | 6.6374 | 0.36012 | 6 | 0.99754
38040 | 8 | 1 | 365 | 9.1079 | 0.33293 | 9 | 0.44088
38104 | 9.805 | 1 | 365 | 11.1629 | 0.46929 | 11 | 0.63222
40792 | 5.2 | 1 | 365 | 5.9202 | 0.9164 | 6 | 0.83657
40793 | 11.7 | 1 | 365 | 13.3204 | 0.81191 | 14 | 0.13228
39707 | 3.575 | 1 | 365 | 4.0701 | 0.19253 | 4 | 0.26264
38545 | 11.275 | 1 | 365 | 12.8365 | 0.83797 | 13 | 0.67449
40794 | 13.52 | 1 | 365 | 15.3924 | 0.98265 | 16 | 0.37508
40795 | 11.96 | 1 | 365 | 13.6164 | 0.40773 | 14 | 0.024111
40796 | 6.5 | 1 | 365 | 7.4002 | 0.8955 | 8 | 0.29571
34546 | 72.54 | 0.9 | 365 | 74.3277 | 0.61044 | 74 | 0.93814
40798 | 5.98 | 1 | 365 | 6.8082 | 0.70386 | 7 | 0.51206
34540 | 110.86 | 0.9 | 365 | 113.5921 | 0.64369 | 114 | 0.23576
40800 | 12.48 | 1 | 365 | 14.2084 | 0.59937 | 14 | 0.80777
34613 | 383.24 | 0.9 | 365 | 392.6847 | 0.41502 | 393 | 0.099683
40801 | 9.36 | 1 | 365 | 10.6563 | 0.44953 | 11 | 0.10583
34046 | 54.6 | 0.9 | 365 | 55.9456 | 0.61001 | 56 | 0.55559
40802 | 14.82 | 1 | 365 | 16.8725 | 0.96175 | 17 | 0.83422
40803 | 9.88 | 1 | 365 | 11.2483 | 0.64117 | 11 | 0.88948
40840 | 7.02 | 1 | 365 | 7.9922 | 0.087144 | 8 | 0.079369
34622 | 145.08 | 0.9 | 365 | 148.6554 | 0.22088 | 148 | 0.87627
40879 | 3.64 | 1 | 365 | 4.1441 | 0.34148 | 4 | 0.4856
34672 | 537.4 | 0.9 | 365 | 550.6438 | 0.36299 | 551 | 0.006809
40357 | 6.12 | 1 | 365 | 6.9676 | 0.02469 | 6 | 0.99227
34700 | 51.55 | 0.9 | 365 | 52.8204 | 0.31952 | 53 | 0.13993
34708 | 46.97 | 0.9 | 365 | 48.1275 | 0.87348 | 49 | 0.0010231
40320 | 6.76 | 1 | 365 | 7.6962 | 0.49132 | 8 | 0.18754
34856 | 64.092 | 0.9 | 365 | 65.6715 | 0.18683 | 65 | 0.85833
39931 | 8.84 | 1 | 365 | 10.0643 | 0.25789 | 10 | 0.32217
34982 | 17.955 | 1 | 365 | 20.4417 | 0.14597 | 20 | 0.58762
35021 | 41.202 | 0.9 | 365 | 42.2174 | 0.97725 | 43 | 0.19464
35045 | 35 | 0.9 | 365 | 35.8625 | 0.1859 | 36 | 0.048452
34963 | 15.12 | 1 | 365 | 17.214 | 0.64923 | 17 | 0.86326
44129 | 7.42 | 1 | 365 | 8.4476 | 0.0037907 | 8 | 0.45141
35156 | 122.2 | 0.9 | 365 | 125.2115 | 0.031928 | 125 | 0.24345
49200 | 10 | 1 | 365 | 11.3849 | 0.91616 | 12 | 0.3011
35270 | 561.2 | 0.9 | 365 | 575.0303 | 0.44941 | 575 | 0.47976
34965 | 26.125 | 0.9 | 365 | 26.7688 | 0.88162 | 27 | 0.65045
36276 | 250.12 | 0.9 | 365 | 256.284 | 0.86109 | 257 | 0.14511
38553 | 6.885 | 1 | 365 | 7.8385 | 0.77778 | 8 | 0.6163
35267 | 417.24 | 0.9 | 365 | 427.5226 | 0.53847 | 428 | 0.061036
36462 | 15.6 | 1 | 365 | 17.7605 | 0.74921 | 18 | 0.50971
34465 | 42.18 | 0.9 | 365 | 43.2195 | 0.99433 | 44 | 0.21382
38899 | 6.24 | 1 | 365 | 7.1042 | 0.29968 | 7 | 0.40388
35063 | 54 | 0.9 | 365 | 55.3308 | 0.37254 | 55 | 0.70333
29924 | 363.48 | 0.9 | 365 | 372.4377 | 0.66093 | 373 | 0.098614
34754 | 60.8 | 0.9 | 365 | 62.2984 | 0.39723 | 62 | 0.6956
7422 | 257.04 | 0.9 | 365 | 263.3746 | 0.13328 | 263 | 0.50783
41136 | 7.975 | 1 | 365 | 9.0795 | 0.27564 | 9 | 0.35512
37672 | 27.5 | 0.9 | 365 | 28.1777 | 0.7175 | 28 | 0.89521
41132 | 9.69 | 1 | 365 | 11.032 | 0.20576 | 11 | 0.23776
41147 | 6.6 | 1 | 365 | 7.5141 | 0.12467 | 7 | 0.63872
41148 | 9.075 | 1 | 365 | 10.3318 | 0.79642 | 11 | 0.12824
41137 | 5.545 | 1 | 365 | 6.3129 | 0.70701 | 7 | 0.019958
38098 | 122.4 | 0.9 | 365 | 125.4165 | 0.44442 | 125 | 0.86087
41162 | 4.68 | 1 | 365 | 5.3282 | 0.72476 | 6 | 0.052913
41168 | 7.2 | 1 | 365 | 8.1972 | 0.49964 | 8 | 0.69679
41176 | 7.975 | 1 | 365 | 9.0795 | 0.27564 | 9 | 0.35512
42319 | 26.775 | 0.9 | 365 | 27.4348 | 0.22222 | 27 | 0.65707
41177 | 5.25 | 1 | 365 | 5.9771 | 0.030984 | 6 | 0.0080754
43263 | 30.6 | 0.9 | 365 | 31.3541 | 0.1111 | 31 | 0.46522
38010 | 5.98 | 1 | 365 | 6.8082 | 0.70386 | 7 | 0.51206
34673 | 114.4 | 0.9 | 365 | 117.2193 | 0.94478 | 118 | 0.16408
34741 | 158.76 | 0.9 | 365 | 162.6725 | 0.43526 | 163 | 0.10778
34751 | 113.4 | 0.9 | 365 | 116.1947 | 0.88233 | 117 | 0.076986
41190 | 8.25 | 1 | 365 | 9.3926 | 0.90583 | 10 | 0.2984
41200 | 10.45 | 1 | 365 | 11.8973 | 0.94739 | 12 | 0.84465
38692 | 6.24 | 1 | 365 | 7.1042 | 0.29968 | 7 | 0.40388
36623 | 4.68 | 1 | 365 | 5.3282 | 0.72476 | 6 | 0.052913
46501 | 57.2 | 0.9 | 365 | 58.6097 | 0.97239 | 59 | 0.58204
41218 | 7.25 | 1 | 365 | 8.2541 | 0.61422 | 8 | 0.86829
34323 | 395.01 | 0.9 | 365 | 404.7447 | 0.69011 | 405 | 0.43483
40217 | 6.095 | 1 | 365 | 6.9391 | 0.9674 | 7 | 0.90652
38772 | 2.86 | 1 | 365 | 3.2561 | 0.55402 | 3 | 0.81011
41232 | 4.75 | 1 | 365 | 5.4078 | 0.88518 | 6 | 0.29302
38847 | 8.32 | 1 | 365 | 9.4723 | 0.066245 | 9 | 0.53851
70 | 2570.04 | 0.7 | 365 | 2048.1819 | 0.68135 | 2048 | 0.86321
38704 | 5.2 | 1 | 365 | 5.9202 | 0.9164 | 6 | 0.83657
41242 | 3.9 | 1 | 365 | 4.4401 | 0.9373 | 5 | 0.37743
41245 | 8.8 | 1 | 365 | 10.0187 | 0.16622 | 10 | 0.18496
41246 | 8 | 1 | 365 | 9.1079 | 0.33293 | 9 | 0.44088
41249 | 7.15 | 1 | 365 | 8.1402 | 0.38505 | 8 | 0.52528
50183 | 50.7 | 0.9 | 365 | 51.9495 | 0.56644 | 52 | 0.5159
41250 | 11.5 | 1 | 365 | 13.0927 | 0.35358 | 13 | 0.44626
41253 | 6.875 | 1 | 365 | 7.8271 | 0.75486 | 8 | 0.582
41236 | 7.02 | 1 | 365 | 7.9922 | 0.087144 | 8 | 0.079369
6174 | 70.68 | 0.9 | 365 | 72.4219 | 0.77428 | 73 | 0.19613
38707 | 6.24 | 1 | 365 | 7.1042 | 0.29968 | 7 | 0.40388
34877 | 97.6 | 0.8 | 365 | 88.8936 | 0.92938 | 89 | 0.82296
33187 | 535.7 | 0.8 | 365 | 487.9128 | 0.094953 | 488 | 0.0077701
41262 | 5.5 | 1 | 365 | 6.2617 | 0.60389 | 6 | 0.8656
41268 | 4.275 | 1 | 365 | 4.8671 | 0.79666 | 5 | 0.66372
39302 | 3.64 | 1 | 365 | 4.1441 | 0.34148 | 4 | 0.4856
41247 | 13.26 | 1 | 365 | 15.0964 | 0.38683 | 15 | 0.48325
41158 | 8.67 | 1 | 365 | 9.8707 | 0.86831 | 10 | 0.73905
32980 | 649.8 | 0.8 | 365 | 591.8345 | 0.27366 | 592 | 0.10817
32979 | 649.8 | 0.8 | 365 | 591.8345 | 0.27366 | 592 | 0.10817
11199 | 106.02 | 0.9 | 365 | 108.6328 | 0.66142 | 109 | 0.2942
36695 | 3.12 | 1 | 365 | 3.5521 | 0.14984 | 3 | 0.70194
41070 | 9.9 | 1 | 365 | 11.2711 | 0.687 | 11 | 0.95809
41091 | 3.575 | 1 | 365 | 4.0701 | 0.19253 | 4 | 0.26264
41088 | 11.55 | 1 | 365 | 13.1496 | 0.46816 | 13 | 0.61777
18389 | 11.475 | 1 | 365 | 13.0642 | 0.29629 | 13 | 0.36051
18452 | 7.8 | 1 | 365 | 8.8803 | 0.8746 | 9 | 0.75485
41271 | 4.86 | 1 | 365 | 5.5331 | 0.13725 | 5 | 0.67033
41095 | 5.4 | 1 | 365 | 6.1479 | 0.37473 | 6 | 0.52259
41274 | 17.25 | 1 | 365 | 19.639 | 0.53038 | 20 | 0.16939
41281 | 6.325 | 1 | 365 | 7.201 | 0.49447 | 7 | 0.69544
41283 | 6.4 | 1 | 365 | 7.2864 | 0.66634 | 7 | 0.9527
39419 | 6.24 | 1 | 365 | 7.1042 | 0.29968 | 7 | 0.40388
41109 | 4.035 | 1 | 365 | 4.5938 | 0.24667 | 4 | 0.84049
41103 | 7.975 | 1 | 365 | 9.0795 | 0.27564 | 9 | 0.35512
41289 | 9.625 | 1 | 365 | 10.958 | 0.056804 | 11 | 0.014805
41116 | 3.98 | 1 | 365 | 4.5312 | 0.12063 | 4 | 0.65184
41306 | 6.66 | 1 | 365 | 7.5824 | 0.26216 | 7 | 0.84453
41108 | 3.3 | 1 | 365 | 3.757 | 0.56233 | 4 | 0.31936
41304 | 7.8 | 1 | 365 | 8.8803 | 0.8746 | 9 | 0.75485
32972 | 649.8 | 0.8 | 365 | 591.8345 | 0.27366 | 592 | 0.10817
32973 | 649.8 | 0.8 | 365 | 591.8345 | 0.27366 | 592 | 0.10817
32977 | 649.8 | 0.8 | 365 | 591.8345 | 0.27366 | 592 | 0.10817
41308 | 5 | 1 | 365 | 5.6925 | 0.45808 | 6 | 0.15055
32974 | 649.8 | 0.8 | 365 | 591.8345 | 0.27366 | 592 | 0.10817
41120 | 6.75 | 1 | 365 | 7.6848 | 0.46841 | 8 | 0.15324
41122 | 7.425 | 1 | 365 | 8.4533 | 0.015249 | 8 | 0.46856
41127 | 7.835 | 1 | 365 | 8.9201 | 0.95481 | 9 | 0.87491
41126 | 9.35 | 1 | 365 | 10.6449 | 0.42661 | 11 | 0.071525
37835 | 4.68 | 1 | 365 | 5.3282 | 0.72476 | 6 | 0.052913
31381 | 270.9 | 0.9 | 365 | 277.5761 | 0.7189 | 278 | 0.29502
27274 | 43 | 0.9 | 365 | 44.0597 | 0.68554 | 44 | 0.74524
35658 | 312.48 | 0.9 | 365 | 320.1808 | 0.47575 | 320 | 0.65658
40654 | 4.59 | 1 | 365 | 5.2257 | 0.51852 | 5 | 0.7442
39556 | 7.02 | 1 | 365 | 7.9922 | 0.087144 | 8 | 0.079369
39789 | 3.9 | 1 | 365 | 4.4401 | 0.9373 | 5 | 0.37743
39844 | 8.58 | 1 | 365 | 9.7683 | 0.66207 | 10 | 0.43034
39823 | 8.06 | 1 | 365 | 9.1763 | 0.47042 | 9 | 0.64668
39854 | 7.8 | 1 | 365 | 8.8803 | 0.8746 | 9 | 0.75485
40299 | 7.28 | 1 | 365 | 8.2882 | 0.68296 | 8 | 0.9712
40611 | 11.7 | 1 | 365 | 13.3204 | 0.81191 | 14 | 0.13228
40582 | 7.54 | 1 | 365 | 8.5842 | 0.27878 | 8 | 0.86303
40549 | 5.355 | 1 | 365 | 6.0966 | 0.2716 | 6 | 0.36824
40453 | 9.1 | 1 | 365 | 10.3603 | 0.85371 | 11 | 0.214
40508 | 8.415 | 1 | 365 | 9.5804 | 0.28395 | 9 | 0.86437
40420 | 5.98 | 1 | 365 | 6.8082 | 0.70386 | 7 | 0.51206
40397 | 14.04 | 1 | 365 | 15.9845 | 0.17429 | 16 | 0.15874
39137 | 5.98 | 1 | 365 | 6.8082 | 0.70386 | 7 | 0.51206
40777 | 9.9 | 1 | 365 | 11.2711 | 0.687 | 11 | 0.95809
41141 | 4 | 1 | 365 | 4.554 | 0.16646 | 4 | 0.72044
41244 | 3.64 | 1 | 365 | 4.1441 | 0.34148 | 4 | 0.4856
41252 | 7.14 | 1 | 365 | 8.1288 | 0.36214 | 8 | 0.49098
41276 | 3.9 | 1 | 365 | 4.4401 | 0.9373 | 5 | 0.37743
41294 | 7.95 | 1 | 365 | 9.051 | 0.21835 | 9 | 0.26937
41266 | 8.48 | 1 | 365 | 9.6544 | 0.4329 | 10 | 0.087329
31076 | 7.02 | 1 | 365 | 7.9922 | 0.087144 | 8 | 0.079369
31318 | 4.725 | 1 | 365 | 5.3794 | 0.82789 | 6 | 0.20727
31339 | 17.92 | 1 | 365 | 20.4018 | 0.065759 | 20 | 0.46756
35579 | 6.05 | 1 | 365 | 6.8879 | 0.86428 | 7 | 0.75216
31919 | 8.84 | 1 | 365 | 10.0643 | 0.25789 | 10 | 0.32217
30022 | 7.562 | 1 | 365 | 8.6093 | 0.3292 | 8 | 0.93849
29737 | 7.8 | 1 | 365 | 8.8803 | 0.8746 | 9 | 0.75485
39796 | 10.965 | 1 | 365 | 12.4836 | 0.12757 | 12 | 0.61115
41063 | 14.04 | 1 | 365 | 15.9845 | 0.17429 | 16 | 0.15874
41155 | 13.78 | 1 | 365 | 15.6884 | 0.57847 | 16 | 0.26691
38936 | 8.58 | 1 | 365 | 9.7683 | 0.66207 | 10 | 0.43034
41698 | 14.04 | 1 | 365 | 15.9845 | 0.17429 | 16 | 0.15874
41064 | 5.2 | 1 | 365 | 5.9202 | 0.9164 | 6 | 0.83657
41123 | 12.48 | 1 | 365 | 14.2084 | 0.59937 | 14 | 0.80777
39032 | 4.94 | 1 | 365 | 5.6242 | 0.32058 | 5 | 0.94474
41240 | 6.24 | 1 | 365 | 7.1042 | 0.29968 | 7 | 0.40388
39028 | 7.54 | 1 | 365 | 8.5842 | 0.27878 | 8 | 0.86303
39141 | 7.8 | 1 | 365 | 8.8803 | 0.8746 | 9 | 0.75485
39164 | 3.12 | 1 | 365 | 3.5521 | 0.14984 | 3 | 0.70194
39167 | 5.46 | 1 | 365 | 6.2162 | 0.51222 | 6 | 0.7284
41716 | 6.375 | 1 | 365 | 7.2579 | 0.60905 | 7 | 0.86695
41144 | 10.66 | 1 | 365 | 12.1363 | 0.42863 | 12 | 0.56497
39469 | 3.64 | 1 | 365 | 4.1441 | 0.34148 | 4 | 0.4856
39183 | 6.76 | 1 | 365 | 7.6962 | 0.49132 | 8 | 0.18754
41004 | 8.32 | 1 | 365 | 9.4723 | 0.066245 | 9 | 0.53851
41664 | 6.24 | 1 | 365 | 7.1042 | 0.29968 | 7 | 0.40388
40957 | 3.38 | 1 | 365 | 3.8481 | 0.74566 | 4 | 0.59377
39281 | 3.64 | 1 | 365 | 4.1441 | 0.34148 | 4 | 0.4856
40986 | 10.4 | 1 | 365 | 11.8403 | 0.83281 | 12 | 0.67314
41153 | 11.44 | 1 | 365 | 13.0244 | 0.21609 | 13 | 0.24045
41093 | 8.32 | 1 | 365 | 9.4723 | 0.066245 | 9 | 0.53851
41104 | 6.5 | 1 | 365 | 7.4002 | 0.8955 | 8 | 0.29571
41681 | 3.9 | 1 | 365 | 4.4401 | 0.9373 | 5 | 0.37743
40991 | 12.22 | 1 | 365 | 13.9124 | 0.0035475 | 13 | 0.91594
40998 | 10.92 | 1 | 365 | 12.4324 | 0.024447 | 12 | 0.4568
41739 | 2.34 | 1 | 365 | 2.6641 | 0.36238 | 3 | 0.026456
42349 | 7.02 | 1 | 365 | 7.9922 | 0.087144 | 8 | 0.079369
42361 | 3.38 | 1 | 365 | 3.8481 | 0.74566 | 4 | 0.59377
36690 | 2.55 | 1 | 365 | 2.9032 | 0.84362 | 3 | 0.74678
42366 | 5.72 | 1 | 365 | 6.5122 | 0.10804 | 6 | 0.62023
17676 | 7.65 | 1 | 365 | 8.7095 | 0.53086 | 9 | 0.24034
31588 | 4.94 | 1 | 365 | 5.6242 | 0.32058 | 5 | 0.94474
42378 | 10.4 | 1 | 365 | 11.8403 | 0.83281 | 12 | 0.67314
42373 | 7.54 | 1 | 365 | 8.5842 | 0.27878 | 8 | 0.86303
41007 | 9.62 | 1 | 365 | 10.9523 | 0.045346 | 10 | 0.99765
31594 | 5.98 | 1 | 365 | 6.8082 | 0.70386 | 7 | 0.51206
19788 | 7.65 | 1 | 365 | 8.7095 | 0.53086 | 9 | 0.24034
41783 | 8.415 | 1 | 365 | 9.5804 | 0.28395 | 9 | 0.86437
15014 | 3.57 | 1 | 365 | 4.0644 | 0.18107 | 4 | 0.24549
41802 | 3.9 | 1 | 365 | 4.4401 | 0.9373 | 5 | 0.37743
27615 | 11.96 | 1 | 365 | 13.6164 | 0.40773 | 14 | 0.024111
27596 | 8.415 | 1 | 365 | 9.5804 | 0.28395 | 9 | 0.86437
41167 | 8.58 | 1 | 365 | 9.7683 | 0.66207 | 10 | 0.43034
41881 | 11.475 | 1 | 365 | 13.0642 | 0.29629 | 13 | 0.36051
41234 | 6.76 | 1 | 365 | 7.6962 | 0.49132 | 8 | 0.18754
27462 | 5.46 | 1 | 365 | 6.2162 | 0.51222 | 6 | 0.7284
41913 | 2.08 | 1 | 365 | 2.3681 | 0.76656 | 3 | 0.13463
21295 | 5.46 | 1 | 365 | 6.2162 | 0.51222 | 6 | 0.7284
21697 | 7.02 | 1 | 365 | 7.9922 | 0.087144 | 8 | 0.079369
42397 | 7.02 | 1 | 365 | 7.9922 | 0.087144 | 8 | 0.079369
21464 | 8.84 | 1 | 365 | 10.0643 | 0.25789 | 10 | 0.32217
20502 | 5.46 | 1 | 365 | 6.2162 | 0.51222 | 6 | 0.7284
27548 | 13.78 | 1 | 365 | 15.6884 | 0.57847 | 16 | 0.26691
21024 | 3.64 | 1 | 365 | 4.1441 | 0.34148 | 4 | 0.4856
19678 | 11.18 | 1 | 365 | 12.7284 | 0.62027 | 13 | 0.34863
31425 | 8.58 | 1 | 365 | 9.7683 | 0.66207 | 10 | 0.43034
19512 | 7.54 | 1 | 365 | 8.5842 | 0.27878 | 8 | 0.86303
19534 | 7.28 | 1 | 365 | 8.2882 | 0.68296 | 8 | 0.9712
19981 | 4.68 | 1 | 365 | 5.3282 | 0.72476 | 6 | 0.052913
20602 | 6.5 | 1 | 365 | 7.4002 | 0.8955 | 8 | 0.29571
20010 | 6.24 | 1 | 365 | 7.1042 | 0.29968 | 7 | 0.40388
17558 | 4.42 | 1 | 365 | 5.0321 | 0.12894 | 5 | 0.16108
19965 | 3.06 | 1 | 365 | 3.4838 | 0.012345 | 3 | 0.49614
20494 | 4.42 | 1 | 365 | 5.0321 | 0.12894 | 5 | 0.16108
31527 | 13 | 1 | 365 | 14.8004 | 0.79101 | 15 | 0.59142
20663 | 8.32 | 1 | 365 | 9.4723 | 0.066245 | 9 | 0.53851
20718 | 10.14 | 1 | 365 | 11.5443 | 0.23699 | 11 | 0.78131
20721 | 7.8 | 1 | 365 | 8.8803 | 0.8746 | 9 | 0.75485
21179 | 7.28 | 1 | 365 | 8.2882 | 0.68296 | 8 | 0.9712
31426 | 4.68 | 1 | 365 | 5.3282 | 0.72476 | 6 | 0.052913
21198 | 9.62 | 1 | 365 | 10.9523 | 0.045346 | 10 | 0.99765
31223 | 5.2 | 1 | 365 | 5.9202 | 0.9164 | 6 | 0.83657
37827 | 10.92 | 1 | 365 | 12.4324 | 0.024447 | 12 | 0.4568
37828 | 6.76 | 1 | 365 | 7.6962 | 0.49132 | 8 | 0.18754
41677 | 2.86 | 1 | 365 | 3.2561 | 0.55402 | 3 | 0.81011
41667 | 7.02 | 1 | 365 | 7.9922 | 0.087144 | 8 | 0.079369
42864 | 4.5 | 1 | 365 | 5.1232 | 0.31227 | 5 | 0.43549
29642 | 9.1 | 1 | 365 | 10.3603 | 0.85371 | 11 | 0.214
33792 | 9.69 | 1 | 365 | 11.032 | 0.20576 | 11 | 0.23776
21482 | 7.02 | 1 | 365 | 7.9922 | 0.087144 | 8 | 0.079369
42916 | 8.84 | 1 | 365 | 10.0643 | 0.25789 | 10 | 0.32217
42902 | 7.02 | 1 | 365 | 7.9922 | 0.087144 | 8 | 0.079369
42905 | 4.68 | 1 | 365 | 5.3282 | 0.72476 | 6 | 0.052913
43040 | 6.885 | 1 | 365 | 7.8385 | 0.77778 | 8 | 0.6163
42890 | 6.5 | 1 | 365 | 7.4002 | 0.8955 | 8 | 0.29571
32339 | 9.88 | 1 | 365 | 11.2483 | 0.64117 | 11 | 0.88948
42899 | 5.98 | 1 | 365 | 6.8082 | 0.70386 | 7 | 0.51206
32525 | 4.845 | 1 | 365 | 5.516 | 0.10288 | 5 | 0.61888
21484 | 8.32 | 1 | 365 | 9.4723 | 0.066245 | 9 | 0.53851
42927 | 6.5 | 1 | 365 | 7.4002 | 0.8955 | 8 | 0.29571
42418 | 7.14 | 1 | 365 | 8.1288 | 0.36214 | 8 | 0.49098
32588 | 5.865 | 1 | 365 | 6.6773 | 0.44033 | 7 | 0.11759
32948 | 2.08 | 1 | 365 | 2.3681 | 0.76656 | 3 | 0.13463
33261 | 7.02 | 1 | 365 | 7.9922 | 0.087144 | 8 | 0.079369
21487 | 7.28 | 1 | 365 | 8.2882 | 0.68296 | 8 | 0.9712
42417 | 8.06 | 1 | 365 | 9.1763 | 0.47042 | 9 | 0.64668
22303 | 4.68 | 1 | 365 | 5.3282 | 0.72476 | 6 | 0.052913
22253 | 4.42 | 1 | 365 | 5.0321 | 0.12894 | 5 | 0.16108
35917 | 4.94 | 1 | 365 | 5.6242 | 0.32058 | 5 | 0.94474
42450 | 5.98 | 1 | 365 | 6.8082 | 0.70386 | 7 | 0.51206
22389 | 7.28 | 1 | 365 | 8.2882 | 0.68296 | 8 | 0.9712
42483 | 8.32 | 1 | 365 | 9.4723 | 0.066245 | 9 | 0.53851
21728 | 11.7 | 1 | 365 | 13.3204 | 0.81191 | 14 | 0.13228
35074 | 22.875 | 1 | 365 | 26.043 | 0.42072 | 26 | 0.46376
41311 | 2.86 | 1 | 365 | 3.2561 | 0.55402 | 3 | 0.81011
39337 | 7.02 | 1 | 365 | 7.9922 | 0.087144 | 8 | 0.079369
41321 | 9.625 | 1 | 365 | 10.958 | 0.056804 | 11 | 0.014805
41316 | 7.975 | 1 | 365 | 9.0795 | 0.27564 | 9 | 0.35512
41318 | 8.8 | 1 | 365 | 10.0187 | 0.16622 | 10 | 0.18496
41332 | 10.45 | 1 | 365 | 11.8973 | 0.94739 | 12 | 0.84465
41337 | 7.15 | 1 | 365 | 8.1402 | 0.38505 | 8 | 0.52528
41345 | 5.225 | 1 | 365 | 5.9486 | 0.97369 | 6 | 0.92232
41314 | 5.72 | 1 | 365 | 6.5122 | 0.10804 | 6 | 0.62023
41336 | 4.16 | 1 | 365 | 4.7361 | 0.53312 | 5 | 0.26926
41342 | 6.76 | 1 | 365 | 7.6962 | 0.49132 | 8 | 0.18754
41347 | 9.36 | 1 | 365 | 10.6563 | 0.44953 | 11 | 0.10583
34879 | 147.915 | 0.9 | 365 | 151.5603 | 0.067943 | 151 | 0.6282
44332 | 17.7 | 1 | 365 | 20.1513 | 0.5616 | 20 | 0.71294
37515 | 3.51 | 1 | 365 | 3.9961 | 0.043572 | 4 | 0.039685
41340 | 7.14 | 1 | 365 | 8.1288 | 0.36214 | 8 | 0.49098
41328 | 7.65 | 1 | 365 | 8.7095 | 0.53086 | 9 | 0.24034
39635 | 7.8 | 1 | 365 | 8.8803 | 0.8746 | 9 | 0.75485
40601 | 3.64 | 1 | 365 | 4.1441 | 0.34148 | 4 | 0.4856
43542 | 9.72 | 1 | 365 | 11.0662 | 0.27451 | 11 | 0.34067
44059 | 6.9 | 1 | 365 | 7.8556 | 0.81215 | 8 | 0.66776
44727 | 7.44 | 1 | 365 | 8.4704 | 0.049623 | 8 | 0.52002
41324 | 12.42 | 1 | 365 | 14.1401 | 0.46187 | 14 | 0.60196
41414 | 8.502 | 1 | 365 | 9.6795 | 0.48332 | 10 | 0.16279
41528 | 12.6 | 1 | 365 | 14.345 | 0.87436 | 15 | 0.21938
41554 | 8.505 | 1 | 365 | 9.6829 | 0.49019 | 10 | 0.17308
41555 | 6.867 | 1 | 365 | 7.818 | 0.73653 | 8 | 0.55456
40612 | 6.615 | 1 | 365 | 7.5311 | 0.15904 | 7 | 0.69018
40595 | 7.65 | 1 | 365 | 8.7095 | 0.53086 | 9 | 0.24034
40587 | 7.5 | 1 | 365 | 8.5387 | 0.18712 | 8 | 0.72582
40690 | 5.4 | 1 | 365 | 6.1479 | 0.37473 | 6 | 0.52259
40543 | 5.72 | 1 | 365 | 6.5122 | 0.10804 | 6 | 0.62023
40695 | 9.45 | 1 | 365 | 10.7588 | 0.65577 | 11 | 0.41454
40736 | 6.3 | 1 | 365 | 7.1725 | 0.43718 | 7 | 0.60969
40648 | 8.4 | 1 | 365 | 9.5633 | 0.24957 | 9 | 0.81292
40665 | 5.67 | 1 | 365 | 6.4553 | 0.99346 | 7 | 0.44872
40619 | 5.88 | 1 | 365 | 6.6943 | 0.4747 | 7 | 0.16904
40627 | 9.18 | 1 | 365 | 10.4514 | 0.037035 | 10 | 0.48841
40682 | 3.42 | 1 | 365 | 3.8936 | 0.83733 | 4 | 0.73097
40701 | 4.65 | 1 | 365 | 5.294 | 0.65601 | 5 | 0.95001
41602 | 10.8 | 1 | 365 | 12.2957 | 0.74945 | 13 | 0.045184
41604 | 10.71 | 1 | 365 | 12.1933 | 0.54321 | 12 | 0.73647
41605 | 9.075 | 1 | 365 | 10.3318 | 0.79642 | 11 | 0.12824
41662 | 7.15 | 1 | 365 | 8.1402 | 0.38505 | 8 | 0.52528
41663 | 8.25 | 1 | 365 | 9.3926 | 0.90583 | 10 | 0.2984
41675 | 5.1 | 1 | 365 | 5.8063 | 0.68724 | 6 | 0.49356
42402 | 11.275 | 1 | 365 | 12.8365 | 0.83797 | 13 | 0.67449
42403 | 8.5 | 1 | 365 | 9.6772 | 0.47874 | 10 | 0.15593
42408 | 7.15 | 1 | 365 | 8.1402 | 0.38505 | 8 | 0.52528
41461 | 9.45 | 1 | 365 | 10.7588 | 0.65577 | 11 | 0.41454
42533 | 7.8 | 1 | 365 | 8.8803 | 0.8746 | 9 | 0.75485
42584 | 7.83 | 1 | 365 | 8.9144 | 0.94335 | 9 | 0.85776
41859 | 5.985 | 1 | 365 | 6.8139 | 0.71532 | 7 | 0.52921
42648 | 7.02 | 1 | 365 | 7.9922 | 0.087144 | 8 | 0.079369
33942 | 13 | 1 | 365 | 14.8004 | 0.79101 | 15 | 0.59142
42655 | 2.86 | 1 | 365 | 3.2561 | 0.55402 | 3 | 0.81011
33949 | 8.84 | 1 | 365 | 10.0643 | 0.25789 | 10 | 0.32217
42668 | 3.12 | 1 | 365 | 3.5521 | 0.14984 | 3 | 0.70194
34090 | 4.68 | 1 | 365 | 5.3282 | 0.72476 | 6 | 0.052913
42702 | 5.61 | 1 | 365 | 6.3869 | 0.85597 | 7 | 0.24291
34273 | 9.1 | 1 | 365 | 10.3603 | 0.85371 | 11 | 0.214
42711 | 9.435 | 1 | 365 | 10.7417 | 0.6214 | 11 | 0.36308
41613 | 3.9 | 1 | 365 | 4.4401 | 0.9373 | 5 | 0.37743
42708 | 4.68 | 1 | 365 | 5.3282 | 0.72476 | 6 | 0.052913
42917 | 7.28 | 1 | 365 | 8.2882 | 0.68296 | 8 | 0.9712
43259 | 5.355 | 1 | 365 | 6.0966 | 0.2716 | 6 | 0.36824
43260 | 8.84 | 1 | 365 | 10.0643 | 0.25789 | 10 | 0.32217
42720 | 7.8 | 1 | 365 | 8.8803 | 0.8746 | 9 | 0.75485
43265 | 3.12 | 1 | 365 | 3.5521 | 0.14984 | 3 | 0.70194
43262 | 8.67 | 1 | 365 | 9.8707 | 0.86831 | 10 | 0.73905
43267 | 6.375 | 1 | 365 | 7.2579 | 0.60905 | 7 | 0.86695
23311 | 5.98 | 1 | 365 | 6.8082 | 0.70386 | 7 | 0.51206
23979 | 7.02 | 1 | 365 | 7.9922 | 0.087144 | 8 | 0.079369
24017 | 5.46 | 1 | 365 | 6.2162 | 0.51222 | 6 | 0.7284
24024 | 3.64 | 1 | 365 | 4.1441 | 0.34148 | 4 | 0.4856
43270 | 11.7 | 1 | 365 | 13.3204 | 0.81191 | 14 | 0.13228
24242 | 8.58 | 1 | 365 | 9.7683 | 0.66207 | 10 | 0.43034
35863 | 4.16 | 1 | 365 | 4.7361 | 0.53312 | 5 | 0.26926
28145 | 4.08 | 1 | 365 | 4.6451 | 0.34979 | 4 | 0.99485
28146 | 4.335 | 1 | 365 | 4.9354 | 0.93416 | 5 | 0.86953
43301 | 5.46 | 1 | 365 | 6.2162 | 0.51222 | 6 | 0.7284
43302 | 3.64 | 1 | 365 | 4.1441 | 0.34148 | 4 | 0.4856
43304 | 12.48 | 1 | 365 | 14.2084 | 0.59937 | 14 | 0.80777
43298 | 7.54 | 1 | 365 | 8.5842 | 0.27878 | 8 | 0.86303
43309 | 5.46 | 1 | 365 | 6.2162 | 0.51222 | 6 | 0.7284
42686 | 11.44 | 1 | 365 | 13.0244 | 0.21609 | 13 | 0.24045
43313 | 4.42 | 1 | 365 | 5.0321 | 0.12894 | 5 | 0.16108
42729 | 9.36 | 1 | 365 | 10.6563 | 0.44953 | 11 | 0.10583
43307 | 8.84 | 1 | 365 | 10.0643 | 0.25789 | 10 | 0.32217
43314 | 2.86 | 1 | 365 | 3.2561 | 0.55402 | 3 | 0.81011
42741 | 5.355 | 1 | 365 | 6.0966 | 0.2716 | 6 | 0.36824
43317 | 4.68 | 1 | 365 | 5.3282 | 0.72476 | 6 | 0.052913
42775 | 7.65 | 1 | 365 | 8.7095 | 0.53086 | 9 | 0.24034
43320 | 4.68 | 1 | 365 | 5.3282 | 0.72476 | 6 | 0.052913
25104 | 6.24 | 1 | 365 | 7.1042 | 0.29968 | 7 | 0.40388
42759 | 6.5 | 1 | 365 | 7.4002 | 0.8955 | 8 | 0.29571
25185 | 4.68 | 1 | 365 | 5.3282 | 0.72476 | 6 | 0.052913
42790 | 6.875 | 1 | 365 | 7.8271 | 0.75486 | 8 | 0.582
25195 | 4.68 | 1 | 365 | 5.3282 | 0.72476 | 6 | 0.052913
28336 | 3.38 | 1 | 365 | 3.8481 | 0.74566 | 4 | 0.59377
42795 | 4.4 | 1 | 365 | 5.0094 | 0.08311 | 5 | 0.092482
25223 | 4.16 | 1 | 365 | 4.7361 | 0.53312 | 5 | 0.26926
41355 | 7.8 | 1 | 365 | 8.8803 | 0.8746 | 9 | 0.75485
42833 | 7.28 | 1 | 365 | 8.2882 | 0.68296 | 8 | 0.9712
43319 | 10.92 | 1 | 365 | 12.4324 | 0.024447 | 12 | 0.4568
43327 | 3.9 | 1 | 365 | 4.4401 | 0.9373 | 5 | 0.37743
42834 | 4.335 | 1 | 365 | 4.9354 | 0.93416 | 5 | 0.86953
41405 | 8.58 | 1 | 365 | 9.7683 | 0.66207 | 10 | 0.43034
43326 | 3.64 | 1 | 365 | 4.1441 | 0.34148 | 4 | 0.4856
42838 | 9.1 | 1 | 365 | 10.3603 | 0.85371 | 11 | 0.214
41411 | 5.2 | 1 | 365 | 5.9202 | 0.9164 | 6 | 0.83657
43332 | 3.9 | 1 | 365 | 4.4401 | 0.9373 | 5 | 0.37743
41351 | 4.8 | 1 | 365 | 5.4648 | 0.99976 | 6 | 0.46453
43330 | 3.9 | 1 | 365 | 4.4401 | 0.9373 | 5 | 0.37743
41363 | 8.415 | 1 | 365 | 9.5804 | 0.28395 | 9 | 0.86437
43336 | 11.44 | 1 | 365 | 13.0244 | 0.21609 | 13 | 0.24045
43329 | 10.66 | 1 | 365 | 12.1363 | 0.42863 | 12 | 0.56497
43343 | 8.32 | 1 | 365 | 9.4723 | 0.066245 | 9 | 0.53851
41597 | 6.48 | 1 | 365 | 7.3774 | 0.84967 | 8 | 0.22711
43337 | 8.215 | 1 | 365 | 9.3527 | 0.82563 | 10 | 0.17835
41348 | 8.415 | 1 | 365 | 9.5804 | 0.28395 | 9 | 0.86437
41349 | 6.875 | 1 | 365 | 7.8271 | 0.75486 | 8 | 0.582
43344 | 3.12 | 1 | 365 | 3.5521 | 0.14984 | 3 | 0.70194
41367 | 6.5 | 1 | 365 | 7.4002 | 0.8955 | 8 | 0.29571
43342 | 6.12 | 1 | 365 | 6.9676 | 0.02469 | 6 | 0.99227
41388 | 6.6 | 1 | 365 | 7.5141 | 0.12467 | 7 | 0.63872
41394 | 4.95 | 1 | 365 | 5.6355 | 0.3435 | 5 | 0.97904
41684 | 5.865 | 1 | 365 | 6.6773 | 0.44033 | 7 | 0.11759
41427 | 5.75 | 1 | 365 | 6.5463 | 0.17679 | 6 | 0.72313
41425 | 7.7 | 1 | 365 | 8.7664 | 0.64544 | 9 | 0.41184
41441 | 3.924 | 1 | 365 | 4.4674 | 0.9923 | 5 | 0.45975
41520 | 6.25 | 1 | 365 | 7.1156 | 0.3226 | 7 | 0.43818
41525 | 7.975 | 1 | 365 | 9.0795 | 0.27564 | 9 | 0.35512
41446 | 9.81 | 1 | 365 | 11.1686 | 0.48075 | 11 | 0.64938
41530 | 7.15 | 1 | 365 | 8.1402 | 0.38505 | 8 | 0.52528
41537 | 4.125 | 1 | 365 | 4.6963 | 0.45292 | 5 | 0.1492
40705 | 7.848 | 1 | 365 | 8.9349 | 0.9846 | 9 | 0.9195
42036 | 9.135 | 1 | 365 | 10.4001 | 0.93391 | 11 | 0.33405
40568 | 5.46 | 1 | 365 | 6.2162 | 0.51222 | 6 | 0.7284
40660 | 7.62 | 1 | 365 | 8.6753 | 0.46211 | 9 | 0.13744
41694 | 5.775 | 1 | 365 | 6.5748 | 0.23408 | 6 | 0.80888
41582 | 9.69 | 1 | 365 | 11.032 | 0.20576 | 11 | 0.23776
41585 | 3.64 | 1 | 365 | 4.1441 | 0.34148 | 4 | 0.4856
41719 | 2.75 | 1 | 365 | 3.1309 | 0.30194 | 3 | 0.4328
41586 | 8.25 | 1 | 365 | 9.3926 | 0.90583 | 10 | 0.2984
41587 | 9.35 | 1 | 365 | 10.6449 | 0.42661 | 11 | 0.071525
41726 | 4.5 | 1 | 365 | 5.1232 | 0.31227 | 5 | 0.43549
41589 | 5.865 | 1 | 365 | 6.6773 | 0.44033 | 7 | 0.11759
41476 | 5.804 | 1 | 365 | 6.6078 | 0.30054 | 6 | 0.90836
41735 | 4.275 | 1 | 365 | 4.8671 | 0.79666 | 5 | 0.66372
41731 | 8.525 | 1 | 365 | 9.7057 | 0.53603 | 10 | 0.24168
41744 | 10.66 | 1 | 365 | 12.1363 | 0.42863 | 12 | 0.56497
41751 | 7.02 | 1 | 365 | 7.9922 | 0.087144 | 8 | 0.079369
41747 | 10 | 1 | 365 | 11.3849 | 0.91616 | 12 | 0.3011
41745 | 3.825 | 1 | 365 | 4.3547 | 0.76543 | 5 | 0.12017
41755 | 13.26 | 1 | 365 | 15.0964 | 0.38683 | 15 | 0.48325
41763 | 9.625 | 1 | 365 | 10.958 | 0.056804 | 11 | 0.014805
41758 | 7.975 | 1 | 365 | 9.0795 | 0.27564 | 9 | 0.35512
41781 | 12 | 1 | 365 | 13.6619 | 0.49939 | 14 | 0.16132
41773 | 6.25 | 1 | 365 | 7.1156 | 0.3226 | 7 | 0.43818
41792 | 5.61 | 1 | 365 | 6.3869 | 0.85597 | 7 | 0.24291
41795 | 9.075 | 1 | 365 | 10.3318 | 0.79642 | 11 | 0.12824
41804 | 3.5 | 1 | 365 | 3.9847 | 0.020656 | 4 | 0.0053836
41815 | 6.325 | 1 | 365 | 7.201 | 0.49447 | 7 | 0.69544
41821 | 6.325 | 1 | 365 | 7.201 | 0.49447 | 7 | 0.69544
41832 | 12.1 | 1 | 365 | 13.7758 | 0.72855 | 14 | 0.50433
41824 | 6.6 | 1 | 365 | 7.5141 | 0.12467 | 7 | 0.63872
41842 | 8.16 | 1 | 365 | 9.2901 | 0.69959 | 9 | 0.98969
37408 | 6 | 1 | 365 | 6.831 | 0.7497 | 7 | 0.58066
41862 | 3.85 | 1 | 365 | 4.3832 | 0.82272 | 5 | 0.20592
41866 | 4.845 | 1 | 365 | 5.516 | 0.10288 | 5 | 0.61888
41877 | 3.025 | 1 | 365 | 3.4439 | 0.93214 | 4 | 0.37608
41907 | 10.45 | 1 | 365 | 11.8973 | 0.94739 | 12 | 0.84465
41912 | 8.25 | 1 | 365 | 9.3926 | 0.90583 | 10 | 0.2984
41917 | 3.64 | 1 | 365 | 4.1441 | 0.34148 | 4 | 0.4856
41923 | 6.325 | 1 | 365 | 7.201 | 0.49447 | 7 | 0.69544
41925 | 10.175 | 1 | 365 | 11.5842 | 0.31719 | 11 | 0.90137
41933 | 6.875 | 1 | 365 | 7.8271 | 0.75486 | 8 | 0.582
41944 | 6.325 | 1 | 365 | 7.201 | 0.49447 | 7 | 0.69544
41878 | 11.75 | 1 | 365 | 13.3773 | 0.92649 | 14 | 0.30379
41950 | 4.675 | 1 | 365 | 5.3225 | 0.7133 | 6 | 0.035762
41930 | 12 | 1 | 365 | 13.6619 | 0.49939 | 14 | 0.16132
41939 | 5.72 | 1 | 365 | 6.5122 | 0.10804 | 6 | 0.62023
41955 | 7.7 | 1 | 365 | 8.7664 | 0.64544 | 9 | 0.41184
41957 | 10.75 | 1 | 365 | 12.2388 | 0.63487 | 12 | 0.87368
41964 | 5.775 | 1 | 365 | 6.5748 | 0.23408 | 6 | 0.80888
41968 | 6.05 | 1 | 365 | 6.8879 | 0.86428 | 7 | 0.75216
41971 | 3.85 | 1 | 365 | 4.3832 | 0.82272 | 5 | 0.20592
41970 | 8.25 | 1 | 365 | 9.3926 | 0.90583 | 10 | 0.2984
4341 | 10 | 1 | 365 | 11.3849 | 0.91616 | 12 | 0.3011
37635 | 5.1 | 1 | 365 | 5.8063 | 0.68724 | 6 | 0.49356
42040 | 3.025 | 1 | 365 | 3.4439 | 0.93214 | 4 | 0.37608
42045 | 8.64 | 1 | 365 | 9.8366 | 0.79956 | 10 | 0.63615
42052 | 11.275 | 1 | 365 | 12.8365 | 0.83797 | 13 | 0.67449
42060 | 9.35 | 1 | 365 | 10.6449 | 0.42661 | 11 | 0.071525
42048 | 6.6 | 1 | 365 | 7.5141 | 0.12467 | 7 | 0.63872
42061 | 11.55 | 1 | 365 | 13.1496 | 0.46816 | 13 | 0.61777
42064 | 4.125 | 1 | 365 | 4.6963 | 0.45292 | 5 | 0.1492
42067 | 3.825 | 1 | 365 | 4.3547 | 0.76543 | 5 | 0.12017
42073 | 4.4 | 1 | 365 | 5.0094 | 0.08311 | 5 | 0.092482
42675 | 10.4 | 1 | 365 | 11.8403 | 0.83281 | 12 | 0.67314
42683 | 12.48 | 1 | 365 | 14.2084 | 0.59937 | 14 | 0.80777
41876 | 9 | 1 | 365 | 10.2464 | 0.62454 | 10 | 0.87099
41481 | 13.86 | 1 | 365 | 15.7795 | 0.7618 | 16 | 0.54132
41498 | 6.475 | 1 | 365 | 7.3717 | 0.83821 | 8 | 0.20996
41536 | 6 | 1 | 365 | 6.831 | 0.7497 | 7 | 0.58066
42077 | 3.3 | 1 | 365 | 3.757 | 0.56233 | 4 | 0.31936
42840 | 4.16 | 1 | 365 | 4.7361 | 0.53312 | 5 | 0.26926
15852 | 6.375 | 1 | 365 | 7.2579 | 0.60905 | 7 | 0.86695
42070 | 4 | 1 | 365 | 4.554 | 0.16646 | 4 | 0.72044
42080 | 6.6 | 1 | 365 | 7.5141 | 0.12467 | 7 | 0.63872
22007 | 13 | 1 | 365 | 14.8004 | 0.79101 | 15 | 0.59142
42089 | 6.25 | 1 | 365 | 7.1156 | 0.3226 | 7 | 0.43818
42843 | 8.84 | 1 | 365 | 10.0643 | 0.25789 | 10 | 0.32217
22242 | 6.5 | 1 | 365 | 7.4002 | 0.8955 | 8 | 0.29571
42083 | 9.625 | 1 | 365 | 10.958 | 0.056804 | 11 | 0.014805
42090 | 7.14 | 1 | 365 | 8.1288 | 0.36214 | 8 | 0.49098
42104 | 3.3 | 1 | 365 | 3.757 | 0.56233 | 4 | 0.31936
42100 | 6.05 | 1 | 365 | 6.8879 | 0.86428 | 7 | 0.75216
42092 | 5.61 | 1 | 365 | 6.3869 | 0.85597 | 7 | 0.24291
42113 | 7.395 | 1 | 365 | 8.4192 | 0.9465 | 9 | 0.36566
42111 | 7.5 | 1 | 365 | 8.5387 | 0.18712 | 8 | 0.72582
42112 | 4.675 | 1 | 365 | 5.3225 | 0.7133 | 6 | 0.035762
42120 | 9.9 | 1 | 365 | 11.2711 | 0.687 | 11 | 0.95809
42115 | 10.5 | 1 | 365 | 11.9542 | 0.061968 | 12 | 0.016151
42129 | 12.1 | 1 | 365 | 13.7758 | 0.72855 | 14 | 0.50433
42135 | 3.57 | 1 | 365 | 4.0644 | 0.18107 | 4 | 0.24549
42131 | 9.35 | 1 | 365 | 10.6449 | 0.42661 | 11 | 0.071525
42137 | 11.55 | 1 | 365 | 13.1496 | 0.46816 | 13 | 0.61777
42140 | 5 | 1 | 365 | 5.6925 | 0.45808 | 6 | 0.15055
42151 | 11 | 1 | 365 | 12.5234 | 0.20778 | 12 | 0.73121
42849 | 12.74 | 1 | 365 | 14.5044 | 0.19519 | 14 | 0.6996
42139 | 9.435 | 1 | 365 | 10.7417 | 0.6214 | 11 | 0.36308
42162 | 9.88 | 1 | 365 | 11.2483 | 0.64117 | 11 | 0.88948
42149 | 10 | 1 | 365 | 11.3849 | 0.91616 | 12 | 0.3011
23334 | 7.8 | 1 | 365 | 8.8803 | 0.8746 | 9 | 0.75485
42165 | 5.46 | 1 | 365 | 6.2162 | 0.51222 | 6 | 0.7284
42167 | 4.16 | 1 | 365 | 4.7361 | 0.53312 | 5 | 0.26926
42148 | 5.225 | 1 | 365 | 5.9486 | 0.97369 | 6 | 0.92232
42150 | 8.8 | 1 | 365 | 10.0187 | 0.16622 | 10 | 0.18496
42176 | 5.7 | 1 | 365 | 6.4894 | 0.062211 | 6 | 0.55162
42214 | 5.565 | 1 | 365 | 6.3357 | 0.75284 | 7 | 0.08856
42182 | 5.2 | 1 | 365 | 5.9202 | 0.9164 | 6 | 0.83657
42209 | 3 | 1 | 365 | 3.4155 | 0.87485 | 4 | 0.29033
42188 | 3.64 | 1 | 365 | 4.1441 | 0.34148 | 4 | 0.4856
42850 | 7.65 | 1 | 365 | 8.7095 | 0.53086 | 9 | 0.24034
42216 | 8.525 | 1 | 365 | 9.7057 | 0.53603 | 10 | 0.24168
42152 | 12.1 | 1 | 365 | 13.7758 | 0.72855 | 14 | 0.50433
23647 | 7.28 | 1 | 365 | 8.2882 | 0.68296 | 8 | 0.9712
42207 | 10.175 | 1 | 365 | 11.5842 | 0.31719 | 11 | 0.90137
42154 | 6 | 1 | 365 | 6.831 | 0.7497 | 7 | 0.58066
42153 | 5.75 | 1 | 365 | 6.5463 | 0.17679 | 6 | 0.72313
42219 | 9.99 | 1 | 365 | 11.3736 | 0.89324 | 12 | 0.26679
42155 | 7.395 | 1 | 365 | 8.4192 | 0.9465 | 9 | 0.36566
42227 | 7.5 | 1 | 365 | 8.5387 | 0.18712 | 8 | 0.72582
42221 | 12.25 | 1 | 365 | 13.9465 | 0.072296 | 14 | 0.018843
42156 | 7.7 | 1 | 365 | 8.7664 | 0.64544 | 9 | 0.41184
42230 | 6.625 | 1 | 365 | 7.5425 | 0.18196 | 7 | 0.72448
42161 | 7.7 | 1 | 365 | 8.7664 | 0.64544 | 9 | 0.41184
42157 | 7.15 | 1 | 365 | 8.1402 | 0.38505 | 8 | 0.52528
42239 | 11.275 | 1 | 365 | 12.8365 | 0.83797 | 13 | 0.67449
42164 | 5.13 | 1 | 365 | 5.8405 | 0.75599 | 6 | 0.59646
42237 | 5.2 | 1 | 365 | 5.9202 | 0.9164 | 6 | 0.83657
42231 | 9.1 | 1 | 365 | 10.3603 | 0.85371 | 11 | 0.214
42163 | 8.25 | 1 | 365 | 9.3926 | 0.90583 | 10 | 0.2984
42168 | 4.675 | 1 | 365 | 5.3225 | 0.7133 | 6 | 0.035762
42170 | 5.61 | 1 | 365 | 6.3869 | 0.85597 | 7 | 0.24291
42169 | 7.15 | 1 | 365 | 8.1402 | 0.38505 | 8 | 0.52528
42166 | 12.1 | 1 | 365 | 13.7758 | 0.72855 | 14 | 0.50433
42172 | 6.63 | 1 | 365 | 7.5482 | 0.19341 | 7 | 0.74163
42174 | 10.71 | 1 | 365 | 12.1933 | 0.54321 | 12 | 0.73647
42177 | 10.45 | 1 | 365 | 11.8973 | 0.94739 | 12 | 0.84465
42175 | 5.2 | 1 | 365 | 5.9202 | 0.9164 | 6 | 0.83657
42173 | 4.75 | 1 | 365 | 5.4078 | 0.88518 | 6 | 0.29302
42178 | 8.16 | 1 | 365 | 9.2901 | 0.69959 | 9 | 0.98969
42181 | 5.25 | 1 | 365 | 5.9771 | 0.030984 | 6 | 0.0080754
42183 | 10.45 | 1 | 365 | 11.8973 | 0.94739 | 12 | 0.84465
41186 | 4.68 | 1 | 365 | 5.3282 | 0.72476 | 6 | 0.052913
42851 | 7.42 | 1 | 365 | 8.4476 | 0.0037907 | 8 | 0.45141
23653 | 15.08 | 1 | 365 | 17.1685 | 0.55757 | 17 | 0.72605
42854 | 8.84 | 1 | 365 | 10.0643 | 0.25789 | 10 | 0.32217
16649 | 11.475 | 1 | 365 | 13.0642 | 0.29629 | 13 | 0.36051
41547 | 11.97 | 1 | 365 | 13.6278 | 0.43064 | 14 | 0.058412
23672 | 7.8 | 1 | 365 | 8.8803 | 0.8746 | 9 | 0.75485
42845 | 7.68 | 1 | 365 | 8.7436 | 0.59961 | 9 | 0.34324
42859 | 10.92 | 1 | 365 | 12.4324 | 0.024447 | 12 | 0.4568
42245 | 4.59 | 1 | 365 | 5.2257 | 0.51852 | 5 | 0.7442
42246 | 10.175 | 1 | 365 | 11.5842 | 0.31719 | 11 | 0.90137
42243 | 11.475 | 1 | 365 | 13.0642 | 0.29629 | 13 | 0.36051
42247 | 10.5 | 1 | 365 | 11.9542 | 0.061968 | 12 | 0.016151
24851 | 9.1 | 1 | 365 | 10.3603 | 0.85371 | 11 | 0.214
42250 | 8.8 | 1 | 365 | 10.0187 | 0.16622 | 10 | 0.18496
42866 | 5.98 | 1 | 365 | 6.8082 | 0.70386 | 7 | 0.51206
42251 | 8.8 | 1 | 365 | 10.0187 | 0.16622 | 10 | 0.18496
42253 | 9.35 | 1 | 365 | 10.6449 | 0.42661 | 11 | 0.071525
42861 | 8.06 | 1 | 365 | 9.1763 | 0.47042 | 9 | 0.64668
42255 | 5 | 1 | 365 | 5.6925 | 0.45808 | 6 | 0.15055
42258 | 4.5 | 1 | 365 | 5.1232 | 0.31227 | 5 | 0.43549
27572 | 5.46 | 1 | 365 | 6.2162 | 0.51222 | 6 | 0.7284
21526 | 7.8 | 1 | 365 | 8.8803 | 0.8746 | 9 | 0.75485
42252 | 11.5 | 1 | 365 | 13.0927 | 0.35358 | 13 | 0.44626
42260 | 10.5 | 1 | 365 | 11.9542 | 0.061968 | 12 | 0.016151
42261 | 3.06 | 1 | 365 | 3.4838 | 0.012345 | 3 | 0.49614
42262 | 4.88 | 1 | 365 | 5.5558 | 0.18309 | 5 | 0.73893
41300 | 16.5 | 1 | 365 | 18.7851 | 0.81166 | 19 | 0.59681
40669 | 4.48 | 1 | 365 | 5.1005 | 0.26644 | 5 | 0.36689
42277 | 4.335 | 1 | 365 | 4.9354 | 0.93416 | 5 | 0.86953
42286 | 3.575 | 1 | 365 | 4.0701 | 0.19253 | 4 | 0.26264
42291 | 5.775 | 1 | 365 | 6.5748 | 0.23408 | 6 | 0.80888
42876 | 8.32 | 1 | 365 | 9.4723 | 0.066245 | 9 | 0.53851
42293 | 8.8 | 1 | 365 | 10.0187 | 0.16622 | 10 | 0.18496
42295 | 5.775 | 1 | 365 | 6.5748 | 0.23408 | 6 | 0.80888
42313 | 9.9 | 1 | 365 | 11.2711 | 0.687 | 11 | 0.95809
42321 | 9.88 | 1 | 365 | 11.2483 | 0.64117 | 11 | 0.88948
42874 | 9.1 | 1 | 365 | 10.3603 | 0.85371 | 11 | 0.214
42315 | 14.535 | 1 | 365 | 16.548 | 0.30864 | 16 | 0.85664
42185 | 6.325 | 1 | 365 | 7.201 | 0.49447 | 7 | 0.69544
21700 | 4.16 | 1 | 365 | 4.7361 | 0.53312 | 5 | 0.26926
42323 | 2.08 | 1 | 365 | 2.3681 | 0.76656 | 3 | 0.13463
42184 | 16 | 1 | 365 | 18.2159 | 0.66586 | 18 | 0.88175
22032 | 9.36 | 1 | 365 | 10.6563 | 0.44953 | 11 | 0.10583
32220 | 12.22 | 1 | 365 | 13.9124 | 0.0035475 | 13 | 0.91594
42190 | 2.75 | 1 | 365 | 3.1309 | 0.30194 | 3 | 0.4328
42326 | 4.68 | 1 | 365 | 5.3282 | 0.72476 | 6 | 0.052913
42879 | 6.76 | 1 | 365 | 7.6962 | 0.49132 | 8 | 0.18754
42328 | 6.76 | 1 | 365 | 7.6962 | 0.49132 | 8 | 0.18754
42187 | 7.15 | 1 | 365 | 8.1402 | 0.38505 | 8 | 0.52528
42330 | 8.84 | 1 | 365 | 10.0643 | 0.25789 | 10 | 0.32217
42191 | 6.25 | 1 | 365 | 7.1156 | 0.3226 | 7 | 0.43818
42331 | 3.64 | 1 | 365 | 4.1441 | 0.34148 | 4 | 0.4856
42192 | 12 | 1 | 365 | 13.6619 | 0.49939 | 14 | 0.16132
42196 | 7 | 1 | 365 | 7.9695 | 0.041312 | 8 | 0.010767
42882 | 3.64 | 1 | 365 | 4.1441 | 0.34148 | 4 | 0.4856
42201 | 6.6 | 1 | 365 | 7.5141 | 0.12467 | 7 | 0.63872
43076 | 13.52 | 1 | 365 | 15.3924 | 0.98265 | 16 | 0.37508
42199 | 8.67 | 1 | 365 | 9.8707 | 0.86831 | 10 | 0.73905
41572 | 9.45 | 1 | 365 | 10.7588 | 0.65577 | 11 | 0.41454
42202 | 10.6 | 1 | 365 | 12.068 | 0.29113 | 12 | 0.35916
43087 | 5.1 | 1 | 365 | 5.8063 | 0.68724 | 6 | 0.49356
43092 | 3 | 1 | 365 | 3.4155 | 0.87485 | 4 | 0.29033
42881 | 9.18 | 1 | 365 | 10.4514 | 0.037035 | 10 | 0.48841
43095 | 11.73 | 1 | 365 | 13.3545 | 0.88066 | 14 | 0.23519
42889 | 3.9 | 1 | 365 | 4.4401 | 0.9373 | 5 | 0.37743
43107 | 7.7 | 1 | 365 | 8.7664 | 0.64544 | 9 | 0.41184
43111 | 3.825 | 1 | 365 | 4.3547 | 0.76543 | 5 | 0.12017
43108 | 6.24 | 1 | 365 | 7.1042 | 0.29968 | 7 | 0.40388
31226 | 6.12 | 1 | 365 | 6.9676 | 0.02469 | 6 | 0.99227
41905 | 5.13 | 1 | 365 | 5.8405 | 0.75599 | 6 | 0.59646
43125 | 5.1 | 1 | 365 | 5.8063 | 0.68724 | 6 | 0.49356
42886 | 5.46 | 1 | 365 | 6.2162 | 0.51222 | 6 | 0.7284
43164 | 6 | 1 | 365 | 6.831 | 0.7497 | 7 | 0.58066
43173 | 9.18 | 1 | 365 | 10.4514 | 0.037035 | 10 | 0.48841
31390 | 3.38 | 1 | 365 | 3.8481 | 0.74566 | 4 | 0.59377
32221 | 8.06 | 1 | 365 | 9.1763 | 0.47042 | 9 | 0.64668
41969 | 12 | 1 | 365 | 13.6619 | 0.49939 | 14 | 0.16132
31378 | 6.76 | 1 | 365 | 7.6962 | 0.49132 | 8 | 0.18754
32520 | 3.9 | 1 | 365 | 4.4401 | 0.9373 | 5 | 0.37743
41962 | 8.85 | 1 | 365 | 10.0757 | 0.2808 | 10 | 0.35647
32545 | 4.16 | 1 | 365 | 4.7361 | 0.53312 | 5 | 0.26926
41985 | 7.905 | 1 | 365 | 8.9998 | 0.11522 | 9 | 0.11502
42010 | 6.6 | 1 | 365 | 7.5141 | 0.12467 | 7 | 0.63872
43324 | 5.72 | 1 | 365 | 6.5122 | 0.10804 | 6 | 0.62023
42041 | 4.5 | 1 | 365 | 5.1232 | 0.31227 | 5 | 0.43549
42062 | 11.025 | 1 | 365 | 12.5519 | 0.26507 | 12 | 0.81696
42087 | 7.2 | 1 | 365 | 8.1972 | 0.49964 | 8 | 0.69679
36375 | 2.34 | 1 | 365 | 2.6641 | 0.36238 | 3 | 0.026456
42107 | 11.4 | 1 | 365 | 12.9788 | 0.12442 | 13 | 0.10325
32245 | 8.58 | 1 | 365 | 9.7683 | 0.66207 | 10 | 0.43034
43359 | 3.6 | 1 | 365 | 4.0986 | 0.24982 | 4 | 0.34839
15906 | 8.415 | 1 | 365 | 9.5804 | 0.28395 | 9 | 0.86437
43367 | 9.36 | 1 | 365 | 10.6563 | 0.44953 | 11 | 0.10583
27437 | 7.395 | 1 | 365 | 8.4192 | 0.9465 | 9 | 0.36566
43377 | 5.4 | 1 | 365 | 6.1479 | 0.37473 | 6 | 0.52259
16778 | 8.67 | 1 | 365 | 9.8707 | 0.86831 | 10 | 0.73905
43383 | 8.4 | 1 | 365 | 9.5633 | 0.24957 | 9 | 0.81292
43387 | 8.7 | 1 | 365 | 9.9049 | 0.93706 | 10 | 0.84195
43404 | 3.3 | 1 | 365 | 3.757 | 0.56233 | 4 | 0.31936
43415 | 5.4 | 1 | 365 | 6.1479 | 0.37473 | 6 | 0.52259
22228 | 4.42 | 1 | 365 | 5.0321 | 0.12894 | 5 | 0.16108
29058 | 9.88 | 1 | 365 | 11.2483 | 0.64117 | 11 | 0.88948
43408 | 14.88 | 1 | 365 | 16.9408 | 0.099246 | 17 | 0.040031
22224 | 4.94 | 1 | 365 | 5.6242 | 0.32058 | 5 | 0.94474
22741 | 9.88 | 1 | 365 | 11.2483 | 0.64117 | 11 | 0.88948
22307 | 4.94 | 1 | 365 | 5.6242 | 0.32058 | 5 | 0.94474
27169 | 5.72 | 1 | 365 | 6.5122 | 0.10804 | 6 | 0.62023
43156 | 6.885 | 1 | 365 | 7.8385 | 0.77778 | 8 | 0.6163
42847 | 8.58 | 1 | 365 | 9.7683 | 0.66207 | 10 | 0.43034
31932 | 4.68 | 1 | 365 | 5.3282 | 0.72476 | 6 | 0.052913
31221 | 4.94 | 1 | 365 | 5.6242 | 0.32058 | 5 | 0.94474
43517 | 13 | 1 | 365 | 14.8004 | 0.79101 | 15 | 0.59142
42839 | 2.08 | 1 | 365 | 2.3681 | 0.76656 | 3 | 0.13463
43536 | 4.2 | 1 | 365 | 4.7817 | 0.62479 | 5 | 0.40646
41864 | 6 | 1 | 365 | 6.831 | 0.7497 | 7 | 0.58066
43545 | 24.9 | 1 | 365 | 28.3485 | 0.061238 | 28 | 0.40973
43568 | 7.8 | 1 | 365 | 8.8803 | 0.8746 | 9 | 0.75485
43577 | 14.28 | 1 | 365 | 16.2577 | 0.72428 | 16 | 0.98197
43578 | 9.18 | 1 | 365 | 10.4514 | 0.037035 | 10 | 0.48841
43579 | 11.59 | 1 | 365 | 13.1951 | 0.55983 | 13 | 0.75497
43352 | 7.28 | 1 | 365 | 8.2882 | 0.68296 | 8 | 0.9712
42114 | 4.59 | 1 | 365 | 5.2257 | 0.51852 | 5 | 0.7442
43347 | 8.84 | 1 | 365 | 10.0643 | 0.25789 | 10 | 0.32217
43363 | 11.44 | 1 | 365 | 13.0244 | 0.21609 | 13 | 0.24045
43354 | 10.14 | 1 | 365 | 11.5443 | 0.23699 | 11 | 0.78131
43360 | 8.925 | 1 | 365 | 10.1611 | 0.45267 | 10 | 0.61373
43425 | 5.2 | 1 | 365 | 5.9202 | 0.9164 | 6 | 0.83657
43364 | 6.24 | 1 | 365 | 7.1042 | 0.29968 | 7 | 0.40388
43610 | 7.8 | 1 | 365 | 8.8803 | 0.8746 | 9 | 0.75485
43381 | 6.5 | 1 | 365 | 7.4002 | 0.8955 | 8 | 0.29571
43380 | 8.415 | 1 | 365 | 9.5804 | 0.28395 | 9 | 0.86437
43615 | 10.8 | 1 | 365 | 12.2957 | 0.74945 | 13 | 0.045184
43394 | 2.08 | 1 | 365 | 2.3681 | 0.76656 | 3 | 0.13463
43392 | 8.84 | 1 | 365 | 10.0643 | 0.25789 | 10 | 0.32217
43395 | 10.4 | 1 | 365 | 11.8403 | 0.83281 | 12 | 0.67314
44173 | 11.7 | 1 | 365 | 13.3204 | 0.81191 | 14 | 0.13228
43400 | 4.59 | 1 | 365 | 5.2257 | 0.51852 | 5 | 0.7442
43632 | 5.46 | 1 | 365 | 6.2162 | 0.51222 | 6 | 0.7284
44174 | 4.4 | 1 | 365 | 5.0094 | 0.08311 | 5 | 0.092482
43436 | 7.54 | 1 | 365 | 8.5842 | 0.27878 | 8 | 0.86303
44185 | 7.44 | 1 | 365 | 8.4704 | 0.049623 | 8 | 0.52002
43439 | 11.7 | 1 | 365 | 13.3204 | 0.81191 | 14 | 0.13228
44205 | 2.475 | 1 | 365 | 2.8178 | 0.67175 | 3 | 0.48952
43450 | 4.94 | 1 | 365 | 5.6242 | 0.32058 | 5 | 0.94474
44207 | 11.77 | 1 | 365 | 13.4001 | 0.97232 | 14 | 0.37239
43483 | 4.42 | 1 | 365 | 5.0321 | 0.12894 | 5 | 0.16108
44044 | 6.24 | 1 | 365 | 7.1042 | 0.29968 | 7 | 0.40388
43492 | 10.4 | 1 | 365 | 11.8403 | 0.83281 | 12 | 0.67314
44046 | 10.5 | 1 | 365 | 11.9542 | 0.061968 | 12 | 0.016151
43497 | 7.54 | 1 | 365 | 8.5842 | 0.27878 | 8 | 0.86303
44063 | 6.9 | 1 | 365 | 7.8556 | 0.81215 | 8 | 0.66776
44001 | 7.02 | 1 | 365 | 7.9922 | 0.087144 | 8 | 0.079369
43502 | 9.88 | 1 | 365 | 11.2483 | 0.64117 | 11 | 0.88948
41819 | 7.56 | 1 | 365 | 8.607 | 0.32462 | 8 | 0.93163
43636 | 1.55 | 1 | 365 | 1.7647 | 0.552 | 2 | 0.31667
43504 | 10.66 | 1 | 365 | 12.1363 | 0.42863 | 12 | 0.56497
43511 | 3.9 | 1 | 365 | 4.4401 | 0.9373 | 5 | 0.37743
43508 | 15.9 | 1 | 365 | 18.102 | 0.43669 | 18 | 0.53874
43655 | 6.84 | 1 | 365 | 7.7873 | 0.67465 | 8 | 0.46195
44068 | 3.64 | 1 | 365 | 4.1441 | 0.34148 | 4 | 0.4856
43538 | 7.54 | 1 | 365 | 8.5842 | 0.27878 | 8 | 0.86303
43560 | 12.48 | 1 | 365 | 14.2084 | 0.59937 | 14 | 0.80777
44077 | 7.194 | 1 | 365 | 8.1903 | 0.48589 | 8 | 0.67621
43570 | 5.2 | 1 | 365 | 5.9202 | 0.9164 | 6 | 0.83657
44081 | 5.13 | 1 | 365 | 5.8405 | 0.75599 | 6 | 0.59646
44443 | 4.94 | 1 | 365 | 5.6242 | 0.32058 | 5 | 0.94474
44083 | 9.12 | 1 | 365 | 10.3831 | 0.89954 | 11 | 0.2826
44444 | 6.24 | 1 | 365 | 7.1042 | 0.29968 | 7 | 0.40388
43614 | 3.24 | 1 | 365 | 3.6887 | 0.42484 | 4 | 0.11356
44085 | 6.48 | 1 | 365 | 7.3774 | 0.84967 | 8 | 0.22711
44086 | 6.48 | 1 | 365 | 7.3774 | 0.84967 | 8 | 0.22711
44445 | 10.66 | 1 | 365 | 12.1363 | 0.42863 | 12 | 0.56497
44088 | 5.94 | 1 | 365 | 6.7627 | 0.6122 | 7 | 0.37485
43662 | 8.7 | 1 | 365 | 9.9049 | 0.93706 | 10 | 0.84195
44449 | 2.34 | 1 | 365 | 2.6641 | 0.36238 | 3 | 0.026456
27368 | 5.75 | 1 | 365 | 6.5463 | 0.17679 | 6 | 0.72313
14452 | 14 | 1 | 365 | 15.9389 | 0.082624 | 16 | 0.021534
44089 | 11.34 | 1 | 365 | 12.9105 | 0.98693 | 13 | 0.89744
43109 | 4.335 | 1 | 365 | 4.9354 | 0.93416 | 5 | 0.86953
44455 | 6.5 | 1 | 365 | 7.4002 | 0.8955 | 8 | 0.29571
44090 | 7.02 | 1 | 365 | 7.9922 | 0.087144 | 8 | 0.079369
14590 | 9.945 | 1 | 365 | 11.3223 | 0.79012 | 12 | 0.11244
44091 | 9.18 | 1 | 365 | 10.4514 | 0.037035 | 10 | 0.48841
27424 | 5.355 | 1 | 365 | 6.0966 | 0.2716 | 6 | 0.36824
44407 | 6.24 | 1 | 365 | 7.1042 | 0.29968 | 7 | 0.40388
15779 | 7.905 | 1 | 365 | 8.9998 | 0.11522 | 9 | 0.11502
44283 | 9.12 | 1 | 365 | 10.3831 | 0.89954 | 11 | 0.2826
27426 | 14.025 | 1 | 365 | 15.9674 | 0.13991 | 16 | 0.10729
44312 | 3.3 | 1 | 365 | 3.757 | 0.56233 | 4 | 0.31936
44292 | 8.04 | 1 | 365 | 9.1535 | 0.42459 | 9 | 0.57808
17512 | 8.06 | 1 | 365 | 9.1763 | 0.47042 | 9 | 0.64668
44457 | 7.8 | 1 | 365 | 8.8803 | 0.8746 | 9 | 0.75485
44305 | 5.5 | 1 | 365 | 6.2617 | 0.60389 | 6 | 0.8656
43674 | 10.66 | 1 | 365 | 12.1363 | 0.42863 | 12 | 0.56497
44454 | 4.16 | 1 | 365 | 4.7361 | 0.53312 | 5 | 0.26926
44304 | 10.92 | 1 | 365 | 12.4324 | 0.024447 | 12 | 0.4568
44458 | 9.88 | 1 | 365 | 11.2483 | 0.64117 | 11 | 0.88948
43685 | 6.24 | 1 | 365 | 7.1042 | 0.29968 | 7 | 0.40388
18281 | 5.2 | 1 | 365 | 5.9202 | 0.9164 | 6 | 0.83657
44459 | 9.88 | 1 | 365 | 11.2483 | 0.64117 | 11 | 0.88948
25525 | 3.64 | 1 | 365 | 4.1441 | 0.34148 | 4 | 0.4856
18634 | 5.46 | 1 | 365 | 6.2162 | 0.51222 | 6 | 0.7284
25545 | 4.68 | 1 | 365 | 5.3282 | 0.72476 | 6 | 0.052913
27618 | 6.76 | 1 | 365 | 7.6962 | 0.49132 | 8 | 0.18754
44320 | 5.72 | 1 | 365 | 6.5122 | 0.10804 | 6 | 0.62023
20435 | 8.5 | 1 | 365 | 9.6772 | 0.47874 | 10 | 0.15593
26683 | 9.1 | 1 | 365 | 10.3603 | 0.85371 | 11 | 0.214
44460 | 4.42 | 1 | 365 | 5.0321 | 0.12894 | 5 | 0.16108
20503 | 9.88 | 1 | 365 | 11.2483 | 0.64117 | 11 | 0.88948
43696 | 7.8 | 1 | 365 | 8.8803 | 0.8746 | 9 | 0.75485
20601 | 4.86 | 1 | 365 | 5.5331 | 0.13725 | 5 | 0.67033
33557 | 9.36 | 1 | 365 | 10.6563 | 0.44953 | 11 | 0.10583
44323 | 9.156 | 1 | 365 | 10.424 | 0.98204 | 11 | 0.40608
22546 | 6.24 | 1 | 365 | 7.1042 | 0.29968 | 7 | 0.40388
27519 | 15.34 | 1 | 365 | 17.4645 | 0.15339 | 17 | 0.61788
44324 | 10.92 | 1 | 365 | 12.4324 | 0.024447 | 12 | 0.4568
35274 | 58.31 | 0.9 | 365 | 59.747 | 0.26172 | 60 | 0.0087217
26842 | 10.92 | 1 | 365 | 12.4324 | 0.024447 | 12 | 0.4568
44329 | 9.36 | 1 | 365 | 10.6563 | 0.44953 | 11 | 0.10583
26854 | 8.06 | 1 | 365 | 9.1763 | 0.47042 | 9 | 0.64668
44462 | 4.16 | 1 | 365 | 4.7361 | 0.53312 | 5 | 0.26926
33565 | 7.8 | 1 | 365 | 8.8803 | 0.8746 | 9 | 0.75485
44461 | 7.685 | 1 | 365 | 8.7493 | 0.61107 | 9 | 0.36039
44463 | 10.66 | 1 | 365 | 12.1363 | 0.42863 | 12 | 0.56497
33869 | 11.7 | 1 | 365 | 13.3204 | 0.81191 | 14 | 0.13228
44466 | 5.36 | 1 | 365 | 6.1023 | 0.28306 | 6 | 0.38539
33963 | 5.72 | 1 | 365 | 6.5122 | 0.10804 | 6 | 0.62023
44436 | 12.74 | 1 | 365 | 14.5044 | 0.19519 | 14 | 0.6996
44426 | 3.06 | 1 | 365 | 3.4838 | 0.012345 | 3 | 0.49614
44232 | 6.24 | 1 | 365 | 7.1042 | 0.29968 | 7 | 0.40388
32731 | 10.14 | 1 | 365 | 11.5443 | 0.23699 | 11 | 0.78131
44218 | 6.875 | 1 | 365 | 7.8271 | 0.75486 | 8 | 0.582
34193 | 4.94 | 1 | 365 | 5.6242 | 0.32058 | 5 | 0.94474
43749 | 8.1 | 1 | 365 | 9.2218 | 0.56209 | 9 | 0.78389
34409 | 7.28 | 1 | 365 | 8.2882 | 0.68296 | 8 | 0.9712
44401 | 5.94 | 1 | 365 | 6.7627 | 0.6122 | 7 | 0.37485
35942 | 4.42 | 1 | 365 | 5.0321 | 0.12894 | 5 | 0.16108
44423 | 7.65 | 1 | 365 | 8.7095 | 0.53086 | 9 | 0.24034
35959 | 5.72 | 1 | 365 | 6.5122 | 0.10804 | 6 | 0.62023
44342 | 11.04 | 1 | 365 | 12.569 | 0.29944 | 12 | 0.86841
44247 | 16.53 | 1 | 365 | 18.8193 | 0.88041 | 19 | 0.69971
44249 | 13.52 | 1 | 365 | 15.3924 | 0.98265 | 16 | 0.37508
43051 | 5.46 | 1 | 365 | 6.2162 | 0.51222 | 6 | 0.7284
44252 | 5.46 | 1 | 365 | 6.2162 | 0.51222 | 6 | 0.7284
43723 | 3.12 | 1 | 365 | 3.5521 | 0.14984 | 3 | 0.70194
44254 | 5.72 | 1 | 365 | 6.5122 | 0.10804 | 6 | 0.62023
43727 | 7.28 | 1 | 365 | 8.2882 | 0.68296 | 8 | 0.9712
44262 | 8.32 | 1 | 365 | 9.4723 | 0.066245 | 9 | 0.53851
44264 | 11.44 | 1 | 365 | 13.0244 | 0.21609 | 13 | 0.24045
44345 | 2.75 | 1 | 365 | 3.1309 | 0.30194 | 3 | 0.4328
44265 | 8.84 | 1 | 365 | 10.0643 | 0.25789 | 10 | 0.32217
43102 | 5.46 | 1 | 365 | 6.2162 | 0.51222 | 6 | 0.7284
44266 | 4.68 | 1 | 365 | 5.3282 | 0.72476 | 6 | 0.052913
35989 | 8.58 | 1 | 365 | 9.7683 | 0.66207 | 10 | 0.43034
44268 | 5.2 | 1 | 365 | 5.9202 | 0.9164 | 6 | 0.83657
44347 | 15 | 1 | 365 | 17.0774 | 0.37424 | 17 | 0.45164
44271 | 5.72 | 1 | 365 | 6.5122 | 0.10804 | 6 | 0.62023
43458 | 5.2 | 1 | 365 | 5.9202 | 0.9164 | 6 | 0.83657
44438 | 6.76 | 1 | 365 | 7.6962 | 0.49132 | 8 | 0.18754
44440 | 11.96 | 1 | 365 | 13.6164 | 0.40773 | 14 | 0.024111
43106 | 2.6 | 1 | 365 | 2.9601 | 0.9582 | 3 | 0.91828
37786 | 8.58 | 1 | 365 | 9.7683 | 0.66207 | 10 | 0.43034
39124 | 11.18 | 1 | 365 | 12.7284 | 0.62027 | 13 | 0.34863
42904 | 11.96 | 1 | 365 | 13.6164 | 0.40773 | 14 | 0.024111
32866 | 7.28 | 1 | 365 | 8.2882 | 0.68296 | 8 | 0.9712
43809 | 13.26 | 1 | 365 | 15.0964 | 0.38683 | 15 | 0.48325
43812 | 4.16 | 1 | 365 | 4.7361 | 0.53312 | 5 | 0.26926
44354 | 3.35 | 1 | 365 | 3.814 | 0.67691 | 4 | 0.49087
43823 | 7.8 | 1 | 365 | 8.8803 | 0.8746 | 9 | 0.75485
43851 | 5.25 | 1 | 365 | 5.9771 | 0.030984 | 6 | 0.0080754
44464 | 5.98 | 1 | 365 | 6.8082 | 0.70386 | 7 | 0.51206
43855 | 3.315 | 1 | 365 | 3.7741 | 0.59671 | 4 | 0.37081
44467 | 5.2 | 1 | 365 | 5.9202 | 0.9164 | 6 | 0.83657
43857 | 6.375 | 1 | 365 | 7.2579 | 0.60905 | 7 | 0.86695
43862 | 5.865 | 1 | 365 | 6.6773 | 0.44033 | 7 | 0.11759
44358 | 3.99 | 1 | 365 | 4.5426 | 0.14355 | 4 | 0.68614
43863 | 6.12 | 1 | 365 | 6.9676 | 0.02469 | 6 | 0.99227
43899 | 8.175 | 1 | 365 | 9.3072 | 0.73396 | 10 | 0.041146
43877 | 7.14 | 1 | 365 | 8.1288 | 0.36214 | 8 | 0.49098
43865 | 10 | 1 | 365 | 11.3849 | 0.91616 | 12 | 0.3011
44375 | 6.54 | 1 | 365 | 7.4457 | 0.98717 | 8 | 0.43292
43868 | 4.845 | 1 | 365 | 5.516 | 0.10288 | 5 | 0.61888
44382 | 7.56 | 1 | 365 | 8.607 | 0.32462 | 8 | 0.93163
43870 | 10.25 | 1 | 365 | 11.6696 | 0.48906 | 12 | 0.15862
44813 | 5.72 | 1 | 365 | 6.5122 | 0.10804 | 6 | 0.62023
43879 | 5.75 | 1 | 365 | 6.5463 | 0.17679 | 6 | 0.72313
44798 | 4.68 | 1 | 365 | 5.3282 | 0.72476 | 6 | 0.052913
44564 | 5.2 | 1 | 365 | 5.9202 | 0.9164 | 6 | 0.83657
43423 | 8.502 | 1 | 365 | 9.6795 | 0.48332 | 10 | 0.16279
43960 | 5.795 | 1 | 365 | 6.5976 | 0.27991 | 6 | 0.87749
44390 | 6.71 | 1 | 365 | 7.6393 | 0.37674 | 8 | 0.016035
43986 | 9.6 | 1 | 365 | 10.9295 | 0.99951 | 11 | 0.92905
44403 | 6.3 | 1 | 365 | 7.1725 | 0.43718 | 7 | 0.60969
43457 | 8.32 | 1 | 365 | 9.4723 | 0.066245 | 9 | 0.53851
44421 | 5.13 | 1 | 365 | 5.8405 | 0.75599 | 6 | 0.59646
44631 | 5.4 | 1 | 365 | 6.1479 | 0.37473 | 6 | 0.52259
24106 | 4.08 | 1 | 365 | 4.6451 | 0.34979 | 4 | 0.99485
44701 | 7.5 | 1 | 365 | 8.5387 | 0.18712 | 8 | 0.72582
44714 | 6 | 1 | 365 | 6.831 | 0.7497 | 7 | 0.58066
44718 | 4 | 1 | 365 | 4.554 | 0.16646 | 4 | 0.72044
44724 | 4.88 | 1 | 365 | 5.5558 | 0.18309 | 5 | 0.73893
44734 | 5.4 | 1 | 365 | 6.1479 | 0.37473 | 6 | 0.52259
44741 | 4.845 | 1 | 365 | 5.516 | 0.10288 | 5 | 0.61888
44470 | 10.36 | 1 | 365 | 11.7948 | 0.74114 | 12 | 0.53594
44473 | 6.54 | 1 | 365 | 7.4457 | 0.98717 | 8 | 0.43292
44477 | 4.578 | 1 | 365 | 5.212 | 0.49102 | 5 | 0.70304
44498 | 3 | 1 | 365 | 3.4155 | 0.87485 | 4 | 0.29033
44041 | 7.54 | 1 | 365 | 8.5842 | 0.27878 | 8 | 0.86303
33808 | 8.58 | 1 | 365 | 9.7683 | 0.66207 | 10 | 0.43034
21536 | 10.445 | 1 | 365 | 11.8916 | 0.93593 | 12 | 0.82749
31771 | 2.34 | 1 | 365 | 2.6641 | 0.36238 | 3 | 0.026456
43998 | 8.58 | 1 | 365 | 9.7683 | 0.66207 | 10 | 0.43034
32214 | 3.64 | 1 | 365 | 4.1441 | 0.34148 | 4 | 0.4856
30857 | 4.94 | 1 | 365 | 5.6242 | 0.32058 | 5 | 0.94474
32438 | 5.355 | 1 | 365 | 6.0966 | 0.2716 | 6 | 0.36824
37681 | 3.12 | 1 | 365 | 3.5521 | 0.14984 | 3 | 0.70194
41080 | 2.86 | 1 | 365 | 3.2561 | 0.55402 | 3 | 0.81011
43257 | 12.22 | 1 | 365 | 13.9124 | 0.0035475 | 13 | 0.91594
43663 | 5.2 | 1 | 365 | 5.9202 | 0.9164 | 6 | 0.83657
43668 | 8.58 | 1 | 365 | 9.7683 | 0.66207 | 10 | 0.43034
44623 | 11.44 | 1 | 365 | 13.0244 | 0.21609 | 13 | 0.24045
42392 | 5.46 | 1 | 365 | 6.2162 | 0.51222 | 6 | 0.7284
21086 | 10.92 | 1 | 365 | 12.4324 | 0.024447 | 12 | 0.4568
21285 | 9.1 | 1 | 365 | 10.3603 | 0.85371 | 11 | 0.214
21517 | 8.06 | 1 | 365 | 9.1763 | 0.47042 | 9 | 0.64668
21288 | 4.16 | 1 | 365 | 4.7361 | 0.53312 | 5 | 0.26926
21513 | 5.2 | 1 | 365 | 5.9202 | 0.9164 | 6 | 0.83657
44596 | 12.22 | 1 | 365 | 13.9124 | 0.0035475 | 13 | 0.91594
44597 | 5.72 | 1 | 365 | 6.5122 | 0.10804 | 6 | 0.62023
44608 | 5.72 | 1 | 365 | 6.5122 | 0.10804 | 6 | 0.62023
44603 | 6.5 | 1 | 365 | 7.4002 | 0.8955 | 8 | 0.29571
44626 | 4.94 | 1 | 365 | 5.6242 | 0.32058 | 5 | 0.94474
44643 | 2.86 | 1 | 365 | 3.2561 | 0.55402 | 3 | 0.81011
44676 | 8.925 | 1 | 365 | 10.1611 | 0.45267 | 10 | 0.61373
44650 | 9.36 | 1 | 365 | 10.6563 | 0.44953 | 11 | 0.10583
44645 | 12.22 | 1 | 365 | 13.9124 | 0.0035475 | 13 | 0.91594
44690 | 8.32 | 1 | 365 | 9.4723 | 0.066245 | 9 | 0.53851
44692 | 8.06 | 1 | 365 | 9.1763 | 0.47042 | 9 | 0.64668
44696 | 7.54 | 1 | 365 | 8.5842 | 0.27878 | 8 | 0.86303
44695 | 11.7 | 1 | 365 | 13.3204 | 0.81191 | 14 | 0.13228
44719 | 6.24 | 1 | 365 | 7.1042 | 0.29968 | 7 | 0.40388
44722 | 7.8 | 1 | 365 | 8.8803 | 0.8746 | 9 | 0.75485
44691 | 12.495 | 1 | 365 | 14.2255 | 0.63374 | 14 | 0.85922
44742 | 11.96 | 1 | 365 | 13.6164 | 0.40773 | 14 | 0.024111
44728 | 9.62 | 1 | 365 | 10.9523 | 0.045346 | 10 | 0.99765
43666 | 6.76 | 1 | 365 | 7.6962 | 0.49132 | 8 | 0.18754
44198 | 5.98 | 1 | 365 | 6.8082 | 0.70386 | 7 | 0.51206
44124 | 11.44 | 1 | 365 | 13.0244 | 0.21609 | 13 | 0.24045
44133 | 4.75 | 1 | 365 | 5.4078 | 0.88518 | 6 | 0.29302
44811 | 4.68 | 1 | 365 | 5.3282 | 0.72476 | 6 | 0.052913
44815 | 8.925 | 1 | 365 | 10.1611 | 0.45267 | 10 | 0.61373
44773 | 4.94 | 1 | 365 | 5.6242 | 0.32058 | 5 | 0.94474
44816 | 7.02 | 1 | 365 | 7.9922 | 0.087144 | 8 | 0.079369
44820 | 6.76 | 1 | 365 | 7.6962 | 0.49132 | 8 | 0.18754
44828 | 9.1 | 1 | 365 | 10.3603 | 0.85371 | 11 | 0.214
44840 | 7.54 | 1 | 365 | 8.5842 | 0.27878 | 8 | 0.86303
44842 | 3.64 | 1 | 365 | 4.1441 | 0.34148 | 4 | 0.4856
44846 | 2.86 | 1 | 365 | 3.2561 | 0.55402 | 3 | 0.81011
44843 | 11.475 | 1 | 365 | 13.0642 | 0.29629 | 13 | 0.36051
44832 | 7.02 | 1 | 365 | 7.9922 | 0.087144 | 8 | 0.079369
44844 | 7.28 | 1 | 365 | 8.2882 | 0.68296 | 8 | 0.9712
44849 | 4.16 | 1 | 365 | 4.7361 | 0.53312 | 5 | 0.26926
44847 | 11.44 | 1 | 365 | 13.0244 | 0.21609 | 13 | 0.24045
44848 | 9.62 | 1 | 365 | 10.9523 | 0.045346 | 10 | 0.99765
44851 | 4.68 | 1 | 365 | 5.3282 | 0.72476 | 6 | 0.052913
44859 | 4.16 | 1 | 365 | 4.7361 | 0.53312 | 5 | 0.26926
44876 | 10.14 | 1 | 365 | 11.5443 | 0.23699 | 11 | 0.78131
44882 | 4.42 | 1 | 365 | 5.0321 | 0.12894 | 5 | 0.16108
44893 | 3.64 | 1 | 365 | 4.1441 | 0.34148 | 4 | 0.4856
44899 | 6.24 | 1 | 365 | 7.1042 | 0.29968 | 7 | 0.40388
44897 | 6.76 | 1 | 365 | 7.6962 | 0.49132 | 8 | 0.18754
44910 | 5.72 | 1 | 365 | 6.5122 | 0.10804 | 6 | 0.62023
41776 | 8.16 | 1 | 365 | 9.2901 | 0.69959 | 9 | 0.98969
25530 | 13 | 1 | 365 | 14.8004 | 0.79101 | 15 | 0.59142
43836 | 6.76 | 1 | 365 | 7.6962 | 0.49132 | 8 | 0.18754
43968 | 7.98 | 1 | 365 | 9.0852 | 0.2871 | 9 | 0.37227
31379 | 5.25 | 1 | 365 | 5.9771 | 0.030984 | 6 | 0.0080754
30736 | 14 | 1 | 365 | 15.9389 | 0.082624 | 16 | 0.021534
31921 | 95.16 | 0.9 | 365 | 97.5051 | 0.26316 | 97 | 0.76831
44767 | 5.46 | 1 | 365 | 6.2162 | 0.51222 | 6 | 0.7284
44769 | 4.16 | 1 | 365 | 4.7361 | 0.53312 | 5 | 0.26926
43558 | 7.95 | 1 | 365 | 9.051 | 0.21835 | 9 | 0.26937
43544 | 7.95 | 1 | 365 | 9.051 | 0.21835 | 9 | 0.26937
43533 | 8.48 | 1 | 365 | 9.6544 | 0.4329 | 10 | 0.087329
43524 | 5.3 | 1 | 365 | 6.034 | 0.14556 | 6 | 0.17958
44786 | 9.01 | 1 | 365 | 10.2578 | 0.64746 | 10 | 0.90529
44761 | 6.24 | 1 | 365 | 7.1042 | 0.29968 | 7 | 0.40388
43466 | 6.36 | 1 | 365 | 7.2408 | 0.57468 | 7 | 0.8155
44803 | 7.95 | 1 | 365 | 9.051 | 0.21835 | 9 | 0.26937
43449 | 9.54 | 1 | 365 | 10.8612 | 0.86202 | 11 | 0.72325
43205 | 6.36 | 1 | 365 | 7.2408 | 0.57468 | 7 | 0.8155
43424 | 8.48 | 1 | 365 | 9.6544 | 0.4329 | 10 | 0.087329
43179 | 9.54 | 1 | 365 | 10.8612 | 0.86202 | 11 | 0.72325
43184 | 3.76 | 1 | 365 | 4.2807 | 0.61648 | 4 | 0.89721
43431 | 6.89 | 1 | 365 | 7.8442 | 0.78923 | 8 | 0.63346
43162 | 8.93 | 1 | 365 | 10.1667 | 0.46413 | 10 | 0.63088
43138 | 5.3 | 1 | 365 | 6.034 | 0.14556 | 6 | 0.17958
43422 | 8.745 | 1 | 365 | 9.9561 | 0.040182 | 9 | 0.99631
43132 | 3.29 | 1 | 365 | 3.7456 | 0.53942 | 4 | 0.28506
43124 | 4.24 | 1 | 365 | 4.8272 | 0.71645 | 5 | 0.54366
43460 | 13.4 | 1 | 365 | 15.2558 | 0.70765 | 15 | 0.96347
43418 | 3.71 | 1 | 365 | 4.2238 | 0.5019 | 4 | 0.72571
43416 | 8.745 | 1 | 365 | 9.9561 | 0.040182 | 9 | 0.99631
43410 | 5.3 | 1 | 365 | 6.034 | 0.14556 | 6 | 0.17958
43405 | 9.4 | 1 | 365 | 10.7018 | 0.54119 | 11 | 0.24303
43399 | 5.52 | 1 | 365 | 6.2845 | 0.64972 | 6 | 0.9342
43389 | 5.76 | 1 | 365 | 6.5577 | 0.19971 | 6 | 0.75743
43382 | 6.72 | 1 | 365 | 7.6507 | 0.39966 | 8 | 0.050337
43375 | 7.2 | 1 | 365 | 8.1972 | 0.49964 | 8 | 0.69679
43368 | 8.58 | 1 | 365 | 9.7683 | 0.66207 | 10 | 0.43034
43365 | 7.95 | 1 | 365 | 9.051 | 0.21835 | 9 | 0.26937
43088 | 6 | 1 | 365 | 6.831 | 0.7497 | 7 | 0.58066
43461 | 8.175 | 1 | 365 | 9.3072 | 0.73396 | 10 | 0.041146
43357 | 6.36 | 1 | 365 | 7.2408 | 0.57468 | 7 | 0.8155
43083 | 5.3 | 1 | 365 | 6.034 | 0.14556 | 6 | 0.17958
43346 | 6.89 | 1 | 365 | 7.8442 | 0.78923 | 8 | 0.63346
43067 | 7.75 | 1 | 365 | 8.8233 | 0.76002 | 9 | 0.58335
44937 | 7.8 | 1 | 365 | 8.8803 | 0.8746 | 9 | 0.75485
43464 | 6.9 | 1 | 365 | 7.8556 | 0.81215 | 8 | 0.66776
45084 | 6.76 | 1 | 365 | 7.6962 | 0.49132 | 8 | 0.18754
43465 | 10.005 | 1 | 365 | 11.3906 | 0.92762 | 12 | 0.31825
45106 | 9.45 | 1 | 365 | 10.7588 | 0.65577 | 11 | 0.41454
45187 | 7.25 | 1 | 365 | 8.2541 | 0.61422 | 8 | 0.86829
45198 | 5.61 | 1 | 365 | 6.3869 | 0.85597 | 7 | 0.24291
43469 | 9.52 | 1 | 365 | 10.8385 | 0.81618 | 11 | 0.65464
45209 | 11 | 1 | 365 | 12.5234 | 0.20778 | 12 | 0.73121
43472 | 5.2 | 1 | 365 | 5.9202 | 0.9164 | 6 | 0.83657
45226 | 11.44 | 1 | 365 | 13.0244 | 0.21609 | 13 | 0.24045
45418 | 9.72 | 1 | 365 | 11.0662 | 0.27451 | 11 | 0.34067
45421 | 6.6 | 1 | 365 | 7.5141 | 0.12467 | 7 | 0.63872
11140 | 1300 | 1 | 365 | 1480.0417 | 0.1008 | 1480 | 0.14248
45422 | 10.08 | 1 | 365 | 11.476 | 0.099489 | 11 | 0.5755
44011 | 5.46 | 1 | 365 | 6.2162 | 0.51222 | 6 | 0.7284
45408 | 8.96 | 1 | 365 | 10.2009 | 0.53288 | 10 | 0.73378
45405 | 2.75 | 1 | 365 | 3.1309 | 0.30194 | 3 | 0.4328
45424 | 10.2 | 1 | 365 | 11.6126 | 0.37448 | 11 | 0.98712
43476 | 12 | 1 | 365 | 13.6619 | 0.49939 | 14 | 0.16132
27114 | 5.7 | 1 | 365 | 6.4894 | 0.062211 | 6 | 0.55162
45435 | 7.44 | 1 | 365 | 8.4704 | 0.049623 | 8 | 0.52002
44024 | 12.825 | 1 | 365 | 14.6012 | 0.38998 | 14 | 0.99116
45533 | 6.885 | 1 | 365 | 7.8385 | 0.77778 | 8 | 0.6163
44794 | 6.375 | 1 | 365 | 7.2579 | 0.60905 | 7 | 0.86695
44034 | 9 | 1 | 365 | 10.2464 | 0.62454 | 10 | 0.87099
45188 | 13.52 | 1 | 365 | 15.3924 | 0.98265 | 16 | 0.37508
45166 | 3.597 | 1 | 365 | 4.0952 | 0.24294 | 4 | 0.3381
44753 | 8.4 | 1 | 365 | 9.5633 | 0.24957 | 9 | 0.81292
45203 | 9 | 1 | 365 | 10.2464 | 0.62454 | 10 | 0.87099
44045 | 5.72 | 1 | 365 | 6.5122 | 0.10804 | 6 | 0.62023
44371 | 3.965 | 1 | 365 | 4.5141 | 0.086257 | 4 | 0.60038
44787 | 11.772 | 1 | 365 | 13.4023 | 0.9769 | 14 | 0.37925
45196 | 3.06 | 1 | 365 | 3.4838 | 0.012345 | 3 | 0.49614
45200 | 4.8 | 1 | 365 | 5.4648 | 0.99976 | 6 | 0.46453
43488 | 8.4 | 1 | 365 | 9.5633 | 0.24957 | 9 | 0.81292
45201 | 8.1 | 1 | 365 | 9.2218 | 0.56209 | 9 | 0.78389
45278 | 8.06 | 1 | 365 | 9.1763 | 0.47042 | 9 | 0.64668
43512 | 5.72 | 1 | 365 | 6.5122 | 0.10804 | 6 | 0.62023
45344 | 8.7 | 1 | 365 | 9.9049 | 0.93706 | 10 | 0.84195
43515 | 2.7 | 1 | 365 | 3.0739 | 0.18736 | 3 | 0.2613
45349 | 9.3 | 1 | 365 | 10.588 | 0.31203 | 10 | 0.90002
43516 | 5.7 | 1 | 365 | 6.4894 | 0.062211 | 6 | 0.55162
43503 | 4.275 | 1 | 365 | 4.8671 | 0.79666 | 5 | 0.66372
45499 | 5.72 | 1 | 365 | 6.5122 | 0.10804 | 6 | 0.62023
45500 | 11.76 | 1 | 365 | 13.3887 | 0.9494 | 14 | 0.33809
43528 | 7.93 | 1 | 365 | 9.0283 | 0.17251 | 9 | 0.20077
45505 | 10 | 1 | 365 | 11.3849 | 0.91616 | 12 | 0.3011
31509 | 12.48 | 1 | 365 | 14.2084 | 0.59937 | 14 | 0.80777
44102 | 4.94 | 1 | 365 | 5.6242 | 0.32058 | 5 | 0.94474
27884 | 15.555 | 1 | 365 | 17.7093 | 0.64609 | 18 | 0.35535
31977 | 3.12 | 1 | 365 | 3.5521 | 0.14984 | 3 | 0.70194
29876 | 3.38 | 1 | 365 | 3.8481 | 0.74566 | 4 | 0.59377
33084 | 5.1 | 1 | 365 | 5.8063 | 0.68724 | 6 | 0.49356
44103 | 9.1 | 1 | 365 | 10.3603 | 0.85371 | 11 | 0.214
35563 | 3.64 | 1 | 365 | 4.1441 | 0.34148 | 4 | 0.4856
44260 | 2.86 | 1 | 365 | 3.2561 | 0.55402 | 3 | 0.81011
21023 | 4.68 | 1 | 365 | 5.3282 | 0.72476 | 6 | 0.052913
44291 | 6.5 | 1 | 365 | 7.4002 | 0.8955 | 8 | 0.29571
44111 | 3.825 | 1 | 365 | 4.3547 | 0.76543 | 5 | 0.12017
44554 | 9.36 | 1 | 365 | 10.6563 | 0.44953 | 11 | 0.10583
44114 | 4.8 | 1 | 365 | 5.4648 | 0.99976 | 6 | 0.46453
44108 | 7.28 | 1 | 365 | 8.2882 | 0.68296 | 8 | 0.9712
34456 | 3.12 | 1 | 365 | 3.5521 | 0.14984 | 3 | 0.70194
44116 | 5.04 | 1 | 365 | 5.738 | 0.54974 | 6 | 0.28775
44121 | 9.88 | 1 | 365 | 11.2483 | 0.64117 | 11 | 0.88948
44237 | 5.98 | 1 | 365 | 6.8082 | 0.70386 | 7 | 0.51206
44571 | 4.16 | 1 | 365 | 4.7361 | 0.53312 | 5 | 0.26926
44586 | 6.24 | 1 | 365 | 7.1042 | 0.29968 | 7 | 0.40388
44576 | 6.5 | 1 | 365 | 7.4002 | 0.8955 | 8 | 0.29571
43543 | 6.3 | 1 | 365 | 7.1725 | 0.43718 | 7 | 0.60969
16454 | 12.24 | 1 | 365 | 13.9352 | 0.04938 | 13 | 0.98454
29253 | 5.355 | 1 | 365 | 6.0966 | 0.2716 | 6 | 0.36824
14919 | 10.2 | 1 | 365 | 11.6126 | 0.37448 | 11 | 0.98712
22033 | 9.62 | 1 | 365 | 10.9523 | 0.045346 | 10 | 0.99765
22143 | 12.74 | 1 | 365 | 14.5044 | 0.19519 | 14 | 0.6996
45296 | 5.98 | 1 | 365 | 6.8082 | 0.70386 | 7 | 0.51206
24096 | 7.54 | 1 | 365 | 8.5842 | 0.27878 | 8 | 0.86303
43562 | 8.25 | 1 | 365 | 9.3926 | 0.90583 | 10 | 0.2984
27570 | 10.965 | 1 | 365 | 12.4836 | 0.12757 | 12 | 0.61115
31782 | 7.28 | 1 | 365 | 8.2882 | 0.68296 | 8 | 0.9712
31693 | 5.2 | 1 | 365 | 5.9202 | 0.9164 | 6 | 0.83657
44953 | 3.64 | 1 | 365 | 4.1441 | 0.34148 | 4 | 0.4856
43572 | 6.24 | 1 | 365 | 7.1042 | 0.29968 | 7 | 0.40388
44988 | 4.68 | 1 | 365 | 5.3282 | 0.72476 | 6 | 0.052913
44625 | 5.98 | 1 | 365 | 6.8082 | 0.70386 | 7 | 0.51206
44097 | 22.68 | 1 | 365 | 25.821 | 0.97385 | 26 | 0.79489
45306 | 11.7 | 1 | 365 | 13.3204 | 0.81191 | 14 | 0.13228
33987 | 304.2 | 0.9 | 365 | 311.6968 | 0.39863 | 312 | 0.095406
45006 | 7.28 | 1 | 365 | 8.2882 | 0.68296 | 8 | 0.9712
34743 | 60.39 | 0.9 | 365 | 61.8783 | 0.55162 | 62 | 0.42989
45037 | 11.44 | 1 | 365 | 13.0244 | 0.21609 | 13 | 0.24045
45354 | 5.72 | 1 | 365 | 6.5122 | 0.10804 | 6 | 0.62023
45358 | 16.64 | 1 | 365 | 18.9445 | 0.13249 | 19 | 0.077024
27571 | 8.16 | 1 | 365 | 9.2901 | 0.69959 | 9 | 0.98969
45369 | 5.2 | 1 | 365 | 5.9202 | 0.9164 | 6 | 0.83657
45652 | 11.96 | 1 | 365 | 13.6164 | 0.40773 | 14 | 0.024111
29861 | 7.28 | 1 | 365 | 8.2882 | 0.68296 | 8 | 0.9712
43907 | 3.78 | 1 | 365 | 4.3035 | 0.66231 | 4 | 0.96581
30259 | 5.2 | 1 | 365 | 5.9202 | 0.9164 | 6 | 0.83657
32481 | 4.16 | 1 | 365 | 4.7361 | 0.53312 | 5 | 0.26926
44829 | 5.46 | 1 | 365 | 6.2162 | 0.51222 | 6 | 0.7284
43912 | 9.01 | 1 | 365 | 10.2578 | 0.64746 | 10 | 0.90529
44998 | 9.88 | 1 | 365 | 11.2483 | 0.64117 | 11 | 0.88948
31457 | 11.7 | 1 | 365 | 13.3204 | 0.81191 | 14 | 0.13228
44946 | 7.395 | 1 | 365 | 8.4192 | 0.9465 | 9 | 0.36566
44943 | 2.6 | 1 | 365 | 2.9601 | 0.9582 | 3 | 0.91828
44945 | 7.42 | 1 | 365 | 8.4476 | 0.0037907 | 8 | 0.45141
43918 | 7.848 | 1 | 365 | 8.9349 | 0.9846 | 9 | 0.9195
44962 | 2.295 | 1 | 365 | 2.6128 | 0.25926 | 2 | 0.8721
45004 | 4.335 | 1 | 365 | 4.9354 | 0.93416 | 5 | 0.86953
43903 | 10.791 | 1 | 365 | 12.2855 | 0.72883 | 13 | 0.014313
44970 | 9.1 | 1 | 365 | 10.3603 | 0.85371 | 11 | 0.214
43906 | 3.9 | 1 | 365 | 4.4401 | 0.9373 | 5 | 0.37743
45026 | 7.54 | 1 | 365 | 8.5842 | 0.27878 | 8 | 0.86303
45015 | 5.46 | 1 | 365 | 6.2162 | 0.51222 | 6 | 0.7284
43921 | 8.4 | 1 | 365 | 9.5633 | 0.24957 | 9 | 0.81292
45019 | 10.455 | 1 | 365 | 11.903 | 0.95885 | 12 | 0.8618
45046 | 5.2 | 1 | 365 | 5.9202 | 0.9164 | 6 | 0.83657
45058 | 5.98 | 1 | 365 | 6.8082 | 0.70386 | 7 | 0.51206
45060 | 7.65 | 1 | 365 | 8.7095 | 0.53086 | 9 | 0.24034
45059 | 6.375 | 1 | 365 | 7.2579 | 0.60905 | 7 | 0.86695
45054 | 9.1 | 1 | 365 | 10.3603 | 0.85371 | 11 | 0.214
45083 | 3.445 | 1 | 365 | 3.9221 | 0.89462 | 4 | 0.81673
45076 | 3.315 | 1 | 365 | 3.7741 | 0.59671 | 4 | 0.37081
45794 | 9.72 | 1 | 365 | 11.0662 | 0.27451 | 11 | 0.34067
45798 | 10.455 | 1 | 365 | 11.903 | 0.95885 | 12 | 0.8618
45802 | 7.75 | 1 | 365 | 8.8233 | 0.76002 | 9 | 0.58335
45859 | 8.25 | 1 | 365 | 9.3926 | 0.90583 | 10 | 0.2984
45861 | 3.64 | 1 | 365 | 4.1441 | 0.34148 | 4 | 0.4856
45863 | 4.2 | 1 | 365 | 4.7817 | 0.62479 | 5 | 0.40646
45508 | 6.615 | 1 | 365 | 7.5311 | 0.15904 | 7 | 0.69018
45896 | 7.56 | 1 | 365 | 8.607 | 0.32462 | 8 | 0.93163
45736 | 8.58 | 1 | 365 | 9.7683 | 0.66207 | 10 | 0.43034
45745 | 7.28 | 1 | 365 | 8.2882 | 0.68296 | 8 | 0.9712
45720 | 7.02 | 1 | 365 | 7.9922 | 0.087144 | 8 | 0.079369
32452 | 7.8 | 1 | 365 | 8.8803 | 0.8746 | 9 | 0.75485
32784 | 4.42 | 1 | 365 | 5.0321 | 0.12894 | 5 | 0.16108
27432 | 1.785 | 1 | 365 | 2.0322 | 0.090535 | 2 | 0.12275
29104 | 6.76 | 1 | 365 | 7.6962 | 0.49132 | 8 | 0.18754
32306 | 8.84 | 1 | 365 | 10.0643 | 0.25789 | 10 | 0.32217
32050 | 3.38 | 1 | 365 | 3.8481 | 0.74566 | 4 | 0.59377
32177 | 5.98 | 1 | 365 | 6.8082 | 0.70386 | 7 | 0.51206
45436 | 8.32 | 1 | 365 | 9.4723 | 0.066245 | 9 | 0.53851
32157 | 5.2 | 1 | 365 | 5.9202 | 0.9164 | 6 | 0.83657
32170 | 7.8 | 1 | 365 | 8.8803 | 0.8746 | 9 | 0.75485
32398 | 4.16 | 1 | 365 | 4.7361 | 0.53312 | 5 | 0.26926
32416 | 4.42 | 1 | 365 | 5.0321 | 0.12894 | 5 | 0.16108
32515 | 8.32 | 1 | 365 | 9.4723 | 0.066245 | 9 | 0.53851
45458 | 7.8 | 1 | 365 | 8.8803 | 0.8746 | 9 | 0.75485
43923 | 9.483 | 1 | 365 | 10.7963 | 0.73139 | 11 | 0.52773
32722 | 6.24 | 1 | 365 | 7.1042 | 0.29968 | 7 | 0.40388
34873 | 192.92 | 0.9 | 365 | 197.6744 | 0.8887 | 198 | 0.56307
27874 | 8.06 | 1 | 365 | 9.1763 | 0.47042 | 9 | 0.64668
45087 | 9.01 | 1 | 365 | 10.2578 | 0.64746 | 10 | 0.90529
44156 | 6 | 1 | 365 | 6.831 | 0.7497 | 7 | 0.58066
45073 | 4.94 | 1 | 365 | 5.6242 | 0.32058 | 5 | 0.94474
45092 | 5.61 | 1 | 365 | 6.3869 | 0.85597 | 7 | 0.24291
43932 | 10.464 | 1 | 365 | 11.9132 | 0.97947 | 12 | 0.89267
45097 | 5.46 | 1 | 365 | 6.2162 | 0.51222 | 6 | 0.7284
32982 | 649.8 | 0.8 | 365 | 591.8345 | 0.27366 | 592 | 0.10817
45109 | 10.14 | 1 | 365 | 11.5443 | 0.23699 | 11 | 0.78131
44641 | 57.72 | 0.9 | 365 | 59.1425 | 0.044868 | 59 | 0.18733
36205 | 73 | 0.9 | 365 | 74.799 | 0.55917 | 75 | 0.3582
45102 | 4.68 | 1 | 365 | 5.3282 | 0.72476 | 6 | 0.052913
37660 | 10.98 | 1 | 365 | 12.5007 | 0.16194 | 12 | 0.6626
45112 | 3.64 | 1 | 365 | 4.1441 | 0.34148 | 4 | 0.4856
45115 | 14.3 | 1 | 365 | 16.2805 | 0.77011 | 17 | 0.050567
43947 | 5.7 | 1 | 365 | 6.4894 | 0.062211 | 6 | 0.55162
45114 | 13.25 | 1 | 365 | 15.085 | 0.36391 | 15 | 0.44895
43950 | 6.213 | 1 | 365 | 7.0735 | 0.23781 | 7 | 0.31127
45124 | 3.9 | 1 | 365 | 4.4401 | 0.9373 | 5 | 0.37743
45133 | 8.06 | 1 | 365 | 9.1763 | 0.47042 | 9 | 0.64668
43951 | 3.75 | 1 | 365 | 4.2694 | 0.59356 | 4 | 0.86291
43957 | 3.38 | 1 | 365 | 3.8481 | 0.74566 | 4 | 0.59377
44025 | 5.2 | 1 | 365 | 5.9202 | 0.9164 | 6 | 0.83657
44026 | 9.1 | 1 | 365 | 10.3603 | 0.85371 | 11 | 0.214
44027 | 5.2 | 1 | 365 | 5.9202 | 0.9164 | 6 | 0.83657
45134 | 5.83 | 1 | 365 | 6.6374 | 0.36012 | 6 | 0.99754
31442 | 6.76 | 1 | 365 | 7.6962 | 0.49132 | 8 | 0.18754
16845 | 7.8 | 1 | 365 | 8.8803 | 0.8746 | 9 | 0.75485
45123 | 9.36 | 1 | 365 | 10.6563 | 0.44953 | 11 | 0.10583
45135 | 11.96 | 1 | 365 | 13.6164 | 0.40773 | 14 | 0.024111
45504 | 13.515 | 1 | 365 | 15.3867 | 0.97119 | 16 | 0.35793
45149 | 4.335 | 1 | 365 | 4.9354 | 0.93416 | 5 | 0.86953
27913 | 13 | 1 | 365 | 14.8004 | 0.79101 | 15 | 0.59142
32368 | 4.68 | 1 | 365 | 5.3282 | 0.72476 | 6 | 0.052913
45144 | 7.65 | 1 | 365 | 8.7095 | 0.53086 | 9 | 0.24034
45524 | 9.36 | 1 | 365 | 10.6563 | 0.44953 | 11 | 0.10583
45154 | 4.335 | 1 | 365 | 4.9354 | 0.93416 | 5 | 0.86953
29142 | 12.495 | 1 | 365 | 14.2255 | 0.63374 | 14 | 0.85922
29238 | 5.2 | 1 | 365 | 5.9202 | 0.9164 | 6 | 0.83657
42892 | 4.94 | 1 | 365 | 5.6242 | 0.32058 | 5 | 0.94474
45165 | 4.16 | 1 | 365 | 4.7361 | 0.53312 | 5 | 0.26926
32397 | 5.98 | 1 | 365 | 6.8082 | 0.70386 | 7 | 0.51206
41729 | 5.1 | 1 | 365 | 5.8063 | 0.68724 | 6 | 0.49356
32421 | 6.5 | 1 | 365 | 7.4002 | 0.8955 | 8 | 0.29571
21262 | 5.2 | 1 | 365 | 5.9202 | 0.9164 | 6 | 0.83657
46147 | 8.32 | 1 | 365 | 9.4723 | 0.066245 | 9 | 0.53851
37065 | 4 | 1 | 365 | 4.554 | 0.16646 | 4 | 0.72044
45449 | 10.92 | 1 | 365 | 12.4324 | 0.024447 | 12 | 0.4568
41943 | 9.88 | 1 | 365 | 11.2483 | 0.64117 | 11 | 0.88948
46156 | 6.5 | 1 | 365 | 7.4002 | 0.8955 | 8 | 0.29571
42594 | 6.54 | 1 | 365 | 7.4457 | 0.98717 | 8 | 0.43292
42848 | 6.063 | 1 | 365 | 6.9027 | 0.89407 | 7 | 0.79675
46163 | 7.54 | 1 | 365 | 8.5842 | 0.27878 | 8 | 0.86303
42870 | 5.2 | 1 | 365 | 5.9202 | 0.9164 | 6 | 0.83657
41886 | 3.27 | 1 | 365 | 3.7229 | 0.49358 | 4 | 0.21646
44049 | 9.9 | 1 | 365 | 11.2711 | 0.687 | 11 | 0.95809
5831 | 318.06 | 1 | 365 | 362.1093 | 0.87138 | 362 | 0.98066
44107 | 11 | 1 | 365 | 12.5234 | 0.20778 | 12 | 0.73121
44048 | 7.521 | 1 | 365 | 8.5626 | 0.23524 | 8 | 0.79785
44050 | 8.175 | 1 | 365 | 9.3072 | 0.73396 | 10 | 0.041146
45243 | 7.25 | 1 | 365 | 8.2541 | 0.61422 | 8 | 0.86829
38097 | 88.5 | 0.9 | 365 | 90.681 | 0.52721 | 91 | 0.20823
46189 | 4.24 | 1 | 365 | 4.8272 | 0.71645 | 5 | 0.54366
46225 | 24.2 | 1 | 365 | 27.5515 | 0.45711 | 28 | 0.0086523
45155 | 6.095 | 1 | 365 | 6.9391 | 0.9674 | 7 | 0.90652
46215 | 5.98 | 1 | 365 | 6.8082 | 0.70386 | 7 | 0.51206
27416 | 4.08 | 1 | 365 | 4.6451 | 0.34979 | 4 | 0.99485
45179 | 9.1 | 1 | 365 | 10.3603 | 0.85371 | 11 | 0.214
22208 | 5.46 | 1 | 365 | 6.2162 | 0.51222 | 6 | 0.7284
22449 | 6.5 | 1 | 365 | 7.4002 | 0.8955 | 8 | 0.29571
33260 | 8.84 | 1 | 365 | 10.0643 | 0.25789 | 10 | 0.32217
24530 | 5.47 | 1 | 365 | 6.2276 | 0.53514 | 6 | 0.7627
45182 | 17.16 | 1 | 365 | 19.5366 | 0.32413 | 19 | 0.86068
29262 | 6.885 | 1 | 365 | 7.8385 | 0.77778 | 8 | 0.6163
33954 | 5.72 | 1 | 365 | 6.5122 | 0.10804 | 6 | 0.62023
32715 | 3.12 | 1 | 365 | 3.5521 | 0.14984 | 3 | 0.70194
45631 | 5.72 | 1 | 365 | 6.5122 | 0.10804 | 6 | 0.62023
45202 | 11.7 | 1 | 365 | 13.3204 | 0.81191 | 14 | 0.13228
26980 | 4.16 | 1 | 365 | 4.7361 | 0.53312 | 5 | 0.26926
45212 | 8.84 | 1 | 365 | 10.0643 | 0.25789 | 10 | 0.32217
45437 | 8.58 | 1 | 365 | 9.7683 | 0.66207 | 10 | 0.43034
45214 | 4.42 | 1 | 365 | 5.0321 | 0.12894 | 5 | 0.16108
34279 | 5.2 | 1 | 365 | 5.9202 | 0.9164 | 6 | 0.83657
45495 | 8.32 | 1 | 365 | 9.4723 | 0.066245 | 9 | 0.53851
45446 | 8.58 | 1 | 365 | 9.7683 | 0.66207 | 10 | 0.43034
45541 | 7.28 | 1 | 365 | 8.2882 | 0.68296 | 8 | 0.9712
45452 | 5.46 | 1 | 365 | 6.2162 | 0.51222 | 6 | 0.7284
45562 | 3.64 | 1 | 365 | 4.1441 | 0.34148 | 4 | 0.4856
45519 | 4.16 | 1 | 365 | 4.7361 | 0.53312 | 5 | 0.26926
16769 | 2.45 | 1 | 365 | 2.7893 | 0.61446 | 3 | 0.40377
45528 | 8.91 | 1 | 365 | 10.144 | 0.4183 | 10 | 0.56228
45677 | 12.48 | 1 | 365 | 14.2084 | 0.59937 | 14 | 0.80777
45553 | 14.56 | 1 | 365 | 16.5765 | 0.36593 | 16 | 0.9424
45633 | 5.98 | 1 | 365 | 6.8082 | 0.70386 | 7 | 0.51206
45288 | 3.975 | 1 | 365 | 4.5255 | 0.10917 | 4 | 0.63469
45283 | 11.44 | 1 | 365 | 13.0244 | 0.21609 | 13 | 0.24045
45532 | 8.64 | 1 | 365 | 9.8366 | 0.79956 | 10 | 0.63615
45294 | 6.24 | 1 | 365 | 7.1042 | 0.29968 | 7 | 0.40388
45291 | 15.08 | 1 | 365 | 17.1685 | 0.55757 | 17 | 0.72605
45298 | 11.395 | 1 | 365 | 12.9731 | 0.11296 | 13 | 0.086099
45302 | 12.455 | 1 | 365 | 14.1799 | 0.54208 | 14 | 0.72202
45534 | 12.099 | 1 | 365 | 13.7746 | 0.72626 | 14 | 0.5009
45643 | 4.16 | 1 | 365 | 4.7361 | 0.53312 | 5 | 0.26926
45654 | 7.02 | 1 | 365 | 7.9922 | 0.087144 | 8 | 0.079369
45548 | 8.1 | 1 | 365 | 9.2218 | 0.56209 | 9 | 0.78389
45328 | 9.1 | 1 | 365 | 10.3603 | 0.85371 | 11 | 0.214
45345 | 13.52 | 1 | 365 | 15.3924 | 0.98265 | 16 | 0.37508
45564 | 4.59 | 1 | 365 | 5.2257 | 0.51852 | 5 | 0.7442
37045 | 9.36 | 1 | 365 | 10.6563 | 0.44953 | 11 | 0.10583
45454 | 10.07 | 1 | 365 | 11.4646 | 0.076573 | 11 | 0.5412
37083 | 7.28 | 1 | 365 | 8.2882 | 0.68296 | 8 | 0.9712
37938 | 7.28 | 1 | 365 | 8.2882 | 0.68296 | 8 | 0.9712
45414 | 6.89 | 1 | 365 | 7.8442 | 0.78923 | 8 | 0.63346
45289 | 3.12 | 1 | 365 | 3.5521 | 0.14984 | 3 | 0.70194
45450 | 9.1 | 1 | 365 | 10.3603 | 0.85371 | 11 | 0.214
28568 | 3.64 | 1 | 365 | 4.1441 | 0.34148 | 4 | 0.4856
45464 | 4.94 | 1 | 365 | 5.6242 | 0.32058 | 5 | 0.94474
45456 | 9.1 | 1 | 365 | 10.3603 | 0.85371 | 11 | 0.214
45581 | 6 | 1 | 365 | 6.831 | 0.7497 | 7 | 0.58066
45473 | 2.6 | 1 | 365 | 2.9601 | 0.9582 | 3 | 0.91828
28601 | 6.76 | 1 | 365 | 7.6962 | 0.49132 | 8 | 0.18754
45726 | 2.86 | 1 | 365 | 3.2561 | 0.55402 | 3 | 0.81011
44233 | 7.02 | 1 | 365 | 7.9922 | 0.087144 | 8 | 0.079369
45477 | 4.32 | 1 | 365 | 4.9183 | 0.89978 | 5 | 0.81807
45589 | 3.6 | 1 | 365 | 4.0986 | 0.24982 | 4 | 0.34839
45597 | 8.175 | 1 | 365 | 9.3072 | 0.73396 | 10 | 0.041146
45487 | 6.24 | 1 | 365 | 7.1042 | 0.29968 | 7 | 0.40388
39166 | 4.42 | 1 | 365 | 5.0321 | 0.12894 | 5 | 0.16108
49651 | 3.975 | 1 | 365 | 4.5255 | 0.10917 | 4 | 0.63469
25089 | 9.62 | 1 | 365 | 10.9523 | 0.045346 | 10 | 0.99765
31700 | 8.32 | 1 | 365 | 9.4723 | 0.066245 | 9 | 0.53851
24860 | 8.84 | 1 | 365 | 10.0643 | 0.25789 | 10 | 0.32217
49656 | 4.94 | 1 | 365 | 5.6242 | 0.32058 | 5 | 0.94474
49646 | 6.48 | 1 | 365 | 7.3774 | 0.84967 | 8 | 0.22711
26984 | 5.2 | 1 | 365 | 5.9202 | 0.9164 | 6 | 0.83657
49659 | 7.42 | 1 | 365 | 8.4476 | 0.0037907 | 8 | 0.45141
26992 | 5.46 | 1 | 365 | 6.2162 | 0.51222 | 6 | 0.7284
49658 | 2.86 | 1 | 365 | 3.2561 | 0.55402 | 3 | 0.81011
26993 | 11.44 | 1 | 365 | 13.0244 | 0.21609 | 13 | 0.24045
31493 | 9.88 | 1 | 365 | 11.2483 | 0.64117 | 11 | 0.88948
31914 | 7.8 | 1 | 365 | 8.8803 | 0.8746 | 9 | 0.75485
49667 | 6.76 | 1 | 365 | 7.6962 | 0.49132 | 8 | 0.18754
31916 | 9.36 | 1 | 365 | 10.6563 | 0.44953 | 11 | 0.10583
49654 | 5.72 | 1 | 365 | 6.5122 | 0.10804 | 6 | 0.62023
49652 | 4.94 | 1 | 365 | 5.6242 | 0.32058 | 5 | 0.94474
49671 | 11.96 | 1 | 365 | 13.6164 | 0.40773 | 14 | 0.024111
49672 | 6.24 | 1 | 365 | 7.1042 | 0.29968 | 7 | 0.40388
49645 | 3.12 | 1 | 365 | 3.5521 | 0.14984 | 3 | 0.70194
49679 | 5.72 | 1 | 365 | 6.5122 | 0.10804 | 6 | 0.62023
49696 | 5.13 | 1 | 365 | 5.8405 | 0.75599 | 6 | 0.59646
49634 | 11.96 | 1 | 365 | 13.6164 | 0.40773 | 14 | 0.024111
43514 | 7.54 | 1 | 365 | 8.5842 | 0.27878 | 8 | 0.86303
47152 | 4.42 | 1 | 365 | 5.0321 | 0.12894 | 5 | 0.16108
47159 | 2.6 | 1 | 365 | 2.9601 | 0.9582 | 3 | 0.91828
47166 | 10.66 | 1 | 365 | 12.1363 | 0.42863 | 12 | 0.56497
47167 | 4.42 | 1 | 365 | 5.0321 | 0.12894 | 5 | 0.16108
47168 | 6.76 | 1 | 365 | 7.6962 | 0.49132 | 8 | 0.18754
47173 | 9.88 | 1 | 365 | 11.2483 | 0.64117 | 11 | 0.88948
47190 | 9.88 | 1 | 365 | 11.2483 | 0.64117 | 11 | 0.88948
47194 | 7.8 | 1 | 365 | 8.8803 | 0.8746 | 9 | 0.75485
47195 | 5.355 | 1 | 365 | 6.0966 | 0.2716 | 6 | 0.36824
47191 | 7.8 | 1 | 365 | 8.8803 | 0.8746 | 9 | 0.75485
47196 | 13.78 | 1 | 365 | 15.6884 | 0.57847 | 16 | 0.26691
47205 | 8.215 | 1 | 365 | 9.3527 | 0.82563 | 10 | 0.17835
47207 | 6.24 | 1 | 365 | 7.1042 | 0.29968 | 7 | 0.40388
47292 | 5.98 | 1 | 365 | 6.8082 | 0.70386 | 7 | 0.51206
47329 | 4.16 | 1 | 365 | 4.7361 | 0.53312 | 5 | 0.26926
48937 | 3.825 | 1 | 365 | 4.3547 | 0.76543 | 5 | 0.12017
43841 | 4.24 | 1 | 365 | 4.8272 | 0.71645 | 5 | 0.54366
52814 | 32.25 | 0.9 | 365 | 33.0448 | 0.51415 | 33 | 0.55893
49247 | 4.42 | 1 | 365 | 5.0321 | 0.12894 | 5 | 0.16108
49711 | 6.76 | 1 | 365 | 7.6962 | 0.49132 | 8 | 0.18754
49262 | 6.63 | 1 | 365 | 7.5482 | 0.19341 | 7 | 0.74163
49551 | 3.64 | 1 | 365 | 4.1441 | 0.34148 | 4 | 0.4856
49572 | 10.4 | 1 | 365 | 11.8403 | 0.83281 | 12 | 0.67314
49590 | 9.36 | 1 | 365 | 10.6563 | 0.44953 | 11 | 0.10583
49619 | 3.64 | 1 | 365 | 4.1441 | 0.34148 | 4 | 0.4856
49718 | 10.14 | 1 | 365 | 11.5443 | 0.23699 | 11 | 0.78131
49623 | 4.08 | 1 | 365 | 4.6451 | 0.34979 | 4 | 0.99485
49628 | 4.16 | 1 | 365 | 4.7361 | 0.53312 | 5 | 0.26926
49732 | 6.5 | 1 | 365 | 7.4002 | 0.8955 | 8 | 0.29571
49629 | 2.12 | 1 | 365 | 2.4136 | 0.85823 | 3 | 0.27183
49724 | 7.54 | 1 | 365 | 8.5842 | 0.27878 | 8 | 0.86303
49632 | 7.8 | 1 | 365 | 8.8803 | 0.8746 | 9 | 0.75485
49738 | 2.34 | 1 | 365 | 2.6641 | 0.36238 | 3 | 0.026456
49751 | 3.64 | 1 | 365 | 4.1441 | 0.34148 | 4 | 0.4856
49785 | 5.46 | 1 | 365 | 6.2162 | 0.51222 | 6 | 0.7284
49787 | 17.595 | 1 | 365 | 20.0318 | 0.32098 | 20 | 0.35278
46306 | 6.27 | 1 | 365 | 7.1384 | 0.36843 | 7 | 0.50679
49789 | 7.14 | 1 | 365 | 8.1288 | 0.36214 | 8 | 0.49098
49788 | 7.54 | 1 | 365 | 8.5842 | 0.27878 | 8 | 0.86303
28257 | 5.46 | 1 | 365 | 6.2162 | 0.51222 | 6 | 0.7284
49790 | 6.24 | 1 | 365 | 7.1042 | 0.29968 | 7 | 0.40388
28769 | 5.98 | 1 | 365 | 6.8082 | 0.70386 | 7 | 0.51206
49793 | 5.2 | 1 | 365 | 5.9202 | 0.9164 | 6 | 0.83657
46315 | 12 | 1 | 365 | 13.6619 | 0.49939 | 14 | 0.16132
49792 | 3.38 | 1 | 365 | 3.8481 | 0.74566 | 4 | 0.59377
46320 | 8.67 | 1 | 365 | 9.8707 | 0.86831 | 10 | 0.73905
42341 | 4.68 | 1 | 365 | 5.3282 | 0.72476 | 6 | 0.052913
49799 | 7.8 | 1 | 365 | 8.8803 | 0.8746 | 9 | 0.75485
49801 | 9.36 | 1 | 365 | 10.6563 | 0.44953 | 11 | 0.10583
41603 | 4.08 | 1 | 365 | 4.6451 | 0.34979 | 4 | 0.99485
46322 | 10.6 | 1 | 365 | 12.068 | 0.29113 | 12 | 0.35916
49807 | 8.32 | 1 | 365 | 9.4723 | 0.066245 | 9 | 0.53851
32747 | 4.42 | 1 | 365 | 5.0321 | 0.12894 | 5 | 0.16108
46314 | 10.5 | 1 | 365 | 11.9542 | 0.061968 | 12 | 0.016151
49809 | 7.16 | 1 | 365 | 8.1516 | 0.40797 | 8 | 0.55958
32733 | 9.88 | 1 | 365 | 11.2483 | 0.64117 | 11 | 0.88948
49811 | 3.12 | 1 | 365 | 3.5521 | 0.14984 | 3 | 0.70194
23163 | 13 | 1 | 365 | 14.8004 | 0.79101 | 15 | 0.59142
49815 | 3.38 | 1 | 365 | 3.8481 | 0.74566 | 4 | 0.59377
51068 | 4.94 | 1 | 365 | 5.6242 | 0.32058 | 5 | 0.94474
32792 | 7.54 | 1 | 365 | 8.5842 | 0.27878 | 8 | 0.86303
49818 | 6.5 | 1 | 365 | 7.4002 | 0.8955 | 8 | 0.29571
32718 | 7.02 | 1 | 365 | 7.9922 | 0.087144 | 8 | 0.079369
51014 | 4.16 | 1 | 365 | 4.7361 | 0.53312 | 5 | 0.26926
32852 | 10.14 | 1 | 365 | 11.5443 | 0.23699 | 11 | 0.78131
50995 | 4.945 | 1 | 365 | 5.6299 | 0.33204 | 5 | 0.96189
33783 | 2.6 | 1 | 365 | 2.9601 | 0.9582 | 3 | 0.91828
51103 | 12.74 | 1 | 365 | 14.5044 | 0.19519 | 14 | 0.6996
49750 | 7.28 | 1 | 365 | 8.2882 | 0.68296 | 8 | 0.9712
51108 | 6.24 | 1 | 365 | 7.1042 | 0.29968 | 7 | 0.40388
49827 | 4.24 | 1 | 365 | 4.8272 | 0.71645 | 5 | 0.54366
49830 | 5.98 | 1 | 365 | 6.8082 | 0.70386 | 7 | 0.51206
49829 | 3.18 | 1 | 365 | 3.6204 | 0.28734 | 3 | 0.90775
49834 | 13.78 | 1 | 365 | 15.6884 | 0.57847 | 16 | 0.26691
49835 | 8.58 | 1 | 365 | 9.7683 | 0.66207 | 10 | 0.43034
49837 | 4.68 | 1 | 365 | 5.3282 | 0.72476 | 6 | 0.052913
49841 | 7.02 | 1 | 365 | 7.9922 | 0.087144 | 8 | 0.079369
49843 | 4.16 | 1 | 365 | 4.7361 | 0.53312 | 5 | 0.26926
49846 | 10 | 1 | 365 | 11.3849 | 0.91616 | 12 | 0.3011
51107 | 5.72 | 1 | 365 | 6.5122 | 0.10804 | 6 | 0.62023
49847 | 10.4 | 1 | 365 | 11.8403 | 0.83281 | 12 | 0.67314
51087 | 6.76 | 1 | 365 | 7.6962 | 0.49132 | 8 | 0.18754
49852 | 11.44 | 1 | 365 | 13.0244 | 0.21609 | 13 | 0.24045
38520 | 4.335 | 1 | 365 | 4.9354 | 0.93416 | 5 | 0.86953
49853 | 9.36 | 1 | 365 | 10.6563 | 0.44953 | 11 | 0.10583
51096 | 5.2 | 1 | 365 | 5.9202 | 0.9164 | 6 | 0.83657
51110 | 7.8 | 1 | 365 | 8.8803 | 0.8746 | 9 | 0.75485
49854 | 4.94 | 1 | 365 | 5.6242 | 0.32058 | 5 | 0.94474
51083 | 5.98 | 1 | 365 | 6.8082 | 0.70386 | 7 | 0.51206
51218 | 6.76 | 1 | 365 | 7.6962 | 0.49132 | 8 | 0.18754
51078 | 4.16 | 1 | 365 | 4.7361 | 0.53312 | 5 | 0.26926
49856 | 4.16 | 1 | 365 | 4.7361 | 0.53312 | 5 | 0.26926
51016 | 3.9 | 1 | 365 | 4.4401 | 0.9373 | 5 | 0.37743
51076 | 9.62 | 1 | 365 | 10.9523 | 0.045346 | 10 | 0.99765
42853 | 8.48 | 1 | 365 | 9.6544 | 0.4329 | 10 | 0.087329
51092 | 3.12 | 1 | 365 | 3.5521 | 0.14984 | 3 | 0.70194
51634 | 11.18 | 1 | 365 | 12.7284 | 0.62027 | 13 | 0.34863
51811 | 5.46 | 1 | 365 | 6.2162 | 0.51222 | 6 | 0.7284
32284 | 9.88 | 1 | 365 | 11.2483 | 0.64117 | 11 | 0.88948
34823 | 6.875 | 1 | 365 | 7.8271 | 0.75486 | 8 | 0.582
32875 | 9.1 | 1 | 365 | 10.3603 | 0.85371 | 11 | 0.214
40055 | 6 | 1 | 365 | 6.831 | 0.7497 | 7 | 0.58066
43037 | 12 | 1 | 365 | 13.6619 | 0.49939 | 14 | 0.16132
45493 | 8.32 | 1 | 365 | 9.4723 | 0.066245 | 9 | 0.53851
45482 | 13.78 | 1 | 365 | 15.6884 | 0.57847 | 16 | 0.26691
46325 | 10.2 | 1 | 365 | 11.6126 | 0.37448 | 11 | 0.98712
46317 | 10.455 | 1 | 365 | 11.903 | 0.95885 | 12 | 0.8618
46326 | 7.2 | 1 | 365 | 8.1972 | 0.49964 | 8 | 0.69679
46331 | 9.72 | 1 | 365 | 11.0662 | 0.27451 | 11 | 0.34067
49860 | 5.98 | 1 | 365 | 6.8082 | 0.70386 | 7 | 0.51206
49863 | 5.98 | 1 | 365 | 6.8082 | 0.70386 | 7 | 0.51206
46367 | 6.24 | 1 | 365 | 7.1042 | 0.29968 | 7 | 0.40388
49859 | 9.88 | 1 | 365 | 11.2483 | 0.64117 | 11 | 0.88948
49867 | 8.84 | 1 | 365 | 10.0643 | 0.25789 | 10 | 0.32217
46377 | 3.85 | 1 | 365 | 4.3832 | 0.82272 | 5 | 0.20592
46378 | 5.1 | 1 | 365 | 5.8063 | 0.68724 | 6 | 0.49356
49930 | 4.08 | 1 | 365 | 4.6451 | 0.34979 | 4 | 0.99485
46384 | 7.28 | 1 | 365 | 8.2882 | 0.68296 | 8 | 0.9712
46393 | 12.19 | 1 | 365 | 13.8782 | 0.9348 | 14 | 0.81304
49865 | 5.2 | 1 | 365 | 5.9202 | 0.9164 | 6 | 0.83657
51637 | 3.12 | 1 | 365 | 3.5521 | 0.14984 | 3 | 0.70194
51586 | 4.68 | 1 | 365 | 5.3282 | 0.72476 | 6 | 0.052913
49932 | 2.08 | 1 | 365 | 2.3681 | 0.76656 | 3 | 0.13463
51597 | 13.52 | 1 | 365 | 15.3924 | 0.98265 | 16 | 0.37508
51534 | 5.2 | 1 | 365 | 5.9202 | 0.9164 | 6 | 0.83657
49945 | 3.64 | 1 | 365 | 4.1441 | 0.34148 | 4 | 0.4856
51380 | 2.86 | 1 | 365 | 3.2561 | 0.55402 | 3 | 0.81011
51545 | 5.13 | 1 | 365 | 5.8405 | 0.75599 | 6 | 0.59646
49944 | 8.58 | 1 | 365 | 9.7683 | 0.66207 | 10 | 0.43034
51530 | 6.76 | 1 | 365 | 7.6962 | 0.49132 | 8 | 0.18754
51814 | 5.2 | 1 | 365 | 5.9202 | 0.9164 | 6 | 0.83657
38973 | 9.1 | 1 | 365 | 10.3603 | 0.85371 | 11 | 0.214
49951 | 8.32 | 1 | 365 | 9.4723 | 0.066245 | 9 | 0.53851
49956 | 7.42 | 1 | 365 | 8.4476 | 0.0037907 | 8 | 0.45141
52071 | 3.38 | 1 | 365 | 3.8481 | 0.74566 | 4 | 0.59377
31923 | 5.72 | 1 | 365 | 6.5122 | 0.10804 | 6 | 0.62023
52715 | 34.45 | 0.9 | 365 | 35.299 | 0.051554 | 35 | 0.35055
52082 | 3.64 | 1 | 365 | 4.1441 | 0.34148 | 4 | 0.4856
49965 | 7.395 | 1 | 365 | 8.4192 | 0.9465 | 9 | 0.36566
52072 | 8.215 | 1 | 365 | 9.3527 | 0.82563 | 10 | 0.17835
49967 | 4.16 | 1 | 365 | 4.7361 | 0.53312 | 5 | 0.26926
35013 | 40.221 | 0.9 | 365 | 41.2122 | 0.95398 | 42 | 0.16619
44975 | 8.745 | 1 | 365 | 9.9561 | 0.040182 | 9 | 0.99631
49972 | 10.4 | 1 | 365 | 11.8403 | 0.83281 | 12 | 0.67314
50088 | 5.46 | 1 | 365 | 6.2162 | 0.51222 | 6 | 0.7284
39676 | 8.745 | 1 | 365 | 9.9561 | 0.040182 | 9 | 0.99631
52084 | 8.06 | 1 | 365 | 9.1763 | 0.47042 | 9 | 0.64668
50081 | 9.1 | 1 | 365 | 10.3603 | 0.85371 | 11 | 0.214
40833 | 4.24 | 1 | 365 | 4.8272 | 0.71645 | 5 | 0.54366
50089 | 5.72 | 1 | 365 | 6.5122 | 0.10804 | 6 | 0.62023
50097 | 2.34 | 1 | 365 | 2.6641 | 0.36238 | 3 | 0.026456
50005 | 6 | 1 | 365 | 6.831 | 0.7497 | 7 | 0.58066
52083 | 7.54 | 1 | 365 | 8.5842 | 0.27878 | 8 | 0.86303
40837 | 9.54 | 1 | 365 | 10.8612 | 0.86202 | 11 | 0.72325
40832 | 3.71 | 1 | 365 | 4.2238 | 0.5019 | 4 | 0.72571
50087 | 12 | 1 | 365 | 13.6619 | 0.49939 | 14 | 0.16132
40835 | 5.3 | 1 | 365 | 6.034 | 0.14556 | 6 | 0.17958
49980 | 3.64 | 1 | 365 | 4.1441 | 0.34148 | 4 | 0.4856
40839 | 5.3 | 1 | 365 | 6.034 | 0.14556 | 6 | 0.17958
52086 | 6.76 | 1 | 365 | 7.6962 | 0.49132 | 8 | 0.18754
42525 | 3.92 | 1 | 365 | 4.4629 | 0.98313 | 5 | 0.44603
42531 | 3.84 | 1 | 365 | 4.3718 | 0.79981 | 5 | 0.17162
42459 | 7.95 | 1 | 365 | 9.051 | 0.21835 | 9 | 0.26937
40864 | 4.24 | 1 | 365 | 4.8272 | 0.71645 | 5 | 0.54366
52447 | 11.7 | 1 | 365 | 13.3204 | 0.81191 | 14 | 0.13228
40841 | 4.24 | 1 | 365 | 4.8272 | 0.71645 | 5 | 0.54366
40850 | 5.3 | 1 | 365 | 6.034 | 0.14556 | 6 | 0.17958
40845 | 5.3 | 1 | 365 | 6.034 | 0.14556 | 6 | 0.17958
40847 | 5.3 | 1 | 365 | 6.034 | 0.14556 | 6 | 0.17958
40854 | 7.42 | 1 | 365 | 8.4476 | 0.0037907 | 8 | 0.45141
52442 | 8.58 | 1 | 365 | 9.7683 | 0.66207 | 10 | 0.43034
52386 | 3.9 | 1 | 365 | 4.4401 | 0.9373 | 5 | 0.37743
40856 | 4.24 | 1 | 365 | 4.8272 | 0.71645 | 5 | 0.54366
40867 | 6.36 | 1 | 365 | 7.2408 | 0.57468 | 7 | 0.8155
40844 | 5.3 | 1 | 365 | 6.034 | 0.14556 | 6 | 0.17958
50078 | 3.64 | 1 | 365 | 4.1441 | 0.34148 | 4 | 0.4856
49984 | 4.16 | 1 | 365 | 4.7361 | 0.53312 | 5 | 0.26926
52378 | 3.38 | 1 | 365 | 3.8481 | 0.74566 | 4 | 0.59377
49987 | 8.58 | 1 | 365 | 9.7683 | 0.66207 | 10 | 0.43034
42568 | 9.54 | 1 | 365 | 10.8612 | 0.86202 | 11 | 0.72325
42716 | 4.8 | 1 | 365 | 5.4648 | 0.99976 | 6 | 0.46453
49991 | 3.24 | 1 | 365 | 3.6887 | 0.42484 | 4 | 0.11356
52298 | 6.625 | 1 | 365 | 7.5425 | 0.18196 | 7 | 0.72448
52188 | 9.36 | 1 | 365 | 10.6563 | 0.44953 | 11 | 0.10583
42705 | 5.3 | 1 | 365 | 6.034 | 0.14556 | 6 | 0.17958
42622 | 6.12 | 1 | 365 | 6.9676 | 0.02469 | 6 | 0.99227
35659 | 213 | 0.9 | 365 | 218.2492 | 0.30279 | 218 | 0.55201
42541 | 5.3 | 1 | 365 | 6.034 | 0.14556 | 6 | 0.17958
49996 | 9.36 | 1 | 365 | 10.6563 | 0.44953 | 11 | 0.10583
50754 | 9.62 | 1 | 365 | 10.9523 | 0.045346 | 10 | 0.99765
51630 | 3.57 | 1 | 365 | 4.0644 | 0.18107 | 4 | 0.24549
50090 | 5.2 | 1 | 365 | 5.9202 | 0.9164 | 6 | 0.83657
42591 | 4.77 | 1 | 365 | 5.4306 | 0.93101 | 6 | 0.36162
51473 | 11.7 | 1 | 365 | 13.3204 | 0.81191 | 14 | 0.13228
52649 | 3.12 | 1 | 365 | 3.5521 | 0.14984 | 3 | 0.70194
50093 | 5.83 | 1 | 365 | 6.6374 | 0.36012 | 6 | 0.99754
50500 | 11.44 | 1 | 365 | 13.0244 | 0.21609 | 13 | 0.24045
50508 | 6.24 | 1 | 365 | 7.1042 | 0.29968 | 7 | 0.40388
42930 | 5.3 | 1 | 365 | 6.034 | 0.14556 | 6 | 0.17958
42630 | 5.76 | 1 | 365 | 6.5577 | 0.19971 | 6 | 0.75743
42943 | 8.75 | 1 | 365 | 9.9618 | 0.05164 | 10 | 0.013459
42690 | 3.71 | 1 | 365 | 4.2238 | 0.5019 | 4 | 0.72571
42641 | 6.36 | 1 | 365 | 7.2408 | 0.57468 | 7 | 0.8155
42665 | 8.16 | 1 | 365 | 9.2901 | 0.69959 | 9 | 0.98969
42477 | 4.24 | 1 | 365 | 4.8272 | 0.71645 | 5 | 0.54366
42980 | 8.695 | 1 | 365 | 9.8992 | 0.9256 | 10 | 0.8248
45078 | 5.3 | 1 | 365 | 6.034 | 0.14556 | 6 | 0.17958
52387 | 681.6 | 1 | 365 | 775.9972 | 0.96547 | 776 | 0.9627
45067 | 4.24 | 1 | 365 | 4.8272 | 0.71645 | 5 | 0.54366
14352 | 883.5 | 0.9 | 365 | 905.2732 | 0.17846 | 905 | 0.45165
46400 | 8.16 | 1 | 365 | 9.2901 | 0.69959 | 9 | 0.98969
45001 | 6.36 | 1 | 365 | 7.2408 | 0.57468 | 7 | 0.8155
46402 | 9.81 | 1 | 365 | 11.1686 | 0.48075 | 11 | 0.64938
43220 | 7.42 | 1 | 365 | 8.4476 | 0.0037907 | 8 | 0.45141
46424 | 5.7 | 1 | 365 | 6.4894 | 0.062211 | 6 | 0.55162
46430 | 7.83 | 1 | 365 | 8.9144 | 0.94335 | 9 | 0.85776
40927 | 12.22 | 1 | 365 | 13.9124 | 0.0035475 | 13 | 0.91594
38750 | 5.45 | 1 | 365 | 6.2048 | 0.48931 | 6 | 0.6941
40919 | 10.66 | 1 | 365 | 12.1363 | 0.42863 | 12 | 0.56497
39351 | 8.58 | 1 | 365 | 9.7683 | 0.66207 | 10 | 0.43034
42350 | 5.1 | 1 | 365 | 5.8063 | 0.68724 | 6 | 0.49356
50749 | 7.02 | 1 | 365 | 7.9922 | 0.087144 | 8 | 0.079369
34331 | 635 | 0.8 | 365 | 578.3547 | 0.14093 | 578 | 0.49568
50732 | 6.76 | 1 | 365 | 7.6962 | 0.49132 | 8 | 0.18754
50720 | 7.8 | 1 | 365 | 8.8803 | 0.8746 | 9 | 0.75485
52903 | 6.5 | 1 | 365 | 7.4002 | 0.8955 | 8 | 0.29571
52870 | 5.46 | 1 | 365 | 6.2162 | 0.51222 | 6 | 0.7284
50701 | 4.94 | 1 | 365 | 5.6242 | 0.32058 | 5 | 0.94474
40942 | 7.28 | 1 | 365 | 8.2882 | 0.68296 | 8 | 0.9712
50521 | 7.02 | 1 | 365 | 7.9922 | 0.087144 | 8 | 0.079369
38974 | 11.18 | 1 | 365 | 12.7284 | 0.62027 | 13 | 0.34863
40930 | 12.72 | 1 | 365 | 14.4816 | 0.14936 | 14 | 0.63099
50526 | 4.68 | 1 | 365 | 5.3282 | 0.72476 | 6 | 0.052913
41874 | 7.02 | 1 | 365 | 7.9922 | 0.087144 | 8 | 0.079369
50706 | 13 | 1 | 365 | 14.8004 | 0.79101 | 15 | 0.59142
38069 | 10.14 | 1 | 365 | 11.5443 | 0.23699 | 11 | 0.78131
39474 | 6.24 | 1 | 365 | 7.1042 | 0.29968 | 7 | 0.40388
39172 | 10.26 | 1 | 365 | 11.6809 | 0.51198 | 12 | 0.19292
46473 | 10.464 | 1 | 365 | 11.9132 | 0.97947 | 12 | 0.89267
50887 | 4.94 | 1 | 365 | 5.6242 | 0.32058 | 5 | 0.94474
46478 | 3.57 | 1 | 365 | 4.0644 | 0.18107 | 4 | 0.24549
50889 | 3.12 | 1 | 365 | 3.5521 | 0.14984 | 3 | 0.70194
46480 | 11.1 | 1 | 365 | 12.6373 | 0.43694 | 13 | 0.074217
40912 | 12.22 | 1 | 365 | 13.9124 | 0.0035475 | 13 | 0.91594
50896 | 7.8 | 1 | 365 | 8.8803 | 0.8746 | 9 | 0.75485
46793 | 5.355 | 1 | 365 | 6.0966 | 0.2716 | 6 | 0.36824
50880 | 4.16 | 1 | 365 | 4.7361 | 0.53312 | 5 | 0.26926
46794 | 5.3 | 1 | 365 | 6.034 | 0.14556 | 6 | 0.17958
40810 | 12.455 | 1 | 365 | 14.1799 | 0.54208 | 14 | 0.72202
46795 | 8 | 1 | 365 | 9.1079 | 0.33293 | 9 | 0.44088
50763 | 9.805 | 1 | 365 | 11.1629 | 0.46929 | 11 | 0.63222
40822 | 4.68 | 1 | 365 | 5.3282 | 0.72476 | 6 | 0.052913
38273 | 4.94 | 1 | 365 | 5.6242 | 0.32058 | 5 | 0.94474
38712 | 7.02 | 1 | 365 | 7.9922 | 0.087144 | 8 | 0.079369
39624 | 7.28 | 1 | 365 | 8.2882 | 0.68296 | 8 | 0.9712
40808 | 5.3 | 1 | 365 | 6.034 | 0.14556 | 6 | 0.17958
34510 | 118.08 | 0.9 | 365 | 120.99 | 0.53462 | 121 | 0.52461
40725 | 5.98 | 1 | 365 | 6.8082 | 0.70386 | 7 | 0.51206
50780 | 3.12 | 1 | 365 | 3.5521 | 0.14984 | 3 | 0.70194
39345 | 10.66 | 1 | 365 | 12.1363 | 0.42863 | 12 | 0.56497
50744 | 9.54 | 1 | 365 | 10.8612 | 0.86202 | 11 | 0.72325
40921 | 7.28 | 1 | 365 | 8.2882 | 0.68296 | 8 | 0.9712
52866 | 6.24 | 1 | 365 | 7.1042 | 0.29968 | 7 | 0.40388
45321 | 3.64 | 1 | 365 | 4.1441 | 0.34148 | 4 | 0.4856
42946 | 11.395 | 1 | 365 | 12.9731 | 0.11296 | 13 | 0.086099
50955 | 5.72 | 1 | 365 | 6.5122 | 0.10804 | 6 | 0.62023
40283 | 3.12 | 1 | 365 | 3.5521 | 0.14984 | 3 | 0.70194
50784 | 11.66 | 1 | 365 | 13.2748 | 0.72024 | 13 | 0.99508
50758 | 5.72 | 1 | 365 | 6.5122 | 0.10804 | 6 | 0.62023
39081 | 5.72 | 1 | 365 | 6.5122 | 0.10804 | 6 | 0.62023
39001 | 8.06 | 1 | 365 | 9.1763 | 0.47042 | 9 | 0.64668
50952 | 5.72 | 1 | 365 | 6.5122 | 0.10804 | 6 | 0.62023
39622 | 10.2 | 1 | 365 | 11.6126 | 0.37448 | 11 | 0.98712
51018 | 4.16 | 1 | 365 | 4.7361 | 0.53312 | 5 | 0.26926
51015 | 12.22 | 1 | 365 | 13.9124 | 0.0035475 | 13 | 0.91594
43707 | 13.78 | 1 | 365 | 15.6884 | 0.57847 | 16 | 0.26691
40339 | 14.04 | 1 | 365 | 15.9845 | 0.17429 | 16 | 0.15874
51006 | 4.68 | 1 | 365 | 5.3282 | 0.72476 | 6 | 0.052913
40819 | 12.74 | 1 | 365 | 14.5044 | 0.19519 | 14 | 0.6996
39582 | 8.925 | 1 | 365 | 10.1611 | 0.45267 | 10 | 0.61373
38231 | 7.4 | 1 | 365 | 8.4249 | 0.95796 | 9 | 0.38281
38978 | 5.2 | 1 | 365 | 5.9202 | 0.9164 | 6 | 0.83657
40576 | 6.76 | 1 | 365 | 7.6962 | 0.49132 | 8 | 0.18754
38420 | 5.46 | 1 | 365 | 6.2162 | 0.51222 | 6 | 0.7284
41169 | 5.355 | 1 | 365 | 6.0966 | 0.2716 | 6 | 0.36824
40922 | 7.28 | 1 | 365 | 8.2882 | 0.68296 | 8 | 0.9712
41396 | 3.9 | 1 | 365 | 4.4401 | 0.9373 | 5 | 0.37743
39296 | 9.36 | 1 | 365 | 10.6563 | 0.44953 | 11 | 0.10583
39405 | 5.1 | 1 | 365 | 5.8063 | 0.68724 | 6 | 0.49356
38505 | 10.335 | 1 | 365 | 11.7663 | 0.68385 | 12 | 0.45018
40241 | 6.24 | 1 | 365 | 7.1042 | 0.29968 | 7 | 0.40388
39898 | 11.7 | 1 | 365 | 13.3204 | 0.81191 | 14 | 0.13228
40805 | 9.62 | 1 | 365 | 10.9523 | 0.045346 | 10 | 0.99765
40855 | 4.24 | 1 | 365 | 4.8272 | 0.71645 | 5 | 0.54366
37920 | 11.44 | 1 | 365 | 13.0244 | 0.21609 | 13 | 0.24045
37949 | 4.94 | 1 | 365 | 5.6242 | 0.32058 | 5 | 0.94474
38042 | 3.9 | 1 | 365 | 4.4401 | 0.9373 | 5 | 0.37743
43008 | 2.34 | 1 | 365 | 2.6641 | 0.36238 | 3 | 0.026456
41482 | 3.445 | 1 | 365 | 3.9221 | 0.89462 | 4 | 0.81673
41180 | 4.845 | 1 | 365 | 5.516 | 0.10288 | 5 | 0.61888
41050 | 6.885 | 1 | 365 | 7.8385 | 0.77778 | 8 | 0.6163
43011 | 8.84 | 1 | 365 | 10.0643 | 0.25789 | 10 | 0.32217
11749 | 647 | 0.8 | 365 | 589.2843 | 0.14044 | 589 | 0.42473
41075 | 7.975 | 1 | 365 | 9.0795 | 0.27564 | 9 | 0.35512
38932 | 2.7 | 1 | 365 | 3.0739 | 0.18736 | 3 | 0.2613
31280 | 40.875 | 1 | 365 | 46.5359 | 0.6698 | 47 | 0.20573
51019 | 11.73 | 1 | 365 | 13.3545 | 0.88066 | 14 | 0.23519
50996 | 9.88 | 1 | 365 | 11.2483 | 0.64117 | 11 | 0.88948
36768 | 8.84 | 1 | 365 | 10.0643 | 0.25789 | 10 | 0.32217
51010 | 6.5 | 1 | 365 | 7.4002 | 0.8955 | 8 | 0.29571
50974 | 19.76 | 1 | 365 | 22.4966 | 0.28233 | 22 | 0.77897
51000 | 9.36 | 1 | 365 | 10.6563 | 0.44953 | 11 | 0.10583
50975 | 9.88 | 1 | 365 | 11.2483 | 0.64117 | 11 | 0.88948
33992 | 50.22 | 1 | 365 | 57.1751 | 0.084956 | 57 | 0.2601
51027 | 12.75 | 1 | 365 | 14.5158 | 0.2181 | 14 | 0.7339
43459 | 8 | 1 | 365 | 9.1079 | 0.33293 | 9 | 0.44088
51026 | 11.985 | 1 | 365 | 13.6448 | 0.46502 | 14 | 0.10986
43552 | 3.75 | 1 | 365 | 4.2694 | 0.59356 | 4 | 0.86291
39458 | 8.06 | 1 | 365 | 9.1763 | 0.47042 | 9 | 0.64668
40040 | 4.94 | 1 | 365 | 5.6242 | 0.32058 | 5 | 0.94474
44051 | 11.445 | 1 | 365 | 13.0301 | 0.22755 | 13 | 0.2576
40869 | 9.945 | 1 | 365 | 11.3223 | 0.79012 | 12 | 0.11244
43948 | 6.54 | 1 | 365 | 7.4457 | 0.98717 | 8 | 0.43292
41777 | 4.08 | 1 | 365 | 4.6451 | 0.34979 | 4 | 0.99485
44076 | 6 | 1 | 365 | 6.831 | 0.7497 | 7 | 0.58066
37859 | 6.5 | 1 | 365 | 7.4002 | 0.8955 | 8 | 0.29571
44318 | 6.27 | 1 | 365 | 7.1384 | 0.36843 | 7 | 0.50679
39224 | 4.59 | 1 | 365 | 5.2257 | 0.51852 | 5 | 0.7442
44346 | 11.76 | 1 | 365 | 13.3887 | 0.9494 | 14 | 0.33809
44351 | 12 | 1 | 365 | 13.6619 | 0.49939 | 14 | 0.16132
40961 | 4.94 | 1 | 365 | 5.6242 | 0.32058 | 5 | 0.94474
44392 | 4.275 | 1 | 365 | 4.8671 | 0.79666 | 5 | 0.66372
41936 | 4.42 | 1 | 365 | 5.0321 | 0.12894 | 5 | 0.16108
44699 | 14.82 | 1 | 365 | 16.8725 | 0.96175 | 17 | 0.83422
38460 | 7.5 | 1 | 365 | 8.5387 | 0.18712 | 8 | 0.72582
43002 | 10.455 | 1 | 365 | 11.903 | 0.95885 | 12 | 0.8618
44785 | 5.6 | 1 | 365 | 6.3756 | 0.83305 | 7 | 0.20861
35024 | 337.18 | 0.9 | 365 | 345.4895 | 0.41837 | 345 | 0.90792
40911 | 4.94 | 1 | 365 | 5.6242 | 0.32058 | 5 | 0.94474
44796 | 6.555 | 1 | 365 | 7.4628 | 0.021543 | 7 | 0.48437
45161 | 24.9 | 1 | 365 | 28.3485 | 0.061238 | 28 | 0.40973
38502 | 5.46 | 1 | 365 | 6.2162 | 0.51222 | 6 | 0.7284
38878 | 7.8 | 1 | 365 | 8.8803 | 0.8746 | 9 | 0.75485
44394 | 4.65 | 1 | 365 | 5.294 | 0.65601 | 5 | 0.95001
39722 | 8.06 | 1 | 365 | 9.1763 | 0.47042 | 9 | 0.64668
45185 | 6 | 1 | 365 | 6.831 | 0.7497 | 7 | 0.58066
43498 | 4.5 | 1 | 365 | 5.1232 | 0.31227 | 5 | 0.43549
45510 | 6.51 | 1 | 365 | 7.4116 | 0.91842 | 8 | 0.33001
39500 | 9.945 | 1 | 365 | 11.3223 | 0.79012 | 12 | 0.11244
45206 | 8.37 | 1 | 365 | 9.5292 | 0.18083 | 9 | 0.71002
45506 | 5 | 1 | 365 | 5.6925 | 0.45808 | 6 | 0.15055
45634 | 8.4 | 1 | 365 | 9.5633 | 0.24957 | 9 | 0.81292
39649 | 7.395 | 1 | 365 | 8.4192 | 0.9465 | 9 | 0.36566
52872 | 3.9 | 1 | 365 | 4.4401 | 0.9373 | 5 | 0.37743
39986 | 8.58 | 1 | 365 | 9.7683 | 0.66207 | 10 | 0.43034
38268 | 12.22 | 1 | 365 | 13.9124 | 0.0035475 | 13 | 0.91594
37884 | 13.26 | 1 | 365 | 15.0964 | 0.38683 | 15 | 0.48325
39720 | 14.04 | 1 | 365 | 15.9845 | 0.17429 | 16 | 0.15874
42416 | 9.99 | 1 | 365 | 11.3736 | 0.89324 | 12 | 0.26679
39126 | 6.76 | 1 | 365 | 7.6962 | 0.49132 | 8 | 0.18754
39074 | 11.18 | 1 | 365 | 12.7284 | 0.62027 | 13 | 0.34863
41377 | 13.005 | 1 | 365 | 14.8061 | 0.80247 | 15 | 0.60858
40134 | 9.1 | 1 | 365 | 10.3603 | 0.85371 | 11 | 0.214
41006 | 7.395 | 1 | 365 | 8.4192 | 0.9465 | 9 | 0.36566
39171 | 3 | 1 | 365 | 3.4155 | 0.87485 | 4 | 0.29033
39677 | 10.92 | 1 | 365 | 12.4324 | 0.024447 | 12 | 0.4568
40878 | 6.76 | 1 | 365 | 7.6962 | 0.49132 | 8 | 0.18754
39974 | 5.13 | 1 | 365 | 5.8405 | 0.75599 | 6 | 0.59646
41650 | 9.62 | 1 | 365 | 10.9523 | 0.045346 | 10 | 0.99765
39279 | 11.96 | 1 | 365 | 13.6164 | 0.40773 | 14 | 0.024111
50506 | 2.86 | 1 | 365 | 3.2561 | 0.55402 | 3 | 0.81011
43009 | 8.745 | 1 | 365 | 9.9561 | 0.040182 | 9 | 0.99631
43000 | 4.7 | 1 | 365 | 5.3509 | 0.7706 | 6 | 0.12152
41329 | 5.46 | 1 | 365 | 6.2162 | 0.51222 | 6 | 0.7284
37120 | 9.625 | 1 | 365 | 10.958 | 0.056804 | 11 | 0.014805
33906 | 4.16 | 1 | 365 | 4.7361 | 0.53312 | 5 | 0.26926
38072 | 5.98 | 1 | 365 | 6.8082 | 0.70386 | 7 | 0.51206
40081 | 4.94 | 1 | 365 | 5.6242 | 0.32058 | 5 | 0.94474
42566 | 3.38 | 1 | 365 | 3.8481 | 0.74566 | 4 | 0.59377
38255 | 10.4 | 1 | 365 | 11.8403 | 0.83281 | 12 | 0.67314
38078 | 8.84 | 1 | 365 | 10.0643 | 0.25789 | 10 | 0.32217
41963 | 4.16 | 1 | 365 | 4.7361 | 0.53312 | 5 | 0.26926
44075 | 6.54 | 1 | 365 | 7.4457 | 0.98717 | 8 | 0.43292
42692 | 6.76 | 1 | 365 | 7.6962 | 0.49132 | 8 | 0.18754
42616 | 9.88 | 1 | 365 | 11.2483 | 0.64117 | 11 | 0.88948
35452 | 3.3 | 1 | 365 | 3.757 | 0.56233 | 4 | 0.31936
35724 | 7.42 | 1 | 365 | 8.4476 | 0.0037907 | 8 | 0.45141
35845 | 4.95 | 1 | 365 | 5.6355 | 0.3435 | 5 | 0.97904
36698 | 7.02 | 1 | 365 | 7.9922 | 0.087144 | 8 | 0.079369
40068 | 2.6 | 1 | 365 | 2.9601 | 0.9582 | 3 | 0.91828
45139 | 11.96 | 1 | 365 | 13.6164 | 0.40773 | 14 | 0.024111
45282 | 5.46 | 1 | 365 | 6.2162 | 0.51222 | 6 | 0.7284
45235 | 11.7 | 1 | 365 | 13.3204 | 0.81191 | 14 | 0.13228
45585 | 6.555 | 1 | 365 | 7.4628 | 0.021543 | 7 | 0.48437
46216 | 8.84 | 1 | 365 | 10.0643 | 0.25789 | 10 | 0.32217
22513 | 7.02 | 1 | 365 | 7.9922 | 0.087144 | 8 | 0.079369
49643 | 5.72 | 1 | 365 | 6.5122 | 0.10804 | 6 | 0.62023
50890 | 12.22 | 1 | 365 | 13.9124 | 0.0035475 | 13 | 0.91594
52073 | 8.32 | 1 | 365 | 9.4723 | 0.066245 | 9 | 0.53851
38208 | 9.36 | 1 | 365 | 10.6563 | 0.44953 | 11 | 0.10583
42887 | 3.12 | 1 | 365 | 3.5521 | 0.14984 | 3 | 0.70194
41072 | 10 | 1 | 365 | 11.3849 | 0.91616 | 12 | 0.3011
36862 | 2.86 | 1 | 365 | 3.2561 | 0.55402 | 3 | 0.81011
45426 | 9.12 | 1 | 365 | 10.3831 | 0.89954 | 11 | 0.2826
40806 | 12.19 | 1 | 365 | 13.8782 | 0.9348 | 14 | 0.81304
38368 | 5.98 | 1 | 365 | 6.8082 | 0.70386 | 7 | 0.51206
41858 | 9.88 | 1 | 365 | 11.2483 | 0.64117 | 11 | 0.88948
41724 | 6.76 | 1 | 365 | 7.6962 | 0.49132 | 8 | 0.18754
45788 | 4.32 | 1 | 365 | 4.9183 | 0.89978 | 5 | 0.81807
42592 | 3.38 | 1 | 365 | 3.8481 | 0.74566 | 4 | 0.59377
45768 | 7.52 | 1 | 365 | 8.5615 | 0.23295 | 8 | 0.79442
40767 | 3.71 | 1 | 365 | 4.2238 | 0.5019 | 4 | 0.72571
40195 | 9.1 | 1 | 365 | 10.3603 | 0.85371 | 11 | 0.214
45749 | 8.58 | 1 | 365 | 9.7683 | 0.66207 | 10 | 0.43034
45713 | 5.04 | 1 | 365 | 5.738 | 0.54974 | 6 | 0.28775
45697 | 7.42 | 1 | 365 | 8.4476 | 0.0037907 | 8 | 0.45141
39314 | 7.02 | 1 | 365 | 7.9922 | 0.087144 | 8 | 0.079369
41941 | 5.355 | 1 | 365 | 6.0966 | 0.2716 | 6 | 0.36824
40876 | 4.77 | 1 | 365 | 5.4306 | 0.93101 | 6 | 0.36162
42952 | 5.2 | 1 | 365 | 5.9202 | 0.9164 | 6 | 0.83657
37840 | 7.28 | 1 | 365 | 8.2882 | 0.68296 | 8 | 0.9712
46801 | 5.4 | 1 | 365 | 6.1479 | 0.37473 | 6 | 0.52259
46802 | 8.64 | 1 | 365 | 9.8366 | 0.79956 | 10 | 0.63615
46803 | 6 | 1 | 365 | 6.831 | 0.7497 | 7 | 0.58066
46804 | 17.385 | 1 | 365 | 19.7927 | 0.83974 | 20 | 0.63246
46805 | 9.8 | 1 | 365 | 11.1572 | 0.45784 | 11 | 0.61507
46806 | 8.505 | 1 | 365 | 9.6829 | 0.49019 | 10 | 0.17308
46978 | 9.1 | 1 | 365 | 10.3603 | 0.85371 | 11 | 0.214
46984 | 3.8 | 1 | 365 | 4.3263 | 0.70814 | 5 | 0.034416
38071 | 5.2 | 1 | 365 | 5.9202 | 0.9164 | 6 | 0.83657
46632 | 5.72 | 1 | 365 | 6.5122 | 0.10804 | 6 | 0.62023
46829 | 6.9 | 1 | 365 | 7.8556 | 0.81215 | 8 | 0.66776
46792 | 7.56 | 1 | 365 | 8.607 | 0.32462 | 8 | 0.93163
46518 | 8.06 | 1 | 365 | 9.1763 | 0.47042 | 9 | 0.64668
30804 | 12.48 | 1 | 365 | 14.2084 | 0.59937 | 14 | 0.80777
46521 | 6.63 | 1 | 365 | 7.5482 | 0.19341 | 7 | 0.74163
30809 | 11.96 | 1 | 365 | 13.6164 | 0.40773 | 14 | 0.024111
30810 | 10.66 | 1 | 365 | 12.1363 | 0.42863 | 12 | 0.56497
22238 | 4.16 | 1 | 365 | 4.7361 | 0.53312 | 5 | 0.26926
30814 | 11.44 | 1 | 365 | 13.0244 | 0.21609 | 13 | 0.24045
30825 | 17.16 | 1 | 365 | 19.5366 | 0.32413 | 19 | 0.86068
46847 | 14.31 | 1 | 365 | 16.2918 | 0.79302 | 17 | 0.084868
30826 | 13 | 1 | 365 | 14.8004 | 0.79101 | 15 | 0.59142
30833 | 13 | 1 | 365 | 14.8004 | 0.79101 | 15 | 0.59142
30838 | 21.175 | 1 | 365 | 24.1076 | 0.52497 | 24 | 0.63257
30841 | 12.74 | 1 | 365 | 14.5044 | 0.19519 | 14 | 0.6996
22285 | 5.72 | 1 | 365 | 6.5122 | 0.10804 | 6 | 0.62023
47182 | 4.48 | 1 | 365 | 5.1005 | 0.26644 | 5 | 0.36689
22561 | 12.24 | 1 | 365 | 13.9352 | 0.04938 | 13 | 0.98454
46859 | 3.71 | 1 | 365 | 4.2238 | 0.5019 | 4 | 0.72571
30843 | 11.44 | 1 | 365 | 13.0244 | 0.21609 | 13 | 0.24045
30846 | 14.04 | 1 | 365 | 15.9845 | 0.17429 | 16 | 0.15874
27872 | 12.48 | 1 | 365 | 14.2084 | 0.59937 | 14 | 0.80777
30848 | 10.4 | 1 | 365 | 11.8403 | 0.83281 | 12 | 0.67314
46869 | 6.84 | 1 | 365 | 7.7873 | 0.67465 | 8 | 0.46195
27876 | 7.65 | 1 | 365 | 8.7095 | 0.53086 | 9 | 0.24034
30850 | 10.66 | 1 | 365 | 12.1363 | 0.42863 | 12 | 0.56497
46876 | 3.78 | 1 | 365 | 4.3035 | 0.66231 | 4 | 0.96581
46875 | 4.86 | 1 | 365 | 5.5331 | 0.13725 | 5 | 0.67033
46882 | 5.3 | 1 | 365 | 6.034 | 0.14556 | 6 | 0.17958
30853 | 11.7 | 1 | 365 | 13.3204 | 0.81191 | 14 | 0.13228
39625 | 6.24 | 1 | 365 | 7.1042 | 0.29968 | 7 | 0.40388
30854 | 12.48 | 1 | 365 | 14.2084 | 0.59937 | 14 | 0.80777
30855 | 13.78 | 1 | 365 | 15.6884 | 0.57847 | 16 | 0.26691
46883 | 7.28 | 1 | 365 | 8.2882 | 0.68296 | 8 | 0.9712
30865 | 17.42 | 1 | 365 | 19.8326 | 0.91995 | 20 | 0.75251
46893 | 4.5 | 1 | 365 | 5.1232 | 0.31227 | 5 | 0.43549
30870 | 12.24 | 1 | 365 | 13.9352 | 0.04938 | 13 | 0.98454
39338 | 9.69 | 1 | 365 | 11.032 | 0.20576 | 11 | 0.23776
30867 | 15.39 | 1 | 365 | 17.5214 | 0.26797 | 17 | 0.78939
46848 | 7.245 | 1 | 365 | 8.2484 | 0.60276 | 8 | 0.85114
30871 | 10.725 | 1 | 365 | 12.2103 | 0.57758 | 12 | 0.78793
30874 | 13.26 | 1 | 365 | 15.0964 | 0.38683 | 15 | 0.48325
30876 | 10.14 | 1 | 365 | 11.5443 | 0.23699 | 11 | 0.78131
30883 | 10.4 | 1 | 365 | 11.8403 | 0.83281 | 12 | 0.67314
46217 | 9.2 | 1 | 365 | 10.4741 | 0.082867 | 10 | 0.55701
47216 | 3.3 | 1 | 365 | 3.757 | 0.56233 | 4 | 0.31936
35831 | 5.94 | 1 | 365 | 6.7627 | 0.6122 | 7 | 0.37485
47217 | 8.8 | 1 | 365 | 10.0187 | 0.16622 | 10 | 0.18496
43740 | 4.68 | 1 | 365 | 5.3282 | 0.72476 | 6 | 0.052913
47220 | 6.72 | 1 | 365 | 7.6507 | 0.39966 | 8 | 0.050337
46894 | 8.68 | 1 | 365 | 9.8821 | 0.89123 | 10 | 0.77335
38924 | 3.64 | 1 | 365 | 4.1441 | 0.34148 | 4 | 0.4856
44737 | 4.095 | 1 | 365 | 4.6621 | 0.38417 | 5 | 0.046299
43163 | 11.7 | 1 | 365 | 13.3204 | 0.81191 | 14 | 0.13228
42808 | 6.6 | 1 | 365 | 7.5141 | 0.12467 | 7 | 0.63872
44208 | 5.98 | 1 | 365 | 6.8082 | 0.70386 | 7 | 0.51206
43952 | 4.905 | 1 | 365 | 5.5843 | 0.24038 | 5 | 0.82469
42977 | 5.035 | 1 | 365 | 5.7323 | 0.53829 | 6 | 0.2706
44224 | 7.8 | 1 | 365 | 8.8803 | 0.8746 | 9 | 0.75485
44100 | 5.2 | 1 | 365 | 5.9202 | 0.9164 | 6 | 0.83657
44227 | 9.88 | 1 | 365 | 11.2483 | 0.64117 | 11 | 0.88948
44087 | 12.48 | 1 | 365 | 14.2084 | 0.59937 | 14 | 0.80777
44257 | 6.5 | 1 | 365 | 7.4002 | 0.8955 | 8 | 0.29571
43272 | 8.84 | 1 | 365 | 10.0643 | 0.25789 | 10 | 0.32217
22133 | 4.94 | 1 | 365 | 5.6242 | 0.32058 | 5 | 0.94474
44357 | 5.67 | 1 | 365 | 6.4553 | 0.99346 | 7 | 0.44872
43264 | 7.28 | 1 | 365 | 8.2882 | 0.68296 | 8 | 0.9712
44360 | 7.848 | 1 | 365 | 8.9349 | 0.9846 | 9 | 0.9195
43180 | 7.02 | 1 | 365 | 7.9922 | 0.087144 | 8 | 0.079369
23971 | 5.98 | 1 | 365 | 6.8082 | 0.70386 | 7 | 0.51206
43712 | 4.68 | 1 | 365 | 5.3282 | 0.72476 | 6 | 0.052913
28244 | 4.94 | 1 | 365 | 5.6242 | 0.32058 | 5 | 0.94474
21566 | 6.76 | 1 | 365 | 7.6962 | 0.49132 | 8 | 0.18754
29138 | 19.38 | 1 | 365 | 22.064 | 0.41152 | 22 | 0.47552
25322 | 7.28 | 1 | 365 | 8.2882 | 0.68296 | 8 | 0.9712
32333 | 7.54 | 1 | 365 | 8.5842 | 0.27878 | 8 | 0.86303
41746 | 7.28 | 1 | 365 | 8.2882 | 0.68296 | 8 | 0.9712
41635 | 12.74 | 1 | 365 | 14.5044 | 0.19519 | 14 | 0.6996
41620 | 8.58 | 1 | 365 | 9.7683 | 0.66207 | 10 | 0.43034
32107 | 8.84 | 1 | 365 | 10.0643 | 0.25789 | 10 | 0.32217
38241 | 5.98 | 1 | 365 | 6.8082 | 0.70386 | 7 | 0.51206
19825 | 3.38 | 1 | 365 | 3.8481 | 0.74566 | 4 | 0.59377
19518 | 4.42 | 1 | 365 | 5.0321 | 0.12894 | 5 | 0.16108
43724 | 9.36 | 1 | 365 | 10.6563 | 0.44953 | 11 | 0.10583
44079 | 8.58 | 1 | 365 | 9.7683 | 0.66207 | 10 | 0.43034
36974 | 127.53 | 0.9 | 365 | 130.6729 | 0.02481 | 130 | 0.69769
44071 | 3.9 | 1 | 365 | 4.4401 | 0.9373 | 5 | 0.37743
44261 | 9.1 | 1 | 365 | 10.3603 | 0.85371 | 11 | 0.214
22564 | 4.5 | 1 | 365 | 5.1232 | 0.31227 | 5 | 0.43549
43489 | 5.04 | 1 | 365 | 5.738 | 0.54974 | 6 | 0.28775
24424 | 15.55 | 1 | 365 | 17.7036 | 0.63463 | 18 | 0.3382
45645 | 4.16 | 1 | 365 | 4.7361 | 0.53312 | 5 | 0.26926
45474 | 7.28 | 1 | 365 | 8.2882 | 0.68296 | 8 | 0.9712
45461 | 5.98 | 1 | 365 | 6.8082 | 0.70386 | 7 | 0.51206
45513 | 13.78 | 1 | 365 | 15.6884 | 0.57847 | 16 | 0.26691
43103 | 5.28 | 1 | 365 | 6.0112 | 0.099732 | 6 | 0.11098
43187 | 9.54 | 1 | 365 | 10.8612 | 0.86202 | 11 | 0.72325
43456 | 11.66 | 1 | 365 | 13.2748 | 0.72024 | 13 | 0.99508
45984 | 9.54 | 1 | 365 | 10.8612 | 0.86202 | 11 | 0.72325
45806 | 8.48 | 1 | 365 | 9.6544 | 0.4329 | 10 | 0.087329
45797 | 5.3 | 1 | 365 | 6.034 | 0.14556 | 6 | 0.17958
41869 | 9.35 | 1 | 365 | 10.6449 | 0.42661 | 11 | 0.071525
31864 | 4.68 | 1 | 365 | 5.3282 | 0.72476 | 6 | 0.052913
41848 | 10.5 | 1 | 365 | 11.9542 | 0.061968 | 12 | 0.016151
41669 | 5.775 | 1 | 365 | 6.5748 | 0.23408 | 6 | 0.80888
27361 | 8.75 | 1 | 365 | 9.9618 | 0.05164 | 10 | 0.013459
41437 | 7.65 | 1 | 365 | 8.7095 | 0.53086 | 9 | 0.24034
51367 | 3.71 | 1 | 365 | 4.2238 | 0.5019 | 4 | 0.72571
41409 | 5.865 | 1 | 365 | 6.6773 | 0.44033 | 7 | 0.11759
43929 | 9.25 | 1 | 365 | 10.5311 | 0.19745 | 10 | 0.72851
42793 | 6.36 | 1 | 365 | 7.2408 | 0.57468 | 7 | 0.8155
43924 | 4.75 | 1 | 365 | 5.4078 | 0.88518 | 6 | 0.29302
43910 | 10 | 1 | 365 | 11.3849 | 0.91616 | 12 | 0.3011
43904 | 11.985 | 1 | 365 | 13.6448 | 0.46502 | 14 | 0.10986
43901 | 8.75 | 1 | 365 | 9.9618 | 0.05164 | 10 | 0.013459
32146 | 5.2 | 1 | 365 | 5.9202 | 0.9164 | 6 | 0.83657
29920 | 6.5 | 1 | 365 | 7.4002 | 0.8955 | 8 | 0.29571
43897 | 6.75 | 1 | 365 | 7.6848 | 0.46841 | 8 | 0.15324
16930 | 10.455 | 1 | 365 | 11.903 | 0.95885 | 12 | 0.8618
20722 | 3.64 | 1 | 365 | 4.1441 | 0.34148 | 4 | 0.4856
16720 | 5.2 | 1 | 365 | 5.9202 | 0.9164 | 6 | 0.83657
43880 | 5.5 | 1 | 365 | 6.2617 | 0.60389 | 6 | 0.8656
43881 | 11.7 | 1 | 365 | 13.3204 | 0.81191 | 14 | 0.13228
43873 | 9.5 | 1 | 365 | 10.8157 | 0.77035 | 11 | 0.58604
42523 | 9.9 | 1 | 365 | 11.2711 | 0.687 | 11 | 0.95809
42242 | 5.61 | 1 | 365 | 6.3869 | 0.85597 | 7 | 0.24291
42236 | 12.22 | 1 | 365 | 13.9124 | 0.0035475 | 13 | 0.91594
42233 | 6.6 | 1 | 365 | 7.5141 | 0.12467 | 7 | 0.63872
42195 | 9.9 | 1 | 365 | 11.2711 | 0.687 | 11 | 0.95809
41976 | 9.25 | 1 | 365 | 10.5311 | 0.19745 | 10 | 0.72851
42740 | 14.85 | 1 | 365 | 16.9066 | 0.030498 | 16 | 0.93713
44902 | 10.25 | 1 | 365 | 11.6696 | 0.48906 | 12 | 0.15862
43178 | 8.525 | 1 | 365 | 9.7057 | 0.53603 | 10 | 0.24168
42619 | 9.54 | 1 | 365 | 10.8612 | 0.86202 | 11 | 0.72325
43541 | 5.5 | 1 | 365 | 6.2617 | 0.60389 | 6 | 0.8656
44903 | 14.04 | 1 | 365 | 15.9845 | 0.17429 | 16 | 0.15874
44800 | 7.395 | 1 | 365 | 8.4192 | 0.9465 | 9 | 0.36566
44890 | 9.18 | 1 | 365 | 10.4514 | 0.037035 | 10 | 0.48841
42436 | 3.85 | 1 | 365 | 4.3832 | 0.82272 | 5 | 0.20592
44974 | 7 | 1 | 365 | 7.9695 | 0.041312 | 8 | 0.010767
42768 | 11.55 | 1 | 365 | 13.1496 | 0.46816 | 13 | 0.61777
45689 | 6.36 | 1 | 365 | 7.2408 | 0.57468 | 7 | 0.8155
45670 | 8.84 | 1 | 365 | 10.0643 | 0.25789 | 10 | 0.32217
45337 | 9.54 | 1 | 365 | 10.8612 | 0.86202 | 11 | 0.72325
20951 | 12.22 | 1 | 365 | 13.9124 | 0.0035475 | 13 | 0.91594
18387 | 13 | 1 | 365 | 14.8004 | 0.79101 | 15 | 0.59142
27625 | 6.5 | 1 | 365 | 7.4002 | 0.8955 | 8 | 0.29571
36367 | 8.67 | 1 | 365 | 9.8707 | 0.86831 | 10 | 0.73905
31521 | 6.5 | 1 | 365 | 7.4002 | 0.8955 | 8 | 0.29571
31444 | 5.98 | 1 | 365 | 6.8082 | 0.70386 | 7 | 0.51206
18630 | 5.2 | 1 | 365 | 5.9202 | 0.9164 | 6 | 0.83657
42920 | 11.66 | 1 | 365 | 13.2748 | 0.72024 | 13 | 0.99508
31451 | 7.02 | 1 | 365 | 7.9922 | 0.087144 | 8 | 0.079369
40831 | 4.77 | 1 | 365 | 5.4306 | 0.93101 | 6 | 0.36162
31513 | 6.76 | 1 | 365 | 7.6962 | 0.49132 | 8 | 0.18754
31464 | 13.78 | 1 | 365 | 15.6884 | 0.57847 | 16 | 0.26691
30225 | 9.36 | 1 | 365 | 10.6563 | 0.44953 | 11 | 0.10583
27944 | 9.62 | 1 | 365 | 10.9523 | 0.045346 | 10 | 0.99765
32129 | 4.68 | 1 | 365 | 5.3282 | 0.72476 | 6 | 0.052913
32422 | 6.76 | 1 | 365 | 7.6962 | 0.49132 | 8 | 0.18754
30785 | 10.14 | 1 | 365 | 11.5443 | 0.23699 | 11 | 0.78131
30797 | 12.74 | 1 | 365 | 14.5044 | 0.19519 | 14 | 0.6996
30806 | 15.6 | 1 | 365 | 17.7605 | 0.74921 | 18 | 0.50971
30882 | 13.26 | 1 | 365 | 15.0964 | 0.38683 | 15 | 0.48325
30885 | 11.7 | 1 | 365 | 13.3204 | 0.81191 | 14 | 0.13228
30887 | 10.92 | 1 | 365 | 12.4324 | 0.024447 | 12 | 0.4568
30886 | 13.26 | 1 | 365 | 15.0964 | 0.38683 | 15 | 0.48325
30889 | 12.48 | 1 | 365 | 14.2084 | 0.59937 | 14 | 0.80777
30901 | 13.26 | 1 | 365 | 15.0964 | 0.38683 | 15 | 0.48325
30902 | 10.66 | 1 | 365 | 12.1363 | 0.42863 | 12 | 0.56497
30903 | 10.4 | 1 | 365 | 11.8403 | 0.83281 | 12 | 0.67314
32198 | 7.54 | 1 | 365 | 8.5842 | 0.27878 | 8 | 0.86303
30905 | 10.92 | 1 | 365 | 12.4324 | 0.024447 | 12 | 0.4568
30907 | 10.2 | 1 | 365 | 11.6126 | 0.37448 | 11 | 0.98712
24719 | 4.59 | 1 | 365 | 5.2257 | 0.51852 | 5 | 0.7442
30908 | 14.04 | 1 | 365 | 15.9845 | 0.17429 | 16 | 0.15874
32197 | 5.72 | 1 | 365 | 6.5122 | 0.10804 | 6 | 0.62023
30915 | 10.71 | 1 | 365 | 12.1933 | 0.54321 | 12 | 0.73647
26981 | 7.28 | 1 | 365 | 8.2882 | 0.68296 | 8 | 0.9712
30916 | 11.7 | 1 | 365 | 13.3204 | 0.81191 | 14 | 0.13228
30918 | 10.66 | 1 | 365 | 12.1363 | 0.42863 | 12 | 0.56497
30919 | 10.26 | 1 | 365 | 11.6809 | 0.51198 | 12 | 0.19292
30229 | 4.68 | 1 | 365 | 5.3282 | 0.72476 | 6 | 0.052913
32191 | 4.16 | 1 | 365 | 4.7361 | 0.53312 | 5 | 0.26926
30803 | 10.14 | 1 | 365 | 11.5443 | 0.23699 | 11 | 0.78131
32169 | 5.98 | 1 | 365 | 6.8082 | 0.70386 | 7 | 0.51206
31626 | 14.56 | 1 | 365 | 16.5765 | 0.36593 | 16 | 0.9424
32249 | 11.18 | 1 | 365 | 12.7284 | 0.62027 | 13 | 0.34863
31653 | 12.74 | 1 | 365 | 14.5044 | 0.19519 | 14 | 0.6996
26932 | 5.75 | 1 | 365 | 6.5463 | 0.17679 | 6 | 0.72313
32142 | 8.84 | 1 | 365 | 10.0643 | 0.25789 | 10 | 0.32217
31716 | 12.48 | 1 | 365 | 14.2084 | 0.59937 | 14 | 0.80777
32271 | 5.2 | 1 | 365 | 5.9202 | 0.9164 | 6 | 0.83657
32203 | 8.32 | 1 | 365 | 9.4723 | 0.066245 | 9 | 0.53851
31629 | 12.48 | 1 | 365 | 14.2084 | 0.59937 | 14 | 0.80777
46706 | 4.68 | 1 | 365 | 5.3282 | 0.72476 | 6 | 0.052913
32732 | 15.675 | 1 | 365 | 17.8459 | 0.92108 | 18 | 0.76697
32735 | 13.26 | 1 | 365 | 15.0964 | 0.38683 | 15 | 0.48325
32215 | 13 | 1 | 365 | 14.8004 | 0.79101 | 15 | 0.59142
32759 | 11.44 | 1 | 365 | 13.0244 | 0.21609 | 13 | 0.24045
27171 | 7.8 | 1 | 365 | 8.8803 | 0.8746 | 9 | 0.75485
31000 | 10.4 | 1 | 365 | 11.8403 | 0.83281 | 12 | 0.67314
31941 | 4.42 | 1 | 365 | 5.0321 | 0.12894 | 5 | 0.16108
32155 | 4.68 | 1 | 365 | 5.3282 | 0.72476 | 6 | 0.052913
27269 | 4.42 | 1 | 365 | 5.0321 | 0.12894 | 5 | 0.16108
32136 | 4.16 | 1 | 365 | 4.7361 | 0.53312 | 5 | 0.26926
47726 | 4.94 | 1 | 365 | 5.6242 | 0.32058 | 5 | 0.94474
47344 | 8.06 | 1 | 365 | 9.1763 | 0.47042 | 9 | 0.64668
47733 | 4.16 | 1 | 365 | 4.7361 | 0.53312 | 5 | 0.26926
32246 | 6.5 | 1 | 365 | 7.4002 | 0.8955 | 8 | 0.29571
32130 | 9.36 | 1 | 365 | 10.6563 | 0.44953 | 11 | 0.10583
47393 | 5.2 | 1 | 365 | 5.9202 | 0.9164 | 6 | 0.83657
32153 | 11.18 | 1 | 365 | 12.7284 | 0.62027 | 13 | 0.34863
31770 | 8.58 | 1 | 365 | 9.7683 | 0.66207 | 10 | 0.43034
32173 | 11.18 | 1 | 365 | 12.7284 | 0.62027 | 13 | 0.34863
30995 | 3.9 | 1 | 365 | 4.4401 | 0.9373 | 5 | 0.37743
32219 | 5.72 | 1 | 365 | 6.5122 | 0.10804 | 6 | 0.62023
32372 | 9.88 | 1 | 365 | 11.2483 | 0.64117 | 11 | 0.88948
32564 | 9.62 | 1 | 365 | 10.9523 | 0.045346 | 10 | 0.99765
32400 | 13 | 1 | 365 | 14.8004 | 0.79101 | 15 | 0.59142
25653 | 12.22 | 1 | 365 | 13.9124 | 0.0035475 | 13 | 0.91594
32332 | 4.42 | 1 | 365 | 5.0321 | 0.12894 | 5 | 0.16108
47786 | 7.28 | 1 | 365 | 8.2882 | 0.68296 | 8 | 0.9712
30832 | 7.28 | 1 | 365 | 8.2882 | 0.68296 | 8 | 0.9712
47448 | 10.4 | 1 | 365 | 11.8403 | 0.83281 | 12 | 0.67314
32500 | 6.24 | 1 | 365 | 7.1042 | 0.29968 | 7 | 0.40388
31684 | 8.58 | 1 | 365 | 9.7683 | 0.66207 | 10 | 0.43034
32566 | 6.5 | 1 | 365 | 7.4002 | 0.8955 | 8 | 0.29571
47422 | 4.68 | 1 | 365 | 5.3282 | 0.72476 | 6 | 0.052913
32411 | 7.54 | 1 | 365 | 8.5842 | 0.27878 | 8 | 0.86303
32828 | 11.44 | 1 | 365 | 13.0244 | 0.21609 | 13 | 0.24045
44594 | 7.28 | 1 | 365 | 8.2882 | 0.68296 | 8 | 0.9712
32490 | 5.72 | 1 | 365 | 6.5122 | 0.10804 | 6 | 0.62023
31686 | 9.88 | 1 | 365 | 11.2483 | 0.64117 | 11 | 0.88948
24258 | 13.26 | 1 | 365 | 15.0964 | 0.38683 | 15 | 0.48325
32658 | 6.24 | 1 | 365 | 7.1042 | 0.29968 | 7 | 0.40388
32652 | 4.94 | 1 | 365 | 5.6242 | 0.32058 | 5 | 0.94474
32424 | 5.98 | 1 | 365 | 6.8082 | 0.70386 | 7 | 0.51206
32518 | 8.06 | 1 | 365 | 9.1763 | 0.47042 | 9 | 0.64668
24243 | 7.54 | 1 | 365 | 8.5842 | 0.27878 | 8 | 0.86303
33252 | 8.06 | 1 | 365 | 9.1763 | 0.47042 | 9 | 0.64668
48013 | 7.54 | 1 | 365 | 8.5842 | 0.27878 | 8 | 0.86303
32713 | 11.18 | 1 | 365 | 12.7284 | 0.62027 | 13 | 0.34863
33129 | 8.84 | 1 | 365 | 10.0643 | 0.25789 | 10 | 0.32217
32811 | 5.72 | 1 | 365 | 6.5122 | 0.10804 | 6 | 0.62023
31884 | 8.58 | 1 | 365 | 9.7683 | 0.66207 | 10 | 0.43034
32719 | 7.28 | 1 | 365 | 8.2882 | 0.68296 | 8 | 0.9712
29627 | 4.94 | 1 | 365 | 5.6242 | 0.32058 | 5 | 0.94474
32086 | 13.26 | 1 | 365 | 15.0964 | 0.38683 | 15 | 0.48325
47391 | 8.32 | 1 | 365 | 9.4723 | 0.066245 | 9 | 0.53851
32918 | 7.8 | 1 | 365 | 8.8803 | 0.8746 | 9 | 0.75485
33088 | 9.1 | 1 | 365 | 10.3603 | 0.85371 | 11 | 0.214
32656 | 7.28 | 1 | 365 | 8.2882 | 0.68296 | 8 | 0.9712
32325 | 4.42 | 1 | 365 | 5.0321 | 0.12894 | 5 | 0.16108
47958 | 4.94 | 1 | 365 | 5.6242 | 0.32058 | 5 | 0.94474
32756 | 12.74 | 1 | 365 | 14.5044 | 0.19519 | 14 | 0.6996
47348 | 11.44 | 1 | 365 | 13.0244 | 0.21609 | 13 | 0.24045
37097 | 9.88 | 1 | 365 | 11.2483 | 0.64117 | 11 | 0.88948
36514 | 7.54 | 1 | 365 | 8.5842 | 0.27878 | 8 | 0.86303
37738 | 6.5 | 1 | 365 | 7.4002 | 0.8955 | 8 | 0.29571
37085 | 11.18 | 1 | 365 | 12.7284 | 0.62027 | 13 | 0.34863
36688 | 4.19 | 1 | 365 | 4.7703 | 0.60187 | 5 | 0.37216
37413 | 5.72 | 1 | 365 | 6.5122 | 0.10804 | 6 | 0.62023
35584 | 8.32 | 1 | 365 | 9.4723 | 0.066245 | 9 | 0.53851
37018 | 5.72 | 1 | 365 | 6.5122 | 0.10804 | 6 | 0.62023
23314 | 9.36 | 1 | 365 | 10.6563 | 0.44953 | 11 | 0.10583
32072 | 7.28 | 1 | 365 | 8.2882 | 0.68296 | 8 | 0.9712
34402 | 4.68 | 1 | 365 | 5.3282 | 0.72476 | 6 | 0.052913
47989 | 5.2 | 1 | 365 | 5.9202 | 0.9164 | 6 | 0.83657
34278 | 5.72 | 1 | 365 | 6.5122 | 0.10804 | 6 | 0.62023
48344 | 4.94 | 1 | 365 | 5.6242 | 0.32058 | 5 | 0.94474
34100 | 8.58 | 1 | 365 | 9.7683 | 0.66207 | 10 | 0.43034
32335 | 8.58 | 1 | 365 | 9.7683 | 0.66207 | 10 | 0.43034
47738 | 7.905 | 1 | 365 | 8.9998 | 0.11522 | 9 | 0.11502
48341 | 5.2 | 1 | 365 | 5.9202 | 0.9164 | 6 | 0.83657
32338 | 4.68 | 1 | 365 | 5.3282 | 0.72476 | 6 | 0.052913
34289 | 4.68 | 1 | 365 | 5.3282 | 0.72476 | 6 | 0.052913
34319 | 12.22 | 1 | 365 | 13.9124 | 0.0035475 | 13 | 0.91594
42906 | 6.24 | 1 | 365 | 7.1042 | 0.29968 | 7 | 0.40388
33744 | 7.28 | 1 | 365 | 8.2882 | 0.68296 | 8 | 0.9712
32449 | 5.46 | 1 | 365 | 6.2162 | 0.51222 | 6 | 0.7284
31398 | 13 | 1 | 365 | 14.8004 | 0.79101 | 15 | 0.59142
33295 | 4.42 | 1 | 365 | 5.0321 | 0.12894 | 5 | 0.16108
32716 | 7.8 | 1 | 365 | 8.8803 | 0.8746 | 9 | 0.75485
33543 | 8.06 | 1 | 365 | 9.1763 | 0.47042 | 9 | 0.64668
34188 | 5.98 | 1 | 365 | 6.8082 | 0.70386 | 7 | 0.51206
48343 | 5.865 | 1 | 365 | 6.6773 | 0.44033 | 7 | 0.11759
33510 | 8.58 | 1 | 365 | 9.7683 | 0.66207 | 10 | 0.43034
34123 | 7.02 | 1 | 365 | 7.9922 | 0.087144 | 8 | 0.079369
34082 | 7.02 | 1 | 365 | 7.9922 | 0.087144 | 8 | 0.079369
33564 | 2.86 | 1 | 365 | 3.2561 | 0.55402 | 3 | 0.81011
32295 | 7.28 | 1 | 365 | 8.2882 | 0.68296 | 8 | 0.9712
32709 | 4.94 | 1 | 365 | 5.6242 | 0.32058 | 5 | 0.94474
33311 | 5.2 | 1 | 365 | 5.9202 | 0.9164 | 6 | 0.83657
32675 | 8.84 | 1 | 365 | 10.0643 | 0.25789 | 10 | 0.32217
32343 | 7.54 | 1 | 365 | 8.5842 | 0.27878 | 8 | 0.86303
34310 | 10.14 | 1 | 365 | 11.5443 | 0.23699 | 11 | 0.78131
33607 | 4.68 | 1 | 365 | 5.3282 | 0.72476 | 6 | 0.052913
33778 | 5.72 | 1 | 365 | 6.5122 | 0.10804 | 6 | 0.62023
37109 | 5.72 | 1 | 365 | 6.5122 | 0.10804 | 6 | 0.62023
32812 | 8.58 | 1 | 365 | 9.7683 | 0.66207 | 10 | 0.43034
32947 | 10.4 | 1 | 365 | 11.8403 | 0.83281 | 12 | 0.67314
37293 | 6.405 | 1 | 365 | 7.2921 | 0.6778 | 7 | 0.96985
48361 | 4.42 | 1 | 365 | 5.0321 | 0.12894 | 5 | 0.16108
33227 | 4.94 | 1 | 365 | 5.6242 | 0.32058 | 5 | 0.94474
32950 | 4.16 | 1 | 365 | 4.7361 | 0.53312 | 5 | 0.26926
33317 | 8.58 | 1 | 365 | 9.7683 | 0.66207 | 10 | 0.43034
34277 | 3.12 | 1 | 365 | 3.5521 | 0.14984 | 3 | 0.70194
33491 | 9.88 | 1 | 365 | 11.2483 | 0.64117 | 11 | 0.88948
35850 | 7.54 | 1 | 365 | 8.5842 | 0.27878 | 8 | 0.86303
35618 | 8.32 | 1 | 365 | 9.4723 | 0.066245 | 9 | 0.53851
34077 | 6.76 | 1 | 365 | 7.6962 | 0.49132 | 8 | 0.18754
36976 | 4.16 | 1 | 365 | 4.7361 | 0.53312 | 5 | 0.26926
36926 | 7.28 | 1 | 365 | 8.2882 | 0.68296 | 8 | 0.9712
34444 | 4.94 | 1 | 365 | 5.6242 | 0.32058 | 5 | 0.94474
33528 | 7.02 | 1 | 365 | 7.9922 | 0.087144 | 8 | 0.079369
37118 | 10.14 | 1 | 365 | 11.5443 | 0.23699 | 11 | 0.78131
34405 | 3.38 | 1 | 365 | 3.8481 | 0.74566 | 4 | 0.59377
34221 | 7.28 | 1 | 365 | 8.2882 | 0.68296 | 8 | 0.9712
34395 | 5.46 | 1 | 365 | 6.2162 | 0.51222 | 6 | 0.7284
38360 | 4.42 | 1 | 365 | 5.0321 | 0.12894 | 5 | 0.16108
35882 | 5.98 | 1 | 365 | 6.8082 | 0.70386 | 7 | 0.51206
36931 | 6.5 | 1 | 365 | 7.4002 | 0.8955 | 8 | 0.29571
34426 | 2.6 | 1 | 365 | 2.9601 | 0.9582 | 3 | 0.91828
33493 | 7.28 | 1 | 365 | 8.2882 | 0.68296 | 8 | 0.9712
32610 | 7.28 | 1 | 365 | 8.2882 | 0.68296 | 8 | 0.9712
48366 | 3.64 | 1 | 365 | 4.1441 | 0.34148 | 4 | 0.4856
35980 | 7.8 | 1 | 365 | 8.8803 | 0.8746 | 9 | 0.75485
37106 | 3.38 | 1 | 365 | 3.8481 | 0.74566 | 4 | 0.59377
32640 | 5.98 | 1 | 365 | 6.8082 | 0.70386 | 7 | 0.51206
38809 | 6.76 | 1 | 365 | 7.6962 | 0.49132 | 8 | 0.18754
37753 | 5.98 | 1 | 365 | 6.8082 | 0.70386 | 7 | 0.51206
34388 | 4.42 | 1 | 365 | 5.0321 | 0.12894 | 5 | 0.16108
37733 | 6.76 | 1 | 365 | 7.6962 | 0.49132 | 8 | 0.18754
40967 | 9.36 | 1 | 365 | 10.6563 | 0.44953 | 11 | 0.10583
33653 | 8.32 | 1 | 365 | 9.4723 | 0.066245 | 9 | 0.53851
32991 | 10.2 | 1 | 365 | 11.6126 | 0.37448 | 11 | 0.98712
33075 | 16.575 | 1 | 365 | 18.8705 | 0.98354 | 19 | 0.85407
33078 | 14.79 | 1 | 365 | 16.8383 | 0.893 | 17 | 0.73132
33081 | 10.5 | 1 | 365 | 11.9542 | 0.061968 | 12 | 0.016151
33080 | 11.44 | 1 | 365 | 13.0244 | 0.21609 | 13 | 0.24045
42674 | 7.42 | 1 | 365 | 8.4476 | 0.0037907 | 8 | 0.45141
33875 | 10.2 | 1 | 365 | 11.6126 | 0.37448 | 11 | 0.98712
43061 | 8.25 | 1 | 365 | 9.3926 | 0.90583 | 10 | 0.2984
34434 | 13 | 1 | 365 | 14.8004 | 0.79101 | 15 | 0.59142
45903 | 6 | 1 | 365 | 6.831 | 0.7497 | 7 | 0.58066
36734 | 7.28 | 1 | 365 | 8.2882 | 0.68296 | 8 | 0.9712
45323 | 5.7 | 1 | 365 | 6.4894 | 0.062211 | 6 | 0.55162
35949 | 5.2 | 1 | 365 | 5.9202 | 0.9164 | 6 | 0.83657
43778 | 11.925 | 1 | 365 | 13.5765 | 0.32752 | 13 | 0.90406
35953 | 10.92 | 1 | 365 | 12.4324 | 0.024447 | 12 | 0.4568
44721 | 9 | 1 | 365 | 10.2464 | 0.62454 | 10 | 0.87099
44391 | 6.5 | 1 | 365 | 7.4002 | 0.8955 | 8 | 0.29571
36854 | 15.86 | 1 | 365 | 18.0565 | 0.34503 | 18 | 0.40154
44908 | 7.905 | 1 | 365 | 8.9998 | 0.11522 | 9 | 0.11502
36888 | 10.4 | 1 | 365 | 11.8403 | 0.83281 | 12 | 0.67314
42783 | 5.225 | 1 | 365 | 5.9486 | 0.97369 | 6 | 0.92232
42770 | 5.225 | 1 | 365 | 5.9486 | 0.97369 | 6 | 0.92232
41811 | 5.25 | 1 | 365 | 5.9771 | 0.030984 | 6 | 0.0080754
46405 | 2.04 | 1 | 365 | 2.3225 | 0.6749 | 2 | 0.99742
43353 | 9.8 | 1 | 365 | 11.1572 | 0.45784 | 11 | 0.61507
46456 | 9.36 | 1 | 365 | 10.6563 | 0.44953 | 11 | 0.10583
43370 | 3.6 | 1 | 365 | 4.0986 | 0.24982 | 4 | 0.34839
45020 | 10.455 | 1 | 365 | 11.903 | 0.95885 | 12 | 0.8618
42613 | 4.505 | 1 | 365 | 5.1289 | 0.32373 | 5 | 0.45264
44836 | 5.75 | 1 | 365 | 6.5463 | 0.17679 | 6 | 0.72313
43821 | 3.06 | 1 | 365 | 3.4838 | 0.012345 | 3 | 0.49614
44468 | 11.39 | 1 | 365 | 12.9674 | 0.10151 | 13 | 0.068948
44680 | 5.72 | 1 | 365 | 6.5122 | 0.10804 | 6 | 0.62023
44839 | 2.188 | 1 | 365 | 2.491 | 0.014056 | 2 | 0.50508
45795 | 14.7 | 1 | 365 | 16.7359 | 0.68676 | 17 | 0.42261
44757 | 14.04 | 1 | 365 | 15.9845 | 0.17429 | 16 | 0.15874
44898 | 5.1 | 1 | 365 | 5.8063 | 0.68724 | 6 | 0.49356
44858 | 9.88 | 1 | 365 | 11.2483 | 0.64117 | 11 | 0.88948
47255 | 5.565 | 1 | 365 | 6.3357 | 0.75284 | 7 | 0.08856
47346 | 5.2 | 1 | 365 | 5.9202 | 0.9164 | 6 | 0.83657
45033 | 6 | 1 | 365 | 6.831 | 0.7497 | 7 | 0.58066
39347 | 7.28 | 1 | 365 | 8.2882 | 0.68296 | 8 | 0.9712
44732 | 4.42 | 1 | 365 | 5.0321 | 0.12894 | 5 | 0.16108
45131 | 4.16 | 1 | 365 | 4.7361 | 0.53312 | 5 | 0.26926
45127 | 4.77 | 1 | 365 | 5.4306 | 0.93101 | 6 | 0.36162
45228 | 5.1 | 1 | 365 | 5.8063 | 0.68724 | 6 | 0.49356
43174 | 7.28 | 1 | 365 | 8.2882 | 0.68296 | 8 | 0.9712
45223 | 6.76 | 1 | 365 | 7.6962 | 0.49132 | 8 | 0.18754
45186 | 10.4 | 1 | 365 | 11.8403 | 0.83281 | 12 | 0.67314
39148 | 3.315 | 1 | 365 | 3.7741 | 0.59671 | 4 | 0.37081
45152 | 15.6 | 1 | 365 | 17.7605 | 0.74921 | 18 | 0.50971
32433 | 13 | 1 | 365 | 14.8004 | 0.79101 | 15 | 0.59142
45501 | 3.57 | 1 | 365 | 4.0644 | 0.18107 | 4 | 0.24549
46158 | 10.66 | 1 | 365 | 12.1363 | 0.42863 | 12 | 0.56497
48016 | 6.48 | 1 | 365 | 7.3774 | 0.84967 | 8 | 0.22711
45310 | 2.6 | 1 | 365 | 2.9601 | 0.9582 | 3 | 0.91828
40874 | 15.9 | 1 | 365 | 18.102 | 0.43669 | 18 | 0.53874
39062 | 3.8 | 1 | 365 | 4.3263 | 0.70814 | 5 | 0.034416
42649 | 3.85 | 1 | 365 | 4.3832 | 0.82272 | 5 | 0.20592
42554 | 3.85 | 1 | 365 | 4.3832 | 0.82272 | 5 | 0.20592
44906 | 8.925 | 1 | 365 | 10.1611 | 0.45267 | 10 | 0.61373
42553 | 17.6 | 1 | 365 | 20.0375 | 0.33244 | 20 | 0.36993
42637 | 7.425 | 1 | 365 | 8.4533 | 0.015249 | 8 | 0.46856
32267 | 13 | 1 | 365 | 14.8004 | 0.79101 | 15 | 0.59142
47121 | 8.58 | 1 | 365 | 9.7683 | 0.66207 | 10 | 0.43034
47175 | 4.16 | 1 | 365 | 4.7361 | 0.53312 | 5 | 0.26926
44939 | 7.28 | 1 | 365 | 8.2882 | 0.68296 | 8 | 0.9712
45021 | 5.2 | 1 | 365 | 5.9202 | 0.9164 | 6 | 0.83657
45460 | 11.44 | 1 | 365 | 13.0244 | 0.21609 | 13 | 0.24045
45466 | 4.94 | 1 | 365 | 5.6242 | 0.32058 | 5 | 0.94474
44868 | 4.16 | 1 | 365 | 4.7361 | 0.53312 | 5 | 0.26926
44705 | 7.54 | 1 | 365 | 8.5842 | 0.27878 | 8 | 0.86303
49636 | 8.58 | 1 | 365 | 9.7683 | 0.66207 | 10 | 0.43034
44642 | 12.74 | 1 | 365 | 14.5044 | 0.19519 | 14 | 0.6996
44637 | 6.375 | 1 | 365 | 7.2579 | 0.60905 | 7 | 0.86695
49641 | 3.8 | 1 | 365 | 4.3263 | 0.70814 | 5 | 0.034416
49647 | 3.64 | 1 | 365 | 4.1441 | 0.34148 | 4 | 0.4856
49682 | 7.395 | 1 | 365 | 8.4192 | 0.9465 | 9 | 0.36566
36947 | 12.74 | 1 | 365 | 14.5044 | 0.19519 | 14 | 0.6996
33216 | 5.46 | 1 | 365 | 6.2162 | 0.51222 | 6 | 0.7284
31671 | 5.2 | 1 | 365 | 5.9202 | 0.9164 | 6 | 0.83657
33278 | 9.36 | 1 | 365 | 10.6563 | 0.44953 | 11 | 0.10583
38949 | 4.42 | 1 | 365 | 5.0321 | 0.12894 | 5 | 0.16108
35561 | 10.66 | 1 | 365 | 12.1363 | 0.42863 | 12 | 0.56497
37765 | 4.68 | 1 | 365 | 5.3282 | 0.72476 | 6 | 0.052913
28087 | 6.24 | 1 | 365 | 7.1042 | 0.29968 | 7 | 0.40388
38886 | 4.42 | 1 | 365 | 5.0321 | 0.12894 | 5 | 0.16108
48426 | 2.6 | 1 | 365 | 2.9601 | 0.9582 | 3 | 0.91828
41691 | 4.42 | 1 | 365 | 5.0321 | 0.12894 | 5 | 0.16108
37091 | 14.535 | 1 | 365 | 16.548 | 0.30864 | 16 | 0.85664
37970 | 6.5 | 1 | 365 | 7.4002 | 0.8955 | 8 | 0.29571
39157 | 9.62 | 1 | 365 | 10.9523 | 0.045346 | 10 | 0.99765
37781 | 8.58 | 1 | 365 | 9.7683 | 0.66207 | 10 | 0.43034
48415 | 7.02 | 1 | 365 | 7.9922 | 0.087144 | 8 | 0.079369
28827 | 9.36 | 1 | 365 | 10.6563 | 0.44953 | 11 | 0.10583
38526 | 4.68 | 1 | 365 | 5.3282 | 0.72476 | 6 | 0.052913
43099 | 3.9 | 1 | 365 | 4.4401 | 0.9373 | 5 | 0.37743
37983 | 5.2 | 1 | 365 | 5.9202 | 0.9164 | 6 | 0.83657
39326 | 8.32 | 1 | 365 | 9.4723 | 0.066245 | 9 | 0.53851
41264 | 6.5 | 1 | 365 | 7.4002 | 0.8955 | 8 | 0.29571
40966 | 6.24 | 1 | 365 | 7.1042 | 0.29968 | 7 | 0.40388
40994 | 3.9 | 1 | 365 | 4.4401 | 0.9373 | 5 | 0.37743
48432 | 3.64 | 1 | 365 | 4.1441 | 0.34148 | 4 | 0.4856
41101 | 11.96 | 1 | 365 | 13.6164 | 0.40773 | 14 | 0.024111
39294 | 9.1 | 1 | 365 | 10.3603 | 0.85371 | 11 | 0.214
36972 | 6.24 | 1 | 365 | 7.1042 | 0.29968 | 7 | 0.40388
44269 | 2.6 | 1 | 365 | 2.9601 | 0.9582 | 3 | 0.91828
44541 | 3.38 | 1 | 365 | 3.8481 | 0.74566 | 4 | 0.59377
48488 | 4.16 | 1 | 365 | 4.7361 | 0.53312 | 5 | 0.26926
43216 | 7.15 | 1 | 365 | 8.1402 | 0.38505 | 8 | 0.52528
43166 | 9.075 | 1 | 365 | 10.3318 | 0.79642 | 11 | 0.12824
44885 | 3.57 | 1 | 365 | 4.0644 | 0.18107 | 4 | 0.24549
42281 | 5.5 | 1 | 365 | 6.2617 | 0.60389 | 6 | 0.8656
42688 | 5.775 | 1 | 365 | 6.5748 | 0.23408 | 6 | 0.80888
42643 | 7.975 | 1 | 365 | 9.0795 | 0.27564 | 9 | 0.35512
27221 | 7.54 | 1 | 365 | 8.5842 | 0.27878 | 8 | 0.86303
42634 | 6.6 | 1 | 365 | 7.5141 | 0.12467 | 7 | 0.63872
42301 | 7.975 | 1 | 365 | 9.0795 | 0.27564 | 9 | 0.35512
44973 | 4.16 | 1 | 365 | 4.7361 | 0.53312 | 5 | 0.26926
42275 | 5.225 | 1 | 365 | 5.9486 | 0.97369 | 6 | 0.92232
42627 | 5.225 | 1 | 365 | 5.9486 | 0.97369 | 6 | 0.92232
42615 | 5.775 | 1 | 365 | 6.5748 | 0.23408 | 6 | 0.80888
42620 | 4.4 | 1 | 365 | 5.0094 | 0.08311 | 5 | 0.092482
44824 | 4.335 | 1 | 365 | 4.9354 | 0.93416 | 5 | 0.86953
43722 | 9.36 | 1 | 365 | 10.6563 | 0.44953 | 11 | 0.10583
42476 | 9.54 | 1 | 365 | 10.8612 | 0.86202 | 11 | 0.72325
44684 | 5.46 | 1 | 365 | 6.2162 | 0.51222 | 6 | 0.7284
44950 | 10.5 | 1 | 365 | 11.9542 | 0.061968 | 12 | 0.016151
39143 | 3.64 | 1 | 365 | 4.1441 | 0.34148 | 4 | 0.4856
39346 | 8.32 | 1 | 365 | 9.4723 | 0.066245 | 9 | 0.53851
45322 | 7.8 | 1 | 365 | 8.8803 | 0.8746 | 9 | 0.75485
44949 | 4.94 | 1 | 365 | 5.6242 | 0.32058 | 5 | 0.94474
41002 | 5.72 | 1 | 365 | 6.5122 | 0.10804 | 6 | 0.62023
45034 | 9 | 1 | 365 | 10.2464 | 0.62454 | 10 | 0.87099
45438 | 3.9 | 1 | 365 | 4.4401 | 0.9373 | 5 | 0.37743
44867 | 5.75 | 1 | 365 | 6.5463 | 0.17679 | 6 | 0.72313
42545 | 3.025 | 1 | 365 | 3.4439 | 0.93214 | 4 | 0.37608
42480 | 3.025 | 1 | 365 | 3.4439 | 0.93214 | 4 | 0.37608
45014 | 6.885 | 1 | 365 | 7.8385 | 0.77778 | 8 | 0.6163
42820 | 6.05 | 1 | 365 | 6.8879 | 0.86428 | 7 | 0.75216
44880 | 2.55 | 1 | 365 | 2.9032 | 0.84362 | 3 | 0.74678
45025 | 6.63 | 1 | 365 | 7.5482 | 0.19341 | 7 | 0.74163
42776 | 5.775 | 1 | 365 | 6.5748 | 0.23408 | 6 | 0.80888
42669 | 4.95 | 1 | 365 | 5.6355 | 0.3435 | 5 | 0.97904
42829 | 5.225 | 1 | 365 | 5.9486 | 0.97369 | 6 | 0.92232
42826 | 11 | 1 | 365 | 12.5234 | 0.20778 | 12 | 0.73121
44744 | 8.8 | 1 | 365 | 10.0187 | 0.16622 | 10 | 0.18496
42271 | 7.7 | 1 | 365 | 8.7664 | 0.64544 | 9 | 0.41184
26758 | 12.22 | 1 | 365 | 13.9124 | 0.0035475 | 13 | 0.91594
42423 | 13.2 | 1 | 365 | 15.0281 | 0.24933 | 15 | 0.27745
42805 | 8.25 | 1 | 365 | 9.3926 | 0.90583 | 10 | 0.2984
44997 | 5.75 | 1 | 365 | 6.5463 | 0.17679 | 6 | 0.72313
42437 | 9.075 | 1 | 365 | 10.3318 | 0.79642 | 11 | 0.12824
42800 | 9.35 | 1 | 365 | 10.6449 | 0.42661 | 11 | 0.071525
44730 | 5.225 | 1 | 365 | 5.9486 | 0.97369 | 6 | 0.92232
44961 | 4.59 | 1 | 365 | 5.2257 | 0.51852 | 5 | 0.7442
42203 | 3.85 | 1 | 365 | 4.3832 | 0.82272 | 5 | 0.20592
42223 | 8.525 | 1 | 365 | 9.7057 | 0.53603 | 10 | 0.24168
44862 | 10.5 | 1 | 365 | 11.9542 | 0.061968 | 12 | 0.016151
44873 | 6.12 | 1 | 365 | 6.9676 | 0.02469 | 6 | 0.99227
42567 | 3.85 | 1 | 365 | 4.3832 | 0.82272 | 5 | 0.20592
44819 | 10.5 | 1 | 365 | 11.9542 | 0.061968 | 12 | 0.016151
44971 | 10.71 | 1 | 365 | 12.1933 | 0.54321 | 12 | 0.73647
42778 | 8.48 | 1 | 365 | 9.6544 | 0.4329 | 10 | 0.087329
42299 | 5.5 | 1 | 365 | 6.2617 | 0.60389 | 6 | 0.8656
44367 | 10.92 | 1 | 365 | 12.4324 | 0.024447 | 12 | 0.4568
42442 | 8.525 | 1 | 365 | 9.7057 | 0.53603 | 10 | 0.24168
31895 | 5.72 | 1 | 365 | 6.5122 | 0.10804 | 6 | 0.62023
44584 | 6.5 | 1 | 365 | 7.4002 | 0.8955 | 8 | 0.29571
36730 | 6.24 | 1 | 365 | 7.1042 | 0.29968 | 7 | 0.40388
39301 | 7.54 | 1 | 365 | 8.5842 | 0.27878 | 8 | 0.86303
38491 | 9.69 | 1 | 365 | 11.032 | 0.20576 | 11 | 0.23776
38041 | 5.2 | 1 | 365 | 5.9202 | 0.9164 | 6 | 0.83657
44559 | 5.98 | 1 | 365 | 6.8082 | 0.70386 | 7 | 0.51206
42942 | 4.16 | 1 | 365 | 4.7361 | 0.53312 | 5 | 0.26926
34451 | 2.86 | 1 | 365 | 3.2561 | 0.55402 | 3 | 0.81011
48670 | 4.16 | 1 | 365 | 4.7361 | 0.53312 | 5 | 0.26926
44591 | 8.06 | 1 | 365 | 9.1763 | 0.47042 | 9 | 0.64668
36678 | 8.84 | 1 | 365 | 10.0643 | 0.25789 | 10 | 0.32217
48397 | 4.68 | 1 | 365 | 5.3282 | 0.72476 | 6 | 0.052913
48645 | 6.24 | 1 | 365 | 7.1042 | 0.29968 | 7 | 0.40388
31888 | 5.98 | 1 | 365 | 6.8082 | 0.70386 | 7 | 0.51206
44678 | 7.54 | 1 | 365 | 8.5842 | 0.27878 | 8 | 0.86303
24332 | 13 | 1 | 365 | 14.8004 | 0.79101 | 15 | 0.59142
44127 | 4.68 | 1 | 365 | 5.3282 | 0.72476 | 6 | 0.052913
48629 | 4.68 | 1 | 365 | 5.3282 | 0.72476 | 6 | 0.052913
41654 | 9.1 | 1 | 365 | 10.3603 | 0.85371 | 11 | 0.214
39003 | 6.5 | 1 | 365 | 7.4002 | 0.8955 | 8 | 0.29571
33546 | 7.28 | 1 | 365 | 8.2882 | 0.68296 | 8 | 0.9712
43669 | 9.62 | 1 | 365 | 10.9523 | 0.045346 | 10 | 0.99765
48615 | 8.06 | 1 | 365 | 9.1763 | 0.47042 | 9 | 0.64668
41626 | 8.58 | 1 | 365 | 9.7683 | 0.66207 | 10 | 0.43034
44150 | 5.2 | 1 | 365 | 5.9202 | 0.9164 | 6 | 0.83657
43283 | 4.16 | 1 | 365 | 4.7361 | 0.53312 | 5 | 0.26926
32282 | 10.4 | 1 | 365 | 11.8403 | 0.83281 | 12 | 0.67314
48735 | 3.64 | 1 | 365 | 4.1441 | 0.34148 | 4 | 0.4856
42447 | 14.575 | 1 | 365 | 16.5935 | 0.4003 | 16 | 0.99385
48643 | 4.94 | 1 | 365 | 5.6242 | 0.32058 | 5 | 0.94474
41730 | 5.98 | 1 | 365 | 6.8082 | 0.70386 | 7 | 0.51206
48733 | 4.94 | 1 | 365 | 5.6242 | 0.32058 | 5 | 0.94474
43289 | 13 | 1 | 365 | 14.8004 | 0.79101 | 15 | 0.59142
48605 | 2.08 | 1 | 365 | 2.3681 | 0.76656 | 3 | 0.13463
48599 | 5.72 | 1 | 365 | 6.5122 | 0.10804 | 6 | 0.62023
45441 | 12.74 | 1 | 365 | 14.5044 | 0.19519 | 14 | 0.6996
48576 | 9.62 | 1 | 365 | 10.9523 | 0.045346 | 10 | 0.99765
48694 | 6.5 | 1 | 365 | 7.4002 | 0.8955 | 8 | 0.29571
48635 | 10.66 | 1 | 365 | 12.1363 | 0.42863 | 12 | 0.56497
48671 | 3.06 | 1 | 365 | 3.4838 | 0.012345 | 3 | 0.49614
48654 | 3.9 | 1 | 365 | 4.4401 | 0.9373 | 5 | 0.37743
40941 | 3.9 | 1 | 365 | 4.4401 | 0.9373 | 5 | 0.37743
44831 | 4 | 1 | 365 | 4.554 | 0.16646 | 4 | 0.72044
44632 | 7.65 | 1 | 365 | 8.7095 | 0.53086 | 9 | 0.24034
42307 | 4.675 | 1 | 365 | 5.3225 | 0.7133 | 6 | 0.035762
44607 | 12.1 | 1 | 365 | 13.7758 | 0.72855 | 14 | 0.50433
42302 | 5.98 | 1 | 365 | 6.8082 | 0.70386 | 7 | 0.51206
42682 | 5.225 | 1 | 365 | 5.9486 | 0.97369 | 6 | 0.92232
42924 | 9.625 | 1 | 365 | 10.958 | 0.056804 | 11 | 0.014805
42296 | 7.425 | 1 | 365 | 8.4533 | 0.015249 | 8 | 0.46856
44889 | 4.845 | 1 | 365 | 5.516 | 0.10288 | 5 | 0.61888
31712 | 2.6 | 1 | 365 | 2.9601 | 0.9582 | 3 | 0.91828
44747 | 16.25 | 1 | 365 | 18.5005 | 0.23876 | 18 | 0.73928
42590 | 4.95 | 1 | 365 | 5.6355 | 0.3435 | 5 | 0.97904
25190 | 9.1 | 1 | 365 | 10.3603 | 0.85371 | 11 | 0.214
42475 | 7.7 | 1 | 365 | 8.7664 | 0.64544 | 9 | 0.41184
42440 | 6.5 | 1 | 365 | 7.4002 | 0.8955 | 8 | 0.29571
42593 | 11.18 | 1 | 365 | 12.7284 | 0.62027 | 13 | 0.34863
47132 | 10.5 | 1 | 365 | 11.9542 | 0.061968 | 12 | 0.016151
31859 | 6.5 | 1 | 365 | 7.4002 | 0.8955 | 8 | 0.29571
23603 | 3.9 | 1 | 365 | 4.4401 | 0.9373 | 5 | 0.37743
23668 | 8.32 | 1 | 365 | 9.4723 | 0.066245 | 9 | 0.53851
23850 | 5.72 | 1 | 365 | 6.5122 | 0.10804 | 6 | 0.62023
23980 | 9.62 | 1 | 365 | 10.9523 | 0.045346 | 10 | 0.99765
23923 | 11.44 | 1 | 365 | 13.0244 | 0.21609 | 13 | 0.24045
32352 | 5.2 | 1 | 365 | 5.9202 | 0.9164 | 6 | 0.83657
31663 | 5.2 | 1 | 365 | 5.9202 | 0.9164 | 6 | 0.83657
24050 | 7.02 | 1 | 365 | 7.9922 | 0.087144 | 8 | 0.079369
28125 | 7.02 | 1 | 365 | 7.9922 | 0.087144 | 8 | 0.079369
31714 | 5.46 | 1 | 365 | 6.2162 | 0.51222 | 6 | 0.7284
25192 | 7.28 | 1 | 365 | 8.2882 | 0.68296 | 8 | 0.9712
46566 | 6.76 | 1 | 365 | 7.6962 | 0.49132 | 8 | 0.18754
33731 | 9.9 | 1 | 365 | 11.2711 | 0.687 | 11 | 0.95809
35800 | 1.34 | 1 | 365 | 1.5256 | 0.070765 | 1 | 0.59635
37115 | 12.6 | 1 | 365 | 14.345 | 0.87436 | 15 | 0.21938
39387 | 13.08 | 1 | 365 | 14.8915 | 0.97434 | 15 | 0.86583
51654 | 105 | 0.9 | 365 | 107.5876 | 0.55771 | 108 | 0.14536
43299 | 10.78 | 1 | 365 | 12.273 | 0.70362 | 12 | 0.97658
44035 | 7.02 | 1 | 365 | 7.9922 | 0.087144 | 8 | 0.079369
42119 | 4.86 | 1 | 365 | 5.5331 | 0.13725 | 5 | 0.67033
35307 | 51.84 | 0.9 | 365 | 53.1176 | 0.91764 | 54 | 0.035193
42297 | 5.98 | 1 | 365 | 6.8082 | 0.70386 | 7 | 0.51206
46597 | 5.98 | 1 | 365 | 6.8082 | 0.70386 | 7 | 0.51206
42471 | 4.95 | 1 | 365 | 5.6355 | 0.3435 | 5 | 0.97904
25222 | 5.72 | 1 | 365 | 6.5122 | 0.10804 | 6 | 0.62023
28560 | 6.76 | 1 | 365 | 7.6962 | 0.49132 | 8 | 0.18754
42780 | 8.25 | 1 | 365 | 9.3926 | 0.90583 | 10 | 0.2984
25536 | 5.98 | 1 | 365 | 6.8082 | 0.70386 | 7 | 0.51206
25331 | 9.36 | 1 | 365 | 10.6563 | 0.44953 | 11 | 0.10583
44600 | 9.35 | 1 | 365 | 10.6449 | 0.42661 | 11 | 0.071525
44814 | 12.96 | 1 | 365 | 14.7549 | 0.69934 | 15 | 0.45422
43933 | 8.25 | 1 | 365 | 9.3926 | 0.90583 | 10 | 0.2984
26710 | 4.68 | 1 | 365 | 5.3282 | 0.72476 | 6 | 0.052913
27920 | 5.72 | 1 | 365 | 6.5122 | 0.10804 | 6 | 0.62023
32535 | 10.92 | 1 | 365 | 12.4324 | 0.024447 | 12 | 0.4568
46568 | 3.9 | 1 | 365 | 4.4401 | 0.9373 | 5 | 0.37743
32551 | 6.24 | 1 | 365 | 7.1042 | 0.29968 | 7 | 0.40388
32582 | 8.58 | 1 | 365 | 9.7683 | 0.66207 | 10 | 0.43034
32587 | 4.94 | 1 | 365 | 5.6242 | 0.32058 | 5 | 0.94474
45445 | 9.36 | 1 | 365 | 10.6563 | 0.44953 | 11 | 0.10583
32655 | 5.46 | 1 | 365 | 6.2162 | 0.51222 | 6 | 0.7284
40130 | 8.58 | 1 | 365 | 9.7683 | 0.66207 | 10 | 0.43034
33121 | 3.12 | 1 | 365 | 3.5521 | 0.14984 | 3 | 0.70194
41376 | 6.5 | 1 | 365 | 7.4002 | 0.8955 | 8 | 0.29571
33775 | 4.94 | 1 | 365 | 5.6242 | 0.32058 | 5 | 0.94474
42160 | 6.6 | 1 | 365 | 7.5141 | 0.12467 | 7 | 0.63872
13758 | 8.67 | 1 | 365 | 9.8707 | 0.86831 | 10 | 0.73905
30949 | 3.9 | 1 | 365 | 4.4401 | 0.9373 | 5 | 0.37743
33180 | 10.4 | 1 | 365 | 11.8403 | 0.83281 | 12 | 0.67314
36973 | 16.38 | 1 | 365 | 18.6485 | 0.53667 | 19 | 0.1852
40880 | 11.34 | 1 | 365 | 12.9105 | 0.98693 | 13 | 0.89744
50709 | 3.12 | 1 | 365 | 3.5521 | 0.14984 | 3 | 0.70194
52048 | 14.04 | 1 | 365 | 15.9845 | 0.17429 | 16 | 0.15874
44860 | 9 | 1 | 365 | 10.2464 | 0.62454 | 10 | 0.87099
31627 | 3.9 | 1 | 365 | 4.4401 | 0.9373 | 5 | 0.37743
42764 | 11 | 1 | 365 | 12.5234 | 0.20778 | 12 | 0.73121
44117 | 4.68 | 1 | 365 | 5.3282 | 0.72476 | 6 | 0.052913
44021 | 7.54 | 1 | 365 | 8.5842 | 0.27878 | 8 | 0.86303
32922 | 4.68 | 1 | 365 | 5.3282 | 0.72476 | 6 | 0.052913
42661 | 6.89 | 1 | 365 | 7.8442 | 0.78923 | 8 | 0.63346
42633 | 5.3 | 1 | 365 | 6.034 | 0.14556 | 6 | 0.17958
42815 | 3.18 | 1 | 365 | 3.6204 | 0.28734 | 3 | 0.90775
43048 | 10.335 | 1 | 365 | 11.7663 | 0.68385 | 12 | 0.45018
44492 | 5.83 | 1 | 365 | 6.6374 | 0.36012 | 6 | 0.99754
27500 | 4.845 | 1 | 365 | 5.516 | 0.10288 | 5 | 0.61888
30032 | 9.1 | 1 | 365 | 10.3603 | 0.85371 | 11 | 0.214
40786 | 7.8 | 1 | 365 | 8.8803 | 0.8746 | 9 | 0.75485
36639 | 24.9 | 1 | 365 | 28.3485 | 0.061238 | 28 | 0.40973
46851 | 7.5 | 1 | 365 | 8.5387 | 0.18712 | 8 | 0.72582
45731 | 10.6 | 1 | 365 | 12.068 | 0.29113 | 12 | 0.35916
45357 | 13.52 | 1 | 365 | 15.3924 | 0.98265 | 16 | 0.37508
43657 | 13 | 1 | 365 | 14.8004 | 0.79101 | 15 | 0.59142
32115 | 10.92 | 1 | 365 | 12.4324 | 0.024447 | 12 | 0.4568
42814 | 5.775 | 1 | 365 | 6.5748 | 0.23408 | 6 | 0.80888
44766 | 6.885 | 1 | 365 | 7.8385 | 0.77778 | 8 | 0.6163
44483 | 7.42 | 1 | 365 | 8.4476 | 0.0037907 | 8 | 0.45141
42485 | 10.865 | 1 | 365 | 12.3697 | 0.89841 | 13 | 0.26814
44805 | 4.335 | 1 | 365 | 4.9354 | 0.93416 | 5 | 0.86953
44485 | 8.48 | 1 | 365 | 9.6544 | 0.4329 | 10 | 0.087329
44807 | 5.355 | 1 | 365 | 6.0966 | 0.2716 | 6 | 0.36824
42624 | 7.42 | 1 | 365 | 8.4476 | 0.0037907 | 8 | 0.45141
31013 | 8.58 | 1 | 365 | 9.7683 | 0.66207 | 10 | 0.43034
48790 | 12.22 | 1 | 365 | 13.9124 | 0.0035475 | 13 | 0.91594
48781 | 7.28 | 1 | 365 | 8.2882 | 0.68296 | 8 | 0.9712
29228 | 6.76 | 1 | 365 | 7.6962 | 0.49132 | 8 | 0.18754
48649 | 8.58 | 1 | 365 | 9.7683 | 0.66207 | 10 | 0.43034
44940 | 9.62 | 1 | 365 | 10.9523 | 0.045346 | 10 | 0.99765
48712 | 9.1 | 1 | 365 | 10.3603 | 0.85371 | 11 | 0.214
48701 | 4.42 | 1 | 365 | 5.0321 | 0.12894 | 5 | 0.16108
48693 | 4.68 | 1 | 365 | 5.3282 | 0.72476 | 6 | 0.052913
48729 | 8.84 | 1 | 365 | 10.0643 | 0.25789 | 10 | 0.32217
44239 | 6.76 | 1 | 365 | 7.6962 | 0.49132 | 8 | 0.18754
48771 | 5.72 | 1 | 365 | 6.5122 | 0.10804 | 6 | 0.62023
48772 | 6.24 | 1 | 365 | 7.1042 | 0.29968 | 7 | 0.40388
48766 | 7.28 | 1 | 365 | 8.2882 | 0.68296 | 8 | 0.9712
41636 | 2.34 | 1 | 365 | 2.6641 | 0.36238 | 3 | 0.026456
48655 | 4.16 | 1 | 365 | 4.7361 | 0.53312 | 5 | 0.26926
48623 | 11.7 | 1 | 365 | 13.3204 | 0.81191 | 14 | 0.13228
48590 | 5.2 | 1 | 365 | 5.9202 | 0.9164 | 6 | 0.83657
48595 | 6.24 | 1 | 365 | 7.1042 | 0.29968 | 7 | 0.40388
48390 | 5.46 | 1 | 365 | 6.2162 | 0.51222 | 6 | 0.7284
40975 | 5.2 | 1 | 365 | 5.9202 | 0.9164 | 6 | 0.83657
38929 | 5.2 | 1 | 365 | 5.9202 | 0.9164 | 6 | 0.83657
32178 | 9.36 | 1 | 365 | 10.6563 | 0.44953 | 11 | 0.10583
43258 | 7.28 | 1 | 365 | 8.2882 | 0.68296 | 8 | 0.9712
32247 | 8.32 | 1 | 365 | 9.4723 | 0.066245 | 9 | 0.53851
32212 | 7.28 | 1 | 365 | 8.2882 | 0.68296 | 8 | 0.9712
29631 | 7.54 | 1 | 365 | 8.5842 | 0.27878 | 8 | 0.86303
31939 | 5.72 | 1 | 365 | 6.5122 | 0.10804 | 6 | 0.62023
31938 | 4.42 | 1 | 365 | 5.0321 | 0.12894 | 5 | 0.16108
26990 | 7.28 | 1 | 365 | 8.2882 | 0.68296 | 8 | 0.9712
31833 | 6.5 | 1 | 365 | 7.4002 | 0.8955 | 8 | 0.29571
31742 | 5.46 | 1 | 365 | 6.2162 | 0.51222 | 6 | 0.7284
24173 | 5.46 | 1 | 365 | 6.2162 | 0.51222 | 6 | 0.7284
23853 | 10.66 | 1 | 365 | 12.1363 | 0.42863 | 12 | 0.56497
22394 | 4.16 | 1 | 365 | 4.7361 | 0.53312 | 5 | 0.26926
48815 | 10.14 | 1 | 365 | 11.5443 | 0.23699 | 11 | 0.78131
48803 | 3.12 | 1 | 365 | 3.5521 | 0.14984 | 3 | 0.70194
32562 | 4.42 | 1 | 365 | 5.0321 | 0.12894 | 5 | 0.16108
48795 | 6.24 | 1 | 365 | 7.1042 | 0.29968 | 7 | 0.40388
34420 | 4.42 | 1 | 365 | 5.0321 | 0.12894 | 5 | 0.16108
48661 | 6.24 | 1 | 365 | 7.1042 | 0.29968 | 7 | 0.40388
48505 | 5.72 | 1 | 365 | 6.5122 | 0.10804 | 6 | 0.62023
36873 | 3.38 | 1 | 365 | 3.8481 | 0.74566 | 4 | 0.59377
33287 | 4.42 | 1 | 365 | 5.0321 | 0.12894 | 5 | 0.16108
44878 | 9.1 | 1 | 365 | 10.3603 | 0.85371 | 11 | 0.214
46822 | 15 | 1 | 365 | 17.0774 | 0.37424 | 17 | 0.45164
46981 | 5.98 | 1 | 365 | 6.8082 | 0.70386 | 7 | 0.51206
47005 | 3.9 | 1 | 365 | 4.4401 | 0.9373 | 5 | 0.37743
52313 | 15.12 | 1 | 365 | 17.214 | 0.64923 | 17 | 0.86326
49783 | 5.865 | 1 | 365 | 6.6773 | 0.44033 | 7 | 0.11759
49849 | 4.16 | 1 | 365 | 4.7361 | 0.53312 | 5 | 0.26926
47185 | 2.34 | 1 | 365 | 2.6641 | 0.36238 | 3 | 0.026456
47254 | 7.8 | 1 | 365 | 8.8803 | 0.8746 | 9 | 0.75485
44865 | 4.5 | 1 | 365 | 5.1232 | 0.31227 | 5 | 0.43549
44881 | 7.395 | 1 | 365 | 8.4192 | 0.9465 | 9 | 0.36566
38151 | 7.28 | 1 | 365 | 8.2882 | 0.68296 | 8 | 0.9712
44883 | 11.5 | 1 | 365 | 13.0927 | 0.35358 | 13 | 0.44626
38165 | 5.72 | 1 | 365 | 6.5122 | 0.10804 | 6 | 0.62023
49968 | 6.12 | 1 | 365 | 6.9676 | 0.02469 | 6 | 0.99227
50699 | 10.4 | 1 | 365 | 11.8403 | 0.83281 | 12 | 0.67314
38211 | 6.76 | 1 | 365 | 7.6962 | 0.49132 | 8 | 0.18754
44911 | 4.335 | 1 | 365 | 4.9354 | 0.93416 | 5 | 0.86953
45022 | 7.905 | 1 | 365 | 8.9998 | 0.11522 | 9 | 0.11502
45032 | 4.75 | 1 | 365 | 5.4078 | 0.88518 | 6 | 0.29302
42714 | 10.175 | 1 | 365 | 11.5842 | 0.31719 | 11 | 0.90137
44628 | 7.425 | 1 | 365 | 8.4533 | 0.015249 | 8 | 0.46856
42305 | 12.1 | 1 | 365 | 13.7758 | 0.72855 | 14 | 0.50433
44606 | 7.5 | 1 | 365 | 8.5387 | 0.18712 | 8 | 0.72582
44967 | 10.75 | 1 | 365 | 12.2388 | 0.63487 | 12 | 0.87368
42746 | 9.075 | 1 | 365 | 10.3318 | 0.79642 | 11 | 0.12824
42654 | 12.1 | 1 | 365 | 13.7758 | 0.72855 | 14 | 0.50433
42457 | 12.48 | 1 | 365 | 14.2084 | 0.59937 | 14 | 0.80777
44630 | 11 | 1 | 365 | 12.5234 | 0.20778 | 12 | 0.73121
32413 | 9.36 | 1 | 365 | 10.6563 | 0.44953 | 11 | 0.10583
41892 | 7.28 | 1 | 365 | 8.2882 | 0.68296 | 8 | 0.9712
48650 | 2.34 | 1 | 365 | 2.6641 | 0.36238 | 3 | 0.026456
32945 | 9.88 | 1 | 365 | 11.2483 | 0.64117 | 11 | 0.88948
48920 | 5.98 | 1 | 365 | 6.8082 | 0.70386 | 7 | 0.51206
48935 | 7.02 | 1 | 365 | 7.9922 | 0.087144 | 8 | 0.079369
48932 | 5.2 | 1 | 365 | 5.9202 | 0.9164 | 6 | 0.83657
48934 | 4.94 | 1 | 365 | 5.6242 | 0.32058 | 5 | 0.94474
32736 | 4.94 | 1 | 365 | 5.6242 | 0.32058 | 5 | 0.94474
32501 | 9.1 | 1 | 365 | 10.3603 | 0.85371 | 11 | 0.214
48952 | 4.16 | 1 | 365 | 4.7361 | 0.53312 | 5 | 0.26926
33066 | 5.72 | 1 | 365 | 6.5122 | 0.10804 | 6 | 0.62023
48942 | 3.38 | 1 | 365 | 3.8481 | 0.74566 | 4 | 0.59377
39256 | 7.02 | 1 | 365 | 7.9922 | 0.087144 | 8 | 0.079369
48962 | 7.28 | 1 | 365 | 8.2882 | 0.68296 | 8 | 0.9712
31229 | 5.98 | 1 | 365 | 6.8082 | 0.70386 | 7 | 0.51206
32761 | 16.83 | 1 | 365 | 19.1608 | 0.5679 | 19 | 0.72874
48947 | 3.9 | 1 | 365 | 4.4401 | 0.9373 | 5 | 0.37743
48898 | 11.44 | 1 | 365 | 13.0244 | 0.21609 | 13 | 0.24045
48943 | 11.18 | 1 | 365 | 12.7284 | 0.62027 | 13 | 0.34863
48625 | 5.72 | 1 | 365 | 6.5122 | 0.10804 | 6 | 0.62023
48987 | 8.58 | 1 | 365 | 9.7683 | 0.66207 | 10 | 0.43034
48683 | 4.16 | 1 | 365 | 4.7361 | 0.53312 | 5 | 0.26926
34367 | 9.36 | 1 | 365 | 10.6563 | 0.44953 | 11 | 0.10583
48726 | 6.5 | 1 | 365 | 7.4002 | 0.8955 | 8 | 0.29571
48953 | 9.88 | 1 | 365 | 11.2483 | 0.64117 | 11 | 0.88948
33497 | 4.68 | 1 | 365 | 5.3282 | 0.72476 | 6 | 0.052913
48923 | 2.6 | 1 | 365 | 2.9601 | 0.9582 | 3 | 0.91828
49001 | 7.28 | 1 | 365 | 8.2882 | 0.68296 | 8 | 0.9712
48659 | 4.68 | 1 | 365 | 5.3282 | 0.72476 | 6 | 0.052913
48702 | 15.08 | 1 | 365 | 17.1685 | 0.55757 | 17 | 0.72605
45305 | 9.54 | 1 | 365 | 10.8612 | 0.86202 | 11 | 0.72325
45326 | 7.95 | 1 | 365 | 9.051 | 0.21835 | 9 | 0.26937
48631 | 10.4 | 1 | 365 | 11.8403 | 0.83281 | 12 | 0.67314
45119 | 6.36 | 1 | 365 | 7.2408 | 0.57468 | 7 | 0.8155
45233 | 13.78 | 1 | 365 | 15.6884 | 0.57847 | 16 | 0.26691
48227 | 24.525 | 1 | 365 | 27.9216 | 0.20188 | 28 | 0.12344
31057 | 8.37 | 1 | 365 | 9.5292 | 0.18083 | 9 | 0.71002
32365 | 9.92 | 1 | 365 | 11.2939 | 0.73283 | 12 | 0.026687
33024 | 9.9 | 1 | 365 | 11.2711 | 0.687 | 11 | 0.95809
33887 | 12.24 | 1 | 365 | 13.9352 | 0.04938 | 13 | 0.98454
36009 | 10.72 | 1 | 365 | 12.2047 | 0.56612 | 12 | 0.77077
35513 | 13.02 | 1 | 365 | 14.8232 | 0.83684 | 15 | 0.66003
36539 | 8.1 | 1 | 365 | 9.2218 | 0.56209 | 9 | 0.78389
36679 | 9.92 | 1 | 365 | 11.2939 | 0.73283 | 12 | 0.026687
42878 | 2.34 | 1 | 365 | 2.6641 | 0.36238 | 3 | 0.026456
31391 | 3.38 | 1 | 365 | 3.8481 | 0.74566 | 4 | 0.59377
49367 | 3.825 | 1 | 365 | 4.3547 | 0.76543 | 5 | 0.12017
42289 | 11.55 | 1 | 365 | 13.1496 | 0.46816 | 13 | 0.61777
42532 | 4.675 | 1 | 365 | 5.3225 | 0.7133 | 6 | 0.035762
43677 | 10.14 | 1 | 365 | 11.5443 | 0.23699 | 11 | 0.78131
48922 | 12.22 | 1 | 365 | 13.9124 | 0.0035475 | 13 | 0.91594
48913 | 11.18 | 1 | 365 | 12.7284 | 0.62027 | 13 | 0.34863
37837 | 4.94 | 1 | 365 | 5.6242 | 0.32058 | 5 | 0.94474
48912 | 11.18 | 1 | 365 | 12.7284 | 0.62027 | 13 | 0.34863
32666 | 9.1 | 1 | 365 | 10.3603 | 0.85371 | 11 | 0.214
37851 | 6.76 | 1 | 365 | 7.6962 | 0.49132 | 8 | 0.18754
48933 | 4.68 | 1 | 365 | 5.3282 | 0.72476 | 6 | 0.052913
48906 | 4.94 | 1 | 365 | 5.6242 | 0.32058 | 5 | 0.94474
19931 | 8.67 | 1 | 365 | 9.8707 | 0.86831 | 10 | 0.73905
48709 | 6.76 | 1 | 365 | 7.6962 | 0.49132 | 8 | 0.18754
24164 | 4.94 | 1 | 365 | 5.6242 | 0.32058 | 5 | 0.94474
37817 | 6.76 | 1 | 365 | 7.6962 | 0.49132 | 8 | 0.18754
48908 | 7.54 | 1 | 365 | 8.5842 | 0.27878 | 8 | 0.86303
41293 | 16.2 | 1 | 365 | 18.4436 | 0.12418 | 18 | 0.56778
48925 | 8.84 | 1 | 365 | 10.0643 | 0.25789 | 10 | 0.32217
26879 | 5.2 | 1 | 365 | 5.9202 | 0.9164 | 6 | 0.83657
48899 | 4.68 | 1 | 365 | 5.3282 | 0.72476 | 6 | 0.052913
48989 | 12.22 | 1 | 365 | 13.9124 | 0.0035475 | 13 | 0.91594
47443 | 3.64 | 1 | 365 | 4.1441 | 0.34148 | 4 | 0.4856
40636 | 10.8 | 1 | 365 | 12.2957 | 0.74945 | 13 | 0.045184
48761 | 2.34 | 1 | 365 | 2.6641 | 0.36238 | 3 | 0.026456
47482 | 7.8 | 1 | 365 | 8.8803 | 0.8746 | 9 | 0.75485
48905 | 7.8 | 1 | 365 | 8.8803 | 0.8746 | 9 | 0.75485
32863 | 8.06 | 1 | 365 | 9.1763 | 0.47042 | 9 | 0.64668
48916 | 9.88 | 1 | 365 | 11.2483 | 0.64117 | 11 | 0.88948
48663 | 9.62 | 1 | 365 | 10.9523 | 0.045346 | 10 | 0.99765
37845 | 4.275 | 1 | 365 | 4.8671 | 0.79666 | 5 | 0.66372
32730 | 4.42 | 1 | 365 | 5.0321 | 0.12894 | 5 | 0.16108
38202 | 5.775 | 1 | 365 | 6.5748 | 0.23408 | 6 | 0.80888
49012 | 5.46 | 1 | 365 | 6.2162 | 0.51222 | 6 | 0.7284
48948 | 5.98 | 1 | 365 | 6.8082 | 0.70386 | 7 | 0.51206
45750 | 11.7 | 1 | 365 | 13.3204 | 0.81191 | 14 | 0.13228
34394 | 4.94 | 1 | 365 | 5.6242 | 0.32058 | 5 | 0.94474
36837 | 3.38 | 1 | 365 | 3.8481 | 0.74566 | 4 | 0.59377
37740 | 7.28 | 1 | 365 | 8.2882 | 0.68296 | 8 | 0.9712
48975 | 6.5 | 1 | 365 | 7.4002 | 0.8955 | 8 | 0.29571
27864 | 5.355 | 1 | 365 | 6.0966 | 0.2716 | 6 | 0.36824
33068 | 4.94 | 1 | 365 | 5.6242 | 0.32058 | 5 | 0.94474
24031 | 10.92 | 1 | 365 | 12.4324 | 0.024447 | 12 | 0.4568
25554 | 5.2 | 1 | 365 | 5.9202 | 0.9164 | 6 | 0.83657
37227 | 3.85 | 1 | 365 | 4.3832 | 0.82272 | 5 | 0.20592
32377 | 4.16 | 1 | 365 | 4.7361 | 0.53312 | 5 | 0.26926
39880 | 4.95 | 1 | 365 | 5.6355 | 0.3435 | 5 | 0.97904
37286 | 4.4 | 1 | 365 | 5.0094 | 0.08311 | 5 | 0.092482
40574 | 7.28 | 1 | 365 | 8.2882 | 0.68296 | 8 | 0.9712
49719 | 3.06 | 1 | 365 | 3.4838 | 0.012345 | 3 | 0.49614
49778 | 2.86 | 1 | 365 | 3.2561 | 0.55402 | 3 | 0.81011
50757 | 5.98 | 1 | 365 | 6.8082 | 0.70386 | 7 | 0.51206
49774 | 9.62 | 1 | 365 | 10.9523 | 0.045346 | 10 | 0.99765
37398 | 8.06 | 1 | 365 | 9.1763 | 0.47042 | 9 | 0.64668
36301 | 3.3 | 1 | 365 | 3.757 | 0.56233 | 4 | 0.31936
51080 | 12.22 | 1 | 365 | 13.9124 | 0.0035475 | 13 | 0.91594
37767 | 4.94 | 1 | 365 | 5.6242 | 0.32058 | 5 | 0.94474
51373 | 11.925 | 1 | 365 | 13.5765 | 0.32752 | 13 | 0.90406
50954 | 6.12 | 1 | 365 | 6.9676 | 0.02469 | 6 | 0.99227
47973 | 3.64 | 1 | 365 | 4.1441 | 0.34148 | 4 | 0.4856
38045 | 5.72 | 1 | 365 | 6.5122 | 0.10804 | 6 | 0.62023
52869 | 6.24 | 1 | 365 | 7.1042 | 0.29968 | 7 | 0.40388
35950 | 5.72 | 1 | 365 | 6.5122 | 0.10804 | 6 | 0.62023
49938 | 9.36 | 1 | 365 | 10.6563 | 0.44953 | 11 | 0.10583
28074 | 7.65 | 1 | 365 | 8.7095 | 0.53086 | 9 | 0.24034
49946 | 10.14 | 1 | 365 | 11.5443 | 0.23699 | 11 | 0.78131
49078 | 2.86 | 1 | 365 | 3.2561 | 0.55402 | 3 | 0.81011
48597 | 5.2 | 1 | 365 | 5.9202 | 0.9164 | 6 | 0.83657
43176 | 6.36 | 1 | 365 | 7.2408 | 0.57468 | 7 | 0.8155
49961 | 5.46 | 1 | 365 | 6.2162 | 0.51222 | 6 | 0.7284
37867 | 2.08 | 1 | 365 | 2.3681 | 0.76656 | 3 | 0.13463
49833 | 9.36 | 1 | 365 | 10.6563 | 0.44953 | 11 | 0.10583
39042 | 5.61 | 1 | 365 | 6.3869 | 0.85597 | 7 | 0.24291
41412 | 9.1 | 1 | 365 | 10.3603 | 0.85371 | 11 | 0.214
37942 | 3.64 | 1 | 365 | 4.1441 | 0.34148 | 4 | 0.4856
49099 | 13.26 | 1 | 365 | 15.0964 | 0.38683 | 15 | 0.48325
39269 | 4.16 | 1 | 365 | 4.7361 | 0.53312 | 5 | 0.26926
44082 | 3.9 | 1 | 365 | 4.4401 | 0.9373 | 5 | 0.37743
32542 | 5.72 | 1 | 365 | 6.5122 | 0.10804 | 6 | 0.62023
48992 | 12.22 | 1 | 365 | 13.9124 | 0.0035475 | 13 | 0.91594
48961 | 7.54 | 1 | 365 | 8.5842 | 0.27878 | 8 | 0.86303
49082 | 4.16 | 1 | 365 | 4.7361 | 0.53312 | 5 | 0.26926
33135 | 6.5 | 1 | 365 | 7.4002 | 0.8955 | 8 | 0.29571
48964 | 7.54 | 1 | 365 | 8.5842 | 0.27878 | 8 | 0.86303
34085 | 9.1 | 1 | 365 | 10.3603 | 0.85371 | 11 | 0.214
36952 | 5.46 | 1 | 365 | 6.2162 | 0.51222 | 6 | 0.7284
48983 | 3.12 | 1 | 365 | 3.5521 | 0.14984 | 3 | 0.70194
45709 | 5.2 | 1 | 365 | 5.9202 | 0.9164 | 6 | 0.83657
48486 | 9.1 | 1 | 365 | 10.3603 | 0.85371 | 11 | 0.214
39870 | 4.94 | 1 | 365 | 5.6242 | 0.32058 | 5 | 0.94474
48999 | 7.54 | 1 | 365 | 8.5842 | 0.27878 | 8 | 0.86303
39935 | 4.68 | 1 | 365 | 5.3282 | 0.72476 | 6 | 0.052913
38649 | 4.42 | 1 | 365 | 5.0321 | 0.12894 | 5 | 0.16108
49010 | 3.64 | 1 | 365 | 4.1441 | 0.34148 | 4 | 0.4856
49007 | 12.48 | 1 | 365 | 14.2084 | 0.59937 | 14 | 0.80777
49018 | 5.98 | 1 | 365 | 6.8082 | 0.70386 | 7 | 0.51206
36665 | 6.24 | 1 | 365 | 7.1042 | 0.29968 | 7 | 0.40388
36938 | 6.5 | 1 | 365 | 7.4002 | 0.8955 | 8 | 0.29571
49050 | 8.58 | 1 | 365 | 9.7683 | 0.66207 | 10 | 0.43034
37844 | 4.94 | 1 | 365 | 5.6242 | 0.32058 | 5 | 0.94474
49073 | 6.5 | 1 | 365 | 7.4002 | 0.8955 | 8 | 0.29571
49087 | 7.8 | 1 | 365 | 8.8803 | 0.8746 | 9 | 0.75485
49074 | 5.2 | 1 | 365 | 5.9202 | 0.9164 | 6 | 0.83657
38721 | 7.28 | 1 | 365 | 8.2882 | 0.68296 | 8 | 0.9712
37087 | 4.68 | 1 | 365 | 5.3282 | 0.72476 | 6 | 0.052913
49101 | 4.42 | 1 | 365 | 5.0321 | 0.12894 | 5 | 0.16108
49103 | 4.42 | 1 | 365 | 5.0321 | 0.12894 | 5 | 0.16108
37406 | 5.98 | 1 | 365 | 6.8082 | 0.70386 | 7 | 0.51206
49094 | 8.58 | 1 | 365 | 9.7683 | 0.66207 | 10 | 0.43034
29179 | 7.28 | 1 | 365 | 8.2882 | 0.68296 | 8 | 0.9712
33779 | 4.42 | 1 | 365 | 5.0321 | 0.12894 | 5 | 0.16108
41299 | 8.06 | 1 | 365 | 9.1763 | 0.47042 | 9 | 0.64668
29596 | 13 | 1 | 365 | 14.8004 | 0.79101 | 15 | 0.59142
38906 | 21.06 | 1 | 365 | 23.9767 | 0.26143 | 24 | 0.23811
49117 | 13 | 1 | 365 | 14.8004 | 0.79101 | 15 | 0.59142
41875 | 5.2 | 1 | 365 | 5.9202 | 0.9164 | 6 | 0.83657
37943 | 7.28 | 1 | 365 | 8.2882 | 0.68296 | 8 | 0.9712
43672 | 4.16 | 1 | 365 | 4.7361 | 0.53312 | 5 | 0.26926
39307 | 11.18 | 1 | 365 | 12.7284 | 0.62027 | 13 | 0.34863
43676 | 6.5 | 1 | 365 | 7.4002 | 0.8955 | 8 | 0.29571
39485 | 3.12 | 1 | 365 | 3.5521 | 0.14984 | 3 | 0.70194
39177 | 3.64 | 1 | 365 | 4.1441 | 0.34148 | 4 | 0.4856
48446 | 13 | 1 | 365 | 14.8004 | 0.79101 | 15 | 0.59142
32227 | 5.46 | 1 | 365 | 6.2162 | 0.51222 | 6 | 0.7284
35929 | 7.28 | 1 | 365 | 8.2882 | 0.68296 | 8 | 0.9712
24443 | 5.2 | 1 | 365 | 5.9202 | 0.9164 | 6 | 0.83657
35032 | 37.5 | 0.9 | 365 | 38.4242 | 0.34204 | 38 | 0.7662
45107 | 2.86 | 1 | 365 | 3.2561 | 0.55402 | 3 | 0.81011
38094 | 3.825 | 1 | 365 | 4.3547 | 0.76543 | 5 | 0.12017
46879 | 7.695 | 1 | 365 | 8.7607 | 0.63399 | 9 | 0.39469
37545 | 3.3 | 1 | 365 | 3.757 | 0.56233 | 4 | 0.31936
48893 | 9.62 | 1 | 365 | 10.9523 | 0.045346 | 10 | 0.99765
39012 | 6.5 | 1 | 365 | 7.4002 | 0.8955 | 8 | 0.29571
32317 | 9.92 | 1 | 365 | 11.2939 | 0.73283 | 12 | 0.026687
43224 | 10.6 | 1 | 365 | 12.068 | 0.29113 | 12 | 0.35916
33046 | 9.92 | 1 | 365 | 11.2939 | 0.73283 | 12 | 0.026687
24119 | 9.62 | 1 | 365 | 10.9523 | 0.045346 | 10 | 0.99765
44622 | 7.14 | 1 | 365 | 8.1288 | 0.36214 | 8 | 0.49098
32482 | 5.2 | 1 | 365 | 5.9202 | 0.9164 | 6 | 0.83657
32102 | 12.48 | 1 | 365 | 14.2084 | 0.59937 | 14 | 0.80777
48515 | 4.42 | 1 | 365 | 5.0321 | 0.12894 | 5 | 0.16108
22946 | 4.94 | 1 | 365 | 5.6242 | 0.32058 | 5 | 0.94474
48968 | 5.2 | 1 | 365 | 5.9202 | 0.9164 | 6 | 0.83657
44806 | 4.675 | 1 | 365 | 5.3225 | 0.7133 | 6 | 0.035762
47451 | 7 | 1 | 365 | 7.9695 | 0.041312 | 8 | 0.010767
48988 | 4.42 | 1 | 365 | 5.0321 | 0.12894 | 5 | 0.16108
47748 | 9.18 | 1 | 365 | 10.4514 | 0.037035 | 10 | 0.48841
49212 | 4.68 | 1 | 365 | 5.3282 | 0.72476 | 6 | 0.052913
48998 | 9.88 | 1 | 365 | 11.2483 | 0.64117 | 11 | 0.88948
49249 | 5.1 | 1 | 365 | 5.8063 | 0.68724 | 6 | 0.49356
49251 | 6.12 | 1 | 365 | 6.9676 | 0.02469 | 6 | 0.99227
50796 | 6.12 | 1 | 365 | 6.9676 | 0.02469 | 6 | 0.99227
28226 | 5.46 | 1 | 365 | 6.2162 | 0.51222 | 6 | 0.7284
49217 | 7.28 | 1 | 365 | 8.2882 | 0.68296 | 8 | 0.9712
51338 | 4.8 | 1 | 365 | 5.4648 | 0.99976 | 6 | 0.46453
32639 | 2.08 | 1 | 365 | 2.3681 | 0.76656 | 3 | 0.13463
37996 | 7.54 | 1 | 365 | 8.5842 | 0.27878 | 8 | 0.86303
49222 | 3.9 | 1 | 365 | 4.4401 | 0.9373 | 5 | 0.37743
46906 | 8.4 | 1 | 365 | 9.5633 | 0.24957 | 9 | 0.81292
38131 | 6.12 | 1 | 365 | 6.9676 | 0.02469 | 6 | 0.99227
49123 | 3.38 | 1 | 365 | 3.8481 | 0.74566 | 4 | 0.59377
48756 | 5.2 | 1 | 365 | 5.9202 | 0.9164 | 6 | 0.83657
46914 | 9.54 | 1 | 365 | 10.8612 | 0.86202 | 11 | 0.72325
42891 | 4.94 | 1 | 365 | 5.6242 | 0.32058 | 5 | 0.94474
31373 | 7.8 | 1 | 365 | 8.8803 | 0.8746 | 9 | 0.75485
38037 | 7.54 | 1 | 365 | 8.5842 | 0.27878 | 8 | 0.86303
36657 | 7.2 | 1 | 365 | 8.1972 | 0.49964 | 8 | 0.69679
52599 | 7.82 | 1 | 365 | 8.903 | 0.92044 | 9 | 0.82346
45610 | 7.8 | 1 | 365 | 8.8803 | 0.8746 | 9 | 0.75485
49289 | 7.8 | 1 | 365 | 8.8803 | 0.8746 | 9 | 0.75485
47300 | 2.8 | 1 | 365 | 3.1878 | 0.41652 | 3 | 0.60431
37697 | 7.54 | 1 | 365 | 8.5842 | 0.27878 | 8 | 0.86303
36868 | 3.64 | 1 | 365 | 4.1441 | 0.34148 | 4 | 0.4856
21539 | 8.06 | 1 | 365 | 9.1763 | 0.47042 | 9 | 0.64668
37795 | 4.94 | 1 | 365 | 5.6242 | 0.32058 | 5 | 0.94474
33795 | 9.88 | 1 | 365 | 11.2483 | 0.64117 | 11 | 0.88948
22305 | 4.16 | 1 | 365 | 4.7361 | 0.53312 | 5 | 0.26926
41128 | 7.28 | 1 | 365 | 8.2882 | 0.68296 | 8 | 0.9712
41243 | 10.4 | 1 | 365 | 11.8403 | 0.83281 | 12 | 0.67314
43661 | 5.2 | 1 | 365 | 5.9202 | 0.9164 | 6 | 0.83657
43658 | 8.06 | 1 | 365 | 9.1763 | 0.47042 | 9 | 0.64668
49803 | 6.5 | 1 | 365 | 7.4002 | 0.8955 | 8 | 0.29571
45691 | 3.9 | 1 | 365 | 4.4401 | 0.9373 | 5 | 0.37743
23166 | 13 | 1 | 365 | 14.8004 | 0.79101 | 15 | 0.59142
25197 | 4.16 | 1 | 365 | 4.7361 | 0.53312 | 5 | 0.26926
47321 | 3.825 | 1 | 365 | 4.3547 | 0.76543 | 5 | 0.12017
23154 | 6.76 | 1 | 365 | 7.6962 | 0.49132 | 8 | 0.18754
47602 | 2.835 | 1 | 365 | 3.2276 | 0.49673 | 3 | 0.72436
42306 | 9.075 | 1 | 365 | 10.3318 | 0.79642 | 11 | 0.12824
47326 | 7.28 | 1 | 365 | 8.2882 | 0.68296 | 8 | 0.9712
49133 | 7.84 | 1 | 365 | 8.9258 | 0.96627 | 9 | 0.89206
47616 | 7.905 | 1 | 365 | 8.9998 | 0.11522 | 9 | 0.11502
24732 | 7.02 | 1 | 365 | 7.9922 | 0.087144 | 8 | 0.079369
47330 | 4.2 | 1 | 365 | 4.7817 | 0.62479 | 5 | 0.40646
47308 | 5.415 | 1 | 365 | 6.1649 | 0.4091 | 6 | 0.57404
48461 | 8.1 | 1 | 365 | 9.2218 | 0.56209 | 9 | 0.78389
48473 | 4.05 | 1 | 365 | 4.6109 | 0.28104 | 4 | 0.89194
48161 | 4.48 | 1 | 365 | 5.1005 | 0.26644 | 5 | 0.36689
25186 | 9.1 | 1 | 365 | 10.3603 | 0.85371 | 11 | 0.214
48490 | 8.829 | 1 | 365 | 10.0518 | 0.23268 | 10 | 0.28444
48493 | 8.829 | 1 | 365 | 10.0518 | 0.23268 | 10 | 0.28444
47408 | 4.59 | 1 | 365 | 5.2257 | 0.51852 | 5 | 0.7442
48500 | 10.137 | 1 | 365 | 11.5409 | 0.23011 | 11 | 0.77102
49219 | 6.5 | 1 | 365 | 7.4002 | 0.8955 | 8 | 0.29571
48498 | 8.28 | 1 | 365 | 9.4267 | 0.97458 | 10 | 0.40131
23155 | 3.9 | 1 | 365 | 4.4401 | 0.9373 | 5 | 0.37743
48533 | 7.194 | 1 | 365 | 8.1903 | 0.48589 | 8 | 0.67621
48230 | 6.625 | 1 | 365 | 7.5425 | 0.18196 | 7 | 0.72448
23759 | 13 | 1 | 365 | 14.8004 | 0.79101 | 15 | 0.59142
48244 | 6.24 | 1 | 365 | 7.1042 | 0.29968 | 7 | 0.40388
48548 | 13.25 | 1 | 365 | 15.085 | 0.36391 | 15 | 0.44895
48554 | 18.24 | 1 | 365 | 20.7661 | 0.79908 | 21 | 0.5652
45710 | 5.46 | 1 | 365 | 6.2162 | 0.51222 | 6 | 0.7284
49816 | 8.58 | 1 | 365 | 9.7683 | 0.66207 | 10 | 0.43034
47462 | 3.64 | 1 | 365 | 4.1441 | 0.34148 | 4 | 0.4856
48710 | 7.54 | 1 | 365 | 8.5842 | 0.27878 | 8 | 0.86303
48677 | 8.84 | 1 | 365 | 10.0643 | 0.25789 | 10 | 0.32217
49062 | 5.559 | 1 | 365 | 6.3289 | 0.73909 | 7 | 0.067979
48641 | 10.14 | 1 | 365 | 11.5443 | 0.23699 | 11 | 0.78131
47092 | 6.9 | 1 | 365 | 7.8556 | 0.81215 | 8 | 0.66776
49147 | 6.84 | 1 | 365 | 7.7873 | 0.67465 | 8 | 0.46195
48636 | 6.24 | 1 | 365 | 7.1042 | 0.29968 | 7 | 0.40388
49225 | 2.86 | 1 | 365 | 3.2561 | 0.55402 | 3 | 0.81011
30799 | 11 | 1 | 365 | 12.5234 | 0.20778 | 12 | 0.73121
30802 | 13.26 | 1 | 365 | 15.0964 | 0.38683 | 15 | 0.48325
49152 | 7.875 | 1 | 365 | 8.9656 | 0.046476 | 9 | 0.012113
49124 | 8.84 | 1 | 365 | 10.0643 | 0.25789 | 10 | 0.32217
28008 | 5.46 | 1 | 365 | 6.2162 | 0.51222 | 6 | 0.7284
25098 | 4.68 | 1 | 365 | 5.3282 | 0.72476 | 6 | 0.052913
16960 | 10.71 | 1 | 365 | 12.1933 | 0.54321 | 12 | 0.73647
48248 | 7.93 | 1 | 365 | 9.0283 | 0.17251 | 9 | 0.20077
32273 | 4.68 | 1 | 365 | 5.3282 | 0.72476 | 6 | 0.052913
47589 | 5.5 | 1 | 365 | 6.2617 | 0.60389 | 6 | 0.8656
30852 | 9.62 | 1 | 365 | 10.9523 | 0.045346 | 10 | 0.99765
48257 | 13.005 | 1 | 365 | 14.8061 | 0.80247 | 15 | 0.60858
48608 | 8.58 | 1 | 365 | 9.7683 | 0.66207 | 10 | 0.43034
32186 | 5.2 | 1 | 365 | 5.9202 | 0.9164 | 6 | 0.83657
29244 | 6.895 | 1 | 365 | 7.8499 | 0.80069 | 8 | 0.65061
52542 | 5.79 | 1 | 365 | 6.5919 | 0.26846 | 6 | 0.86033
49169 | 6.21 | 1 | 365 | 7.07 | 0.23094 | 7 | 0.30098
36937 | 3.12 | 1 | 365 | 3.5521 | 0.14984 | 3 | 0.70194
52545 | 6.28 | 1 | 365 | 7.1497 | 0.39135 | 7 | 0.54109
38787 | 5.46 | 1 | 365 | 6.2162 | 0.51222 | 6 | 0.7284
32264 | 7.54 | 1 | 365 | 8.5842 | 0.27878 | 8 | 0.86303
50176 | 13 | 1 | 365 | 14.8004 | 0.79101 | 15 | 0.59142
48281 | 6.27 | 1 | 365 | 7.1384 | 0.36843 | 7 | 0.50679
49026 | 4.68 | 1 | 365 | 5.3282 | 0.72476 | 6 | 0.052913
33638 | 3.12 | 1 | 365 | 3.5521 | 0.14984 | 3 | 0.70194
48722 | 6.5 | 1 | 365 | 7.4002 | 0.8955 | 8 | 0.29571
50168 | 5.46 | 1 | 365 | 6.2162 | 0.51222 | 6 | 0.7284
48648 | 6.5 | 1 | 365 | 7.4002 | 0.8955 | 8 | 0.29571
48542 | 11.44 | 1 | 365 | 13.0244 | 0.21609 | 13 | 0.24045
47629 | 7.02 | 1 | 365 | 7.9922 | 0.087144 | 8 | 0.079369
35915 | 10.14 | 1 | 365 | 11.5443 | 0.23699 | 11 | 0.78131
48907 | 3.12 | 1 | 365 | 3.5521 | 0.14984 | 3 | 0.70194
47630 | 5.886 | 1 | 365 | 6.7012 | 0.48845 | 7 | 0.18963
49322 | 7.194 | 1 | 365 | 8.1903 | 0.48589 | 8 | 0.67621
48821 | 5.2 | 1 | 365 | 5.9202 | 0.9164 | 6 | 0.83657
48812 | 4.42 | 1 | 365 | 5.0321 | 0.12894 | 5 | 0.16108
48996 | 2.86 | 1 | 365 | 3.2561 | 0.55402 | 3 | 0.81011
49023 | 7.54 | 1 | 365 | 8.5842 | 0.27878 | 8 | 0.86303
45472 | 7.28 | 1 | 365 | 8.2882 | 0.68296 | 8 | 0.9712
49248 | 5.72 | 1 | 365 | 6.5122 | 0.10804 | 6 | 0.62023
36322 | 24.75 | 1 | 365 | 28.1777 | 0.7175 | 28 | 0.89521
50557 | 6.24 | 1 | 365 | 7.1042 | 0.29968 | 7 | 0.40388
49235 | 7.15 | 1 | 365 | 8.1402 | 0.38505 | 8 | 0.52528
50787 | 3.9 | 1 | 365 | 4.4401 | 0.9373 | 5 | 0.37743
47487 | 21.655 | 1 | 365 | 24.6541 | 0.62494 | 25 | 0.27902
49302 | 9.69 | 1 | 365 | 11.032 | 0.20576 | 11 | 0.23776
36203 | 21.175 | 1 | 365 | 24.1076 | 0.52497 | 24 | 0.63257
48994 | 8.58 | 1 | 365 | 9.7683 | 0.66207 | 10 | 0.43034
50671 | 6.12 | 1 | 365 | 6.9676 | 0.02469 | 6 | 0.99227
36199 | 4 | 1 | 365 | 4.554 | 0.16646 | 4 | 0.72044
52747 | 5.67 | 1 | 365 | 6.4553 | 0.99346 | 7 | 0.44872
36259 | 6 | 1 | 365 | 6.831 | 0.7497 | 7 | 0.58066
45467 | 5.2 | 1 | 365 | 5.9202 | 0.9164 | 6 | 0.83657
48651 | 6 | 1 | 365 | 6.831 | 0.7497 | 7 | 0.58066
47646 | 3.9 | 1 | 365 | 4.4401 | 0.9373 | 5 | 0.37743
36155 | 12.765 | 1 | 365 | 14.5329 | 0.25248 | 14 | 0.78535
50792 | 4.42 | 1 | 365 | 5.0321 | 0.12894 | 5 | 0.16108
49329 | 10.791 | 1 | 365 | 12.2855 | 0.72883 | 13 | 0.014313
48941 | 7.8 | 1 | 365 | 8.8803 | 0.8746 | 9 | 0.75485
50454 | 17.82 | 1 | 365 | 20.288 | 0.8366 | 21 | 0.12455
38532 | 8.67 | 1 | 365 | 9.8707 | 0.86831 | 10 | 0.73905
43427 | 16.83 | 1 | 365 | 19.1608 | 0.5679 | 19 | 0.72874
36190 | 7.194 | 1 | 365 | 8.1903 | 0.48589 | 8 | 0.67621
25617 | 16.32 | 1 | 365 | 18.5802 | 0.39917 | 18 | 0.97939
42304 | 8.8 | 1 | 365 | 10.0187 | 0.16622 | 10 | 0.18496
50686 | 10.8 | 1 | 365 | 12.2957 | 0.74945 | 13 | 0.045184
43890 | 5 | 1 | 365 | 5.6925 | 0.45808 | 6 | 0.15055
46818 | 9 | 1 | 365 | 10.2464 | 0.62454 | 10 | 0.87099
36252 | 7.02 | 1 | 365 | 7.9922 | 0.087144 | 8 | 0.079369
38522 | 9 | 1 | 365 | 10.2464 | 0.62454 | 10 | 0.87099
36713 | 6.325 | 1 | 365 | 7.201 | 0.49447 | 7 | 0.69544
37961 | 7.02 | 1 | 365 | 7.9922 | 0.087144 | 8 | 0.079369
49229 | 10.14 | 1 | 365 | 11.5443 | 0.23699 | 11 | 0.78131
43981 | 5.5 | 1 | 365 | 6.2617 | 0.60389 | 6 | 0.8656
46556 | 4.68 | 1 | 365 | 5.3282 | 0.72476 | 6 | 0.052913
46130 | 10.455 | 1 | 365 | 11.903 | 0.95885 | 12 | 0.8618
38461 | 8.75 | 1 | 365 | 9.9618 | 0.05164 | 10 | 0.013459
49161 | 12.426 | 1 | 365 | 14.1469 | 0.47562 | 14 | 0.62254
38421 | 8.16 | 1 | 365 | 9.2901 | 0.69959 | 9 | 0.98969
43650 | 9.975 | 1 | 365 | 11.3565 | 0.85887 | 12 | 0.21534
49003 | 4.68 | 1 | 365 | 5.3282 | 0.72476 | 6 | 0.052913
40799 | 8.06 | 1 | 365 | 9.1763 | 0.47042 | 9 | 0.64668
50788 | 5.72 | 1 | 365 | 6.5122 | 0.10804 | 6 | 0.62023
50791 | 7.8 | 1 | 365 | 8.8803 | 0.8746 | 9 | 0.75485
49685 | 3.64 | 1 | 365 | 4.1441 | 0.34148 | 4 | 0.4856
36226 | 13.2 | 1 | 365 | 15.0281 | 0.24933 | 15 | 0.27745
32493 | 9.1 | 1 | 365 | 10.3603 | 0.85371 | 11 | 0.214
46464 | 8.16 | 1 | 365 | 9.2901 | 0.69959 | 9 | 0.98969
37712 | 5.2 | 1 | 365 | 5.9202 | 0.9164 | 6 | 0.83657
34872 | 11.8 | 0.9 | 365 | 12.0908 | 0.022069 | 12 | 0.11287
37151 | 8.4 | 1 | 365 | 9.5633 | 0.24957 | 9 | 0.81292
47636 | 9.62 | 1 | 365 | 10.9523 | 0.045346 | 10 | 0.99765
51557 | 3.6 | 1 | 365 | 4.0986 | 0.24982 | 4 | 0.34839
50815 | 10.66 | 1 | 365 | 12.1363 | 0.42863 | 12 | 0.56497
47639 | 5.98 | 1 | 365 | 6.8082 | 0.70386 | 7 | 0.51206
36216 | 6.54 | 1 | 365 | 7.4457 | 0.98717 | 8 | 0.43292
48587 | 7.8 | 1 | 365 | 8.8803 | 0.8746 | 9 | 0.75485
49688 | 6.24 | 1 | 365 | 7.1042 | 0.29968 | 7 | 0.40388
36198 | 9.12 | 1 | 365 | 10.3831 | 0.89954 | 11 | 0.2826
48911 | 9.1 | 1 | 365 | 10.3603 | 0.85371 | 11 | 0.214
50816 | 4.94 | 1 | 365 | 5.6242 | 0.32058 | 5 | 0.94474
49836 | 5.72 | 1 | 365 | 6.5122 | 0.10804 | 6 | 0.62023
49142 | 4.94 | 1 | 365 | 5.6242 | 0.32058 | 5 | 0.94474
48930 | 13 | 1 | 365 | 14.8004 | 0.79101 | 15 | 0.59142
50825 | 2.75 | 1 | 365 | 3.1309 | 0.30194 | 3 | 0.4328
32669 | 12.74 | 1 | 365 | 14.5044 | 0.19519 | 14 | 0.6996
45035 | 4.08 | 1 | 365 | 4.6451 | 0.34979 | 4 | 0.99485
48921 | 13.26 | 1 | 365 | 15.0964 | 0.38683 | 15 | 0.48325
35060 | 3592.9 | 0.8 | 365 | 3272.3949 | 0.8377 | 3273 | 0.23262
63 | 5992 | 0.7 | 365 | 4775.2976 | 0.95415 | 4776 | 0.25171
16832 | 7.54 | 1 | 365 | 8.5842 | 0.27878 | 8 | 0.86303
48309 | 7.848 | 1 | 365 | 8.9349 | 0.9846 | 9 | 0.9195
49954 | 5.61 | 1 | 365 | 6.3869 | 0.85597 | 7 | 0.24291
40493 | 9.88 | 1 | 365 | 11.2483 | 0.64117 | 11 | 0.88948
50795 | 7.8 | 1 | 365 | 8.8803 | 0.8746 | 9 | 0.75485
40387 | 6.76 | 1 | 365 | 7.6962 | 0.49132 | 8 | 0.18754
40853 | 3.445 | 1 | 365 | 3.9221 | 0.89462 | 4 | 0.81673
50938 | 9.88 | 1 | 365 | 11.2483 | 0.64117 | 11 | 0.88948
49690 | 7.28 | 1 | 365 | 8.2882 | 0.68296 | 8 | 0.9712
47643 | 4.94 | 1 | 365 | 5.6242 | 0.32058 | 5 | 0.94474
52419 | 11.118 | 1 | 365 | 12.6578 | 0.47819 | 13 | 0.13596
41623 | 10.14 | 1 | 365 | 11.5443 | 0.23699 | 11 | 0.78131
33100 | 4.68 | 1 | 365 | 5.3282 | 0.72476 | 6 | 0.052913
52458 | 5.4 | 1 | 365 | 6.1479 | 0.37473 | 6 | 0.52259
32380 | 7.54 | 1 | 365 | 8.5842 | 0.27878 | 8 | 0.86303
36080 | 9.24 | 1 | 365 | 10.5197 | 0.17453 | 10 | 0.69421
30844 | 5.72 | 1 | 365 | 6.5122 | 0.10804 | 6 | 0.62023
31005 | 4.68 | 1 | 365 | 5.3282 | 0.72476 | 6 | 0.052913
46382 | 10.92 | 1 | 365 | 12.4324 | 0.024447 | 12 | 0.4568
30989 | 13 | 1 | 365 | 14.8004 | 0.79101 | 15 | 0.59142
49821 | 5.98 | 1 | 365 | 6.8082 | 0.70386 | 7 | 0.51206
35796 | 5.94 | 1 | 365 | 6.7627 | 0.6122 | 7 | 0.37485
49042 | 4.16 | 1 | 365 | 4.7361 | 0.53312 | 5 | 0.26926
36052 | 4.4 | 1 | 365 | 5.0094 | 0.08311 | 5 | 0.092482
48611 | 5.2 | 1 | 365 | 5.9202 | 0.9164 | 6 | 0.83657
48469 | 4.68 | 1 | 365 | 5.3282 | 0.72476 | 6 | 0.052913
43104 | 9.62 | 1 | 365 | 10.9523 | 0.045346 | 10 | 0.99765
48668 | 4.94 | 1 | 365 | 5.6242 | 0.32058 | 5 | 0.94474
23709 | 5.2 | 1 | 365 | 5.9202 | 0.9164 | 6 | 0.83657
48951 | 2.86 | 1 | 365 | 3.2561 | 0.55402 | 3 | 0.81011
49709 | 5.4 | 1 | 365 | 6.1479 | 0.37473 | 6 | 0.52259
48732 | 9.1 | 1 | 365 | 10.3603 | 0.85371 | 11 | 0.214
35782 | 9.18 | 1 | 365 | 10.4514 | 0.037035 | 10 | 0.48841
49708 | 4.16 | 1 | 365 | 4.7361 | 0.53312 | 5 | 0.26926
50054 | 7.28 | 1 | 365 | 8.2882 | 0.68296 | 8 | 0.9712
49712 | 4.16 | 1 | 365 | 4.7361 | 0.53312 | 5 | 0.26926
32349 | 3.12 | 1 | 365 | 3.5521 | 0.14984 | 3 | 0.70194
43867 | 24.705 | 1 | 365 | 28.1265 | 0.61437 | 28 | 0.74086
32384 | 8.06 | 1 | 365 | 9.1763 | 0.47042 | 9 | 0.64668
50065 | 5.72 | 1 | 365 | 6.5122 | 0.10804 | 6 | 0.62023
30860 | 13 | 1 | 365 | 14.8004 | 0.79101 | 15 | 0.59142
43791 | 5.1 | 1 | 365 | 5.8063 | 0.68724 | 6 | 0.49356
35549 | 15.39 | 1 | 365 | 17.5214 | 0.26797 | 17 | 0.78939
31943 | 6.24 | 1 | 365 | 7.1042 | 0.29968 | 7 | 0.40388
48944 | 7.28 | 1 | 365 | 8.2882 | 0.68296 | 8 | 0.9712
35702 | 4.68 | 1 | 365 | 5.3282 | 0.72476 | 6 | 0.052913
45351 | 9.1 | 1 | 365 | 10.3603 | 0.85371 | 11 | 0.214
49713 | 6.5 | 1 | 365 | 7.4002 | 0.8955 | 8 | 0.29571
48811 | 5.72 | 1 | 365 | 6.5122 | 0.10804 | 6 | 0.62023
49934 | 5.61 | 1 | 365 | 6.3869 | 0.85597 | 7 | 0.24291
49714 | 3.3 | 1 | 365 | 3.757 | 0.56233 | 4 | 0.31936
45639 | 11.7 | 1 | 365 | 13.3204 | 0.81191 | 14 | 0.13228
36157 | 4.05 | 1 | 365 | 4.6109 | 0.28104 | 4 | 0.89194
16801 | 22.44 | 1 | 365 | 25.5478 | 0.42386 | 25 | 0.97166
52893 | 9.9 | 1 | 365 | 11.2711 | 0.687 | 11 | 0.95809
52812 | 7.68 | 1 | 365 | 8.7436 | 0.59961 | 9 | 0.34324
48392 | 3.12 | 1 | 365 | 3.5521 | 0.14984 | 3 | 0.70194
52811 | 7.9 | 1 | 365 | 8.9941 | 0.10377 | 9 | 0.097866
52773 | 3.9 | 1 | 365 | 4.4401 | 0.9373 | 5 | 0.37743
41221 | 4.94 | 1 | 365 | 5.6242 | 0.32058 | 5 | 0.94474
52785 | 8.32 | 1 | 365 | 9.4723 | 0.066245 | 9 | 0.53851
48970 | 8.06 | 1 | 365 | 9.1763 | 0.47042 | 9 | 0.64668
46888 | 4.42 | 1 | 365 | 5.0321 | 0.12894 | 5 | 0.16108
52714 | 10.2 | 1 | 365 | 11.6126 | 0.37448 | 11 | 0.98712
48945 | 5.72 | 1 | 365 | 6.5122 | 0.10804 | 6 | 0.62023
44563 | 13 | 1 | 365 | 14.8004 | 0.79101 | 15 | 0.59142
49875 | 9.62 | 1 | 365 | 10.9523 | 0.045346 | 10 | 0.99765
44579 | 6.5 | 1 | 365 | 7.4002 | 0.8955 | 8 | 0.29571
52699 | 8.64 | 1 | 365 | 9.8366 | 0.79956 | 10 | 0.63615
48928 | 7.54 | 1 | 365 | 8.5842 | 0.27878 | 8 | 0.86303
52621 | 5.355 | 1 | 365 | 6.0966 | 0.2716 | 6 | 0.36824
37823 | 11.7 | 1 | 365 | 13.3204 | 0.81191 | 14 | 0.13228
49876 | 5.04 | 1 | 365 | 5.738 | 0.54974 | 6 | 0.28775
33574 | 3.38 | 1 | 365 | 3.8481 | 0.74566 | 4 | 0.59377
52456 | 8.4 | 1 | 365 | 9.5633 | 0.24957 | 9 | 0.81292
29610 | 10.92 | 1 | 365 | 12.4324 | 0.024447 | 12 | 0.4568
49085 | 3.38 | 1 | 365 | 3.8481 | 0.74566 | 4 | 0.59377
52219 | 7.95 | 1 | 365 | 9.051 | 0.21835 | 9 | 0.26937
49139 | 7.28 | 1 | 365 | 8.2882 | 0.68296 | 8 | 0.9712
52218 | 5.72 | 1 | 365 | 6.5122 | 0.10804 | 6 | 0.62023
47650 | 6.21 | 1 | 365 | 7.07 | 0.23094 | 7 | 0.30098
47652 | 8.502 | 1 | 365 | 9.6795 | 0.48332 | 10 | 0.16279
47221 | 7.28 | 1 | 365 | 8.2882 | 0.68296 | 8 | 0.9712
52217 | 9.18 | 1 | 365 | 10.4514 | 0.037035 | 10 | 0.48841
52011 | 7.6 | 1 | 365 | 8.6526 | 0.41628 | 9 | 0.068833
49691 | 5.98 | 1 | 365 | 6.8082 | 0.70386 | 7 | 0.51206
51759 | 6.875 | 1 | 365 | 7.8271 | 0.75486 | 8 | 0.582
51757 | 6.63 | 1 | 365 | 7.5482 | 0.19341 | 7 | 0.74163
49693 | 6.76 | 1 | 365 | 7.6962 | 0.49132 | 8 | 0.18754
47653 | 10.005 | 1 | 365 | 11.3906 | 0.92762 | 12 | 0.31825
51596 | 4.05 | 1 | 365 | 4.6109 | 0.28104 | 4 | 0.89194
51221 | 14.85 | 1 | 365 | 16.9066 | 0.030498 | 16 | 0.93713
49692 | 5.98 | 1 | 365 | 6.8082 | 0.70386 | 7 | 0.51206
47657 | 8.1 | 1 | 365 | 9.2218 | 0.56209 | 9 | 0.78389
49881 | 4.16 | 1 | 365 | 4.7361 | 0.53312 | 5 | 0.26926
49695 | 7.02 | 1 | 365 | 7.9922 | 0.087144 | 8 | 0.079369
46431 | 3.06 | 1 | 365 | 3.4838 | 0.012345 | 3 | 0.49614
49697 | 5.46 | 1 | 365 | 6.2162 | 0.51222 | 6 | 0.7284
47669 | 7.194 | 1 | 365 | 8.1903 | 0.48589 | 8 | 0.67621
49694 | 5.46 | 1 | 365 | 6.2162 | 0.51222 | 6 | 0.7284
50291 | 8.37 | 1 | 365 | 9.5292 | 0.18083 | 9 | 0.71002
47677 | 3.78 | 1 | 365 | 4.3035 | 0.66231 | 4 | 0.96581
49899 | 5.865 | 1 | 365 | 6.6773 | 0.44033 | 7 | 0.11759
47675 | 5.3 | 1 | 365 | 6.034 | 0.14556 | 6 | 0.17958
51250 | 5.98 | 1 | 365 | 6.8082 | 0.70386 | 7 | 0.51206
51245 | 7.28 | 1 | 365 | 8.2882 | 0.68296 | 8 | 0.9712
47682 | 5.985 | 1 | 365 | 6.8139 | 0.71532 | 7 | 0.52921
51257 | 4.68 | 1 | 365 | 5.3282 | 0.72476 | 6 | 0.052913
47683 | 6.5 | 1 | 365 | 7.4002 | 0.8955 | 8 | 0.29571
51260 | 7.56 | 1 | 365 | 8.607 | 0.32462 | 8 | 0.93163
47684 | 4.8 | 1 | 365 | 5.4648 | 0.99976 | 6 | 0.46453
48224 | 6.213 | 1 | 365 | 7.0735 | 0.23781 | 7 | 0.31127
50844 | 7.28 | 1 | 365 | 8.2882 | 0.68296 | 8 | 0.9712
42773 | 10.07 | 1 | 365 | 11.4646 | 0.076573 | 11 | 0.5412
51301 | 9.99 | 1 | 365 | 11.3736 | 0.89324 | 12 | 0.26679
49698 | 7.8 | 1 | 365 | 8.8803 | 0.8746 | 9 | 0.75485
49702 | 6.76 | 1 | 365 | 7.6962 | 0.49132 | 8 | 0.18754
51303 | 5.985 | 1 | 365 | 6.8139 | 0.71532 | 7 | 0.52921
51311 | 6.75 | 1 | 365 | 7.6848 | 0.46841 | 8 | 0.15324
48850 | 9.45 | 1 | 365 | 10.7588 | 0.65577 | 11 | 0.41454
46814 | 10.6 | 1 | 365 | 12.068 | 0.29113 | 12 | 0.35916
49438 | 3 | 1 | 365 | 3.4155 | 0.87485 | 4 | 0.29033
49485 | 6.48 | 1 | 365 | 7.3774 | 0.84967 | 8 | 0.22711
49922 | 6.84 | 1 | 365 | 7.7873 | 0.67465 | 8 | 0.46195
53226 | 3.64 | 1 | 365 | 4.1441 | 0.34148 | 4 | 0.4856
49486 | 10.8 | 1 | 365 | 12.2957 | 0.74945 | 13 | 0.045184
49195 | 10.8 | 1 | 365 | 12.2957 | 0.74945 | 13 | 0.045184
49493 | 6 | 1 | 365 | 6.831 | 0.7497 | 7 | 0.58066
47322 | 5.46 | 1 | 365 | 6.2162 | 0.51222 | 6 | 0.7284
49507 | 6.213 | 1 | 365 | 7.0735 | 0.23781 | 7 | 0.31127
49035 | 8.84 | 1 | 365 | 10.0643 | 0.25789 | 10 | 0.32217
49516 | 5.025 | 1 | 365 | 5.7209 | 0.51537 | 6 | 0.2363
48990 | 13.75 | 1 | 365 | 15.6543 | 0.50972 | 16 | 0.16401
48892 | 8.64 | 1 | 365 | 9.8366 | 0.79956 | 10 | 0.63615
49703 | 7.8 | 1 | 365 | 8.8803 | 0.8746 | 9 | 0.75485
48765 | 6.24 | 1 | 365 | 7.1042 | 0.29968 | 7 | 0.40388
49704 | 5.2 | 1 | 365 | 5.9202 | 0.9164 | 6 | 0.83657
49872 | 7.6 | 1 | 365 | 8.6526 | 0.41628 | 9 | 0.068833
48750 | 7.28 | 1 | 365 | 8.2882 | 0.68296 | 8 | 0.9712
48730 | 5.94 | 1 | 365 | 6.7627 | 0.6122 | 7 | 0.37485
49410 | 6.44 | 1 | 365 | 7.3319 | 0.75801 | 8 | 0.089906
51732 | 4.2 | 1 | 365 | 4.7817 | 0.62479 | 5 | 0.40646
49397 | 8.16 | 1 | 365 | 9.2901 | 0.69959 | 9 | 0.98969
48667 | 7.125 | 1 | 365 | 8.1118 | 0.32776 | 8 | 0.43953
50814 | 7.54 | 1 | 365 | 8.5842 | 0.27878 | 8 | 0.86303
51733 | 10.26 | 1 | 365 | 11.6809 | 0.51198 | 12 | 0.19292
46892 | 7.02 | 1 | 365 | 7.9922 | 0.087144 | 8 | 0.079369
48152 | 6.63 | 1 | 365 | 7.5482 | 0.19341 | 7 | 0.74163
47599 | 10.08 | 1 | 365 | 11.476 | 0.099489 | 11 | 0.5755
32124 | 5.72 | 1 | 365 | 6.5122 | 0.10804 | 6 | 0.62023
48111 | 10.14 | 1 | 365 | 11.5443 | 0.23699 | 11 | 0.78131
50026 | 7.29 | 1 | 365 | 8.2996 | 0.70588 | 9 | 0.005499
47698 | 7.56 | 1 | 365 | 8.607 | 0.32462 | 8 | 0.93163
47674 | 7.93 | 1 | 365 | 9.0283 | 0.17251 | 9 | 0.20077
50034 | 6.5 | 1 | 365 | 7.4002 | 0.8955 | 8 | 0.29571
48609 | 5.355 | 1 | 365 | 6.0966 | 0.2716 | 6 | 0.36824
47642 | 11.34 | 1 | 365 | 12.9105 | 0.98693 | 13 | 0.89744
57 | 5992 | 0.7 | 365 | 4775.2976 | 0.95415 | 4776 | 0.25171
50648 | 13.515 | 1 | 365 | 15.3867 | 0.97119 | 16 | 0.35793
43946 | 20.13 | 1 | 365 | 22.9179 | 0.83256 | 23 | 0.75044
51803 | 8.64 | 1 | 365 | 9.8366 | 0.79956 | 10 | 0.63615
42310 | 2.75 | 1 | 365 | 3.1309 | 0.30194 | 3 | 0.4328
50841 | 5.2 | 1 | 365 | 5.9202 | 0.9164 | 6 | 0.83657
44638 | 5.46 | 1 | 365 | 6.2162 | 0.51222 | 6 | 0.7284
51462 | 5.2 | 1 | 365 | 5.9202 | 0.9164 | 6 | 0.83657
44595 | 13 | 1 | 365 | 14.8004 | 0.79101 | 15 | 0.59142
48754 | 5.46 | 1 | 365 | 6.2162 | 0.51222 | 6 | 0.7284
50858 | 7.54 | 1 | 365 | 8.5842 | 0.27878 | 8 | 0.86303
50804 | 4.42 | 1 | 365 | 5.0321 | 0.12894 | 5 | 0.16108
51291 | 4.68 | 1 | 365 | 5.3282 | 0.72476 | 6 | 0.052913
48767 | 5.98 | 1 | 365 | 6.8082 | 0.70386 | 7 | 0.51206
49196 | 7.02 | 1 | 365 | 7.9922 | 0.087144 | 8 | 0.079369
50793 | 15.6 | 1 | 365 | 17.7605 | 0.74921 | 18 | 0.50971
49199 | 2.43 | 1 | 365 | 2.7665 | 0.56863 | 3 | 0.33517
38374 | 2.86 | 1 | 365 | 3.2561 | 0.55402 | 3 | 0.81011
48939 | 5.2 | 1 | 365 | 5.9202 | 0.9164 | 6 | 0.83657
48997 | 4.68 | 1 | 365 | 5.3282 | 0.72476 | 6 | 0.052913
48681 | 5.72 | 1 | 365 | 6.5122 | 0.10804 | 6 | 0.62023
49197 | 6.5 | 1 | 365 | 7.4002 | 0.8955 | 8 | 0.29571
52548 | 11.4 | 1 | 365 | 12.9788 | 0.12442 | 13 | 0.10325
51981 | 12.426 | 1 | 365 | 14.1469 | 0.47562 | 14 | 0.62254
52334 | 5.98 | 1 | 365 | 6.8082 | 0.70386 | 7 | 0.51206
51427 | 5.5 | 1 | 365 | 6.2617 | 0.60389 | 6 | 0.8656
42467 | 6.24 | 1 | 365 | 7.1042 | 0.29968 | 7 | 0.40388
51426 | 7.315 | 1 | 365 | 8.3281 | 0.76317 | 9 | 0.091252
51422 | 12 | 1 | 365 | 13.6619 | 0.49939 | 14 | 0.16132
42685 | 8.84 | 1 | 365 | 10.0643 | 0.25789 | 10 | 0.32217
51419 | 10.75 | 1 | 365 | 12.2388 | 0.63487 | 12 | 0.87368
45256 | 12.48 | 1 | 365 | 14.2084 | 0.59937 | 14 | 0.80777
44433 | 4.95 | 1 | 365 | 5.6355 | 0.3435 | 5 | 0.97904
45043 | 6.5 | 1 | 365 | 7.4002 | 0.8955 | 8 | 0.29571
44402 | 13 | 1 | 365 | 14.8004 | 0.79101 | 15 | 0.59142
51337 | 5.5 | 1 | 365 | 6.2617 | 0.60389 | 6 | 0.8656
44493 | 2.28 | 1 | 365 | 2.5958 | 0.22488 | 2 | 0.82065
46903 | 4.48 | 1 | 365 | 5.1005 | 0.26644 | 5 | 0.36689
47594 | 3.36 | 1 | 365 | 3.8253 | 0.69983 | 4 | 0.52517
46865 | 7.02 | 1 | 365 | 7.9922 | 0.087144 | 8 | 0.079369
47595 | 8.91 | 1 | 365 | 10.144 | 0.4183 | 10 | 0.56228
46855 | 4.4 | 1 | 365 | 5.0094 | 0.08311 | 5 | 0.092482
46434 | 9.18 | 1 | 365 | 10.4514 | 0.037035 | 10 | 0.48841
45178 | 8.7 | 1 | 365 | 9.9049 | 0.93706 | 10 | 0.84195
46437 | 9.8 | 1 | 365 | 11.1572 | 0.45784 | 11 | 0.61507
48273 | 11.685 | 1 | 365 | 13.3033 | 0.77753 | 14 | 0.080831
46861 | 9.36 | 1 | 365 | 10.6563 | 0.44953 | 11 | 0.10583
45606 | 8.4 | 1 | 365 | 9.5633 | 0.24957 | 9 | 0.81292
45604 | 7.56 | 1 | 365 | 8.607 | 0.32462 | 8 | 0.93163
44201 | 9.156 | 1 | 365 | 10.424 | 0.98204 | 11 | 0.40608
47298 | 5.232 | 1 | 365 | 5.9566 | 0.98973 | 6 | 0.94633
46347 | 7.65 | 1 | 365 | 8.7095 | 0.53086 | 9 | 0.24034
48302 | 6.72 | 1 | 365 | 7.6507 | 0.39966 | 8 | 0.050337
46394 | 10.8 | 1 | 365 | 12.2957 | 0.74945 | 13 | 0.045184
46836 | 4.105 | 1 | 365 | 4.6735 | 0.40708 | 5 | 0.0806
46475 | 8.96 | 1 | 365 | 10.2009 | 0.53288 | 10 | 0.73378
43963 | 8.7 | 1 | 365 | 9.9049 | 0.93706 | 10 | 0.84195
45781 | 10.8 | 1 | 365 | 12.2957 | 0.74945 | 13 | 0.045184
47353 | 6 | 1 | 365 | 6.831 | 0.7497 | 7 | 0.58066
45374 | 7.04 | 1 | 365 | 8.015 | 0.13298 | 8 | 0.14797
45236 | 6 | 1 | 365 | 6.831 | 0.7497 | 7 | 0.58066
46221 | 7.68 | 1 | 365 | 8.7436 | 0.59961 | 9 | 0.34324
46009 | 3.92 | 1 | 365 | 4.4629 | 0.98313 | 5 | 0.44603
47309 | 6.885 | 1 | 365 | 7.8385 | 0.77778 | 8 | 0.6163
49198 | 6.63 | 1 | 365 | 7.5482 | 0.19341 | 7 | 0.74163
45742 | 6.72 | 1 | 365 | 7.6507 | 0.39966 | 8 | 0.050337
46116 | 5.98 | 1 | 365 | 6.8082 | 0.70386 | 7 | 0.51206
46718 | 3.38 | 1 | 365 | 3.8481 | 0.74566 | 4 | 0.59377
36758 | 6.16 | 1 | 365 | 7.0131 | 0.11635 | 7 | 0.12948
43971 | 6.76 | 1 | 365 | 7.6962 | 0.49132 | 8 | 0.18754
47214 | 7.68 | 1 | 365 | 8.7436 | 0.59961 | 9 | 0.34324
36511 | 3.08 | 1 | 365 | 3.5066 | 0.058177 | 3 | 0.56474
36253 | 6.6 | 1 | 365 | 7.5141 | 0.12467 | 7 | 0.63872
43976 | 4.16 | 1 | 365 | 4.7361 | 0.53312 | 5 | 0.26926
43974 | 6.76 | 1 | 365 | 7.6962 | 0.49132 | 8 | 0.18754
36518 | 10.51 | 1 | 365 | 11.9656 | 0.084884 | 12 | 0.050452
40894 | 11.96 | 1 | 365 | 13.6164 | 0.40773 | 14 | 0.024111
37383 | 6.05 | 1 | 365 | 6.8879 | 0.86428 | 7 | 0.75216
36702 | 3.725 | 1 | 365 | 4.2409 | 0.53627 | 4 | 0.77716
36071 | 13 | 1 | 365 | 14.8004 | 0.79101 | 15 | 0.59142
36742 | 5.64 | 1 | 365 | 6.4211 | 0.92471 | 7 | 0.34582
48991 | 5.98 | 1 | 365 | 6.8082 | 0.70386 | 7 | 0.51206
36391 | 4.53 | 1 | 365 | 5.1574 | 0.38102 | 5 | 0.5384
39019 | 6.5 | 1 | 365 | 7.4002 | 0.8955 | 8 | 0.29571
37205 | 5.47 | 1 | 365 | 6.2276 | 0.53514 | 6 | 0.7627
37220 | 4.035 | 1 | 365 | 4.5938 | 0.24667 | 4 | 0.84049
36898 | 6.3 | 1 | 365 | 7.1725 | 0.43718 | 7 | 0.60969
43969 | 4.94 | 1 | 365 | 5.6242 | 0.32058 | 5 | 0.94474
36674 | 12.13 | 1 | 365 | 13.8099 | 0.7973 | 14 | 0.60723
51335 | 3.66 | 1 | 365 | 4.1669 | 0.38731 | 4 | 0.5542
51138 | 4.08 | 1 | 365 | 4.6451 | 0.34979 | 4 | 0.99485
37605 | 8.47 | 1 | 365 | 9.643 | 0.40999 | 10 | 0.053028
51085 | 5.5 | 1 | 365 | 6.2617 | 0.60389 | 6 | 0.8656
50800 | 5.775 | 1 | 365 | 6.5748 | 0.23408 | 6 | 0.80888
42316 | 9 | 1 | 365 | 10.2464 | 0.62454 | 10 | 0.87099
53455 | 3.64 | 1 | 365 | 4.1441 | 0.34148 | 4 | 0.4856
43056 | 8.4 | 1 | 365 | 9.5633 | 0.24957 | 9 | 0.81292
38407 | 7.425 | 1 | 365 | 8.4533 | 0.015249 | 8 | 0.46856
52469 | 7.54 | 1 | 365 | 8.5842 | 0.27878 | 8 | 0.86303
52875 | 6.885 | 1 | 365 | 7.8385 | 0.77778 | 8 | 0.6163
35920 | 3.775 | 1 | 365 | 4.2978 | 0.65085 | 4 | 0.94866
50689 | 5.94 | 1 | 365 | 6.7627 | 0.6122 | 7 | 0.37485
48297 | 6.48 | 1 | 365 | 7.3774 | 0.84967 | 8 | 0.22711
47495 | 5.185 | 1 | 365 | 5.9031 | 0.88203 | 6 | 0.78512
48181 | 5.985 | 1 | 365 | 6.8139 | 0.71532 | 7 | 0.52921
48193 | 6.48 | 1 | 365 | 7.3774 | 0.84967 | 8 | 0.22711
49578 | 3.51 | 1 | 365 | 3.9961 | 0.043572 | 4 | 0.039685
49861 | 5.67 | 1 | 365 | 6.4553 | 0.99346 | 7 | 0.44872
50016 | 4.5 | 1 | 365 | 5.1232 | 0.31227 | 5 | 0.43549
50201 | 3.5 | 1 | 365 | 3.9847 | 0.020656 | 4 | 0.0053836
52874 | 3.135 | 1 | 365 | 3.5692 | 0.18422 | 3 | 0.75339
50202 | 6.75 | 1 | 365 | 7.6848 | 0.46841 | 8 | 0.15324
52490 | 8.175 | 1 | 365 | 9.3072 | 0.73396 | 10 | 0.041146
51336 | 11.5 | 1 | 365 | 13.0927 | 0.35358 | 13 | 0.44626
47370 | 5.7 | 1 | 365 | 6.4894 | 0.062211 | 6 | 0.55162
52754 | 12 | 1 | 365 | 13.6619 | 0.49939 | 14 | 0.16132
43136 | 9.9 | 1 | 365 | 11.2711 | 0.687 | 11 | 0.95809
46282 | 8.1 | 1 | 365 | 9.2218 | 0.56209 | 9 | 0.78389
44149 | 5.04 | 1 | 365 | 5.738 | 0.54974 | 6 | 0.28775
44157 | 5.4 | 1 | 365 | 6.1479 | 0.37473 | 6 | 0.52259
52593 | 4.25 | 1 | 365 | 4.8386 | 0.73937 | 5 | 0.57797
44134 | 10.8 | 1 | 365 | 12.2957 | 0.74945 | 13 | 0.045184
43922 | 5.4 | 1 | 365 | 6.1479 | 0.37473 | 6 | 0.52259
52585 | 3.12 | 1 | 365 | 3.5521 | 0.14984 | 3 | 0.70194
52473 | 5.7 | 1 | 365 | 6.4894 | 0.062211 | 6 | 0.55162
43468 | 6.75 | 1 | 365 | 7.6848 | 0.46841 | 8 | 0.15324
47325 | 4.095 | 1 | 365 | 4.6621 | 0.38417 | 5 | 0.046299
52588 | 4.86 | 1 | 365 | 5.5331 | 0.13725 | 5 | 0.67033
44074 | 5.72 | 1 | 365 | 6.5122 | 0.10804 | 6 | 0.62023
52587 | 6.3 | 1 | 365 | 7.1725 | 0.43718 | 7 | 0.60969
32194 | 4.94 | 1 | 365 | 5.6242 | 0.32058 | 5 | 0.94474
37935 | 4.94 | 1 | 365 | 5.6242 | 0.32058 | 5 | 0.94474
32132 | 5.46 | 1 | 365 | 6.2162 | 0.51222 | 6 | 0.7284
32254 | 5.2 | 1 | 365 | 5.9202 | 0.9164 | 6 | 0.83657
45459 | 3.64 | 1 | 365 | 4.1441 | 0.34148 | 4 | 0.4856
52601 | 11.1 | 1 | 365 | 12.6373 | 0.43694 | 13 | 0.074217
45176 | 11.7 | 1 | 365 | 13.3204 | 0.81191 | 14 | 0.13228
45171 | 10.8 | 1 | 365 | 12.2957 | 0.74945 | 13 | 0.045184
41539 | 8.829 | 1 | 365 | 10.0518 | 0.23268 | 10 | 0.28444
38682 | 10.4 | 1 | 365 | 11.8403 | 0.83281 | 12 | 0.67314
41519 | 11.655 | 1 | 365 | 13.2691 | 0.70878 | 13 | 0.97793
43378 | 4.16 | 1 | 365 | 4.7361 | 0.53312 | 5 | 0.26926
44374 | 4.845 | 1 | 365 | 5.516 | 0.10288 | 5 | 0.61888
43484 | 10.8 | 1 | 365 | 12.2957 | 0.74945 | 13 | 0.045184
43142 | 4.94 | 1 | 365 | 5.6242 | 0.32058 | 5 | 0.94474
43573 | 1.88 | 1 | 365 | 2.1404 | 0.30824 | 2 | 0.44861
41206 | 6 | 1 | 365 | 6.831 | 0.7497 | 7 | 0.58066
42885 | 11.7 | 1 | 365 | 13.3204 | 0.81191 | 14 | 0.13228
43386 | 8.67 | 1 | 365 | 9.8707 | 0.86831 | 10 | 0.73905
41984 | 7.685 | 1 | 365 | 8.7493 | 0.61107 | 9 | 0.36039
43571 | 5.32 | 1 | 365 | 6.0568 | 0.1914 | 6 | 0.24818
41467 | 10.35 | 1 | 365 | 11.7834 | 0.71823 | 12 | 0.50163
43553 | 5.13 | 1 | 365 | 5.8405 | 0.75599 | 6 | 0.59646
43328 | 6.6 | 1 | 365 | 7.5141 | 0.12467 | 7 | 0.63872
38838 | 10.865 | 1 | 365 | 12.3697 | 0.89841 | 13 | 0.26814
43374 | 4.16 | 1 | 365 | 4.7361 | 0.53312 | 5 | 0.26926
41512 | 8.505 | 1 | 365 | 9.6829 | 0.49019 | 10 | 0.17308
43523 | 3.99 | 1 | 365 | 4.5426 | 0.14355 | 4 | 0.68614
40384 | 10.2 | 1 | 365 | 11.6126 | 0.37448 | 11 | 0.98712
42410 | 5.1 | 1 | 365 | 5.8063 | 0.68724 | 6 | 0.49356
53479 | 8.47 | 1 | 365 | 9.643 | 0.40999 | 10 | 0.053028
44925 | 10.6 | 1 | 365 | 12.068 | 0.29113 | 12 | 0.35916
47303 | 10.5 | 1 | 365 | 11.9542 | 0.061968 | 12 | 0.016151
49156 | 7.2 | 1 | 365 | 8.1972 | 0.49964 | 8 | 0.69679
39068 | 9.01 | 1 | 365 | 10.2578 | 0.64746 | 10 | 0.90529
48531 | 9.12 | 1 | 365 | 10.3831 | 0.89954 | 11 | 0.2826
46891 | 12 | 1 | 365 | 13.6619 | 0.49939 | 14 | 0.16132
41119 | 19.8 | 1 | 365 | 22.5422 | 0.374 | 22 | 0.91617
48267 | 9.975 | 1 | 365 | 11.3565 | 0.85887 | 12 | 0.21534
44569 | 4.16 | 1 | 365 | 4.7361 | 0.53312 | 5 | 0.26926
40306 | 12 | 1 | 365 | 13.6619 | 0.49939 | 14 | 0.16132
41317 | 18.55 | 1 | 365 | 21.1191 | 0.50948 | 21 | 0.62853
40996 | 23.7 | 1 | 365 | 26.9823 | 0.3113 | 27 | 0.2936
36177 | 7.02 | 1 | 365 | 7.9922 | 0.087144 | 8 | 0.079369
40259 | 7.8 | 1 | 365 | 8.8803 | 0.8746 | 9 | 0.75485
46809 | 14.03 | 1 | 365 | 15.9731 | 0.15137 | 16 | 0.12444
46329 | 24 | 1 | 365 | 27.3238 | 0.99878 | 28 | 0.32263
45516 | 11.59 | 1 | 365 | 13.1951 | 0.55983 | 13 | 0.75497
44784 | 11.285 | 1 | 365 | 12.8479 | 0.86089 | 13 | 0.70879
45169 | 5.04 | 1 | 365 | 5.738 | 0.54974 | 6 | 0.28775
41989 | 8.235 | 1 | 365 | 9.3755 | 0.87146 | 10 | 0.24695
41546 | 11.34 | 1 | 365 | 12.9105 | 0.98693 | 13 | 0.89744
43955 | 11.59 | 1 | 365 | 13.1951 | 0.55983 | 13 | 0.75497
45261 | 3.6 | 1 | 365 | 4.0986 | 0.24982 | 4 | 0.34839
36262 | 21.255 | 1 | 365 | 24.1987 | 0.7083 | 24 | 0.90698
41259 | 8.06 | 1 | 365 | 9.1763 | 0.47042 | 9 | 0.64668
44179 | 9 | 1 | 365 | 10.2464 | 0.62454 | 10 | 0.87099
43956 | 7.1 | 1 | 365 | 8.0833 | 0.27047 | 8 | 0.35378
40848 | 9.15 | 1 | 365 | 10.4172 | 0.96829 | 11 | 0.3855
36689 | 7.125 | 1 | 365 | 8.1118 | 0.32776 | 8 | 0.43953
36385 | 7.28 | 1 | 365 | 8.2882 | 0.68296 | 8 | 0.9712
36396 | 4.96 | 1 | 365 | 5.6469 | 0.36642 | 6 | 0.013344
36273 | 10 | 1 | 365 | 11.3849 | 0.91616 | 12 | 0.3011
46833 | 5.355 | 1 | 365 | 6.0966 | 0.2716 | 6 | 0.36824
46856 | 8.96 | 1 | 365 | 10.2009 | 0.53288 | 10 | 0.73378
46276 | 5.2 | 1 | 365 | 5.9202 | 0.9164 | 6 | 0.83657
33319 | 6.63 | 1 | 365 | 7.5482 | 0.19341 | 7 | 0.74163
48971 | 5.72 | 1 | 365 | 6.5122 | 0.10804 | 6 | 0.62023
48695 | 6.76 | 1 | 365 | 7.6962 | 0.49132 | 8 | 0.18754
44155 | 10.26 | 1 | 365 | 11.6809 | 0.51198 | 12 | 0.19292
44578 | 10.95 | 1 | 365 | 12.4665 | 0.093195 | 12 | 0.5597
36078 | 11 | 1 | 365 | 12.5234 | 0.20778 | 12 | 0.73121
35772 | 7.84 | 1 | 365 | 8.9258 | 0.96627 | 9 | 0.89206
52216 | 8.1 | 1 | 365 | 9.2218 | 0.56209 | 9 | 0.78389
44750 | 12.925 | 1 | 365 | 14.715 | 0.61914 | 15 | 0.33417
48788 | 8.32 | 1 | 365 | 9.4723 | 0.066245 | 9 | 0.53851
47457 | 2.35 | 1 | 365 | 2.6755 | 0.3853 | 3 | 0.060758
50203 | 10.8 | 1 | 365 | 12.2957 | 0.74945 | 13 | 0.045184
42744 | 8.525 | 1 | 365 | 9.7057 | 0.53603 | 10 | 0.24168
49313 | 8.06 | 1 | 365 | 9.1763 | 0.47042 | 9 | 0.64668
48678 | 5.46 | 1 | 365 | 6.2162 | 0.51222 | 6 | 0.7284
51976 | 6.21 | 1 | 365 | 7.07 | 0.23094 | 7 | 0.30098
45269 | 5.1 | 1 | 365 | 5.8063 | 0.68724 | 6 | 0.49356
36303 | 5.39 | 1 | 365 | 6.1365 | 0.35181 | 6 | 0.48829
42871 | 5.46 | 1 | 365 | 6.2162 | 0.51222 | 6 | 0.7284
52025 | 7.6 | 1 | 365 | 8.6526 | 0.41628 | 9 | 0.068833
39807 | 4.59 | 1 | 365 | 5.2257 | 0.51852 | 5 | 0.7442
36605 | 12.426 | 1 | 365 | 14.1469 | 0.47562 | 14 | 0.62254
42071 | 10.08 | 1 | 365 | 11.476 | 0.099489 | 11 | 0.5755
36584 | 6.725 | 1 | 365 | 7.6564 | 0.41112 | 8 | 0.067487
36302 | 5.225 | 1 | 365 | 5.9486 | 0.97369 | 6 | 0.92232
36901 | 8.4 | 1 | 365 | 9.5633 | 0.24957 | 9 | 0.81292
50669 | 6.2 | 1 | 365 | 7.0587 | 0.20802 | 7 | 0.26668
36981 | 4.95 | 1 | 365 | 5.6355 | 0.3435 | 5 | 0.97904
36356 | 4.95 | 1 | 365 | 5.6355 | 0.3435 | 5 | 0.97904
49842 | 10.325 | 1 | 365 | 11.7549 | 0.66094 | 12 | 0.41588
36471 | 10.08 | 1 | 365 | 11.476 | 0.099489 | 11 | 0.5755
37073 | 8.8 | 1 | 365 | 10.0187 | 0.16622 | 10 | 0.18496
48301 | 5.4 | 1 | 365 | 6.1479 | 0.37473 | 6 | 0.52259
36509 | 15.4 | 1 | 365 | 17.5328 | 0.29089 | 17 | 0.82369
48555 | 7.6 | 1 | 365 | 8.6526 | 0.41628 | 9 | 0.068833
37590 | 3.92 | 1 | 365 | 4.4629 | 0.98313 | 5 | 0.44603
37177 | 4.68 | 1 | 365 | 5.3282 | 0.72476 | 6 | 0.052913
36716 | 9.52 | 1 | 365 | 10.8385 | 0.81618 | 11 | 0.65464
45172 | 12.4 | 1 | 365 | 14.1173 | 0.41604 | 14 | 0.53336
45588 | 7.02 | 1 | 365 | 7.9922 | 0.087144 | 8 | 0.079369
47287 | 10.2 | 1 | 365 | 11.6126 | 0.37448 | 11 | 0.98712
36731 | 4.675 | 1 | 365 | 5.3225 | 0.7133 | 6 | 0.035762
45204 | 11.78 | 1 | 365 | 13.4115 | 0.99524 | 14 | 0.40669
45518 | 7.125 | 1 | 365 | 8.1118 | 0.32776 | 8 | 0.43953
37540 | 4.59 | 1 | 365 | 5.2257 | 0.51852 | 5 | 0.7442
36530 | 336 | 0.9 | 365 | 344.2805 | 0.98468 | 345 | 0.26514
36587 | 6.72 | 1 | 365 | 7.6507 | 0.39966 | 8 | 0.050337
37254 | 3.92 | 1 | 365 | 4.4629 | 0.98313 | 5 | 0.44603
36524 | 10.2 | 1 | 365 | 11.6126 | 0.37448 | 11 | 0.98712
36501 | 3.06 | 1 | 365 | 3.4838 | 0.012345 | 3 | 0.49614
45527 | 5.25 | 1 | 365 | 5.9771 | 0.030984 | 6 | 0.0080754
37234 | 4.08 | 1 | 365 | 4.6451 | 0.34979 | 4 | 0.99485
45618 | 7.28 | 1 | 365 | 8.2882 | 0.68296 | 8 | 0.9712
38321 | 2.86 | 1 | 365 | 3.2561 | 0.55402 | 3 | 0.81011
45622 | 5.4 | 1 | 365 | 6.1479 | 0.37473 | 6 | 0.52259
37558 | 4.59 | 1 | 365 | 5.2257 | 0.51852 | 5 | 0.7442
36434 | 9.35 | 1 | 365 | 10.6449 | 0.42661 | 11 | 0.071525
41899 | 10.25 | 1 | 365 | 11.6696 | 0.48906 | 12 | 0.15862
38347 | 5.46 | 1 | 365 | 6.2162 | 0.51222 | 6 | 0.7284
42098 | 9.75 | 1 | 365 | 11.1003 | 0.34326 | 11 | 0.44357
36300 | 7.14 | 1 | 365 | 8.1288 | 0.36214 | 8 | 0.49098
41919 | 4.16 | 1 | 365 | 4.7361 | 0.53312 | 5 | 0.26926
37542 | 5.46 | 1 | 365 | 6.2162 | 0.51222 | 6 | 0.7284
42136 | 5.875 | 1 | 365 | 6.6886 | 0.46324 | 7 | 0.15189
47274 | 9.9 | 1 | 365 | 11.2711 | 0.687 | 11 | 0.95809
46396 | 2.48 | 1 | 365 | 2.8235 | 0.68321 | 3 | 0.50667
46810 | 9.9 | 1 | 365 | 11.2711 | 0.687 | 11 | 0.95809
46421 | 5.1 | 1 | 365 | 5.8063 | 0.68724 | 6 | 0.49356
47277 | 7.848 | 1 | 365 | 8.9349 | 0.9846 | 9 | 0.9195
46451 | 10.64 | 1 | 365 | 12.1136 | 0.38279 | 12 | 0.49637
44072 | 4.5 | 1 | 365 | 5.1232 | 0.31227 | 5 | 0.43549
49243 | 6.725 | 1 | 365 | 7.6564 | 0.41112 | 8 | 0.067487
36488 | 4.4 | 1 | 365 | 5.0094 | 0.08311 | 5 | 0.092482
36905 | 3.28 | 1 | 365 | 3.7343 | 0.5165 | 4 | 0.25076
38799 | 4.68 | 1 | 365 | 5.3282 | 0.72476 | 6 | 0.052913
35798 | 12.12 | 1 | 365 | 13.7985 | 0.77439 | 14 | 0.57293
35986 | 9.156 | 1 | 365 | 10.424 | 0.98204 | 11 | 0.40608
35977 | 9.36 | 1 | 365 | 10.6563 | 0.44953 | 11 | 0.10583
35968 | 7.521 | 1 | 365 | 8.5626 | 0.23524 | 8 | 0.79785
35802 | 8.06 | 1 | 365 | 9.1763 | 0.47042 | 9 | 0.64668
35793 | 6.63 | 1 | 365 | 7.5482 | 0.19341 | 7 | 0.74163
38392 | 4.4 | 1 | 365 | 5.0094 | 0.08311 | 5 | 0.092482
36378 | 6.72 | 1 | 365 | 7.6507 | 0.39966 | 8 | 0.050337
37236 | 3.92 | 1 | 365 | 4.4629 | 0.98313 | 5 | 0.44603
44066 | 10.8 | 1 | 365 | 12.2957 | 0.74945 | 13 | 0.045184
36607 | 7.975 | 1 | 365 | 9.0795 | 0.27564 | 9 | 0.35512
37041 | 10.36 | 1 | 365 | 11.7948 | 0.74114 | 12 | 0.53594
37242 | 7.28 | 1 | 365 | 8.2882 | 0.68296 | 8 | 0.9712
36492 | 7.56 | 1 | 365 | 8.607 | 0.32462 | 8 | 0.93163
49252 | 10.36 | 1 | 365 | 11.7948 | 0.74114 | 12 | 0.53594
44028 | 6.25 | 1 | 365 | 7.1156 | 0.3226 | 7 | 0.43818
50039 | 11.4 | 1 | 365 | 12.9788 | 0.12442 | 13 | 0.10325
49253 | 10.64 | 1 | 365 | 12.1136 | 0.38279 | 12 | 0.49637
49747 | 6.24 | 1 | 365 | 7.1042 | 0.29968 | 7 | 0.40388
49254 | 5.6 | 1 | 365 | 6.3756 | 0.83305 | 7 | 0.20861
47428 | 6.72 | 1 | 365 | 7.6507 | 0.39966 | 8 | 0.050337
49311 | 10 | 1 | 365 | 11.3849 | 0.91616 | 12 | 0.3011
44029 | 9.75 | 1 | 365 | 11.1003 | 0.34326 | 11 | 0.44357
43763 | 5.4 | 1 | 365 | 6.1479 | 0.37473 | 6 | 0.52259
44812 | 12 | 1 | 365 | 13.6619 | 0.49939 | 14 | 0.16132
49304 | 11.055 | 1 | 365 | 12.586 | 0.33381 | 12 | 0.91986
45167 | 6 | 1 | 365 | 6.831 | 0.7497 | 7 | 0.58066
42320 | 11.66 | 1 | 365 | 13.2748 | 0.72024 | 13 | 0.99508
35688 | 325 | 0.9 | 365 | 333.0094 | 0.29768 | 333 | 0.30706
49522 | 9.81 | 1 | 365 | 11.1686 | 0.48075 | 11 | 0.64938
44743 | 8.925 | 1 | 365 | 10.1611 | 0.45267 | 10 | 0.61373
46311 | 10.545 | 1 | 365 | 12.0054 | 0.16509 | 12 | 0.17051
44735 | 5.75 | 1 | 365 | 6.5463 | 0.17679 | 6 | 0.72313
42606 | 9.6 | 1 | 365 | 10.9295 | 0.99951 | 11 | 0.92905
42749 | 10.8 | 1 | 365 | 12.2957 | 0.74945 | 13 | 0.045184
49689 | 7.28 | 1 | 365 | 8.2882 | 0.68296 | 8 | 0.9712
44700 | 6.375 | 1 | 365 | 7.2579 | 0.60905 | 7 | 0.86695
44624 | 6.5 | 1 | 365 | 7.4002 | 0.8955 | 8 | 0.29571
44621 | 3.315 | 1 | 365 | 3.7741 | 0.59671 | 4 | 0.37081
45623 | 6.44 | 1 | 365 | 7.3319 | 0.75801 | 8 | 0.089906
43024 | 6.625 | 1 | 365 | 7.5425 | 0.18196 | 7 | 0.72448
38702 | 6.9 | 1 | 365 | 7.8556 | 0.81215 | 8 | 0.66776
36760 | 4.56 | 1 | 365 | 5.1915 | 0.44977 | 5 | 0.6413
43499 | 9 | 1 | 365 | 10.2464 | 0.62454 | 10 | 0.87099
36707 | 4.4 | 1 | 365 | 5.0094 | 0.08311 | 5 | 0.092482
43539 | 5.355 | 1 | 365 | 6.0966 | 0.2716 | 6 | 0.36824
46149 | 7.8 | 1 | 365 | 8.8803 | 0.8746 | 9 | 0.75485
36677 | 5.775 | 1 | 365 | 6.5748 | 0.23408 | 6 | 0.80888
38222 | 7.84 | 1 | 365 | 8.9258 | 0.96627 | 9 | 0.89206
36331 | 3.85 | 1 | 365 | 4.3832 | 0.82272 | 5 | 0.20592
36732 | 5.2 | 1 | 365 | 5.9202 | 0.9164 | 6 | 0.83657
36458 | 5.5 | 1 | 365 | 6.2617 | 0.60389 | 6 | 0.8656
38683 | 4.95 | 1 | 365 | 5.6355 | 0.3435 | 5 | 0.97904
36466 | 14.025 | 1 | 365 | 15.9674 | 0.13991 | 16 | 0.10729
38349 | 4.94 | 1 | 365 | 5.6242 | 0.32058 | 5 | 0.94474
38482 | 3.85 | 1 | 365 | 4.3832 | 0.82272 | 5 | 0.20592
36711 | 11 | 1 | 365 | 12.5234 | 0.20778 | 12 | 0.73121
38277 | 6.76 | 1 | 365 | 7.6962 | 0.49132 | 8 | 0.18754
37014 | 4.316 | 1 | 365 | 4.9137 | 0.89061 | 5 | 0.80435
36930 | 7.15 | 1 | 365 | 8.1402 | 0.38505 | 8 | 0.52528
36733 | 3.85 | 1 | 365 | 4.3832 | 0.82272 | 5 | 0.20592
36817 | 5.225 | 1 | 365 | 5.9486 | 0.97369 | 6 | 0.92232
38800 | 4.16 | 1 | 365 | 4.7361 | 0.53312 | 5 | 0.26926
36870 | 5.415 | 1 | 365 | 6.1649 | 0.4091 | 6 | 0.57404
37582 | 7.15 | 1 | 365 | 8.1402 | 0.38505 | 8 | 0.52528
38145 | 5.6 | 1 | 365 | 6.3756 | 0.83305 | 7 | 0.20861
37629 | 5.6 | 1 | 365 | 6.3756 | 0.83305 | 7 | 0.20861
36468 | 4.235 | 1 | 365 | 4.8215 | 0.70499 | 5 | 0.52651
44031 | 7.5 | 1 | 365 | 8.5387 | 0.18712 | 8 | 0.72582
36006 | 8.67 | 1 | 365 | 9.8707 | 0.86831 | 10 | 0.73905
37431 | 9.81 | 1 | 365 | 11.1686 | 0.48075 | 11 | 0.64938
36315 | 6.56 | 1 | 365 | 7.4685 | 0.033001 | 7 | 0.50152
37459 | 9.5 | 1 | 365 | 10.8157 | 0.77035 | 11 | 0.58604
44032 | 6.5 | 1 | 365 | 7.4002 | 0.8955 | 8 | 0.29571
42308 | 8.829 | 1 | 365 | 10.0518 | 0.23268 | 10 | 0.28444
38995 | 6.6 | 1 | 365 | 7.5141 | 0.12467 | 7 | 0.63872
36193 | 8.55 | 1 | 365 | 9.7341 | 0.59332 | 10 | 0.32744
44033 | 3.5 | 1 | 365 | 3.9847 | 0.020656 | 4 | 0.0053836
36202 | 13.5 | 1 | 365 | 15.3697 | 0.93682 | 16 | 0.30648
36389 | 11.03 | 1 | 365 | 12.5576 | 0.27652 | 12 | 0.83411
36867 | 4.2 | 1 | 365 | 4.7817 | 0.62479 | 5 | 0.40646
36028 | 4.4 | 1 | 365 | 5.0094 | 0.08311 | 5 | 0.092482
43550 | 8.505 | 1 | 365 | 9.6829 | 0.49019 | 10 | 0.17308
38137 | 7.96 | 1 | 365 | 9.0624 | 0.24126 | 9 | 0.30367
38123 | 4.95 | 1 | 365 | 5.6355 | 0.3435 | 5 | 0.97904
36496 | 3.92 | 1 | 365 | 4.4629 | 0.98313 | 5 | 0.44603
36404 | 8.4 | 1 | 365 | 9.5633 | 0.24957 | 9 | 0.81292
43297 | 6 | 1 | 365 | 6.831 | 0.7497 | 7 | 0.58066
35663 | 12.29 | 1 | 365 | 13.9921 | 0.16396 | 14 | 0.15605
41039 | 13.734 | 1 | 365 | 15.6361 | 0.47305 | 16 | 0.10913
37207 | 3.11 | 1 | 365 | 3.5407 | 0.12693 | 3 | 0.66764
37165 | 15.525 | 1 | 365 | 17.6751 | 0.57734 | 18 | 0.25245
44060 | 10.5 | 1 | 365 | 11.9542 | 0.061968 | 12 | 0.016151
43369 | 5.61 | 1 | 365 | 6.3869 | 0.85597 | 7 | 0.24291
38489 | 5.5 | 1 | 365 | 6.2617 | 0.60389 | 6 | 0.8656
51061 | 6.6 | 1 | 365 | 7.5141 | 0.12467 | 7 | 0.63872
46751 | 8.16 | 1 | 365 | 9.2901 | 0.69959 | 9 | 0.98969
43966 | 4.42 | 1 | 365 | 5.0321 | 0.12894 | 5 | 0.16108
44482 | 6.76 | 1 | 365 | 7.6962 | 0.49132 | 8 | 0.18754
36529 | 7.15 | 1 | 365 | 8.1402 | 0.38505 | 8 | 0.52528
36218 | 6.76 | 1 | 365 | 7.6962 | 0.49132 | 8 | 0.18754
44343 | 11.04 | 1 | 365 | 12.569 | 0.29944 | 12 | 0.86841
36200 | 10.4 | 1 | 365 | 11.8403 | 0.83281 | 12 | 0.67314
51031 | 5.2 | 1 | 365 | 5.9202 | 0.68724 | 6 | 0.60741
36337 | 9.705 | 1 | 365 | 11.0491 | 0.24013 | 11 | 0.28921
44073 | 4.25 | 1 | 365 | 4.8386 | 0.73937 | 5 | 0.57797
38393 | 5.1 | 1 | 365 | 5.8063 | 0.68724 | 6 | 0.49356
38887 | 7.65 | 1 | 365 | 8.7095 | 0.53086 | 9 | 0.24034
41960 | 7.905 | 1 | 365 | 8.9998 | 0.11522 | 9 | 0.11502
43210 | 7.7 | 1 | 365 | 8.7664 | 0.64544 | 9 | 0.41184
44777 | 3.42 | 1 | 365 | 3.8936 | 0.83733 | 4 | 0.73097
39190 | 8.16 | 1 | 365 | 9.2901 | 0.69959 | 9 | 0.98969
44061 | 8.4 | 1 | 365 | 9.5633 | 0.24957 | 9 | 0.81292
38589 | 4.08 | 1 | 365 | 4.6451 | 0.34979 | 4 | 0.99485
44570 | 11.96 | 1 | 365 | 13.6164 | 0.40773 | 14 | 0.024111
38926 | 8.415 | 1 | 365 | 9.5804 | 0.28395 | 9 | 0.86437
38518 | 5.61 | 1 | 365 | 6.3869 | 0.85597 | 7 | 0.24291
38603 | 3.57 | 1 | 365 | 4.0644 | 0.18107 | 4 | 0.24549
38840 | 4.335 | 1 | 365 | 4.9354 | 0.93416 | 5 | 0.86953
38597 | 9.435 | 1 | 365 | 10.7417 | 0.6214 | 11 | 0.36308
38583 | 4.845 | 1 | 365 | 5.516 | 0.10288 | 5 | 0.61888
39049 | 3.315 | 1 | 365 | 3.7741 | 0.59671 | 4 | 0.37081
39129 | 4.845 | 1 | 365 | 5.516 | 0.10288 | 5 | 0.61888
39009 | 5.355 | 1 | 365 | 6.0966 | 0.2716 | 6 | 0.36824
38979 | 5.865 | 1 | 365 | 6.6773 | 0.44033 | 7 | 0.11759
36175 | 4.08 | 1 | 365 | 4.6451 | 0.34979 | 4 | 0.99485
38964 | 8.16 | 1 | 365 | 9.2901 | 0.69959 | 9 | 0.98969
38945 | 5.61 | 1 | 365 | 6.3869 | 0.85597 | 7 | 0.24291
36111 | 8.06 | 1 | 365 | 9.1763 | 0.47042 | 9 | 0.64668
36187 | 16.35 | 1 | 365 | 18.6144 | 0.46792 | 19 | 0.082292
36160 | 5.67 | 1 | 365 | 6.4553 | 0.99346 | 7 | 0.44872
36011 | 8.625 | 1 | 365 | 9.8195 | 0.76519 | 10 | 0.5847
38993 | 7.65 | 1 | 365 | 8.7095 | 0.53086 | 9 | 0.24034
44411 | 5.25 | 1 | 365 | 5.9771 | 0.030984 | 6 | 0.0080754
41505 | 9.135 | 1 | 365 | 10.4001 | 0.93391 | 11 | 0.33405
47412 | 5.2 | 1 | 365 | 5.9202 | 0.9164 | 6 | 0.83657
41998 | 5.985 | 1 | 365 | 6.8139 | 0.71532 | 7 | 0.52921
41484 | 9.156 | 1 | 365 | 10.424 | 0.98204 | 11 | 0.40608
41489 | 9.156 | 1 | 365 | 10.424 | 0.98204 | 11 | 0.40608
43475 | 8.502 | 1 | 365 | 9.6795 | 0.48332 | 10 | 0.16279
38419 | 3.825 | 1 | 365 | 4.3547 | 0.76543 | 5 | 0.12017
39202 | 9.435 | 1 | 365 | 10.7417 | 0.6214 | 11 | 0.36308
49257 | 7.84 | 1 | 365 | 8.9258 | 0.96627 | 9 | 0.89206
38414 | 2.805 | 1 | 365 | 3.1935 | 0.42798 | 3 | 0.62146
38586 | 7.75 | 1 | 365 | 8.8233 | 0.76002 | 9 | 0.58335
39163 | 4.59 | 1 | 365 | 5.2257 | 0.51852 | 5 | 0.7442
38524 | 8.67 | 1 | 365 | 9.8707 | 0.86831 | 10 | 0.73905
36975 | 10.464 | 1 | 365 | 11.9132 | 0.97947 | 12 | 0.89267
36965 | 13.455 | 1 | 365 | 15.3184 | 0.83369 | 16 | 0.15212
35758 | 9.25 | 1 | 365 | 10.5311 | 0.19745 | 10 | 0.72851
35761 | 10 | 1 | 365 | 11.3849 | 0.91616 | 12 | 0.3011
44419 | 12.25 | 1 | 365 | 13.9465 | 0.072296 | 14 | 0.018843
49804 | 8.64 | 1 | 365 | 9.8366 | 0.79956 | 10 | 0.63615
42431 | 8.48 | 1 | 365 | 9.6544 | 0.4329 | 10 | 0.087329
35991 | 7.245 | 1 | 365 | 8.2484 | 0.60276 | 8 | 0.85114
39220 | 4.24 | 1 | 365 | 4.8272 | 0.71645 | 5 | 0.54366
43089 | 4.16 | 1 | 365 | 4.7361 | 0.53312 | 5 | 0.26926
30350 | 6.095 | 1 | 365 | 6.9391 | 0.9674 | 7 | 0.90652
43403 | 5.4 | 1 | 365 | 6.1479 | 0.37473 | 6 | 0.52259
44720 | 4.34 | 1 | 365 | 4.9411 | 0.94561 | 5 | 0.88668
33328 | 5.98 | 1 | 365 | 6.8082 | 0.70386 | 7 | 0.51206
42058 | 5.565 | 1 | 365 | 6.3357 | 0.75284 | 7 | 0.08856
36147 | 7.59 | 1 | 365 | 8.6412 | 0.39337 | 9 | 0.034532
33637 | 14.04 | 1 | 365 | 15.9845 | 0.17429 | 16 | 0.15874
46827 | 6.825 | 1 | 365 | 7.7702 | 0.64028 | 8 | 0.4105
36127 | 7.28 | 1 | 365 | 8.2882 | 0.68296 | 8 | 0.9712
33880 | 2.6 | 1 | 365 | 2.9601 | 0.9582 | 3 | 0.91828
46379 | 8.48 | 1 | 365 | 9.6544 | 0.4329 | 10 | 0.087329
34080 | 5.46 | 1 | 365 | 6.2162 | 0.51222 | 6 | 0.7284
35998 | 9.483 | 1 | 365 | 10.7963 | 0.73139 | 11 | 0.52773
44715 | 6 | 1 | 365 | 6.831 | 0.7497 | 7 | 0.58066
36346 | 5.5 | 1 | 365 | 6.2617 | 0.60389 | 6 | 0.8656
36116 | 13.77 | 1 | 365 | 15.6771 | 0.55555 | 16 | 0.23261
40347 | 9.6 | 1 | 365 | 10.9295 | 0.99951 | 11 | 0.92905
44397 | 12 | 1 | 365 | 13.6619 | 0.49939 | 14 | 0.16132
48833 | 9.45 | 1 | 365 | 10.7588 | 0.65577 | 11 | 0.41454
45515 | 5.1 | 1 | 365 | 5.8063 | 0.68724 | 6 | 0.49356
36417 | 7.84 | 1 | 365 | 8.9258 | 0.96627 | 9 | 0.89206
42038 | 9.3 | 1 | 365 | 10.588 | 0.31203 | 10 | 0.90002
37566 | 8.68 | 1 | 365 | 9.8821 | 0.89123 | 10 | 0.77335
44379 | 9.01 | 1 | 365 | 10.2578 | 0.64746 | 10 | 0.90529
44203 | 3.3 | 1 | 365 | 3.757 | 0.56233 | 4 | 0.31936
49041 | 10.865 | 1 | 365 | 12.3697 | 0.89841 | 13 | 0.26814
43670 | 9.99 | 1 | 365 | 11.3736 | 0.89324 | 12 | 0.26679
43447 | 6.93 | 1 | 365 | 7.8898 | 0.8809 | 8 | 0.77066
38850 | 2.65 | 1 | 365 | 3.017 | 0.072782 | 3 | 0.08979
47293 | 6.16 | 1 | 365 | 7.0131 | 0.11635 | 7 | 0.12948
43613 | 4.2 | 1 | 365 | 4.7817 | 0.62479 | 5 | 0.40646
36763 | 4.76 | 1 | 365 | 5.4192 | 0.90809 | 6 | 0.32732
41179 | 3.06 | 1 | 365 | 3.4838 | 0.012345 | 3 | 0.49614
36736 | 7 | 1 | 365 | 7.9695 | 0.041312 | 8 | 0.010767
35948 | 7 | 1 | 365 | 7.9695 | 0.041312 | 8 | 0.010767
38478 | 7.65 | 1 | 365 | 8.7095 | 0.53086 | 9 | 0.24034
36372 | 5.61 | 1 | 365 | 6.3869 | 0.85597 | 7 | 0.24291
48829 | 12.4 | 1 | 365 | 14.1173 | 0.41604 | 14 | 0.53336
47267 | 24.5 | 1 | 365 | 27.8931 | 0.14459 | 28 | 0.037685
36705 | 10.45 | 1 | 365 | 11.8973 | 0.94739 | 12 | 0.84465
38928 | 7.95 | 1 | 365 | 9.051 | 0.21835 | 9 | 0.26937
48280 | 9.405 | 1 | 365 | 10.7075 | 0.55265 | 11 | 0.26018
48557 | 6.213 | 1 | 365 | 7.0735 | 0.23781 | 7 | 0.31127
36666 | 4.085 | 1 | 365 | 4.6507 | 0.36125 | 5 | 0.011998
41487 | 7.848 | 1 | 365 | 8.9349 | 0.9846 | 9 | 0.9195
44544 | 4.59 | 1 | 365 | 5.2257 | 0.51852 | 5 | 0.7442
36383 | 6.6 | 1 | 365 | 7.5141 | 0.12467 | 7 | 0.63872
43876 | 10.8 | 1 | 365 | 12.2957 | 0.74945 | 13 | 0.045184
36110 | 4.68 | 1 | 365 | 5.3282 | 0.72476 | 6 | 0.052913
33149 | 7.28 | 1 | 365 | 8.2882 | 0.68296 | 8 | 0.9712
36201 | 9.2 | 1 | 365 | 10.4741 | 0.082867 | 10 | 0.55701
36035 | 18 | 1 | 365 | 20.4929 | 0.24909 | 20 | 0.74197
35765 | 10.14 | 1 | 365 | 11.5443 | 0.23699 | 11 | 0.78131
36192 | 13.68 | 1 | 365 | 15.5746 | 0.34931 | 15 | 0.9239
49728 | 11.22 | 1 | 365 | 12.7739 | 0.71193 | 13 | 0.48583
42751 | 7.15 | 1 | 365 | 8.1402 | 0.38505 | 8 | 0.52528
36195 | 7.98 | 1 | 365 | 9.0852 | 0.2871 | 9 | 0.37227
42709 | 10.6 | 1 | 365 | 12.068 | 0.29113 | 12 | 0.35916
36185 | 7.59 | 1 | 365 | 8.6412 | 0.39337 | 9 | 0.034532
42382 | 6.6 | 1 | 365 | 7.5141 | 0.12467 | 7 | 0.63872
49245 | 7.02 | 1 | 365 | 7.9922 | 0.087144 | 8 | 0.079369
41683 | 7.5 | 1 | 365 | 8.5387 | 0.18712 | 8 | 0.72582
36450 | 5.865 | 1 | 365 | 6.6773 | 0.44033 | 7 | 0.11759
43086 | 6.9 | 1 | 365 | 7.8556 | 0.81215 | 8 | 0.66776
41708 | 9.9 | 1 | 365 | 11.2711 | 0.687 | 11 | 0.95809
42050 | 7.02 | 1 | 365 | 7.9922 | 0.087144 | 8 | 0.079369
36685 | 7.28 | 1 | 365 | 8.2882 | 0.68296 | 8 | 0.9712
44430 | 2.85 | 1 | 365 | 3.2447 | 0.53111 | 3 | 0.77581
50752 | 7.54 | 1 | 365 | 8.5842 | 0.27878 | 8 | 0.86303
42130 | 1.88 | 1 | 365 | 2.1404 | 0.30824 | 2 | 0.44861
52330 | 9.01 | 1 | 365 | 10.2578 | 0.64746 | 10 | 0.90529
40731 | 4.77 | 1 | 365 | 5.4306 | 0.93101 | 6 | 0.36162
43702 | 9.9 | 1 | 365 | 11.2711 | 0.687 | 11 | 0.95809
38556 | 8.1 | 1 | 365 | 9.2218 | 0.56209 | 9 | 0.78389
36170 | 10.37 | 1 | 365 | 11.8062 | 0.76406 | 12 | 0.57024
46723 | 7.6 | 1 | 365 | 8.6526 | 0.41628 | 9 | 0.068833
41085 | 6 | 1 | 365 | 6.831 | 0.7497 | 7 | 0.58066
36686 | 30.78 | 0.9 | 365 | 31.5385 | 0.48235 | 32 | 0.020896
36256 | 8.4 | 1 | 365 | 9.5633 | 0.24957 | 9 | 0.81292
36245 | 7.02 | 1 | 365 | 7.9922 | 0.087144 | 8 | 0.079369
44225 | 6.1 | 1 | 365 | 6.9448 | 0.97886 | 7 | 0.92367
35051 | 11.7 | 1 | 365 | 13.3204 | 0.81191 | 14 | 0.13228
44231 | 5.7 | 1 | 365 | 6.4894 | 0.062211 | 6 | 0.55162
44243 | 4.41 | 1 | 365 | 5.0208 | 0.10603 | 5 | 0.12678
38259 | 22.89 | 1 | 365 | 26.0601 | 0.45509 | 26 | 0.51521
48861 | 9.52 | 1 | 365 | 10.8385 | 0.81618 | 11 | 0.65464
50138 | 4.16 | 1 | 365 | 4.7361 | 0.53312 | 5 | 0.26926
37429 | 6.75 | 1 | 365 | 7.6848 | 0.46841 | 8 | 0.15324
43417 | 9.92 | 1 | 365 | 11.2939 | 0.73283 | 12 | 0.026687
37547 | 5.215 | 1 | 365 | 5.9372 | 0.95078 | 6 | 0.88802
36987 | 4.76 | 1 | 365 | 5.4192 | 0.90809 | 6 | 0.32732
36312 | 11 | 1 | 365 | 12.5234 | 0.20778 | 12 | 0.73121
38356 | 10.36 | 1 | 365 | 11.7948 | 0.74114 | 12 | 0.53594
50786 | 10 | 1 | 365 | 11.3849 | 0.91616 | 12 | 0.3011
44297 | 13 | 1 | 365 | 14.8004 | 0.79101 | 15 | 0.59142
44707 | 10.8 | 1 | 365 | 12.2957 | 0.74945 | 13 | 0.045184
43158 | 5.83 | 1 | 365 | 6.6374 | 0.36012 | 6 | 0.99754
39034 | 8.16 | 1 | 365 | 9.2901 | 0.69959 | 9 | 0.98969
38922 | 7.905 | 1 | 365 | 8.9998 | 0.11522 | 9 | 0.11502
38588 | 4.59 | 1 | 365 | 5.2257 | 0.51852 | 5 | 0.7442
38579 | 7.5 | 1 | 365 | 8.5387 | 0.18712 | 8 | 0.72582
38559 | 7.905 | 1 | 365 | 8.9998 | 0.11522 | 9 | 0.11502
38500 | 8.5 | 1 | 365 | 9.6772 | 0.47874 | 10 | 0.15593
38517 | 7.905 | 1 | 365 | 8.9998 | 0.11522 | 9 | 0.11502
38549 | 8.925 | 1 | 365 | 10.1611 | 0.45267 | 10 | 0.61373
38511 | 9.25 | 1 | 365 | 10.5311 | 0.19745 | 10 | 0.72851
50897 | 8.75 | 1 | 365 | 9.9618 | 0.05164 | 10 | 0.013459
36522 | 9.36 | 1 | 365 | 10.6563 | 0.44953 | 11 | 0.10583
38820 | 11.7 | 1 | 365 | 13.3204 | 0.81191 | 14 | 0.13228
38133 | 11.275 | 1 | 365 | 12.8365 | 0.83797 | 13 | 0.67449
47087 | 6.3 | 1 | 365 | 7.1725 | 0.43718 | 7 | 0.60969
41307 | 98.7 | 0.9 | 365 | 101.1324 | 0.56425 | 101 | 0.69664
35757 | 14.271 | 1 | 365 | 16.2474 | 0.70365 | 16 | 0.95109
51417 | 3.65 | 1 | 365 | 4.1555 | 0.3644 | 4 | 0.5199
47421 | 5.46 | 1 | 365 | 6.2162 | 0.51222 | 6 | 0.7284
49715 | 3.12 | 1 | 365 | 3.5521 | 0.14984 | 3 | 0.70194
47655 | 4.578 | 1 | 365 | 5.212 | 0.49102 | 5 | 0.70304
47667 | 5.886 | 1 | 365 | 6.7012 | 0.48845 | 7 | 0.18963
38332 | 8.5 | 1 | 365 | 9.6772 | 0.47874 | 10 | 0.15593
36848 | 4.68 | 1 | 365 | 5.3282 | 0.72476 | 6 | 0.052913
45425 | 9.12 | 1 | 365 | 10.3831 | 0.89954 | 11 | 0.2826
77 | 4107.06 | 0.7 | 365 | 3273.1031 | 0.26309 | 3273 | 0.36615
50645 | 5.985 | 1 | 365 | 6.8139 | 0.71532 | 7 | 0.52921
50829 | 6.3 | 1 | 365 | 7.1725 | 0.43718 | 7 | 0.60969
52757 | 7.8 | 1 | 365 | 8.8803 | 0.8746 | 9 | 0.75485
52764 | 8.215 | 1 | 365 | 9.3527 | 0.82563 | 10 | 0.17835
52774 | 6.36 | 1 | 365 | 7.2408 | 0.57468 | 7 | 0.8155
52876 | 12 | 1 | 365 | 13.6619 | 0.49939 | 14 | 0.16132
52821 | 5.7 | 1 | 365 | 6.4894 | 0.062211 | 6 | 0.55162
52595 | 6.6 | 1 | 365 | 7.5141 | 0.12467 | 7 | 0.63872
52580 | 10.8 | 1 | 365 | 12.2957 | 0.74945 | 13 | 0.045184
13233 | 2415.42 | 0.8 | 365 | 2199.9522 | 0.17209 | 2200 | 0.12426
248 | 5996.02 | 0.7 | 365 | 4778.5013 | 0.40276 | 4778 | 0.90403
12463 | 1384.32 | 1 | 365 | 1576.0395 | 0.32986 | 1576 | 0.36932
35445 | 5.72 | 1 | 365 | 6.5122 | 0.10804 | 6 | 0.62023
36420 | 5.98 | 1 | 365 | 6.8082 | 0.70386 | 7 | 0.51206
33375 | 2.6 | 1 | 365 | 2.9601 | 0.9582 | 3 | 0.91828
48541 | 5.83 | 1 | 365 | 6.6374 | 0.36012 | 6 | 0.99754
43985 | 7.15 | 1 | 365 | 8.1402 | 0.38505 | 8 | 0.52528
36260 | 4.86 | 1 | 365 | 5.5331 | 0.13725 | 5 | 0.67033
42317 | 12.3 | 1 | 365 | 14.0035 | 0.18688 | 14 | 0.19035
44634 | 6.87 | 1 | 365 | 7.8215 | 0.7434 | 8 | 0.56485
41774 | 7.5 | 1 | 365 | 8.5387 | 0.18712 | 8 | 0.72582
36174 | 7.44 | 1 | 365 | 8.4704 | 0.049623 | 8 | 0.52002
32567 | 12.6 | 1 | 365 | 14.345 | 0.87436 | 15 | 0.21938
39185 | 8.925 | 1 | 365 | 10.1611 | 0.45267 | 10 | 0.61373
40391 | 14.04 | 1 | 365 | 15.9845 | 0.17429 | 16 | 0.15874
46443 | 8.4 | 1 | 365 | 9.5633 | 0.24957 | 9 | 0.81292
48853 | 5.04 | 1 | 365 | 5.738 | 0.54974 | 6 | 0.28775
49683 | 5.72 | 1 | 365 | 6.5122 | 0.10804 | 6 | 0.62023
49165 | 8.1 | 1 | 365 | 9.2218 | 0.56209 | 9 | 0.78389
49684 | 4.2 | 1 | 365 | 4.7817 | 0.62479 | 5 | 0.40646
52422 | 5.7 | 1 | 365 | 6.4894 | 0.062211 | 6 | 0.55162
46816 | 5.13 | 1 | 365 | 5.8405 | 0.75599 | 6 | 0.59646
45557 | 8.7 | 1 | 365 | 9.9049 | 0.93706 | 10 | 0.84195
48275 | 9.12 | 1 | 365 | 10.3831 | 0.89954 | 11 | 0.2826
45578 | 6.24 | 1 | 365 | 7.1042 | 0.29968 | 7 | 0.40388
49181 | 4.86 | 1 | 365 | 5.5331 | 0.13725 | 5 | 0.67033
52454 | 7.56 | 1 | 365 | 8.607 | 0.32462 | 8 | 0.93163
52415 | 4.095 | 1 | 365 | 4.6621 | 0.38417 | 5 | 0.046299
52579 | 7.56 | 1 | 365 | 8.607 | 0.32462 | 8 | 0.93163
45734 | 9.35 | 1 | 365 | 10.6449 | 0.42661 | 11 | 0.071525
36221 | 171.11 | 0.9 | 365 | 175.3269 | 0.90657 | 176 | 0.23345
35486 | 12.19 | 1 | 365 | 13.8782 | 0.9348 | 14 | 0.81304
35363 | 9 | 1 | 365 | 10.2464 | 0.62454 | 10 | 0.87099
35918 | 8.4 | 1 | 365 | 9.5633 | 0.24957 | 9 | 0.81292
31573 | 109.14 | 0.9 | 365 | 111.8297 | 0.096273 | 111 | 0.92595
36853 | 8.745 | 1 | 365 | 9.9561 | 0.040182 | 9 | 0.99631
37289 | 9.3 | 1 | 365 | 10.588 | 0.31203 | 10 | 0.90002
32868 | 40.32 | 0.9 | 365 | 41.3137 | 0.15816 | 41 | 0.47182
43817 | 7.56 | 1 | 365 | 8.607 | 0.32462 | 8 | 0.93163
34657 | 318.7 | 0.9 | 365 | 326.5541 | 0.30422 | 326 | 0.85834
34742 | 74.4 | 0.9 | 365 | 76.2335 | 0.44661 | 76 | 0.68014
38655 | 6.6 | 1 | 365 | 7.5141 | 0.12467 | 7 | 0.63872
34738 | 249.6 | 0.9 | 365 | 255.7512 | 0.78862 | 256 | 0.53982
34655 | 53.68 | 0.9 | 365 | 55.0029 | 0.71255 | 55 | 0.71545
34715 | 224.64 | 0.9 | 365 | 230.1761 | 0.30976 | 230 | 0.48584
46011 | 7.8 | 1 | 365 | 8.8803 | 0.8746 | 9 | 0.75485
45996 | 4.77 | 1 | 365 | 5.4306 | 0.93101 | 6 | 0.36162
46472 | 10.14 | 1 | 365 | 11.5443 | 0.23699 | 11 | 0.78131
43204 | 6.36 | 1 | 365 | 7.2408 | 0.57468 | 7 | 0.8155
50923 | 10.64 | 1 | 365 | 12.1136 | 0.38279 | 12 | 0.49637
45403 | 4.335 | 1 | 365 | 4.9354 | 0.93416 | 5 | 0.86953
37982 | 3.515 | 1 | 365 | 4.0018 | 0.05503 | 4 | 0.056835
43219 | 4.24 | 1 | 365 | 4.8272 | 0.71645 | 5 | 0.54366
44609 | 4.95 | 1 | 365 | 5.6355 | 0.3435 | 5 | 0.97904
48387 | 3 | 1 | 365 | 3.4155 | 0.87485 | 4 | 0.29033
43864 | 8.8 | 1 | 365 | 10.0187 | 0.16622 | 10 | 0.18496
15072 | 4.08 | 1 | 365 | 4.6451 | 0.34979 | 4 | 0.99485
42789 | 7.15 | 1 | 365 | 8.1402 | 0.38505 | 8 | 0.52528
45444 | 13.86 | 1 | 365 | 15.7795 | 0.7618 | 16 | 0.54132
29188 | 7.395 | 1 | 365 | 8.4192 | 0.9465 | 9 | 0.36566
29741 | 3.12 | 1 | 365 | 3.5521 | 0.14984 | 3 | 0.70194
42466 | 10.6 | 1 | 365 | 12.068 | 0.29113 | 12 | 0.35916
42671 | 10.6 | 1 | 365 | 12.068 | 0.29113 | 12 | 0.35916
42698 | 9.805 | 1 | 365 | 11.1629 | 0.46929 | 11 | 0.63222
45052 | 3.5 | 1 | 365 | 3.9847 | 0.020656 | 4 | 0.0053836
45122 | 5.565 | 1 | 365 | 6.3357 | 0.75284 | 7 | 0.08856
42463 | 5.83 | 1 | 365 | 6.6374 | 0.36012 | 6 | 0.99754
44887 | 5 | 1 | 365 | 5.6925 | 0.45808 | 6 | 0.15055
44892 | 10.25 | 1 | 365 | 11.6696 | 0.48906 | 12 | 0.15862
42769 | 6.89 | 1 | 365 | 7.8442 | 0.78923 | 8 | 0.63346
45044 | 11.5 | 1 | 365 | 13.0927 | 0.35358 | 13 | 0.44626
44399 | 8.84 | 1 | 365 | 10.0643 | 0.25789 | 10 | 0.32217
42752 | 11.55 | 1 | 365 | 13.1496 | 0.46816 | 13 | 0.61777
48229 | 8.82 | 1 | 365 | 10.0415 | 0.21205 | 10 | 0.25357
41894 | 5.5 | 1 | 365 | 6.2617 | 0.60389 | 6 | 0.8656
41531 | 8.19 | 1 | 365 | 9.3243 | 0.76834 | 10 | 0.092598
43036 | 6.875 | 1 | 365 | 7.8271 | 0.75486 | 8 | 0.582
48017 | 9.9 | 1 | 365 | 11.2711 | 0.687 | 11 | 0.95809
45661 | 9.625 | 1 | 365 | 10.958 | 0.056804 | 11 | 0.014805
43235 | 13.2 | 1 | 365 | 15.0281 | 0.24933 | 15 | 0.27745
42715 | 7.15 | 1 | 365 | 8.1402 | 0.38505 | 8 | 0.52528
43938 | 5.775 | 1 | 365 | 6.5748 | 0.23408 | 6 | 0.80888
44822 | 7.975 | 1 | 365 | 9.0795 | 0.27564 | 9 | 0.35512
44850 | 5.5 | 1 | 365 | 6.2617 | 0.60389 | 6 | 0.8656
48030 | 12 | 1 | 365 | 13.6619 | 0.49939 | 14 | 0.16132
42765 | 4.95 | 1 | 365 | 5.6355 | 0.3435 | 5 | 0.97904
44826 | 8.1 | 1 | 365 | 9.2218 | 0.56209 | 9 | 0.78389
44871 | 8.16 | 1 | 365 | 9.2901 | 0.69959 | 9 | 0.98969
44916 | 10.2 | 1 | 365 | 11.6126 | 0.37448 | 11 | 0.98712
44983 | 6.63 | 1 | 365 | 7.5482 | 0.19341 | 7 | 0.74163
45013 | 3.57 | 1 | 365 | 4.0644 | 0.18107 | 4 | 0.24549
45063 | 9 | 1 | 365 | 10.2464 | 0.62454 | 10 | 0.87099
44780 | 9.9 | 1 | 365 | 11.2711 | 0.687 | 11 | 0.95809
45041 | 10.25 | 1 | 365 | 11.6696 | 0.48906 | 12 | 0.15862
42802 | 8.32 | 1 | 365 | 9.4723 | 0.066245 | 9 | 0.53851
47596 | 8.06 | 1 | 365 | 9.1763 | 0.47042 | 9 | 0.64668
42779 | 11.825 | 1 | 365 | 13.4627 | 0.098359 | 13 | 0.56105
42787 | 11 | 1 | 365 | 12.5234 | 0.20778 | 12 | 0.73121
42792 | 6.875 | 1 | 365 | 7.8271 | 0.75486 | 8 | 0.582
42581 | 4.24 | 1 | 365 | 4.8272 | 0.71645 | 5 | 0.54366
42645 | 9.275 | 1 | 365 | 10.5595 | 0.25474 | 10 | 0.81427
43126 | 6.095 | 1 | 365 | 6.9391 | 0.9674 | 7 | 0.90652
43884 | 6.325 | 1 | 365 | 7.201 | 0.49447 | 7 | 0.69544
48969 | 6.89 | 1 | 365 | 7.8442 | 0.78923 | 8 | 0.63346
42571 | 7.155 | 1 | 365 | 8.1459 | 0.39651 | 8 | 0.54243
44907 | 8.5 | 1 | 365 | 9.6772 | 0.47874 | 10 | 0.15593
44782 | 4.335 | 1 | 365 | 4.9354 | 0.93416 | 5 | 0.86953
48033 | 5.5 | 1 | 365 | 6.2617 | 0.60389 | 6 | 0.8656
42535 | 12.375 | 1 | 365 | 14.0889 | 0.35875 | 14 | 0.44761
47984 | 3.06 | 1 | 365 | 3.4838 | 0.012345 | 3 | 0.49614
48534 | 6.12 | 1 | 365 | 6.9676 | 0.02469 | 6 | 0.99227
47992 | 9.3 | 1 | 365 | 10.588 | 0.31203 | 10 | 0.90002
47312 | 7.54 | 1 | 365 | 8.5842 | 0.27878 | 8 | 0.86303
49301 | 11.73 | 1 | 365 | 13.3545 | 0.88066 | 14 | 0.23519
32185 | 4.16 | 1 | 365 | 4.7361 | 0.53312 | 5 | 0.26926
49348 | 7.54 | 1 | 365 | 8.5842 | 0.27878 | 8 | 0.86303
42272 | 8.525 | 1 | 365 | 9.7057 | 0.53603 | 10 | 0.24168
46043 | 6.05 | 1 | 365 | 6.8879 | 0.86428 | 7 | 0.75216
42573 | 7.975 | 1 | 365 | 9.0795 | 0.27564 | 9 | 0.35512
47900 | 10.45 | 1 | 365 | 11.8973 | 0.94739 | 12 | 0.84465
44740 | 11.5 | 1 | 365 | 13.0927 | 0.35358 | 13 | 0.44626
47878 | 8.25 | 1 | 365 | 9.3926 | 0.90583 | 10 | 0.2984
44979 | 5.25 | 1 | 365 | 5.9771 | 0.030984 | 6 | 0.0080754
42830 | 4.4 | 1 | 365 | 5.0094 | 0.08311 | 5 | 0.092482
44904 | 6.25 | 1 | 365 | 7.1156 | 0.3226 | 7 | 0.43818
53282 | 6.6 | 1 | 365 | 7.5141 | 0.12467 | 7 | 0.63872
43020 | 7.95 | 1 | 365 | 9.051 | 0.21835 | 9 | 0.26937
43803 | 11.925 | 1 | 365 | 13.5765 | 0.32752 | 13 | 0.90406
42730 | 8.48 | 1 | 365 | 9.6544 | 0.4329 | 10 | 0.087329
47209 | 7.42 | 1 | 365 | 8.4476 | 0.0037907 | 8 | 0.45141
43065 | 9.54 | 1 | 365 | 10.8612 | 0.86202 | 11 | 0.72325
51711 | 6.63 | 1 | 365 | 7.5482 | 0.19341 | 7 | 0.74163
47380 | 3.445 | 1 | 365 | 3.9221 | 0.89462 | 4 | 0.81673
43942 | 4.505 | 1 | 365 | 5.1289 | 0.32373 | 5 | 0.45264
45129 | 4.24 | 1 | 365 | 4.8272 | 0.71645 | 5 | 0.54366
43824 | 3.71 | 1 | 365 | 4.2238 | 0.5019 | 4 | 0.72571
43069 | 6.89 | 1 | 365 | 7.8442 | 0.78923 | 8 | 0.63346
43586 | 4.68 | 1 | 365 | 5.3282 | 0.72476 | 6 | 0.052913
43159 | 12.1 | 1 | 365 | 13.7758 | 0.72855 | 14 | 0.50433
44830 | 9.075 | 1 | 365 | 10.3318 | 0.79642 | 11 | 0.12824
48023 | 3.64 | 1 | 365 | 4.1441 | 0.34148 | 4 | 0.4856
51332 | 8.4 | 1 | 365 | 9.5633 | 0.24957 | 9 | 0.81292
43034 | 9.54 | 1 | 365 | 10.8612 | 0.86202 | 11 | 0.72325
43546 | 9.35 | 1 | 365 | 10.6449 | 0.42661 | 11 | 0.071525
50927 | 4.8 | 1 | 365 | 5.4648 | 0.99976 | 6 | 0.46453
45029 | 5.86 | 1 | 365 | 6.6716 | 0.42887 | 7 | 0.10044
43939 | 6.36 | 1 | 365 | 7.2408 | 0.57468 | 7 | 0.8155
44659 | 6.885 | 1 | 365 | 7.8385 | 0.77778 | 8 | 0.6163
42538 | 4.675 | 1 | 365 | 5.3225 | 0.7133 | 6 | 0.035762
43199 | 5.565 | 1 | 365 | 6.3357 | 0.75284 | 7 | 0.08856
42782 | 8.25 | 1 | 365 | 9.3926 | 0.90583 | 10 | 0.2984
44774 | 12.75 | 1 | 365 | 14.5158 | 0.2181 | 14 | 0.7339
44620 | 5.865 | 1 | 365 | 6.6773 | 0.44033 | 7 | 0.11759
43891 | 11 | 1 | 365 | 12.5234 | 0.20778 | 12 | 0.73121
44410 | 8.32 | 1 | 365 | 9.4723 | 0.066245 | 9 | 0.53851
44760 | 7.425 | 1 | 365 | 8.4533 | 0.015249 | 8 | 0.46856
44383 | 9.36 | 1 | 365 | 10.6563 | 0.44953 | 11 | 0.10583
44853 | 7.42 | 1 | 365 | 8.4476 | 0.0037907 | 8 | 0.45141
42680 | 7.975 | 1 | 365 | 9.0795 | 0.27564 | 9 | 0.35512
44884 | 14 | 1 | 365 | 15.9389 | 0.082624 | 16 | 0.021534
42290 | 3.85 | 1 | 365 | 4.3832 | 0.82272 | 5 | 0.20592
42738 | 10.725 | 1 | 365 | 12.2103 | 0.57758 | 12 | 0.78793
44968 | 4.59 | 1 | 365 | 5.2257 | 0.51852 | 5 | 0.7442
47968 | 8.25 | 1 | 365 | 9.3926 | 0.90583 | 10 | 0.2984
44869 | 6 | 1 | 365 | 6.831 | 0.7497 | 7 | 0.58066
42732 | 11.55 | 1 | 365 | 13.1496 | 0.46816 | 13 | 0.61777
44611 | 11.75 | 1 | 365 | 13.3773 | 0.92649 | 14 | 0.30379
44823 | 10.71 | 1 | 365 | 12.1933 | 0.54321 | 12 | 0.73647
48077 | 9.1 | 1 | 365 | 10.3603 | 0.85371 | 11 | 0.214
42639 | 6.36 | 1 | 365 | 7.2408 | 0.57468 | 7 | 0.8155
46522 | 12 | 1 | 365 | 13.6619 | 0.49939 | 14 | 0.16132
42646 | 8.58 | 1 | 365 | 9.7683 | 0.66207 | 10 | 0.43034
44334 | 6.16 | 1 | 365 | 7.0131 | 0.11635 | 7 | 0.12948
43996 | 9.62 | 1 | 365 | 10.9523 | 0.045346 | 10 | 0.99765
42953 | 10.07 | 1 | 365 | 11.4646 | 0.076573 | 11 | 0.5412
49080 | 3.12 | 1 | 365 | 3.5521 | 0.14984 | 3 | 0.70194
42650 | 4.77 | 1 | 365 | 5.4306 | 0.93101 | 6 | 0.36162
51699 | 8.58 | 1 | 365 | 9.7683 | 0.66207 | 10 | 0.43034
51686 | 11.18 | 1 | 365 | 12.7284 | 0.62027 | 13 | 0.34863
51690 | 8.06 | 1 | 365 | 9.1763 | 0.47042 | 9 | 0.64668
51703 | 5.72 | 1 | 365 | 6.5122 | 0.10804 | 6 | 0.62023
51706 | 10.4 | 1 | 365 | 11.8403 | 0.83281 | 12 | 0.67314
51702 | 4.42 | 1 | 365 | 5.0321 | 0.12894 | 5 | 0.16108
32602 | 9.36 | 1 | 365 | 10.6563 | 0.44953 | 11 | 0.10583
51685 | 6.24 | 1 | 365 | 7.1042 | 0.29968 | 7 | 0.40388
50840 | 6.9 | 1 | 365 | 7.8556 | 0.81215 | 8 | 0.66776
42660 | 3.18 | 1 | 365 | 3.6204 | 0.28734 | 3 | 0.90775
44296 | 7.8 | 1 | 365 | 8.8803 | 0.8746 | 9 | 0.75485
42667 | 8.745 | 1 | 365 | 9.9561 | 0.040182 | 9 | 0.99631
44976 | 5.5 | 1 | 365 | 6.2617 | 0.60389 | 6 | 0.8656
43190 | 5.775 | 1 | 365 | 6.5748 | 0.23408 | 6 | 0.80888
42726 | 6.325 | 1 | 365 | 7.201 | 0.49447 | 7 | 0.69544
44276 | 7.28 | 1 | 365 | 8.2882 | 0.68296 | 8 | 0.9712
44834 | 9.35 | 1 | 365 | 10.6449 | 0.42661 | 11 | 0.071525
42287 | 14.3 | 1 | 365 | 16.2805 | 0.77011 | 17 | 0.050567
51698 | 8.06 | 1 | 365 | 9.1763 | 0.47042 | 9 | 0.64668
51672 | 4.16 | 1 | 365 | 4.7361 | 0.53312 | 5 | 0.26926
51701 | 6.24 | 1 | 365 | 7.1042 | 0.29968 | 7 | 0.40388
36182 | 7.848 | 1 | 365 | 8.9349 | 0.9846 | 9 | 0.9195
49402 | 8 | 1 | 365 | 9.1079 | 0.33293 | 9 | 0.44088
51684 | 3.64 | 1 | 365 | 4.1441 | 0.34148 | 4 | 0.4856
29207 | 10.92 | 1 | 365 | 12.4324 | 0.024447 | 12 | 0.4568
51681 | 6.24 | 1 | 365 | 7.1042 | 0.29968 | 7 | 0.40388
51708 | 6.24 | 1 | 365 | 7.1042 | 0.29968 | 7 | 0.40388
50809 | 8.84 | 1 | 365 | 10.0643 | 0.25789 | 10 | 0.32217
41845 | 7.32 | 1 | 365 | 8.3338 | 0.77463 | 9 | 0.1084
44530 | 11.78 | 1 | 365 | 13.4115 | 0.99524 | 14 | 0.40669
44387 | 5.04 | 1 | 365 | 5.738 | 0.54974 | 6 | 0.28775
45716 | 6.2 | 1 | 365 | 7.0587 | 0.20802 | 7 | 0.26668
42719 | 11.275 | 1 | 365 | 12.8365 | 0.83797 | 13 | 0.67449
44396 | 10.66 | 1 | 365 | 12.1363 | 0.42863 | 12 | 0.56497
46001 | 6.75 | 1 | 365 | 7.6848 | 0.46841 | 8 | 0.15324
42445 | 3.575 | 1 | 365 | 4.0701 | 0.19253 | 4 | 0.26264
44801 | 6.6 | 1 | 365 | 7.5141 | 0.12467 | 7 | 0.63872
36336 | 8.55 | 1 | 365 | 9.7341 | 0.59332 | 10 | 0.32744
44827 | 2 | 1 | 365 | 2.277 | 0.58323 | 2 | 0.86022
42750 | 3.85 | 1 | 365 | 4.3832 | 0.82272 | 5 | 0.20592
42283 | 11.825 | 1 | 365 | 13.4627 | 0.098359 | 13 | 0.56105
43225 | 8.215 | 1 | 365 | 9.3527 | 0.82563 | 10 | 0.17835
42493 | 2.915 | 1 | 365 | 3.3187 | 0.68006 | 3 | 0.99877
42693 | 8.525 | 1 | 365 | 9.7057 | 0.53603 | 10 | 0.24168
45038 | 3.315 | 1 | 365 | 3.7741 | 0.59671 | 4 | 0.37081
42733 | 14.3 | 1 | 365 | 16.2805 | 0.77011 | 17 | 0.050567
45018 | 10.25 | 1 | 365 | 11.6696 | 0.48906 | 12 | 0.15862
44270 | 8.1 | 1 | 365 | 9.2218 | 0.56209 | 9 | 0.78389
42809 | 10.07 | 1 | 365 | 11.4646 | 0.076573 | 11 | 0.5412
44488 | 9.25 | 1 | 365 | 10.5311 | 0.19745 | 10 | 0.72851
49221 | 6.5 | 1 | 365 | 7.4002 | 0.8955 | 8 | 0.29571
49213 | 8.58 | 1 | 365 | 9.7683 | 0.66207 | 10 | 0.43034
43236 | 7.155 | 1 | 365 | 8.1459 | 0.39651 | 8 | 0.54243
50857 | 4.16 | 1 | 365 | 4.7361 | 0.53312 | 5 | 0.26926
49105 | 5.46 | 1 | 365 | 6.2162 | 0.51222 | 6 | 0.7284
42631 | 10.6 | 1 | 365 | 12.068 | 0.29113 | 12 | 0.35916
50864 | 11.44 | 1 | 365 | 13.0244 | 0.21609 | 13 | 0.24045
50828 | 7.28 | 1 | 365 | 8.2882 | 0.68296 | 8 | 0.9712
42544 | 11 | 1 | 365 | 12.5234 | 0.20778 | 12 | 0.73121
45064 | 5.865 | 1 | 365 | 6.6773 | 0.44033 | 7 | 0.11759
50881 | 11.7 | 1 | 365 | 13.3204 | 0.81191 | 14 | 0.13228
42725 | 9.35 | 1 | 365 | 10.6449 | 0.42661 | 11 | 0.071525
50900 | 7.8 | 1 | 365 | 8.8803 | 0.8746 | 9 | 0.75485
42713 | 7.95 | 1 | 365 | 9.051 | 0.21835 | 9 | 0.26937
42653 | 7.95 | 1 | 365 | 9.051 | 0.21835 | 9 | 0.26937
41668 | 2.6 | 1 | 365 | 2.9601 | 0.9582 | 3 | 0.91828
42635 | 8.215 | 1 | 365 | 9.3527 | 0.82563 | 10 | 0.17835
48634 | 5.98 | 1 | 365 | 6.8082 | 0.70386 | 7 | 0.51206
44996 | 10.965 | 1 | 365 | 12.4836 | 0.12757 | 12 | 0.61115
42294 | 6.875 | 1 | 365 | 7.8271 | 0.75486 | 8 | 0.582
42666 | 9.54 | 1 | 365 | 10.8612 | 0.86202 | 11 | 0.72325
43222 | 6.89 | 1 | 365 | 7.8442 | 0.78923 | 8 | 0.63346
42611 | 5.83 | 1 | 365 | 6.6374 | 0.36012 | 6 | 0.99754
45070 | 11 | 1 | 365 | 12.5234 | 0.20778 | 12 | 0.73121
50945 | 5.72 | 1 | 365 | 6.5122 | 0.10804 | 6 | 0.62023
35809 | 5.4 | 1 | 365 | 6.1479 | 0.37473 | 6 | 0.52259
42617 | 4.4 | 1 | 365 | 5.0094 | 0.08311 | 5 | 0.092482
42623 | 10.6 | 1 | 365 | 12.068 | 0.29113 | 12 | 0.35916
35808 | 6.93 | 1 | 365 | 7.8898 | 0.8809 | 8 | 0.77066
43241 | 2.915 | 1 | 365 | 3.3187 | 0.68006 | 3 | 0.99877
31912 | 10.14 | 1 | 365 | 11.5443 | 0.23699 | 11 | 0.78131
43242 | 3.18 | 1 | 365 | 3.6204 | 0.28734 | 3 | 0.90775
42626 | 10.6 | 1 | 365 | 12.068 | 0.29113 | 12 | 0.35916
41310 | 11.725 | 1 | 365 | 13.3488 | 0.8692 | 14 | 0.21804
44616 | 6 | 1 | 365 | 6.831 | 0.7497 | 7 | 0.58066
45031 | 4.335 | 1 | 365 | 4.9354 | 0.93416 | 5 | 0.86953
35734 | 7.88 | 1 | 365 | 8.9713 | 0.057934 | 9 | 0.029264
48715 | 9.36 | 1 | 365 | 10.6563 | 0.44953 | 11 | 0.10583
48454 | 5.2 | 1 | 365 | 5.9202 | 0.9164 | 6 | 0.83657
32071 | 3.9 | 1 | 365 | 4.4401 | 0.9373 | 5 | 0.37743
49009 | 7.28 | 1 | 365 | 8.2882 | 0.68296 | 8 | 0.9712
46630 | 6.375 | 1 | 365 | 7.2579 | 0.60905 | 7 | 0.86695
51354 | 8.58 | 1 | 365 | 9.7683 | 0.66207 | 10 | 0.43034
51361 | 3.64 | 1 | 365 | 4.1441 | 0.34148 | 4 | 0.4856
51370 | 5.72 | 1 | 365 | 6.5122 | 0.10804 | 6 | 0.62023
51371 | 2.86 | 1 | 365 | 3.2561 | 0.55402 | 3 | 0.81011
51425 | 6.24 | 1 | 365 | 7.1042 | 0.29968 | 7 | 0.40388
49002 | 5.46 | 1 | 365 | 6.2162 | 0.51222 | 6 | 0.7284
30988 | 10.92 | 1 | 365 | 12.4324 | 0.024447 | 12 | 0.4568
48457 | 7.54 | 1 | 365 | 8.5842 | 0.27878 | 8 | 0.86303
49084 | 5.2 | 1 | 365 | 5.9202 | 0.9164 | 6 | 0.83657
49004 | 3.64 | 1 | 365 | 4.1441 | 0.34148 | 4 | 0.4856
49005 | 9.88 | 1 | 365 | 11.2483 | 0.64117 | 11 | 0.88948
48917 | 5.72 | 1 | 365 | 6.5122 | 0.10804 | 6 | 0.62023
52478 | 11.685 | 1 | 365 | 13.3033 | 0.77753 | 14 | 0.080831
35674 | 9.12 | 1 | 365 | 10.3831 | 0.89954 | 11 | 0.2826
51356 | 3.12 | 1 | 365 | 3.5521 | 0.14984 | 3 | 0.70194
52598 | 11.025 | 1 | 365 | 12.5519 | 0.26507 | 12 | 0.81696
53225 | 7.29 | 1 | 365 | 8.2996 | 0.70588 | 9 | 0.005499
52597 | 12.48 | 1 | 365 | 14.2084 | 0.59937 | 14 | 0.80777
52796 | 7.68 | 1 | 365 | 8.7436 | 0.59961 | 9 | 0.34324
48653 | 10.4 | 1 | 365 | 11.8403 | 0.83281 | 12 | 0.67314
44434 | 5 | 1 | 365 | 5.6925 | 0.45808 | 6 | 0.15055
45314 | 11.96 | 1 | 365 | 13.6164 | 0.40773 | 14 | 0.024111
51610 | 6.5 | 1 | 365 | 7.4002 | 0.8955 | 8 | 0.29571
51614 | 7.28 | 1 | 365 | 8.2882 | 0.68296 | 8 | 0.9712
51616 | 4.94 | 1 | 365 | 5.6242 | 0.32058 | 5 | 0.94474
51617 | 4.94 | 1 | 365 | 5.6242 | 0.32058 | 5 | 0.94474
45330 | 2.08 | 1 | 365 | 2.3681 | 0.76656 | 3 | 0.13463
34294 | 3.38 | 1 | 365 | 3.8481 | 0.74566 | 4 | 0.59377
44220 | 7.8 | 1 | 365 | 8.8803 | 0.8746 | 9 | 0.75485
52797 | 10.4 | 1 | 365 | 11.8403 | 0.83281 | 12 | 0.67314
52885 | 7.875 | 1 | 365 | 8.9656 | 0.046476 | 9 | 0.012113
51664 | 7.54 | 1 | 365 | 8.5842 | 0.27878 | 8 | 0.86303
51662 | 7.02 | 1 | 365 | 7.9922 | 0.087144 | 8 | 0.079369
48780 | 7.28 | 1 | 365 | 8.2882 | 0.68296 | 8 | 0.9712
49230 | 13 | 1 | 365 | 14.8004 | 0.79101 | 15 | 0.59142
51605 | 4.42 | 1 | 365 | 5.0321 | 0.12894 | 5 | 0.16108
51603 | 5.2 | 1 | 365 | 5.9202 | 0.9164 | 6 | 0.83657
51787 | 6.24 | 1 | 365 | 7.1042 | 0.29968 | 7 | 0.40388
51784 | 3.64 | 1 | 365 | 4.1441 | 0.34148 | 4 | 0.4856
51781 | 12.48 | 1 | 365 | 14.2084 | 0.59937 | 14 | 0.80777
51778 | 5.2 | 1 | 365 | 5.9202 | 0.9164 | 6 | 0.83657
51789 | 5.46 | 1 | 365 | 6.2162 | 0.51222 | 6 | 0.7284
22918 | 9.1 | 1 | 365 | 10.3603 | 0.85371 | 11 | 0.214
32319 | 10.4 | 1 | 365 | 11.8403 | 0.83281 | 12 | 0.67314
33873 | 7.02 | 1 | 365 | 7.9922 | 0.087144 | 8 | 0.079369
38991 | 3.38 | 1 | 365 | 3.8481 | 0.74566 | 4 | 0.59377
48751 | 4.42 | 1 | 365 | 5.0321 | 0.12894 | 5 | 0.16108
51358 | 8.06 | 1 | 365 | 9.1763 | 0.47042 | 9 | 0.64668
51359 | 5.46 | 1 | 365 | 6.2162 | 0.51222 | 6 | 0.7284
51770 | 5.72 | 1 | 365 | 6.5122 | 0.10804 | 6 | 0.62023
51768 | 9.1 | 1 | 365 | 10.3603 | 0.85371 | 11 | 0.214
51720 | 3.12 | 1 | 365 | 3.5521 | 0.14984 | 3 | 0.70194
49110 | 5.46 | 1 | 365 | 6.2162 | 0.51222 | 6 | 0.7284
51801 | 4.77 | 1 | 365 | 5.4306 | 0.93101 | 6 | 0.36162
51765 | 9.36 | 1 | 365 | 10.6563 | 0.44953 | 11 | 0.10583
51844 | 2.34 | 1 | 365 | 2.6641 | 0.36238 | 3 | 0.026456
51840 | 7.02 | 1 | 365 | 7.9922 | 0.087144 | 8 | 0.079369
52894 | 6.6 | 1 | 365 | 7.5141 | 0.12467 | 7 | 0.63872
52901 | 9.6 | 1 | 365 | 10.9295 | 0.99951 | 11 | 0.92905
51810 | 10.66 | 1 | 365 | 12.1363 | 0.42863 | 12 | 0.56497
43113 | 8.575 | 1 | 365 | 9.7626 | 0.65061 | 10 | 0.41319
29902 | 6.5 | 1 | 365 | 7.4002 | 0.8955 | 8 | 0.29571
51831 | 4.16 | 1 | 365 | 4.7361 | 0.53312 | 5 | 0.26926
52953 | 5.46 | 1 | 365 | 6.2162 | 0.51222 | 6 | 0.7284
51232 | 7.02 | 1 | 365 | 7.9922 | 0.087144 | 8 | 0.079369
39272 | 8.32 | 1 | 365 | 9.4723 | 0.066245 | 9 | 0.53851
41156 | 5.98 | 1 | 365 | 6.8082 | 0.70386 | 7 | 0.51206
51229 | 6.76 | 1 | 365 | 7.6962 | 0.49132 | 8 | 0.18754
37695 | 3.12 | 1 | 365 | 3.5521 | 0.14984 | 3 | 0.70194
51821 | 4.68 | 1 | 365 | 5.3282 | 0.72476 | 6 | 0.052913
51820 | 2.6 | 1 | 365 | 2.9601 | 0.9582 | 3 | 0.91828
48642 | 9.36 | 1 | 365 | 10.6563 | 0.44953 | 11 | 0.10583
51819 | 4.94 | 1 | 365 | 5.6242 | 0.32058 | 5 | 0.94474
51818 | 4.16 | 1 | 365 | 4.7361 | 0.53312 | 5 | 0.26926
49226 | 2.34 | 1 | 365 | 2.6641 | 0.36238 | 3 | 0.026456
51809 | 5.98 | 1 | 365 | 6.8082 | 0.70386 | 7 | 0.51206
51806 | 7.28 | 1 | 365 | 8.2882 | 0.68296 | 8 | 0.9712
48633 | 9.1 | 1 | 365 | 10.3603 | 0.85371 | 11 | 0.214
34352 | 11.7 | 1 | 365 | 13.3204 | 0.81191 | 14 | 0.13228
48656 | 3.64 | 1 | 365 | 4.1441 | 0.34148 | 4 | 0.4856
48436 | 6.5 | 1 | 365 | 7.4002 | 0.8955 | 8 | 0.29571
43275 | 7.28 | 1 | 365 | 8.2882 | 0.68296 | 8 | 0.9712
51791 | 3.12 | 1 | 365 | 3.5521 | 0.14984 | 3 | 0.70194
51797 | 4.68 | 1 | 365 | 5.3282 | 0.72476 | 6 | 0.052913
37862 | 3.64 | 1 | 365 | 4.1441 | 0.34148 | 4 | 0.4856
34274 | 8.32 | 1 | 365 | 9.4723 | 0.066245 | 9 | 0.53851
33680 | 4.42 | 1 | 365 | 5.0321 | 0.12894 | 5 | 0.16108
47368 | 7.54 | 1 | 365 | 8.5842 | 0.27878 | 8 | 0.86303
53106 | 12.4 | 1 | 365 | 14.1173 | 0.41604 | 14 | 0.53336
53108 | 13.76 | 1 | 365 | 15.6657 | 0.53264 | 16 | 0.19831
45453 | 2.34 | 1 | 365 | 2.6641 | 0.36238 | 3 | 0.026456
51794 | 2.34 | 1 | 365 | 2.6641 | 0.36238 | 3 | 0.026456
51796 | 11.96 | 1 | 365 | 13.6164 | 0.40773 | 14 | 0.024111
51785 | 4.16 | 1 | 365 | 4.7361 | 0.53312 | 5 | 0.26926
51749 | 6.5 | 1 | 365 | 7.4002 | 0.8955 | 8 | 0.29571
51906 | 4.59 | 1 | 365 | 5.2257 | 0.51852 | 5 | 0.7442
24250 | 6.76 | 1 | 365 | 7.6962 | 0.49132 | 8 | 0.18754
51756 | 7.54 | 1 | 365 | 8.5842 | 0.27878 | 8 | 0.86303
51600 | 8.58 | 1 | 365 | 9.7683 | 0.66207 | 10 | 0.43034
51852 | 7.02 | 1 | 365 | 7.9922 | 0.087144 | 8 | 0.079369
24264 | 5.2 | 1 | 365 | 5.9202 | 0.9164 | 6 | 0.83657
37967 | 15.6 | 1 | 365 | 17.7605 | 0.74921 | 18 | 0.50971
53109 | 8.96 | 1 | 365 | 10.2009 | 0.53288 | 10 | 0.73378
33644 | 7.02 | 1 | 365 | 7.9922 | 0.087144 | 8 | 0.079369
27727 | 9 | 1 | 365 | 10.2464 | 0.62454 | 10 | 0.87099
51535 | 5.2 | 1 | 365 | 5.9202 | 0.9164 | 6 | 0.83657
51563 | 8.06 | 1 | 365 | 9.1763 | 0.47042 | 9 | 0.64668
22138 | 5.98 | 1 | 365 | 6.8082 | 0.70386 | 7 | 0.51206
30531 | 4.68 | 1 | 365 | 5.3282 | 0.72476 | 6 | 0.052913
31962 | 11.18 | 1 | 365 | 12.7284 | 0.62027 | 13 | 0.34863
51406 | 8.06 | 1 | 365 | 9.1763 | 0.47042 | 9 | 0.64668
51621 | 5.98 | 1 | 365 | 6.8082 | 0.70386 | 7 | 0.51206
16626 | 6.885 | 1 | 365 | 7.8385 | 0.77778 | 8 | 0.6163
50906 | 7.02 | 1 | 365 | 7.9922 | 0.087144 | 8 | 0.079369
35614 | 7.54 | 1 | 365 | 8.5842 | 0.27878 | 8 | 0.86303
51872 | 12.22 | 1 | 365 | 13.9124 | 0.0035475 | 13 | 0.91594
33097 | 6.5 | 1 | 365 | 7.4002 | 0.8955 | 8 | 0.29571
51836 | 9.36 | 1 | 365 | 10.6563 | 0.44953 | 11 | 0.10583
51835 | 4.42 | 1 | 365 | 5.0321 | 0.12894 | 5 | 0.16108
51849 | 3.9 | 1 | 365 | 4.4401 | 0.9373 | 5 | 0.37743
51846 | 8.58 | 1 | 365 | 9.7683 | 0.66207 | 10 | 0.43034
51936 | 7.28 | 1 | 365 | 8.2882 | 0.68296 | 8 | 0.9712
51935 | 9.88 | 1 | 365 | 11.2483 | 0.64117 | 11 | 0.88948
29921 | 2.805 | 1 | 365 | 3.1935 | 0.42798 | 3 | 0.62146
53218 | 5.58 | 1 | 365 | 6.3528 | 0.78722 | 7 | 0.14001
51571 | 11.18 | 1 | 365 | 12.7284 | 0.62027 | 13 | 0.34863
51577 | 6.24 | 1 | 365 | 7.1042 | 0.29968 | 7 | 0.40388
51567 | 8.32 | 1 | 365 | 9.4723 | 0.066245 | 9 | 0.53851
51560 | 6.5 | 1 | 365 | 7.4002 | 0.8955 | 8 | 0.29571
51566 | 5.46 | 1 | 365 | 6.2162 | 0.51222 | 6 | 0.7284
53220 | 11.025 | 1 | 365 | 12.5519 | 0.26507 | 12 | 0.81696
51564 | 8.32 | 1 | 365 | 9.4723 | 0.066245 | 9 | 0.53851
50876 | 9.62 | 1 | 365 | 10.9523 | 0.045346 | 10 | 0.99765
49211 | 6.76 | 1 | 365 | 7.6962 | 0.49132 | 8 | 0.18754
53221 | 6.84 | 1 | 365 | 7.7873 | 0.67465 | 8 | 0.46195
48666 | 9.36 | 1 | 365 | 10.6563 | 0.44953 | 11 | 0.10583
51934 | 8.84 | 1 | 365 | 10.0643 | 0.25789 | 10 | 0.32217
51125 | 8.64 | 1 | 365 | 9.8366 | 0.79956 | 10 | 0.63615
51933 | 5.2 | 1 | 365 | 5.9202 | 0.9164 | 6 | 0.83657
50851 | 8.06 | 1 | 365 | 9.1763 | 0.47042 | 9 | 0.64668
50813 | 5.72 | 1 | 365 | 6.5122 | 0.10804 | 6 | 0.62023
51930 | 6.76 | 1 | 365 | 7.6962 | 0.49132 | 8 | 0.18754
51718 | 7.54 | 1 | 365 | 8.5842 | 0.27878 | 8 | 0.86303
51668 | 4.16 | 1 | 365 | 4.7361 | 0.53312 | 5 | 0.26926
46261 | 13.8 | 1 | 365 | 15.7112 | 0.6243 | 16 | 0.33551
44503 | 4.48 | 1 | 365 | 5.1005 | 0.26644 | 5 | 0.36689
51585 | 7.02 | 1 | 365 | 7.9922 | 0.087144 | 8 | 0.079369
51918 | 5.98 | 1 | 365 | 6.8082 | 0.70386 | 7 | 0.51206
48904 | 7.54 | 1 | 365 | 8.5842 | 0.27878 | 8 | 0.86303
44226 | 9.88 | 1 | 365 | 11.2483 | 0.64117 | 11 | 0.88948
50950 | 6.24 | 1 | 365 | 7.1042 | 0.29968 | 7 | 0.40388
44285 | 8.06 | 1 | 365 | 9.1763 | 0.47042 | 9 | 0.64668
51587 | 2.86 | 1 | 365 | 3.2561 | 0.55402 | 3 | 0.81011
51579 | 8.84 | 1 | 365 | 10.0643 | 0.25789 | 10 | 0.32217
51924 | 5.98 | 1 | 365 | 6.8082 | 0.70386 | 7 | 0.51206
48646 | 6.24 | 1 | 365 | 7.1042 | 0.29968 | 7 | 0.40388
48764 | 5.2 | 1 | 365 | 5.9202 | 0.9164 | 6 | 0.83657
49098 | 4.68 | 1 | 365 | 5.3282 | 0.72476 | 6 | 0.052913
48679 | 5.98 | 1 | 365 | 6.8082 | 0.70386 | 7 | 0.51206
45276 | 9.315 | 1 | 365 | 10.6051 | 0.3464 | 10 | 0.95147
48809 | 10.14 | 1 | 365 | 11.5443 | 0.23699 | 11 | 0.78131
49218 | 10.66 | 1 | 365 | 12.1363 | 0.42863 | 12 | 0.56497
48744 | 2.08 | 1 | 365 | 2.3681 | 0.76656 | 3 | 0.13463
48689 | 10.66 | 1 | 365 | 12.1363 | 0.42863 | 12 | 0.56497
50885 | 13.26 | 1 | 365 | 15.0964 | 0.38683 | 15 | 0.48325
51753 | 10.66 | 1 | 365 | 12.1363 | 0.42863 | 12 | 0.56497
48938 | 8.06 | 1 | 365 | 9.1763 | 0.47042 | 9 | 0.64668
51748 | 6.24 | 1 | 365 | 7.1042 | 0.29968 | 7 | 0.40388
51746 | 9.36 | 1 | 365 | 10.6563 | 0.44953 | 11 | 0.10583
51747 | 6.5 | 1 | 365 | 7.4002 | 0.8955 | 8 | 0.29571
51745 | 4.16 | 1 | 365 | 4.7361 | 0.53312 | 5 | 0.26926
51736 | 9.62 | 1 | 365 | 10.9523 | 0.045346 | 10 | 0.99765
51735 | 7.02 | 1 | 365 | 7.9922 | 0.087144 | 8 | 0.079369
51717 | 5.46 | 1 | 365 | 6.2162 | 0.51222 | 6 | 0.7284
51730 | 7.02 | 1 | 365 | 7.9922 | 0.087144 | 8 | 0.079369
50812 | 9.62 | 1 | 365 | 10.9523 | 0.045346 | 10 | 0.99765
51729 | 3.64 | 1 | 365 | 4.1441 | 0.34148 | 4 | 0.4856
51719 | 3.64 | 1 | 365 | 4.1441 | 0.34148 | 4 | 0.4856
51724 | 2.34 | 1 | 365 | 2.6641 | 0.36238 | 3 | 0.026456
51673 | 9.36 | 1 | 365 | 10.6563 | 0.44953 | 11 | 0.10583
37463 | 6.72 | 1 | 365 | 7.6507 | 0.39966 | 8 | 0.050337
33290 | 5.46 | 1 | 365 | 6.2162 | 0.51222 | 6 | 0.7284
51910 | 9.88 | 1 | 365 | 11.2483 | 0.64117 | 11 | 0.88948
49923 | 9.9 | 1 | 365 | 11.2711 | 0.687 | 11 | 0.95809
36999 | 9.1 | 1 | 365 | 10.3603 | 0.85371 | 11 | 0.214
51939 | 3.9 | 1 | 365 | 4.4401 | 0.9373 | 5 | 0.37743
51917 | 5.72 | 1 | 365 | 6.5122 | 0.10804 | 6 | 0.62023
51920 | 7.02 | 1 | 365 | 7.9922 | 0.087144 | 8 | 0.079369
52065 | 3.64 | 1 | 365 | 4.1441 | 0.34148 | 4 | 0.4856
36669 | 8.32 | 1 | 365 | 9.4723 | 0.066245 | 9 | 0.53851
52056 | 3.38 | 1 | 365 | 3.8481 | 0.74566 | 4 | 0.59377
34414 | 5.2 | 1 | 365 | 5.9202 | 0.9164 | 6 | 0.83657
33486 | 7.54 | 1 | 365 | 8.5842 | 0.27878 | 8 | 0.86303
32231 | 10.92 | 1 | 365 | 12.4324 | 0.024447 | 12 | 0.4568
49948 | 10.2 | 1 | 365 | 11.6126 | 0.37448 | 11 | 0.98712
31766 | 7.28 | 1 | 365 | 8.2882 | 0.68296 | 8 | 0.9712
21537 | 4.94 | 1 | 365 | 5.6242 | 0.32058 | 5 | 0.94474
51967 | 9.62 | 1 | 365 | 10.9523 | 0.045346 | 10 | 0.99765
52019 | 4.94 | 1 | 365 | 5.6242 | 0.32058 | 5 | 0.94474
52017 | 8.84 | 1 | 365 | 10.0643 | 0.25789 | 10 | 0.32217
43827 | 9.45 | 1 | 365 | 10.7588 | 0.65577 | 11 | 0.41454
51980 | 13.26 | 1 | 365 | 15.0964 | 0.38683 | 15 | 0.48325
43917 | 10.14 | 1 | 365 | 11.5443 | 0.23699 | 11 | 0.78131
51973 | 6.5 | 1 | 365 | 7.4002 | 0.8955 | 8 | 0.29571
51962 | 6.5 | 1 | 365 | 7.4002 | 0.8955 | 8 | 0.29571
36261 | 7.56 | 1 | 365 | 8.607 | 0.32462 | 8 | 0.93163
49016 | 4.16 | 1 | 365 | 4.7361 | 0.53312 | 5 | 0.26926
44693 | 6.21 | 1 | 365 | 7.07 | 0.23094 | 7 | 0.30098
48918 | 12.22 | 1 | 365 | 13.9124 | 0.0035475 | 13 | 0.91594
50069 | 13.725 | 1 | 365 | 15.6258 | 0.45243 | 16 | 0.078254
52110 | 10.92 | 1 | 365 | 12.4324 | 0.024447 | 12 | 0.4568
52050 | 4.68 | 1 | 365 | 5.3282 | 0.72476 | 6 | 0.052913
48674 | 4.94 | 1 | 365 | 5.6242 | 0.32058 | 5 | 0.94474
48967 | 5.72 | 1 | 365 | 6.5122 | 0.10804 | 6 | 0.62023
31969 | 4.68 | 1 | 365 | 5.3282 | 0.72476 | 6 | 0.052913
52149 | 9.88 | 1 | 365 | 11.2483 | 0.64117 | 11 | 0.88948
52148 | 7.8 | 1 | 365 | 8.8803 | 0.8746 | 9 | 0.75485
52147 | 4.16 | 1 | 365 | 4.7361 | 0.53312 | 5 | 0.26926
52146 | 2.34 | 1 | 365 | 2.6641 | 0.36238 | 3 | 0.026456
52135 | 9.945 | 1 | 365 | 11.3223 | 0.79012 | 12 | 0.11244
32032 | 3.9 | 1 | 365 | 4.4401 | 0.9373 | 5 | 0.37743
52132 | 5.72 | 1 | 365 | 6.5122 | 0.10804 | 6 | 0.62023
27349 | 7.8 | 1 | 365 | 8.8803 | 0.8746 | 9 | 0.75485
52240 | 7.8 | 1 | 365 | 8.8803 | 0.8746 | 9 | 0.75485
32222 | 6.76 | 1 | 365 | 7.6962 | 0.49132 | 8 | 0.18754
52256 | 7.54 | 1 | 365 | 8.5842 | 0.27878 | 8 | 0.86303
52255 | 8.06 | 1 | 365 | 9.1763 | 0.47042 | 9 | 0.64668
52468 | 6.24 | 1 | 365 | 7.1042 | 0.29968 | 7 | 0.40388
52257 | 5.46 | 1 | 365 | 6.2162 | 0.51222 | 6 | 0.7284
52260 | 3.64 | 1 | 365 | 4.1441 | 0.34148 | 4 | 0.4856
52251 | 12.22 | 1 | 365 | 13.9124 | 0.0035475 | 13 | 0.91594
52246 | 8.32 | 1 | 365 | 9.4723 | 0.066245 | 9 | 0.53851
52243 | 5.46 | 1 | 365 | 6.2162 | 0.51222 | 6 | 0.7284
52254 | 5.98 | 1 | 365 | 6.8082 | 0.70386 | 7 | 0.51206
52253 | 9.88 | 1 | 365 | 11.2483 | 0.64117 | 11 | 0.88948
52249 | 8.06 | 1 | 365 | 9.1763 | 0.47042 | 9 | 0.64668
52245 | 7.8 | 1 | 365 | 8.8803 | 0.8746 | 9 | 0.75485
52236 | 8.84 | 1 | 365 | 10.0643 | 0.25789 | 10 | 0.32217
52232 | 9.1 | 1 | 365 | 10.3603 | 0.85371 | 11 | 0.214
52230 | 9.62 | 1 | 365 | 10.9523 | 0.045346 | 10 | 0.99765
52226 | 16.9 | 1 | 365 | 19.2405 | 0.72831 | 19 | 0.96885
52208 | 4.94 | 1 | 365 | 5.6242 | 0.32058 | 5 | 0.94474
52186 | 5.2 | 1 | 365 | 5.9202 | 0.9164 | 6 | 0.83657
52202 | 3.38 | 1 | 365 | 3.8481 | 0.74566 | 4 | 0.59377
52302 | 4.68 | 1 | 365 | 5.3282 | 0.72476 | 6 | 0.052913
52301 | 8.58 | 1 | 365 | 9.7683 | 0.66207 | 10 | 0.43034
52314 | 6.5 | 1 | 365 | 7.4002 | 0.8955 | 8 | 0.29571
52287 | 12.48 | 1 | 365 | 14.2084 | 0.59937 | 14 | 0.80777
52290 | 8.06 | 1 | 365 | 9.1763 | 0.47042 | 9 | 0.64668
52600 | 6 | 1 | 365 | 6.831 | 0.7497 | 7 | 0.58066
52286 | 4.42 | 1 | 365 | 5.0321 | 0.12894 | 5 | 0.16108
52285 | 4.94 | 1 | 365 | 5.6242 | 0.32058 | 5 | 0.94474
52284 | 3.9 | 1 | 365 | 4.4401 | 0.9373 | 5 | 0.37743
52281 | 3.38 | 1 | 365 | 3.8481 | 0.74566 | 4 | 0.59377
52279 | 4.16 | 1 | 365 | 4.7361 | 0.53312 | 5 | 0.26926
51985 | 9.9 | 1 | 365 | 11.2711 | 0.687 | 11 | 0.95809
52278 | 4.94 | 1 | 365 | 5.6242 | 0.32058 | 5 | 0.94474
32248 | 77.805 | 0.9 | 365 | 79.7224 | 0.46926 | 80 | 0.19171
34773 | 175.76 | 0.9 | 365 | 180.0915 | 0.49699 | 180 | 0.58846
34766 | 252.34 | 0.9 | 365 | 258.5587 | 0.43974 | 258 | 0.99847
34583 | 113.84 | 0.9 | 365 | 116.6455 | 0.78981 | 117 | 0.43531
34814 | 84.18 | 0.9 | 365 | 86.2546 | 0.61741 | 86 | 0.87196
34726 | 340.38 | 0.9 | 365 | 348.7684 | 0.018229 | 348 | 0.78664
34761 | 170.73 | 0.9 | 365 | 174.9375 | 0.12284 | 175 | 0.060351
28927 | 4.68 | 1 | 365 | 5.3282 | 0.72476 | 6 | 0.052913
52268 | 5.2 | 1 | 365 | 5.9202 | 0.9164 | 6 | 0.83657
52231 | 3.38 | 1 | 365 | 3.8481 | 0.74566 | 4 | 0.59377
52271 | 3.64 | 1 | 365 | 4.1441 | 0.34148 | 4 | 0.4856
51795 | 5.72 | 1 | 365 | 6.5122 | 0.10804 | 6 | 0.62023
52098 | 2.08 | 1 | 365 | 2.3681 | 0.76656 | 3 | 0.13463
52310 | 7.54 | 1 | 365 | 8.5842 | 0.27878 | 8 | 0.86303
52101 | 5.46 | 1 | 365 | 6.2162 | 0.51222 | 6 | 0.7284
52244 | 6.5 | 1 | 365 | 7.4002 | 0.8955 | 8 | 0.29571
38507 | 3.38 | 1 | 365 | 3.8481 | 0.74566 | 4 | 0.59377
52227 | 7.8 | 1 | 365 | 8.8803 | 0.8746 | 9 | 0.75485
52095 | 3.64 | 1 | 365 | 4.1441 | 0.34148 | 4 | 0.4856
52200 | 3.9 | 1 | 365 | 4.4401 | 0.9373 | 5 | 0.37743
52094 | 9.36 | 1 | 365 | 10.6563 | 0.44953 | 11 | 0.10583
42309 | 4.68 | 1 | 365 | 5.3282 | 0.72476 | 6 | 0.052913
52205 | 10.92 | 1 | 365 | 12.4324 | 0.024447 | 12 | 0.4568
21515 | 5.2 | 1 | 365 | 5.9202 | 0.9164 | 6 | 0.83657
52295 | 9.36 | 1 | 365 | 10.6563 | 0.44953 | 11 | 0.10583
52057 | 10.4 | 1 | 365 | 11.8403 | 0.83281 | 12 | 0.67314
52070 | 9.1 | 1 | 365 | 10.3603 | 0.85371 | 11 | 0.214
52081 | 10.92 | 1 | 365 | 12.4324 | 0.024447 | 12 | 0.4568
51763 | 3.9 | 1 | 365 | 4.4401 | 0.9373 | 5 | 0.37743
52382 | 12.48 | 1 | 365 | 14.2084 | 0.59937 | 14 | 0.80777
34975 | 28.35 | 0.9 | 365 | 29.0487 | 0.47058 | 29 | 0.51925
52381 | 8.84 | 1 | 365 | 10.0643 | 0.25789 | 10 | 0.32217
52350 | 6.76 | 1 | 365 | 7.6962 | 0.49132 | 8 | 0.18754
52347 | 8.32 | 1 | 365 | 9.4723 | 0.066245 | 9 | 0.53851
52358 | 7.28 | 1 | 365 | 8.2882 | 0.68296 | 8 | 0.9712
52357 | 8.06 | 1 | 365 | 9.1763 | 0.47042 | 9 | 0.64668
37955 | 6.76 | 1 | 365 | 7.6962 | 0.49132 | 8 | 0.18754
21322 | 9.396 | 1 | 365 | 10.6973 | 0.53202 | 11 | 0.22931
15886 | 11.22 | 1 | 365 | 12.7739 | 0.71193 | 13 | 0.48583
52393 | 4.68 | 1 | 365 | 5.3282 | 0.72476 | 6 | 0.052913
52345 | 2.34 | 1 | 365 | 2.6641 | 0.36238 | 3 | 0.026456
49405 | 12.6 | 1 | 365 | 14.345 | 0.87436 | 15 | 0.21938
52346 | 4.42 | 1 | 365 | 5.0321 | 0.12894 | 5 | 0.16108
52338 | 6.76 | 1 | 365 | 7.6962 | 0.49132 | 8 | 0.18754
52333 | 10.92 | 1 | 365 | 12.4324 | 0.024447 | 12 | 0.4568
52332 | 11.18 | 1 | 365 | 12.7284 | 0.62027 | 13 | 0.34863
52322 | 4.68 | 1 | 365 | 5.3282 | 0.72476 | 6 | 0.052913
52315 | 8.32 | 1 | 365 | 9.4723 | 0.066245 | 9 | 0.53851
52312 | 8.06 | 1 | 365 | 9.1763 | 0.47042 | 9 | 0.64668
51734 | 12.74 | 1 | 365 | 14.5044 | 0.19519 | 14 | 0.6996
43934 | 92.16 | 0.9 | 365 | 94.4312 | 0.075798 | 94 | 0.50701
52076 | 7.8 | 1 | 365 | 8.8803 | 0.8746 | 9 | 0.75485
37870 | 5.2 | 1 | 365 | 5.9202 | 0.9164 | 6 | 0.83657
52470 | 9.1 | 1 | 365 | 10.3603 | 0.85371 | 11 | 0.214
52463 | 13.26 | 1 | 365 | 15.0964 | 0.38683 | 15 | 0.48325
52459 | 9.36 | 1 | 365 | 10.6563 | 0.44953 | 11 | 0.10583
52133 | 1.56 | 1 | 365 | 1.7761 | 0.57492 | 2 | 0.35097
52453 | 10.4 | 1 | 365 | 11.8403 | 0.83281 | 12 | 0.67314
52130 | 6.24 | 1 | 365 | 7.1042 | 0.29968 | 7 | 0.40388
37027 | 101.4 | 0.9 | 365 | 103.8989 | 0.13288 | 104 | 0.031802
52125 | 13.52 | 1 | 365 | 15.3924 | 0.98265 | 16 | 0.37508
52122 | 9.36 | 1 | 365 | 10.6563 | 0.44953 | 11 | 0.10583
52155 | 8.84 | 1 | 365 | 10.0643 | 0.25789 | 10 | 0.32217
52364 | 9.36 | 1 | 365 | 10.6563 | 0.44953 | 11 | 0.10583
44502 | 6.72 | 1 | 365 | 7.6507 | 0.39966 | 8 | 0.050337
50843 | 12.22 | 1 | 365 | 13.9124 | 0.0035475 | 13 | 0.91594
52424 | 4.42 | 1 | 365 | 5.0321 | 0.12894 | 5 | 0.16108
36497 | 10.66 | 1 | 365 | 12.1363 | 0.42863 | 12 | 0.56497
52433 | 9.88 | 1 | 365 | 11.2483 | 0.64117 | 11 | 0.88948
52174 | 8.06 | 1 | 365 | 9.1763 | 0.47042 | 9 | 0.64668
52170 | 4.94 | 1 | 365 | 5.6242 | 0.32058 | 5 | 0.94474
32387 | 8.32 | 1 | 365 | 9.4723 | 0.066245 | 9 | 0.53851
52168 | 10.4 | 1 | 365 | 11.8403 | 0.83281 | 12 | 0.67314
32111 | 16.64 | 1 | 365 | 18.9445 | 0.13249 | 19 | 0.077024
52117 | 13 | 1 | 365 | 14.8004 | 0.79101 | 15 | 0.59142
52118 | 12.74 | 1 | 365 | 14.5044 | 0.19519 | 14 | 0.6996
51937 | 11.7 | 1 | 365 | 13.3204 | 0.81191 | 14 | 0.13228
52178 | 10.4 | 1 | 365 | 11.8403 | 0.83281 | 12 | 0.67314
32663 | 8.06 | 1 | 365 | 9.1763 | 0.47042 | 9 | 0.64668
51926 | 6.24 | 1 | 365 | 7.1042 | 0.29968 | 7 | 0.40388
49140 | 8.06 | 1 | 365 | 9.1763 | 0.47042 | 9 | 0.64668
52392 | 4.16 | 1 | 365 | 4.7361 | 0.53312 | 5 | 0.26926
52390 | 8.58 | 1 | 365 | 9.7683 | 0.66207 | 10 | 0.43034
52385 | 11.7 | 1 | 365 | 13.3204 | 0.81191 | 14 | 0.13228
30218 | 7.28 | 1 | 365 | 8.2882 | 0.68296 | 8 | 0.9712
52488 | 7.54 | 1 | 365 | 8.5842 | 0.27878 | 8 | 0.86303
52536 | 7.28 | 1 | 365 | 8.2882 | 0.68296 | 8 | 0.9712
52150 | 4.16 | 1 | 365 | 4.7361 | 0.53312 | 5 | 0.26926
52534 | 7.54 | 1 | 365 | 8.5842 | 0.27878 | 8 | 0.86303
45367 | 8.84 | 1 | 365 | 10.0643 | 0.25789 | 10 | 0.32217
52068 | 3.64 | 1 | 365 | 4.1441 | 0.34148 | 4 | 0.4856
52516 | 2.86 | 1 | 365 | 3.2561 | 0.55402 | 3 | 0.81011
49681 | 8.97 | 1 | 365 | 10.2123 | 0.5558 | 10 | 0.76808
52499 | 4.16 | 1 | 365 | 4.7361 | 0.53312 | 5 | 0.26926
52138 | 8.32 | 1 | 365 | 9.4723 | 0.066245 | 9 | 0.53851
52139 | 3.825 | 1 | 365 | 4.3547 | 0.76543 | 5 | 0.12017
52532 | 7.8 | 1 | 365 | 8.8803 | 0.8746 | 9 | 0.75485
52140 | 4.94 | 1 | 365 | 5.6242 | 0.32058 | 5 | 0.94474
52505 | 13 | 1 | 365 | 14.8004 | 0.79101 | 15 | 0.59142
52141 | 8.58 | 1 | 365 | 9.7683 | 0.66207 | 10 | 0.43034
52502 | 7.02 | 1 | 365 | 7.9922 | 0.087144 | 8 | 0.079369
52121 | 5.2 | 1 | 365 | 5.9202 | 0.9164 | 6 | 0.83657
52489 | 5.2 | 1 | 365 | 5.9202 | 0.9164 | 6 | 0.83657
52116 | 5.2 | 1 | 365 | 5.9202 | 0.9164 | 6 | 0.83657
52482 | 5.46 | 1 | 365 | 6.2162 | 0.51222 | 6 | 0.7284
46255 | 7.29 | 1 | 365 | 8.2996 | 0.70588 | 9 | 0.005499
52479 | 7.8 | 1 | 365 | 8.8803 | 0.8746 | 9 | 0.75485
52111 | 6.76 | 1 | 365 | 7.6962 | 0.49132 | 8 | 0.18754
52475 | 7.54 | 1 | 365 | 8.5842 | 0.27878 | 8 | 0.86303
52165 | 7.28 | 1 | 365 | 8.2882 | 0.68296 | 8 | 0.9712
52438 | 3.64 | 1 | 365 | 4.1441 | 0.34148 | 4 | 0.4856
43973 | 4.42 | 1 | 365 | 5.0321 | 0.12894 | 5 | 0.16108
51822 | 5.98 | 1 | 365 | 6.8082 | 0.70386 | 7 | 0.51206
52154 | 6.5 | 1 | 365 | 7.4002 | 0.8955 | 8 | 0.29571
51812 | 5.98 | 1 | 365 | 6.8082 | 0.70386 | 7 | 0.51206
43989 | 9 | 1 | 365 | 10.2464 | 0.62454 | 10 | 0.87099
29881 | 7.8 | 1 | 365 | 8.8803 | 0.8746 | 9 | 0.75485
50737 | 2.75 | 1 | 365 | 3.1309 | 0.30194 | 3 | 0.4328
52461 | 13 | 1 | 365 | 14.8004 | 0.79101 | 15 | 0.59142
52460 | 3.64 | 1 | 365 | 4.1441 | 0.34148 | 4 | 0.4856
50746 | 6 | 1 | 365 | 6.831 | 0.7497 | 7 | 0.58066
52464 | 9.62 | 1 | 365 | 10.9523 | 0.045346 | 10 | 0.99765
52439 | 3.38 | 1 | 365 | 3.8481 | 0.74566 | 4 | 0.59377
52466 | 4.16 | 1 | 365 | 4.7361 | 0.53312 | 5 | 0.26926
52467 | 5.72 | 1 | 365 | 6.5122 | 0.10804 | 6 | 0.62023
49114 | 6.5 | 1 | 365 | 7.4002 | 0.8955 | 8 | 0.29571
31690 | 7.28 | 1 | 365 | 8.2882 | 0.68296 | 8 | 0.9712
52527 | 13 | 1 | 365 | 14.8004 | 0.79101 | 15 | 0.59142
50873 | 4.335 | 1 | 365 | 4.9354 | 0.93416 | 5 | 0.86953
52417 | 5.46 | 1 | 365 | 6.2162 | 0.51222 | 6 | 0.7284
52423 | 5.2 | 1 | 365 | 5.9202 | 0.9164 | 6 | 0.83657
52493 | 2.06 | 1 | 365 | 2.3453 | 0.72073 | 3 | 0.066026
52484 | 6.24 | 1 | 365 | 7.1042 | 0.29968 | 7 | 0.40388
51998 | 8.32 | 1 | 365 | 9.4723 | 0.066245 | 9 | 0.53851
52481 | 7.02 | 1 | 365 | 7.9922 | 0.087144 | 8 | 0.079369
52604 | 5.1 | 1 | 365 | 5.8063 | 0.68724 | 6 | 0.49356
52480 | 8.32 | 1 | 365 | 9.4723 | 0.066245 | 9 | 0.53851
52624 | 11.985 | 1 | 365 | 13.6448 | 0.46502 | 14 | 0.10986
52517 | 6.76 | 1 | 365 | 7.6962 | 0.49132 | 8 | 0.18754
52745 | 8.4 | 1 | 365 | 9.5633 | 0.24957 | 9 | 0.81292
52003 | 13 | 1 | 365 | 14.8004 | 0.79101 | 15 | 0.59142
52526 | 3.64 | 1 | 365 | 4.1441 | 0.34148 | 4 | 0.4856
52629 | 5.98 | 1 | 365 | 6.8082 | 0.70386 | 7 | 0.51206
52519 | 9.88 | 1 | 365 | 11.2483 | 0.64117 | 11 | 0.88948
28200 | 6.76 | 1 | 365 | 7.6962 | 0.49132 | 8 | 0.18754
52506 | 3.64 | 1 | 365 | 4.1441 | 0.34148 | 4 | 0.4856
52503 | 10.66 | 1 | 365 | 12.1363 | 0.42863 | 12 | 0.56497
52497 | 4.94 | 1 | 365 | 5.6242 | 0.32058 | 5 | 0.94474
52372 | 10.14 | 1 | 365 | 11.5443 | 0.23699 | 11 | 0.78131
28231 | 4.16 | 1 | 365 | 4.7361 | 0.53312 | 5 | 0.26926
52501 | 7.02 | 1 | 365 | 7.9922 | 0.087144 | 8 | 0.079369
33549 | 4.68 | 1 | 365 | 5.3282 | 0.72476 | 6 | 0.052913
49233 | 4.94 | 1 | 365 | 5.6242 | 0.32058 | 5 | 0.94474
48703 | 5.46 | 1 | 365 | 6.2162 | 0.51222 | 6 | 0.7284
43751 | 15.08 | 1 | 365 | 17.1685 | 0.55757 | 17 | 0.72605
52203 | 6.24 | 1 | 365 | 7.1042 | 0.29968 | 7 | 0.40388
48776 | 7.28 | 1 | 365 | 8.2882 | 0.68296 | 8 | 0.9712
52182 | 7.28 | 1 | 365 | 8.2882 | 0.68296 | 8 | 0.9712
52561 | 8.32 | 1 | 365 | 9.4723 | 0.066245 | 9 | 0.53851
52166 | 12.48 | 1 | 365 | 14.2084 | 0.59937 | 14 | 0.80777
32274 | 8.84 | 1 | 365 | 10.0643 | 0.25789 | 10 | 0.32217
26680 | 7.28 | 1 | 365 | 8.2882 | 0.68296 | 8 | 0.9712
52556 | 7.54 | 1 | 365 | 8.5842 | 0.27878 | 8 | 0.86303
52153 | 5.46 | 1 | 365 | 6.2162 | 0.51222 | 6 | 0.7284
48606 | 8.84 | 1 | 365 | 10.0643 | 0.25789 | 10 | 0.32217
52197 | 9.88 | 1 | 365 | 11.2483 | 0.64117 | 11 | 0.88948
52128 | 9.1 | 1 | 365 | 10.3603 | 0.85371 | 11 | 0.214
52566 | 9.88 | 1 | 365 | 11.2483 | 0.64117 | 11 | 0.88948
52509 | 7.54 | 1 | 365 | 8.5842 | 0.27878 | 8 | 0.86303
51813 | 4.68 | 1 | 365 | 5.3282 | 0.72476 | 6 | 0.052913
52613 | 4.68 | 1 | 365 | 5.3282 | 0.72476 | 6 | 0.052913
52123 | 7.02 | 1 | 365 | 7.9922 | 0.087144 | 8 | 0.079369
52572 | 4.16 | 1 | 365 | 4.7361 | 0.53312 | 5 | 0.26926
51739 | 6.24 | 1 | 365 | 7.1042 | 0.29968 | 7 | 0.40388
52552 | 6.5 | 1 | 365 | 7.4002 | 0.8955 | 8 | 0.29571
52611 | 4.94 | 1 | 365 | 5.6242 | 0.32058 | 5 | 0.94474
36487 | 5.46 | 1 | 365 | 6.2162 | 0.51222 | 6 | 0.7284
52577 | 10.92 | 1 | 365 | 12.4324 | 0.024447 | 12 | 0.4568
52430 | 11.96 | 1 | 365 | 13.6164 | 0.40773 | 14 | 0.024111
22418 | 13.26 | 1 | 365 | 15.0964 | 0.38683 | 15 | 0.48325
34128 | 4.16 | 1 | 365 | 4.7361 | 0.53312 | 5 | 0.26926
33485 | 6.76 | 1 | 365 | 7.6962 | 0.49132 | 8 | 0.18754
29169 | 9.1 | 1 | 365 | 10.3603 | 0.85371 | 11 | 0.214
33790 | 10.4 | 1 | 365 | 11.8403 | 0.83281 | 12 | 0.67314
31740 | 3.9 | 1 | 365 | 4.4401 | 0.9373 | 5 | 0.37743
33629 | 3.64 | 1 | 365 | 4.1441 | 0.34148 | 4 | 0.4856
52789 | 8.84 | 1 | 365 | 10.0643 | 0.25789 | 10 | 0.32217
52782 | 8.84 | 1 | 365 | 10.0643 | 0.25789 | 10 | 0.32217
52787 | 13 | 1 | 365 | 14.8004 | 0.79101 | 15 | 0.59142
52771 | 10.4 | 1 | 365 | 11.8403 | 0.83281 | 12 | 0.67314
52769 | 4.94 | 1 | 365 | 5.6242 | 0.32058 | 5 | 0.94474
52766 | 9.62 | 1 | 365 | 10.9523 | 0.045346 | 10 | 0.99765
52761 | 2.86 | 1 | 365 | 3.2561 | 0.55402 | 3 | 0.81011
52759 | 2.6 | 1 | 365 | 2.9601 | 0.9582 | 3 | 0.91828
52160 | 4.68 | 1 | 365 | 5.3282 | 0.72476 | 6 | 0.052913
44202 | 11.96 | 1 | 365 | 13.6164 | 0.40773 | 14 | 0.024111
52791 | 5.98 | 1 | 365 | 6.8082 | 0.70386 | 7 | 0.51206
52718 | 5.72 | 1 | 365 | 6.5122 | 0.10804 | 6 | 0.62023
52684 | 4.42 | 1 | 365 | 5.0321 | 0.12894 | 5 | 0.16108
52436 | 8.84 | 1 | 365 | 10.0643 | 0.25789 | 10 | 0.32217
52210 | 4.42 | 1 | 365 | 5.0321 | 0.12894 | 5 | 0.16108
52209 | 2.08 | 1 | 365 | 2.3681 | 0.76656 | 3 | 0.13463
52521 | 8.06 | 1 | 365 | 9.1763 | 0.47042 | 9 | 0.64668
44589 | 4.94 | 1 | 365 | 5.6242 | 0.32058 | 5 | 0.94474
52844 | 5.98 | 1 | 365 | 6.8082 | 0.70386 | 7 | 0.51206
52854 | 6.5 | 1 | 365 | 7.4002 | 0.8955 | 8 | 0.29571
52573 | 5.98 | 1 | 365 | 6.8082 | 0.70386 | 7 | 0.51206
52432 | 5.98 | 1 | 365 | 6.8082 | 0.70386 | 7 | 0.51206
52465 | 9.1 | 1 | 365 | 10.3603 | 0.85371 | 11 | 0.214
52837 | 2.86 | 1 | 365 | 3.2561 | 0.55402 | 3 | 0.81011
46328 | 11.7 | 1 | 365 | 13.3204 | 0.81191 | 14 | 0.13228
52591 | 3.64 | 1 | 365 | 4.1441 | 0.34148 | 4 | 0.4856
52592 | 5.61 | 1 | 365 | 6.3869 | 0.85597 | 7 | 0.24291
50006 | 7.245 | 1 | 365 | 8.2484 | 0.60276 | 8 | 0.85114
52455 | 3.9 | 1 | 365 | 4.4401 | 0.9373 | 5 | 0.37743
52914 | 9.72 | 1 | 365 | 11.0662 | 0.27451 | 11 | 0.34067
52351 | 8.84 | 1 | 365 | 10.0643 | 0.25789 | 10 | 0.32217
52340 | 7.02 | 1 | 365 | 7.9922 | 0.087144 | 8 | 0.079369
52915 | 12.6 | 1 | 365 | 14.345 | 0.87436 | 15 | 0.21938
52925 | 7.2 | 1 | 365 | 8.1972 | 0.49964 | 8 | 0.69679
32420 | 5.2 | 1 | 365 | 5.9202 | 0.9164 | 6 | 0.83657
32392 | 7.28 | 1 | 365 | 8.2882 | 0.68296 | 8 | 0.9712
52895 | 3.9 | 1 | 365 | 4.4401 | 0.9373 | 5 | 0.37743
52889 | 6.5 | 1 | 365 | 7.4002 | 0.8955 | 8 | 0.29571
52778 | 5.2 | 1 | 365 | 5.9202 | 0.9164 | 6 | 0.83657
52881 | 8.06 | 1 | 365 | 9.1763 | 0.47042 | 9 | 0.64668
52880 | 11.96 | 1 | 365 | 13.6164 | 0.40773 | 14 | 0.024111
52877 | 7.02 | 1 | 365 | 7.9922 | 0.087144 | 8 | 0.079369
52756 | 9.1 | 1 | 365 | 10.3603 | 0.85371 | 11 | 0.214
47434 | 11.2 | 1 | 365 | 12.7511 | 0.6661 | 13 | 0.41723
47414 | 6.6 | 1 | 365 | 7.5141 | 0.12467 | 7 | 0.63872
48936 | 4.42 | 1 | 365 | 5.0321 | 0.12894 | 5 | 0.16108
49883 | 7.65 | 1 | 365 | 8.7095 | 0.53086 | 9 | 0.24034
43997 | 4.75 | 1 | 365 | 5.4078 | 0.88518 | 6 | 0.29302
48296 | 4.96 | 1 | 365 | 5.6469 | 0.36642 | 6 | 0.013344
52928 | 7.02 | 1 | 365 | 7.9922 | 0.087144 | 8 | 0.079369
47401 | 2.6 | 1 | 365 | 2.9601 | 0.9582 | 3 | 0.91828
52920 | 6.5 | 1 | 365 | 7.4002 | 0.8955 | 8 | 0.29571
48506 | 11.48 | 1 | 365 | 13.0699 | 0.30775 | 13 | 0.37766
52515 | 8.58 | 1 | 365 | 9.7683 | 0.66207 | 10 | 0.43034
47343 | 7.56 | 1 | 365 | 8.607 | 0.32462 | 8 | 0.93163
51767 | 13 | 1 | 365 | 14.8004 | 0.79101 | 15 | 0.59142
46901 | 10.92 | 1 | 365 | 12.4324 | 0.024447 | 12 | 0.4568
52916 | 8.32 | 1 | 365 | 9.4723 | 0.066245 | 9 | 0.53851
48603 | 9.1 | 1 | 365 | 10.3603 | 0.85371 | 11 | 0.214
46900 | 5.045 | 1 | 365 | 5.7437 | 0.5612 | 6 | 0.3049
47301 | 8.12 | 1 | 365 | 9.2446 | 0.60792 | 9 | 0.85249
46491 | 11.2 | 1 | 365 | 12.7511 | 0.6661 | 13 | 0.41723
45197 | 8.25 | 1 | 365 | 9.3926 | 0.90583 | 10 | 0.2984
44775 | 5.985 | 1 | 365 | 6.8139 | 0.71532 | 7 | 0.52921
44731 | 7.5 | 1 | 365 | 8.5387 | 0.18712 | 8 | 0.72582
43509 | 6.3 | 1 | 365 | 7.1725 | 0.43718 | 7 | 0.60969
43574 | 4.96 | 1 | 365 | 5.6469 | 0.36642 | 6 | 0.013344
43486 | 7.194 | 1 | 365 | 8.1903 | 0.48589 | 8 | 0.67621
38022 | 10.66 | 1 | 365 | 12.1363 | 0.42863 | 12 | 0.56497
52720 | 11.7 | 1 | 365 | 13.3204 | 0.81191 | 14 | 0.13228
52633 | 10.14 | 1 | 365 | 11.5443 | 0.23699 | 11 | 0.78131
52112 | 9.1 | 1 | 365 | 10.3603 | 0.85371 | 11 | 0.214
44272 | 5.2 | 1 | 365 | 5.9202 | 0.9164 | 6 | 0.83657
43510 | 8.4 | 1 | 365 | 9.5633 | 0.24957 | 9 | 0.81292
39222 | 12.22 | 1 | 365 | 13.9124 | 0.0035475 | 13 | 0.91594
52730 | 6.24 | 1 | 365 | 7.1042 | 0.29968 | 7 | 0.40388
41995 | 3.597 | 1 | 365 | 4.0952 | 0.24294 | 4 | 0.3381
52729 | 8.32 | 1 | 365 | 9.4723 | 0.066245 | 9 | 0.53851
43501 | 7.848 | 1 | 365 | 8.9349 | 0.9846 | 9 | 0.9195
52617 | 5.72 | 1 | 365 | 6.5122 | 0.10804 | 6 | 0.62023
27535 | 5.46 | 1 | 365 | 6.2162 | 0.51222 | 6 | 0.7284
34072 | 4.42 | 1 | 365 | 5.0321 | 0.12894 | 5 | 0.16108
52669 | 6.5 | 1 | 365 | 7.4002 | 0.8955 | 8 | 0.29571
48662 | 3.64 | 1 | 365 | 4.1441 | 0.34148 | 4 | 0.4856
52678 | 2.6 | 1 | 365 | 2.9601 | 0.9582 | 3 | 0.91828
24948 | 7.8 | 1 | 365 | 8.8803 | 0.8746 | 9 | 0.75485
52648 | 5.46 | 1 | 365 | 6.2162 | 0.51222 | 6 | 0.7284
52768 | 3.12 | 1 | 365 | 3.5521 | 0.14984 | 3 | 0.70194
52642 | 8.06 | 1 | 365 | 9.1763 | 0.47042 | 9 | 0.64668
38571 | 7 | 1 | 365 | 7.9695 | 0.041312 | 8 | 0.010767
52722 | 5.98 | 1 | 365 | 6.8082 | 0.70386 | 7 | 0.51206
48266 | 7.245 | 1 | 365 | 8.2484 | 0.60276 | 8 | 0.85114
53013 | 3.64 | 1 | 365 | 4.1441 | 0.34148 | 4 | 0.4856
52349 | 8.06 | 1 | 365 | 9.1763 | 0.47042 | 9 | 0.64668
31848 | 3.9 | 1 | 365 | 4.4401 | 0.9373 | 5 | 0.37743
31890 | 7.28 | 1 | 365 | 8.2882 | 0.68296 | 8 | 0.9712
53063 | 5.565 | 1 | 365 | 6.3357 | 0.75284 | 7 | 0.08856
53010 | 5.72 | 1 | 365 | 6.5122 | 0.10804 | 6 | 0.62023
53002 | 11.655 | 1 | 365 | 13.2691 | 0.70878 | 13 | 0.97793
32390 | 3.64 | 1 | 365 | 4.1441 | 0.34148 | 4 | 0.4856
53003 | 6.36 | 1 | 365 | 7.2408 | 0.57468 | 7 | 0.8155
38468 | 3.315 | 1 | 365 | 3.7741 | 0.59671 | 4 | 0.37081
53023 | 2.86 | 1 | 365 | 3.2561 | 0.55402 | 3 | 0.81011
52362 | 8.84 | 1 | 365 | 10.0643 | 0.25789 | 10 | 0.32217
53134 | 8.96 | 1 | 365 | 10.2009 | 0.53288 | 10 | 0.73378
52437 | 2.86 | 1 | 365 | 3.2561 | 0.55402 | 3 | 0.81011
52792 | 9.36 | 1 | 365 | 10.6563 | 0.44953 | 11 | 0.10583
52375 | 1.82 | 1 | 365 | 2.0721 | 0.17074 | 2 | 0.2428
52992 | 13 | 1 | 365 | 14.8004 | 0.79101 | 15 | 0.59142
53048 | 2.86 | 1 | 365 | 3.2561 | 0.55402 | 3 | 0.81011
51625 | 6.76 | 1 | 365 | 7.6962 | 0.49132 | 8 | 0.18754
38290 | 5.46 | 1 | 365 | 6.2162 | 0.51222 | 6 | 0.7284
52431 | 2.08 | 1 | 365 | 2.3681 | 0.76656 | 3 | 0.13463
53022 | 11.18 | 1 | 365 | 12.7284 | 0.62027 | 13 | 0.34863
44708 | 12 | 1 | 365 | 13.6619 | 0.49939 | 14 | 0.16132
53037 | 7.8 | 1 | 365 | 8.8803 | 0.8746 | 9 | 0.75485
42430 | 8.06 | 1 | 365 | 9.1763 | 0.47042 | 9 | 0.64668
53120 | 8.58 | 1 | 365 | 9.7683 | 0.66207 | 10 | 0.43034
53122 | 6.5 | 1 | 365 | 7.4002 | 0.8955 | 8 | 0.29571
53128 | 7.8 | 1 | 365 | 8.8803 | 0.8746 | 9 | 0.75485
52982 | 6.5 | 1 | 365 | 7.4002 | 0.8955 | 8 | 0.29571
53129 | 4.94 | 1 | 365 | 5.6242 | 0.32058 | 5 | 0.94474
36960 | 4.42 | 1 | 365 | 5.0321 | 0.12894 | 5 | 0.16108
53125 | 6.76 | 1 | 365 | 7.6962 | 0.49132 | 8 | 0.18754
52990 | 8.58 | 1 | 365 | 9.7683 | 0.66207 | 10 | 0.43034
47742 | 5.865 | 1 | 365 | 6.6773 | 0.44033 | 7 | 0.11759
52979 | 9.62 | 1 | 365 | 10.9523 | 0.045346 | 10 | 0.99765
25327 | 9.62 | 1 | 365 | 10.9523 | 0.045346 | 10 | 0.99765
52973 | 8.84 | 1 | 365 | 10.0643 | 0.25789 | 10 | 0.32217
18309 | 6.24 | 1 | 365 | 7.1042 | 0.29968 | 7 | 0.40388
46830 | 6.375 | 1 | 365 | 7.2579 | 0.60905 | 7 | 0.86695
24021 | 2.86 | 1 | 365 | 3.2561 | 0.55402 | 3 | 0.81011
22748 | 5.61 | 1 | 365 | 6.3869 | 0.85597 | 7 | 0.24291
52772 | 7.02 | 1 | 365 | 7.9922 | 0.087144 | 8 | 0.079369
46857 | 4.48 | 1 | 365 | 5.1005 | 0.26644 | 5 | 0.36689
44352 | 7.8 | 1 | 365 | 8.8803 | 0.8746 | 9 | 0.75485
52777 | 4.68 | 1 | 365 | 5.3282 | 0.72476 | 6 | 0.052913
52957 | 4.42 | 1 | 365 | 5.0321 | 0.12894 | 5 | 0.16108
52927 | 5.2 | 1 | 365 | 5.9202 | 0.9164 | 6 | 0.83657
13845 | 4.08 | 1 | 365 | 4.6451 | 0.34979 | 4 | 0.99485
53209 | 8.84 | 1 | 365 | 10.0643 | 0.25789 | 10 | 0.32217
42298 | 6.05 | 1 | 365 | 6.8879 | 0.86428 | 7 | 0.75216
53206 | 4.16 | 1 | 365 | 4.7361 | 0.53312 | 5 | 0.26926
52946 | 4.42 | 1 | 365 | 5.0321 | 0.12894 | 5 | 0.16108
42292 | 3.3 | 1 | 365 | 3.757 | 0.56233 | 4 | 0.31936
35966 | 1.56 | 1 | 365 | 1.7761 | 0.57492 | 2 | 0.35097
52997 | 5.72 | 1 | 365 | 6.5122 | 0.10804 | 6 | 0.62023
52949 | 2.34 | 1 | 365 | 2.6641 | 0.36238 | 3 | 0.026456
37402 | 4.16 | 1 | 365 | 4.7361 | 0.53312 | 5 | 0.26926
52999 | 6.24 | 1 | 365 | 7.1042 | 0.29968 | 7 | 0.40388
38634 | 5.72 | 1 | 365 | 6.5122 | 0.10804 | 6 | 0.62023
53009 | 2.86 | 1 | 365 | 3.2561 | 0.55402 | 3 | 0.81011
34316 | 8.06 | 1 | 365 | 9.1763 | 0.47042 | 9 | 0.64668
47244 | 5.46 | 1 | 365 | 6.2162 | 0.51222 | 6 | 0.7284
32141 | 4.94 | 1 | 365 | 5.6242 | 0.32058 | 5 | 0.94474
53036 | 9.62 | 1 | 365 | 10.9523 | 0.045346 | 10 | 0.99765
53034 | 7.8 | 1 | 365 | 8.8803 | 0.8746 | 9 | 0.75485
25657 | 4.68 | 1 | 365 | 5.3282 | 0.72476 | 6 | 0.052913
53029 | 7.28 | 1 | 365 | 8.2882 | 0.68296 | 8 | 0.9712
53028 | 5.72 | 1 | 365 | 6.5122 | 0.10804 | 6 | 0.62023
53024 | 5.46 | 1 | 365 | 6.2162 | 0.51222 | 6 | 0.7284
28004 | 5.46 | 1 | 365 | 6.2162 | 0.51222 | 6 | 0.7284
47603 | 3.99 | 1 | 365 | 4.5426 | 0.14355 | 4 | 0.68614
53215 | 8.06 | 1 | 365 | 9.1763 | 0.47042 | 9 | 0.64668
53195 | 5.72 | 1 | 365 | 6.5122 | 0.10804 | 6 | 0.62023
36815 | 3.57 | 1 | 365 | 4.0644 | 0.18107 | 4 | 0.24549
42005 | 11.772 | 1 | 365 | 13.4023 | 0.9769 | 14 | 0.37925
52890 | 7.28 | 1 | 365 | 8.2882 | 0.68296 | 8 | 0.9712
46493 | 5.61 | 1 | 365 | 6.3869 | 0.85597 | 7 | 0.24291
52530 | 5.2 | 1 | 365 | 5.9202 | 0.9164 | 6 | 0.83657
33771 | 5.98 | 1 | 365 | 6.8082 | 0.70386 | 7 | 0.51206
52355 | 2.6 | 1 | 365 | 2.9601 | 0.9582 | 3 | 0.91828
51606 | 10.4 | 1 | 365 | 11.8403 | 0.83281 | 12 | 0.67314
46327 | 11.4 | 1 | 365 | 12.9788 | 0.12442 | 13 | 0.10325
53085 | 7.8 | 1 | 365 | 8.8803 | 0.8746 | 9 | 0.75485
48664 | 3.38 | 1 | 365 | 3.8481 | 0.74566 | 4 | 0.59377
52520 | 8.06 | 1 | 365 | 9.1763 | 0.47042 | 9 | 0.64668
53088 | 2.08 | 1 | 365 | 2.3681 | 0.76656 | 3 | 0.13463
50901 | 8.84 | 1 | 365 | 10.0643 | 0.25789 | 10 | 0.32217
52537 | 3.12 | 1 | 365 | 3.5521 | 0.14984 | 3 | 0.70194
51995 | 4.68 | 1 | 365 | 5.3282 | 0.72476 | 6 | 0.052913
52538 | 9.1 | 1 | 365 | 10.3603 | 0.85371 | 11 | 0.214
43699 | 10.14 | 1 | 365 | 11.5443 | 0.23699 | 11 | 0.78131
52115 | 3.9 | 1 | 365 | 4.4401 | 0.9373 | 5 | 0.37743
49045 | 3.38 | 1 | 365 | 3.8481 | 0.74566 | 4 | 0.59377
52158 | 8.84 | 1 | 365 | 10.0643 | 0.25789 | 10 | 0.32217
51790 | 3.64 | 1 | 365 | 4.1441 | 0.34148 | 4 | 0.4856
51575 | 5.72 | 1 | 365 | 6.5122 | 0.10804 | 6 | 0.62023
49526 | 7.54 | 1 | 365 | 8.5842 | 0.27878 | 8 | 0.86303
52628 | 13 | 1 | 365 | 14.8004 | 0.79101 | 15 | 0.59142
51931 | 11.18 | 1 | 365 | 12.7284 | 0.62027 | 13 | 0.34863
52732 | 4.94 | 1 | 365 | 5.6242 | 0.32058 | 5 | 0.94474
52291 | 4.16 | 1 | 365 | 4.7361 | 0.53312 | 5 | 0.26926
52360 | 10.14 | 1 | 365 | 11.5443 | 0.23699 | 11 | 0.78131
39115 | 4.25 | 1 | 365 | 4.8386 | 0.73937 | 5 | 0.57797
29112 | 7.8 | 1 | 365 | 8.8803 | 0.8746 | 9 | 0.75485
47356 | 2.6 | 1 | 365 | 2.9601 | 0.9582 | 3 | 0.91828
52498 | 6.24 | 1 | 365 | 7.1042 | 0.29968 | 7 | 0.40388
32857 | 4.42 | 1 | 365 | 5.0321 | 0.12894 | 5 | 0.16108
22512 | 4.42 | 1 | 365 | 5.0321 | 0.12894 | 5 | 0.16108
41113 | 7.28 | 1 | 365 | 8.2882 | 0.68296 | 8 | 0.9712
23472 | 7.8 | 1 | 365 | 8.8803 | 0.8746 | 9 | 0.75485
43735 | 3.64 | 1 | 365 | 4.1441 | 0.34148 | 4 | 0.4856
32168 | 8.58 | 1 | 365 | 9.7683 | 0.66207 | 10 | 0.43034
45177 | 8.06 | 1 | 365 | 9.1763 | 0.47042 | 9 | 0.64668
33689 | 2.86 | 1 | 365 | 3.2561 | 0.55402 | 3 | 0.81011
34421 | 10.92 | 1 | 365 | 12.4324 | 0.024447 | 12 | 0.4568
44216 | 4.16 | 1 | 365 | 4.7361 | 0.53312 | 5 | 0.26926
53373 | 7.56 | 1 | 365 | 8.607 | 0.32462 | 8 | 0.93163
46799 | 7.98 | 1 | 365 | 9.0852 | 0.2871 | 9 | 0.37227
44647 | 6.5 | 1 | 365 | 7.4002 | 0.8955 | 8 | 0.29571
49220 | 7.02 | 1 | 365 | 7.9922 | 0.087144 | 8 | 0.079369
45512 | 4.96 | 1 | 365 | 5.6469 | 0.36642 | 6 | 0.013344
53086 | 7.02 | 1 | 365 | 7.9922 | 0.087144 | 8 | 0.079369
45543 | 4.16 | 1 | 365 | 4.7361 | 0.53312 | 5 | 0.26926
48816 | 4.16 | 1 | 365 | 4.7361 | 0.53312 | 5 | 0.26926
45514 | 8.12 | 1 | 365 | 9.2446 | 0.60792 | 9 | 0.85249
48676 | 8.06 | 1 | 365 | 9.1763 | 0.47042 | 9 | 0.64668
48628 | 11.18 | 1 | 365 | 12.7284 | 0.62027 | 13 | 0.34863
51072 | 7.28 | 1 | 365 | 8.2882 | 0.68296 | 8 | 0.9712
50904 | 4.16 | 1 | 365 | 4.7361 | 0.53312 | 5 | 0.26926
50970 | 13 | 1 | 365 | 14.8004 | 0.79101 | 15 | 0.59142
51942 | 10.4 | 1 | 365 | 11.8403 | 0.83281 | 12 | 0.67314
50963 | 7.54 | 1 | 365 | 8.5842 | 0.27878 | 8 | 0.86303
45195 | 6.27 | 1 | 365 | 7.1384 | 0.36843 | 7 | 0.50679
51622 | 6.24 | 1 | 365 | 7.1042 | 0.29968 | 7 | 0.40388
52228 | 5.98 | 1 | 365 | 6.8082 | 0.70386 | 7 | 0.51206
46312 | 8.82 | 1 | 365 | 10.0415 | 0.21205 | 10 | 0.25357
33393 | 7.8 | 1 | 365 | 8.8803 | 0.8746 | 9 | 0.75485
52462 | 9.1 | 1 | 365 | 10.3603 | 0.85371 | 11 | 0.214
50654 | 4.76 | 1 | 365 | 5.4192 | 0.90809 | 6 | 0.32732
37811 | 8.32 | 1 | 365 | 9.4723 | 0.066245 | 9 | 0.53851
51737 | 2.86 | 1 | 365 | 3.2561 | 0.55402 | 3 | 0.81011
52282 | 2.34 | 1 | 365 | 2.6641 | 0.36238 | 3 | 0.026456
46349 | 9.6 | 1 | 365 | 10.9295 | 0.99951 | 11 | 0.92905
53323 | 8.58 | 1 | 365 | 9.7683 | 0.66207 | 10 | 0.43034
53346 | 3.38 | 1 | 365 | 3.8481 | 0.74566 | 4 | 0.59377
53349 | 6.24 | 1 | 365 | 7.1042 | 0.29968 | 7 | 0.40388
53351 | 5.72 | 1 | 365 | 6.5122 | 0.10804 | 6 | 0.62023
53354 | 2.08 | 1 | 365 | 2.3681 | 0.76656 | 3 | 0.13463
45620 | 5.1 | 1 | 365 | 5.8063 | 0.68724 | 6 | 0.49356
53360 | 5.2 | 1 | 365 | 5.9202 | 0.9164 | 6 | 0.83657
53368 | 5.46 | 1 | 365 | 6.2162 | 0.51222 | 6 | 0.7284
53353 | 4.16 | 1 | 365 | 4.7361 | 0.53312 | 5 | 0.26926
53357 | 4.16 | 1 | 365 | 4.7361 | 0.53312 | 5 | 0.26926
52525 | 4.94 | 1 | 365 | 5.6242 | 0.32058 | 5 | 0.94474
52476 | 12.48 | 1 | 365 | 14.2084 | 0.59937 | 14 | 0.80777
29773 | 4.16 | 1 | 365 | 4.7361 | 0.53312 | 5 | 0.26926
53534 | 3.9 | 1 | 365 | 4.4401 | 0.9373 | 5 | 0.37743
53535 | 6.76 | 1 | 365 | 7.6962 | 0.49132 | 8 | 0.18754
53541 | 7.28 | 1 | 365 | 8.2882 | 0.68296 | 8 | 0.9712
53547 | 4.94 | 1 | 365 | 5.6242 | 0.32058 | 5 | 0.94474
46376 | 4.65 | 1 | 365 | 5.294 | 0.65601 | 5 | 0.95001
53542 | 6.5 | 1 | 365 | 7.4002 | 0.8955 | 8 | 0.29571
53235 | 6.75 | 1 | 365 | 7.6848 | 0.46841 | 8 | 0.15324
53548 | 2.6 | 1 | 365 | 2.9601 | 0.9582 | 3 | 0.91828
48849 | 10.08 | 1 | 365 | 11.476 | 0.099489 | 11 | 0.5755
53140 | 7.56 | 1 | 365 | 8.607 | 0.32462 | 8 | 0.93163
52850 | 5.46 | 1 | 365 | 6.2162 | 0.51222 | 6 | 0.7284
32395 | 7.8 | 1 | 365 | 8.8803 | 0.8746 | 9 | 0.75485
48686 | 5.865 | 1 | 365 | 6.6773 | 0.44033 | 7 | 0.11759
37728 | 6.24 | 1 | 365 | 7.1042 | 0.29968 | 7 | 0.40388
51618 | 5.2 | 1 | 365 | 5.9202 | 0.9164 | 6 | 0.83657
23109 | 1.785 | 1 | 365 | 2.0322 | 0.090535 | 2 | 0.12275
51847 | 9.62 | 1 | 365 | 10.9523 | 0.045346 | 10 | 0.99765
51834 | 14.79 | 1 | 365 | 16.8383 | 0.893 | 17 | 0.73132
47644 | 9.8 | 1 | 365 | 11.1572 | 0.45784 | 11 | 0.61507
46388 | 9 | 1 | 365 | 10.2464 | 0.62454 | 10 | 0.87099
53069 | 5.72 | 1 | 365 | 6.5122 | 0.10804 | 6 | 0.62023
53247 | 13.68 | 1 | 365 | 15.5746 | 0.34931 | 15 | 0.9239
32590 | 4.42 | 1 | 365 | 5.0321 | 0.12894 | 5 | 0.16108
53065 | 10.92 | 1 | 365 | 12.4324 | 0.024447 | 12 | 0.4568
46441 | 6.72 | 1 | 365 | 7.6507 | 0.39966 | 8 | 0.050337
53055 | 9.36 | 1 | 365 | 10.6563 | 0.44953 | 11 | 0.10583
46446 | 5.61 | 1 | 365 | 6.3869 | 0.85597 | 7 | 0.24291
52570 | 11.7 | 1 | 365 | 13.3204 | 0.81191 | 14 | 0.13228
53021 | 10.92 | 1 | 365 | 12.4324 | 0.024447 | 12 | 0.4568
46449 | 7.84 | 1 | 365 | 8.9258 | 0.96627 | 9 | 0.89206
46450 | 7.194 | 1 | 365 | 8.1903 | 0.48589 | 8 | 0.67621
52152 | 7.02 | 1 | 365 | 7.9922 | 0.087144 | 8 | 0.079369
53026 | 3.9 | 1 | 365 | 4.4401 | 0.9373 | 5 | 0.37743
53032 | 7.28 | 1 | 365 | 8.2882 | 0.68296 | 8 | 0.9712
53068 | 6.76 | 1 | 365 | 7.6962 | 0.49132 | 8 | 0.18754
53083 | 4.42 | 1 | 365 | 5.0321 | 0.12894 | 5 | 0.16108
53066 | 13 | 1 | 365 | 14.8004 | 0.79101 | 15 | 0.59142
53285 | 7.56 | 1 | 365 | 8.607 | 0.32462 | 8 | 0.93163
53080 | 7.02 | 1 | 365 | 7.9922 | 0.087144 | 8 | 0.079369
53049 | 9.1 | 1 | 365 | 10.3603 | 0.85371 | 11 | 0.214
53046 | 10.14 | 1 | 365 | 11.5443 | 0.23699 | 11 | 0.78131
47297 | 12.753 | 1 | 365 | 14.5192 | 0.22498 | 14 | 0.74419
53287 | 5.5 | 1 | 365 | 6.2617 | 0.60389 | 6 | 0.8656
32591 | 3.38 | 1 | 365 | 3.8481 | 0.74566 | 4 | 0.59377
51578 | 2.6 | 1 | 365 | 2.9601 | 0.9582 | 3 | 0.91828
28850 | 4.42 | 1 | 365 | 5.0321 | 0.12894 | 5 | 0.16108
51833 | 4.94 | 1 | 365 | 5.6242 | 0.32058 | 5 | 0.94474
23606 | 9.88 | 1 | 365 | 11.2483 | 0.64117 | 11 | 0.88948
37760 | 8.06 | 1 | 365 | 9.1763 | 0.47042 | 9 | 0.64668
52318 | 11.96 | 1 | 365 | 13.6164 | 0.40773 | 14 | 0.024111
46479 | 4.48 | 1 | 365 | 5.1005 | 0.26644 | 5 | 0.36689
35066 | 7.6 | 1 | 365 | 8.6526 | 0.41628 | 9 | 0.068833
51355 | 8.58 | 1 | 365 | 9.7683 | 0.66207 | 10 | 0.43034
48491 | 8.4 | 1 | 365 | 9.5633 | 0.24957 | 9 | 0.81292
53313 | 12.825 | 1 | 365 | 14.6012 | 0.38998 | 14 | 0.99116
42051 | 9 | 1 | 365 | 10.2464 | 0.62454 | 10 | 0.87099
43548 | 6.93 | 1 | 365 | 7.8898 | 0.8809 | 8 | 0.77066
41897 | 8.7 | 1 | 365 | 9.9049 | 0.93706 | 10 | 0.84195
46497 | 4.72 | 1 | 365 | 5.3737 | 0.81643 | 6 | 0.19012
53461 | 5.1 | 1 | 365 | 5.8063 | 0.68724 | 6 | 0.49356
43477 | 5.559 | 1 | 365 | 6.3289 | 0.73909 | 7 | 0.067979
49059 | 8.505 | 1 | 365 | 9.6829 | 0.49019 | 10 | 0.17308
53470 | 6.84 | 1 | 365 | 7.7873 | 0.67465 | 8 | 0.46195
43719 | 5.1 | 1 | 365 | 5.8063 | 0.68724 | 6 | 0.49356
41560 | 9.483 | 1 | 365 | 10.7963 | 0.73139 | 11 | 0.52773
43671 | 11.4 | 1 | 365 | 12.9788 | 0.12442 | 13 | 0.10325
43714 | 5.1 | 1 | 365 | 5.8063 | 0.68724 | 6 | 0.49356
46324 | 10.8 | 1 | 365 | 12.2957 | 0.74945 | 13 | 0.045184
48841 | 7.29 | 1 | 365 | 8.2996 | 0.70588 | 9 | 0.005499
41579 | 8.19 | 1 | 365 | 9.3243 | 0.76834 | 10 | 0.092598
48858 | 6.72 | 1 | 365 | 7.6507 | 0.39966 | 8 | 0.050337
42031 | 6.3 | 1 | 365 | 7.1725 | 0.43718 | 7 | 0.60969
46370 | 7.13 | 1 | 365 | 8.1175 | 0.33922 | 8 | 0.45668
50672 | 4.578 | 1 | 365 | 5.212 | 0.49102 | 5 | 0.70304
48476 | 7.28 | 1 | 365 | 8.2882 | 0.68296 | 8 | 0.9712
45550 | 7.32 | 1 | 365 | 8.3338 | 0.77463 | 9 | 0.1084
44412 | 6.84 | 1 | 365 | 7.7873 | 0.67465 | 8 | 0.46195
48560 | 4.96 | 1 | 365 | 5.6469 | 0.36642 | 6 | 0.013344
48870 | 9.235 | 1 | 365 | 10.514 | 0.16307 | 10 | 0.67706
53670 | 9.88 | 1 | 365 | 11.2483 | 0.64117 | 11 | 0.88948
43915 | 5.985 | 1 | 365 | 6.8139 | 0.71532 | 7 | 0.52921
44080 | 10.5 | 1 | 365 | 11.9542 | 0.061968 | 12 | 0.016151
53673 | 9.6 | 1 | 365 | 10.9295 | 0.99951 | 11 | 0.92905
53681 | 9.805 | 1 | 365 | 11.1629 | 0.46929 | 11 | 0.63222
49034 | 5.32 | 1 | 365 | 6.0568 | 0.1914 | 6 | 0.24818
49877 | 24.8 | 1 | 365 | 28.2346 | 0.83208 | 29 | 0.066718
49044 | 10.23 | 1 | 365 | 11.6468 | 0.44323 | 12 | 0.090021
44697 | 3.75 | 1 | 365 | 4.2694 | 0.59356 | 4 | 0.86291
44376 | 4.275 | 1 | 365 | 4.8671 | 0.79666 | 5 | 0.66372
43494 | 8.25 | 1 | 365 | 9.3926 | 0.90583 | 10 | 0.2984
49049 | 8.06 | 1 | 365 | 9.1763 | 0.47042 | 9 | 0.64668
44340 | 6.75 | 1 | 365 | 7.6848 | 0.46841 | 8 | 0.15324
49179 | 8.91 | 1 | 365 | 10.144 | 0.4183 | 10 | 0.56228
49176 | 4.95 | 1 | 365 | 5.6355 | 0.3435 | 5 | 0.97904
44070 | 5.5 | 1 | 365 | 6.2617 | 0.60389 | 6 | 0.8656
49891 | 11.22 | 1 | 365 | 12.7739 | 0.71193 | 13 | 0.48583
44350 | 10.71 | 1 | 365 | 12.1933 | 0.54321 | 12 | 0.73647
50279 | 10.64 | 1 | 365 | 12.1136 | 0.38279 | 12 | 0.49637
45470 | 12.69 | 1 | 365 | 14.4475 | 0.080607 | 14 | 0.52809
43822 | 6.6 | 1 | 365 | 7.5141 | 0.12467 | 7 | 0.63872
43758 | 8.7 | 1 | 365 | 9.9049 | 0.93706 | 10 | 0.84195
44316 | 8.5 | 1 | 365 | 9.6772 | 0.47874 | 10 | 0.15593
45095 | 7.42 | 1 | 365 | 8.4476 | 0.0037907 | 8 | 0.45141
49489 | 6.84 | 1 | 365 | 7.7873 | 0.67465 | 8 | 0.46195
44003 | 6.76 | 1 | 365 | 7.6962 | 0.49132 | 8 | 0.18754
35925 | 5.4 | 1 | 365 | 6.1479 | 0.37473 | 6 | 0.52259
44765 | 11.44 | 1 | 365 | 13.0244 | 0.21609 | 13 | 0.24045
38288 | 2.6 | 1 | 365 | 2.9601 | 0.9582 | 3 | 0.91828
46487 | 7.125 | 1 | 365 | 8.1118 | 0.32776 | 8 | 0.43953
35954 | 6.66 | 1 | 365 | 7.5824 | 0.26216 | 7 | 0.84453
45583 | 5.7 | 1 | 365 | 6.4894 | 0.062211 | 6 | 0.55162
44746 | 7.98 | 1 | 365 | 9.0852 | 0.2871 | 9 | 0.37227
51249 | 14.835 | 1 | 365 | 16.8896 | 0.99612 | 17 | 0.88568
48832 | 6.095 | 1 | 365 | 6.9391 | 0.9674 | 7 | 0.90652
50289 | 8.1 | 1 | 365 | 9.2218 | 0.56209 | 9 | 0.78389
50655 | 6.9 | 1 | 365 | 7.8556 | 0.81215 | 8 | 0.66776
53102 | 9.88 | 1 | 365 | 11.2483 | 0.64117 | 11 | 0.88948
43914 | 5.695 | 1 | 365 | 6.4837 | 0.050753 | 6 | 0.53447
42029 | 6.5 | 1 | 365 | 7.4002 | 0.8955 | 8 | 0.29571
46904 | 10.791 | 1 | 365 | 12.2855 | 0.72883 | 13 | 0.014313
49440 | 5 | 1 | 365 | 5.6925 | 0.45808 | 6 | 0.15055
49995 | 4.42 | 1 | 365 | 5.0321 | 0.12894 | 5 | 0.16108
46877 | 6.6 | 1 | 365 | 7.5141 | 0.12467 | 7 | 0.63872
43454 | 5.7 | 1 | 365 | 6.4894 | 0.062211 | 6 | 0.55162
47591 | 24 | 1 | 365 | 27.3238 | 0.99878 | 28 | 0.32263
49731 | 7.875 | 1 | 365 | 8.9656 | 0.046476 | 9 | 0.012113
47670 | 7.2 | 1 | 365 | 8.1972 | 0.49964 | 8 | 0.69679
48502 | 7.56 | 1 | 365 | 8.607 | 0.32462 | 8 | 0.93163
46368 | 7.245 | 1 | 365 | 8.2484 | 0.60276 | 8 | 0.85114
46911 | 12.4 | 1 | 365 | 14.1173 | 0.41604 | 14 | 0.53336
46895 | 7.04 | 1 | 365 | 8.015 | 0.13298 | 8 | 0.14797
46796 | 8.68 | 1 | 365 | 9.8821 | 0.89123 | 10 | 0.77335
46886 | 7.5 | 1 | 365 | 8.5387 | 0.18712 | 8 | 0.72582
50157 | 6.93 | 1 | 365 | 7.8898 | 0.8809 | 8 | 0.77066
41565 | 9.135 | 1 | 365 | 10.4001 | 0.93391 | 11 | 0.33405
46890 | 8.4 | 1 | 365 | 9.5633 | 0.24957 | 9 | 0.81292
48855 | 6.16 | 1 | 365 | 7.0131 | 0.11635 | 7 | 0.12948
44723 | 5.58 | 1 | 365 | 6.3528 | 0.78722 | 7 | 0.14001
47617 | 14.88 | 1 | 365 | 16.9408 | 0.099246 | 17 | 0.040031
41937 | 5.7 | 1 | 365 | 6.4894 | 0.062211 | 6 | 0.55162
45565 | 8.19 | 1 | 365 | 9.3243 | 0.76834 | 10 | 0.092598
50001 | 11.73 | 1 | 365 | 13.3545 | 0.88066 | 14 | 0.23519
43455 | 5.52 | 1 | 365 | 6.2845 | 0.64972 | 6 | 0.9342
49886 | 7.65 | 1 | 365 | 8.7095 | 0.53086 | 9 | 0.24034
45205 | 5.415 | 1 | 365 | 6.1649 | 0.4091 | 6 | 0.57404
49917 | 10.965 | 1 | 365 | 12.4836 | 0.12757 | 12 | 0.61115
48566 | 9.69 | 1 | 365 | 11.032 | 0.20576 | 11 | 0.23776
44754 | 12.6 | 1 | 365 | 14.345 | 0.87436 | 15 | 0.21938
45218 | 4.578 | 1 | 365 | 5.212 | 0.49102 | 5 | 0.70304
49997 | 5.2 | 1 | 365 | 5.9202 | 0.9164 | 6 | 0.83657
48881 | 6.48 | 1 | 365 | 7.3774 | 0.84967 | 8 | 0.22711
49730 | 12.426 | 1 | 365 | 14.1469 | 0.47562 | 14 | 0.62254
49729 | 12.426 | 1 | 365 | 14.1469 | 0.47562 | 14 | 0.62254
46867 | 3.92 | 1 | 365 | 4.4629 | 0.98313 | 5 | 0.44603
49064 | 3.78 | 1 | 365 | 4.3035 | 0.66231 | 4 | 0.96581
49185 | 6.213 | 1 | 365 | 7.0735 | 0.23781 | 7 | 0.31127
41993 | 6.84 | 1 | 365 | 7.7873 | 0.67465 | 8 | 0.46195
47284 | 11.4 | 1 | 365 | 12.9788 | 0.12442 | 13 | 0.10325
43928 | 12 | 1 | 365 | 13.6619 | 0.49939 | 14 | 0.16132
46488 | 8.64 | 1 | 365 | 9.8366 | 0.79956 | 10 | 0.63615
43208 | 6.05 | 1 | 365 | 6.8879 | 0.86428 | 7 | 0.75216
42742 | 4.125 | 1 | 365 | 4.6963 | 0.45292 | 5 | 0.1492
42443 | 6.24 | 1 | 365 | 7.1042 | 0.29968 | 7 | 0.40388
42718 | 8.48 | 1 | 365 | 9.6544 | 0.4329 | 10 | 0.087329
42604 | 11 | 1 | 365 | 12.5234 | 0.20778 | 12 | 0.73121
42607 | 3.575 | 1 | 365 | 4.0701 | 0.19253 | 4 | 0.26264
42754 | 7.15 | 1 | 365 | 8.1402 | 0.38505 | 8 | 0.52528
42441 | 5.225 | 1 | 365 | 5.9486 | 0.97369 | 6 | 0.92232
42788 | 11 | 1 | 365 | 12.5234 | 0.20778 | 12 | 0.73121
34666 | 109.2 | 0.9 | 365 | 111.8912 | 0.22002 | 112 | 0.11117
42704 | 9.625 | 1 | 365 | 10.958 | 0.056804 | 11 | 0.014805
42579 | 5.225 | 1 | 365 | 5.9486 | 0.97369 | 6 | 0.92232
42540 | 9.075 | 1 | 365 | 10.3318 | 0.79642 | 11 | 0.12824
46481 | 11.73 | 1 | 365 | 13.3545 | 0.88066 | 14 | 0.23519
42539 | 4.24 | 1 | 365 | 4.8272 | 0.71645 | 5 | 0.54366
43549 | 3.15 | 1 | 365 | 3.5863 | 0.21859 | 3 | 0.80485
46354 | 9.99 | 1 | 365 | 11.3736 | 0.89324 | 12 | 0.26679
43941 | 10.464 | 1 | 365 | 11.9132 | 0.97947 | 12 | 0.89267
53854 | 8.215 | 1 | 365 | 9.3527 | 0.82563 | 10 | 0.17835
46452 | 11.73 | 1 | 365 | 13.3545 | 0.88066 | 14 | 0.23519
46342 | 20.16 | 1 | 365 | 22.952 | 0.19898 | 23 | 0.15101
47319 | 6.51 | 1 | 365 | 7.4116 | 0.91842 | 8 | 0.33001
47624 | 7.194 | 1 | 365 | 8.1903 | 0.48589 | 8 | 0.67621
44064 | 3.75 | 1 | 365 | 4.2694 | 0.59356 | 4 | 0.86291
51294 | 5.5 | 1 | 365 | 6.2617 | 0.60389 | 6 | 0.8656
46839 | 11.73 | 1 | 365 | 13.3545 | 0.88066 | 14 | 0.23519
46838 | 0.765 | 1 | 365 | 0.87095 | 0.75309 | 1 | 0.62403
49529 | 5.49 | 1 | 365 | 6.2503 | 0.58097 | 6 | 0.8313
46281 | 6.5 | 1 | 365 | 7.4002 | 0.8955 | 8 | 0.29571
47177 | 6.25 | 1 | 365 | 7.1156 | 0.3226 | 7 | 0.43818
47228 | 5.6 | 1 | 365 | 6.3756 | 0.83305 | 7 | 0.20861
46643 | 6.76 | 1 | 365 | 7.6962 | 0.49132 | 8 | 0.18754
46102 | 8.32 | 1 | 365 | 9.4723 | 0.066245 | 9 | 0.53851
46955 | 8.32 | 1 | 365 | 9.4723 | 0.066245 | 9 | 0.53851
46962 | 5.98 | 1 | 365 | 6.8082 | 0.70386 | 7 | 0.51206
46957 | 6.24 | 1 | 365 | 7.1042 | 0.29968 | 7 | 0.40388
45199 | 9 | 1 | 365 | 10.2464 | 0.62454 | 10 | 0.87099
48856 | 11.07 | 1 | 365 | 12.6031 | 0.36819 | 12 | 0.97131
51318 | 10.4 | 1 | 365 | 11.8403 | 0.83281 | 12 | 0.67314
46503 | 3.12 | 1 | 365 | 3.5521 | 0.14984 | 3 | 0.70194
49735 | 8.55 | 1 | 365 | 9.7341 | 0.59332 | 10 | 0.32744
46496 | 6.76 | 1 | 365 | 7.6962 | 0.49132 | 8 | 0.18754
46483 | 4.24 | 1 | 365 | 4.8272 | 0.71645 | 5 | 0.54366
46823 | 11.655 | 1 | 365 | 13.2691 | 0.70878 | 13 | 0.97793
46611 | 8.32 | 1 | 365 | 9.4723 | 0.066245 | 9 | 0.53851
49469 | 7.98 | 1 | 365 | 9.0852 | 0.2871 | 9 | 0.37227
46959 | 6.24 | 1 | 365 | 7.1042 | 0.29968 | 7 | 0.40388
50235 | 10.8 | 1 | 365 | 12.2957 | 0.74945 | 13 | 0.045184
49163 | 4.41 | 1 | 365 | 5.0208 | 0.10603 | 5 | 0.12678
46661 | 5.2 | 1 | 365 | 5.9202 | 0.9164 | 6 | 0.83657
46004 | 3.64 | 1 | 365 | 4.1441 | 0.34148 | 4 | 0.4856
46374 | 5.88 | 1 | 365 | 6.6943 | 0.4747 | 7 | 0.16904
46508 | 3.76 | 1 | 365 | 4.2807 | 0.61648 | 4 | 0.89721
46433 | 6.48 | 1 | 365 | 7.3774 | 0.84967 | 8 | 0.22711
46076 | 3.38 | 1 | 365 | 3.8481 | 0.74566 | 4 | 0.59377
46030 | 4.16 | 1 | 365 | 4.7361 | 0.53312 | 5 | 0.26926
46070 | 6.5 | 1 | 365 | 7.4002 | 0.8955 | 8 | 0.29571
46034 | 4.68 | 1 | 365 | 5.3282 | 0.72476 | 6 | 0.052913
46080 | 7.54 | 1 | 365 | 8.5842 | 0.27878 | 8 | 0.86303
46090 | 8.84 | 1 | 365 | 10.0643 | 0.25789 | 10 | 0.32217
47662 | 9.69 | 1 | 365 | 11.032 | 0.20576 | 11 | 0.23776
46097 | 5.2 | 1 | 365 | 5.9202 | 0.9164 | 6 | 0.83657
46896 | 7.125 | 1 | 365 | 8.1118 | 0.32776 | 8 | 0.43953
47431 | 8.5 | 1 | 365 | 9.6772 | 0.47874 | 10 | 0.15593
49172 | 6.72 | 1 | 365 | 7.6507 | 0.39966 | 8 | 0.050337
47374 | 6.24 | 1 | 365 | 7.1042 | 0.29968 | 7 | 0.40388
46854 | 6.3 | 1 | 365 | 7.1725 | 0.43718 | 7 | 0.60969
50558 | 9.3 | 1 | 365 | 10.588 | 0.31203 | 10 | 0.90002
48496 | 5.04 | 1 | 365 | 5.738 | 0.54974 | 6 | 0.28775
50688 | 4.86 | 1 | 365 | 5.5331 | 0.13725 | 5 | 0.67033
46334 | 9.12 | 1 | 365 | 10.3831 | 0.89954 | 11 | 0.2826
46358 | 5.1 | 1 | 365 | 5.8063 | 0.68724 | 6 | 0.49356
51429 | 5.2 | 1 | 365 | 5.9202 | 0.9164 | 6 | 0.83657
44646 | 10.71 | 1 | 365 | 12.1933 | 0.54321 | 12 | 0.73647
42691 | 9.35 | 1 | 365 | 10.6449 | 0.42661 | 11 | 0.071525
42678 | 9.9 | 1 | 365 | 11.2711 | 0.687 | 11 | 0.95809
45605 | 4.76 | 1 | 365 | 5.4192 | 0.90809 | 6 | 0.32732
37613 | 5.1 | 1 | 365 | 5.8063 | 0.68724 | 6 | 0.49356
44566 | 8.25 | 1 | 365 | 9.3926 | 0.90583 | 10 | 0.2984
45607 | 6.75 | 1 | 365 | 7.6848 | 0.46841 | 8 | 0.15324
48508 | 3.78 | 1 | 365 | 4.3035 | 0.66231 | 4 | 0.96581
47600 | 9.75 | 1 | 365 | 11.1003 | 0.34326 | 11 | 0.44357
46850 | 6.44 | 1 | 365 | 7.3319 | 0.75801 | 8 | 0.089906
46828 | 6 | 1 | 365 | 6.831 | 0.7497 | 7 | 0.58066
51286 | 12.09 | 1 | 365 | 13.7644 | 0.70564 | 14 | 0.47003
44040 | 9.81 | 1 | 365 | 11.1686 | 0.48075 | 11 | 0.64938
47672 | 9.075 | 1 | 365 | 10.3318 | 0.79642 | 11 | 0.12824
41956 | 7.875 | 1 | 365 | 8.9656 | 0.046476 | 9 | 0.012113
44745 | 5.72 | 1 | 365 | 6.5122 | 0.10804 | 6 | 0.62023
43931 | 8.96 | 1 | 365 | 10.2009 | 0.53288 | 10 | 0.73378
46392 | 4.96 | 1 | 365 | 5.6469 | 0.36642 | 6 | 0.013344
53946 | 10.6 | 1 | 365 | 12.068 | 0.29113 | 12 | 0.35916
53111 | 9.6 | 1 | 365 | 10.9295 | 0.99951 | 11 | 0.92905
34049 | 129.2 | 0.9 | 365 | 132.384 | 0.46911 | 132 | 0.85314
32968 | 681.065 | 0.9 | 365 | 697.8493 | 0.66551 | 698 | 0.51484
49452 | 9.945 | 1 | 365 | 11.3223 | 0.79012 | 12 | 0.11244
32971 | 176.8 | 0.9 | 365 | 181.1571 | 0.64194 | 181 | 0.79904
51289 | 4.59 | 1 | 365 | 5.2257 | 0.51852 | 5 | 0.7442
34603 | 54.9 | 0.9 | 365 | 56.253 | 0.22875 | 56 | 0.48172
49323 | 7.65 | 1 | 365 | 8.7095 | 0.53086 | 9 | 0.24034
41563 | 10.791 | 1 | 365 | 12.2855 | 0.72883 | 13 | 0.014313
34755 | 124 | 0.9 | 365 | 127.0559 | 0.74435 | 127 | 0.80023
50148 | 8.502 | 1 | 365 | 9.6795 | 0.48332 | 10 | 0.16279
34684 | 202.8 | 0.9 | 365 | 207.7979 | 0.26575 | 208 | 0.063604
35298 | 265.98 | 0.9 | 365 | 272.5349 | 0.57162 | 273 | 0.1065
44388 | 11.78 | 1 | 365 | 13.4115 | 0.99524 | 14 | 0.40669
35299 | 269.39 | 0.9 | 365 | 276.0289 | 0.60459 | 276 | 0.6335
32959 | 649.8 | 0.8 | 365 | 591.8345 | 0.27366 | 592 | 0.10817
47621 | 5.58 | 1 | 365 | 6.3528 | 0.78722 | 7 | 0.14001
32966 | 649.8 | 0.8 | 365 | 591.8345 | 0.27366 | 592 | 0.10817
46492 | 8.4 | 1 | 365 | 9.5633 | 0.24957 | 9 | 0.81292
32969 | 649.8 | 0.8 | 365 | 591.8345 | 0.27366 | 592 | 0.10817
44413 | 17.325 | 1 | 365 | 19.7244 | 0.70225 | 20 | 0.42665
46422 | 4.905 | 1 | 365 | 5.5843 | 0.24038 | 5 | 0.82469
47914 | 4.42 | 1 | 365 | 5.0321 | 0.12894 | 5 | 0.16108
44062 | 5.4 | 1 | 365 | 6.1479 | 0.37473 | 6 | 0.52259
42670 | 11.13 | 1 | 365 | 12.6714 | 0.50569 | 13 | 0.17712
44905 | 9.69 | 1 | 365 | 11.032 | 0.20576 | 11 | 0.23776
43444 | 5.75 | 1 | 365 | 6.5463 | 0.17679 | 6 | 0.72313
42557 | 6.625 | 1 | 365 | 7.5425 | 0.18196 | 7 | 0.72448
44425 | 4.905 | 1 | 365 | 5.5843 | 0.24038 | 5 | 0.82469
49067 | 5.865 | 1 | 365 | 6.6773 | 0.44033 | 7 | 0.11759
41453 | 15.696 | 1 | 365 | 17.8698 | 0.9692 | 18 | 0.839
48513 | 8.96 | 1 | 365 | 10.2009 | 0.53288 | 10 | 0.73378
48847 | 5.7 | 1 | 365 | 6.4894 | 0.062211 | 6 | 0.55162
44058 | 4.905 | 1 | 365 | 5.5843 | 0.24038 | 5 | 0.82469
47612 | 3.6 | 1 | 365 | 4.0986 | 0.24982 | 4 | 0.34839
43531 | 13.23 | 1 | 365 | 15.0623 | 0.31808 | 15 | 0.38035
41542 | 6.54 | 1 | 365 | 7.4457 | 0.98717 | 8 | 0.43292
48485 | 7.75 | 1 | 365 | 8.8233 | 0.76002 | 9 | 0.58335
51251 | 14.79 | 1 | 365 | 16.8383 | 0.893 | 17 | 0.73132
50280 | 6.84 | 1 | 365 | 7.7873 | 0.67465 | 8 | 0.46195
41978 | 11.655 | 1 | 365 | 13.2691 | 0.70878 | 13 | 0.97793
49157 | 3.924 | 1 | 365 | 4.4674 | 0.9923 | 5 | 0.45975
49885 | 9.45 | 1 | 365 | 10.7588 | 0.65577 | 11 | 0.41454
49478 | 10.464 | 1 | 365 | 11.9132 | 0.97947 | 12 | 0.89267
49019 | 8.1 | 1 | 365 | 9.2218 | 0.56209 | 9 | 0.78389
48481 | 10.5 | 1 | 365 | 11.9542 | 0.061968 | 12 | 0.016151
44057 | 5 | 1 | 365 | 5.6925 | 0.45808 | 6 | 0.15055
34757 | 145.08 | 0.9 | 365 | 148.6554 | 0.22088 | 148 | 0.87627
34562 | 209.56 | 0.9 | 365 | 214.7244 | 0.20794 | 214 | 0.93239
36229 | 237.05 | 0.9 | 365 | 242.8919 | 0.90482 | 243 | 0.79673
34733 | 475.84 | 0.9 | 365 | 487.5667 | 0.3983 | 487 | 0.96502
34527 | 102.024 | 0.9 | 365 | 104.5383 | 0.41985 | 104 | 0.95815
34537 | 106.6 | 0.9 | 365 | 109.2271 | 0.85764 | 110 | 0.084715
46288 | 5.2 | 1 | 365 | 5.9202 | 0.9164 | 6 | 0.83657
46165 | 5.2 | 1 | 365 | 5.9202 | 0.9164 | 6 | 0.83657
42712 | 12.1 | 1 | 365 | 13.7758 | 0.72855 | 14 | 0.50433
48638 | 3.12 | 1 | 365 | 3.5521 | 0.14984 | 3 | 0.70194
45497 | 4.575 | 1 | 365 | 5.2086 | 0.48414 | 5 | 0.69275
41595 | 10.35 | 1 | 365 | 11.7834 | 0.71823 | 12 | 0.50163
43175 | 3.64 | 1 | 365 | 4.1441 | 0.34148 | 4 | 0.4856
42753 | 3.575 | 1 | 365 | 4.0701 | 0.19253 | 4 | 0.26264
42811 | 11.22 | 1 | 365 | 12.7739 | 0.71193 | 13 | 0.48583
42736 | 6.6 | 1 | 365 | 7.5141 | 0.12467 | 7 | 0.63872
41946 | 4.59 | 1 | 365 | 5.2257 | 0.51852 | 5 | 0.7442
38558 | 6.12 | 1 | 365 | 6.9676 | 0.02469 | 6 | 0.99227
38498 | 7.395 | 1 | 365 | 8.4192 | 0.9465 | 9 | 0.36566
38447 | 8.25 | 1 | 365 | 9.3926 | 0.90583 | 10 | 0.2984
38398 | 6.12 | 1 | 365 | 6.9676 | 0.02469 | 6 | 0.99227
38791 | 6.12 | 1 | 365 | 6.9676 | 0.02469 | 6 | 0.99227
38439 | 7.25 | 1 | 365 | 8.2541 | 0.61422 | 8 | 0.86829
38568 | 6.75 | 1 | 365 | 7.6848 | 0.46841 | 8 | 0.15324
48516 | 4.96 | 1 | 365 | 5.6469 | 0.36642 | 6 | 0.013344
38946 | 7.14 | 1 | 365 | 8.1288 | 0.36214 | 8 | 0.49098
44113 | 6 | 1 | 365 | 6.831 | 0.7497 | 7 | 0.58066
39196 | 4.08 | 1 | 365 | 4.6451 | 0.34979 | 4 | 0.99485
38540 | 7.14 | 1 | 365 | 8.1288 | 0.36214 | 8 | 0.49098
38557 | 5.1 | 1 | 365 | 5.8063 | 0.68724 | 6 | 0.49356
44095 | 4.05 | 1 | 365 | 4.6109 | 0.28104 | 4 | 0.89194
38458 | 4 | 1 | 365 | 4.554 | 0.16646 | 4 | 0.72044
36124 | 11.7 | 1 | 365 | 13.3204 | 0.81191 | 14 | 0.13228
51366 | 6.24 | 1 | 365 | 7.1042 | 0.29968 | 7 | 0.40388
48977 | 6.24 | 1 | 365 | 7.1042 | 0.29968 | 7 | 0.40388
51612 | 5.72 | 1 | 365 | 6.5122 | 0.10804 | 6 | 0.62023
51766 | 3.64 | 1 | 365 | 4.1441 | 0.34148 | 4 | 0.4856
47587 | 17.28 | 1 | 365 | 19.6732 | 0.59912 | 20 | 0.27229
44501 | 11.025 | 1 | 365 | 12.5519 | 0.26507 | 12 | 0.81696
52748 | 9.45 | 1 | 365 | 10.7588 | 0.65577 | 11 | 0.41454
21535 | 2145 | 0.9 | 365 | 2197.8619 | 0.96469 | 2198 | 0.82658
1454 | 1266.35 | 1 | 365 | 1441.7314 | 0.98792 | 1442 | 0.71929
52594 | 10.2 | 1 | 365 | 11.6126 | 0.37448 | 11 | 0.98712
46885 | 10.44 | 1 | 365 | 11.8859 | 0.92447 | 12 | 0.81034
46864 | 8.4 | 1 | 365 | 9.5633 | 0.24957 | 9 | 0.81292
46832 | 6.09 | 1 | 365 | 6.9334 | 0.95594 | 7 | 0.88937
46477 | 11.22 | 1 | 365 | 12.7739 | 0.71193 | 13 | 0.48583
45192 | 6 | 1 | 365 | 6.831 | 0.7497 | 7 | 0.58066
46910 | 9.9 | 1 | 365 | 11.2711 | 0.687 | 11 | 0.95809
53289 | 12.96 | 1 | 365 | 14.7549 | 0.69934 | 15 | 0.45422
48291 | 8.99 | 1 | 365 | 10.2351 | 0.60163 | 10 | 0.83669
51308 | 12.4 | 1 | 365 | 14.1173 | 0.41604 | 14 | 0.53336
44039 | 16.24 | 1 | 365 | 18.4891 | 0.21584 | 18 | 0.70498
45559 | 7.975 | 1 | 365 | 9.0795 | 0.27564 | 9 | 0.35512
45592 | 7.975 | 1 | 365 | 9.0795 | 0.27564 | 9 | 0.35512
53314 | 3.3 | 1 | 365 | 3.757 | 0.56233 | 4 | 0.31936
53775 | 10.725 | 1 | 365 | 12.2103 | 0.57758 | 12 | 0.78793
53332 | 11.2 | 1 | 365 | 12.7511 | 0.6661 | 13 | 0.41723
53312 | 8.48 | 1 | 365 | 9.6544 | 0.4329 | 10 | 0.087329
53493 | 5.32 | 1 | 365 | 6.0568 | 0.1914 | 6 | 0.24818
53506 | 6.095 | 1 | 365 | 6.9391 | 0.9674 | 7 | 0.90652
53492 | 10.335 | 1 | 365 | 11.7663 | 0.68385 | 12 | 0.45018
53777 | 11.55 | 1 | 365 | 13.1496 | 0.46816 | 13 | 0.61777
53309 | 6.12 | 1 | 365 | 6.9676 | 0.02469 | 6 | 0.99227
35738 | 9 | 1 | 365 | 10.2464 | 0.62454 | 10 | 0.87099
52960 | 9.9 | 1 | 365 | 11.2711 | 0.687 | 11 | 0.95809
51225 | 2.34 | 1 | 365 | 2.6641 | 0.36238 | 3 | 0.026456
53793 | 4.675 | 1 | 365 | 5.3225 | 0.7133 | 6 | 0.035762
49314 | 7.44 | 1 | 365 | 8.4704 | 0.049623 | 8 | 0.52002
53788 | 10.6 | 1 | 365 | 12.068 | 0.29113 | 12 | 0.35916
52045 | 2.34 | 1 | 365 | 2.6641 | 0.36238 | 3 | 0.026456
52015 | 4.42 | 1 | 365 | 5.0321 | 0.12894 | 5 | 0.16108
53785 | 8.48 | 1 | 365 | 9.6544 | 0.4329 | 10 | 0.087329
52634 | 6.76 | 1 | 365 | 7.6962 | 0.49132 | 8 | 0.18754
53776 | 6.325 | 1 | 365 | 7.201 | 0.49447 | 7 | 0.69544
53060 | 10.5 | 1 | 365 | 11.9542 | 0.061968 | 12 | 0.016151
47316 | 8.12 | 1 | 365 | 9.2446 | 0.60792 | 9 | 0.85249
42300 | 14.3 | 1 | 365 | 16.2805 | 0.77011 | 17 | 0.050567
53403 | 11.07 | 1 | 365 | 12.6031 | 0.36819 | 12 | 0.97131
42455 | 18.15 | 1 | 365 | 20.6637 | 0.59283 | 21 | 0.25649
53409 | 10.545 | 1 | 365 | 12.0054 | 0.16509 | 12 | 0.17051
43201 | 5.225 | 1 | 365 | 5.9486 | 0.97369 | 6 | 0.92232
44636 | 7.65 | 1 | 365 | 8.7095 | 0.53086 | 9 | 0.24034
53418 | 7.56 | 1 | 365 | 8.607 | 0.32462 | 8 | 0.93163
53562 | 4.94 | 1 | 365 | 5.6242 | 0.32058 | 5 | 0.94474
53137 | 8.58 | 1 | 365 | 9.7683 | 0.66207 | 10 | 0.43034
42469 | 7.685 | 1 | 365 | 8.7493 | 0.61107 | 9 | 0.36039
38645 | 5.2 | 1 | 365 | 5.9202 | 0.9164 | 6 | 0.83657
53380 | 9.1 | 1 | 365 | 10.3603 | 0.85371 | 11 | 0.214
50217 | 20.46 | 1 | 365 | 23.2936 | 0.88646 | 24 | 0.18004
42303 | 10.45 | 1 | 365 | 11.8973 | 0.94739 | 12 | 0.84465
35601 | 13.4 | 1 | 365 | 15.2558 | 0.70765 | 15 | 0.96347
53391 | 12.48 | 1 | 365 | 14.2084 | 0.59937 | 14 | 0.80777
53868 | 4.24 | 1 | 365 | 4.8272 | 0.71645 | 5 | 0.54366
53399 | 4.16 | 1 | 365 | 4.7361 | 0.53312 | 5 | 0.26926
53420 | 4.94 | 1 | 365 | 5.6242 | 0.32058 | 5 | 0.94474
53419 | 9.36 | 1 | 365 | 10.6563 | 0.44953 | 11 | 0.10583
53421 | 7.54 | 1 | 365 | 8.5842 | 0.27878 | 8 | 0.86303
53371 | 4.42 | 1 | 365 | 5.0321 | 0.12894 | 5 | 0.16108
42798 | 4.125 | 1 | 365 | 4.6963 | 0.45292 | 5 | 0.1492
53382 | 5.98 | 1 | 365 | 6.8082 | 0.70386 | 7 | 0.51206
43519 | 4.83 | 1 | 365 | 5.4989 | 0.068505 | 5 | 0.56743
46913 | 24.885 | 1 | 365 | 28.3314 | 0.026864 | 28 | 0.35828
50012 | 9.88 | 1 | 365 | 11.2483 | 0.64117 | 11 | 0.88948
48303 | 6.16 | 1 | 365 | 7.0131 | 0.11635 | 7 | 0.12948
41947 | 4.725 | 1 | 365 | 5.3794 | 0.82789 | 6 | 0.20727
50226 | 6.25 | 1 | 365 | 7.1156 | 0.3226 | 7 | 0.43818
53880 | 4.24 | 1 | 365 | 4.8272 | 0.71645 | 5 | 0.54366
49717 | 6.24 | 1 | 365 | 7.1042 | 0.29968 | 7 | 0.40388
53860 | 3.975 | 1 | 365 | 4.5255 | 0.10917 | 4 | 0.63469
46465 | 9.99 | 1 | 365 | 11.3736 | 0.89324 | 12 | 0.26679
53859 | 5.3 | 1 | 365 | 6.034 | 0.14556 | 6 | 0.17958
53947 | 4.24 | 1 | 365 | 4.8272 | 0.71645 | 5 | 0.54366
53950 | 8.48 | 1 | 365 | 9.6544 | 0.4329 | 10 | 0.087329
43433 | 10.395 | 1 | 365 | 11.8346 | 0.82135 | 12 | 0.65599
48877 | 12.6 | 1 | 365 | 14.345 | 0.87436 | 15 | 0.21938
53797 | 5 | 1 | 365 | 5.6925 | 0.45808 | 6 | 0.15055
53948 | 8.745 | 1 | 365 | 9.9561 | 0.040182 | 9 | 0.99631
53945 | 8.745 | 1 | 365 | 9.9561 | 0.040182 | 9 | 0.99631
53944 | 6.095 | 1 | 365 | 6.9391 | 0.9674 | 7 | 0.90652
53951 | 9.54 | 1 | 365 | 10.8612 | 0.86202 | 11 | 0.72325
53796 | 6.875 | 1 | 365 | 7.8271 | 0.75486 | 8 | 0.582
53786 | 5.565 | 1 | 365 | 6.3357 | 0.75284 | 7 | 0.08856
49488 | 6.16 | 1 | 365 | 7.0131 | 0.11635 | 7 | 0.12948
46485 | 4.335 | 1 | 365 | 4.9354 | 0.93416 | 5 | 0.86953
49334 | 5.559 | 1 | 365 | 6.3289 | 0.73909 | 7 | 0.067979
50166 | 4.96 | 1 | 365 | 5.6469 | 0.36642 | 6 | 0.013344
41928 | 12.285 | 1 | 365 | 13.9864 | 0.1525 | 14 | 0.1389
51510 | 13.5 | 1 | 365 | 15.3697 | 0.93682 | 16 | 0.30648
51824 | 3.315 | 1 | 365 | 3.7741 | 0.59671 | 4 | 0.37081
52213 | 7.29 | 1 | 365 | 8.2996 | 0.70588 | 9 | 0.005499
52273 | 13.23 | 1 | 365 | 15.0623 | 0.31808 | 15 | 0.38035
50003 | 8.99 | 1 | 365 | 10.2351 | 0.60163 | 10 | 0.83669
49186 | 10.53 | 1 | 365 | 11.9883 | 0.13072 | 12 | 0.11905
49025 | 5.886 | 1 | 365 | 6.7012 | 0.48845 | 7 | 0.18963
47626 | 5.98 | 1 | 365 | 6.8082 | 0.70386 | 7 | 0.51206
53795 | 3.445 | 1 | 365 | 3.9221 | 0.89462 | 4 | 0.81673
53862 | 5.3 | 1 | 365 | 6.034 | 0.14556 | 6 | 0.17958
53801 | 3.445 | 1 | 365 | 3.9221 | 0.89462 | 4 | 0.81673
53783 | 11.275 | 1 | 365 | 12.8365 | 0.83797 | 13 | 0.67449
53802 | 7.425 | 1 | 365 | 8.4533 | 0.015249 | 8 | 0.46856
42763 | 7.425 | 1 | 365 | 8.4533 | 0.015249 | 8 | 0.46856
53877 | 7.155 | 1 | 365 | 8.1459 | 0.39651 | 8 | 0.54243
53780 | 5.1 | 1 | 365 | 5.8063 | 0.68724 | 6 | 0.49356
43091 | 3.18 | 1 | 365 | 3.6204 | 0.28734 | 3 | 0.90775
43227 | 4.4 | 1 | 365 | 5.0094 | 0.08311 | 5 | 0.092482
43490 | 9.01 | 1 | 365 | 10.2578 | 0.64746 | 10 | 0.90529
43123 | 8.215 | 1 | 365 | 9.3527 | 0.82563 | 10 | 0.17835
46526 | 6.36 | 1 | 365 | 7.2408 | 0.57468 | 7 | 0.8155
53425 | 11.7 | 1 | 365 | 13.3204 | 0.81191 | 14 | 0.13228
53469 | 11.18 | 1 | 365 | 12.7284 | 0.62027 | 13 | 0.34863
53397 | 13 | 1 | 365 | 14.8004 | 0.79101 | 15 | 0.59142
26678 | 4.16 | 1 | 365 | 4.7361 | 0.53312 | 5 | 0.26926
53641 | 3.9 | 1 | 365 | 4.4401 | 0.9373 | 5 | 0.37743
53389 | 9.555 | 1 | 365 | 10.8783 | 0.89639 | 11 | 0.7747
53512 | 8.84 | 1 | 365 | 10.0643 | 0.25789 | 10 | 0.32217
53481 | 3.38 | 1 | 365 | 3.8481 | 0.74566 | 4 | 0.59377
53480 | 5.46 | 1 | 365 | 6.2162 | 0.51222 | 6 | 0.7284
43193 | 9.805 | 1 | 365 | 11.1629 | 0.46929 | 11 | 0.63222
53471 | 5.46 | 1 | 365 | 6.2162 | 0.51222 | 6 | 0.7284
43146 | 5.565 | 1 | 365 | 6.3357 | 0.75284 | 7 | 0.08856
53429 | 4.42 | 1 | 365 | 5.0321 | 0.12894 | 5 | 0.16108
43243 | 9.35 | 1 | 365 | 10.6449 | 0.42661 | 11 | 0.071525
53463 | 5.72 | 1 | 365 | 6.5122 | 0.10804 | 6 | 0.62023
53449 | 10.66 | 1 | 365 | 12.1363 | 0.42863 | 12 | 0.56497
53446 | 9.62 | 1 | 365 | 10.9523 | 0.045346 | 10 | 0.99765
16670 | 9.88 | 1 | 365 | 11.2483 | 0.64117 | 11 | 0.88948
46291 | 8.32 | 1 | 365 | 9.4723 | 0.066245 | 9 | 0.53851
28366 | 4.16 | 1 | 365 | 4.7361 | 0.53312 | 5 | 0.26926
49512 | 10.66 | 1 | 365 | 12.1363 | 0.42863 | 12 | 0.56497
31650 | 9.88 | 1 | 365 | 11.2483 | 0.64117 | 11 | 0.88948
22301 | 5.46 | 1 | 365 | 6.2162 | 0.51222 | 6 | 0.7284
53474 | 3.64 | 1 | 365 | 4.1441 | 0.34148 | 4 | 0.4856
45137 | 8.48 | 1 | 365 | 9.6544 | 0.4329 | 10 | 0.087329
42758 | 14.575 | 1 | 365 | 16.5935 | 0.4003 | 16 | 0.99385
27166 | 8.58 | 1 | 365 | 9.7683 | 0.66207 | 10 | 0.43034
31401 | 9.18 | 1 | 365 | 10.4514 | 0.037035 | 10 | 0.48841
27718 | 4.59 | 1 | 365 | 5.2257 | 0.51852 | 5 | 0.7442
37899 | 3.9 | 1 | 365 | 4.4401 | 0.9373 | 5 | 0.37743
27684 | 8.925 | 1 | 365 | 10.1611 | 0.45267 | 10 | 0.61373
20662 | 6.76 | 1 | 365 | 7.6962 | 0.49132 | 8 | 0.18754
37883 | 10.4 | 1 | 365 | 11.8403 | 0.83281 | 12 | 0.67314
29254 | 7.28 | 1 | 365 | 8.2882 | 0.68296 | 8 | 0.9712
42585 | 10.07 | 1 | 365 | 11.4646 | 0.076573 | 11 | 0.5412
27584 | 5.61 | 1 | 365 | 6.3869 | 0.85597 | 7 | 0.24291
42791 | 6.6 | 1 | 365 | 7.5141 | 0.12467 | 7 | 0.63872
51886 | 7.02 | 1 | 365 | 7.9922 | 0.087144 | 8 | 0.079369
42796 | 4.24 | 1 | 365 | 4.8272 | 0.71645 | 5 | 0.54366
36542 | 8.06 | 1 | 365 | 9.1763 | 0.47042 | 9 | 0.64668
34270 | 5.25 | 1 | 365 | 5.9771 | 0.030984 | 6 | 0.0080754
27553 | 9.18 | 1 | 365 | 10.4514 | 0.037035 | 10 | 0.48841
33125 | 6.24 | 1 | 365 | 7.1042 | 0.29968 | 7 | 0.40388
27489 | 5.355 | 1 | 365 | 6.0966 | 0.2716 | 6 | 0.36824
33460 | 2.86 | 1 | 365 | 3.2561 | 0.55402 | 3 | 0.81011
42797 | 12.1 | 1 | 365 | 13.7758 | 0.72855 | 14 | 0.50433
52107 | 8.32 | 1 | 365 | 9.4723 | 0.066245 | 9 | 0.53851
51944 | 11.7 | 1 | 365 | 13.3204 | 0.81191 | 14 | 0.13228
53827 | 4.94 | 1 | 365 | 5.6242 | 0.32058 | 5 | 0.94474
39353 | 10.66 | 1 | 365 | 12.1363 | 0.42863 | 12 | 0.56497
42931 | 5.3 | 1 | 365 | 6.034 | 0.14556 | 6 | 0.17958
42662 | 9.9 | 1 | 365 | 11.2711 | 0.687 | 11 | 0.95809
34312 | 4.16 | 1 | 365 | 4.7361 | 0.53312 | 5 | 0.26926
42673 | 7.42 | 1 | 365 | 8.4476 | 0.0037907 | 8 | 0.45141
19685 | 4.68 | 1 | 365 | 5.3282 | 0.72476 | 6 | 0.052913
53823 | 3.12 | 1 | 365 | 3.5521 | 0.14984 | 3 | 0.70194
17405 | 9.88 | 1 | 365 | 11.2483 | 0.64117 | 11 | 0.88948
42632 | 6.6 | 1 | 365 | 7.5141 | 0.12467 | 7 | 0.63872
51751 | 9.88 | 1 | 365 | 11.2483 | 0.64117 | 11 | 0.88948
38806 | 4.94 | 1 | 365 | 5.6242 | 0.32058 | 5 | 0.94474
42629 | 11 | 1 | 365 | 12.5234 | 0.20778 | 12 | 0.73121
42642 | 9.9 | 1 | 365 | 11.2711 | 0.687 | 11 | 0.95809
53583 | 5.98 | 1 | 365 | 6.8082 | 0.70386 | 7 | 0.51206
51769 | 10.4 | 1 | 365 | 11.8403 | 0.83281 | 12 | 0.67314
52353 | 2.86 | 1 | 365 | 3.2561 | 0.55402 | 3 | 0.81011
42801 | 3.3 | 1 | 365 | 3.757 | 0.56233 | 4 | 0.31936
53008 | 7.02 | 1 | 365 | 7.9922 | 0.087144 | 8 | 0.079369
41914 | 3.9 | 1 | 365 | 4.4401 | 0.9373 | 5 | 0.37743
52995 | 7.02 | 1 | 365 | 7.9922 | 0.087144 | 8 | 0.079369
51604 | 15.86 | 1 | 365 | 18.0565 | 0.34503 | 18 | 0.40154
43155 | 4.505 | 1 | 365 | 5.1289 | 0.32373 | 5 | 0.45264
52994 | 5.72 | 1 | 365 | 6.5122 | 0.10804 | 6 | 0.62023
52993 | 6.5 | 1 | 365 | 7.4002 | 0.8955 | 8 | 0.29571
48760 | 17.94 | 1 | 365 | 20.4246 | 0.11159 | 20 | 0.53617
53119 | 9.88 | 1 | 365 | 11.2483 | 0.64117 | 11 | 0.88948
43206 | 7.425 | 1 | 365 | 8.4533 | 0.015249 | 8 | 0.46856
45547 | 10.4 | 1 | 365 | 11.8403 | 0.83281 | 12 | 0.67314
52969 | 12.48 | 1 | 365 | 14.2084 | 0.59937 | 14 | 0.80777
52967 | 6.76 | 1 | 365 | 7.6962 | 0.49132 | 8 | 0.18754
52945 | 5.98 | 1 | 365 | 6.8082 | 0.70386 | 7 | 0.51206
44965 | 3.64 | 1 | 365 | 4.1441 | 0.34148 | 4 | 0.4856
43717 | 8.32 | 1 | 365 | 9.4723 | 0.066245 | 9 | 0.53851
42819 | 5.5 | 1 | 365 | 6.2617 | 0.60389 | 6 | 0.8656
39363 | 3.9 | 1 | 365 | 4.4401 | 0.9373 | 5 | 0.37743
52937 | 12.48 | 1 | 365 | 14.2084 | 0.59937 | 14 | 0.80777
41494 | 3.9 | 1 | 365 | 4.4401 | 0.9373 | 5 | 0.37743
52948 | 6.76 | 1 | 365 | 7.6962 | 0.49132 | 8 | 0.18754
52926 | 10.4 | 1 | 365 | 11.8403 | 0.83281 | 12 | 0.67314
52991 | 6.24 | 1 | 365 | 7.1042 | 0.29968 | 7 | 0.40388
52763 | 2.34 | 1 | 365 | 2.6641 | 0.36238 | 3 | 0.026456
52726 | 3.9 | 1 | 365 | 4.4401 | 0.9373 | 5 | 0.37743
43853 | 4.505 | 1 | 365 | 5.1289 | 0.32373 | 5 | 0.45264
45417 | 4.59 | 1 | 365 | 5.2257 | 0.51852 | 5 | 0.7442
43532 | 3.825 | 1 | 365 | 4.3547 | 0.76543 | 5 | 0.12017
45413 | 7.65 | 1 | 365 | 8.7095 | 0.53086 | 9 | 0.24034
45412 | 5.355 | 1 | 365 | 6.0966 | 0.2716 | 6 | 0.36824
45803 | 3.06 | 1 | 365 | 3.4838 | 0.012345 | 3 | 0.49614
53539 | 7.28 | 1 | 365 | 8.2882 | 0.68296 | 8 | 0.9712
53792 | 2.86 | 1 | 365 | 3.2561 | 0.55402 | 3 | 0.81011
53756 | 4.94 | 1 | 365 | 5.6242 | 0.32058 | 5 | 0.94474
53755 | 6.76 | 1 | 365 | 7.6962 | 0.49132 | 8 | 0.18754
52044 | 11.44 | 1 | 365 | 13.0244 | 0.21609 | 13 | 0.24045
53977 | 7.28 | 1 | 365 | 8.2882 | 0.68296 | 8 | 0.9712
53974 | 7.8 | 1 | 365 | 8.8803 | 0.8746 | 9 | 0.75485
36333 | 4.578 | 1 | 365 | 5.212 | 0.49102 | 5 | 0.70304
53971 | 2.08 | 1 | 365 | 2.3681 | 0.76656 | 3 | 0.13463
53924 | 16.12 | 1 | 365 | 18.3525 | 0.94085 | 19 | 0.29337
52685 | 10.92 | 1 | 365 | 12.4324 | 0.024447 | 12 | 0.4568
53893 | 8.84 | 1 | 365 | 10.0643 | 0.25789 | 10 | 0.32217
52650 | 7.02 | 1 | 365 | 7.9922 | 0.087144 | 8 | 0.079369
52631 | 10.14 | 1 | 365 | 11.5443 | 0.23699 | 11 | 0.78131
53959 | 4.16 | 1 | 365 | 4.7361 | 0.53312 | 5 | 0.26926
52583 | 9.88 | 1 | 365 | 11.2483 | 0.64117 | 11 | 0.88948
46916 | 7.56 | 1 | 365 | 8.607 | 0.32462 | 8 | 0.93163
52513 | 5.2 | 1 | 365 | 5.9202 | 0.9164 | 6 | 0.83657
20829 | 2.08 | 1 | 365 | 2.3681 | 0.76656 | 3 | 0.13463
52474 | 8.58 | 1 | 365 | 9.7683 | 0.66207 | 10 | 0.43034
52434 | 10.4 | 1 | 365 | 11.8403 | 0.83281 | 12 | 0.67314
53697 | 6.24 | 1 | 365 | 7.1042 | 0.29968 | 7 | 0.40388
53915 | 13 | 1 | 365 | 14.8004 | 0.79101 | 15 | 0.59142
53687 | 3.64 | 1 | 365 | 4.1441 | 0.34148 | 4 | 0.4856
53890 | 7.8 | 1 | 365 | 8.8803 | 0.8746 | 9 | 0.75485
53685 | 7.02 | 1 | 365 | 7.9922 | 0.087144 | 8 | 0.079369
53920 | 12.48 | 1 | 365 | 14.2084 | 0.59937 | 14 | 0.80777
53678 | 4.94 | 1 | 365 | 5.6242 | 0.32058 | 5 | 0.94474
53656 | 9.88 | 1 | 365 | 11.2483 | 0.64117 | 11 | 0.88948
53674 | 10.14 | 1 | 365 | 11.5443 | 0.23699 | 11 | 0.78131
53672 | 7.8 | 1 | 365 | 8.8803 | 0.8746 | 9 | 0.75485
53665 | 3.38 | 1 | 365 | 3.8481 | 0.74566 | 4 | 0.59377
53869 | 5.98 | 1 | 365 | 6.8082 | 0.70386 | 7 | 0.51206
53653 | 5.72 | 1 | 365 | 6.5122 | 0.10804 | 6 | 0.62023
53567 | 6.5 | 1 | 365 | 7.4002 | 0.8955 | 8 | 0.29571
53565 | 13 | 1 | 365 | 14.8004 | 0.79101 | 15 | 0.59142
53876 | 11.96 | 1 | 365 | 13.6164 | 0.40773 | 14 | 0.024111
53561 | 9.1 | 1 | 365 | 10.3603 | 0.85371 | 11 | 0.214
53560 | 7.02 | 1 | 365 | 7.9922 | 0.087144 | 8 | 0.079369
53655 | 9.62 | 1 | 365 | 10.9523 | 0.045346 | 10 | 0.99765
34571 | 650 | 0.9 | 365 | 666.0188 | 0.59536 | 666 | 0.61412
53651 | 3.38 | 1 | 365 | 3.8481 | 0.74566 | 4 | 0.59377
53552 | 8.06 | 1 | 365 | 9.1763 | 0.47042 | 9 | 0.64668
54084 | 3.9 | 1 | 365 | 4.4401 | 0.9373 | 5 | 0.37743
53529 | 3.9 | 1 | 365 | 4.4401 | 0.9373 | 5 | 0.37743
54056 | 8.06 | 1 | 365 | 9.1763 | 0.47042 | 9 | 0.64668
35923 | 64.005 | 0.9 | 365 | 65.5824 | 0.0073939 | 65 | 0.58975
53999 | 5.72 | 1 | 365 | 6.5122 | 0.10804 | 6 | 0.62023
53576 | 8.58 | 1 | 365 | 9.7683 | 0.66207 | 10 | 0.43034
53308 | 4.16 | 1 | 365 | 4.7361 | 0.53312 | 5 | 0.26926
34506 | 30.24 | 0.9 | 365 | 30.9852 | 0.36862 | 31 | 0.35386
53632 | 13 | 1 | 365 | 14.8004 | 0.79101 | 15 | 0.59142
54042 | 8.84 | 1 | 365 | 10.0643 | 0.25789 | 10 | 0.32217
53061 | 6.24 | 1 | 365 | 7.1042 | 0.29968 | 7 | 0.40388
53030 | 8.06 | 1 | 365 | 9.1763 | 0.47042 | 9 | 0.64668
52810 | 9.62 | 1 | 365 | 10.9523 | 0.045346 | 10 | 0.99765
53845 | 5.98 | 1 | 365 | 6.8082 | 0.70386 | 7 | 0.51206
53865 | 9.1 | 1 | 365 | 10.3603 | 0.85371 | 11 | 0.214
53196 | 4.68 | 1 | 365 | 5.3282 | 0.72476 | 6 | 0.052913
34987 | 7.8 | 1 | 365 | 8.8803 | 0.8746 | 9 | 0.75485
53374 | 8.32 | 1 | 365 | 9.4723 | 0.066245 | 9 | 0.53851
53105 | 8.32 | 1 | 365 | 9.4723 | 0.066245 | 9 | 0.53851
53874 | 3.12 | 1 | 365 | 3.5521 | 0.14984 | 3 | 0.70194
53649 | 9.62 | 1 | 365 | 10.9523 | 0.045346 | 10 | 0.99765
36444 | 7.8 | 1 | 365 | 8.8803 | 0.8746 | 9 | 0.75485
53870 | 8.58 | 1 | 365 | 9.7683 | 0.66207 | 10 | 0.43034
53643 | 6.76 | 1 | 365 | 7.6962 | 0.49132 | 8 | 0.18754
44574 | 5.13 | 1 | 365 | 5.8405 | 0.75599 | 6 | 0.59646
53866 | 17.68 | 1 | 365 | 20.1286 | 0.51577 | 20 | 0.64434
53851 | 7.02 | 1 | 365 | 7.9922 | 0.087144 | 8 | 0.079369
53640 | 11.96 | 1 | 365 | 13.6164 | 0.40773 | 14 | 0.024111
44568 | 9.98 | 1 | 365 | 11.3622 | 0.87033 | 12 | 0.23249
53615 | 6.24 | 1 | 365 | 7.1042 | 0.29968 | 7 | 0.40388
44542 | 8.19 | 1 | 365 | 9.3243 | 0.76834 | 10 | 0.092598
53585 | 3.64 | 1 | 365 | 4.1441 | 0.34148 | 4 | 0.4856
53832 | 10.66 | 1 | 365 | 12.1363 | 0.42863 | 12 | 0.56497
53564 | 11.18 | 1 | 365 | 12.7284 | 0.62027 | 13 | 0.34863
53856 | 7.54 | 1 | 365 | 8.5842 | 0.27878 | 8 | 0.86303
53546 | 9.88 | 1 | 365 | 11.2483 | 0.64117 | 11 | 0.88948
51972 | 13.545 | 1 | 365 | 15.4209 | 0.039939 | 15 | 0.46083
52223 | 5.98 | 1 | 365 | 6.8082 | 0.70386 | 7 | 0.51206
52546 | 14.1 | 1 | 365 | 16.0528 | 0.31179 | 16 | 0.36455
52331 | 7.215 | 1 | 365 | 8.2142 | 0.53401 | 8 | 0.74824
52233 | 9.95 | 1 | 365 | 11.328 | 0.80158 | 12 | 0.12959
52237 | 8.82 | 1 | 365 | 10.0415 | 0.21205 | 10 | 0.25357
52701 | 13.77 | 1 | 365 | 15.6771 | 0.55555 | 16 | 0.23261
52711 | 5.61 | 1 | 365 | 6.3869 | 0.85597 | 7 | 0.24291
52809 | 7.8 | 1 | 365 | 8.8803 | 0.8746 | 9 | 0.75485
52941 | 12.15 | 1 | 365 | 13.8327 | 0.84313 | 14 | 0.67583
52911 | 13 | 1 | 365 | 14.8004 | 0.79101 | 15 | 0.59142
52912 | 4.86 | 1 | 365 | 5.5331 | 0.13725 | 5 | 0.67033
53025 | 8.1 | 1 | 365 | 9.2218 | 0.56209 | 9 | 0.78389
53097 | 8.5 | 1 | 365 | 9.6772 | 0.47874 | 10 | 0.15593
53142 | 6.48 | 1 | 365 | 7.3774 | 0.84967 | 8 | 0.22711
53143 | 10.4 | 1 | 365 | 11.8403 | 0.83281 | 12 | 0.67314
53144 | 5.8 | 1 | 365 | 6.6033 | 0.29137 | 6 | 0.89464
53133 | 12.255 | 1 | 365 | 13.9522 | 0.083754 | 14 | 0.035993
44551 | 12.24 | 1 | 365 | 13.9352 | 0.04938 | 13 | 0.98454
39792 | 8.8 | 1 | 365 | 10.0187 | 0.16622 | 10 | 0.18496
37211 | 7.7 | 1 | 365 | 8.7664 | 0.64544 | 9 | 0.41184
38312 | 4.125 | 1 | 365 | 4.6963 | 0.45292 | 5 | 0.1492
41014 | 5.04 | 1 | 365 | 5.738 | 0.54974 | 6 | 0.28775
36454 | 7.935 | 1 | 365 | 9.0339 | 0.18397 | 9 | 0.21792
36482 | 3.33 | 1 | 365 | 3.7912 | 0.63108 | 4 | 0.42226
36729 | 5.125 | 1 | 365 | 5.8348 | 0.74453 | 6 | 0.57931
36463 | 5.125 | 1 | 365 | 5.8348 | 0.74453 | 6 | 0.57931
36659 | 9.755 | 1 | 365 | 11.106 | 0.35471 | 11 | 0.46072
37839 | 4.235 | 1 | 365 | 4.8215 | 0.70499 | 5 | 0.52651
39922 | 6.325 | 1 | 365 | 7.201 | 0.49447 | 7 | 0.69544
36479 | 9 | 1 | 365 | 10.2464 | 0.62454 | 10 | 0.87099
35995 | 15.86 | 1 | 365 | 18.0565 | 0.34503 | 18 | 0.40154
53350 | 5.04 | 1 | 365 | 5.738 | 0.54974 | 6 | 0.28775
53617 | 7 | 1 | 365 | 7.9695 | 0.041312 | 8 | 0.010767
53668 | 10.8 | 1 | 365 | 12.2957 | 0.74945 | 13 | 0.045184
36437 | 3.315 | 1 | 365 | 3.7741 | 0.59671 | 4 | 0.37081
53457 | 7.5 | 1 | 365 | 8.5387 | 0.18712 | 8 | 0.72582
36506 | 8.195 | 1 | 365 | 9.33 | 0.77979 | 10 | 0.10975
53731 | 8.8 | 1 | 365 | 10.0187 | 0.16622 | 10 | 0.18496
53770 | 5.98 | 1 | 365 | 6.8082 | 0.70386 | 7 | 0.51206
36380 | 5.88 | 1 | 365 | 6.6943 | 0.4747 | 7 | 0.16904
53759 | 6.615 | 1 | 365 | 7.5311 | 0.15904 | 7 | 0.69018
36872 | 8.455 | 1 | 365 | 9.626 | 0.37561 | 10 | 0.0015767
53885 | 14.49 | 1 | 365 | 16.4968 | 0.20552 | 16 | 0.70229
38116 | 9.9 | 1 | 365 | 11.2711 | 0.687 | 11 | 0.95809
37193 | 8.8 | 1 | 365 | 10.0187 | 0.16622 | 10 | 0.18496
53834 | 3.38 | 1 | 365 | 3.8481 | 0.74566 | 4 | 0.59377
36440 | 7.7 | 1 | 365 | 8.7664 | 0.64544 | 9 | 0.41184
53888 | 6.84 | 1 | 365 | 7.7873 | 0.67465 | 8 | 0.46195
35981 | 3.59 | 1 | 365 | 4.0872 | 0.2269 | 4 | 0.31409
53444 | 4.86 | 1 | 365 | 5.5331 | 0.13725 | 5 | 0.67033
36612 | 7.72 | 1 | 365 | 8.7892 | 0.69128 | 9 | 0.48045
36364 | 4.125 | 1 | 365 | 4.6963 | 0.45292 | 5 | 0.1492
36360 | 9.21 | 1 | 365 | 10.4855 | 0.10578 | 10 | 0.59131
36505 | 10.51 | 1 | 365 | 11.9656 | 0.084884 | 12 | 0.050452
38198 | 3.025 | 1 | 365 | 3.4439 | 0.93214 | 4 | 0.37608
36697 | 3.07 | 1 | 365 | 3.4952 | 0.035261 | 3 | 0.53044
36753 | 13.12 | 1 | 365 | 14.937 | 0.066002 | 15 | 0.0030379
36755 | 9.76 | 1 | 365 | 11.1117 | 0.36617 | 11 | 0.47787
36761 | 6.14 | 1 | 365 | 6.9904 | 0.070522 | 7 | 0.060873
36866 | 9.35 | 1 | 365 | 10.6449 | 0.42661 | 11 | 0.071525
38846 | 8.84 | 1 | 365 | 10.0643 | 0.25789 | 10 | 0.32217
36751 | 9.78 | 1 | 365 | 11.1345 | 0.412 | 11 | 0.54647
36741 | 3.565 | 1 | 365 | 4.0587 | 0.16961 | 4 | 0.22834
37279 | 7.28 | 1 | 365 | 8.2882 | 0.68296 | 8 | 0.9712
39775 | 4.95 | 1 | 365 | 5.6355 | 0.3435 | 5 | 0.97904
43837 | 5.565 | 1 | 365 | 6.3357 | 0.75284 | 7 | 0.08856
43826 | 3.445 | 1 | 365 | 3.9221 | 0.89462 | 4 | 0.81673
38722 | 4.845 | 1 | 365 | 5.516 | 0.10288 | 5 | 0.61888
38171 | 8.25 | 1 | 365 | 9.3926 | 0.90583 | 10 | 0.2984
43847 | 10.6 | 1 | 365 | 12.068 | 0.29113 | 12 | 0.35916
39830 | 4.68 | 1 | 365 | 5.3282 | 0.72476 | 6 | 0.052913
37075 | 4.48 | 1 | 365 | 5.1005 | 0.26644 | 5 | 0.36689
38146 | 8.845 | 1 | 365 | 10.07 | 0.26934 | 10 | 0.33932
38201 | 6.24 | 1 | 365 | 7.1042 | 0.29968 | 7 | 0.40388
37537 | 9.69 | 1 | 365 | 11.032 | 0.20576 | 11 | 0.23776
37078 | 4.125 | 1 | 365 | 4.6963 | 0.45292 | 5 | 0.1492
36984 | 5.225 | 1 | 365 | 5.9486 | 0.97369 | 6 | 0.92232
40318 | 6.05 | 1 | 365 | 6.8879 | 0.86428 | 7 | 0.75216
38760 | 3.12 | 1 | 365 | 3.5521 | 0.14984 | 3 | 0.70194
38011 | 5.72 | 1 | 365 | 6.5122 | 0.10804 | 6 | 0.62023
36739 | 2.86 | 1 | 365 | 3.2561 | 0.55402 | 3 | 0.81011
44171 | 3.92 | 1 | 365 | 4.4629 | 0.98313 | 5 | 0.44603
41031 | 4.335 | 1 | 365 | 4.9354 | 0.93416 | 5 | 0.86953
38863 | 7.975 | 1 | 365 | 9.0795 | 0.27564 | 9 | 0.35512
36042 | 17.36 | 1 | 365 | 19.7642 | 0.78245 | 20 | 0.5467
38494 | 7.975 | 1 | 365 | 9.0795 | 0.27564 | 9 | 0.35512
37033 | 4.125 | 1 | 365 | 4.6963 | 0.45292 | 5 | 0.1492
37260 | 3.025 | 1 | 365 | 3.4439 | 0.93214 | 4 | 0.37608
38852 | 4.4 | 1 | 365 | 5.0094 | 0.08311 | 5 | 0.092482
44338 | 6.12 | 1 | 365 | 6.9676 | 0.02469 | 6 | 0.99227
44951 | 12.75 | 1 | 365 | 14.5158 | 0.2181 | 14 | 0.7339
39851 | 3.9 | 1 | 365 | 4.4401 | 0.9373 | 5 | 0.37743
37000 | 4.48 | 1 | 365 | 5.1005 | 0.26644 | 5 | 0.36689
35756 | 14 | 1 | 365 | 15.9389 | 0.082624 | 16 | 0.021534
12300 | 418.19 | 1 | 365 | 476.1066 | 0.3309 | 476 | 0.43753
35753 | 11 | 1 | 365 | 12.5234 | 0.20778 | 12 | 0.73121
39850 | 4.125 | 1 | 365 | 4.6963 | 0.45292 | 5 | 0.1492
37230 | 4.4 | 1 | 365 | 5.0094 | 0.08311 | 5 | 0.092482
38676 | 3.85 | 1 | 365 | 4.3832 | 0.82272 | 5 | 0.20592
46629 | 9.9 | 1 | 365 | 11.2711 | 0.687 | 11 | 0.95809
39087 | 6.325 | 1 | 365 | 7.201 | 0.49447 | 7 | 0.69544
39769 | 4.4 | 1 | 365 | 5.0094 | 0.08311 | 5 | 0.092482
37995 | 4.8 | 1 | 365 | 5.4648 | 0.99976 | 6 | 0.46453
38249 | 5.2 | 1 | 365 | 5.9202 | 0.9164 | 6 | 0.83657
36885 | 10.36 | 1 | 365 | 11.7948 | 0.74114 | 12 | 0.53594
38140 | 4.68 | 1 | 365 | 5.3282 | 0.72476 | 6 | 0.052913
38923 | 5.2 | 1 | 365 | 5.9202 | 0.9164 | 6 | 0.83657
38807 | 5.2 | 1 | 365 | 5.9202 | 0.9164 | 6 | 0.83657
38785 | 5.72 | 1 | 365 | 6.5122 | 0.10804 | 6 | 0.62023
37356 | 8.06 | 1 | 365 | 9.1763 | 0.47042 | 9 | 0.64668
37158 | 3.9 | 1 | 365 | 4.4401 | 0.9373 | 5 | 0.37743
37347 | 6.76 | 1 | 365 | 7.6962 | 0.49132 | 8 | 0.18754
37199 | 3.38 | 1 | 365 | 3.8481 | 0.74566 | 4 | 0.59377
39073 | 4.16 | 1 | 365 | 4.7361 | 0.53312 | 5 | 0.26926
37196 | 5.2 | 1 | 365 | 5.9202 | 0.9164 | 6 | 0.83657
38303 | 5.72 | 1 | 365 | 6.5122 | 0.10804 | 6 | 0.62023
37534 | 3.64 | 1 | 365 | 4.1441 | 0.34148 | 4 | 0.4856
38376 | 6.05 | 1 | 365 | 6.8879 | 0.86428 | 7 | 0.75216
37533 | 4.16 | 1 | 365 | 4.7361 | 0.53312 | 5 | 0.26926
37999 | 4.42 | 1 | 365 | 5.0321 | 0.12894 | 5 | 0.16108
38244 | 6.24 | 1 | 365 | 7.1042 | 0.29968 | 7 | 0.40388
37355 | 4.68 | 1 | 365 | 5.3282 | 0.72476 | 6 | 0.052913
35985 | 7.96 | 1 | 365 | 9.0624 | 0.24126 | 9 | 0.30367
37885 | 4.675 | 1 | 365 | 5.3225 | 0.7133 | 6 | 0.035762
35838 | 8.829 | 1 | 365 | 10.0518 | 0.23268 | 10 | 0.28444
35760 | 9.156 | 1 | 365 | 10.424 | 0.98204 | 11 | 0.40608
38813 | 7.8 | 1 | 365 | 8.8803 | 0.8746 | 9 | 0.75485
37248 | 8.32 | 1 | 365 | 9.4723 | 0.066245 | 9 | 0.53851
47018 | 8.58 | 1 | 365 | 9.7683 | 0.66207 | 10 | 0.43034
39928 | 5.2 | 1 | 365 | 5.9202 | 0.9164 | 6 | 0.83657
47021 | 3.99 | 1 | 365 | 4.5426 | 0.14355 | 4 | 0.68614
38125 | 8.58 | 1 | 365 | 9.7683 | 0.66207 | 10 | 0.43034
47025 | 6.5 | 1 | 365 | 7.4002 | 0.8955 | 8 | 0.29571
39802 | 4.95 | 1 | 365 | 5.6355 | 0.3435 | 5 | 0.97904
47027 | 6.24 | 1 | 365 | 7.1042 | 0.29968 | 7 | 0.40388
47030 | 13.26 | 1 | 365 | 15.0964 | 0.38683 | 15 | 0.48325
39098 | 7.15 | 1 | 365 | 8.1402 | 0.38505 | 8 | 0.52528
38854 | 4.125 | 1 | 365 | 4.6963 | 0.45292 | 5 | 0.1492
36491 | 4.4 | 1 | 365 | 5.0094 | 0.08311 | 5 | 0.092482
36438 | 4.4 | 1 | 365 | 5.0094 | 0.08311 | 5 | 0.092482
37163 | 4.16 | 1 | 365 | 4.7361 | 0.53312 | 5 | 0.26926
47044 | 9.88 | 1 | 365 | 11.2483 | 0.64117 | 11 | 0.88948
38233 | 6.24 | 1 | 365 | 7.1042 | 0.29968 | 7 | 0.40388
37327 | 5.6 | 1 | 365 | 6.3756 | 0.83305 | 7 | 0.20861
38422 | 4.68 | 1 | 365 | 5.3282 | 0.72476 | 6 | 0.052913
36536 | 4.4 | 1 | 365 | 5.0094 | 0.08311 | 5 | 0.092482
38192 | 6.24 | 1 | 365 | 7.1042 | 0.29968 | 7 | 0.40388
37927 | 5.72 | 1 | 365 | 6.5122 | 0.10804 | 6 | 0.62023
36422 | 6.875 | 1 | 365 | 7.8271 | 0.75486 | 8 | 0.582
37182 | 5.32 | 1 | 365 | 6.0568 | 0.1914 | 6 | 0.24818
38747 | 5.6 | 1 | 365 | 6.3756 | 0.83305 | 7 | 0.20861
40235 | 5.2 | 1 | 365 | 5.9202 | 0.9164 | 6 | 0.83657
38433 | 3.64 | 1 | 365 | 4.1441 | 0.34148 | 4 | 0.4856
38640 | 5.88 | 1 | 365 | 6.6943 | 0.4747 | 7 | 0.16904
37162 | 5.2 | 1 | 365 | 5.9202 | 0.9164 | 6 | 0.83657
47047 | 7.98 | 1 | 365 | 9.0852 | 0.2871 | 9 | 0.37227
37704 | 24.26 | 1 | 365 | 27.6199 | 0.5946 | 28 | 0.21446
36726 | 7.47 | 1 | 365 | 8.5045 | 0.11837 | 8 | 0.62292
47052 | 7.8 | 1 | 365 | 8.8803 | 0.8746 | 9 | 0.75485
39805 | 6.05 | 1 | 365 | 6.8879 | 0.86428 | 7 | 0.75216
36756 | 7.2 | 1 | 365 | 8.1972 | 0.49964 | 8 | 0.69679
39861 | 5.225 | 1 | 365 | 5.9486 | 0.97369 | 6 | 0.92232
47105 | 9.62 | 1 | 365 | 10.9523 | 0.045346 | 10 | 0.99765
37272 | 7.15 | 1 | 365 | 8.1402 | 0.38505 | 8 | 0.52528
38669 | 5.225 | 1 | 365 | 5.9486 | 0.97369 | 6 | 0.92232
47106 | 4.16 | 1 | 365 | 4.7361 | 0.53312 | 5 | 0.26926
36369 | 4.125 | 1 | 365 | 4.6963 | 0.45292 | 5 | 0.1492
47107 | 8.32 | 1 | 365 | 9.4723 | 0.066245 | 9 | 0.53851
47110 | 4.94 | 1 | 365 | 5.6242 | 0.32058 | 5 | 0.94474
39372 | 4.2 | 1 | 365 | 4.7817 | 0.62479 | 5 | 0.40646
39864 | 3.85 | 1 | 365 | 4.3832 | 0.82272 | 5 | 0.20592
38339 | 5.225 | 1 | 365 | 5.9486 | 0.97369 | 6 | 0.92232
47112 | 3.9 | 1 | 365 | 4.4401 | 0.9373 | 5 | 0.37743
36485 | 7.18 | 1 | 365 | 8.1744 | 0.4538 | 8 | 0.62819
47114 | 6.24 | 1 | 365 | 7.1042 | 0.29968 | 7 | 0.40388
47117 | 9.88 | 1 | 365 | 11.2483 | 0.64117 | 11 | 0.88948
36365 | 3.07 | 1 | 365 | 3.4952 | 0.035261 | 3 | 0.53044
36382 | 6.66 | 1 | 365 | 7.5824 | 0.26216 | 7 | 0.84453
47034 | 10.66 | 1 | 365 | 12.1363 | 0.42863 | 12 | 0.56497
36386 | 7.96 | 1 | 365 | 9.0624 | 0.24126 | 9 | 0.30367
36500 | 10.25 | 1 | 365 | 11.6696 | 0.48906 | 12 | 0.15862
37717 | 6.72 | 1 | 365 | 7.6507 | 0.39966 | 8 | 0.050337
36399 | 7.18 | 1 | 365 | 8.1744 | 0.4538 | 8 | 0.62819
36667 | 6.14 | 1 | 365 | 6.9904 | 0.070522 | 7 | 0.060873
36015 | 5.905 | 1 | 365 | 6.7228 | 0.53199 | 7 | 0.2548
36502 | 4.605 | 1 | 365 | 5.2428 | 0.55289 | 5 | 0.79565
36307 | 5.88 | 1 | 365 | 6.6943 | 0.4747 | 7 | 0.16904
38269 | 4.16 | 1 | 365 | 4.7361 | 0.53312 | 5 | 0.26926
37157 | 3.12 | 1 | 365 | 3.5521 | 0.14984 | 3 | 0.70194
36368 | 9.235 | 1 | 365 | 10.514 | 0.16307 | 10 | 0.67706
38224 | 4.42 | 1 | 365 | 5.0321 | 0.12894 | 5 | 0.16108
36038 | 7.18 | 1 | 365 | 8.1744 | 0.4538 | 8 | 0.62819
44771 | 10.791 | 1 | 365 | 12.2855 | 0.72883 | 13 | 0.014313
44733 | 13.5 | 1 | 365 | 15.3697 | 0.93682 | 16 | 0.30648
37893 | 7.8 | 1 | 365 | 8.8803 | 0.8746 | 9 | 0.75485
36296 | 13.12 | 1 | 365 | 14.937 | 0.066002 | 15 | 0.0030379
47050 | 6.5 | 1 | 365 | 7.4002 | 0.8955 | 8 | 0.29571
38181 | 6.5 | 1 | 365 | 7.4002 | 0.8955 | 8 | 0.29571
47119 | 7.8 | 1 | 365 | 8.8803 | 0.8746 | 9 | 0.75485
47122 | 3.38 | 1 | 365 | 3.8481 | 0.74566 | 4 | 0.59377
47124 | 11.7 | 1 | 365 | 13.3204 | 0.81191 | 14 | 0.13228
47126 | 5.72 | 1 | 365 | 6.5122 | 0.10804 | 6 | 0.62023
36735 | 5.6 | 1 | 365 | 6.3756 | 0.83305 | 7 | 0.20861
47140 | 5.72 | 1 | 365 | 6.5122 | 0.10804 | 6 | 0.62023
38977 | 9.8 | 1 | 365 | 11.1572 | 0.45784 | 11 | 0.61507
47143 | 8.91 | 1 | 365 | 10.144 | 0.4183 | 10 | 0.56228
38223 | 6.05 | 1 | 365 | 6.8879 | 0.86428 | 7 | 0.75216
47146 | 6.76 | 1 | 365 | 7.6962 | 0.49132 | 8 | 0.18754
37931 | 3.64 | 1 | 365 | 4.1441 | 0.34148 | 4 | 0.4856
35957 | 5.13 | 1 | 365 | 5.8405 | 0.75599 | 6 | 0.59646
37156 | 10.4 | 1 | 365 | 11.8403 | 0.83281 | 12 | 0.67314
45525 | 7.44 | 1 | 365 | 8.4704 | 0.049623 | 8 | 0.52002
47149 | 5.98 | 1 | 365 | 6.8082 | 0.70386 | 7 | 0.51206
44779 | 8.04 | 1 | 365 | 9.1535 | 0.42459 | 9 | 0.57808
47154 | 4.94 | 1 | 365 | 5.6242 | 0.32058 | 5 | 0.94474
38126 | 10.92 | 1 | 365 | 12.4324 | 0.024447 | 12 | 0.4568
47155 | 3.12 | 1 | 365 | 3.5521 | 0.14984 | 3 | 0.70194
38279 | 7.28 | 1 | 365 | 8.2882 | 0.68296 | 8 | 0.9712
36472 | 11.55 | 1 | 365 | 13.1496 | 0.46816 | 13 | 0.61777
39810 | 6.16 | 1 | 365 | 7.0131 | 0.11635 | 7 | 0.12948
38651 | 3.025 | 1 | 365 | 3.4439 | 0.93214 | 4 | 0.37608
37359 | 8.4 | 1 | 365 | 9.5633 | 0.24957 | 9 | 0.81292
47157 | 4.42 | 1 | 365 | 5.0321 | 0.12894 | 5 | 0.16108
47161 | 5.98 | 1 | 365 | 6.8082 | 0.70386 | 7 | 0.51206
37745 | 4.68 | 1 | 365 | 5.3282 | 0.72476 | 6 | 0.052913
47162 | 8.32 | 1 | 365 | 9.4723 | 0.066245 | 9 | 0.53851
47163 | 4.16 | 1 | 365 | 4.7361 | 0.53312 | 5 | 0.26926
38792 | 10.14 | 1 | 365 | 11.5443 | 0.23699 | 11 | 0.78131
39845 | 4.48 | 1 | 365 | 5.1005 | 0.26644 | 5 | 0.36689
39881 | 7.8 | 1 | 365 | 8.8803 | 0.8746 | 9 | 0.75485
39064 | 5.88 | 1 | 365 | 6.6943 | 0.4747 | 7 | 0.16904
39130 | 11.7 | 1 | 365 | 13.3204 | 0.81191 | 14 | 0.13228
47170 | 8.58 | 1 | 365 | 9.7683 | 0.66207 | 10 | 0.43034
47336 | 9.156 | 1 | 365 | 10.424 | 0.98204 | 11 | 0.40608
47171 | 6.76 | 1 | 365 | 7.6962 | 0.49132 | 8 | 0.18754
37924 | 10.08 | 1 | 365 | 11.476 | 0.099489 | 11 | 0.5755
53967 | 9.625 | 1 | 365 | 10.958 | 0.056804 | 11 | 0.014805
47172 | 8.06 | 1 | 365 | 9.1763 | 0.47042 | 9 | 0.64668
38628 | 5.215 | 1 | 365 | 5.9372 | 0.95078 | 6 | 0.88802
37155 | 9.52 | 1 | 365 | 10.8385 | 0.81618 | 11 | 0.65464
36909 | 5.98 | 1 | 365 | 6.8082 | 0.70386 | 7 | 0.51206
38440 | 6.5 | 1 | 365 | 7.4002 | 0.8955 | 8 | 0.29571
38654 | 4.94 | 1 | 365 | 5.6242 | 0.32058 | 5 | 0.94474
53973 | 8.84 | 1 | 365 | 10.0643 | 0.25789 | 10 | 0.32217
38380 | 2.6 | 1 | 365 | 2.9601 | 0.9582 | 3 | 0.91828
53975 | 9.1 | 1 | 365 | 10.3603 | 0.85371 | 11 | 0.214
39089 | 4.845 | 1 | 365 | 5.516 | 0.10288 | 5 | 0.61888
53978 | 10.53 | 1 | 365 | 11.9883 | 0.13072 | 12 | 0.11905
53985 | 5.232 | 1 | 365 | 5.9566 | 0.98973 | 6 | 0.94633
54013 | 7.75 | 1 | 365 | 8.8233 | 0.76002 | 9 | 0.58335
54014 | 10.545 | 1 | 365 | 12.0054 | 0.16509 | 12 | 0.17051
54015 | 11.2 | 1 | 365 | 12.7511 | 0.6661 | 13 | 0.41723
54020 | 6.12 | 1 | 365 | 6.9676 | 0.02469 | 6 | 0.99227
54058 | 10.335 | 1 | 365 | 11.7663 | 0.68385 | 12 | 0.45018
54091 | 2.34 | 1 | 365 | 2.6641 | 0.36238 | 3 | 0.026456
54089 | 7.28 | 1 | 365 | 8.2882 | 0.68296 | 8 | 0.9712
37757 | 6.05 | 1 | 365 | 6.8879 | 0.86428 | 7 | 0.75216
49470 | 6.48 | 1 | 365 | 7.3774 | 0.84967 | 8 | 0.22711
38266 | 5.5 | 1 | 365 | 6.2617 | 0.60389 | 6 | 0.8656
39806 | 9.075 | 1 | 365 | 10.3318 | 0.79642 | 11 | 0.12824
38134 | 7.98 | 1 | 365 | 9.0852 | 0.2871 | 9 | 0.37227
38633 | 8.55 | 1 | 365 | 9.7341 | 0.59332 | 10 | 0.32744
38367 | 5.775 | 1 | 365 | 6.5748 | 0.23408 | 6 | 0.80888
38395 | 4.79 | 1 | 365 | 5.4534 | 0.97684 | 6 | 0.43022
38197 | 7.975 | 1 | 365 | 9.0795 | 0.27564 | 9 | 0.35512
38960 | 6.24 | 1 | 365 | 7.1042 | 0.29968 | 7 | 0.40388
38728 | 3.9 | 1 | 365 | 4.4401 | 0.9373 | 5 | 0.37743
38696 | 2.6 | 1 | 365 | 2.9601 | 0.9582 | 3 | 0.91828
37592 | 8.58 | 1 | 365 | 9.7683 | 0.66207 | 10 | 0.43034
43355 | 3.64 | 1 | 365 | 4.1441 | 0.34148 | 4 | 0.4856
41608 | 4.68 | 1 | 365 | 5.3282 | 0.72476 | 6 | 0.052913
37790 | 5.72 | 1 | 365 | 6.5122 | 0.10804 | 6 | 0.62023
38677 | 6.76 | 1 | 365 | 7.6962 | 0.49132 | 8 | 0.18754
37259 | 3.85 | 1 | 365 | 4.3832 | 0.82272 | 5 | 0.20592
36512 | 4.605 | 1 | 365 | 5.2428 | 0.55289 | 5 | 0.79565
36616 | 8.455 | 1 | 365 | 9.626 | 0.37561 | 10 | 0.0015767
36515 | 4.605 | 1 | 365 | 5.2428 | 0.55289 | 5 | 0.79565
37231 | 6.325 | 1 | 365 | 7.201 | 0.49447 | 7 | 0.69544
41630 | 4.95 | 1 | 365 | 5.6355 | 0.3435 | 5 | 0.97904
38167 | 4.76 | 1 | 365 | 5.4192 | 0.90809 | 6 | 0.32732
42694 | 7.7 | 1 | 365 | 8.7664 | 0.64544 | 9 | 0.41184
42812 | 6.6 | 1 | 365 | 7.5141 | 0.12467 | 7 | 0.63872
48367 | 8.48 | 1 | 365 | 9.6544 | 0.4329 | 10 | 0.087329
52053 | 13 | 1 | 365 | 14.8004 | 0.79101 | 15 | 0.59142
52612 | 2.86 | 1 | 365 | 3.2561 | 0.55402 | 3 | 0.81011
53135 | 12.15 | 1 | 365 | 13.8327 | 0.84313 | 14 | 0.67583
35926 | 8.28 | 1 | 365 | 9.4267 | 0.97458 | 10 | 0.40131
53039 | 11.18 | 1 | 365 | 12.7284 | 0.62027 | 13 | 0.34863
48746 | 9.1 | 1 | 365 | 10.3603 | 0.85371 | 11 | 0.214
52276 | 12.48 | 1 | 365 | 14.2084 | 0.59937 | 14 | 0.80777
53093 | 7.02 | 1 | 365 | 7.9922 | 0.087144 | 8 | 0.079369
53064 | 6.5 | 1 | 365 | 7.4002 | 0.8955 | 8 | 0.29571
53040 | 6.5 | 1 | 365 | 7.4002 | 0.8955 | 8 | 0.29571
31925 | 9.1 | 1 | 365 | 10.3603 | 0.85371 | 11 | 0.214
53238 | 9.62 | 1 | 365 | 10.9523 | 0.045346 | 10 | 0.99765
53293 | 9.12 | 1 | 365 | 10.3831 | 0.89954 | 11 | 0.2826
53683 | 7.8 | 1 | 365 | 8.8803 | 0.8746 | 9 | 0.75485
44196 | 6.3 | 1 | 365 | 7.1725 | 0.43718 | 7 | 0.60969
42658 | 3.575 | 1 | 365 | 4.0701 | 0.19253 | 4 | 0.26264
42563 | 9.1 | 1 | 365 | 10.3603 | 0.85371 | 11 | 0.214
53949 | 6.095 | 1 | 365 | 6.9391 | 0.9674 | 7 | 0.90652
53778 | 6.6 | 1 | 365 | 7.5141 | 0.12467 | 7 | 0.63872
53779 | 4.77 | 1 | 365 | 5.4306 | 0.93101 | 6 | 0.36162
29047 | 6.12 | 1 | 365 | 6.9676 | 0.02469 | 6 | 0.99227
15954 | 11.22 | 1 | 365 | 12.7739 | 0.71193 | 13 | 0.48583
53626 | 5.2 | 1 | 365 | 5.9202 | 0.9164 | 6 | 0.83657
53516 | 5.98 | 1 | 365 | 6.8082 | 0.70386 | 7 | 0.51206
53450 | 6.24 | 1 | 365 | 7.1042 | 0.29968 | 7 | 0.40388
53472 | 5.2 | 1 | 365 | 5.9202 | 0.9164 | 6 | 0.83657
53578 | 4.94 | 1 | 365 | 5.6242 | 0.32058 | 5 | 0.94474
53487 | 3.9 | 1 | 365 | 4.4401 | 0.9373 | 5 | 0.37743
53597 | 10.92 | 1 | 365 | 12.4324 | 0.024447 | 12 | 0.4568
54024 | 4.59 | 1 | 365 | 5.2257 | 0.51852 | 5 | 0.7442
53895 | 6.5 | 1 | 365 | 7.4002 | 0.8955 | 8 | 0.29571
16203 | 9.435 | 1 | 365 | 10.7417 | 0.6214 | 11 | 0.36308
14636 | 2.55 | 1 | 365 | 2.9032 | 0.84362 | 3 | 0.74678
53899 | 3.64 | 1 | 365 | 4.1441 | 0.34148 | 4 | 0.4856
54068 | 9.1 | 1 | 365 | 10.3603 | 0.85371 | 11 | 0.214
54048 | 10.4 | 1 | 365 | 11.8403 | 0.83281 | 12 | 0.67314
31352 | 14.3 | 1 | 365 | 16.2805 | 0.77011 | 17 | 0.050567
53984 | 11.44 | 1 | 365 | 13.0244 | 0.21609 | 13 | 0.24045
34953 | 24.9 | 1 | 365 | 28.3485 | 0.061238 | 28 | 0.40973
52627 | 6.6 | 1 | 365 | 7.5141 | 0.12467 | 7 | 0.63872
53145 | 9.99 | 1 | 365 | 11.3736 | 0.89324 | 12 | 0.26679
53586 | 5.98 | 1 | 365 | 6.8082 | 0.70386 | 7 | 0.51206
54080 | 12.6 | 1 | 365 | 14.345 | 0.87436 | 15 | 0.21938
38327 | 3.47 | 1 | 365 | 3.9506 | 0.95191 | 4 | 0.90248
54081 | 8.06 | 1 | 365 | 9.1763 | 0.47042 | 9 | 0.64668
38150 | 3.64 | 1 | 365 | 4.1441 | 0.34148 | 4 | 0.4856
38345 | 14.3 | 1 | 365 | 16.2805 | 0.77011 | 17 | 0.050567
37933 | 10.14 | 1 | 365 | 11.5443 | 0.23699 | 11 | 0.78131
54111 | 3.72 | 1 | 365 | 4.2352 | 0.52481 | 4 | 0.76001
53988 | 17.16 | 1 | 365 | 19.5366 | 0.32413 | 19 | 0.86068
38122 | 4.125 | 1 | 365 | 4.6963 | 0.45292 | 5 | 0.1492
36342 | 8.95 | 1 | 365 | 10.1895 | 0.50996 | 10 | 0.69948
36412 | 11.265 | 1 | 365 | 12.8251 | 0.81505 | 13 | 0.64018
38108 | 3.12 | 1 | 365 | 3.5521 | 0.14984 | 3 | 0.70194
54112 | 4.35 | 1 | 365 | 4.9524 | 0.96853 | 5 | 0.92098
41097 | 4.42 | 1 | 365 | 5.0321 | 0.12894 | 5 | 0.16108
54127 | 9.25 | 1 | 365 | 10.5311 | 0.19745 | 10 | 0.72851
39862 | 3.575 | 1 | 365 | 4.0701 | 0.19253 | 4 | 0.26264
36498 | 9.495 | 1 | 365 | 10.81 | 0.75889 | 11 | 0.56889
39767 | 6.875 | 1 | 365 | 7.8271 | 0.75486 | 8 | 0.582
37596 | 6.05 | 1 | 365 | 6.8879 | 0.86428 | 7 | 0.75216
36856 | 7.935 | 1 | 365 | 9.0339 | 0.18397 | 9 | 0.21792
37624 | 9.36 | 1 | 365 | 10.6563 | 0.44953 | 11 | 0.10583
54113 | 11.4 | 1 | 365 | 12.9788 | 0.12442 | 13 | 0.10325
54115 | 10.545 | 1 | 365 | 12.0054 | 0.16509 | 12 | 0.17051
54131 | 9.28 | 1 | 365 | 10.5652 | 0.2662 | 10 | 0.83142
36858 | 6.68 | 1 | 365 | 7.6051 | 0.30799 | 7 | 0.91313
38789 | 3.775 | 1 | 365 | 4.2978 | 0.65085 | 4 | 0.94866
38710 | 4.42 | 1 | 365 | 5.0321 | 0.12894 | 5 | 0.16108
38240 | 7.8 | 1 | 365 | 8.8803 | 0.8746 | 9 | 0.75485
37252 | 7.15 | 1 | 365 | 8.1402 | 0.38505 | 8 | 0.52528
39364 | 6.875 | 1 | 365 | 7.8271 | 0.75486 | 8 | 0.582
39913 | 3.08 | 1 | 365 | 3.5066 | 0.058177 | 3 | 0.56474
38121 | 8.415 | 1 | 365 | 9.5804 | 0.28395 | 9 | 0.86437
38916 | 6.065 | 1 | 365 | 6.905 | 0.89865 | 7 | 0.80361
38300 | 9.88 | 1 | 365 | 11.2483 | 0.64117 | 11 | 0.88948
38839 | 4.42 | 1 | 365 | 5.0321 | 0.12894 | 5 | 0.16108
38218 | 5.72 | 1 | 365 | 6.5122 | 0.10804 | 6 | 0.62023
37181 | 3.92 | 1 | 365 | 4.4629 | 0.98313 | 5 | 0.44603
36849 | 5.125 | 1 | 365 | 5.8348 | 0.74453 | 6 | 0.57931
36609 | 6.92 | 1 | 365 | 7.8784 | 0.85798 | 8 | 0.73636
36026 | 7.7 | 1 | 365 | 8.7664 | 0.64544 | 9 | 0.41184
41674 | 6.24 | 1 | 365 | 7.1042 | 0.29968 | 7 | 0.40388
36401 | 4.605 | 1 | 365 | 5.2428 | 0.55289 | 5 | 0.79565
37807 | 5.46 | 1 | 365 | 6.2162 | 0.51222 | 6 | 0.7284
39859 | 5.72 | 1 | 365 | 6.5122 | 0.10804 | 6 | 0.62023
39123 | 7.425 | 1 | 365 | 8.4533 | 0.015249 | 8 | 0.46856
47248 | 5.2 | 1 | 365 | 5.9202 | 0.9164 | 6 | 0.83657
38817 | 5.2 | 1 | 365 | 5.9202 | 0.9164 | 6 | 0.83657
36503 | 4.68 | 1 | 365 | 5.3282 | 0.72476 | 6 | 0.052913
38348 | 4.42 | 1 | 365 | 5.0321 | 0.12894 | 5 | 0.16108
37824 | 6.05 | 1 | 365 | 6.8879 | 0.86428 | 7 | 0.75216
37251 | 7.02 | 1 | 365 | 7.9922 | 0.087144 | 8 | 0.079369
36291 | 7.675 | 1 | 365 | 8.7379 | 0.58815 | 9 | 0.32609
37256 | 6.47 | 1 | 365 | 7.3661 | 0.82676 | 8 | 0.19281
44195 | 6.76 | 1 | 365 | 7.6962 | 0.49132 | 8 | 0.18754
38206 | 4.94 | 1 | 365 | 5.6242 | 0.32058 | 5 | 0.94474
37952 | 4.68 | 1 | 365 | 5.3282 | 0.72476 | 6 | 0.052913
38681 | 7.7 | 1 | 365 | 8.7664 | 0.64544 | 9 | 0.41184
38658 | 8.96 | 1 | 365 | 10.2009 | 0.53288 | 10 | 0.73378
47153 | 6.76 | 1 | 365 | 7.6962 | 0.49132 | 8 | 0.18754
44924 | 8.06 | 1 | 365 | 9.1763 | 0.47042 | 9 | 0.64668
41024 | 4.48 | 1 | 365 | 5.1005 | 0.26644 | 5 | 0.36689
47176 | 8.06 | 1 | 365 | 9.1763 | 0.47042 | 9 | 0.64668
47178 | 9.88 | 1 | 365 | 11.2483 | 0.64117 | 11 | 0.88948
42841 | 3.12 | 1 | 365 | 3.5521 | 0.14984 | 3 | 0.70194
47180 | 6.24 | 1 | 365 | 7.1042 | 0.29968 | 7 | 0.40388
38214 | 6.24 | 1 | 365 | 7.1042 | 0.29968 | 7 | 0.40388
47183 | 7.8 | 1 | 365 | 8.8803 | 0.8746 | 9 | 0.75485
38435 | 3.64 | 1 | 365 | 4.1441 | 0.34148 | 4 | 0.4856
37603 | 4.675 | 1 | 365 | 5.3225 | 0.7133 | 6 | 0.035762
47406 | 10.92 | 1 | 365 | 12.4324 | 0.024447 | 12 | 0.4568
47536 | 10.14 | 1 | 365 | 11.5443 | 0.23699 | 11 | 0.78131
37280 | 3.3 | 1 | 365 | 3.757 | 0.56233 | 4 | 0.31936
37190 | 6.05 | 1 | 365 | 6.8879 | 0.86428 | 7 | 0.75216
47184 | 8.58 | 1 | 365 | 9.7683 | 0.66207 | 10 | 0.43034
37218 | 4.2 | 1 | 365 | 4.7817 | 0.62479 | 5 | 0.40646
47186 | 5.2 | 1 | 365 | 5.9202 | 0.9164 | 6 | 0.83657
42186 | 3.9 | 1 | 365 | 4.4401 | 0.9373 | 5 | 0.37743
47188 | 4.16 | 1 | 365 | 4.7361 | 0.53312 | 5 | 0.26926
47189 | 4.68 | 1 | 365 | 5.3282 | 0.72476 | 6 | 0.052913
54174 | 8.19 | 1 | 365 | 9.3243 | 0.76834 | 10 | 0.092598
54175 | 6.625 | 1 | 365 | 7.5425 | 0.18196 | 7 | 0.72448
47486 | 9.36 | 1 | 365 | 10.6563 | 0.44953 | 11 | 0.10583
54181 | 5.46 | 1 | 365 | 6.2162 | 0.51222 | 6 | 0.7284
54176 | 9.69 | 1 | 365 | 11.032 | 0.20576 | 11 | 0.23776
47494 | 3.38 | 1 | 365 | 3.8481 | 0.74566 | 4 | 0.59377
47314 | 9.315 | 1 | 365 | 10.6051 | 0.3464 | 10 | 0.95147
54184 | 7.155 | 1 | 365 | 8.1459 | 0.39651 | 8 | 0.54243
54187 | 8.55 | 1 | 365 | 9.7341 | 0.59332 | 10 | 0.32744
54217 | 4.4 | 1 | 365 | 5.0094 | 0.08311 | 5 | 0.092482
54198 | 7.02 | 1 | 365 | 7.9922 | 0.087144 | 8 | 0.079369
51855 | 6.76 | 1 | 365 | 7.6962 | 0.49132 | 8 | 0.18754
43496 | 3.3 | 1 | 365 | 3.757 | 0.56233 | 4 | 0.31936
53193 | 5.46 | 1 | 365 | 6.2162 | 0.51222 | 6 | 0.7284
32120 | 7.54 | 1 | 365 | 8.5842 | 0.27878 | 8 | 0.86303
49093 | 7.02 | 1 | 365 | 7.9922 | 0.087144 | 8 | 0.079369
53901 | 5.72 | 1 | 365 | 6.5122 | 0.10804 | 6 | 0.62023
39874 | 5.46 | 1 | 365 | 6.2162 | 0.51222 | 6 | 0.7284
31101 | 2267.7 | 0.8 | 365 | 2065.4095 | 0.35808 | 2065 | 0.76763
32078 | 7.02 | 1 | 365 | 7.9922 | 0.087144 | 8 | 0.079369
32967 | 649.8 | 0.8 | 365 | 591.8345 | 0.27366 | 592 | 0.10817
38485 | 10.08 | 1 | 365 | 11.476 | 0.099489 | 11 | 0.5755
28101 | 4.845 | 1 | 365 | 5.516 | 0.10288 | 5 | 0.61888
1441 | 2773.26 | 0.7 | 365 | 2210.1371 | 0.67289 | 2210 | 0.81002
47522 | 5.72 | 1 | 365 | 6.5122 | 0.10804 | 6 | 0.62023
26714 | 5.72 | 1 | 365 | 6.5122 | 0.10804 | 6 | 0.62023
31249 | 715.05 | 1 | 365 | 814.0798 | 0.62002 | 814 | 0.69987
23063 | 1.53 | 1 | 365 | 1.7419 | 0.50617 | 2 | 0.24807
47527 | 4.68 | 1 | 365 | 5.3282 | 0.72476 | 6 | 0.052913
27825 | 8.84 | 1 | 365 | 10.0643 | 0.25789 | 10 | 0.32217
47531 | 5.13 | 1 | 365 | 5.8405 | 0.75599 | 6 | 0.59646
22046 | 6.24 | 1 | 365 | 7.1042 | 0.29968 | 7 | 0.40388
47534 | 3.64 | 1 | 365 | 4.1441 | 0.34148 | 4 | 0.4856
53536 | 7.8 | 1 | 365 | 8.8803 | 0.8746 | 9 | 0.75485
53491 | 9.88 | 1 | 365 | 11.2483 | 0.64117 | 11 | 0.88948
47541 | 9.69 | 1 | 365 | 11.032 | 0.20576 | 11 | 0.23776
47544 | 7.7 | 1 | 365 | 8.7664 | 0.64544 | 9 | 0.41184
35866 | 777.48 | 1 | 365 | 885.156 | 0.68561 | 885 | 0.84161
38715 | 8.55 | 1 | 365 | 9.7341 | 0.59332 | 10 | 0.32744
38866 | 5.98 | 1 | 365 | 6.8082 | 0.70386 | 7 | 0.51206
38638 | 2.34 | 1 | 365 | 2.6641 | 0.36238 | 3 | 0.026456
38441 | 5.72 | 1 | 365 | 6.5122 | 0.10804 | 6 | 0.62023
47546 | 6.5 | 1 | 365 | 7.4002 | 0.8955 | 8 | 0.29571
38950 | 11.96 | 1 | 365 | 13.6164 | 0.40773 | 14 | 0.024111
47548 | 7.8 | 1 | 365 | 8.8803 | 0.8746 | 9 | 0.75485
31574 | 64.26 | 0.9 | 365 | 65.8436 | 0.53332 | 66 | 0.37696
47550 | 9.1 | 1 | 365 | 10.3603 | 0.85371 | 11 | 0.214
47936 | 5.2 | 1 | 365 | 5.9202 | 0.9164 | 6 | 0.83657
49362 | 2.08 | 1 | 365 | 2.3681 | 0.76656 | 3 | 0.13463
47940 | 6.76 | 1 | 365 | 7.6962 | 0.49132 | 8 | 0.18754
49364 | 5.46 | 1 | 365 | 6.2162 | 0.51222 | 6 | 0.7284
47948 | 8.32 | 1 | 365 | 9.4723 | 0.066245 | 9 | 0.53851
47950 | 2.86 | 1 | 365 | 3.2561 | 0.55402 | 3 | 0.81011
50134 | 6.5 | 1 | 365 | 7.4002 | 0.8955 | 8 | 0.29571
54255 | 3.025 | 1 | 365 | 3.4439 | 0.93214 | 4 | 0.37608
49365 | 11.18 | 1 | 365 | 12.7284 | 0.62027 | 13 | 0.34863
49378 | 15.08 | 1 | 365 | 17.1685 | 0.55757 | 17 | 0.72605
49593 | 17.385 | 1 | 365 | 19.7927 | 0.83974 | 20 | 0.63246
50142 | 7.02 | 1 | 365 | 7.9922 | 0.087144 | 8 | 0.079369
49366 | 8.06 | 1 | 365 | 9.1763 | 0.47042 | 9 | 0.64668
49368 | 7.8 | 1 | 365 | 8.8803 | 0.8746 | 9 | 0.75485
50149 | 5.2 | 1 | 365 | 5.9202 | 0.9164 | 6 | 0.83657
49380 | 6.555 | 1 | 365 | 7.4628 | 0.021543 | 7 | 0.48437
49900 | 9.45 | 1 | 365 | 10.7588 | 0.65577 | 11 | 0.41454
52892 | 5.83 | 1 | 365 | 6.6374 | 0.36012 | 6 | 0.99754
44330 | 9.25 | 1 | 365 | 10.5311 | 0.19745 | 10 | 0.72851
50273 | 4.96 | 1 | 365 | 5.6469 | 0.36642 | 6 | 0.013344
53873 | 11.7 | 1 | 365 | 13.3204 | 0.81191 | 14 | 0.13228
41535 | 6.3 | 1 | 365 | 7.1725 | 0.43718 | 7 | 0.60969
53001 | 6.3 | 1 | 365 | 7.1725 | 0.43718 | 7 | 0.60969
53251 | 4.88 | 1 | 365 | 5.5558 | 0.18309 | 5 | 0.73893
53290 | 8.19 | 1 | 365 | 9.3243 | 0.76834 | 10 | 0.092598
48517 | 11.4 | 1 | 365 | 12.9788 | 0.12442 | 13 | 0.10325
52584 | 8.265 | 1 | 365 | 9.4096 | 0.94021 | 10 | 0.34986
49382 | 6.5 | 1 | 365 | 7.4002 | 0.8955 | 8 | 0.29571
53794 | 2.915 | 1 | 365 | 3.3187 | 0.68006 | 3 | 0.99877
46470 | 11.48 | 1 | 365 | 13.0699 | 0.30775 | 13 | 0.37766
49022 | 11.4 | 1 | 365 | 12.9788 | 0.12442 | 13 | 0.10325
25778 | 10.4 | 1 | 365 | 11.8403 | 0.83281 | 12 | 0.67314
27620 | 6.54 | 1 | 365 | 7.4457 | 0.98717 | 8 | 0.43292
49385 | 9.36 | 1 | 365 | 10.6563 | 0.44953 | 11 | 0.10583
49538 | 8.52 | 1 | 365 | 9.7 | 0.52457 | 10 | 0.22453
49565 | 4.42 | 1 | 365 | 5.0321 | 0.12894 | 5 | 0.16108
49573 | 9.36 | 1 | 365 | 10.6563 | 0.44953 | 11 | 0.10583
49576 | 7.8 | 1 | 365 | 8.8803 | 0.8746 | 9 | 0.75485
49580 | 6.76 | 1 | 365 | 7.6962 | 0.49132 | 8 | 0.18754
49582 | 5.46 | 1 | 365 | 6.2162 | 0.51222 | 6 | 0.7284
36683 | 14.025 | 1 | 365 | 15.9674 | 0.13991 | 16 | 0.10729
49589 | 5.46 | 1 | 365 | 6.2162 | 0.51222 | 6 | 0.7284
49376 | 9.36 | 1 | 365 | 10.6563 | 0.44953 | 11 | 0.10583
50159 | 3.9 | 1 | 365 | 4.4401 | 0.9373 | 5 | 0.37743
49374 | 9.88 | 1 | 365 | 11.2483 | 0.64117 | 11 | 0.88948
50162 | 9.62 | 1 | 365 | 10.9523 | 0.045346 | 10 | 0.99765
39858 | 7.425 | 1 | 365 | 8.4533 | 0.015249 | 8 | 0.46856
50167 | 9.975 | 1 | 365 | 11.3565 | 0.85887 | 12 | 0.21534
37734 | 5.32 | 1 | 365 | 6.0568 | 0.1914 | 6 | 0.24818
39855 | 11.275 | 1 | 365 | 12.8365 | 0.83797 | 13 | 0.67449
39060 | 8.8 | 1 | 365 | 10.0187 | 0.16622 | 10 | 0.18496
47252 | 4.16 | 1 | 365 | 4.7361 | 0.53312 | 5 | 0.26926
50169 | 8.32 | 1 | 365 | 9.4723 | 0.066245 | 9 | 0.53851
41076 | 7.41 | 1 | 365 | 8.4362 | 0.98087 | 9 | 0.41711
50170 | 9.1 | 1 | 365 | 10.3603 | 0.85371 | 11 | 0.214
50715 | 5.98 | 1 | 365 | 6.8082 | 0.70386 | 7 | 0.51206
50719 | 10.4 | 1 | 365 | 11.8403 | 0.83281 | 12 | 0.67314
37245 | 12.1 | 1 | 365 | 13.7758 | 0.72855 | 14 | 0.50433
39856 | 4.16 | 1 | 365 | 4.7361 | 0.53312 | 5 | 0.26926
37770 | 5.72 | 1 | 365 | 6.5122 | 0.10804 | 6 | 0.62023
38675 | 4.125 | 1 | 365 | 4.6963 | 0.45292 | 5 | 0.1492
36014 | 5.62 | 1 | 365 | 6.3983 | 0.87888 | 7 | 0.27722
38261 | 5.98 | 1 | 365 | 6.8082 | 0.70386 | 7 | 0.51206
38759 | 8.265 | 1 | 365 | 9.4096 | 0.94021 | 10 | 0.34986
39841 | 5.72 | 1 | 365 | 6.5122 | 0.10804 | 6 | 0.62023
50727 | 4.68 | 1 | 365 | 5.3282 | 0.72476 | 6 | 0.052913
49523 | 8.835 | 1 | 365 | 10.0586 | 0.24643 | 10 | 0.30502
50943 | 7.8 | 1 | 365 | 8.8803 | 0.8746 | 9 | 0.75485
39070 | 15.12 | 1 | 365 | 17.214 | 0.64923 | 17 | 0.86326
50973 | 13.26 | 1 | 365 | 15.0964 | 0.38683 | 15 | 0.48325
38894 | 5.72 | 1 | 365 | 6.5122 | 0.10804 | 6 | 0.62023
51023 | 13.26 | 1 | 365 | 15.0964 | 0.38683 | 15 | 0.48325
41621 | 6.76 | 1 | 365 | 7.6962 | 0.49132 | 8 | 0.18754
50946 | 3.9 | 1 | 365 | 4.4401 | 0.9373 | 5 | 0.37743
41045 | 3.38 | 1 | 365 | 3.8481 | 0.74566 | 4 | 0.59377
50947 | 2.08 | 1 | 365 | 2.3681 | 0.76656 | 3 | 0.13463
47285 | 3.38 | 1 | 365 | 3.8481 | 0.74566 | 4 | 0.59377
40278 | 7.8 | 1 | 365 | 8.8803 | 0.8746 | 9 | 0.75485
50949 | 6.5 | 1 | 365 | 7.4002 | 0.8955 | 8 | 0.29571
50971 | 4.42 | 1 | 365 | 5.0321 | 0.12894 | 5 | 0.16108
37812 | 4.16 | 1 | 365 | 4.7361 | 0.53312 | 5 | 0.26926
37172 | 11 | 1 | 365 | 12.5234 | 0.20778 | 12 | 0.73121
51002 | 5.72 | 1 | 365 | 6.5122 | 0.10804 | 6 | 0.62023
51003 | 9.88 | 1 | 365 | 11.2483 | 0.64117 | 11 | 0.88948
43338 | 5.98 | 1 | 365 | 6.8082 | 0.70386 | 7 | 0.51206
39778 | 4.16 | 1 | 365 | 4.7361 | 0.53312 | 5 | 0.26926
38132 | 5.88 | 1 | 365 | 6.6943 | 0.4747 | 7 | 0.16904
51005 | 5.2 | 1 | 365 | 5.9202 | 0.9164 | 6 | 0.83657
39825 | 12.1 | 1 | 365 | 13.7758 | 0.72855 | 14 | 0.50433
51007 | 9.36 | 1 | 365 | 10.6563 | 0.44953 | 11 | 0.10583
38872 | 4.95 | 1 | 365 | 5.6355 | 0.3435 | 5 | 0.97904
51008 | 5.72 | 1 | 365 | 6.5122 | 0.10804 | 6 | 0.62023
38310 | 5.4 | 1 | 365 | 6.1479 | 0.37473 | 6 | 0.52259
51009 | 4.16 | 1 | 365 | 4.7361 | 0.53312 | 5 | 0.26926
39884 | 3.12 | 1 | 365 | 3.5521 | 0.14984 | 3 | 0.70194
38190 | 4.16 | 1 | 365 | 4.7361 | 0.53312 | 5 | 0.26926
51011 | 5.98 | 1 | 365 | 6.8082 | 0.70386 | 7 | 0.51206
51013 | 3.64 | 1 | 365 | 4.1441 | 0.34148 | 4 | 0.4856
36945 | 4.56 | 1 | 365 | 5.1915 | 0.44977 | 5 | 0.6413
36740 | 6.47 | 1 | 365 | 7.3661 | 0.82676 | 8 | 0.19281
35988 | 5.125 | 1 | 365 | 5.8348 | 0.74453 | 6 | 0.57931
51021 | 7.02 | 1 | 365 | 7.9922 | 0.087144 | 8 | 0.079369
37904 | 7.975 | 1 | 365 | 9.0795 | 0.27564 | 9 | 0.35512
38860 | 6.24 | 1 | 365 | 7.1042 | 0.29968 | 7 | 0.40388
51022 | 8.32 | 1 | 365 | 9.4723 | 0.066245 | 9 | 0.53851
39848 | 4.94 | 1 | 365 | 5.6242 | 0.32058 | 5 | 0.94474
38322 | 8.68 | 1 | 365 | 9.8821 | 0.89123 | 10 | 0.77335
51025 | 3.64 | 1 | 365 | 4.1441 | 0.34148 | 4 | 0.4856
39872 | 3.64 | 1 | 365 | 4.1441 | 0.34148 | 4 | 0.4856
50139 | 7.95 | 1 | 365 | 9.051 | 0.21835 | 9 | 0.26937
51148 | 15.08 | 1 | 365 | 17.1685 | 0.55757 | 17 | 0.72605
51149 | 13.26 | 1 | 365 | 15.0964 | 0.38683 | 15 | 0.48325
51146 | 9.1 | 1 | 365 | 10.3603 | 0.85371 | 11 | 0.214
50944 | 5.2 | 1 | 365 | 5.9202 | 0.9164 | 6 | 0.83657
51147 | 6.5 | 1 | 365 | 7.4002 | 0.8955 | 8 | 0.29571
51150 | 7.54 | 1 | 365 | 8.5842 | 0.27878 | 8 | 0.86303
51159 | 2.08 | 1 | 365 | 2.3681 | 0.76656 | 3 | 0.13463
51167 | 4.16 | 1 | 365 | 4.7361 | 0.53312 | 5 | 0.26926
37776 | 9.8 | 1 | 365 | 11.1572 | 0.45784 | 11 | 0.61507
51168 | 7.41 | 1 | 365 | 8.4362 | 0.98087 | 9 | 0.41711
38679 | 3.64 | 1 | 365 | 4.1441 | 0.34148 | 4 | 0.4856
51185 | 2.6 | 1 | 365 | 2.9601 | 0.9582 | 3 | 0.91828
37217 | 8.84 | 1 | 365 | 10.0643 | 0.25789 | 10 | 0.32217
51169 | 7.28 | 1 | 365 | 8.2882 | 0.68296 | 8 | 0.9712
41338 | 10.545 | 1 | 365 | 12.0054 | 0.16509 | 12 | 0.17051
51188 | 9.88 | 1 | 365 | 11.2483 | 0.64117 | 11 | 0.88948
51191 | 8.58 | 1 | 365 | 9.7683 | 0.66207 | 10 | 0.43034
51195 | 6.76 | 1 | 365 | 7.6962 | 0.49132 | 8 | 0.18754
36319 | 6.14 | 1 | 365 | 6.9904 | 0.070522 | 7 | 0.060873
49584 | 5.46 | 1 | 365 | 6.2162 | 0.51222 | 6 | 0.7284
39813 | 5.2 | 1 | 365 | 5.9202 | 0.9164 | 6 | 0.83657
47127 | 9.12 | 1 | 365 | 10.3831 | 0.89954 | 11 | 0.2826
36897 | 6.24 | 1 | 365 | 7.1042 | 0.29968 | 7 | 0.40388
51197 | 3.38 | 1 | 365 | 3.8481 | 0.74566 | 4 | 0.59377
37746 | 7.28 | 1 | 365 | 8.2882 | 0.68296 | 8 | 0.9712
51228 | 3.12 | 1 | 365 | 3.5521 | 0.14984 | 3 | 0.70194
51296 | 8.25 | 1 | 365 | 9.3926 | 0.90583 | 10 | 0.2984
37169 | 4.16 | 1 | 365 | 4.7361 | 0.53312 | 5 | 0.26926
49442 | 6.5 | 1 | 365 | 7.4002 | 0.8955 | 8 | 0.29571
39839 | 5.46 | 1 | 365 | 6.2162 | 0.51222 | 6 | 0.7284
37834 | 3.9 | 1 | 365 | 4.4401 | 0.9373 | 5 | 0.37743
39056 | 5.2 | 1 | 365 | 5.9202 | 0.9164 | 6 | 0.83657
36737 | 5.46 | 1 | 365 | 6.2162 | 0.51222 | 6 | 0.7284
46979 | 10.36 | 1 | 365 | 11.7948 | 0.74114 | 12 | 0.53594
51399 | 6.76 | 1 | 365 | 7.6962 | 0.49132 | 8 | 0.18754
46033 | 8.25 | 1 | 365 | 9.3926 | 0.90583 | 10 | 0.2984
51400 | 9.62 | 1 | 365 | 10.9523 | 0.045346 | 10 | 0.99765
38693 | 3.64 | 1 | 365 | 4.1441 | 0.34148 | 4 | 0.4856
37876 | 5.2 | 1 | 365 | 5.9202 | 0.9164 | 6 | 0.83657
38026 | 4.16 | 1 | 365 | 4.7361 | 0.53312 | 5 | 0.26926
51401 | 8.32 | 1 | 365 | 9.4723 | 0.066245 | 9 | 0.53851
38338 | 7.54 | 1 | 365 | 8.5842 | 0.27878 | 8 | 0.86303
39005 | 5.98 | 1 | 365 | 6.8082 | 0.70386 | 7 | 0.51206
51402 | 5.98 | 1 | 365 | 6.8082 | 0.70386 | 7 | 0.51206
38864 | 6.05 | 1 | 365 | 6.8879 | 0.86428 | 7 | 0.75216
38182 | 3.85 | 1 | 365 | 4.3832 | 0.82272 | 5 | 0.20592
51410 | 12.22 | 1 | 365 | 13.9124 | 0.0035475 | 13 | 0.91594
36499 | 5.98 | 1 | 365 | 6.8082 | 0.70386 | 7 | 0.51206
51411 | 13.52 | 1 | 365 | 15.3924 | 0.98265 | 16 | 0.37508
38635 | 4.42 | 1 | 365 | 5.0321 | 0.12894 | 5 | 0.16108
51413 | 11.44 | 1 | 365 | 13.0244 | 0.21609 | 13 | 0.24045
39382 | 5.2 | 1 | 365 | 5.9202 | 0.9164 | 6 | 0.83657
38183 | 5.2 | 1 | 365 | 5.9202 | 0.9164 | 6 | 0.83657
51412 | 11.7 | 1 | 365 | 13.3204 | 0.81191 | 14 | 0.13228
37023 | 5.805 | 1 | 365 | 6.609 | 0.30283 | 6 | 0.91179
37178 | 4.16 | 1 | 365 | 4.7361 | 0.53312 | 5 | 0.26926
36922 | 8.47 | 1 | 365 | 9.643 | 0.40999 | 10 | 0.053028
37953 | 8.12 | 1 | 365 | 9.2446 | 0.60792 | 9 | 0.85249
38646 | 4.845 | 1 | 365 | 5.516 | 0.10288 | 5 | 0.61888
36661 | 7.7 | 1 | 365 | 8.7664 | 0.64544 | 9 | 0.41184
36876 | 4.085 | 1 | 365 | 4.6507 | 0.36125 | 5 | 0.011998
38711 | 8.4 | 1 | 365 | 9.5633 | 0.24957 | 9 | 0.81292
47238 | 3.515 | 1 | 365 | 4.0018 | 0.05503 | 4 | 0.056835
38271 | 6.56 | 1 | 365 | 7.4685 | 0.033001 | 7 | 0.50152
37249 | 4.4 | 1 | 365 | 5.0094 | 0.08311 | 5 | 0.092482
37030 | 5.4 | 1 | 365 | 6.1479 | 0.37473 | 6 | 0.52259
41651 | 11.96 | 1 | 365 | 13.6164 | 0.40773 | 14 | 0.024111
38869 | 6.14 | 1 | 365 | 6.9904 | 0.070522 | 7 | 0.060873
39899 | 11.76 | 1 | 365 | 13.3887 | 0.9494 | 14 | 0.33809
38632 | 7.28 | 1 | 365 | 8.2882 | 0.68296 | 8 | 0.9712
37957 | 3.85 | 1 | 365 | 4.3832 | 0.82272 | 5 | 0.20592
35771 | 8.25 | 1 | 365 | 9.3926 | 0.90583 | 10 | 0.2984
43025 | 4.4 | 1 | 365 | 5.0094 | 0.08311 | 5 | 0.092482
43629 | 8.82 | 1 | 365 | 10.0415 | 0.21205 | 10 | 0.25357
38816 | 4.605 | 1 | 365 | 5.2428 | 0.55289 | 5 | 0.79565
37748 | 6.92 | 1 | 365 | 7.8784 | 0.85798 | 8 | 0.73636
37183 | 7.935 | 1 | 365 | 9.0339 | 0.18397 | 9 | 0.21792
41649 | 5.5 | 1 | 365 | 6.2617 | 0.60389 | 6 | 0.8656
38708 | 4.4 | 1 | 365 | 5.0094 | 0.08311 | 5 | 0.092482
49449 | 10.92 | 1 | 365 | 12.4324 | 0.024447 | 12 | 0.4568
38387 | 8.32 | 1 | 365 | 9.4723 | 0.066245 | 9 | 0.53851
37007 | 5.905 | 1 | 365 | 6.7228 | 0.53199 | 7 | 0.2548
46277 | 10.4 | 1 | 365 | 11.8403 | 0.83281 | 12 | 0.67314
35797 | 7.8 | 1 | 365 | 8.8803 | 0.8746 | 9 | 0.75485
52746 | 8.67 | 1 | 365 | 9.8707 | 0.86831 | 10 | 0.73905
46110 | 10.4 | 1 | 365 | 11.8403 | 0.83281 | 12 | 0.67314
46956 | 13.26 | 1 | 365 | 15.0964 | 0.38683 | 15 | 0.48325
38913 | 5.72 | 1 | 365 | 6.5122 | 0.10804 | 6 | 0.62023
39747 | 8.59 | 1 | 365 | 9.7797 | 0.68498 | 10 | 0.46464
38821 | 4.035 | 1 | 365 | 4.5938 | 0.24667 | 4 | 0.84049
37209 | 5.12 | 1 | 365 | 5.8291 | 0.73307 | 6 | 0.56216
41393 | 3.3 | 1 | 365 | 3.757 | 0.56233 | 4 | 0.31936
38717 | 3.575 | 1 | 365 | 4.0701 | 0.19253 | 4 | 0.26264
47222 | 12.1 | 1 | 365 | 13.7758 | 0.72855 | 14 | 0.50433
38880 | 5.545 | 1 | 365 | 6.3129 | 0.70701 | 7 | 0.019958
37191 | 8.195 | 1 | 365 | 9.33 | 0.77979 | 10 | 0.10975
36989 | 4.605 | 1 | 365 | 5.2428 | 0.55289 | 5 | 0.79565
36877 | 5.1 | 1 | 365 | 5.8063 | 0.68724 | 6 | 0.49356
37203 | 7.18 | 1 | 365 | 8.1744 | 0.4538 | 8 | 0.62819
36958 | 7.44 | 1 | 365 | 8.4704 | 0.049623 | 8 | 0.52002
38143 | 7.8 | 1 | 365 | 8.8803 | 0.8746 | 9 | 0.75485
37362 | 3.12 | 1 | 365 | 3.5521 | 0.14984 | 3 | 0.70194
51155 | 4.94 | 1 | 365 | 5.6242 | 0.32058 | 5 | 0.94474
39751 | 8.715 | 1 | 365 | 9.922 | 0.97143 | 10 | 0.89341
38830 | 6.66 | 1 | 365 | 7.5824 | 0.26216 | 7 | 0.84453
38734 | 5.72 | 1 | 365 | 6.5122 | 0.10804 | 6 | 0.62023
38805 | 3.9 | 1 | 365 | 4.4401 | 0.9373 | 5 | 0.37743
38769 | 7.28 | 1 | 365 | 8.2882 | 0.68296 | 8 | 0.9712
39782 | 6.24 | 1 | 365 | 7.1042 | 0.29968 | 7 | 0.40388
38257 | 6.47 | 1 | 365 | 7.3661 | 0.82676 | 8 | 0.19281
38627 | 7.315 | 1 | 365 | 8.3281 | 0.76317 | 9 | 0.091252
38476 | 10.57 | 1 | 365 | 12.0339 | 0.22238 | 12 | 0.25626
49517 | 5.98 | 1 | 365 | 6.8082 | 0.70386 | 7 | 0.51206
39082 | 11.025 | 1 | 365 | 12.5519 | 0.26507 | 12 | 0.81696
38394 | 4.5 | 1 | 365 | 5.1232 | 0.31227 | 5 | 0.43549
42537 | 10.71 | 1 | 365 | 12.1933 | 0.54321 | 12 | 0.73647
41967 | 6.3 | 1 | 365 | 7.1725 | 0.43718 | 7 | 0.60969
42110 | 12 | 1 | 365 | 13.6619 | 0.49939 | 14 | 0.16132
41924 | 12 | 1 | 365 | 13.6619 | 0.49939 | 14 | 0.16132
38375 | 9.135 | 1 | 365 | 10.4001 | 0.93391 | 11 | 0.33405
41195 | 8.19 | 1 | 365 | 9.3243 | 0.76834 | 10 | 0.092598
38325 | 7.2 | 1 | 365 | 8.1972 | 0.49964 | 8 | 0.69679
47358 | 6.3 | 1 | 365 | 7.1725 | 0.43718 | 7 | 0.60969
47103 | 5.1 | 1 | 365 | 5.8063 | 0.68724 | 6 | 0.49356
47096 | 7.2 | 1 | 365 | 8.1972 | 0.49964 | 8 | 0.69679
46290 | 7.8 | 1 | 365 | 8.8803 | 0.8746 | 9 | 0.75485
47116 | 9.6 | 1 | 365 | 10.9295 | 0.99951 | 11 | 0.92905
44359 | 4.56 | 1 | 365 | 5.1915 | 0.44977 | 5 | 0.6413
46197 | 11.25 | 1 | 365 | 12.8081 | 0.78068 | 13 | 0.58873
47458 | 24.64 | 1 | 365 | 28.0525 | 0.46542 | 28 | 0.5179
48725 | 11.6 | 1 | 365 | 13.2065 | 0.58275 | 13 | 0.78927
50115 | 11.6 | 1 | 365 | 13.2065 | 0.58275 | 13 | 0.78927
49772 | 11.6 | 1 | 365 | 13.2065 | 0.58275 | 13 | 0.78927
35931 | 6.213 | 1 | 365 | 7.0735 | 0.23781 | 7 | 0.31127
36131 | 12.426 | 1 | 365 | 14.1469 | 0.47562 | 14 | 0.62254
36135 | 7.194 | 1 | 365 | 8.1903 | 0.48589 | 8 | 0.67621
36142 | 12.42 | 1 | 365 | 14.1401 | 0.46187 | 14 | 0.60196
36163 | 9.81 | 1 | 365 | 11.1686 | 0.48075 | 11 | 0.64938
37522 | 7.02 | 1 | 365 | 7.9922 | 0.087144 | 8 | 0.079369
38875 | 6.56 | 1 | 365 | 7.4685 | 0.033001 | 7 | 0.50152
42888 | 3.02 | 1 | 365 | 3.4383 | 0.92068 | 4 | 0.35893
36835 | 4.605 | 1 | 365 | 5.2428 | 0.55289 | 5 | 0.79565
37216 | 3.85 | 1 | 365 | 4.3832 | 0.82272 | 5 | 0.20592
36882 | 6.375 | 1 | 365 | 7.2579 | 0.60905 | 7 | 0.86695
39849 | 8.715 | 1 | 365 | 9.922 | 0.97143 | 10 | 0.89341
38836 | 7.15 | 1 | 365 | 8.1402 | 0.38505 | 8 | 0.52528
47235 | 6.76 | 1 | 365 | 7.6962 | 0.49132 | 8 | 0.18754
37625 | 4.345 | 1 | 365 | 4.9468 | 0.95707 | 5 | 0.90383
37228 | 7.84 | 1 | 365 | 8.9258 | 0.96627 | 9 | 0.89206
50807 | 5.72 | 1 | 365 | 6.5122 | 0.10804 | 6 | 0.62023
38733 | 4.11 | 1 | 365 | 4.6792 | 0.41854 | 5 | 0.09775
38189 | 12.1 | 1 | 365 | 13.7758 | 0.72855 | 14 | 0.50433
39794 | 8.68 | 1 | 365 | 9.8821 | 0.89123 | 10 | 0.77335
43255 | 6.76 | 1 | 365 | 7.6962 | 0.49132 | 8 | 0.18754
50644 | 4.42 | 1 | 365 | 5.0321 | 0.12894 | 5 | 0.16108
39030 | 6.27 | 1 | 365 | 7.1384 | 0.36843 | 7 | 0.50679
38306 | 6.6 | 1 | 365 | 7.5141 | 0.12467 | 7 | 0.63872
39920 | 5.6 | 1 | 365 | 6.3756 | 0.83305 | 7 | 0.20861
39091 | 9.1 | 1 | 365 | 10.3603 | 0.85371 | 11 | 0.214
51181 | 4.94 | 1 | 365 | 5.6242 | 0.32058 | 5 | 0.94474
38796 | 4.2 | 1 | 365 | 4.7817 | 0.62479 | 5 | 0.40646
36363 | 8.715 | 1 | 365 | 9.922 | 0.97143 | 10 | 0.89341
38299 | 5.88 | 1 | 365 | 6.6943 | 0.4747 | 7 | 0.16904
39112 | 8.58 | 1 | 365 | 9.7683 | 0.66207 | 10 | 0.43034
39094 | 9.1 | 1 | 365 | 10.3603 | 0.85371 | 11 | 0.214
51157 | 10.08 | 1 | 365 | 11.476 | 0.099489 | 11 | 0.5755
38107 | 4.845 | 1 | 365 | 5.516 | 0.10288 | 5 | 0.61888
38212 | 9.36 | 1 | 365 | 10.6563 | 0.44953 | 11 | 0.10583
47231 | 7.28 | 1 | 365 | 8.2882 | 0.68296 | 8 | 0.9712
51584 | 7.28 | 1 | 365 | 8.2882 | 0.68296 | 8 | 0.9712
39784 | 6.05 | 1 | 365 | 6.8879 | 0.86428 | 7 | 0.75216
49492 | 4.16 | 1 | 365 | 4.7361 | 0.53312 | 5 | 0.26926
50707 | 4.68 | 1 | 365 | 5.3282 | 0.72476 | 6 | 0.052913
41052 | 7.15 | 1 | 365 | 8.1402 | 0.38505 | 8 | 0.52528
37275 | 3.575 | 1 | 365 | 4.0701 | 0.19253 | 4 | 0.26264
38842 | 8.195 | 1 | 365 | 9.33 | 0.77979 | 10 | 0.10975
39392 | 8.195 | 1 | 365 | 9.33 | 0.77979 | 10 | 0.10975
39075 | 7.15 | 1 | 365 | 8.1402 | 0.38505 | 8 | 0.52528
38685 | 6.325 | 1 | 365 | 7.201 | 0.49447 | 7 | 0.69544
39869 | 4.68 | 1 | 365 | 5.3282 | 0.72476 | 6 | 0.052913
38501 | 10.4 | 1 | 365 | 11.8403 | 0.83281 | 12 | 0.67314
38663 | 8.59 | 1 | 365 | 9.7797 | 0.68498 | 10 | 0.46464
37875 | 12.32 | 1 | 365 | 14.0262 | 0.23271 | 14 | 0.25895
39843 | 3.12 | 1 | 365 | 3.5521 | 0.14984 | 3 | 0.70194
37370 | 12.48 | 1 | 365 | 14.2084 | 0.59937 | 14 | 0.80777
37257 | 5.88 | 1 | 365 | 6.6943 | 0.4747 | 7 | 0.16904
38283 | 6.76 | 1 | 365 | 7.6962 | 0.49132 | 8 | 0.18754
47247 | 7.02 | 1 | 365 | 7.9922 | 0.087144 | 8 | 0.079369
37771 | 7.8 | 1 | 365 | 8.8803 | 0.8746 | 9 | 0.75485
47240 | 4.16 | 1 | 365 | 4.7361 | 0.53312 | 5 | 0.26926
38877 | 5.72 | 1 | 365 | 6.5122 | 0.10804 | 6 | 0.62023
39105 | 5.2 | 1 | 365 | 5.9202 | 0.9164 | 6 | 0.83657
53056 | 24.99 | 1 | 365 | 28.451 | 0.26748 | 28 | 0.71844
44456 | 119.025 | 0.9 | 365 | 121.9583 | 0.48363 | 122 | 0.44192
29889 | 456.94 | 0.9 | 365 | 468.2009 | 0.41791 | 468 | 0.61885
35678 | 148.18 | 0.9 | 365 | 151.8318 | 0.61449 | 152 | 0.44628
52626 | 7.6 | 1 | 365 | 8.6526 | 0.41628 | 9 | 0.068833
51397 | 6.76 | 1 | 365 | 7.6962 | 0.49132 | 8 | 0.18754
51201 | 8.32 | 1 | 365 | 9.4723 | 0.066245 | 9 | 0.53851
45336 | 22.26 | 1 | 365 | 25.3429 | 0.011372 | 25 | 0.35424
51628 | 9.36 | 1 | 365 | 10.6563 | 0.44953 | 11 | 0.10583
51629 | 8.84 | 1 | 365 | 10.0643 | 0.25789 | 10 | 0.32217
51638 | 6.76 | 1 | 365 | 7.6962 | 0.49132 | 8 | 0.18754
51639 | 5.2 | 1 | 365 | 5.9202 | 0.9164 | 6 | 0.83657
51640 | 7.02 | 1 | 365 | 7.9922 | 0.087144 | 8 | 0.079369
41973 | 7.28 | 1 | 365 | 8.2882 | 0.68296 | 8 | 0.9712
51641 | 7.28 | 1 | 365 | 8.2882 | 0.68296 | 8 | 0.9712
51643 | 4.42 | 1 | 365 | 5.0321 | 0.12894 | 5 | 0.16108
51644 | 5.98 | 1 | 365 | 6.8082 | 0.70386 | 7 | 0.51206
51645 | 7.02 | 1 | 365 | 7.9922 | 0.087144 | 8 | 0.079369
51680 | 3.9 | 1 | 365 | 4.4401 | 0.9373 | 5 | 0.37743
51682 | 2.86 | 1 | 365 | 3.2561 | 0.55402 | 3 | 0.81011
51683 | 7.28 | 1 | 365 | 8.2882 | 0.68296 | 8 | 0.9712
51687 | 5.1 | 1 | 365 | 5.8063 | 0.68724 | 6 | 0.49356
51691 | 4.42 | 1 | 365 | 5.0321 | 0.12894 | 5 | 0.16108
51694 | 7.28 | 1 | 365 | 8.2882 | 0.68296 | 8 | 0.9712
51695 | 2.86 | 1 | 365 | 3.2561 | 0.55402 | 3 | 0.81011
51696 | 9.88 | 1 | 365 | 11.2483 | 0.64117 | 11 | 0.88948
51697 | 7.28 | 1 | 365 | 8.2882 | 0.68296 | 8 | 0.9712
51938 | 3.12 | 1 | 365 | 3.5521 | 0.14984 | 3 | 0.70194
49096 | 6.25 | 1 | 365 | 7.1156 | 0.3226 | 7 | 0.43818
51964 | 7.8 | 1 | 365 | 8.8803 | 0.8746 | 9 | 0.75485
36486 | 9.96 | 1 | 365 | 11.3394 | 0.8245 | 12 | 0.16389
37801 | 4.68 | 1 | 365 | 5.3282 | 0.72476 | 6 | 0.052913
37247 | 4.42 | 1 | 365 | 5.0321 | 0.12894 | 5 | 0.16108
37154 | 4.42 | 1 | 365 | 5.0321 | 0.12894 | 5 | 0.16108
38264 | 3.64 | 1 | 365 | 4.1441 | 0.34148 | 4 | 0.4856
51968 | 9.36 | 1 | 365 | 10.6563 | 0.44953 | 11 | 0.10583
51969 | 6.76 | 1 | 365 | 7.6962 | 0.49132 | 8 | 0.18754
51971 | 3.64 | 1 | 365 | 4.1441 | 0.34148 | 4 | 0.4856
51975 | 5.2 | 1 | 365 | 5.9202 | 0.9164 | 6 | 0.83657
51978 | 5.46 | 1 | 365 | 6.2162 | 0.51222 | 6 | 0.7284
51983 | 4.42 | 1 | 365 | 5.0321 | 0.12894 | 5 | 0.16108
51982 | 8.8 | 1 | 365 | 10.0187 | 0.16622 | 10 | 0.18496
51987 | 9.36 | 1 | 365 | 10.6563 | 0.44953 | 11 | 0.10583
51984 | 3.38 | 1 | 365 | 3.8481 | 0.74566 | 4 | 0.59377
51990 | 5.72 | 1 | 365 | 6.5122 | 0.10804 | 6 | 0.62023
51993 | 8.06 | 1 | 365 | 9.1763 | 0.47042 | 9 | 0.64668
51999 | 5.2 | 1 | 365 | 5.9202 | 0.9164 | 6 | 0.83657
52013 | 6.24 | 1 | 365 | 7.1042 | 0.29968 | 7 | 0.40388
52001 | 5.72 | 1 | 365 | 6.5122 | 0.10804 | 6 | 0.62023
52004 | 4.68 | 1 | 365 | 5.3282 | 0.72476 | 6 | 0.052913
41699 | 12.32 | 1 | 365 | 14.0262 | 0.23271 | 14 | 0.25895
37175 | 7.8 | 1 | 365 | 8.8803 | 0.8746 | 9 | 0.75485
38362 | 8.58 | 1 | 365 | 9.7683 | 0.66207 | 10 | 0.43034
38672 | 2.86 | 1 | 365 | 3.2561 | 0.55402 | 3 | 0.81011
51588 | 12.22 | 1 | 365 | 13.9124 | 0.0035475 | 13 | 0.91594
49479 | 3.64 | 1 | 365 | 4.1441 | 0.34148 | 4 | 0.4856
39753 | 5.72 | 1 | 365 | 6.5122 | 0.10804 | 6 | 0.62023
51192 | 12.22 | 1 | 365 | 13.9124 | 0.0035475 | 13 | 0.91594
38272 | 9.88 | 1 | 365 | 11.2483 | 0.64117 | 11 | 0.88948
38350 | 5.46 | 1 | 365 | 6.2162 | 0.51222 | 6 | 0.7284
38861 | 6.56 | 1 | 365 | 7.4685 | 0.033001 | 7 | 0.50152
41353 | 7.28 | 1 | 365 | 8.2882 | 0.68296 | 8 | 0.9712
41624 | 6.065 | 1 | 365 | 6.905 | 0.89865 | 7 | 0.80361
39750 | 12.04 | 1 | 365 | 13.7075 | 0.59106 | 14 | 0.29852
36655 | 5.5 | 1 | 365 | 6.2617 | 0.60389 | 6 | 0.8656
47775 | 10.865 | 1 | 365 | 12.3697 | 0.89841 | 13 | 0.26814
52043 | 9.01 | 1 | 365 | 10.2578 | 0.64746 | 10 | 0.90529
38892 | 7.5 | 1 | 365 | 8.5387 | 0.18712 | 8 | 0.72582
46587 | 4.2 | 1 | 365 | 4.7817 | 0.62479 | 5 | 0.40646
48627 | 9.6 | 1 | 365 | 10.9295 | 0.99951 | 11 | 0.92905
52175 | 9.1 | 1 | 365 | 10.3603 | 0.85371 | 11 | 0.214
52177 | 8.58 | 1 | 365 | 9.7683 | 0.66207 | 10 | 0.43034
52180 | 2.52 | 1 | 365 | 2.869 | 0.77487 | 3 | 0.64388
52181 | 7.8 | 1 | 365 | 8.8803 | 0.8746 | 9 | 0.75485
52183 | 4.16 | 1 | 365 | 4.7361 | 0.53312 | 5 | 0.26926
52185 | 3.9 | 1 | 365 | 4.4401 | 0.9373 | 5 | 0.37743
47111 | 6 | 1 | 365 | 6.831 | 0.7497 | 7 | 0.58066
36189 | 7.56 | 1 | 365 | 8.607 | 0.32462 | 8 | 0.93163
40771 | 4.2 | 1 | 365 | 4.7817 | 0.62479 | 5 | 0.40646
46258 | 14.26 | 1 | 365 | 16.2349 | 0.67844 | 16 | 0.91336
46241 | 14.4 | 1 | 365 | 16.3943 | 0.99927 | 17 | 0.39358
44119 | 10.71 | 1 | 365 | 12.1933 | 0.54321 | 12 | 0.73647
52307 | 4.42 | 1 | 365 | 5.0321 | 0.12894 | 5 | 0.16108
50855 | 11.7 | 1 | 365 | 13.3204 | 0.81191 | 14 | 0.13228
52308 | 3.38 | 1 | 365 | 3.8481 | 0.74566 | 4 | 0.59377
35799 | 10.08 | 1 | 365 | 11.476 | 0.099489 | 11 | 0.5755
52311 | 5.72 | 1 | 365 | 6.5122 | 0.10804 | 6 | 0.62023
35740 | 8.7 | 1 | 365 | 9.9049 | 0.93706 | 10 | 0.84195
52317 | 5.72 | 1 | 365 | 6.5122 | 0.10804 | 6 | 0.62023
32066 | 10.4 | 1 | 365 | 11.8403 | 0.83281 | 12 | 0.67314
52319 | 3.38 | 1 | 365 | 3.8481 | 0.74566 | 4 | 0.59377
47637 | 8.505 | 1 | 365 | 9.6829 | 0.49019 | 10 | 0.17308
37428 | 8.829 | 1 | 365 | 10.0518 | 0.23268 | 10 | 0.28444
36005 | 30.5 | 0.9 | 365 | 31.2516 | 0.90486 | 32 | 0.15651
52325 | 4.42 | 1 | 365 | 5.0321 | 0.12894 | 5 | 0.16108
38701 | 6.05 | 1 | 365 | 6.8879 | 0.86428 | 7 | 0.75216
52324 | 5.46 | 1 | 365 | 6.2162 | 0.51222 | 6 | 0.7284
38670 | 4.48 | 1 | 365 | 5.1005 | 0.26644 | 5 | 0.36689
49953 | 5.4 | 1 | 365 | 6.1479 | 0.37473 | 6 | 0.52259
49487 | 5.72 | 1 | 365 | 6.5122 | 0.10804 | 6 | 0.62023
52336 | 4.16 | 1 | 365 | 4.7361 | 0.53312 | 5 | 0.26926
50725 | 8.54 | 1 | 365 | 9.7227 | 0.5704 | 10 | 0.29314
52337 | 3.9 | 1 | 365 | 4.4401 | 0.9373 | 5 | 0.37743
52342 | 6.5 | 1 | 365 | 7.4002 | 0.8955 | 8 | 0.29571
50980 | 3.9 | 1 | 365 | 4.4401 | 0.9373 | 5 | 0.37743
40838 | 5.61 | 1 | 365 | 6.3869 | 0.85597 | 7 | 0.24291
41285 | 3.9 | 1 | 365 | 4.4401 | 0.9373 | 5 | 0.37743
41642 | 9.24 | 1 | 365 | 10.5197 | 0.17453 | 10 | 0.69421
46943 | 13.26 | 1 | 365 | 15.0964 | 0.38683 | 15 | 0.48325
42314 | 3.9 | 1 | 365 | 4.4401 | 0.9373 | 5 | 0.37743
41227 | 5.4 | 1 | 365 | 6.1479 | 0.37473 | 6 | 0.52259
46075 | 13.26 | 1 | 365 | 15.0964 | 0.38683 | 15 | 0.48325
41889 | 3.38 | 1 | 365 | 3.8481 | 0.74566 | 4 | 0.59377
46094 | 13.52 | 1 | 365 | 15.3924 | 0.98265 | 16 | 0.37508
43611 | 4.68 | 1 | 365 | 5.3282 | 0.72476 | 6 | 0.052913
43585 | 7.24 | 1 | 365 | 8.2427 | 0.5913 | 8 | 0.83399
48696 | 7.98 | 1 | 365 | 9.0852 | 0.2871 | 9 | 0.37227
43984 | 6.3 | 1 | 365 | 7.1725 | 0.43718 | 7 | 0.60969
47467 | 10.8 | 1 | 365 | 12.2957 | 0.74945 | 13 | 0.045184
36210 | 7.56 | 1 | 365 | 8.607 | 0.32462 | 8 | 0.93163
43252 | 9.18 | 1 | 365 | 10.4514 | 0.037035 | 10 | 0.48841
43612 | 7.8 | 1 | 365 | 8.8803 | 0.8746 | 9 | 0.75485
35924 | 6.555 | 1 | 365 | 7.4628 | 0.021543 | 7 | 0.48437
52802 | 6.5 | 1 | 365 | 7.4002 | 0.8955 | 8 | 0.29571
52705 | 9.36 | 1 | 365 | 10.6563 | 0.44953 | 11 | 0.10583
52801 | 6.5 | 1 | 365 | 7.4002 | 0.8955 | 8 | 0.29571
52803 | 7.54 | 1 | 365 | 8.5842 | 0.27878 | 8 | 0.86303
52707 | 4.16 | 1 | 365 | 4.7361 | 0.53312 | 5 | 0.26926
52828 | 6.5 | 1 | 365 | 7.4002 | 0.8955 | 8 | 0.29571
52800 | 7.02 | 1 | 365 | 7.9922 | 0.087144 | 8 | 0.079369
52799 | 5.2 | 1 | 365 | 5.9202 | 0.9164 | 6 | 0.83657
52830 | 5.46 | 1 | 365 | 6.2162 | 0.51222 | 6 | 0.7284
52833 | 6.5 | 1 | 365 | 7.4002 | 0.8955 | 8 | 0.29571
52962 | 5.2 | 1 | 365 | 5.9202 | 0.9164 | 6 | 0.83657
52826 | 6.5 | 1 | 365 | 7.4002 | 0.8955 | 8 | 0.29571
52836 | 4.16 | 1 | 365 | 4.7361 | 0.53312 | 5 | 0.26926
52838 | 3.64 | 1 | 365 | 4.1441 | 0.34148 | 4 | 0.4856
52965 | 4.16 | 1 | 365 | 4.7361 | 0.53312 | 5 | 0.26926
52839 | 5.2 | 1 | 365 | 5.9202 | 0.9164 | 6 | 0.83657
52968 | 9.88 | 1 | 365 | 11.2483 | 0.64117 | 11 | 0.88948
52959 | 8.58 | 1 | 365 | 9.7683 | 0.66207 | 10 | 0.43034
52955 | 2.08 | 1 | 365 | 2.3681 | 0.76656 | 3 | 0.13463
52954 | 5.2 | 1 | 365 | 5.9202 | 0.9164 | 6 | 0.83657
52859 | 5.2 | 1 | 365 | 5.9202 | 0.9164 | 6 | 0.83657
52855 | 8.32 | 1 | 365 | 9.4723 | 0.066245 | 9 | 0.53851
52853 | 4.42 | 1 | 365 | 5.0321 | 0.12894 | 5 | 0.16108
52851 | 6.5 | 1 | 365 | 7.4002 | 0.8955 | 8 | 0.29571
52848 | 4.68 | 1 | 365 | 5.3282 | 0.72476 | 6 | 0.052913
53073 | 5.225 | 1 | 365 | 5.9486 | 0.97369 | 6 | 0.92232
53092 | 7.28 | 1 | 365 | 8.2882 | 0.68296 | 8 | 0.9712
53090 | 6.24 | 1 | 365 | 7.1042 | 0.29968 | 7 | 0.40388
53076 | 6.76 | 1 | 365 | 7.6962 | 0.49132 | 8 | 0.18754
53079 | 4.68 | 1 | 365 | 5.3282 | 0.72476 | 6 | 0.052913
53075 | 9.36 | 1 | 365 | 10.6563 | 0.44953 | 11 | 0.10583
53074 | 4.16 | 1 | 365 | 4.7361 | 0.53312 | 5 | 0.26926
53324 | 6.24 | 1 | 365 | 7.1042 | 0.29968 | 7 | 0.40388
52846 | 9.88 | 1 | 365 | 11.2483 | 0.64117 | 11 | 0.88948
52858 | 7.8 | 1 | 365 | 8.8803 | 0.8746 | 9 | 0.75485
52964 | 6.3 | 1 | 365 | 7.1725 | 0.43718 | 7 | 0.60969
53091 | 5.2 | 1 | 365 | 5.9202 | 0.9164 | 6 | 0.83657
53094 | 7.02 | 1 | 365 | 7.9922 | 0.087144 | 8 | 0.079369
37568 | 7.28 | 1 | 365 | 8.2882 | 0.68296 | 8 | 0.9712
51230 | 9.1 | 1 | 365 | 10.3603 | 0.85371 | 11 | 0.214
39757 | 4.68 | 1 | 365 | 5.3282 | 0.72476 | 6 | 0.052913
41619 | 8.58 | 1 | 365 | 9.7683 | 0.66207 | 10 | 0.43034
51389 | 9.88 | 1 | 365 | 11.2483 | 0.64117 | 11 | 0.88948
50660 | 4.68 | 1 | 365 | 5.3282 | 0.72476 | 6 | 0.052913
51565 | 7.54 | 1 | 365 | 8.5842 | 0.27878 | 8 | 0.86303
38023 | 5.125 | 1 | 365 | 5.8348 | 0.74453 | 6 | 0.57931
51390 | 4.16 | 1 | 365 | 4.7361 | 0.53312 | 5 | 0.26926
36995 | 6.14 | 1 | 365 | 6.9904 | 0.070522 | 7 | 0.060873
36687 | 3.565 | 1 | 365 | 4.0587 | 0.16961 | 4 | 0.22834
51391 | 7.28 | 1 | 365 | 8.2882 | 0.68296 | 8 | 0.9712
36991 | 4.605 | 1 | 365 | 5.2428 | 0.55289 | 5 | 0.79565
51187 | 5.385 | 1 | 365 | 6.1308 | 0.34035 | 6 | 0.47114
38935 | 5.2 | 1 | 365 | 5.9202 | 0.9164 | 6 | 0.83657
38245 | 10.25 | 1 | 365 | 11.6696 | 0.48906 | 12 | 0.15862
51393 | 8.06 | 1 | 365 | 9.1763 | 0.47042 | 9 | 0.64668
49613 | 8.4 | 1 | 365 | 9.5633 | 0.24957 | 9 | 0.81292
45039 | 7.02 | 1 | 365 | 7.9922 | 0.087144 | 8 | 0.079369
47855 | 8.505 | 1 | 365 | 9.6829 | 0.49019 | 10 | 0.17308
44259 | 4.76 | 1 | 365 | 5.4192 | 0.90809 | 6 | 0.32732
36023 | 8.175 | 1 | 365 | 9.3072 | 0.73396 | 10 | 0.041146
44294 | 8.82 | 1 | 365 | 10.0415 | 0.21205 | 10 | 0.25357
44532 | 3.315 | 1 | 365 | 3.7741 | 0.59671 | 4 | 0.37081
44146 | 8.82 | 1 | 365 | 10.0415 | 0.21205 | 10 | 0.25357
44526 | 4.5 | 1 | 365 | 5.1232 | 0.31227 | 5 | 0.43549
44365 | 4.905 | 1 | 365 | 5.5843 | 0.24038 | 5 | 0.82469
51464 | 6.24 | 1 | 365 | 7.1042 | 0.29968 | 7 | 0.40388
44588 | 11.1 | 1 | 365 | 12.6373 | 0.43694 | 13 | 0.074217
36113 | 5.6 | 1 | 365 | 6.3756 | 0.83305 | 7 | 0.20861
36181 | 8.28 | 1 | 365 | 9.4267 | 0.97458 | 10 | 0.40131
37464 | 9.156 | 1 | 365 | 10.424 | 0.98204 | 11 | 0.40608
44515 | 5.5 | 1 | 365 | 6.2617 | 0.60389 | 6 | 0.8656
44522 | 10.8 | 1 | 365 | 12.2957 | 0.74945 | 13 | 0.045184
44521 | 8.505 | 1 | 365 | 9.6829 | 0.49019 | 10 | 0.17308
44739 | 8.68 | 1 | 365 | 9.8821 | 0.89123 | 10 | 0.77335
46710 | 3.92 | 1 | 365 | 4.4629 | 0.98313 | 5 | 0.44603
45574 | 4.5 | 1 | 365 | 5.1232 | 0.31227 | 5 | 0.43549
43463 | 12.285 | 1 | 365 | 13.9864 | 0.1525 | 14 | 0.1389
50143 | 7.8 | 1 | 365 | 8.8803 | 0.8746 | 9 | 0.75485
44152 | 5.7 | 1 | 365 | 6.4894 | 0.062211 | 6 | 0.55162
51030 | 10.23 | 1 | 365 | 11.6468 | 0.44323 | 12 | 0.090021
49707 | 4.2 | 1 | 365 | 4.7817 | 0.62479 | 5 | 0.40646
40846 | 9.69 | 1 | 365 | 11.032 | 0.20576 | 11 | 0.23776
44144 | 8.505 | 1 | 365 | 9.6829 | 0.49019 | 10 | 0.17308
46528 | 5.7 | 1 | 365 | 6.4894 | 0.062211 | 6 | 0.55162
46369 | 13 | 1 | 365 | 14.8004 | 0.79101 | 15 | 0.59142
44153 | 6 | 1 | 365 | 6.831 | 0.7497 | 7 | 0.58066
42536 | 4.8 | 1 | 365 | 5.4648 | 0.99976 | 6 | 0.46453
50845 | 5.7 | 1 | 365 | 6.4894 | 0.062211 | 6 | 0.55162
37016 | 9.6 | 1 | 365 | 10.9295 | 0.99951 | 11 | 0.92905
47135 | 12.48 | 1 | 365 | 14.2084 | 0.59937 | 14 | 0.80777
44135 | 12 | 1 | 365 | 13.6619 | 0.49939 | 14 | 0.16132
44138 | 9.3 | 1 | 365 | 10.588 | 0.31203 | 10 | 0.90002
44162 | 6.75 | 1 | 365 | 7.6848 | 0.46841 | 8 | 0.15324
44192 | 3.9 | 1 | 365 | 4.4401 | 0.9373 | 5 | 0.37743
44682 | 4.5 | 1 | 365 | 5.1232 | 0.31227 | 5 | 0.43549
36344 | 9.6 | 1 | 365 | 10.9295 | 0.99951 | 11 | 0.92905
47671 | 3.64 | 1 | 365 | 4.1441 | 0.34148 | 4 | 0.4856
49328 | 7.14 | 1 | 365 | 8.1288 | 0.36214 | 8 | 0.49098
46404 | 5 | 1 | 365 | 5.6925 | 0.45808 | 6 | 0.15055
51048 | 7.54 | 1 | 365 | 8.5842 | 0.27878 | 8 | 0.86303
47013 | 10.08 | 1 | 365 | 11.476 | 0.099489 | 11 | 0.5755
44409 | 9.36 | 1 | 365 | 10.6563 | 0.44953 | 11 | 0.10583
44516 | 2.04 | 1 | 365 | 2.3225 | 0.6749 | 2 | 0.99742
49321 | 10.71 | 1 | 365 | 12.1933 | 0.54321 | 12 | 0.73647
45393 | 11.2 | 1 | 365 | 12.7511 | 0.6661 | 13 | 0.41723
51129 | 11.47 | 1 | 365 | 13.0585 | 0.28484 | 13 | 0.34336
35766 | 14.84 | 1 | 365 | 16.8952 | 0.0075814 | 16 | 0.90283
43537 | 6.9 | 1 | 365 | 7.8556 | 0.81215 | 8 | 0.66776
49950 | 8.12 | 1 | 365 | 9.2446 | 0.60792 | 9 | 0.85249
50146 | 7.28 | 1 | 365 | 8.2882 | 0.68296 | 8 | 0.9712
48221 | 10 | 1 | 365 | 11.3849 | 0.91616 | 12 | 0.3011
44875 | 15.81 | 1 | 365 | 17.9996 | 0.23045 | 18 | 0.23003
49737 | 11.115 | 1 | 365 | 12.6544 | 0.47131 | 13 | 0.12567
47342 | 12.18 | 1 | 365 | 13.8669 | 0.91188 | 14 | 0.77873
51290 | 8.235 | 1 | 365 | 9.3755 | 0.87146 | 10 | 0.24695
44725 | 12 | 1 | 365 | 13.6619 | 0.49939 | 14 | 0.16132
51264 | 12.426 | 1 | 365 | 14.1469 | 0.47562 | 14 | 0.62254
49187 | 6.84 | 1 | 365 | 7.7873 | 0.67465 | 8 | 0.46195
45503 | 11.4 | 1 | 365 | 12.9788 | 0.12442 | 13 | 0.10325
44053 | 7.875 | 1 | 365 | 8.9656 | 0.046476 | 9 | 0.012113
47405 | 10.25 | 1 | 365 | 11.6696 | 0.48906 | 12 | 0.15862
49644 | 12.29 | 1 | 365 | 13.9921 | 0.16396 | 14 | 0.15605
51206 | 7.8 | 1 | 365 | 8.8803 | 0.8746 | 9 | 0.75485
44255 | 9.765 | 1 | 365 | 11.1174 | 0.37763 | 11 | 0.49502
45773 | 9.8 | 1 | 365 | 11.1572 | 0.45784 | 11 | 0.61507
49158 | 7.36 | 1 | 365 | 8.3793 | 0.86629 | 9 | 0.24561
49525 | 5.58 | 1 | 365 | 6.3528 | 0.78722 | 7 | 0.14001
46767 | 6.21 | 1 | 365 | 7.07 | 0.23094 | 7 | 0.30098
54525 | 3.9 | 1 | 365 | 4.4401 | 0.9373 | 5 | 0.37743
44178 | 9.45 | 1 | 365 | 10.7588 | 0.65577 | 11 | 0.41454
37176 | 10.1 | 1 | 365 | 11.4988 | 0.14532 | 11 | 0.64411
36179 | 4.68 | 1 | 365 | 5.3282 | 0.72476 | 6 | 0.052913
38313 | 5.88 | 1 | 365 | 6.6943 | 0.4747 | 7 | 0.16904
37374 | 4.68 | 1 | 365 | 5.3282 | 0.72476 | 6 | 0.052913
46707 | 9.075 | 1 | 365 | 10.3318 | 0.79642 | 11 | 0.12824
47268 | 3.64 | 1 | 365 | 4.1441 | 0.34148 | 4 | 0.4856
44353 | 7.5 | 1 | 365 | 8.5387 | 0.18712 | 8 | 0.72582
47233 | 6.24 | 1 | 365 | 7.1042 | 0.29968 | 7 | 0.40388
37168 | 3.3 | 1 | 365 | 3.757 | 0.56233 | 4 | 0.31936
54888 | 29.64 | 0.9 | 365 | 30.3705 | 0.13115 | 30 | 0.5016
37766 | 4.48 | 1 | 365 | 5.1005 | 0.26644 | 5 | 0.36689
54140 | 62.4 | 0.9 | 365 | 63.9378 | 0.69715 | 64 | 0.63496
38915 | 5.225 | 1 | 365 | 5.9486 | 0.97369 | 6 | 0.92232
38779 | 7.56 | 1 | 365 | 8.607 | 0.32462 | 8 | 0.93163
41606 | 10.4 | 1 | 365 | 11.8403 | 0.83281 | 12 | 0.67314
50086 | 3.135 | 1 | 365 | 3.5692 | 0.18422 | 3 | 0.75339
52221 | 13.26 | 1 | 365 | 15.0964 | 0.38683 | 15 | 0.48325
38958 | 3.9 | 1 | 365 | 4.4401 | 0.9373 | 5 | 0.37743
51573 | 3.18 | 1 | 365 | 3.6204 | 0.28734 | 3 | 0.90775
38680 | 4.95 | 1 | 365 | 5.6355 | 0.3435 | 5 | 0.97904
38341 | 8.4 | 1 | 365 | 9.5633 | 0.24957 | 9 | 0.81292
43451 | 9.765 | 1 | 365 | 11.1174 | 0.37763 | 11 | 0.49502
41550 | 11.39 | 1 | 365 | 12.9674 | 0.10151 | 13 | 0.068948
49649 | 6.24 | 1 | 365 | 7.1042 | 0.29968 | 7 | 0.40388
44870 | 11.44 | 1 | 365 | 13.0244 | 0.21609 | 13 | 0.24045
46702 | 11.7 | 1 | 365 | 13.3204 | 0.81191 | 14 | 0.13228
44022 | 3.12 | 1 | 365 | 3.5521 | 0.14984 | 3 | 0.70194
18133 | 10.4 | 1 | 365 | 11.8403 | 0.83281 | 12 | 0.67314
44447 | 12.96 | 1 | 365 | 14.7549 | 0.69934 | 15 | 0.45422
40955 | 5.7 | 1 | 365 | 6.4894 | 0.062211 | 6 | 0.55162
44295 | 10.92 | 1 | 365 | 12.4324 | 0.024447 | 12 | 0.4568
44640 | 6.24 | 1 | 365 | 7.1042 | 0.29968 | 7 | 0.40388
51046 | 5.2 | 1 | 365 | 5.9202 | 0.9164 | 6 | 0.83657
44598 | 7.28 | 1 | 365 | 8.2882 | 0.68296 | 8 | 0.9712
40892 | 7.28 | 1 | 365 | 8.2882 | 0.68296 | 8 | 0.9712
51679 | 9.36 | 1 | 365 | 10.6563 | 0.44953 | 11 | 0.10583
49675 | 5.2 | 1 | 365 | 5.9202 | 0.9164 | 6 | 0.83657
50441 | 10.5 | 1 | 365 | 11.9542 | 0.061968 | 12 | 0.016151
35964 | 9.156 | 1 | 365 | 10.424 | 0.98204 | 11 | 0.40608
51675 | 9.36 | 1 | 365 | 10.6563 | 0.44953 | 11 | 0.10583
48425 | 15.08 | 1 | 365 | 17.1685 | 0.55757 | 17 | 0.72605
36152 | 17.004 | 1 | 365 | 19.3589 | 0.96664 | 20 | 0.32558
44509 | 7.2 | 1 | 365 | 8.1972 | 0.49964 | 8 | 0.69679
36138 | 5.232 | 1 | 365 | 5.9566 | 0.98973 | 6 | 0.94633
36209 | 10.72 | 1 | 365 | 12.2047 | 0.56612 | 12 | 0.77077
51045 | 6.5 | 1 | 365 | 7.4002 | 0.8955 | 8 | 0.29571
46992 | 10.2 | 1 | 365 | 11.6126 | 0.37448 | 11 | 0.98712
50443 | 9.16 | 1 | 365 | 10.4286 | 0.9912 | 11 | 0.4198
44122 | 10.395 | 1 | 365 | 11.8346 | 0.82135 | 12 | 0.65599
45429 | 11.77 | 1 | 365 | 13.4001 | 0.97232 | 14 | 0.37239
36349 | 13.545 | 1 | 365 | 15.4209 | 0.039939 | 15 | 0.46083
49937 | 6.213 | 1 | 365 | 7.0735 | 0.23781 | 7 | 0.31127
35785 | 5.61 | 1 | 365 | 6.3869 | 0.85597 | 7 | 0.24291
49760 | 8.4 | 1 | 365 | 9.5633 | 0.24957 | 9 | 0.81292
44610 | 9.483 | 1 | 365 | 10.7963 | 0.73139 | 11 | 0.52773
53219 | 0.765 | 1 | 365 | 0.87095 | 0.75309 | 1 | 0.62403
51927 | 11.96 | 1 | 365 | 13.6164 | 0.40773 | 14 | 0.024111
48785 | 5.1 | 1 | 365 | 5.8063 | 0.68724 | 6 | 0.49356
41990 | 10.464 | 1 | 365 | 11.9132 | 0.97947 | 12 | 0.89267
53014 | 9.88 | 1 | 365 | 11.2483 | 0.64117 | 11 | 0.88948
42003 | 6.9 | 1 | 365 | 7.8556 | 0.81215 | 8 | 0.66776
41517 | 7.848 | 1 | 365 | 8.9349 | 0.9846 | 9 | 0.9195
47433 | 5.7 | 1 | 365 | 6.4894 | 0.062211 | 6 | 0.55162
47483 | 5.2 | 1 | 365 | 5.9202 | 0.9164 | 6 | 0.83657
50254 | 6.12 | 1 | 365 | 6.9676 | 0.02469 | 6 | 0.99227
44306 | 12.92 | 1 | 365 | 14.7093 | 0.60768 | 15 | 0.31702
43618 | 9.765 | 1 | 365 | 11.1174 | 0.37763 | 11 | 0.49502
43936 | 6.16 | 1 | 365 | 7.0131 | 0.11635 | 7 | 0.12948
46245 | 9.5 | 1 | 365 | 10.8157 | 0.77035 | 11 | 0.58604
48086 | 6.5 | 1 | 365 | 7.4002 | 0.8955 | 8 | 0.29571
50470 | 10.137 | 1 | 365 | 11.5409 | 0.23011 | 11 | 0.77102
44180 | 2.25 | 1 | 365 | 2.5616 | 0.15614 | 2 | 0.71775
44520 | 14.025 | 1 | 365 | 15.9674 | 0.13991 | 16 | 0.10729
36166 | 20.8 | 1 | 365 | 23.6807 | 0.66561 | 24 | 0.34628
45702 | 6.9 | 1 | 365 | 7.8556 | 0.81215 | 8 | 0.66776
47120 | 9.12 | 1 | 365 | 10.3831 | 0.89954 | 11 | 0.2826
49190 | 3.9 | 1 | 365 | 4.4401 | 0.9373 | 5 | 0.37743
43626 | 6.5 | 1 | 365 | 7.4002 | 0.8955 | 8 | 0.29571
42411 | 6.76 | 1 | 365 | 7.6962 | 0.49132 | 8 | 0.18754
44929 | 6.6 | 1 | 365 | 7.5141 | 0.12467 | 7 | 0.63872
44681 | 8 | 1 | 365 | 9.1079 | 0.33293 | 9 | 0.44088
45309 | 8.32 | 1 | 365 | 9.4723 | 0.066245 | 9 | 0.53851
44672 | 9.36 | 1 | 365 | 10.6563 | 0.44953 | 11 | 0.10583
49771 | 7.28 | 1 | 365 | 8.2882 | 0.68296 | 8 | 0.9712
36212 | 5.232 | 1 | 365 | 5.9566 | 0.98973 | 6 | 0.94633
43114 | 6.24 | 1 | 365 | 7.1042 | 0.29968 | 7 | 0.40388
49259 | 4.4 | 1 | 365 | 5.0094 | 0.08311 | 5 | 0.092482
50998 | 4.24 | 1 | 365 | 4.8272 | 0.71645 | 5 | 0.54366
43119 | 7.02 | 1 | 365 | 7.9922 | 0.087144 | 8 | 0.079369
44303 | 8.82 | 1 | 365 | 10.0415 | 0.21205 | 10 | 0.25357
45759 | 9.135 | 1 | 365 | 10.4001 | 0.93391 | 11 | 0.33405
43959 | 2.44 | 1 | 365 | 2.7779 | 0.59154 | 3 | 0.36947
35754 | 12.04 | 1 | 365 | 13.7075 | 0.59106 | 14 | 0.29852
44429 | 17.68 | 1 | 365 | 20.1286 | 0.51577 | 20 | 0.64434
44507 | 9.156 | 1 | 365 | 10.424 | 0.98204 | 11 | 0.40608
44168 | 8.55 | 1 | 365 | 9.7341 | 0.59332 | 10 | 0.32744
44450 | 7.02 | 1 | 365 | 7.9922 | 0.087144 | 8 | 0.079369
44683 | 6.24 | 1 | 365 | 7.1042 | 0.29968 | 7 | 0.40388
44439 | 6.24 | 1 | 365 | 7.1042 | 0.29968 | 7 | 0.40388
44235 | 9 | 1 | 365 | 10.2464 | 0.62454 | 10 | 0.87099
36298 | 7.84 | 1 | 365 | 8.9258 | 0.96627 | 9 | 0.89206
44686 | 10.5 | 1 | 365 | 11.9542 | 0.061968 | 12 | 0.016151
36162 | 5.559 | 1 | 365 | 6.3289 | 0.73909 | 7 | 0.067979
43619 | 11.4 | 1 | 365 | 12.9788 | 0.12442 | 13 | 0.10325
44927 | 4.725 | 1 | 365 | 5.3794 | 0.82789 | 6 | 0.20727
35972 | 9.36 | 1 | 365 | 10.6563 | 0.44953 | 11 | 0.10583
48660 | 8.06 | 1 | 365 | 9.1763 | 0.47042 | 9 | 0.64668
43630 | 14.4 | 1 | 365 | 16.3943 | 0.99927 | 17 | 0.39358
47601 | 5.1 | 1 | 365 | 5.8063 | 0.68724 | 6 | 0.49356
53437 | 10.14 | 1 | 365 | 11.5443 | 0.23699 | 11 | 0.78131
22628 | 11.475 | 1 | 365 | 13.0642 | 0.29629 | 13 | 0.36051
37567 | 9.52 | 1 | 365 | 10.8385 | 0.81618 | 11 | 0.65464
38825 | 8.96 | 1 | 365 | 10.2009 | 0.53288 | 10 | 0.73378
39754 | 4.16 | 1 | 365 | 4.7361 | 0.53312 | 5 | 0.26926
39763 | 4.94 | 1 | 365 | 5.6242 | 0.32058 | 5 | 0.94474
36660 | 7.425 | 1 | 365 | 8.4533 | 0.015249 | 8 | 0.46856
41678 | 6.6 | 1 | 365 | 7.5141 | 0.12467 | 7 | 0.63872
43038 | 7.95 | 1 | 365 | 9.051 | 0.21835 | 9 | 0.26937
47660 | 8.265 | 1 | 365 | 9.4096 | 0.94021 | 10 | 0.34986
53805 | 11.97 | 1 | 365 | 13.6278 | 0.43064 | 14 | 0.058412
53787 | 3.71 | 1 | 365 | 4.2238 | 0.5019 | 4 | 0.72571
51449 | 6.48 | 1 | 365 | 7.3774 | 0.84967 | 8 | 0.22711
37663 | 135.94 | 1 | 365 | 154.7668 | 0.52228 | 155 | 0.2891
43426 | 10.791 | 1 | 365 | 12.2855 | 0.72883 | 13 | 0.014313
37352 | 9.075 | 1 | 365 | 10.3318 | 0.79642 | 11 | 0.12824
39781 | 8.96 | 1 | 365 | 10.2009 | 0.53288 | 10 | 0.73378
39820 | 7.425 | 1 | 365 | 8.4533 | 0.015249 | 8 | 0.46856
40273 | 7.84 | 1 | 365 | 8.9258 | 0.96627 | 9 | 0.89206
37201 | 8.32 | 1 | 365 | 9.4723 | 0.066245 | 9 | 0.53851
37080 | 6.6 | 1 | 365 | 7.5141 | 0.12467 | 7 | 0.63872
37010 | 9.24 | 1 | 365 | 10.5197 | 0.17453 | 10 | 0.69421
47037 | 8.84 | 1 | 365 | 10.0643 | 0.25789 | 10 | 0.32217
38305 | 2.6 | 1 | 365 | 2.9601 | 0.9582 | 3 | 0.91828
38136 | 4.68 | 1 | 365 | 5.3282 | 0.72476 | 6 | 0.052913
38694 | 3.64 | 1 | 365 | 4.1441 | 0.34148 | 4 | 0.4856
37601 | 9.24 | 1 | 365 | 10.5197 | 0.17453 | 10 | 0.69421
38326 | 3.64 | 1 | 365 | 4.1441 | 0.34148 | 4 | 0.4856
51627 | 4.16 | 1 | 365 | 4.7361 | 0.53312 | 5 | 0.26926
37940 | 9.36 | 1 | 365 | 10.6563 | 0.44953 | 11 | 0.10583
36863 | 9.12 | 1 | 365 | 10.3831 | 0.89954 | 11 | 0.2826
36819 | 7.7 | 1 | 365 | 8.7664 | 0.64544 | 9 | 0.41184
50131 | 21.58 | 1 | 365 | 24.5687 | 0.45307 | 25 | 0.021765
51145 | 15.08 | 1 | 365 | 17.1685 | 0.55757 | 17 | 0.72605
35804 | 17.004 | 1 | 365 | 19.3589 | 0.96664 | 20 | 0.32558
42482 | 10.335 | 1 | 365 | 11.7663 | 0.68385 | 12 | 0.45018
53162 | 5.3 | 1 | 365 | 6.034 | 0.14556 | 6 | 0.17958
53167 | 9.01 | 1 | 365 | 10.2578 | 0.64746 | 10 | 0.90529
45190 | 9.975 | 1 | 365 | 11.3565 | 0.85887 | 12 | 0.21534
42360 | 6.48 | 1 | 365 | 7.3774 | 0.84967 | 8 | 0.22711
44799 | 7.194 | 1 | 365 | 8.1903 | 0.48589 | 8 | 0.67621
45614 | 7.875 | 1 | 365 | 8.9656 | 0.046476 | 9 | 0.012113
42016 | 6.867 | 1 | 365 | 7.818 | 0.73653 | 8 | 0.55456
44366 | 5.04 | 1 | 365 | 5.738 | 0.54974 | 6 | 0.28775
51049 | 6 | 1 | 365 | 6.831 | 0.7497 | 7 | 0.58066
37229 | 3.9 | 1 | 365 | 4.4401 | 0.9373 | 5 | 0.37743
38477 | 5.2 | 1 | 365 | 5.9202 | 0.9164 | 6 | 0.83657
38004 | 4.95 | 1 | 365 | 5.6355 | 0.3435 | 5 | 0.97904
38891 | 8.32 | 1 | 365 | 9.4723 | 0.066245 | 9 | 0.53851
38256 | 5.2 | 1 | 365 | 5.9202 | 0.9164 | 6 | 0.83657
37833 | 6.24 | 1 | 365 | 7.1042 | 0.29968 | 7 | 0.40388
38401 | 5.98 | 1 | 365 | 6.8082 | 0.70386 | 7 | 0.51206
38018 | 3.64 | 1 | 365 | 4.1441 | 0.34148 | 4 | 0.4856
37161 | 6.5 | 1 | 365 | 7.4002 | 0.8955 | 8 | 0.29571
38665 | 6.27 | 1 | 365 | 7.1384 | 0.36843 | 7 | 0.50679
47042 | 14.04 | 1 | 365 | 15.9845 | 0.17429 | 16 | 0.15874
36460 | 4.605 | 1 | 365 | 5.2428 | 0.55289 | 5 | 0.79565
37363 | 3.515 | 1 | 365 | 4.0018 | 0.05503 | 4 | 0.056835
38766 | 5.225 | 1 | 365 | 5.9486 | 0.97369 | 6 | 0.92232
47115 | 3.38 | 1 | 365 | 3.8481 | 0.74566 | 4 | 0.59377
47165 | 8.58 | 1 | 365 | 9.7683 | 0.66207 | 10 | 0.43034
39761 | 5.47 | 1 | 365 | 6.2276 | 0.53514 | 6 | 0.7627
39822 | 9.36 | 1 | 365 | 10.6563 | 0.44953 | 11 | 0.10583
38698 | 5.415 | 1 | 365 | 6.1649 | 0.4091 | 6 | 0.57404
38149 | 8.58 | 1 | 365 | 9.7683 | 0.66207 | 10 | 0.43034
36004 | 10.77 | 1 | 365 | 12.2616 | 0.6807 | 12 | 0.94228
37153 | 5.72 | 1 | 365 | 6.5122 | 0.10804 | 6 | 0.62023
47179 | 9.88 | 1 | 365 | 11.2483 | 0.64117 | 11 | 0.88948
38311 | 5.98 | 1 | 365 | 6.8082 | 0.70386 | 7 | 0.51206
37354 | 4.68 | 1 | 365 | 5.3282 | 0.72476 | 6 | 0.052913
47363 | 3.9 | 1 | 365 | 4.4401 | 0.9373 | 5 | 0.37743
37638 | 7.425 | 1 | 365 | 8.4533 | 0.015249 | 8 | 0.46856
37214 | 5.72 | 1 | 365 | 6.5122 | 0.10804 | 6 | 0.62023
37764 | 6.47 | 1 | 365 | 7.3661 | 0.82676 | 8 | 0.19281
44587 | 6.24 | 1 | 365 | 7.1042 | 0.29968 | 7 | 0.40388
42663 | 8.32 | 1 | 365 | 9.4723 | 0.066245 | 9 | 0.53851
44565 | 10.92 | 1 | 365 | 12.4324 | 0.024447 | 12 | 0.4568
36069 | 4.42 | 1 | 365 | 5.0321 | 0.12894 | 5 | 0.16108
51034 | 11.4 | 1 | 365 | 12.9788 | 0.12442 | 13 | 0.10325
35293 | 36.54 | 0.9 | 365 | 37.4405 | 0.36208 | 37 | 0.80258
54903 | 7.84 | 1 | 365 | 8.9258 | 0.96627 | 9 | 0.89206
48834 | 2.1 | 1 | 365 | 2.3908 | 0.81239 | 3 | 0.20323
54906 | 7.04 | 1 | 365 | 8.015 | 0.13298 | 8 | 0.14797
55124 | 3.5 | 1 | 365 | 3.9847 | 0.020656 | 4 | 0.0053836
49524 | 4.25 | 1 | 365 | 4.8386 | 0.73937 | 5 | 0.57797
55125 | 4.5 | 1 | 365 | 5.1232 | 0.31227 | 5 | 0.43549
47665 | 7.695 | 1 | 365 | 8.7607 | 0.63399 | 9 | 0.39469
55133 | 5.565 | 1 | 365 | 6.3357 | 0.75284 | 7 | 0.08856
55134 | 6.93 | 1 | 365 | 7.8898 | 0.8809 | 8 | 0.77066
47315 | 11.025 | 1 | 365 | 12.5519 | 0.26507 | 12 | 0.81696
52293 | 3.9 | 1 | 365 | 4.4401 | 0.9373 | 5 | 0.37743
55343 | 9.3 | 1 | 365 | 10.588 | 0.31203 | 10 | 0.90002
55346 | 3.315 | 1 | 365 | 3.7741 | 0.59671 | 4 | 0.37081
52211 | 8.4 | 1 | 365 | 9.5633 | 0.24957 | 9 | 0.81292
55347 | 4.16 | 1 | 365 | 4.7361 | 0.53312 | 5 | 0.26926
44321 | 8.32 | 1 | 365 | 9.4723 | 0.066245 | 9 | 0.53851
55396 | 5.12 | 1 | 365 | 5.8291 | 0.73307 | 6 | 0.56216
55526 | 7.848 | 1 | 365 | 8.9349 | 0.9846 | 9 | 0.9195
55397 | 2.08 | 1 | 365 | 2.3681 | 0.76656 | 3 | 0.13463
54110 | 9.01 | 1 | 365 | 10.2578 | 0.64746 | 10 | 0.90529
55706 | 8.1 | 1 | 365 | 9.2218 | 0.56209 | 9 | 0.78389
55716 | 3.57 | 1 | 365 | 4.0644 | 0.18107 | 4 | 0.24549
55717 | 4.68 | 1 | 365 | 5.3282 | 0.72476 | 6 | 0.052913
55723 | 4.68 | 1 | 365 | 5.3282 | 0.72476 | 6 | 0.052913
55761 | 4.8 | 1 | 365 | 5.4648 | 0.99976 | 6 | 0.46453
49455 | 10.83 | 1 | 365 | 12.3299 | 0.8182 | 13 | 0.14809
55734 | 5.04 | 1 | 365 | 5.738 | 0.54974 | 6 | 0.28775
55736 | 4.2 | 1 | 365 | 4.7817 | 0.62479 | 5 | 0.40646
44078 | 13.64 | 1 | 365 | 15.5291 | 0.25764 | 15 | 0.78669
44553 | 9.8 | 1 | 365 | 11.1572 | 0.45784 | 11 | 0.61507
55926 | 13.25 | 1 | 365 | 15.085 | 0.36391 | 15 | 0.44895
46740 | 7.5 | 1 | 365 | 8.5387 | 0.18712 | 8 | 0.72582
50024 | 7.685 | 1 | 365 | 8.7493 | 0.61107 | 9 | 0.36039
41315 | 6.03 | 1 | 365 | 6.8651 | 0.81844 | 7 | 0.68356
56006 | 9.3 | 1 | 365 | 10.588 | 0.31203 | 10 | 0.90002
36527 | 15.4 | 1 | 365 | 17.5328 | 0.29089 | 17 | 0.82369
56027 | 6.095 | 1 | 365 | 6.9391 | 0.9674 | 7 | 0.90652
48142 | 7.425 | 1 | 365 | 8.4533 | 0.015249 | 8 | 0.46856
56028 | 3 | 1 | 365 | 3.4155 | 0.87485 | 4 | 0.29033
41850 | 6.84 | 1 | 365 | 7.7873 | 0.67465 | 8 | 0.46195
36143 | 19.38 | 1 | 365 | 22.064 | 0.41152 | 22 | 0.47552
56057 | 10.8 | 1 | 365 | 12.2957 | 0.74945 | 13 | 0.045184
56059 | 12 | 1 | 365 | 13.6619 | 0.49939 | 14 | 0.16132
40891 | 10.14 | 1 | 365 | 11.5443 | 0.23699 | 11 | 0.78131
35886 | 794.53 | 1 | 365 | 904.5673 | 0.75766 | 905 | 0.32498
56234 | 5.1 | 1 | 365 | 5.8063 | 0.68724 | 6 | 0.49356
39067 | 7.28 | 1 | 365 | 8.2882 | 0.68296 | 8 | 0.9712
56232 | 7.95 | 1 | 365 | 9.051 | 0.21835 | 9 | 0.26937
19530 | 3298.4 | 0.8 | 365 | 3004.1658 | 0.93297 | 3005 | 0.098803
56297 | 11.66 | 1 | 365 | 13.2748 | 0.72024 | 13 | 0.99508
56298 | 5.886 | 1 | 365 | 6.7012 | 0.48845 | 7 | 0.18963
50600 | 5.83 | 1 | 365 | 6.6374 | 0.36012 | 6 | 0.99754
56360 | 12.19 | 1 | 365 | 13.8782 | 0.9348 | 14 | 0.81304
47430 | 8.835 | 1 | 365 | 10.0586 | 0.24643 | 10 | 0.30502
52931 | 10.5 | 1 | 365 | 11.9542 | 0.061968 | 12 | 0.016151
51153 | 5.565 | 1 | 365 | 6.3357 | 0.75284 | 7 | 0.08856
45571 | 7 | 1 | 365 | 7.9695 | 0.041312 | 8 | 0.010767
51258 | 5.13 | 1 | 365 | 5.8405 | 0.75599 | 6 | 0.59646
46898 | 6.09 | 1 | 365 | 6.9334 | 0.95594 | 7 | 0.88937
49454 | 13.8 | 1 | 365 | 15.7112 | 0.6243 | 16 | 0.33551
46417 | 5.13 | 1 | 365 | 5.8405 | 0.75599 | 6 | 0.59646
48549 | 6.54 | 1 | 365 | 7.4457 | 0.98717 | 8 | 0.43292
53677 | 9.18 | 1 | 365 | 10.4514 | 0.037035 | 10 | 0.48841
46721 | 11.44 | 1 | 365 | 13.0244 | 0.21609 | 13 | 0.24045
47664 | 4.125 | 1 | 365 | 4.6963 | 0.45292 | 5 | 0.1492
47647 | 3.06 | 1 | 365 | 3.4838 | 0.012345 | 3 | 0.49614
46109 | 4.42 | 1 | 365 | 5.0321 | 0.12894 | 5 | 0.16108
28446 | 4.2 | 1 | 365 | 4.7817 | 0.62479 | 5 | 0.40646
48298 | 6.76 | 1 | 365 | 7.6962 | 0.49132 | 8 | 0.18754
49878 | 17.94 | 1 | 365 | 20.4246 | 0.11159 | 20 | 0.53617
44414 | 10.5 | 1 | 365 | 11.9542 | 0.061968 | 12 | 0.016151
50007 | 17 | 1 | 365 | 19.3544 | 0.95747 | 20 | 0.31186
51307 | 7.521 | 1 | 365 | 8.5626 | 0.23524 | 8 | 0.79785
46811 | 7.5 | 1 | 365 | 8.5387 | 0.18712 | 8 | 0.72582
49740 | 6 | 1 | 365 | 6.831 | 0.7497 | 7 | 0.58066
48876 | 10.2 | 1 | 365 | 11.6126 | 0.37448 | 11 | 0.98712
50027 | 9 | 1 | 365 | 10.2464 | 0.62454 | 10 | 0.87099
41508 | 19.765 | 1 | 365 | 22.5023 | 0.29379 | 22 | 0.79612
50029 | 10.5 | 1 | 365 | 11.9542 | 0.061968 | 12 | 0.016151
49166 | 7.56 | 1 | 365 | 8.607 | 0.32462 | 8 | 0.93163
48880 | 12 | 1 | 365 | 13.6619 | 0.49939 | 14 | 0.16132
53297 | 24.96 | 1 | 365 | 28.4168 | 0.19874 | 28 | 0.61554
50659 | 5.83 | 1 | 365 | 6.6374 | 0.36012 | 6 | 0.99754
50222 | 5.4 | 1 | 365 | 6.1479 | 0.37473 | 6 | 0.52259
51321 | 5.1 | 1 | 365 | 5.8063 | 0.68724 | 6 | 0.49356
48843 | 6.48 | 1 | 365 | 7.3774 | 0.84967 | 8 | 0.22711
49308 | 11.7 | 1 | 365 | 13.3204 | 0.81191 | 14 | 0.13228
53887 | 4.575 | 1 | 365 | 5.2086 | 0.48414 | 5 | 0.69275
51310 | 8.7 | 1 | 365 | 9.9049 | 0.93706 | 10 | 0.84195
46387 | 4.2 | 1 | 365 | 4.7817 | 0.62479 | 5 | 0.40646
48844 | 11.395 | 1 | 365 | 12.9731 | 0.11296 | 13 | 0.086099
48835 | 5.565 | 1 | 365 | 6.3357 | 0.75284 | 7 | 0.08856
47335 | 7.95 | 1 | 365 | 9.051 | 0.21835 | 9 | 0.26937
47668 | 9.81 | 1 | 365 | 11.1686 | 0.48075 | 11 | 0.64938
46444 | 11.73 | 1 | 365 | 13.3545 | 0.88066 | 14 | 0.23519
48290 | 9.86 | 1 | 365 | 11.2255 | 0.59533 | 11 | 0.82088
46476 | 7.25 | 1 | 365 | 8.2541 | 0.61422 | 8 | 0.86829
45224 | 5.7 | 1 | 365 | 6.4894 | 0.062211 | 6 | 0.55162
48879 | 10.8 | 1 | 365 | 12.2957 | 0.74945 | 13 | 0.045184
51255 | 11.34 | 1 | 365 | 12.9105 | 0.98693 | 13 | 0.89744
45219 | 13.44 | 1 | 365 | 15.3014 | 0.79932 | 16 | 0.10067
50676 | 9.9 | 1 | 365 | 11.2711 | 0.687 | 11 | 0.95809
46887 | 5 | 1 | 365 | 5.6925 | 0.45808 | 6 | 0.15055
49170 | 3.64 | 1 | 365 | 4.1441 | 0.34148 | 4 | 0.4856
49887 | 9.36 | 1 | 365 | 10.6563 | 0.44953 | 11 | 0.10583
46362 | 9 | 1 | 365 | 10.2464 | 0.62454 | 10 | 0.87099
54541 | 6.25 | 1 | 365 | 7.1156 | 0.3226 | 7 | 0.43818
46458 | 5 | 1 | 365 | 5.6925 | 0.45808 | 6 | 0.15055
47332 | 1.06 | 1 | 365 | 1.2068 | 0.42911 | 1 | 0.63592
46500 | 6 | 1 | 365 | 6.831 | 0.7497 | 7 | 0.58066
46453 | 5 | 1 | 365 | 5.6925 | 0.45808 | 6 | 0.15055
48875 | 4.24 | 1 | 365 | 4.8272 | 0.71645 | 5 | 0.54366
44790 | 7.65 | 1 | 365 | 8.7095 | 0.53086 | 9 | 0.24034
43958 | 6.3 | 1 | 365 | 7.1725 | 0.43718 | 7 | 0.60969
46800 | 8.215 | 1 | 365 | 9.3527 | 0.82563 | 10 | 0.17835
43569 | 10.395 | 1 | 365 | 11.8346 | 0.82135 | 12 | 0.65599
46860 | 7.75 | 1 | 365 | 8.8233 | 0.76002 | 9 | 0.58335
49333 | 3 | 1 | 365 | 3.4155 | 0.87485 | 4 | 0.29033
48288 | 7.125 | 1 | 365 | 8.1118 | 0.32776 | 8 | 0.43953
47334 | 10.395 | 1 | 365 | 11.8346 | 0.82135 | 12 | 0.65599
46846 | 9.3 | 1 | 365 | 10.588 | 0.31203 | 10 | 0.90002
49999 | 13.77 | 1 | 365 | 15.6771 | 0.55555 | 16 | 0.23261
43487 | 6.3 | 1 | 365 | 7.1725 | 0.43718 | 7 | 0.60969
50230 | 9.25 | 1 | 365 | 10.5311 | 0.19745 | 10 | 0.72851
45587 | 11.118 | 1 | 365 | 12.6578 | 0.47819 | 13 | 0.13596
50673 | 5 | 1 | 365 | 5.6925 | 0.45808 | 6 | 0.15055
50225 | 6.48 | 1 | 365 | 7.3774 | 0.84967 | 8 | 0.22711
48551 | 5.886 | 1 | 365 | 6.7012 | 0.48845 | 7 | 0.18963
46373 | 6.93 | 1 | 365 | 7.8898 | 0.8809 | 8 | 0.77066
51285 | 6.51 | 1 | 365 | 7.4116 | 0.91842 | 8 | 0.33001
50021 | 10.5 | 1 | 365 | 11.9542 | 0.061968 | 12 | 0.016151
49745 | 11.4 | 1 | 365 | 12.9788 | 0.12442 | 13 | 0.10325
51302 | 5 | 1 | 365 | 5.6925 | 0.45808 | 6 | 0.15055
51266 | 8.175 | 1 | 365 | 9.3072 | 0.73396 | 10 | 0.041146
51127 | 8.55 | 1 | 365 | 9.7341 | 0.59332 | 10 | 0.32744
49463 | 14.805 | 1 | 365 | 16.8554 | 0.92737 | 17 | 0.78277
54922 | 11.34 | 1 | 365 | 12.9105 | 0.98693 | 13 | 0.89744
54931 | 10.8 | 1 | 365 | 12.2957 | 0.74945 | 13 | 0.045184
54939 | 12 | 1 | 365 | 13.6619 | 0.49939 | 14 | 0.16132
54948 | 5.7 | 1 | 365 | 6.4894 | 0.062211 | 6 | 0.55162
54974 | 10.8 | 1 | 365 | 12.2957 | 0.74945 | 13 | 0.045184
54980 | 3.18 | 1 | 365 | 3.6204 | 0.28734 | 3 | 0.90775
54998 | 3.924 | 1 | 365 | 4.4674 | 0.9923 | 5 | 0.45975
55009 | 4.578 | 1 | 365 | 5.212 | 0.49102 | 5 | 0.70304
41583 | 16.695 | 1 | 365 | 19.0072 | 0.25853 | 19 | 0.26568
42021 | 6 | 1 | 365 | 6.831 | 0.7497 | 7 | 0.58066
41574 | 4.905 | 1 | 365 | 5.5843 | 0.24038 | 5 | 0.82469
41577 | 11.34 | 1 | 365 | 12.9105 | 0.98693 | 13 | 0.89744
49736 | 4.59 | 1 | 365 | 5.2257 | 0.51852 | 5 | 0.7442
51086 | 7.5 | 1 | 365 | 8.5387 | 0.18712 | 8 | 0.72582
51305 | 5.7 | 1 | 365 | 6.4894 | 0.062211 | 6 | 0.55162
50150 | 4.59 | 1 | 365 | 5.2257 | 0.51852 | 5 | 0.7442
46915 | 12 | 1 | 365 | 13.6619 | 0.49939 | 14 | 0.16132
50721 | 7.54 | 1 | 365 | 8.5842 | 0.27878 | 8 | 0.86303
49722 | 10.08 | 1 | 365 | 11.476 | 0.099489 | 11 | 0.5755
50022 | 6.5 | 1 | 365 | 7.4002 | 0.8955 | 8 | 0.29571
51319 | 4.68 | 1 | 365 | 5.3282 | 0.72476 | 6 | 0.052913
50683 | 11.4 | 1 | 365 | 12.9788 | 0.12442 | 13 | 0.10325
47659 | 6.72 | 1 | 365 | 7.6507 | 0.39966 | 8 | 0.050337
49748 | 6.6 | 1 | 365 | 7.5141 | 0.12467 | 7 | 0.63872
36816 | 7.15 | 1 | 365 | 8.1402 | 0.38505 | 8 | 0.52528
48287 | 4.845 | 1 | 365 | 5.516 | 0.10288 | 5 | 0.61888
48479 | 7.14 | 1 | 365 | 8.1288 | 0.36214 | 8 | 0.49098
49913 | 9.975 | 1 | 365 | 11.3565 | 0.85887 | 12 | 0.21534
49998 | 6.76 | 1 | 365 | 7.6962 | 0.49132 | 8 | 0.18754
51320 | 7.28 | 1 | 365 | 8.2882 | 0.68296 | 8 | 0.9712
45612 | 5 | 1 | 365 | 5.6925 | 0.45808 | 6 | 0.15055
50658 | 4.16 | 1 | 365 | 4.7361 | 0.53312 | 5 | 0.26926
51248 | 5.415 | 1 | 365 | 6.1649 | 0.4091 | 6 | 0.57404
41570 | 7.56 | 1 | 365 | 8.607 | 0.32462 | 8 | 0.93163
50663 | 6.6 | 1 | 365 | 7.5141 | 0.12467 | 7 | 0.63872
49327 | 7.65 | 1 | 365 | 8.7095 | 0.53086 | 9 | 0.24034
35254 | 151.2 | 0.9 | 365 | 154.9262 | 0.84311 | 155 | 0.76931
47113 | 16.64 | 1 | 365 | 18.9445 | 0.13249 | 19 | 0.077024
52581 | 8.16 | 1 | 365 | 9.2901 | 0.69959 | 9 | 0.98969
47094 | 8.32 | 1 | 365 | 9.4723 | 0.066245 | 9 | 0.53851
47204 | 7.28 | 1 | 365 | 8.2882 | 0.68296 | 8 | 0.9712
48103 | 13 | 1 | 365 | 14.8004 | 0.79101 | 15 | 0.59142
54114 | 10.8 | 1 | 365 | 12.2957 | 0.74945 | 13 | 0.045184
47337 | 7.54 | 1 | 365 | 8.5842 | 0.27878 | 8 | 0.86303
47365 | 7.905 | 1 | 365 | 8.9998 | 0.11522 | 9 | 0.11502
47460 | 4.94 | 1 | 365 | 5.6242 | 0.32058 | 5 | 0.94474
47282 | 6.24 | 1 | 365 | 7.1042 | 0.29968 | 7 | 0.40388
49256 | 4.68 | 1 | 365 | 5.3282 | 0.72476 | 6 | 0.052913
49363 | 4.59 | 1 | 365 | 5.2257 | 0.51852 | 5 | 0.7442
49370 | 8.32 | 1 | 365 | 9.4723 | 0.066245 | 9 | 0.53851
49383 | 13.78 | 1 | 365 | 15.6884 | 0.57847 | 16 | 0.26691
49394 | 9.88 | 1 | 365 | 11.2483 | 0.64117 | 11 | 0.88948
49401 | 5.72 | 1 | 365 | 6.5122 | 0.10804 | 6 | 0.62023
49404 | 4.94 | 1 | 365 | 5.6242 | 0.32058 | 5 | 0.94474
49420 | 14.04 | 1 | 365 | 15.9845 | 0.17429 | 16 | 0.15874
49421 | 15.6 | 1 | 365 | 17.7605 | 0.74921 | 18 | 0.50971
49426 | 7.54 | 1 | 365 | 8.5842 | 0.27878 | 8 | 0.86303
49433 | 4.335 | 1 | 365 | 4.9354 | 0.93416 | 5 | 0.86953
49448 | 13.26 | 1 | 365 | 15.0964 | 0.38683 | 15 | 0.48325
49459 | 9.36 | 1 | 365 | 10.6563 | 0.44953 | 11 | 0.10583
49471 | 4.16 | 1 | 365 | 4.7361 | 0.53312 | 5 | 0.26926
49481 | 2.08 | 1 | 365 | 2.3681 | 0.76656 | 3 | 0.13463
49468 | 7.28 | 1 | 365 | 8.2882 | 0.68296 | 8 | 0.9712
49490 | 5.98 | 1 | 365 | 6.8082 | 0.70386 | 7 | 0.51206
49515 | 7.8 | 1 | 365 | 8.8803 | 0.8746 | 9 | 0.75485
49979 | 11.925 | 1 | 365 | 13.5765 | 0.32752 | 13 | 0.90406
49532 | 7.54 | 1 | 365 | 8.5842 | 0.27878 | 8 | 0.86303
49556 | 5.98 | 1 | 365 | 6.8082 | 0.70386 | 7 | 0.51206
50480 | 8.32 | 1 | 365 | 9.4723 | 0.066245 | 9 | 0.53851
49553 | 10.14 | 1 | 365 | 11.5443 | 0.23699 | 11 | 0.78131
49588 | 2.34 | 1 | 365 | 2.6641 | 0.36238 | 3 | 0.026456
49606 | 12.74 | 1 | 365 | 14.5044 | 0.19519 | 14 | 0.6996
49614 | 3.975 | 1 | 365 | 4.5255 | 0.10917 | 4 | 0.63469
49620 | 4.16 | 1 | 365 | 4.7361 | 0.53312 | 5 | 0.26926
49633 | 7.42 | 1 | 365 | 8.4476 | 0.0037907 | 8 | 0.45141
49637 | 5.83 | 1 | 365 | 6.6374 | 0.36012 | 6 | 0.99754
49648 | 12.74 | 1 | 365 | 14.5044 | 0.19519 | 14 | 0.6996
49775 | 9.805 | 1 | 365 | 11.1629 | 0.46929 | 11 | 0.63222
49660 | 6.24 | 1 | 365 | 7.1042 | 0.29968 | 7 | 0.40388
50492 | 6.5 | 1 | 365 | 7.4002 | 0.8955 | 8 | 0.29571
49665 | 9.88 | 1 | 365 | 11.2483 | 0.64117 | 11 | 0.88948
49680 | 7.54 | 1 | 365 | 8.5842 | 0.27878 | 8 | 0.86303
50514 | 11.96 | 1 | 365 | 13.6164 | 0.40773 | 14 | 0.024111
49784 | 9.88 | 1 | 365 | 11.2483 | 0.64117 | 11 | 0.88948
50528 | 7.54 | 1 | 365 | 8.5842 | 0.27878 | 8 | 0.86303
49786 | 5.46 | 1 | 365 | 6.2162 | 0.51222 | 6 | 0.7284
50724 | 3.38 | 1 | 365 | 3.8481 | 0.74566 | 4 | 0.59377
49806 | 8.06 | 1 | 365 | 9.1763 | 0.47042 | 9 | 0.64668
50747 | 10.14 | 1 | 365 | 11.5443 | 0.23699 | 11 | 0.78131
50733 | 3.9 | 1 | 365 | 4.4401 | 0.9373 | 5 | 0.37743
49817 | 4.16 | 1 | 365 | 4.7361 | 0.53312 | 5 | 0.26926
49831 | 8.32 | 1 | 365 | 9.4723 | 0.066245 | 9 | 0.53851
50823 | 9.88 | 1 | 365 | 11.2483 | 0.64117 | 11 | 0.88948
49832 | 2.6 | 1 | 365 | 2.9601 | 0.9582 | 3 | 0.91828
50762 | 4.505 | 1 | 365 | 5.1289 | 0.32373 | 5 | 0.45264
50775 | 6.5 | 1 | 365 | 7.4002 | 0.8955 | 8 | 0.29571
50761 | 3.12 | 1 | 365 | 3.5521 | 0.14984 | 3 | 0.70194
50728 | 3.12 | 1 | 365 | 3.5521 | 0.14984 | 3 | 0.70194
51017 | 8.84 | 1 | 365 | 10.0643 | 0.25789 | 10 | 0.32217
50989 | 5.2 | 1 | 365 | 5.9202 | 0.9164 | 6 | 0.83657
50999 | 12.74 | 1 | 365 | 14.5044 | 0.19519 | 14 | 0.6996
50981 | 2.08 | 1 | 365 | 2.3681 | 0.76656 | 3 | 0.13463
51024 | 5.46 | 1 | 365 | 6.2162 | 0.51222 | 6 | 0.7284
51097 | 3.9 | 1 | 365 | 4.4401 | 0.9373 | 5 | 0.37743
51098 | 7.28 | 1 | 365 | 8.2882 | 0.68296 | 8 | 0.9712
50968 | 8.25 | 1 | 365 | 9.3926 | 0.90583 | 10 | 0.2984
51094 | 7.54 | 1 | 365 | 8.5842 | 0.27878 | 8 | 0.86303
51792 | 13.52 | 1 | 365 | 15.3924 | 0.98265 | 16 | 0.37508
49848 | 5.98 | 1 | 365 | 6.8082 | 0.70386 | 7 | 0.51206
49857 | 6.885 | 1 | 365 | 7.8385 | 0.77778 | 8 | 0.6163
51775 | 3.24 | 1 | 365 | 3.6887 | 0.42484 | 4 | 0.11356
49866 | 2.08 | 1 | 365 | 2.3681 | 0.76656 | 3 | 0.13463
49929 | 13.26 | 1 | 365 | 15.0964 | 0.38683 | 15 | 0.48325
49931 | 7.28 | 1 | 365 | 8.2882 | 0.68296 | 8 | 0.9712
49943 | 3.06 | 1 | 365 | 3.4838 | 0.012345 | 3 | 0.49614
49941 | 8.58 | 1 | 365 | 9.7683 | 0.66207 | 10 | 0.43034
49936 | 10.66 | 1 | 365 | 12.1363 | 0.42863 | 12 | 0.56497
49949 | 10.14 | 1 | 365 | 11.5443 | 0.23699 | 11 | 0.78131
49952 | 3.64 | 1 | 365 | 4.1441 | 0.34148 | 4 | 0.4856
49955 | 6.375 | 1 | 365 | 7.2579 | 0.60905 | 7 | 0.86695
49960 | 4.94 | 1 | 365 | 5.6242 | 0.32058 | 5 | 0.94474
49966 | 4.77 | 1 | 365 | 5.4306 | 0.93101 | 6 | 0.36162
49969 | 4.24 | 1 | 365 | 4.8272 | 0.71645 | 5 | 0.54366
49974 | 7.8 | 1 | 365 | 8.8803 | 0.8746 | 9 | 0.75485
49976 | 6.76 | 1 | 365 | 7.6962 | 0.49132 | 8 | 0.18754
49977 | 7.02 | 1 | 365 | 7.9922 | 0.087144 | 8 | 0.079369
39120 | 4.94 | 1 | 365 | 5.6242 | 0.32058 | 5 | 0.94474
40753 | 4.42 | 1 | 365 | 5.0321 | 0.12894 | 5 | 0.16108
41825 | 10.92 | 1 | 365 | 12.4324 | 0.024447 | 12 | 0.4568
38602 | 8.32 | 1 | 365 | 9.4723 | 0.066245 | 9 | 0.53851
42676 | 7.8 | 1 | 365 | 8.8803 | 0.8746 | 9 | 0.75485
40693 | 7.54 | 1 | 365 | 8.5842 | 0.27878 | 8 | 0.86303
52923 | 9.62 | 1 | 365 | 10.9523 | 0.045346 | 10 | 0.99765
47378 | 2.34 | 1 | 365 | 2.6641 | 0.36238 | 3 | 0.026456
42212 | 7.83 | 1 | 365 | 8.9144 | 0.94335 | 9 | 0.85776
40579 | 2.86 | 1 | 365 | 3.2561 | 0.55402 | 3 | 0.81011
41392 | 6.24 | 1 | 365 | 7.1042 | 0.29968 | 7 | 0.40388
39545 | 3.64 | 1 | 365 | 4.1441 | 0.34148 | 4 | 0.4856
39061 | 8.58 | 1 | 365 | 9.7683 | 0.66207 | 10 | 0.43034
52643 | 4.42 | 1 | 365 | 5.0321 | 0.12894 | 5 | 0.16108
52638 | 9.69 | 1 | 365 | 11.032 | 0.20576 | 11 | 0.23776
38065 | 6.24 | 1 | 365 | 7.1042 | 0.29968 | 7 | 0.40388
41382 | 9.36 | 1 | 365 | 10.6563 | 0.44953 | 11 | 0.10583
38730 | 5.72 | 1 | 365 | 6.5122 | 0.10804 | 6 | 0.62023
45936 | 2.86 | 1 | 365 | 3.2561 | 0.55402 | 3 | 0.81011
38178 | 11.96 | 1 | 365 | 13.6164 | 0.40773 | 14 | 0.024111
41918 | 7.28 | 1 | 365 | 8.2882 | 0.68296 | 8 | 0.9712
38055 | 4.68 | 1 | 365 | 5.3282 | 0.72476 | 6 | 0.052913
42945 | 5.355 | 1 | 365 | 6.0966 | 0.2716 | 6 | 0.36824
40697 | 9.54 | 1 | 365 | 10.8612 | 0.86202 | 11 | 0.72325
40007 | 3.12 | 1 | 365 | 3.5521 | 0.14984 | 3 | 0.70194
38216 | 7.28 | 1 | 365 | 8.2882 | 0.68296 | 8 | 0.9712
37631 | 8.84 | 1 | 365 | 10.0643 | 0.25789 | 10 | 0.32217
38826 | 2.86 | 1 | 365 | 3.2561 | 0.55402 | 3 | 0.81011
43607 | 11.96 | 1 | 365 | 13.6164 | 0.40773 | 14 | 0.024111
38898 | 6.63 | 1 | 365 | 7.5482 | 0.19341 | 7 | 0.74163
40171 | 12.48 | 1 | 365 | 14.2084 | 0.59937 | 14 | 0.80777
43784 | 5.1 | 1 | 365 | 5.8063 | 0.68724 | 6 | 0.49356
39189 | 7.8 | 1 | 365 | 8.8803 | 0.8746 | 9 | 0.75485
51548 | 9.36 | 1 | 365 | 10.6563 | 0.44953 | 11 | 0.10583
51817 | 4.335 | 1 | 365 | 4.9354 | 0.93416 | 5 | 0.86953
53234 | 12.1 | 1 | 365 | 13.7758 | 0.72855 | 14 | 0.50433
51783 | 9.1 | 1 | 365 | 10.3603 | 0.85371 | 11 | 0.214
47148 | 2.08 | 1 | 365 | 2.3681 | 0.76656 | 3 | 0.13463
52075 | 14.82 | 1 | 365 | 16.8725 | 0.96175 | 17 | 0.83422
50734 | 7.54 | 1 | 365 | 8.5842 | 0.27878 | 8 | 0.86303
51304 | 4.16 | 1 | 365 | 4.7361 | 0.53312 | 5 | 0.26926
51324 | 3.38 | 1 | 365 | 3.8481 | 0.74566 | 4 | 0.59377
52059 | 8.84 | 1 | 365 | 10.0643 | 0.25789 | 10 | 0.32217
52051 | 4.42 | 1 | 365 | 5.0321 | 0.12894 | 5 | 0.16108
52069 | 9.62 | 1 | 365 | 10.9523 | 0.045346 | 10 | 0.99765
52055 | 2.295 | 1 | 365 | 2.6128 | 0.25926 | 2 | 0.8721
52052 | 7.905 | 1 | 365 | 8.9998 | 0.11522 | 9 | 0.11502
52085 | 4.16 | 1 | 365 | 4.7361 | 0.53312 | 5 | 0.26926
52010 | 9.1 | 1 | 365 | 10.3603 | 0.85371 | 11 | 0.214
52006 | 12.22 | 1 | 365 | 13.9124 | 0.0035475 | 13 | 0.91594
51953 | 3.9 | 1 | 365 | 4.4401 | 0.9373 | 5 | 0.37743
52374 | 5.61 | 1 | 365 | 6.3869 | 0.85597 | 7 | 0.24291
52429 | 6.63 | 1 | 365 | 7.5482 | 0.19341 | 7 | 0.74163
52435 | 4.08 | 1 | 365 | 4.6451 | 0.34979 | 4 | 0.99485
52450 | 11.7 | 1 | 365 | 13.3204 | 0.81191 | 14 | 0.13228
52449 | 4.16 | 1 | 365 | 4.7361 | 0.53312 | 5 | 0.26926
52686 | 5.1 | 1 | 365 | 5.8063 | 0.68724 | 6 | 0.49356
52656 | 4.845 | 1 | 365 | 5.516 | 0.10288 | 5 | 0.61888
43909 | 13.52 | 1 | 365 | 15.3924 | 0.98265 | 16 | 0.37508
40219 | 10.4 | 1 | 365 | 11.8403 | 0.83281 | 12 | 0.67314
38284 | 6.36 | 1 | 365 | 7.2408 | 0.57468 | 7 | 0.8155
52653 | 6.36 | 1 | 365 | 7.2408 | 0.57468 | 7 | 0.8155
52654 | 4.08 | 1 | 365 | 4.6451 | 0.34979 | 4 | 0.99485
52655 | 4.845 | 1 | 365 | 5.516 | 0.10288 | 5 | 0.61888
40324 | 6.36 | 1 | 365 | 7.2408 | 0.57468 | 7 | 0.8155
52379 | 4.59 | 1 | 365 | 5.2257 | 0.51852 | 5 | 0.7442
52339 | 8.415 | 1 | 365 | 9.5804 | 0.28395 | 9 | 0.86437
48029 | 9.435 | 1 | 365 | 10.7417 | 0.6214 | 11 | 0.36308
52306 | 4.94 | 1 | 365 | 5.6242 | 0.32058 | 5 | 0.94474
52483 | 14.04 | 1 | 365 | 15.9845 | 0.17429 | 16 | 0.15874
52303 | 6.76 | 1 | 365 | 7.6962 | 0.49132 | 8 | 0.18754
52300 | 7.8 | 1 | 365 | 8.8803 | 0.8746 | 9 | 0.75485
41754 | 5.2 | 1 | 365 | 5.9202 | 0.9164 | 6 | 0.83657
37916 | 7.54 | 1 | 365 | 8.5842 | 0.27878 | 8 | 0.86303
40761 | 18.615 | 1 | 365 | 21.1931 | 0.65843 | 21 | 0.85149
42068 | 7.02 | 1 | 365 | 7.9922 | 0.087144 | 8 | 0.079369
51954 | 4.247 | 1 | 365 | 4.8352 | 0.73249 | 5 | 0.56768
43710 | 9.945 | 1 | 365 | 11.3223 | 0.79012 | 12 | 0.11244
51957 | 10.14 | 1 | 365 | 11.5443 | 0.23699 | 11 | 0.78131
38833 | 8.32 | 1 | 365 | 9.4723 | 0.066245 | 9 | 0.53851
52487 | 7.65 | 1 | 365 | 8.7095 | 0.53086 | 9 | 0.24034
41290 | 8.84 | 1 | 365 | 10.0643 | 0.25789 | 10 | 0.32217
51911 | 2.04 | 1 | 365 | 2.3225 | 0.6749 | 2 | 0.99742
39330 | 6.12 | 1 | 365 | 6.9676 | 0.02469 | 6 | 0.99227
51826 | 4.845 | 1 | 365 | 5.516 | 0.10288 | 5 | 0.61888
38521 | 10.66 | 1 | 365 | 12.1363 | 0.42863 | 12 | 0.56497
39308 | 7.8 | 1 | 365 | 8.8803 | 0.8746 | 9 | 0.75485
52639 | 6.885 | 1 | 365 | 7.8385 | 0.77778 | 8 | 0.6163
43186 | 5.2 | 1 | 365 | 5.9202 | 0.9164 | 6 | 0.83657
39054 | 6.24 | 1 | 365 | 7.1042 | 0.29968 | 7 | 0.40388
52635 | 10.455 | 1 | 365 | 11.903 | 0.95885 | 12 | 0.8618
52637 | 8.16 | 1 | 365 | 9.2901 | 0.69959 | 9 | 0.98969
52910 | 2.55 | 1 | 365 | 2.9032 | 0.84362 | 3 | 0.74678
52871 | 3.8 | 1 | 365 | 4.3263 | 0.70814 | 5 | 0.034416
52652 | 8.415 | 1 | 365 | 9.5804 | 0.28395 | 9 | 0.86437
52744 | 5.1 | 1 | 365 | 5.8063 | 0.68724 | 6 | 0.49356
52610 | 2.86 | 1 | 365 | 3.2561 | 0.55402 | 3 | 0.81011
54874 | 2353 | 0.9 | 365 | 2410.9879 | 0.9552 | 2411 | 0.9431
52646 | 8.58 | 1 | 365 | 9.7683 | 0.66207 | 10 | 0.43034
30694 | 5.98 | 1 | 365 | 6.8082 | 0.70386 | 7 | 0.51206
52651 | 7.02 | 1 | 365 | 7.9922 | 0.087144 | 8 | 0.079369
52689 | 4.42 | 1 | 365 | 5.0321 | 0.12894 | 5 | 0.16108
52692 | 3.57 | 1 | 365 | 4.0644 | 0.18107 | 4 | 0.24549
52740 | 4.42 | 1 | 365 | 5.0321 | 0.12894 | 5 | 0.16108
40575 | 4.42 | 1 | 365 | 5.0321 | 0.12894 | 5 | 0.16108
40315 | 7.02 | 1 | 365 | 7.9922 | 0.087144 | 8 | 0.079369
40198 | 16.12 | 1 | 365 | 18.3525 | 0.94085 | 19 | 0.29337
42126 | 7.8 | 1 | 365 | 8.8803 | 0.8746 | 9 | 0.75485
42215 | 4.05 | 1 | 365 | 4.6109 | 0.28104 | 4 | 0.89194
40597 | 14.3 | 1 | 365 | 16.2805 | 0.77011 | 17 | 0.050567
45779 | 10.14 | 1 | 365 | 11.5443 | 0.23699 | 11 | 0.78131
39723 | 5.2 | 1 | 365 | 5.9202 | 0.9164 | 6 | 0.83657
41884 | 11.22 | 1 | 365 | 12.7739 | 0.71193 | 13 | 0.48583
40206 | 7.905 | 1 | 365 | 8.9998 | 0.11522 | 9 | 0.11502
48082 | 6.24 | 1 | 365 | 7.1042 | 0.29968 | 7 | 0.40388
40661 | 18.2 | 1 | 365 | 20.7206 | 0.70741 | 21 | 0.42799
41552 | 3.38 | 1 | 365 | 3.8481 | 0.74566 | 4 | 0.59377
43082 | 4.59 | 1 | 365 | 5.2257 | 0.51852 | 5 | 0.7442
37898 | 3.9 | 1 | 365 | 4.4401 | 0.9373 | 5 | 0.37743
41759 | 5.72 | 1 | 365 | 6.5122 | 0.10804 | 6 | 0.62023
40517 | 10.455 | 1 | 365 | 11.903 | 0.95885 | 12 | 0.8618
41272 | 7.8 | 1 | 365 | 8.8803 | 0.8746 | 9 | 0.75485
42681 | 8.84 | 1 | 365 | 10.0643 | 0.25789 | 10 | 0.32217
40403 | 10.66 | 1 | 365 | 12.1363 | 0.42863 | 12 | 0.56497
40483 | 12.48 | 1 | 365 | 14.2084 | 0.59937 | 14 | 0.80777
40204 | 7.8 | 1 | 365 | 8.8803 | 0.8746 | 9 | 0.75485
41060 | 10.66 | 1 | 365 | 12.1363 | 0.42863 | 12 | 0.56497
38737 | 8.67 | 1 | 365 | 9.8707 | 0.86831 | 10 | 0.73905
52632 | 3.825 | 1 | 365 | 4.3547 | 0.76543 | 5 | 0.12017
52798 | 8.32 | 1 | 365 | 9.4723 | 0.066245 | 9 | 0.53851
40811 | 19.08 | 1 | 365 | 21.7225 | 0.72403 | 22 | 0.44649
37794 | 7.8 | 1 | 365 | 8.8803 | 0.8746 | 9 | 0.75485
40472 | 5.72 | 1 | 365 | 6.5122 | 0.10804 | 6 | 0.62023
53000 | 7.02 | 1 | 365 | 7.9922 | 0.087144 | 8 | 0.079369
52868 | 11.22 | 1 | 365 | 12.7739 | 0.71193 | 13 | 0.48583
52512 | 6.885 | 1 | 365 | 7.8385 | 0.77778 | 8 | 0.6163
40343 | 5.46 | 1 | 365 | 6.2162 | 0.51222 | 6 | 0.7284
52496 | 12.24 | 1 | 365 | 13.9352 | 0.04938 | 13 | 0.98454
51434 | 3.12 | 1 | 365 | 3.5521 | 0.14984 | 3 | 0.70194
41538 | 6.76 | 1 | 365 | 7.6962 | 0.49132 | 8 | 0.18754
40918 | 8.58 | 1 | 365 | 9.7683 | 0.66207 | 10 | 0.43034
38265 | 9.54 | 1 | 365 | 10.8612 | 0.86202 | 11 | 0.72325
38315 | 2.86 | 1 | 365 | 3.2561 | 0.55402 | 3 | 0.81011
52980 | 3.38 | 1 | 365 | 3.8481 | 0.74566 | 4 | 0.59377
52976 | 9.945 | 1 | 365 | 11.3223 | 0.79012 | 12 | 0.11244
52978 | 9.435 | 1 | 365 | 10.7417 | 0.6214 | 11 | 0.36308
55325 | 13.005 | 1 | 365 | 14.8061 | 0.80247 | 15 | 0.60858
55704 | 3.924 | 1 | 365 | 4.4674 | 0.9923 | 5 | 0.45975
55801 | 6.5 | 1 | 365 | 7.4002 | 0.8955 | 8 | 0.29571
56363 | 4.5 | 1 | 365 | 5.1232 | 0.31227 | 5 | 0.43549
44369 | 4.25 | 1 | 365 | 4.8386 | 0.73937 | 5 | 0.57797
44702 | 9.715 | 1 | 365 | 11.0605 | 0.26305 | 11 | 0.32351
45211 | 7.5 | 1 | 365 | 8.5387 | 0.18712 | 8 | 0.72582
46366 | 6.5 | 1 | 365 | 7.4002 | 0.8955 | 8 | 0.29571
43527 | 7.98 | 1 | 365 | 9.0852 | 0.2871 | 9 | 0.37227
44355 | 9.66 | 1 | 365 | 10.9978 | 0.13701 | 11 | 0.13486
47681 | 4.16 | 1 | 365 | 4.7361 | 0.53312 | 5 | 0.26926
52918 | 2.805 | 1 | 365 | 3.1935 | 0.42798 | 3 | 0.62146
41882 | 12.255 | 1 | 365 | 13.9522 | 0.083754 | 14 | 0.035993
43953 | 11.772 | 1 | 365 | 13.4023 | 0.9769 | 14 | 0.37925
52936 | 4.335 | 1 | 365 | 4.9354 | 0.93416 | 5 | 0.86953
41370 | 14.25 | 1 | 365 | 16.2235 | 0.65553 | 16 | 0.87906
52972 | 3.8 | 1 | 365 | 4.3263 | 0.70814 | 5 | 0.034416
35289 | 32.445 | 1 | 365 | 36.9384 | 0.35148 | 37 | 0.28991
44361 | 24.75 | 1 | 365 | 28.1777 | 0.7175 | 28 | 0.89521
43491 | 9.6 | 1 | 365 | 10.9295 | 0.99951 | 11 | 0.92905
43493 | 6.3 | 1 | 365 | 7.1725 | 0.43718 | 7 | 0.60969
38967 | 5.72 | 1 | 365 | 6.5122 | 0.10804 | 6 | 0.62023
46031 | 7.54 | 1 | 365 | 8.5842 | 0.27878 | 8 | 0.86303
38064 | 6.63 | 1 | 365 | 7.5482 | 0.19341 | 7 | 0.74163
38200 | 9.1 | 1 | 365 | 10.3603 | 0.85371 | 11 | 0.214
39531 | 8.32 | 1 | 365 | 9.4723 | 0.066245 | 9 | 0.53851
41893 | 8.58 | 1 | 365 | 9.7683 | 0.66207 | 10 | 0.43034
52924 | 4.59 | 1 | 365 | 5.2257 | 0.51852 | 5 | 0.7442
40931 | 6.76 | 1 | 365 | 7.6962 | 0.49132 | 8 | 0.18754
42427 | 3.64 | 1 | 365 | 4.1441 | 0.34148 | 4 | 0.4856
37843 | 5.46 | 1 | 365 | 6.2162 | 0.51222 | 6 | 0.7284
50625 | 11.96 | 1 | 365 | 13.6164 | 0.40773 | 14 | 0.024111
42342 | 4.68 | 1 | 365 | 5.3282 | 0.72476 | 6 | 0.052913
52896 | 4.86 | 1 | 365 | 5.5331 | 0.13725 | 5 | 0.67033
38754 | 8.67 | 1 | 365 | 9.8707 | 0.86831 | 10 | 0.73905
40332 | 7.54 | 1 | 365 | 8.5842 | 0.27878 | 8 | 0.86303
52899 | 9.18 | 1 | 365 | 10.4514 | 0.037035 | 10 | 0.48841
40577 | 16.64 | 1 | 365 | 18.9445 | 0.13249 | 19 | 0.077024
40679 | 7.28 | 1 | 365 | 8.2882 | 0.68296 | 8 | 0.9712
52867 | 12.24 | 1 | 365 | 13.9352 | 0.04938 | 13 | 0.98454
52888 | 3.825 | 1 | 365 | 4.3547 | 0.76543 | 5 | 0.12017
40069 | 7.14 | 1 | 365 | 8.1288 | 0.36214 | 8 | 0.49098
52891 | 3.38 | 1 | 365 | 3.8481 | 0.74566 | 4 | 0.59377
52861 | 5.1 | 1 | 365 | 5.8063 | 0.68724 | 6 | 0.49356
41327 | 9.62 | 1 | 365 | 10.9523 | 0.045346 | 10 | 0.99765
38753 | 4.42 | 1 | 365 | 5.0321 | 0.12894 | 5 | 0.16108
52864 | 6.5 | 1 | 365 | 7.4002 | 0.8955 | 8 | 0.29571
41702 | 7.395 | 1 | 365 | 8.4192 | 0.9465 | 9 | 0.36566
52860 | 3.57 | 1 | 365 | 4.0644 | 0.18107 | 4 | 0.24549
52862 | 6.12 | 1 | 365 | 6.9676 | 0.02469 | 6 | 0.99227
38070 | 7.8 | 1 | 365 | 8.8803 | 0.8746 | 9 | 0.75485
52741 | 5.46 | 1 | 365 | 6.2162 | 0.51222 | 6 | 0.7284
39324 | 3.12 | 1 | 365 | 3.5521 | 0.14984 | 3 | 0.70194
39448 | 3.825 | 1 | 365 | 4.3547 | 0.76543 | 5 | 0.12017
39268 | 6.12 | 1 | 365 | 6.9676 | 0.02469 | 6 | 0.99227
41659 | 2.55 | 1 | 365 | 2.9032 | 0.84362 | 3 | 0.74678
41559 | 2.915 | 1 | 365 | 3.3187 | 0.68006 | 3 | 0.99877
40540 | 10.4 | 1 | 365 | 11.8403 | 0.83281 | 12 | 0.67314
39184 | 3.9 | 1 | 365 | 4.4401 | 0.9373 | 5 | 0.37743
40862 | 6.24 | 1 | 365 | 7.1042 | 0.29968 | 7 | 0.40388
40647 | 5.2 | 1 | 365 | 5.9202 | 0.9164 | 6 | 0.83657
39036 | 6.12 | 1 | 365 | 6.9676 | 0.02469 | 6 | 0.99227
40737 | 8.84 | 1 | 365 | 10.0643 | 0.25789 | 10 | 0.32217
39999 | 11.18 | 1 | 365 | 12.7284 | 0.62027 | 13 | 0.34863
40573 | 8.58 | 1 | 365 | 9.7683 | 0.66207 | 10 | 0.43034
37989 | 2.805 | 1 | 365 | 3.1935 | 0.42798 | 3 | 0.62146
40374 | 7.02 | 1 | 365 | 7.9922 | 0.087144 | 8 | 0.079369
40905 | 5.46 | 1 | 365 | 6.2162 | 0.51222 | 6 | 0.7284
43407 | 3.12 | 1 | 365 | 3.5521 | 0.14984 | 3 | 0.70194
40898 | 13.78 | 1 | 365 | 15.6884 | 0.57847 | 16 | 0.26691
38798 | 11.985 | 1 | 365 | 13.6448 | 0.46502 | 14 | 0.10986
41464 | 4.77 | 1 | 365 | 5.4306 | 0.93101 | 6 | 0.36162
38955 | 5.2 | 1 | 365 | 5.9202 | 0.9164 | 6 | 0.83657
40923 | 7.95 | 1 | 365 | 9.051 | 0.21835 | 9 | 0.26937
39025 | 5.98 | 1 | 365 | 6.8082 | 0.70386 | 7 | 0.51206
41549 | 8.925 | 1 | 365 | 10.1611 | 0.45267 | 10 | 0.61373
38396 | 6.63 | 1 | 365 | 7.5482 | 0.19341 | 7 | 0.74163
43681 | 9.69 | 1 | 365 | 11.032 | 0.20576 | 11 | 0.23776
42608 | 11.7 | 1 | 365 | 13.3204 | 0.81191 | 14 | 0.13228
41291 | 6.375 | 1 | 365 | 7.2579 | 0.60905 | 7 | 0.86695
38043 | 2.55 | 1 | 365 | 2.9032 | 0.84362 | 3 | 0.74678
38788 | 11.18 | 1 | 365 | 12.7284 | 0.62027 | 13 | 0.34863
41357 | 7.8 | 1 | 365 | 8.8803 | 0.8746 | 9 | 0.75485
45000 | 2.08 | 1 | 365 | 2.3681 | 0.76656 | 3 | 0.13463
38709 | 9.62 | 1 | 365 | 10.9523 | 0.045346 | 10 | 0.99765
41145 | 5.72 | 1 | 365 | 6.5122 | 0.10804 | 6 | 0.62023
39223 | 6.24 | 1 | 365 | 7.1042 | 0.29968 | 7 | 0.40388
43608 | 6.24 | 1 | 365 | 7.1042 | 0.29968 | 7 | 0.40388
45942 | 5.46 | 1 | 365 | 6.2162 | 0.51222 | 6 | 0.7284
42002 | 7.65 | 1 | 365 | 8.7095 | 0.53086 | 9 | 0.24034
39071 | 8.58 | 1 | 365 | 9.7683 | 0.66207 | 10 | 0.43034
39117 | 2.08 | 1 | 365 | 2.3681 | 0.76656 | 3 | 0.13463
39502 | 9.62 | 1 | 365 | 10.9523 | 0.045346 | 10 | 0.99765
41331 | 9.54 | 1 | 365 | 10.8612 | 0.86202 | 11 | 0.72325
41415 | 10.4 | 1 | 365 | 11.8403 | 0.83281 | 12 | 0.67314
39350 | 14.04 | 1 | 365 | 15.9845 | 0.17429 | 16 | 0.15874
40526 | 5.98 | 1 | 365 | 6.8082 | 0.70386 | 7 | 0.51206
40477 | 5.46 | 1 | 365 | 6.2162 | 0.51222 | 6 | 0.7284
40207 | 4.845 | 1 | 365 | 5.516 | 0.10288 | 5 | 0.61888
38855 | 13.26 | 1 | 365 | 15.0964 | 0.38683 | 15 | 0.48325
38917 | 7.54 | 1 | 365 | 8.5842 | 0.27878 | 8 | 0.86303
39598 | 5.865 | 1 | 365 | 6.6773 | 0.44033 | 7 | 0.11759
39498 | 6.24 | 1 | 365 | 7.1042 | 0.29968 | 7 | 0.40388
38060 | 11.44 | 1 | 365 | 13.0244 | 0.21609 | 13 | 0.24045
39227 | 3.38 | 1 | 365 | 3.8481 | 0.74566 | 4 | 0.59377
41267 | 4.845 | 1 | 365 | 5.516 | 0.10288 | 5 | 0.61888
39719 | 7.54 | 1 | 365 | 8.5842 | 0.27878 | 8 | 0.86303
39573 | 3.64 | 1 | 365 | 4.1441 | 0.34148 | 4 | 0.4856
39168 | 9.62 | 1 | 365 | 10.9523 | 0.045346 | 10 | 0.99765
39587 | 6.5 | 1 | 365 | 7.4002 | 0.8955 | 8 | 0.29571
39420 | 3.64 | 1 | 365 | 4.1441 | 0.34148 | 4 | 0.4856
39425 | 2.86 | 1 | 365 | 3.2561 | 0.55402 | 3 | 0.81011
41588 | 13.52 | 1 | 365 | 15.3924 | 0.98265 | 16 | 0.37508
40504 | 6.76 | 1 | 365 | 7.6962 | 0.49132 | 8 | 0.18754
41208 | 12.48 | 1 | 365 | 14.2084 | 0.59937 | 14 | 0.80777
38436 | 4.94 | 1 | 365 | 5.6242 | 0.32058 | 5 | 0.94474
39955 | 4.16 | 1 | 365 | 4.7361 | 0.53312 | 5 | 0.26926
41334 | 3.9 | 1 | 365 | 4.4401 | 0.9373 | 5 | 0.37743
40497 | 2.08 | 1 | 365 | 2.3681 | 0.76656 | 3 | 0.13463
41486 | 9.88 | 1 | 365 | 11.2483 | 0.64117 | 11 | 0.88948
41765 | 10.92 | 1 | 365 | 12.4324 | 0.024447 | 12 | 0.4568
40908 | 6.76 | 1 | 365 | 7.6962 | 0.49132 | 8 | 0.18754
40680 | 12.48 | 1 | 365 | 14.2084 | 0.59937 | 14 | 0.80777
38695 | 11.18 | 1 | 365 | 12.7284 | 0.62027 | 13 | 0.34863
38068 | 9.88 | 1 | 365 | 11.2483 | 0.64117 | 11 | 0.88948
37822 | 11.18 | 1 | 365 | 12.7284 | 0.62027 | 13 | 0.34863
41172 | 6.76 | 1 | 365 | 7.6962 | 0.49132 | 8 | 0.18754
40739 | 6.24 | 1 | 365 | 7.1042 | 0.29968 | 7 | 0.40388
38927 | 10.66 | 1 | 365 | 12.1363 | 0.42863 | 12 | 0.56497
41496 | 8.215 | 1 | 365 | 9.3527 | 0.82563 | 10 | 0.17835
38976 | 5.46 | 1 | 365 | 6.2162 | 0.51222 | 6 | 0.7284
45442 | 4.335 | 1 | 365 | 4.9354 | 0.93416 | 5 | 0.86953
46002 | 5.46 | 1 | 365 | 6.2162 | 0.51222 | 6 | 0.7284
39249 | 8.06 | 1 | 365 | 9.1763 | 0.47042 | 9 | 0.64668
38074 | 7.905 | 1 | 365 | 8.9998 | 0.11522 | 9 | 0.11502
45978 | 7.65 | 1 | 365 | 8.7095 | 0.53086 | 9 | 0.24034
40754 | 7.02 | 1 | 365 | 7.9922 | 0.087144 | 8 | 0.079369
39095 | 12.22 | 1 | 365 | 13.9124 | 0.0035475 | 13 | 0.91594
42034 | 10.92 | 1 | 365 | 12.4324 | 0.024447 | 12 | 0.4568
39965 | 4.94 | 1 | 365 | 5.6242 | 0.32058 | 5 | 0.94474
43044 | 5.98 | 1 | 365 | 6.8082 | 0.70386 | 7 | 0.51206
40700 | 6.24 | 1 | 365 | 7.1042 | 0.29968 | 7 | 0.40388
42059 | 13.52 | 1 | 365 | 15.3924 | 0.98265 | 16 | 0.37508
37965 | 6.76 | 1 | 365 | 7.6962 | 0.49132 | 8 | 0.18754
40452 | 7.02 | 1 | 365 | 7.9922 | 0.087144 | 8 | 0.079369
41301 | 6.5 | 1 | 365 | 7.4002 | 0.8955 | 8 | 0.29571
42197 | 5.2 | 1 | 365 | 5.9202 | 0.9164 | 6 | 0.83657
39243 | 4.16 | 1 | 365 | 4.7361 | 0.53312 | 5 | 0.26926
41360 | 6.89 | 1 | 365 | 7.8442 | 0.78923 | 8 | 0.63346
43079 | 6.12 | 1 | 365 | 6.9676 | 0.02469 | 6 | 0.99227
41915 | 15.86 | 1 | 365 | 18.0565 | 0.34503 | 18 | 0.40154
37581 | 8.32 | 1 | 365 | 9.4723 | 0.066245 | 9 | 0.53851
40536 | 12.22 | 1 | 365 | 13.9124 | 0.0035475 | 13 | 0.91594
48053 | 5.2 | 1 | 365 | 5.9202 | 0.9164 | 6 | 0.83657
41791 | 6.5 | 1 | 365 | 7.4002 | 0.8955 | 8 | 0.29571
39247 | 6.63 | 1 | 365 | 7.5482 | 0.19341 | 7 | 0.74163
40719 | 4.16 | 1 | 365 | 4.7361 | 0.53312 | 5 | 0.26926
38699 | 9.1 | 1 | 365 | 10.3603 | 0.85371 | 11 | 0.214
43705 | 5.3 | 1 | 365 | 6.034 | 0.14556 | 6 | 0.17958
39943 | 5.3 | 1 | 365 | 6.034 | 0.14556 | 6 | 0.17958
41440 | 9.275 | 1 | 365 | 10.5595 | 0.25474 | 10 | 0.81427
41902 | 6.24 | 1 | 365 | 7.1042 | 0.29968 | 7 | 0.40388
40637 | 8.32 | 1 | 365 | 9.4723 | 0.066245 | 9 | 0.53851
39447 | 9.36 | 1 | 365 | 10.6563 | 0.44953 | 11 | 0.10583
39564 | 5.98 | 1 | 365 | 6.8082 | 0.70386 | 7 | 0.51206
39295 | 7.28 | 1 | 365 | 8.2882 | 0.68296 | 8 | 0.9712
40429 | 11.7 | 1 | 365 | 13.3204 | 0.81191 | 14 | 0.13228
41580 | 8.48 | 1 | 365 | 9.6544 | 0.4329 | 10 | 0.087329
41687 | 6.76 | 1 | 365 | 7.6962 | 0.49132 | 8 | 0.18754
39683 | 9.88 | 1 | 365 | 11.2483 | 0.64117 | 11 | 0.88948
43687 | 2.08 | 1 | 365 | 2.3681 | 0.76656 | 3 | 0.13463
37980 | 2.55 | 1 | 365 | 2.9032 | 0.84362 | 3 | 0.74678
44736 | 7.28 | 1 | 365 | 8.2882 | 0.68296 | 8 | 0.9712
37622 | 6.24 | 1 | 365 | 7.1042 | 0.29968 | 7 | 0.40388
42039 | 5.035 | 1 | 365 | 5.7323 | 0.53829 | 6 | 0.2706
40626 | 5.2 | 1 | 365 | 5.9202 | 0.9164 | 6 | 0.83657
47882 | 9.1 | 1 | 365 | 10.3603 | 0.85371 | 11 | 0.214
40011 | 5.98 | 1 | 365 | 6.8082 | 0.70386 | 7 | 0.51206
39642 | 6.24 | 1 | 365 | 7.1042 | 0.29968 | 7 | 0.40388
43576 | 2.6 | 1 | 365 | 2.9601 | 0.9582 | 3 | 0.91828
40825 | 15.6 | 1 | 365 | 17.7605 | 0.74921 | 18 | 0.50971
40944 | 13.78 | 1 | 365 | 15.6884 | 0.57847 | 16 | 0.26691
42409 | 9.18 | 1 | 365 | 10.4514 | 0.037035 | 10 | 0.48841
40292 | 10.14 | 1 | 365 | 11.5443 | 0.23699 | 11 | 0.78131
42006 | 2.34 | 1 | 365 | 2.6641 | 0.36238 | 3 | 0.026456
40644 | 6.375 | 1 | 365 | 7.2579 | 0.60905 | 7 | 0.86695
40943 | 6.76 | 1 | 365 | 7.6962 | 0.49132 | 8 | 0.18754
39195 | 10.14 | 1 | 365 | 11.5443 | 0.23699 | 11 | 0.78131
38857 | 6.5 | 1 | 365 | 7.4002 | 0.8955 | 8 | 0.29571
40451 | 7.8 | 1 | 365 | 8.8803 | 0.8746 | 9 | 0.75485
46607 | 5.1 | 1 | 365 | 5.8063 | 0.68724 | 6 | 0.49356
47993 | 7.65 | 1 | 365 | 8.7095 | 0.53086 | 9 | 0.24034
46157 | 8.48 | 1 | 365 | 9.6544 | 0.4329 | 10 | 0.087329
40962 | 14.04 | 1 | 365 | 15.9845 | 0.17429 | 16 | 0.15874
39380 | 5.565 | 1 | 365 | 6.3357 | 0.75284 | 7 | 0.08856
40377 | 8.32 | 1 | 365 | 9.4723 | 0.066245 | 9 | 0.53851
39435 | 3.12 | 1 | 365 | 3.5521 | 0.14984 | 3 | 0.70194
40468 | 5.46 | 1 | 365 | 6.2162 | 0.51222 | 6 | 0.7284
42364 | 2.65 | 1 | 365 | 3.017 | 0.072782 | 3 | 0.08979
38076 | 6.24 | 1 | 365 | 7.1042 | 0.29968 | 7 | 0.40388
43693 | 12.48 | 1 | 365 | 14.2084 | 0.59937 | 14 | 0.80777
40000 | 8.84 | 1 | 365 | 10.0643 | 0.25789 | 10 | 0.32217
40215 | 10.14 | 1 | 365 | 11.5443 | 0.23699 | 11 | 0.78131
42383 | 6.76 | 1 | 365 | 7.6962 | 0.49132 | 8 | 0.18754
38034 | 8.06 | 1 | 365 | 9.1763 | 0.47042 | 9 | 0.64668
39607 | 5.98 | 1 | 365 | 6.8082 | 0.70386 | 7 | 0.51206
40652 | 7.54 | 1 | 365 | 8.5842 | 0.27878 | 8 | 0.86303
40378 | 5.61 | 1 | 365 | 6.3869 | 0.85597 | 7 | 0.24291
40010 | 13.515 | 1 | 365 | 15.3867 | 0.97119 | 16 | 0.35793
41653 | 3.825 | 1 | 365 | 4.3547 | 0.76543 | 5 | 0.12017
38169 | 3.18 | 1 | 365 | 3.6204 | 0.28734 | 3 | 0.90775
41058 | 7.02 | 1 | 365 | 7.9922 | 0.087144 | 8 | 0.079369
43071 | 4.59 | 1 | 365 | 5.2257 | 0.51852 | 5 | 0.7442
40564 | 15.08 | 1 | 365 | 17.1685 | 0.55757 | 17 | 0.72605
37626 | 7.54 | 1 | 365 | 8.5842 | 0.27878 | 8 | 0.86303
38592 | 4.335 | 1 | 365 | 4.9354 | 0.93416 | 5 | 0.86953
38087 | 7.02 | 1 | 365 | 7.9922 | 0.087144 | 8 | 0.079369
41302 | 4.94 | 1 | 365 | 5.6242 | 0.32058 | 5 | 0.94474
40928 | 4.94 | 1 | 365 | 5.6242 | 0.32058 | 5 | 0.94474
41497 | 5.46 | 1 | 365 | 6.2162 | 0.51222 | 6 | 0.7284
10587 | 647 | 0.8 | 365 | 589.2843 | 0.14044 | 589 | 0.42473
38157 | 9.1 | 1 | 365 | 10.3603 | 0.85371 | 11 | 0.214
50656 | 6 | 1 | 365 | 6.831 | 0.7497 | 7 | 0.58066
50696 | 6.6 | 1 | 365 | 7.5141 | 0.12467 | 7 | 0.63872
40818 | 3.12 | 1 | 365 | 3.5521 | 0.14984 | 3 | 0.70194
50286 | 7.02 | 1 | 365 | 7.9922 | 0.087144 | 8 | 0.079369
50670 | 9.58 | 1 | 365 | 10.9068 | 0.95368 | 11 | 0.86045
39198 | 3.445 | 1 | 365 | 3.9221 | 0.89462 | 4 | 0.81673
37755 | 6.3 | 1 | 365 | 7.1725 | 0.43718 | 7 | 0.60969
53020 | 6.63 | 1 | 365 | 7.5482 | 0.19341 | 7 | 0.74163
37219 | 3.9 | 1 | 365 | 4.4401 | 0.9373 | 5 | 0.37743
38940 | 5.98 | 1 | 365 | 6.8082 | 0.70386 | 7 | 0.51206
38291 | 3.12 | 1 | 365 | 3.5521 | 0.14984 | 3 | 0.70194
40932 | 8.58 | 1 | 365 | 9.7683 | 0.66207 | 10 | 0.43034
39772 | 10.92 | 1 | 365 | 12.4324 | 0.024447 | 12 | 0.4568
37544 | 6.5 | 1 | 365 | 7.4002 | 0.8955 | 8 | 0.29571
37021 | 5.125 | 1 | 365 | 5.8348 | 0.74453 | 6 | 0.57931
41121 | 8.33 | 1 | 365 | 9.4837 | 0.089161 | 9 | 0.57281
47445 | 7.8 | 1 | 365 | 8.8803 | 0.8746 | 9 | 0.75485
39752 | 6.76 | 1 | 365 | 7.6962 | 0.49132 | 8 | 0.18754
38280 | 9.35 | 1 | 365 | 10.6449 | 0.42661 | 11 | 0.071525
41695 | 9.36 | 1 | 365 | 10.6563 | 0.44953 | 11 | 0.10583
45907 | 4.16 | 1 | 365 | 4.7361 | 0.53312 | 5 | 0.26926
36521 | 7.18 | 1 | 365 | 8.1744 | 0.4538 | 8 | 0.62819
39837 | 12.32 | 1 | 365 | 14.0262 | 0.23271 | 14 | 0.25895
51562 | 5.3 | 1 | 365 | 6.034 | 0.14556 | 6 | 0.17958
37548 | 4.4 | 1 | 365 | 5.0094 | 0.08311 | 5 | 0.092482
38961 | 5.46 | 1 | 365 | 6.2162 | 0.51222 | 6 | 0.7284
52184 | 7.54 | 1 | 365 | 8.5842 | 0.27878 | 8 | 0.86303
38199 | 4.68 | 1 | 365 | 5.3282 | 0.72476 | 6 | 0.052913
42414 | 11.66 | 1 | 365 | 13.2748 | 0.72024 | 13 | 0.99508
46044 | 3.64 | 1 | 365 | 4.1441 | 0.34148 | 4 | 0.4856
40871 | 4.845 | 1 | 365 | 5.516 | 0.10288 | 5 | 0.61888
38873 | 6.76 | 1 | 365 | 7.6962 | 0.49132 | 8 | 0.18754
40906 | 4.16 | 1 | 365 | 4.7361 | 0.53312 | 5 | 0.26926
37960 | 4.42 | 1 | 365 | 5.0321 | 0.12894 | 5 | 0.16108
38893 | 6.5 | 1 | 365 | 7.4002 | 0.8955 | 8 | 0.29571
40276 | 4.08 | 1 | 365 | 4.6451 | 0.34979 | 4 | 0.99485
40683 | 4.68 | 1 | 365 | 5.3282 | 0.72476 | 6 | 0.052913
49757 | 2.86 | 1 | 365 | 3.2561 | 0.55402 | 3 | 0.81011
40622 | 4.42 | 1 | 365 | 5.0321 | 0.12894 | 5 | 0.16108
42394 | 4.16 | 1 | 365 | 4.7361 | 0.53312 | 5 | 0.26926
40146 | 4.16 | 1 | 365 | 4.7361 | 0.53312 | 5 | 0.26926
41715 | 6.375 | 1 | 365 | 7.2579 | 0.60905 | 7 | 0.86695
40499 | 4.42 | 1 | 365 | 5.0321 | 0.12894 | 5 | 0.16108
50231 | 11.96 | 1 | 365 | 13.6164 | 0.40773 | 14 | 0.024111
39083 | 5.98 | 1 | 365 | 6.8082 | 0.70386 | 7 | 0.51206
39334 | 7.8 | 1 | 365 | 8.8803 | 0.8746 | 9 | 0.75485
41797 | 10.4 | 1 | 365 | 11.8403 | 0.83281 | 12 | 0.67314
40256 | 14.04 | 1 | 365 | 15.9845 | 0.17429 | 16 | 0.15874
41040 | 8.84 | 1 | 365 | 10.0643 | 0.25789 | 10 | 0.32217
57124 | 860 | 0.9 | 365 | 881.194 | 0.71078 | 881 | 0.90483
41965 | 3.825 | 1 | 365 | 4.3547 | 0.76543 | 5 | 0.12017
38302 | 10.14 | 1 | 365 | 11.5443 | 0.23699 | 11 | 0.78131
40319 | 7.28 | 1 | 365 | 8.2882 | 0.68296 | 8 | 0.9712
40199 | 4.845 | 1 | 365 | 5.516 | 0.10288 | 5 | 0.61888
50427 | 8.32 | 1 | 365 | 9.4723 | 0.066245 | 9 | 0.53851
41679 | 4.94 | 1 | 365 | 5.6242 | 0.32058 | 5 | 0.94474
41005 | 4.42 | 1 | 365 | 5.0321 | 0.12894 | 5 | 0.16108
39696 | 3.64 | 1 | 365 | 4.1441 | 0.34148 | 4 | 0.4856
39970 | 9.1 | 1 | 365 | 10.3603 | 0.85371 | 11 | 0.214
42044 | 9.275 | 1 | 365 | 10.5595 | 0.25474 | 10 | 0.81427
41038 | 4.16 | 1 | 365 | 4.7361 | 0.53312 | 5 | 0.26926
39356 | 11.96 | 1 | 365 | 13.6164 | 0.40773 | 14 | 0.024111
41217 | 8.415 | 1 | 365 | 9.5804 | 0.28395 | 9 | 0.86437
41055 | 11.44 | 1 | 365 | 13.0244 | 0.21609 | 13 | 0.24045
39669 | 9.88 | 1 | 365 | 11.2483 | 0.64117 | 11 | 0.88948
39577 | 6.5 | 1 | 365 | 7.4002 | 0.8955 | 8 | 0.29571
38147 | 2.6 | 1 | 365 | 2.9601 | 0.9582 | 3 | 0.91828
41062 | 10.335 | 1 | 365 | 11.7663 | 0.68385 | 12 | 0.45018
40445 | 4.94 | 1 | 365 | 5.6242 | 0.32058 | 5 | 0.94474
40418 | 14.04 | 1 | 365 | 15.9845 | 0.17429 | 16 | 0.15874
42194 | 13.52 | 1 | 365 | 15.3924 | 0.98265 | 16 | 0.37508
38024 | 6.625 | 1 | 365 | 7.5425 | 0.18196 | 7 | 0.72448
39971 | 9.01 | 1 | 365 | 10.2578 | 0.64746 | 10 | 0.90529
40744 | 8.48 | 1 | 365 | 9.6544 | 0.4329 | 10 | 0.087329
38595 | 7.28 | 1 | 365 | 8.2882 | 0.68296 | 8 | 0.9712
38210 | 10.92 | 1 | 365 | 12.4324 | 0.024447 | 12 | 0.4568
42937 | 5.2 | 1 | 365 | 5.9202 | 0.9164 | 6 | 0.83657
50504 | 3.38 | 1 | 365 | 3.8481 | 0.74566 | 4 | 0.59377
42381 | 5.98 | 1 | 365 | 6.8082 | 0.70386 | 7 | 0.51206
42600 | 11.44 | 1 | 365 | 13.0244 | 0.21609 | 13 | 0.24045
42012 | 9.1 | 1 | 365 | 10.3603 | 0.85371 | 11 | 0.214
42371 | 6.885 | 1 | 365 | 7.8385 | 0.77778 | 8 | 0.6163
42995 | 13.78 | 1 | 365 | 15.6884 | 0.57847 | 16 | 0.26691
40300 | 2.6 | 1 | 365 | 2.9601 | 0.9582 | 3 | 0.91828
40673 | 5.2 | 1 | 365 | 5.9202 | 0.9164 | 6 | 0.83657
39724 | 10.92 | 1 | 365 | 12.4324 | 0.024447 | 12 | 0.4568
41196 | 8.32 | 1 | 365 | 9.4723 | 0.066245 | 9 | 0.53851
40643 | 6.375 | 1 | 365 | 7.2579 | 0.60905 | 7 | 0.86695
38295 | 5.2 | 1 | 365 | 5.9202 | 0.9164 | 6 | 0.83657
41458 | 4.16 | 1 | 365 | 4.7361 | 0.53312 | 5 | 0.26926
39563 | 5.61 | 1 | 365 | 6.3869 | 0.85597 | 7 | 0.24291
43711 | 4.94 | 1 | 365 | 5.6242 | 0.32058 | 5 | 0.94474
39583 | 5.46 | 1 | 365 | 6.2162 | 0.51222 | 6 | 0.7284
40530 | 2.86 | 1 | 365 | 3.2561 | 0.55402 | 3 | 0.81011
41846 | 10.14 | 1 | 365 | 11.5443 | 0.23699 | 11 | 0.78131
38160 | 9.1 | 1 | 365 | 10.3603 | 0.85371 | 11 | 0.214
40533 | 14.04 | 1 | 365 | 15.9845 | 0.17429 | 16 | 0.15874
38975 | 10.92 | 1 | 365 | 12.4324 | 0.024447 | 12 | 0.4568
47416 | 10.455 | 1 | 365 | 11.903 | 0.95885 | 12 | 0.8618
41202 | 12.22 | 1 | 365 | 13.9124 | 0.0035475 | 13 | 0.91594
48474 | 4.16 | 1 | 365 | 4.7361 | 0.53312 | 5 | 0.26926
37881 | 7.8 | 1 | 365 | 8.8803 | 0.8746 | 9 | 0.75485
41224 | 2.86 | 1 | 365 | 3.2561 | 0.55402 | 3 | 0.81011
39266 | 5.98 | 1 | 365 | 6.8082 | 0.70386 | 7 | 0.51206
39214 | 4.16 | 1 | 365 | 4.7361 | 0.53312 | 5 | 0.26926
45048 | 3.12 | 1 | 365 | 3.5521 | 0.14984 | 3 | 0.70194
40872 | 5.46 | 1 | 365 | 6.2162 | 0.51222 | 6 | 0.7284
39995 | 7.02 | 1 | 365 | 7.9922 | 0.087144 | 8 | 0.079369
38749 | 11.18 | 1 | 365 | 12.7284 | 0.62027 | 13 | 0.34863
40221 | 7.54 | 1 | 365 | 8.5842 | 0.27878 | 8 | 0.86303
38185 | 9.805 | 1 | 365 | 11.1629 | 0.46929 | 11 | 0.63222
41887 | 4.08 | 1 | 365 | 4.6451 | 0.34979 | 4 | 0.99485
38323 | 6.375 | 1 | 365 | 7.2579 | 0.60905 | 7 | 0.86695
41575 | 2.86 | 1 | 365 | 3.2561 | 0.55402 | 3 | 0.81011
39218 | 8.84 | 1 | 365 | 10.0643 | 0.25789 | 10 | 0.32217
39127 | 5.98 | 1 | 365 | 6.8082 | 0.70386 | 7 | 0.51206
39956 | 13.26 | 1 | 365 | 15.0964 | 0.38683 | 15 | 0.48325
40143 | 5.72 | 1 | 365 | 6.5122 | 0.10804 | 6 | 0.62023
40036 | 3.12 | 1 | 365 | 3.5521 | 0.14984 | 3 | 0.70194
42386 | 3.9 | 1 | 365 | 4.4401 | 0.9373 | 5 | 0.37743
43031 | 3.9 | 1 | 365 | 4.4401 | 0.9373 | 5 | 0.37743
39967 | 11.44 | 1 | 365 | 13.0244 | 0.21609 | 13 | 0.24045
39731 | 10.92 | 1 | 365 | 12.4324 | 0.024447 | 12 | 0.4568
39712 | 8.06 | 1 | 365 | 9.1763 | 0.47042 | 9 | 0.64668
40552 | 10.4 | 1 | 365 | 11.8403 | 0.83281 | 12 | 0.67314
39014 | 2.04 | 1 | 365 | 2.3225 | 0.6749 | 2 | 0.99742
40917 | 10.07 | 1 | 365 | 11.4646 | 0.076573 | 11 | 0.5412
42322 | 3.825 | 1 | 365 | 4.3547 | 0.76543 | 5 | 0.12017
41895 | 5.46 | 1 | 365 | 6.2162 | 0.51222 | 6 | 0.7284
42404 | 5.035 | 1 | 365 | 5.7323 | 0.53829 | 6 | 0.2706
40520 | 12.22 | 1 | 365 | 13.9124 | 0.0035475 | 13 | 0.91594
38739 | 7.02 | 1 | 365 | 7.9922 | 0.087144 | 8 | 0.079369
40293 | 4.335 | 1 | 365 | 4.9354 | 0.93416 | 5 | 0.86953
40465 | 6.625 | 1 | 365 | 7.5425 | 0.18196 | 7 | 0.72448
42599 | 3.64 | 1 | 365 | 4.1441 | 0.34148 | 4 | 0.4856
38080 | 6.5 | 1 | 365 | 7.4002 | 0.8955 | 8 | 0.29571
39199 | 9.62 | 1 | 365 | 10.9523 | 0.045346 | 10 | 0.99765
39496 | 4.59 | 1 | 365 | 5.2257 | 0.51852 | 5 | 0.7442
39992 | 6.76 | 1 | 365 | 7.6962 | 0.49132 | 8 | 0.18754
40311 | 10.4 | 1 | 365 | 11.8403 | 0.83281 | 12 | 0.67314
41949 | 2.86 | 1 | 365 | 3.2561 | 0.55402 | 3 | 0.81011
47904 | 13.26 | 1 | 365 | 15.0964 | 0.38683 | 15 | 0.48325
43726 | 9.69 | 1 | 365 | 11.032 | 0.20576 | 11 | 0.23776
38703 | 6.76 | 1 | 365 | 7.6962 | 0.49132 | 8 | 0.18754
38495 | 4.68 | 1 | 365 | 5.3282 | 0.72476 | 6 | 0.052913
40768 | 6.76 | 1 | 365 | 7.6962 | 0.49132 | 8 | 0.18754
42549 | 6.095 | 1 | 365 | 6.9391 | 0.9674 | 7 | 0.90652
41189 | 7.685 | 1 | 365 | 8.7493 | 0.61107 | 9 | 0.36039
42659 | 13.25 | 1 | 365 | 15.085 | 0.36391 | 15 | 0.44895
39065 | 14.04 | 1 | 365 | 15.9845 | 0.17429 | 16 | 0.15874
38547 | 5.2 | 1 | 365 | 5.9202 | 0.9164 | 6 | 0.83657
38742 | 6.76 | 1 | 365 | 7.6962 | 0.49132 | 8 | 0.18754
41511 | 3.38 | 1 | 365 | 3.8481 | 0.74566 | 4 | 0.59377
40746 | 8.415 | 1 | 365 | 9.5804 | 0.28395 | 9 | 0.86437
38803 | 15.555 | 1 | 365 | 17.7093 | 0.64609 | 18 | 0.35535
1400 | 2694 | 1 | 365 | 3067.1018 | 0.6135 | 3067 | 0.71526
46980 | 7.6 | 1 | 365 | 8.6526 | 0.41628 | 9 | 0.068833
42760 | 8.25 | 1 | 365 | 9.3926 | 0.90583 | 10 | 0.2984
38113 | 4.77 | 1 | 365 | 5.4306 | 0.93101 | 6 | 0.36162
41953 | 6.24 | 1 | 365 | 7.1042 | 0.29968 | 7 | 0.40388
49812 | 7.68 | 1 | 365 | 8.7436 | 0.59961 | 9 | 0.34324
51689 | 15.86 | 1 | 365 | 18.0565 | 0.34503 | 18 | 0.40154
39354 | 7.28 | 1 | 365 | 8.2882 | 0.68296 | 8 | 0.9712
32265 | 6.76 | 1 | 365 | 7.6962 | 0.49132 | 8 | 0.18754
40345 | 7.54 | 1 | 365 | 8.5842 | 0.27878 | 8 | 0.86303
52258 | 6.76 | 1 | 365 | 7.6962 | 0.49132 | 8 | 0.18754
41784 | 2.34 | 1 | 365 | 2.6641 | 0.36238 | 3 | 0.026456
41346 | 6.12 | 1 | 365 | 6.9676 | 0.02469 | 6 | 0.99227
52114 | 8.06 | 1 | 365 | 9.1763 | 0.47042 | 9 | 0.64668
38267 | 10.6 | 1 | 365 | 12.068 | 0.29113 | 12 | 0.35916
37620 | 10.66 | 1 | 365 | 12.1363 | 0.42863 | 12 | 0.56497
39384 | 10.4 | 1 | 365 | 11.8403 | 0.83281 | 12 | 0.67314
40064 | 7.02 | 1 | 365 | 7.9922 | 0.087144 | 8 | 0.079369
39590 | 3.12 | 1 | 365 | 3.5521 | 0.14984 | 3 | 0.70194
49769 | 9.6 | 1 | 365 | 10.9295 | 0.99951 | 11 | 0.92905
41910 | 9.1 | 1 | 365 | 10.3603 | 0.85371 | 11 | 0.214
38453 | 4.42 | 1 | 365 | 5.0321 | 0.12894 | 5 | 0.16108
37422 | 8.413 | 1 | 365 | 9.5781 | 0.27937 | 9 | 0.85751
42075 | 4.68 | 1 | 365 | 5.3282 | 0.72476 | 6 | 0.052913
39530 | 6.5 | 1 | 365 | 7.4002 | 0.8955 | 8 | 0.29571
45396 | 4.41 | 1 | 365 | 5.0208 | 0.10603 | 5 | 0.12678
40735 | 9.88 | 1 | 365 | 11.2483 | 0.64117 | 11 | 0.88948
39681 | 2.34 | 1 | 365 | 2.6641 | 0.36238 | 3 | 0.026456
44580 | 6.4 | 1 | 365 | 7.2864 | 0.66634 | 7 | 0.9527
38056 | 6.5 | 1 | 365 | 7.4002 | 0.8955 | 8 | 0.29571
44065 | 5.99 | 1 | 365 | 6.8196 | 0.72678 | 7 | 0.54636
38727 | 5.2 | 1 | 365 | 5.9202 | 0.9164 | 6 | 0.83657
39439 | 6.76 | 1 | 365 | 7.6962 | 0.49132 | 8 | 0.18754
38236 | 11.13 | 1 | 365 | 12.6714 | 0.50569 | 13 | 0.17712
37736 | 3.64 | 1 | 365 | 4.1441 | 0.34148 | 4 | 0.4856
53147 | 5.2 | 1 | 365 | 5.9202 | 0.9164 | 6 | 0.83657
40176 | 5.98 | 1 | 365 | 6.8082 | 0.70386 | 7 | 0.51206
40866 | 9.36 | 1 | 365 | 10.6563 | 0.44953 | 11 | 0.10583
54086 | 9.86 | 1 | 365 | 11.2255 | 0.59533 | 11 | 0.82088
50152 | 8.58 | 1 | 365 | 9.7683 | 0.66207 | 10 | 0.43034
41470 | 4.68 | 1 | 365 | 5.3282 | 0.72476 | 6 | 0.052913
40029 | 11.7 | 1 | 365 | 13.3204 | 0.81191 | 14 | 0.13228
51199 | 8.32 | 1 | 365 | 9.4723 | 0.066245 | 9 | 0.53851
38581 | 8.84 | 1 | 365 | 10.0643 | 0.25789 | 10 | 0.32217
44131 | 8.68 | 1 | 365 | 9.8821 | 0.89123 | 10 | 0.77335
50918 | 16.2 | 1 | 365 | 18.4436 | 0.12418 | 18 | 0.56778
36183 | 11.385 | 1 | 365 | 12.9617 | 0.090048 | 13 | 0.051798
37035 | 7.521 | 1 | 365 | 8.5626 | 0.23524 | 8 | 0.79785
44582 | 10.4 | 1 | 365 | 11.8403 | 0.83281 | 12 | 0.67314
46759 | 7.705 | 1 | 365 | 8.7721 | 0.6569 | 9 | 0.42899
44137 | 9.9 | 1 | 365 | 11.2711 | 0.687 | 11 | 0.95809
40364 | 9.36 | 1 | 365 | 10.6563 | 0.44953 | 11 | 0.10583
44356 | 9.45 | 1 | 365 | 10.7588 | 0.65577 | 11 | 0.41454
51001 | 6.3 | 1 | 365 | 7.1725 | 0.43718 | 7 | 0.60969
43033 | 5.98 | 1 | 365 | 6.8082 | 0.70386 | 7 | 0.51206
46462 | 13.5 | 1 | 365 | 15.3697 | 0.93682 | 16 | 0.30648
40024 | 14.04 | 1 | 365 | 15.9845 | 0.17429 | 16 | 0.15874
53364 | 5.2 | 1 | 365 | 5.9202 | 0.9164 | 6 | 0.83657
49933 | 8.64 | 1 | 365 | 9.8366 | 0.79956 | 10 | 0.63615
43684 | 7.28 | 1 | 365 | 8.2882 | 0.68296 | 8 | 0.9712
39409 | 4.16 | 1 | 365 | 4.7361 | 0.53312 | 5 | 0.26926
40981 | 8.84 | 1 | 365 | 10.0643 | 0.25789 | 10 | 0.32217
48903 | 10.4 | 1 | 365 | 11.8403 | 0.83281 | 12 | 0.67314
40821 | 3.12 | 1 | 365 | 3.5521 | 0.14984 | 3 | 0.70194
38758 | 7.7 | 1 | 365 | 8.7664 | 0.64544 | 9 | 0.41184
39640 | 8.32 | 1 | 365 | 9.4723 | 0.066245 | 9 | 0.53851
50155 | 6.84 | 1 | 365 | 7.7873 | 0.67465 | 8 | 0.46195
49855 | 5.7 | 1 | 365 | 6.4894 | 0.062211 | 6 | 0.55162
40538 | 9.88 | 1 | 365 | 11.2483 | 0.64117 | 11 | 0.88948
79 | 3001.2 | 0.7 | 365 | 2391.7929 | 0.31856 | 2392 | 0.11145
40714 | 5.3 | 1 | 365 | 6.034 | 0.14556 | 6 | 0.17958
42923 | 5.2 | 1 | 365 | 5.9202 | 0.9164 | 6 | 0.83657
50712 | 12.22 | 1 | 365 | 13.9124 | 0.0035475 | 13 | 0.91594
39084 | 6.095 | 1 | 365 | 6.9391 | 0.9674 | 7 | 0.90652
52919 | 14.025 | 1 | 365 | 15.9674 | 0.13991 | 16 | 0.10729
40933 | 8.745 | 1 | 365 | 9.9561 | 0.040182 | 9 | 0.99631
41725 | 4.16 | 1 | 365 | 4.7361 | 0.53312 | 5 | 0.26926
39158 | 2.86 | 1 | 365 | 3.2561 | 0.55402 | 3 | 0.81011
39125 | 3.12 | 1 | 365 | 3.5521 | 0.14984 | 3 | 0.70194
40945 | 4.68 | 1 | 365 | 5.3282 | 0.72476 | 6 | 0.052913
40602 | 5.98 | 1 | 365 | 6.8082 | 0.70386 | 7 | 0.51206
50306 | 8.925 | 1 | 365 | 10.1611 | 0.45267 | 10 | 0.61373
55344 | 8.37 | 1 | 365 | 9.5292 | 0.18083 | 9 | 0.71002
42365 | 6.5 | 1 | 365 | 7.4002 | 0.8955 | 8 | 0.29571
46812 | 16.24 | 1 | 365 | 18.4891 | 0.21584 | 18 | 0.70498
40764 | 3.06 | 1 | 365 | 3.4838 | 0.012345 | 3 | 0.49614
35116 | 301.34 | 0.9 | 365 | 308.7663 | 0.50001 | 309 | 0.2663
38987 | 3.12 | 1 | 365 | 3.5521 | 0.14984 | 3 | 0.70194
48857 | 20.4 | 1 | 365 | 23.2253 | 0.74897 | 23 | 0.97424
41460 | 8.06 | 1 | 365 | 9.1763 | 0.47042 | 9 | 0.64668
51109 | 3.8 | 1 | 365 | 4.3263 | 0.70814 | 5 | 0.034416
41632 | 3.12 | 1 | 365 | 3.5521 | 0.14984 | 3 | 0.70194
50471 | 6.375 | 1 | 365 | 7.2579 | 0.60905 | 7 | 0.86695
39244 | 6.76 | 1 | 365 | 7.6962 | 0.49132 | 8 | 0.18754
39139 | 6.63 | 1 | 365 | 7.5482 | 0.19341 | 7 | 0.74163
47609 | 7.525 | 1 | 365 | 8.5672 | 0.24441 | 8 | 0.81157
48522 | 11.4 | 1 | 365 | 12.9788 | 0.12442 | 13 | 0.10325
38457 | 4.08 | 1 | 365 | 4.6451 | 0.34979 | 4 | 0.99485
49721 | 7.15 | 1 | 365 | 8.1402 | 0.38505 | 8 | 0.52528
41980 | 5.98 | 1 | 365 | 6.8082 | 0.70386 | 7 | 0.51206
40830 | 8.06 | 1 | 365 | 9.1763 | 0.47042 | 9 | 0.64668
41680 | 10.4 | 1 | 365 | 11.8403 | 0.83281 | 12 | 0.67314
38215 | 10.4 | 1 | 365 | 11.8403 | 0.83281 | 12 | 0.67314
38519 | 7.42 | 1 | 365 | 8.4476 | 0.0037907 | 8 | 0.45141
40338 | 9.69 | 1 | 365 | 11.032 | 0.20576 | 11 | 0.23776
41463 | 6.24 | 1 | 365 | 7.1042 | 0.29968 | 7 | 0.40388
39659 | 7.395 | 1 | 365 | 8.4192 | 0.9465 | 9 | 0.36566
41834 | 10.965 | 1 | 365 | 12.4836 | 0.12757 | 12 | 0.61115
41071 | 6.76 | 1 | 365 | 7.6962 | 0.49132 | 8 | 0.18754
41010 | 4.68 | 1 | 365 | 5.3282 | 0.72476 | 6 | 0.052913
45920 | 7.02 | 1 | 365 | 7.9922 | 0.087144 | 8 | 0.079369
41164 | 7.14 | 1 | 365 | 8.1288 | 0.36214 | 8 | 0.49098
42918 | 7.28 | 1 | 365 | 8.2882 | 0.68296 | 8 | 0.9712
39423 | 3.06 | 1 | 365 | 3.4838 | 0.012345 | 3 | 0.49614
40218 | 5.46 | 1 | 365 | 6.2162 | 0.51222 | 6 | 0.7284
39169 | 11.7 | 1 | 365 | 13.3204 | 0.81191 | 14 | 0.13228
41029 | 7.28 | 1 | 365 | 8.2882 | 0.68296 | 8 | 0.9712
38444 | 10.455 | 1 | 365 | 11.903 | 0.95885 | 12 | 0.8618
37993 | 13.52 | 1 | 365 | 15.3924 | 0.98265 | 16 | 0.37508
39452 | 9.54 | 1 | 365 | 10.8612 | 0.86202 | 11 | 0.72325
41779 | 6.885 | 1 | 365 | 7.8385 | 0.77778 | 8 | 0.6163
39516 | 9.88 | 1 | 365 | 11.2483 | 0.64117 | 11 | 0.88948
50532 | 7.8 | 1 | 365 | 8.8803 | 0.8746 | 9 | 0.75485
42015 | 9.88 | 1 | 365 | 11.2483 | 0.64117 | 11 | 0.88948
38462 | 10.4 | 1 | 365 | 11.8403 | 0.83281 | 12 | 0.67314
41471 | 9.36 | 1 | 365 | 10.6563 | 0.44953 | 11 | 0.10583
39250 | 8.06 | 1 | 365 | 9.1763 | 0.47042 | 9 | 0.64668
39492 | 6.095 | 1 | 365 | 6.9391 | 0.9674 | 7 | 0.90652
41086 | 7.54 | 1 | 365 | 8.5842 | 0.27878 | 8 | 0.86303
39077 | 6.63 | 1 | 365 | 7.5482 | 0.19341 | 7 | 0.74163
42085 | 5.46 | 1 | 365 | 6.2162 | 0.51222 | 6 | 0.7284
38221 | 5.1 | 1 | 365 | 5.8063 | 0.68724 | 6 | 0.49356
41770 | 5.61 | 1 | 365 | 6.3869 | 0.85597 | 7 | 0.24291
39729 | 5.2 | 1 | 365 | 5.9202 | 0.9164 | 6 | 0.83657
40325 | 6.76 | 1 | 365 | 7.6962 | 0.49132 | 8 | 0.18754
40166 | 3.64 | 1 | 365 | 4.1441 | 0.34148 | 4 | 0.4856
43084 | 3.975 | 1 | 365 | 4.5255 | 0.10917 | 4 | 0.63469
40572 | 7.28 | 1 | 365 | 8.2882 | 0.68296 | 8 | 0.9712
42276 | 5.2 | 1 | 365 | 5.9202 | 0.9164 | 6 | 0.83657
38308 | 7.28 | 1 | 365 | 8.2882 | 0.68296 | 8 | 0.9712
40301 | 7.395 | 1 | 365 | 8.4192 | 0.9465 | 9 | 0.36566
56640 | 6.3 | 1 | 365 | 7.1725 | 0.43718 | 7 | 0.60969
50343 | 9.62 | 1 | 365 | 10.9523 | 0.045346 | 10 | 0.99765
56714 | 4.59 | 1 | 365 | 5.2257 | 0.51852 | 5 | 0.7442
56713 | 5.46 | 1 | 365 | 6.2162 | 0.51222 | 6 | 0.7284
56710 | 6.05 | 1 | 365 | 6.8879 | 0.86428 | 7 | 0.75216
56637 | 6.5 | 1 | 365 | 7.4002 | 0.8955 | 8 | 0.29571
56596 | 11.2 | 1 | 365 | 12.7511 | 0.6661 | 13 | 0.41723
56594 | 7.95 | 1 | 365 | 9.051 | 0.21835 | 9 | 0.26937
56581 | 4.68 | 1 | 365 | 5.3282 | 0.72476 | 6 | 0.052913
50665 | 9.25 | 1 | 365 | 10.5311 | 0.19745 | 10 | 0.72851
44322 | 22.96 | 1 | 365 | 26.1398 | 0.6155 | 26 | 0.75532
46826 | 6 | 1 | 365 | 6.831 | 0.7497 | 7 | 0.58066
47327 | 7.44 | 1 | 365 | 8.4704 | 0.049623 | 8 | 0.52002
41996 | 9.88 | 1 | 365 | 11.2483 | 0.64117 | 11 | 0.88948
56632 | 4.2 | 1 | 365 | 4.7817 | 0.62479 | 5 | 0.40646
56629 | 4.16 | 1 | 365 | 4.7361 | 0.53312 | 5 | 0.26926
45913 | 6.375 | 1 | 365 | 7.2579 | 0.60905 | 7 | 0.86695
55115 | 6.2 | 1 | 365 | 7.0587 | 0.20802 | 7 | 0.26668
56787 | 10.335 | 1 | 365 | 11.7663 | 0.68385 | 12 | 0.45018
56789 | 8.215 | 1 | 365 | 9.3527 | 0.82563 | 10 | 0.17835
40118 | 5.46 | 1 | 365 | 6.2162 | 0.51222 | 6 | 0.7284
56794 | 4.8 | 1 | 365 | 5.4648 | 0.99976 | 6 | 0.46453
56795 | 10.07 | 1 | 365 | 11.4646 | 0.076573 | 11 | 0.5412
41510 | 14.025 | 1 | 365 | 15.9674 | 0.13991 | 16 | 0.10729
39013 | 8.06 | 1 | 365 | 9.1763 | 0.47042 | 9 | 0.64668
41216 | 5.61 | 1 | 365 | 6.3869 | 0.85597 | 7 | 0.24291
38509 | 11.66 | 1 | 365 | 13.2748 | 0.72024 | 13 | 0.99508
41473 | 7.02 | 1 | 365 | 7.9922 | 0.087144 | 8 | 0.079369
34878 | 94.64 | 0.9 | 365 | 96.9723 | 0.19068 | 97 | 0.16302
43441 | 6.6 | 1 | 365 | 7.5141 | 0.12467 | 7 | 0.63872
47828 | 9 | 1 | 365 | 10.2464 | 0.62454 | 10 | 0.87099
53163 | 6.3 | 1 | 365 | 7.1725 | 0.43718 | 7 | 0.60969
43843 | 6.76 | 1 | 365 | 7.6962 | 0.49132 | 8 | 0.18754
56798 | 9 | 1 | 365 | 10.2464 | 0.62454 | 10 | 0.87099
56799 | 6.21 | 1 | 365 | 7.07 | 0.23094 | 7 | 0.30098
56800 | 11.925 | 1 | 365 | 13.5765 | 0.32752 | 13 | 0.90406
41733 | 7.28 | 1 | 365 | 8.2882 | 0.68296 | 8 | 0.9712
56801 | 4.5 | 1 | 365 | 5.1232 | 0.31227 | 5 | 0.43549
56807 | 6.095 | 1 | 365 | 6.9391 | 0.9674 | 7 | 0.90652
56808 | 9.075 | 1 | 365 | 10.3318 | 0.79642 | 11 | 0.12824
40307 | 3.64 | 1 | 365 | 4.1441 | 0.34148 | 4 | 0.4856
56791 | 4.14 | 1 | 365 | 4.7134 | 0.48729 | 5 | 0.20065
38194 | 7.8 | 1 | 365 | 8.8803 | 0.8746 | 9 | 0.75485
56818 | 9.3 | 1 | 365 | 10.588 | 0.31203 | 10 | 0.90002
41648 | 7.14 | 1 | 365 | 8.1288 | 0.36214 | 8 | 0.49098
41214 | 6.12 | 1 | 365 | 6.9676 | 0.02469 | 6 | 0.99227
46428 | 6 | 1 | 365 | 6.831 | 0.7497 | 7 | 0.58066
48289 | 7.2 | 1 | 365 | 8.1972 | 0.49964 | 8 | 0.69679
38344 | 7.28 | 1 | 365 | 8.2882 | 0.68296 | 8 | 0.9712
52582 | 7.125 | 1 | 365 | 8.1118 | 0.32776 | 8 | 0.43953
52956 | 7.8 | 1 | 365 | 8.8803 | 0.8746 | 9 | 0.75485
48524 | 6.76 | 1 | 365 | 7.6962 | 0.49132 | 8 | 0.18754
48523 | 5.2 | 1 | 365 | 5.9202 | 0.9164 | 6 | 0.83657
41851 | 4.94 | 1 | 365 | 5.6242 | 0.32058 | 5 | 0.94474
47651 | 6.3 | 1 | 365 | 7.1725 | 0.43718 | 7 | 0.60969
56918 | 3.71 | 1 | 365 | 4.2238 | 0.5019 | 4 | 0.72571
40044 | 12.22 | 1 | 365 | 13.9124 | 0.0035475 | 13 | 0.91594
56898 | 6.16 | 1 | 365 | 7.0131 | 0.11635 | 7 | 0.12948
56831 | 9.805 | 1 | 365 | 11.1629 | 0.46929 | 11 | 0.63222
42399 | 12.24 | 1 | 365 | 13.9352 | 0.04938 | 13 | 0.98454
42398 | 5.98 | 1 | 365 | 6.8082 | 0.70386 | 7 | 0.51206
42134 | 5.61 | 1 | 365 | 6.3869 | 0.85597 | 7 | 0.24291
41581 | 2.295 | 1 | 365 | 2.6128 | 0.25926 | 2 | 0.8721
41728 | 8.06 | 1 | 365 | 9.1763 | 0.47042 | 9 | 0.64668
39128 | 2.08 | 1 | 365 | 2.3681 | 0.76656 | 3 | 0.13463
39116 | 6.5 | 1 | 365 | 7.4002 | 0.8955 | 8 | 0.29571
41434 | 7.14 | 1 | 365 | 8.1288 | 0.36214 | 8 | 0.49098
39921 | 7.28 | 1 | 365 | 8.2882 | 0.68296 | 8 | 0.9712
37864 | 5.355 | 1 | 365 | 6.0966 | 0.2716 | 6 | 0.36824
53151 | 5.865 | 1 | 365 | 6.6773 | 0.44033 | 7 | 0.11759
41424 | 7.54 | 1 | 365 | 8.5842 | 0.27878 | 8 | 0.86303
42213 | 3.38 | 1 | 365 | 3.8481 | 0.74566 | 4 | 0.59377
41213 | 6.375 | 1 | 365 | 7.2579 | 0.60905 | 7 | 0.86695
53159 | 8.32 | 1 | 365 | 9.4723 | 0.066245 | 9 | 0.53851
53161 | 3.06 | 1 | 365 | 3.4838 | 0.012345 | 3 | 0.49614
53169 | 10.53 | 1 | 365 | 11.9883 | 0.13072 | 12 | 0.11905
41794 | 9.62 | 1 | 365 | 10.9523 | 0.045346 | 10 | 0.99765
42603 | 9.945 | 1 | 365 | 11.3223 | 0.79012 | 12 | 0.11244
53170 | 8.84 | 1 | 365 | 10.0643 | 0.25789 | 10 | 0.32217
39455 | 6.48 | 1 | 365 | 7.3774 | 0.84967 | 8 | 0.22711
41562 | 6.5 | 1 | 365 | 7.4002 | 0.8955 | 8 | 0.29571
53171 | 6.885 | 1 | 365 | 7.8385 | 0.77778 | 8 | 0.6163
37921 | 3.64 | 1 | 365 | 4.1441 | 0.34148 | 4 | 0.4856
40027 | 9.62 | 1 | 365 | 10.9523 | 0.045346 | 10 | 0.99765
41900 | 11.395 | 1 | 365 | 12.9731 | 0.11296 | 13 | 0.086099
37779 | 7.8 | 1 | 365 | 8.8803 | 0.8746 | 9 | 0.75485
39615 | 3.9 | 1 | 365 | 4.4401 | 0.9373 | 5 | 0.37743
38195 | 7.54 | 1 | 365 | 8.5842 | 0.27878 | 8 | 0.86303
41841 | 5.2 | 1 | 365 | 5.9202 | 0.9164 | 6 | 0.83657
38319 | 9.1 | 1 | 365 | 10.3603 | 0.85371 | 11 | 0.214
40255 | 6.76 | 1 | 365 | 7.6962 | 0.49132 | 8 | 0.18754
38493 | 10.14 | 1 | 365 | 11.5443 | 0.23699 | 11 | 0.78131
38902 | 5.46 | 1 | 365 | 6.2162 | 0.51222 | 6 | 0.7284
39718 | 13.26 | 1 | 365 | 15.0964 | 0.38683 | 15 | 0.48325
50631 | 6.75 | 1 | 365 | 7.6848 | 0.46841 | 8 | 0.15324
40484 | 9.62 | 1 | 365 | 10.9523 | 0.045346 | 10 | 0.99765
42907 | 4.42 | 1 | 365 | 5.0321 | 0.12894 | 5 | 0.16108
38868 | 2.86 | 1 | 365 | 3.2561 | 0.55402 | 3 | 0.81011
45897 | 2.86 | 1 | 365 | 3.2561 | 0.55402 | 3 | 0.81011
42461 | 5.035 | 1 | 365 | 5.7323 | 0.53829 | 6 | 0.2706
40668 | 7.155 | 1 | 365 | 8.1459 | 0.39651 | 8 | 0.54243
37816 | 4.68 | 1 | 365 | 5.3282 | 0.72476 | 6 | 0.052913
41853 | 7.65 | 1 | 365 | 8.7095 | 0.53086 | 9 | 0.24034
37974 | 11.96 | 1 | 365 | 13.6164 | 0.40773 | 14 | 0.024111
41457 | 7.28 | 1 | 365 | 8.2882 | 0.68296 | 8 | 0.9712
41094 | 8.32 | 1 | 365 | 9.4723 | 0.066245 | 9 | 0.53851
45346 | 2.86 | 1 | 365 | 3.2561 | 0.55402 | 3 | 0.81011
53174 | 7.14 | 1 | 365 | 8.1288 | 0.36214 | 8 | 0.49098
39362 | 7.65 | 1 | 365 | 8.7095 | 0.53086 | 9 | 0.24034
41455 | 4.42 | 1 | 365 | 5.0321 | 0.12894 | 5 | 0.16108
39860 | 4.59 | 1 | 365 | 5.2257 | 0.51852 | 5 | 0.7442
43116 | 3.12 | 1 | 365 | 3.5521 | 0.14984 | 3 | 0.70194
42362 | 7.42 | 1 | 365 | 8.4476 | 0.0037907 | 8 | 0.45141
41309 | 3.12 | 1 | 365 | 3.5521 | 0.14984 | 3 | 0.70194
45362 | 4.335 | 1 | 365 | 4.9354 | 0.93416 | 5 | 0.86953
42972 | 7.65 | 1 | 365 | 8.7095 | 0.53086 | 9 | 0.24034
41578 | 7.8 | 1 | 365 | 8.8803 | 0.8746 | 9 | 0.75485
41292 | 4.59 | 1 | 365 | 5.2257 | 0.51852 | 5 | 0.7442
40859 | 4.16 | 1 | 365 | 4.7361 | 0.53312 | 5 | 0.26926
38939 | 14.04 | 1 | 365 | 15.9845 | 0.17429 | 16 | 0.15874
45668 | 9.18 | 1 | 365 | 10.4514 | 0.037035 | 10 | 0.48841
41129 | 5.1 | 1 | 365 | 5.8063 | 0.68724 | 6 | 0.49356
40762 | 9.36 | 1 | 365 | 10.6563 | 0.44953 | 11 | 0.10583
45666 | 6.12 | 1 | 365 | 6.9676 | 0.02469 | 6 | 0.99227
40229 | 5.98 | 1 | 365 | 6.8082 | 0.70386 | 7 | 0.51206
39336 | 3.12 | 1 | 365 | 3.5521 | 0.14984 | 3 | 0.70194
43303 | 5.035 | 1 | 365 | 5.7323 | 0.53829 | 6 | 0.2706
39517 | 4.845 | 1 | 365 | 5.516 | 0.10288 | 5 | 0.61888
39660 | 4.94 | 1 | 365 | 5.6242 | 0.32058 | 5 | 0.94474
40295 | 4.68 | 1 | 365 | 5.3282 | 0.72476 | 6 | 0.052913
53165 | 6.24 | 1 | 365 | 7.1042 | 0.29968 | 7 | 0.40388
53172 | 4.59 | 1 | 365 | 5.2257 | 0.51852 | 5 | 0.7442
45941 | 9.1 | 1 | 365 | 10.3603 | 0.85371 | 11 | 0.214
53177 | 12.48 | 1 | 365 | 14.2084 | 0.59937 | 14 | 0.80777
53175 | 7.395 | 1 | 365 | 8.4192 | 0.9465 | 9 | 0.36566
39951 | 7.02 | 1 | 365 | 7.9922 | 0.087144 | 8 | 0.079369
53183 | 3.38 | 1 | 365 | 3.8481 | 0.74566 | 4 | 0.59377
38512 | 6.24 | 1 | 365 | 7.1042 | 0.29968 | 7 | 0.40388
39399 | 7.02 | 1 | 365 | 7.9922 | 0.087144 | 8 | 0.079369
38908 | 10.14 | 1 | 365 | 11.5443 | 0.23699 | 11 | 0.78131
39993 | 6.625 | 1 | 365 | 7.5425 | 0.18196 | 7 | 0.72448
40537 | 4.68 | 1 | 365 | 5.3282 | 0.72476 | 6 | 0.052913
40156 | 4.94 | 1 | 365 | 5.6242 | 0.32058 | 5 | 0.94474
39253 | 3.9 | 1 | 365 | 4.4401 | 0.9373 | 5 | 0.37743
39440 | 5.035 | 1 | 365 | 5.7323 | 0.53829 | 6 | 0.2706
38028 | 5.72 | 1 | 365 | 6.5122 | 0.10804 | 6 | 0.62023
38888 | 12.22 | 1 | 365 | 13.9124 | 0.0035475 | 13 | 0.91594
40881 | 8.58 | 1 | 365 | 9.7683 | 0.66207 | 10 | 0.43034
40938 | 4.94 | 1 | 365 | 5.6242 | 0.32058 | 5 | 0.94474
40827 | 6.095 | 1 | 365 | 6.9391 | 0.9674 | 7 | 0.90652
42393 | 4.42 | 1 | 365 | 5.0321 | 0.12894 | 5 | 0.16108
38204 | 5.2 | 1 | 365 | 5.9202 | 0.9164 | 6 | 0.83657
41386 | 7.14 | 1 | 365 | 8.1288 | 0.36214 | 8 | 0.49098
39092 | 11.96 | 1 | 365 | 13.6164 | 0.40773 | 14 | 0.024111
53255 | 3.315 | 1 | 365 | 3.7741 | 0.59671 | 4 | 0.37081
53315 | 4.42 | 1 | 365 | 5.0321 | 0.12894 | 5 | 0.16108
41469 | 7.02 | 1 | 365 | 7.9922 | 0.087144 | 8 | 0.079369
53362 | 5.2 | 1 | 365 | 5.9202 | 0.9164 | 6 | 0.83657
53393 | 7.65 | 1 | 365 | 8.7095 | 0.53086 | 9 | 0.24034
53395 | 5.355 | 1 | 365 | 6.0966 | 0.2716 | 6 | 0.36824
53398 | 11.18 | 1 | 365 | 12.7284 | 0.62027 | 13 | 0.34863
53411 | 7.395 | 1 | 365 | 8.4192 | 0.9465 | 9 | 0.36566
53417 | 5.355 | 1 | 365 | 6.0966 | 0.2716 | 6 | 0.36824
53422 | 5.61 | 1 | 365 | 6.3869 | 0.85597 | 7 | 0.24291
53426 | 5.46 | 1 | 365 | 6.2162 | 0.51222 | 6 | 0.7284
53188 | 2.805 | 1 | 365 | 3.1935 | 0.42798 | 3 | 0.62146
53432 | 5.1 | 1 | 365 | 5.8063 | 0.68724 | 6 | 0.49356
53435 | 8.16 | 1 | 365 | 9.2901 | 0.69959 | 9 | 0.98969
53433 | 8.16 | 1 | 365 | 9.2901 | 0.69959 | 9 | 0.98969
53436 | 6.63 | 1 | 365 | 7.5482 | 0.19341 | 7 | 0.74163
53438 | 9.69 | 1 | 365 | 11.032 | 0.20576 | 11 | 0.23776
53201 | 6.12 | 1 | 365 | 6.9676 | 0.02469 | 6 | 0.99227
53439 | 5.565 | 1 | 365 | 6.3357 | 0.75284 | 7 | 0.08856
53440 | 10.66 | 1 | 365 | 12.1363 | 0.42863 | 12 | 0.56497
53442 | 7.28 | 1 | 365 | 8.2882 | 0.68296 | 8 | 0.9712
35273 | 105.28 | 0.9 | 365 | 107.8745 | 0.1352 | 108 | 0.0097448
53447 | 5.1 | 1 | 365 | 5.8063 | 0.68724 | 6 | 0.49356
53213 | 7.395 | 1 | 365 | 8.4192 | 0.9465 | 9 | 0.36566
53456 | 8.32 | 1 | 365 | 9.4723 | 0.066245 | 9 | 0.53851
53458 | 4.94 | 1 | 365 | 5.6242 | 0.32058 | 5 | 0.94474
53222 | 8.415 | 1 | 365 | 9.5804 | 0.28395 | 9 | 0.86437
53223 | 9.69 | 1 | 365 | 11.032 | 0.20576 | 11 | 0.23776
53224 | 7.42 | 1 | 365 | 8.4476 | 0.0037907 | 8 | 0.45141
53228 | 9.69 | 1 | 365 | 11.032 | 0.20576 | 11 | 0.23776
53227 | 8.415 | 1 | 365 | 9.5804 | 0.28395 | 9 | 0.86437
53230 | 9.62 | 1 | 365 | 10.9523 | 0.045346 | 10 | 0.99765
53249 | 9.69 | 1 | 365 | 11.032 | 0.20576 | 11 | 0.23776
53253 | 2.805 | 1 | 365 | 3.1935 | 0.42798 | 3 | 0.62146
53256 | 2.04 | 1 | 365 | 2.3225 | 0.6749 | 2 | 0.99742
53257 | 9.435 | 1 | 365 | 10.7417 | 0.6214 | 11 | 0.36308
40476 | 6.24 | 1 | 365 | 7.1042 | 0.29968 | 7 | 0.40388
53260 | 10.92 | 1 | 365 | 12.4324 | 0.024447 | 12 | 0.4568
53265 | 6.5 | 1 | 365 | 7.4002 | 0.8955 | 8 | 0.29571
43750 | 7.395 | 1 | 365 | 8.4192 | 0.9465 | 9 | 0.36566
52906 | 8.84 | 1 | 365 | 10.0643 | 0.25789 | 10 | 0.32217
41365 | 16.32 | 1 | 365 | 18.5802 | 0.39917 | 18 | 0.97939
40569 | 4.16 | 1 | 365 | 4.7361 | 0.53312 | 5 | 0.26926
53267 | 8.84 | 1 | 365 | 10.0643 | 0.25789 | 10 | 0.32217
41813 | 5.565 | 1 | 365 | 6.3357 | 0.75284 | 7 | 0.08856
53268 | 3.825 | 1 | 365 | 4.3547 | 0.76543 | 5 | 0.12017
53270 | 7.905 | 1 | 365 | 8.9998 | 0.11522 | 9 | 0.11502
53273 | 5.355 | 1 | 365 | 6.0966 | 0.2716 | 6 | 0.36824
53279 | 10.2 | 1 | 365 | 11.6126 | 0.37448 | 11 | 0.98712
40934 | 5.3 | 1 | 365 | 6.034 | 0.14556 | 6 | 0.17958
53276 | 3.9 | 1 | 365 | 4.4401 | 0.9373 | 5 | 0.37743
53284 | 4.16 | 1 | 365 | 4.7361 | 0.53312 | 5 | 0.26926
53180 | 5.61 | 1 | 365 | 6.3869 | 0.85597 | 7 | 0.24291
53486 | 3.9 | 1 | 365 | 4.4401 | 0.9373 | 5 | 0.37743
53609 | 11.73 | 1 | 365 | 13.3545 | 0.88066 | 14 | 0.23519
53559 | 6.885 | 1 | 365 | 7.8385 | 0.77778 | 8 | 0.6163
53619 | 3.825 | 1 | 365 | 4.3547 | 0.76543 | 5 | 0.12017
53614 | 4.59 | 1 | 365 | 5.2257 | 0.51852 | 5 | 0.7442
53620 | 10.66 | 1 | 365 | 12.1363 | 0.42863 | 12 | 0.56497
53631 | 8.67 | 1 | 365 | 9.8707 | 0.86831 | 10 | 0.73905
53622 | 7.02 | 1 | 365 | 7.9922 | 0.087144 | 8 | 0.079369
53627 | 14.04 | 1 | 365 | 15.9845 | 0.17429 | 16 | 0.15874
53633 | 2.805 | 1 | 365 | 3.1935 | 0.42798 | 3 | 0.62146
53637 | 9.36 | 1 | 365 | 10.6563 | 0.44953 | 11 | 0.10583
53636 | 9.18 | 1 | 365 | 10.4514 | 0.037035 | 10 | 0.48841
53630 | 3.12 | 1 | 365 | 3.5521 | 0.14984 | 3 | 0.70194
53638 | 7.54 | 1 | 365 | 8.5842 | 0.27878 | 8 | 0.86303
53661 | 4.94 | 1 | 365 | 5.6242 | 0.32058 | 5 | 0.94474
53642 | 4.08 | 1 | 365 | 4.6451 | 0.34979 | 4 | 0.99485
53664 | 8.06 | 1 | 365 | 9.1763 | 0.47042 | 9 | 0.64668
53667 | 10.455 | 1 | 365 | 11.903 | 0.95885 | 12 | 0.8618
53669 | 11.73 | 1 | 365 | 13.3545 | 0.88066 | 14 | 0.23519
39411 | 6.24 | 1 | 365 | 7.1042 | 0.29968 | 7 | 0.40388
39045 | 7.8 | 1 | 365 | 8.8803 | 0.8746 | 9 | 0.75485
41263 | 8.58 | 1 | 365 | 9.7683 | 0.66207 | 10 | 0.43034
42123 | 4.845 | 1 | 365 | 5.516 | 0.10288 | 5 | 0.61888
39287 | 2.08 | 1 | 365 | 2.3681 | 0.76656 | 3 | 0.13463
42903 | 13.26 | 1 | 365 | 15.0964 | 0.38683 | 15 | 0.48325
41898 | 5.2 | 1 | 365 | 5.9202 | 0.9164 | 6 | 0.83657
40851 | 8.32 | 1 | 365 | 9.4723 | 0.066245 | 9 | 0.53851
41906 | 5.2 | 1 | 365 | 5.9202 | 0.9164 | 6 | 0.83657
40413 | 9.1 | 1 | 365 | 10.3603 | 0.85371 | 11 | 0.214
42274 | 6.5 | 1 | 365 | 7.4002 | 0.8955 | 8 | 0.29571
39726 | 8.32 | 1 | 365 | 9.4723 | 0.066245 | 9 | 0.53851
39343 | 8.32 | 1 | 365 | 9.4723 | 0.066245 | 9 | 0.53851
40019 | 4.42 | 1 | 365 | 5.0321 | 0.12894 | 5 | 0.16108
45042 | 5.3 | 1 | 365 | 6.034 | 0.14556 | 6 | 0.17958
40234 | 4.94 | 1 | 365 | 5.6242 | 0.32058 | 5 | 0.94474
37608 | 11.18 | 1 | 365 | 12.7284 | 0.62027 | 13 | 0.34863
45646 | 2.6 | 1 | 365 | 2.9601 | 0.9582 | 3 | 0.91828
39998 | 2.16 | 1 | 365 | 2.4591 | 0.94989 | 3 | 0.40904
40730 | 8.32 | 1 | 365 | 9.4723 | 0.066245 | 9 | 0.53851
46234 | 9.36 | 1 | 365 | 10.6563 | 0.44953 | 11 | 0.10583
33067 | 9.88 | 1 | 365 | 11.2483 | 0.64117 | 11 | 0.88948
45462 | 4.68 | 1 | 365 | 5.3282 | 0.72476 | 6 | 0.052913
47628 | 4.68 | 1 | 365 | 5.3282 | 0.72476 | 6 | 0.052913
54579 | 5.67 | 1 | 365 | 6.4553 | 0.99346 | 7 | 0.44872
54561 | 7.65 | 1 | 365 | 8.7095 | 0.53086 | 9 | 0.24034
54545 | 9.45 | 1 | 365 | 10.7588 | 0.65577 | 11 | 0.41454
54539 | 12.6 | 1 | 365 | 14.345 | 0.87436 | 15 | 0.21938
54538 | 8.829 | 1 | 365 | 10.0518 | 0.23268 | 10 | 0.28444
54531 | 9.6 | 1 | 365 | 10.9295 | 0.99951 | 11 | 0.92905
54528 | 5.865 | 1 | 365 | 6.6773 | 0.44033 | 7 | 0.11759
41423 | 3.64 | 1 | 365 | 4.1441 | 0.34148 | 4 | 0.4856
54526 | 8.41 | 1 | 365 | 9.5747 | 0.27249 | 9 | 0.84722
38700 | 6.63 | 1 | 365 | 7.5482 | 0.19341 | 7 | 0.74163
54518 | 6.885 | 1 | 365 | 7.8385 | 0.77778 | 8 | 0.6163
54517 | 3.15 | 1 | 365 | 3.5863 | 0.21859 | 3 | 0.80485
39237 | 4.94 | 1 | 365 | 5.6242 | 0.32058 | 5 | 0.94474
54349 | 11.52 | 1 | 365 | 13.1154 | 0.39942 | 13 | 0.51486
54348 | 7.65 | 1 | 365 | 8.7095 | 0.53086 | 9 | 0.24034
54288 | 6 | 1 | 365 | 6.831 | 0.7497 | 7 | 0.58066
54287 | 6.93 | 1 | 365 | 7.8898 | 0.8809 | 8 | 0.77066
45737 | 2.86 | 1 | 365 | 3.2561 | 0.55402 | 3 | 0.81011
54286 | 6.24 | 1 | 365 | 7.1042 | 0.29968 | 7 | 0.40388
41796 | 7.02 | 1 | 365 | 7.9922 | 0.087144 | 8 | 0.079369
41750 | 9.36 | 1 | 365 | 10.6563 | 0.44953 | 11 | 0.10583
40635 | 5.46 | 1 | 365 | 6.2162 | 0.51222 | 6 | 0.7284
41711 | 8.58 | 1 | 365 | 9.7683 | 0.66207 | 10 | 0.43034
40079 | 14.04 | 1 | 365 | 15.9845 | 0.17429 | 16 | 0.15874
39576 | 10.4 | 1 | 365 | 11.8403 | 0.83281 | 12 | 0.67314
40025 | 5.46 | 1 | 365 | 6.2162 | 0.51222 | 6 | 0.7284
39647 | 5.865 | 1 | 365 | 6.6773 | 0.44033 | 7 | 0.11759
38883 | 14.04 | 1 | 365 | 15.9845 | 0.17429 | 16 | 0.15874
42270 | 5.355 | 1 | 365 | 6.0966 | 0.2716 | 6 | 0.36824
40461 | 10.4 | 1 | 365 | 11.8403 | 0.83281 | 12 | 0.67314
39628 | 13.26 | 1 | 365 | 15.0964 | 0.38683 | 15 | 0.48325
47768 | 9.435 | 1 | 365 | 10.7417 | 0.6214 | 11 | 0.36308
41545 | 4.42 | 1 | 365 | 5.0321 | 0.12894 | 5 | 0.16108
50308 | 8.06 | 1 | 365 | 9.1763 | 0.47042 | 9 | 0.64668
40002 | 10.92 | 1 | 365 | 12.4324 | 0.024447 | 12 | 0.4568
38601 | 7.905 | 1 | 365 | 8.9998 | 0.11522 | 9 | 0.11502
50624 | 5.3 | 1 | 365 | 6.034 | 0.14556 | 6 | 0.17958
40077 | 11.44 | 1 | 365 | 13.0244 | 0.21609 | 13 | 0.24045
43698 | 7.95 | 1 | 365 | 9.051 | 0.21835 | 9 | 0.26937
38757 | 2.65 | 1 | 365 | 3.017 | 0.072782 | 3 | 0.08979
40194 | 6.5 | 1 | 365 | 7.4002 | 0.8955 | 8 | 0.29571
42973 | 5.2 | 1 | 365 | 5.9202 | 0.9164 | 6 | 0.83657
42091 | 7.02 | 1 | 365 | 7.9922 | 0.087144 | 8 | 0.079369
41839 | 7.54 | 1 | 365 | 8.5842 | 0.27878 | 8 | 0.86303
50391 | 8.215 | 1 | 365 | 9.3527 | 0.82563 | 10 | 0.17835
42339 | 7.02 | 1 | 365 | 7.9922 | 0.087144 | 8 | 0.079369
38242 | 5.2 | 1 | 365 | 5.9202 | 0.9164 | 6 | 0.83657
40571 | 15.86 | 1 | 365 | 18.0565 | 0.34503 | 18 | 0.40154
39023 | 4.59 | 1 | 365 | 5.2257 | 0.51852 | 5 | 0.7442
39235 | 2.86 | 1 | 365 | 3.2561 | 0.55402 | 3 | 0.81011
41506 | 3.06 | 1 | 365 | 3.4838 | 0.012345 | 3 | 0.49614
40150 | 8.67 | 1 | 365 | 9.8707 | 0.86831 | 10 | 0.73905
41948 | 9.275 | 1 | 365 | 10.5595 | 0.25474 | 10 | 0.81427
41852 | 3.975 | 1 | 365 | 4.5255 | 0.10917 | 4 | 0.63469
39511 | 6.76 | 1 | 365 | 7.6962 | 0.49132 | 8 | 0.18754
43019 | 7.905 | 1 | 365 | 8.9998 | 0.11522 | 9 | 0.11502
43131 | 19.38 | 1 | 365 | 22.064 | 0.41152 | 22 | 0.47552
50519 | 10.71 | 1 | 365 | 12.1933 | 0.54321 | 12 | 0.73647
39238 | 11.96 | 1 | 365 | 13.6164 | 0.40773 | 14 | 0.024111
37985 | 9.1 | 1 | 365 | 10.3603 | 0.85371 | 11 | 0.214
53203 | 6.375 | 1 | 365 | 7.2579 | 0.60905 | 7 | 0.86695
53208 | 2.805 | 1 | 365 | 3.1935 | 0.42798 | 3 | 0.62146
53248 | 4.59 | 1 | 365 | 5.2257 | 0.51852 | 5 | 0.7442
53182 | 5.2 | 1 | 365 | 5.9202 | 0.9164 | 6 | 0.83657
41741 | 3.445 | 1 | 365 | 3.9221 | 0.89462 | 4 | 0.81673
53271 | 7.14 | 1 | 365 | 8.1288 | 0.36214 | 8 | 0.49098
40995 | 3.64 | 1 | 365 | 4.1441 | 0.34148 | 4 | 0.4856
39035 | 14.04 | 1 | 365 | 15.9845 | 0.17429 | 16 | 0.15874
41339 | 13.52 | 1 | 365 | 15.3924 | 0.98265 | 16 | 0.37508
40458 | 2.08 | 1 | 365 | 2.3681 | 0.76656 | 3 | 0.13463
45311 | 4.68 | 1 | 365 | 5.3282 | 0.72476 | 6 | 0.052913
41617 | 4.16 | 1 | 365 | 4.7361 | 0.53312 | 5 | 0.26926
42478 | 14.025 | 1 | 365 | 15.9674 | 0.13991 | 16 | 0.10729
40724 | 10.4 | 1 | 365 | 11.8403 | 0.83281 | 12 | 0.67314
38173 | 8.32 | 1 | 365 | 9.4723 | 0.066245 | 9 | 0.53851
38931 | 7.8 | 1 | 365 | 8.8803 | 0.8746 | 9 | 0.75485
43634 | 3.57 | 1 | 365 | 4.0644 | 0.18107 | 4 | 0.24549
42944 | 6.63 | 1 | 365 | 7.5482 | 0.19341 | 7 | 0.74163
41655 | 9.1 | 1 | 365 | 10.3603 | 0.85371 | 11 | 0.214
43300 | 10.4 | 1 | 365 | 11.8403 | 0.83281 | 12 | 0.67314
40144 | 10.66 | 1 | 365 | 12.1363 | 0.42863 | 12 | 0.56497
41564 | 3.825 | 1 | 365 | 4.3547 | 0.76543 | 5 | 0.12017
38741 | 10.66 | 1 | 365 | 12.1363 | 0.42863 | 12 | 0.56497
43288 | 4.32 | 1 | 365 | 4.9183 | 0.89978 | 5 | 0.81807
40177 | 8.84 | 1 | 365 | 10.0643 | 0.25789 | 10 | 0.32217
39434 | 5.72 | 1 | 365 | 6.5122 | 0.10804 | 6 | 0.62023
38554 | 8.37 | 1 | 365 | 9.5292 | 0.18083 | 9 | 0.71002
43323 | 7.14 | 1 | 365 | 8.1288 | 0.36214 | 8 | 0.49098
41761 | 2.86 | 1 | 365 | 3.2561 | 0.55402 | 3 | 0.81011
41644 | 6.5 | 1 | 365 | 7.4002 | 0.8955 | 8 | 0.29571
37785 | 2.97 | 1 | 365 | 3.3813 | 0.8061 | 4 | 0.18743
42116 | 6.76 | 1 | 365 | 7.6962 | 0.49132 | 8 | 0.18754
38316 | 6.76 | 1 | 365 | 7.6962 | 0.49132 | 8 | 0.18754
41326 | 5.355 | 1 | 365 | 6.0966 | 0.2716 | 6 | 0.36824
38320 | 11.18 | 1 | 365 | 12.7284 | 0.62027 | 13 | 0.34863
41170 | 4.59 | 1 | 365 | 5.2257 | 0.51852 | 5 | 0.7442
45120 | 2.86 | 1 | 365 | 3.2561 | 0.55402 | 3 | 0.81011
39017 | 5.355 | 1 | 365 | 6.0966 | 0.2716 | 6 | 0.36824
38832 | 11.96 | 1 | 365 | 13.6164 | 0.40773 | 14 | 0.024111
41628 | 7.8 | 1 | 365 | 8.8803 | 0.8746 | 9 | 0.75485
41013 | 12.22 | 1 | 365 | 13.9124 | 0.0035475 | 13 | 0.91594
41868 | 3.825 | 1 | 365 | 4.3547 | 0.76543 | 5 | 0.12017
50458 | 7.28 | 1 | 365 | 8.2882 | 0.68296 | 8 | 0.9712
42032 | 7.54 | 1 | 365 | 8.5842 | 0.27878 | 8 | 0.86303
37578 | 8.06 | 1 | 365 | 9.1763 | 0.47042 | 9 | 0.64668
42601 | 7.685 | 1 | 365 | 8.7493 | 0.61107 | 9 | 0.36039
38166 | 3.38 | 1 | 365 | 3.8481 | 0.74566 | 4 | 0.59377
40694 | 11.18 | 1 | 365 | 12.7284 | 0.62027 | 13 | 0.34863
47381 | 3.64 | 1 | 365 | 4.1441 | 0.34148 | 4 | 0.4856
46601 | 5.98 | 1 | 365 | 6.8082 | 0.70386 | 7 | 0.51206
39178 | 6.24 | 1 | 365 | 7.1042 | 0.29968 | 7 | 0.40388
38912 | 8.58 | 1 | 365 | 9.7683 | 0.66207 | 10 | 0.43034
39708 | 9.88 | 1 | 365 | 11.2483 | 0.64117 | 11 | 0.88948
38914 | 5.98 | 1 | 365 | 6.8082 | 0.70386 | 7 | 0.51206
38371 | 6.24 | 1 | 365 | 7.1042 | 0.29968 | 7 | 0.40388
42357 | 5.98 | 1 | 365 | 6.8082 | 0.70386 | 7 | 0.51206
39565 | 5.2 | 1 | 365 | 5.9202 | 0.9164 | 6 | 0.83657
41046 | 7.8 | 1 | 365 | 8.8803 | 0.8746 | 9 | 0.75485
39118 | 5.46 | 1 | 365 | 6.2162 | 0.51222 | 6 | 0.7284
41521 | 7.8 | 1 | 365 | 8.8803 | 0.8746 | 9 | 0.75485
41373 | 8.37 | 1 | 365 | 9.5292 | 0.18083 | 9 | 0.71002
37861 | 5.035 | 1 | 365 | 5.7323 | 0.53829 | 6 | 0.2706
41798 | 3.9 | 1 | 365 | 4.4401 | 0.9373 | 5 | 0.37743
40946 | 10.66 | 1 | 365 | 12.1363 | 0.42863 | 12 | 0.56497
40707 | 8.84 | 1 | 365 | 10.0643 | 0.25789 | 10 | 0.32217
47446 | 12.19 | 1 | 365 | 13.8782 | 0.9348 | 14 | 0.81304
41951 | 9.88 | 1 | 365 | 11.2483 | 0.64117 | 11 | 0.88948
41789 | 3.57 | 1 | 365 | 4.0644 | 0.18107 | 4 | 0.24549
41269 | 5.2 | 1 | 365 | 5.9202 | 0.9164 | 6 | 0.83657
43820 | 11.395 | 1 | 365 | 12.9731 | 0.11296 | 13 | 0.086099
38907 | 6.63 | 1 | 365 | 7.5482 | 0.19341 | 7 | 0.74163
42363 | 4.845 | 1 | 365 | 5.516 | 0.10288 | 5 | 0.61888
38314 | 9.36 | 1 | 365 | 10.6563 | 0.44953 | 11 | 0.10583
41544 | 5.3 | 1 | 365 | 6.034 | 0.14556 | 6 | 0.17958
43746 | 13.26 | 1 | 365 | 15.0964 | 0.38683 | 15 | 0.48325
46019 | 14.82 | 1 | 365 | 16.8725 | 0.96175 | 17 | 0.83422
50292 | 10.6 | 1 | 365 | 12.068 | 0.29113 | 12 | 0.35916
47501 | 3.315 | 1 | 365 | 3.7741 | 0.59671 | 4 | 0.37081
42487 | 3.64 | 1 | 365 | 4.1441 | 0.34148 | 4 | 0.4856
41686 | 3.9 | 1 | 365 | 4.4401 | 0.9373 | 5 | 0.37743
37877 | 13.78 | 1 | 365 | 15.6884 | 0.57847 | 16 | 0.26691
41732 | 9.62 | 1 | 365 | 10.9523 | 0.045346 | 10 | 0.99765
38724 | 6.76 | 1 | 365 | 7.6962 | 0.49132 | 8 | 0.18754
39586 | 9.36 | 1 | 365 | 10.6563 | 0.44953 | 11 | 0.10583
40863 | 5.865 | 1 | 365 | 6.6773 | 0.44033 | 7 | 0.11759
50213 | 4.335 | 1 | 365 | 4.9354 | 0.93416 | 5 | 0.86953
41025 | 12.455 | 1 | 365 | 14.1799 | 0.54208 | 14 | 0.72202
50310 | 8.84 | 1 | 365 | 10.0643 | 0.25789 | 10 | 0.32217
43709 | 2.08 | 1 | 365 | 2.3681 | 0.76656 | 3 | 0.13463
39709 | 2.295 | 1 | 365 | 2.6128 | 0.25926 | 2 | 0.8721
45359 | 7.8 | 1 | 365 | 8.8803 | 0.8746 | 9 | 0.75485
39520 | 5.72 | 1 | 365 | 6.5122 | 0.10804 | 6 | 0.62023
42984 | 8.84 | 1 | 365 | 10.0643 | 0.25789 | 10 | 0.32217
46003 | 4.42 | 1 | 365 | 5.0321 | 0.12894 | 5 | 0.16108
41551 | 13.5 | 1 | 365 | 15.3697 | 0.93682 | 16 | 0.30648
38003 | 2.6 | 1 | 365 | 2.9601 | 0.9582 | 3 | 0.91828
40752 | 5.46 | 1 | 365 | 6.2162 | 0.51222 | 6 | 0.7284
41831 | 11.7 | 1 | 365 | 13.3204 | 0.81191 | 14 | 0.13228
43295 | 4.68 | 1 | 365 | 5.3282 | 0.72476 | 6 | 0.052913
41385 | 4.08 | 1 | 365 | 4.6451 | 0.34979 | 4 | 0.99485
39957 | 2.805 | 1 | 365 | 3.1935 | 0.42798 | 3 | 0.62146
40411 | 3.12 | 1 | 365 | 3.5521 | 0.14984 | 3 | 0.70194
39424 | 12.19 | 1 | 365 | 13.8782 | 0.9348 | 14 | 0.81304
40261 | 7.8 | 1 | 365 | 8.8803 | 0.8746 | 9 | 0.75485
41872 | 4.16 | 1 | 365 | 4.7361 | 0.53312 | 5 | 0.26926
39053 | 12.48 | 1 | 365 | 14.2084 | 0.59937 | 14 | 0.80777
40197 | 4.94 | 1 | 365 | 5.6242 | 0.32058 | 5 | 0.94474
37591 | 8.32 | 1 | 365 | 9.4723 | 0.066245 | 9 | 0.53851
40021 | 3.9 | 1 | 365 | 4.4401 | 0.9373 | 5 | 0.37743
39572 | 2.08 | 1 | 365 | 2.3681 | 0.76656 | 3 | 0.13463
40169 | 10.2 | 1 | 365 | 11.6126 | 0.37448 | 11 | 0.98712
45725 | 3.315 | 1 | 365 | 3.7741 | 0.59671 | 4 | 0.37081
41150 | 11.7 | 1 | 365 | 13.3204 | 0.81191 | 14 | 0.13228
45732 | 3.06 | 1 | 365 | 3.4838 | 0.012345 | 3 | 0.49614
42124 | 9.88 | 1 | 365 | 11.2483 | 0.64117 | 11 | 0.88948
41561 | 8.06 | 1 | 365 | 9.1763 | 0.47042 | 9 | 0.64668
45395 | 9.36 | 1 | 365 | 10.6563 | 0.44953 | 11 | 0.10583
39187 | 3.9 | 1 | 365 | 4.4401 | 0.9373 | 5 | 0.37743
39591 | 2.34 | 1 | 365 | 2.6641 | 0.36238 | 3 | 0.026456
38049 | 10.455 | 1 | 365 | 11.903 | 0.95885 | 12 | 0.8618
40748 | 8.48 | 1 | 365 | 9.6544 | 0.4329 | 10 | 0.087329
38066 | 7.54 | 1 | 365 | 8.5842 | 0.27878 | 8 | 0.86303
39427 | 9.18 | 1 | 365 | 10.4514 | 0.037035 | 10 | 0.48841
43183 | 14.535 | 1 | 365 | 16.548 | 0.30864 | 16 | 0.85664
42043 | 7.02 | 1 | 365 | 7.9922 | 0.087144 | 8 | 0.079369
39494 | 6.5 | 1 | 365 | 7.4002 | 0.8955 | 8 | 0.29571
37730 | 7.395 | 1 | 365 | 8.4192 | 0.9465 | 9 | 0.36566
37595 | 9.62 | 1 | 365 | 10.9523 | 0.045346 | 10 | 0.99765
41445 | 7.54 | 1 | 365 | 8.5842 | 0.27878 | 8 | 0.86303
40145 | 6.24 | 1 | 365 | 7.1042 | 0.29968 | 7 | 0.40388
39319 | 7.905 | 1 | 365 | 8.9998 | 0.11522 | 9 | 0.11502
50722 | 12.74 | 1 | 365 | 14.5044 | 0.19519 | 14 | 0.6996
45036 | 5.335 | 1 | 365 | 6.0739 | 0.22577 | 6 | 0.29963
43757 | 5.72 | 1 | 365 | 6.5122 | 0.10804 | 6 | 0.62023
43271 | 5.67 | 1 | 365 | 6.4553 | 0.99346 | 7 | 0.44872
39725 | 11.18 | 1 | 365 | 12.7284 | 0.62027 | 13 | 0.34863
39150 | 10.455 | 1 | 365 | 11.903 | 0.95885 | 12 | 0.8618
40090 | 7.02 | 1 | 365 | 7.9922 | 0.087144 | 8 | 0.079369
40630 | 5.1 | 1 | 365 | 5.8063 | 0.68724 | 6 | 0.49356
40162 | 2.6 | 1 | 365 | 2.9601 | 0.9582 | 3 | 0.91828
40849 | 4.42 | 1 | 365 | 5.0321 | 0.12894 | 5 | 0.16108
37908 | 12.22 | 1 | 365 | 13.9124 | 0.0035475 | 13 | 0.91594
39600 | 6.095 | 1 | 365 | 6.9391 | 0.9674 | 7 | 0.90652
40624 | 13.52 | 1 | 365 | 15.3924 | 0.98265 | 16 | 0.37508
39638 | 6.76 | 1 | 365 | 7.6962 | 0.49132 | 8 | 0.18754
45902 | 7.54 | 1 | 365 | 8.5842 | 0.27878 | 8 | 0.86303
41364 | 4.68 | 1 | 365 | 5.3282 | 0.72476 | 6 | 0.052913
42991 | 3.64 | 1 | 365 | 4.1441 | 0.34148 | 4 | 0.4856
39655 | 4.94 | 1 | 365 | 5.6242 | 0.32058 | 5 | 0.94474
39599 | 10.4 | 1 | 365 | 11.8403 | 0.83281 | 12 | 0.67314
39685 | 10.92 | 1 | 365 | 12.4324 | 0.024447 | 12 | 0.4568
39646 | 10.4 | 1 | 365 | 11.8403 | 0.83281 | 12 | 0.67314
45180 | 10.66 | 1 | 365 | 12.1363 | 0.42863 | 12 | 0.56497
45056 | 10.2 | 1 | 365 | 11.6126 | 0.37448 | 11 | 0.98712
38372 | 8.06 | 1 | 365 | 9.1763 | 0.47042 | 9 | 0.64668
39693 | 7.54 | 1 | 365 | 8.5842 | 0.27878 | 8 | 0.86303
39948 | 13.26 | 1 | 365 | 15.0964 | 0.38683 | 15 | 0.48325
40399 | 14.82 | 1 | 365 | 16.8725 | 0.96175 | 17 | 0.83422
45507 | 3.64 | 1 | 365 | 4.1441 | 0.34148 | 4 | 0.4856
38095 | 4.68 | 1 | 365 | 5.3282 | 0.72476 | 6 | 0.052913
40640 | 9.69 | 1 | 365 | 11.032 | 0.20576 | 11 | 0.23776
39489 | 11.96 | 1 | 365 | 13.6164 | 0.40773 | 14 | 0.024111
39368 | 3.9 | 1 | 365 | 4.4401 | 0.9373 | 5 | 0.37743
48070 | 3.18 | 1 | 365 | 3.6204 | 0.28734 | 3 | 0.90775
39394 | 4.94 | 1 | 365 | 5.6242 | 0.32058 | 5 | 0.94474
41927 | 5.46 | 1 | 365 | 6.2162 | 0.51222 | 6 | 0.7284
40857 | 4.505 | 1 | 365 | 5.1289 | 0.32373 | 5 | 0.45264
40248 | 7.905 | 1 | 365 | 8.9998 | 0.11522 | 9 | 0.11502
38294 | 4.68 | 1 | 365 | 5.3282 | 0.72476 | 6 | 0.052913
38823 | 8.32 | 1 | 365 | 9.4723 | 0.066245 | 9 | 0.53851
40425 | 13.26 | 1 | 365 | 15.0964 | 0.38683 | 15 | 0.48325
38416 | 5.67 | 1 | 365 | 6.4553 | 0.99346 | 7 | 0.44872
38363 | 5.94 | 1 | 365 | 6.7627 | 0.6122 | 7 | 0.37485
38270 | 6.76 | 1 | 365 | 7.6962 | 0.49132 | 8 | 0.18754
45799 | 7.685 | 1 | 365 | 8.7493 | 0.61107 | 9 | 0.36039
38335 | 4.42 | 1 | 365 | 5.0321 | 0.12894 | 5 | 0.16108
52693 | 7.02 | 1 | 365 | 7.9922 | 0.087144 | 8 | 0.079369
40045 | 5.2 | 1 | 365 | 5.9202 | 0.9164 | 6 | 0.83657
40629 | 14.04 | 1 | 365 | 15.9845 | 0.17429 | 16 | 0.15874
40370 | 4.16 | 1 | 365 | 4.7361 | 0.53312 | 5 | 0.26926
38611 | 7.54 | 1 | 365 | 8.5842 | 0.27878 | 8 | 0.86303
38952 | 4.94 | 1 | 365 | 5.6242 | 0.32058 | 5 | 0.94474
46562 | 6.76 | 1 | 365 | 7.6962 | 0.49132 | 8 | 0.18754
39381 | 12.48 | 1 | 365 | 14.2084 | 0.59937 | 14 | 0.80777
52602 | 4.59 | 1 | 365 | 5.2257 | 0.51852 | 5 | 0.7442
41534 | 14.045 | 1 | 365 | 15.9901 | 0.18575 | 16 | 0.17589
40100 | 7.28 | 1 | 365 | 8.2882 | 0.68296 | 8 | 0.9712
40829 | 11.7 | 1 | 365 | 13.3204 | 0.81191 | 14 | 0.13228
39654 | 14.04 | 1 | 365 | 15.9845 | 0.17429 | 16 | 0.15874
45616 | 4.94 | 1 | 365 | 5.6242 | 0.32058 | 5 | 0.94474
40763 | 2.34 | 1 | 365 | 2.6641 | 0.36238 | 3 | 0.026456
48079 | 11.73 | 1 | 365 | 13.3545 | 0.88066 | 14 | 0.23519
43597 | 8.32 | 1 | 365 | 9.4723 | 0.066245 | 9 | 0.53851
41935 | 8.84 | 1 | 365 | 10.0643 | 0.25789 | 10 | 0.32217
39959 | 12.74 | 1 | 365 | 14.5044 | 0.19519 | 14 | 0.6996
43603 | 10.92 | 1 | 365 | 12.4324 | 0.024447 | 12 | 0.4568
37714 | 8.84 | 1 | 365 | 10.0643 | 0.25789 | 10 | 0.32217
42279 | 17.94 | 1 | 365 | 20.4246 | 0.11159 | 20 | 0.53617
45940 | 6.63 | 1 | 365 | 7.5482 | 0.19341 | 7 | 0.74163
42421 | 12.74 | 1 | 365 | 14.5044 | 0.19519 | 14 | 0.6996
45496 | 4.335 | 1 | 365 | 4.9354 | 0.93416 | 5 | 0.86953
39953 | 3.315 | 1 | 365 | 3.7741 | 0.59671 | 4 | 0.37081
41124 | 8.16 | 1 | 365 | 9.2901 | 0.69959 | 9 | 0.98969
41448 | 3.9 | 1 | 365 | 4.4401 | 0.9373 | 5 | 0.37743
40609 | 11.18 | 1 | 365 | 12.7284 | 0.62027 | 13 | 0.34863
39052 | 6.375 | 1 | 365 | 7.2579 | 0.60905 | 7 | 0.86695
45521 | 9.1 | 1 | 365 | 10.3603 | 0.85371 | 11 | 0.214
43679 | 4.94 | 1 | 365 | 5.6242 | 0.32058 | 5 | 0.94474
41771 | 9.18 | 1 | 365 | 10.4514 | 0.037035 | 10 | 0.48841
43128 | 7.8 | 1 | 365 | 8.8803 | 0.8746 | 9 | 0.75485
38944 | 6.24 | 1 | 365 | 7.1042 | 0.29968 | 7 | 0.40388
45747 | 13.78 | 1 | 365 | 15.6884 | 0.57847 | 16 | 0.26691
39560 | 7.65 | 1 | 365 | 8.7095 | 0.53086 | 9 | 0.24034
46154 | 8.32 | 1 | 365 | 9.4723 | 0.066245 | 9 | 0.53851
50594 | 7.65 | 1 | 365 | 8.7095 | 0.53086 | 9 | 0.24034
50466 | 9.62 | 1 | 365 | 10.9523 | 0.045346 | 10 | 0.99765
41390 | 8.67 | 1 | 365 | 9.8707 | 0.86831 | 10 | 0.73905
45075 | 6.63 | 1 | 365 | 7.5482 | 0.19341 | 7 | 0.74163
41721 | 6.24 | 1 | 365 | 7.1042 | 0.29968 | 7 | 0.40388
39398 | 4.42 | 1 | 365 | 5.0321 | 0.12894 | 5 | 0.16108
47937 | 3.315 | 1 | 365 | 3.7741 | 0.59671 | 4 | 0.37081
48431 | 14.045 | 1 | 365 | 15.9901 | 0.18575 | 16 | 0.17589
41270 | 11.13 | 1 | 365 | 12.6714 | 0.50569 | 13 | 0.17712
43181 | 4.08 | 1 | 365 | 4.6451 | 0.34979 | 4 | 0.99485
40956 | 10.92 | 1 | 365 | 12.4324 | 0.024447 | 12 | 0.4568
41228 | 3.06 | 1 | 365 | 3.4838 | 0.012345 | 3 | 0.49614
48368 | 9.62 | 1 | 365 | 10.9523 | 0.045346 | 10 | 0.99765
40080 | 8.32 | 1 | 365 | 9.4723 | 0.066245 | 9 | 0.53851
43678 | 7.02 | 1 | 365 | 7.9922 | 0.087144 | 8 | 0.079369
40813 | 12.19 | 1 | 365 | 13.8782 | 0.9348 | 14 | 0.81304
39567 | 8.84 | 1 | 365 | 10.0643 | 0.25789 | 10 | 0.32217
42118 | 5.72 | 1 | 365 | 6.5122 | 0.10804 | 6 | 0.62023
50524 | 13.78 | 1 | 365 | 15.6884 | 0.57847 | 16 | 0.26691
39596 | 6.24 | 1 | 365 | 7.1042 | 0.29968 | 7 | 0.40388
39340 | 6.24 | 1 | 365 | 7.1042 | 0.29968 | 7 | 0.40388
39493 | 12.48 | 1 | 365 | 14.2084 | 0.59937 | 14 | 0.80777
39680 | 3.12 | 1 | 365 | 3.5521 | 0.14984 | 3 | 0.70194
40978 | 11.73 | 1 | 365 | 13.3545 | 0.88066 | 14 | 0.23519
41571 | 6.76 | 1 | 365 | 7.6962 | 0.49132 | 8 | 0.18754
38352 | 3.9 | 1 | 365 | 4.4401 | 0.9373 | 5 | 0.37743
40270 | 15.86 | 1 | 365 | 18.0565 | 0.34503 | 18 | 0.40154
42206 | 9.1 | 1 | 365 | 10.3603 | 0.85371 | 11 | 0.214
40804 | 19.875 | 1 | 365 | 22.6276 | 0.54587 | 23 | 0.17343
43760 | 8.06 | 1 | 365 | 9.1763 | 0.47042 | 9 | 0.64668
40108 | 6.76 | 1 | 365 | 7.6962 | 0.49132 | 8 | 0.18754
50628 | 18.46 | 1 | 365 | 21.0166 | 0.30323 | 21 | 0.31982
38895 | 8.06 | 1 | 365 | 9.1763 | 0.47042 | 9 | 0.64668
43767 | 3.57 | 1 | 365 | 4.0644 | 0.18107 | 4 | 0.24549
40101 | 7.8 | 1 | 365 | 8.8803 | 0.8746 | 9 | 0.75485
39359 | 12.74 | 1 | 365 | 14.5044 | 0.19519 | 14 | 0.6996
47912 | 10.965 | 1 | 365 | 12.4836 | 0.12757 | 12 | 0.61115
39015 | 2.34 | 1 | 365 | 2.6641 | 0.36238 | 3 | 0.026456
50315 | 4.59 | 1 | 365 | 5.2257 | 0.51852 | 5 | 0.7442
38822 | 8.58 | 1 | 365 | 9.7683 | 0.66207 | 10 | 0.43034
37800 | 3.38 | 1 | 365 | 3.8481 | 0.74566 | 4 | 0.59377
39366 | 3.06 | 1 | 365 | 3.4838 | 0.012345 | 3 | 0.49614
40527 | 3.12 | 1 | 365 | 3.5521 | 0.14984 | 3 | 0.70194
41787 | 12.75 | 1 | 365 | 14.5158 | 0.2181 | 14 | 0.7339
40907 | 5.2 | 1 | 365 | 5.9202 | 0.9164 | 6 | 0.83657
41215 | 8.32 | 1 | 365 | 9.4723 | 0.066245 | 9 | 0.53851
40641 | 4.16 | 1 | 365 | 4.7361 | 0.53312 | 5 | 0.26926
40633 | 9.1 | 1 | 365 | 10.3603 | 0.85371 | 11 | 0.214
38968 | 9.88 | 1 | 365 | 11.2483 | 0.64117 | 11 | 0.88948
39063 | 7.8 | 1 | 365 | 8.8803 | 0.8746 | 9 | 0.75485
39495 | 5.72 | 1 | 365 | 6.5122 | 0.10804 | 6 | 0.62023
39248 | 9.36 | 1 | 365 | 10.6563 | 0.44953 | 11 | 0.10583
41275 | 5.2 | 1 | 365 | 5.9202 | 0.9164 | 6 | 0.83657
40192 | 5.98 | 1 | 365 | 6.8082 | 0.70386 | 7 | 0.51206
40138 | 5.2 | 1 | 365 | 5.9202 | 0.9164 | 6 | 0.83657
38531 | 4.94 | 1 | 365 | 5.6242 | 0.32058 | 5 | 0.94474
42583 | 16.38 | 1 | 365 | 18.6485 | 0.53667 | 19 | 0.1852
38921 | 5.98 | 1 | 365 | 6.8082 | 0.70386 | 7 | 0.51206
38390 | 3.9 | 1 | 365 | 4.4401 | 0.9373 | 5 | 0.37743
39180 | 4.16 | 1 | 365 | 4.7361 | 0.53312 | 5 | 0.26926
43153 | 4.59 | 1 | 365 | 5.2257 | 0.51852 | 5 | 0.7442
45775 | 6.885 | 1 | 365 | 7.8385 | 0.77778 | 8 | 0.6163
40015 | 9.36 | 1 | 365 | 10.6563 | 0.44953 | 11 | 0.10583
39090 | 6.76 | 1 | 365 | 7.6962 | 0.49132 | 8 | 0.18754
41515 | 3.12 | 1 | 365 | 3.5521 | 0.14984 | 3 | 0.70194
45072 | 4.845 | 1 | 365 | 5.516 | 0.10288 | 5 | 0.61888
41054 | 2.86 | 1 | 365 | 3.2561 | 0.55402 | 3 | 0.81011
42359 | 5.2 | 1 | 365 | 5.9202 | 0.9164 | 6 | 0.83657
39402 | 10.66 | 1 | 365 | 12.1363 | 0.42863 | 12 | 0.56497
40147 | 8.84 | 1 | 365 | 10.0643 | 0.25789 | 10 | 0.32217
45655 | 4.68 | 1 | 365 | 5.3282 | 0.72476 | 6 | 0.052913
41130 | 8.32 | 1 | 365 | 9.4723 | 0.066245 | 9 | 0.53851
45151 | 5.83 | 1 | 365 | 6.6374 | 0.36012 | 6 | 0.99754
41015 | 6.24 | 1 | 365 | 7.1042 | 0.29968 | 7 | 0.40388
43801 | 3.06 | 1 | 365 | 3.4838 | 0.012345 | 3 | 0.49614
41157 | 14.04 | 1 | 365 | 15.9845 | 0.17429 | 16 | 0.15874
40877 | 5.67 | 1 | 365 | 6.4553 | 0.99346 | 7 | 0.44872
46164 | 10.71 | 1 | 365 | 12.1933 | 0.54321 | 12 | 0.73647
40760 | 14.56 | 1 | 365 | 16.5765 | 0.36593 | 16 | 0.9424
43747 | 11.18 | 1 | 365 | 12.7284 | 0.62027 | 13 | 0.34863
50626 | 3.64 | 1 | 365 | 4.1441 | 0.34148 | 4 | 0.4856
40057 | 13 | 1 | 365 | 14.8004 | 0.79101 | 15 | 0.59142
41697 | 12.48 | 1 | 365 | 14.2084 | 0.59937 | 14 | 0.80777
39385 | 10.14 | 1 | 365 | 11.5443 | 0.23699 | 11 | 0.78131
47906 | 12.72 | 1 | 365 | 14.4816 | 0.14936 | 14 | 0.63099
50538 | 9.88 | 1 | 365 | 11.2483 | 0.64117 | 11 | 0.88948
41548 | 4.59 | 1 | 365 | 5.2257 | 0.51852 | 5 | 0.7442
39246 | 6.24 | 1 | 365 | 7.1042 | 0.29968 | 7 | 0.40388
45722 | 4.68 | 1 | 365 | 5.3282 | 0.72476 | 6 | 0.052913
45455 | 6.885 | 1 | 365 | 7.8385 | 0.77778 | 8 | 0.6163
40632 | 12.495 | 1 | 365 | 14.2255 | 0.63374 | 14 | 0.85922
50321 | 7.02 | 1 | 365 | 7.9922 | 0.087144 | 8 | 0.079369
50342 | 4.335 | 1 | 365 | 4.9354 | 0.93416 | 5 | 0.86953
39432 | 5.2 | 1 | 365 | 5.9202 | 0.9164 | 6 | 0.83657
41762 | 4.59 | 1 | 365 | 5.2257 | 0.51852 | 5 | 0.7442
39557 | 11.7 | 1 | 365 | 13.3204 | 0.81191 | 14 | 0.13228
41720 | 6.12 | 1 | 365 | 6.9676 | 0.02469 | 6 | 0.99227
42007 | 7.65 | 1 | 365 | 8.7095 | 0.53086 | 9 | 0.24034
42065 | 8.06 | 1 | 365 | 9.1763 | 0.47042 | 9 | 0.64668
41297 | 4.68 | 1 | 365 | 5.3282 | 0.72476 | 6 | 0.052913
41986 | 5.2 | 1 | 365 | 5.9202 | 0.9164 | 6 | 0.83657
47477 | 5.72 | 1 | 365 | 6.5122 | 0.10804 | 6 | 0.62023
38217 | 10.14 | 1 | 365 | 11.5443 | 0.23699 | 11 | 0.78131
40131 | 3.38 | 1 | 365 | 3.8481 | 0.74566 | 4 | 0.59377
39138 | 13.78 | 1 | 365 | 15.6884 | 0.57847 | 16 | 0.26691
39055 | 10.71 | 1 | 365 | 12.1933 | 0.54321 | 12 | 0.73647
45382 | 7.28 | 1 | 365 | 8.2882 | 0.68296 | 8 | 0.9712
38716 | 2.6 | 1 | 365 | 2.9601 | 0.9582 | 3 | 0.91828
39233 | 10.14 | 1 | 365 | 11.5443 | 0.23699 | 11 | 0.78131
39451 | 13.52 | 1 | 365 | 15.3924 | 0.98265 | 16 | 0.37508
45658 | 21 | 1 | 365 | 23.9084 | 0.12394 | 24 | 0.032302
39267 | 12.19 | 1 | 365 | 13.8782 | 0.9348 | 14 | 0.81304
39390 | 7.02 | 1 | 365 | 7.9922 | 0.087144 | 8 | 0.079369
45342 | 6.12 | 1 | 365 | 6.9676 | 0.02469 | 6 | 0.99227
41873 | 4.68 | 1 | 365 | 5.3282 | 0.72476 | 6 | 0.052913
43348 | 5.61 | 1 | 365 | 6.3869 | 0.85597 | 7 | 0.24291
39529 | 4.94 | 1 | 365 | 5.6242 | 0.32058 | 5 | 0.94474
45360 | 4.335 | 1 | 365 | 4.9354 | 0.93416 | 5 | 0.86953
45891 | 7.395 | 1 | 365 | 8.4192 | 0.9465 | 9 | 0.36566
37832 | 5.2 | 1 | 365 | 5.9202 | 0.9164 | 6 | 0.83657
39113 | 3.9 | 1 | 365 | 4.4401 | 0.9373 | 5 | 0.37743
42234 | 10.965 | 1 | 365 | 12.4836 | 0.12757 | 12 | 0.61115
39291 | 9.1 | 1 | 365 | 10.3603 | 0.85371 | 11 | 0.214
42053 | 8.58 | 1 | 365 | 9.7683 | 0.66207 | 10 | 0.43034
41979 | 6.5 | 1 | 365 | 7.4002 | 0.8955 | 8 | 0.29571
41399 | 7.28 | 1 | 365 | 8.2882 | 0.68296 | 8 | 0.9712
40971 | 3.38 | 1 | 365 | 3.8481 | 0.74566 | 4 | 0.59377
45695 | 8.16 | 1 | 365 | 9.2901 | 0.69959 | 9 | 0.98969
40167 | 8.06 | 1 | 365 | 9.1763 | 0.47042 | 9 | 0.64668
40352 | 8.84 | 1 | 365 | 10.0643 | 0.25789 | 10 | 0.32217
50694 | 5.2 | 1 | 365 | 5.9202 | 0.9164 | 6 | 0.83657
50486 | 4.335 | 1 | 365 | 4.9354 | 0.93416 | 5 | 0.86953
39331 | 4.505 | 1 | 365 | 5.1289 | 0.32373 | 5 | 0.45264
39507 | 5.46 | 1 | 365 | 6.2162 | 0.51222 | 6 | 0.7284
41557 | 9.88 | 1 | 365 | 11.2483 | 0.64117 | 11 | 0.88948
40072 | 6.76 | 1 | 365 | 7.6962 | 0.49132 | 8 | 0.18754
37891 | 5.98 | 1 | 365 | 6.8082 | 0.70386 | 7 | 0.51206
50244 | 2.65 | 1 | 365 | 3.017 | 0.072782 | 3 | 0.08979
42419 | 7.8 | 1 | 365 | 8.8803 | 0.8746 | 9 | 0.75485
40820 | 9.36 | 1 | 365 | 10.6563 | 0.44953 | 11 | 0.10583
45376 | 5.72 | 1 | 365 | 6.5122 | 0.10804 | 6 | 0.62023
32154 | 7.02 | 1 | 365 | 7.9922 | 0.087144 | 8 | 0.079369
39727 | 9.62 | 1 | 365 | 10.9523 | 0.045346 | 10 | 0.99765
53355 | 3.64 | 1 | 365 | 4.1441 | 0.34148 | 4 | 0.4856
40628 | 3.12 | 1 | 365 | 3.5521 | 0.14984 | 3 | 0.70194
53311 | 10 | 1 | 365 | 11.3849 | 0.91616 | 12 | 0.3011
53423 | 3.12 | 1 | 365 | 3.5521 | 0.14984 | 3 | 0.70194
41319 | 9.88 | 1 | 365 | 11.2483 | 0.64117 | 11 | 0.88948
38120 | 8.58 | 1 | 365 | 9.7683 | 0.66207 | 10 | 0.43034
40096 | 9.72 | 1 | 365 | 11.0662 | 0.27451 | 11 | 0.34067
40657 | 8.06 | 1 | 365 | 9.1763 | 0.47042 | 9 | 0.64668
39021 | 13.78 | 1 | 365 | 15.6884 | 0.57847 | 16 | 0.26691
50253 | 6.625 | 1 | 365 | 7.5425 | 0.18196 | 7 | 0.72448
40282 | 9.88 | 1 | 365 | 11.2483 | 0.64117 | 11 | 0.88948
41477 | 2.86 | 1 | 365 | 3.2561 | 0.55402 | 3 | 0.81011
56365 | 5.28 | 1 | 365 | 6.0112 | 0.099732 | 6 | 0.11098
45483 | 7.54 | 1 | 365 | 8.5842 | 0.27878 | 8 | 0.86303
39241 | 8.84 | 1 | 365 | 10.0643 | 0.25789 | 10 | 0.32217
34876 | 251.395 | 0.9 | 365 | 257.5904 | 0.49072 | 258 | 0.081163
40716 | 4.505 | 1 | 365 | 5.1289 | 0.32373 | 5 | 0.45264
49906 | 7.2 | 1 | 365 | 8.1972 | 0.49964 | 8 | 0.69679
49483 | 6.48 | 1 | 365 | 7.3774 | 0.84967 | 8 | 0.22711
50691 | 11.2 | 1 | 365 | 12.7511 | 0.6661 | 13 | 0.41723
54543 | 7.875 | 1 | 365 | 8.9656 | 0.046476 | 9 | 0.012113
54527 | 6.38 | 1 | 365 | 7.2636 | 0.62051 | 7 | 0.8841
46905 | 7.56 | 1 | 365 | 8.607 | 0.32462 | 8 | 0.93163
43022 | 5.1 | 1 | 365 | 5.8063 | 0.68724 | 6 | 0.49356
50330 | 6.63 | 1 | 365 | 7.5482 | 0.19341 | 7 | 0.74163
42356 | 9.43 | 1 | 365 | 10.736 | 0.60994 | 11 | 0.34593
39686 | 6.76 | 1 | 365 | 7.6962 | 0.49132 | 8 | 0.18754
37722 | 7.54 | 1 | 365 | 8.5842 | 0.27878 | 8 | 0.86303
43752 | 10.66 | 1 | 365 | 12.1363 | 0.42863 | 12 | 0.56497
40046 | 6.76 | 1 | 365 | 7.6962 | 0.49132 | 8 | 0.18754
48497 | 5.72 | 1 | 365 | 6.5122 | 0.10804 | 6 | 0.62023
45705 | 4.42 | 1 | 365 | 5.0321 | 0.12894 | 5 | 0.16108
38884 | 4.68 | 1 | 365 | 5.3282 | 0.72476 | 6 | 0.052913
50445 | 8.16 | 1 | 365 | 9.2901 | 0.69959 | 9 | 0.98969
40474 | 12.74 | 1 | 365 | 14.5044 | 0.19519 | 14 | 0.6996
40051 | 2.6 | 1 | 365 | 2.9601 | 0.9582 | 3 | 0.91828
48384 | 9.945 | 1 | 365 | 11.3223 | 0.79012 | 12 | 0.11244
42028 | 4.16 | 1 | 365 | 4.7361 | 0.53312 | 5 | 0.26926
40588 | 10.92 | 1 | 365 | 12.4324 | 0.024447 | 12 | 0.4568
42256 | 11.18 | 1 | 365 | 12.7284 | 0.62027 | 13 | 0.34863
40216 | 3.57 | 1 | 365 | 4.0644 | 0.18107 | 4 | 0.24549
46219 | 4.335 | 1 | 365 | 4.9354 | 0.93416 | 5 | 0.86953
38661 | 7.28 | 1 | 365 | 8.2882 | 0.68296 | 8 | 0.9712
45391 | 3.9 | 1 | 365 | 4.4401 | 0.9373 | 5 | 0.37743
39508 | 3.825 | 1 | 365 | 4.3547 | 0.76543 | 5 | 0.12017
41740 | 6.24 | 1 | 365 | 7.1042 | 0.29968 | 7 | 0.40388
50632 | 2.7 | 1 | 365 | 3.0739 | 0.18736 | 3 | 0.2613
39460 | 5.46 | 1 | 365 | 6.2162 | 0.51222 | 6 | 0.7284
40677 | 6.625 | 1 | 365 | 7.5425 | 0.18196 | 7 | 0.72448
41997 | 3.445 | 1 | 365 | 3.9221 | 0.89462 | 4 | 0.81673
40729 | 15.9 | 1 | 365 | 18.102 | 0.43669 | 18 | 0.53874
39612 | 6.24 | 1 | 365 | 7.1042 | 0.29968 | 7 | 0.40388
40585 | 5.865 | 1 | 365 | 6.6773 | 0.44033 | 7 | 0.11759
40322 | 7.02 | 1 | 365 | 7.9922 | 0.087144 | 8 | 0.079369
41916 | 6.375 | 1 | 365 | 7.2579 | 0.60905 | 7 | 0.86695
45365 | 8.415 | 1 | 365 | 9.5804 | 0.28395 | 9 | 0.86437
38810 | 9.88 | 1 | 365 | 11.2483 | 0.64117 | 11 | 0.88948
48012 | 11.475 | 1 | 365 | 13.0642 | 0.29629 | 13 | 0.36051
47560 | 9.1 | 1 | 365 | 10.3603 | 0.85371 | 11 | 0.214
38802 | 7.42 | 1 | 365 | 8.4476 | 0.0037907 | 8 | 0.45141
45611 | 5.61 | 1 | 365 | 6.3869 | 0.85597 | 7 | 0.24291
38179 | 7.02 | 1 | 365 | 7.9922 | 0.087144 | 8 | 0.079369
48062 | 11.985 | 1 | 365 | 13.6448 | 0.46502 | 14 | 0.10986
48393 | 3.825 | 1 | 365 | 4.3547 | 0.76543 | 5 | 0.12017
45299 | 3.38 | 1 | 365 | 3.8481 | 0.74566 | 4 | 0.59377
41573 | 8.32 | 1 | 365 | 9.4723 | 0.066245 | 9 | 0.53851
45651 | 6.24 | 1 | 365 | 7.1042 | 0.29968 | 7 | 0.40388
41569 | 7.02 | 1 | 365 | 7.9922 | 0.087144 | 8 | 0.079369
41491 | 10.4 | 1 | 365 | 11.8403 | 0.83281 | 12 | 0.67314
40049 | 4.59 | 1 | 365 | 5.2257 | 0.51852 | 5 | 0.7442
39540 | 7.8 | 1 | 365 | 8.8803 | 0.8746 | 9 | 0.75485
41656 | 7.14 | 1 | 365 | 8.1288 | 0.36214 | 8 | 0.49098
39634 | 5.2 | 1 | 365 | 5.9202 | 0.9164 | 6 | 0.83657
38177 | 6.24 | 1 | 365 | 7.1042 | 0.29968 | 7 | 0.40388
39404 | 12.48 | 1 | 365 | 14.2084 | 0.59937 | 14 | 0.80777
39159 | 2.04 | 1 | 365 | 2.3225 | 0.6749 | 2 | 0.99742
43748 | 4.16 | 1 | 365 | 4.7361 | 0.53312 | 5 | 0.26926
45468 | 3.38 | 1 | 365 | 3.8481 | 0.74566 | 4 | 0.59377
39149 | 7.28 | 1 | 365 | 8.2882 | 0.68296 | 8 | 0.9712
39100 | 7.8 | 1 | 365 | 8.8803 | 0.8746 | 9 | 0.75485
43700 | 8.32 | 1 | 365 | 9.4723 | 0.066245 | 9 | 0.53851
39386 | 8.64 | 1 | 365 | 9.8366 | 0.79956 | 10 | 0.63615
41883 | 14.04 | 1 | 365 | 15.9845 | 0.17429 | 16 | 0.15874
41880 | 2.805 | 1 | 365 | 3.1935 | 0.42798 | 3 | 0.62146
53800 | 7.395 | 1 | 365 | 8.4192 | 0.9465 | 9 | 0.36566
40553 | 4.08 | 1 | 365 | 4.6451 | 0.34979 | 4 | 0.99485
53753 | 8.58 | 1 | 365 | 9.7683 | 0.66207 | 10 | 0.43034
53875 | 4.08 | 1 | 365 | 4.6451 | 0.34979 | 4 | 0.99485
40314 | 9.1 | 1 | 365 | 10.3603 | 0.85371 | 11 | 0.214
53879 | 4.08 | 1 | 365 | 4.6451 | 0.34979 | 4 | 0.99485
45003 | 7.155 | 1 | 365 | 8.1459 | 0.39651 | 8 | 0.54243
53883 | 9.435 | 1 | 365 | 10.7417 | 0.6214 | 11 | 0.36308
48376 | 6.63 | 1 | 365 | 7.5482 | 0.19341 | 7 | 0.74163
42042 | 5.72 | 1 | 365 | 6.5122 | 0.10804 | 6 | 0.62023
50475 | 4.08 | 1 | 365 | 4.6451 | 0.34979 | 4 | 0.99485
47570 | 11.18 | 1 | 365 | 12.7284 | 0.62027 | 13 | 0.34863
40341 | 4.94 | 1 | 365 | 5.6242 | 0.32058 | 5 | 0.94474
50611 | 5.72 | 1 | 365 | 6.5122 | 0.10804 | 6 | 0.62023
40653 | 4.68 | 1 | 365 | 5.3282 | 0.72476 | 6 | 0.052913
53164 | 7.54 | 1 | 365 | 8.5842 | 0.27878 | 8 | 0.86303
42103 | 14.04 | 1 | 365 | 15.9845 | 0.17429 | 16 | 0.15874
46041 | 2.04 | 1 | 365 | 2.3225 | 0.6749 | 2 | 0.99742
47449 | 5.1 | 1 | 365 | 5.8063 | 0.68724 | 6 | 0.49356
41257 | 14.04 | 1 | 365 | 15.9845 | 0.17429 | 16 | 0.15874
50361 | 3.57 | 1 | 365 | 4.0644 | 0.18107 | 4 | 0.24549
41205 | 7.8 | 1 | 365 | 8.8803 | 0.8746 | 9 | 0.75485
41032 | 7.54 | 1 | 365 | 8.5842 | 0.27878 | 8 | 0.86303
39057 | 12.495 | 1 | 365 | 14.2255 | 0.63374 | 14 | 0.85922
45146 | 4.16 | 1 | 365 | 4.7361 | 0.53312 | 5 | 0.26926
45104 | 6.24 | 1 | 365 | 7.1042 | 0.29968 | 7 | 0.40388
43742 | 7.8 | 1 | 365 | 8.8803 | 0.8746 | 9 | 0.75485
43782 | 4.42 | 1 | 365 | 5.0321 | 0.12894 | 5 | 0.16108
38148 | 5.2 | 1 | 365 | 5.9202 | 0.9164 | 6 | 0.83657
39618 | 13.52 | 1 | 365 | 15.3924 | 0.98265 | 16 | 0.37508
42379 | 9.36 | 1 | 365 | 10.6563 | 0.44953 | 11 | 0.10583
39454 | 3.12 | 1 | 365 | 3.5521 | 0.14984 | 3 | 0.70194
39984 | 6.5 | 1 | 365 | 7.4002 | 0.8955 | 8 | 0.29571
45476 | 3.12 | 1 | 365 | 3.5521 | 0.14984 | 3 | 0.70194
39926 | 8.06 | 1 | 365 | 9.1763 | 0.47042 | 9 | 0.64668
40599 | 5.72 | 1 | 365 | 6.5122 | 0.10804 | 6 | 0.62023
41408 | 13.52 | 1 | 365 | 15.3924 | 0.98265 | 16 | 0.37508
39636 | 7.02 | 1 | 365 | 7.9922 | 0.087144 | 8 | 0.079369
40163 | 4.86 | 1 | 365 | 5.5331 | 0.13725 | 5 | 0.67033
50302 | 5.2 | 1 | 365 | 5.9202 | 0.9164 | 6 | 0.83657
45297 | 11.44 | 1 | 365 | 13.0244 | 0.21609 | 13 | 0.24045
40532 | 11.475 | 1 | 365 | 13.0642 | 0.29629 | 13 | 0.36051
41999 | 4.94 | 1 | 365 | 5.6242 | 0.32058 | 5 | 0.94474
51224 | 2.4 | 1 | 365 | 2.7324 | 0.49988 | 3 | 0.23226
41295 | 13.52 | 1 | 365 | 15.3924 | 0.98265 | 16 | 0.37508
42858 | 5.3 | 1 | 365 | 6.034 | 0.14556 | 6 | 0.17958
50501 | 3.64 | 1 | 365 | 4.1441 | 0.34148 | 4 | 0.4856
43041 | 10.14 | 1 | 365 | 11.5443 | 0.23699 | 11 | 0.78131
39437 | 11.96 | 1 | 365 | 13.6164 | 0.40773 | 14 | 0.024111
39182 | 5.72 | 1 | 365 | 6.5122 | 0.10804 | 6 | 0.62023
45993 | 8.67 | 1 | 365 | 9.8707 | 0.86831 | 10 | 0.73905
39207 | 4.16 | 1 | 365 | 4.7361 | 0.53312 | 5 | 0.26926
41226 | 4.42 | 1 | 365 | 5.0321 | 0.12894 | 5 | 0.16108
37818 | 3.51 | 1 | 365 | 3.9961 | 0.043572 | 4 | 0.039685
40065 | 2.34 | 1 | 365 | 2.6641 | 0.36238 | 3 | 0.026456
40560 | 13 | 1 | 365 | 14.8004 | 0.79101 | 15 | 0.59142
42259 | 7.6 | 1 | 365 | 8.6526 | 0.41628 | 9 | 0.068833
45717 | 5.35 | 1 | 365 | 6.0909 | 0.26015 | 6 | 0.35109
41822 | 8.06 | 1 | 365 | 9.1763 | 0.47042 | 9 | 0.64668
39691 | 2.6 | 1 | 365 | 2.9601 | 0.9582 | 3 | 0.91828
39257 | 12.48 | 1 | 365 | 14.2084 | 0.59937 | 14 | 0.80777
49840 | 9.1 | 1 | 365 | 10.3603 | 0.85371 | 11 | 0.214
47351 | 3.9 | 1 | 365 | 4.4401 | 0.9373 | 5 | 0.37743
40615 | 5.2 | 1 | 365 | 5.9202 | 0.9164 | 6 | 0.83657
41814 | 9.36 | 1 | 365 | 10.6563 | 0.44953 | 11 | 0.10583
45641 | 9.18 | 1 | 365 | 10.4514 | 0.037035 | 10 | 0.48841
53185 | 8.215 | 1 | 365 | 9.3527 | 0.82563 | 10 | 0.17835
45650 | 8.16 | 1 | 365 | 9.2901 | 0.69959 | 9 | 0.98969
53198 | 2.385 | 1 | 365 | 2.7153 | 0.4655 | 3 | 0.18081
53250 | 5.83 | 1 | 365 | 6.6374 | 0.36012 | 6 | 0.99754
53269 | 3.71 | 1 | 365 | 4.2238 | 0.5019 | 4 | 0.72571
53288 | 4.505 | 1 | 365 | 5.1289 | 0.32373 | 5 | 0.45264
53178 | 5.3 | 1 | 365 | 6.034 | 0.14556 | 6 | 0.17958
53610 | 5.565 | 1 | 365 | 6.3357 | 0.75284 | 7 | 0.08856
40459 | 6.36 | 1 | 365 | 7.2408 | 0.57468 | 7 | 0.8155
53639 | 7.95 | 1 | 365 | 9.051 | 0.21835 | 9 | 0.26937
47438 | 10.66 | 1 | 365 | 12.1363 | 0.42863 | 12 | 0.56497
49640 | 3.3 | 1 | 365 | 3.757 | 0.56233 | 4 | 0.31936
50340 | 6.12 | 1 | 365 | 6.9676 | 0.02469 | 6 | 0.99227
45303 | 9.36 | 1 | 365 | 10.6563 | 0.44953 | 11 | 0.10583
49506 | 3.9 | 1 | 365 | 4.4401 | 0.9373 | 5 | 0.37743
39673 | 8.32 | 1 | 365 | 9.4723 | 0.066245 | 9 | 0.53851
50218 | 6.24 | 1 | 365 | 7.1042 | 0.29968 | 7 | 0.40388
39416 | 5.98 | 1 | 365 | 6.8082 | 0.70386 | 7 | 0.51206
40614 | 5.72 | 1 | 365 | 6.5122 | 0.10804 | 6 | 0.62023
41829 | 4.68 | 1 | 365 | 5.3282 | 0.72476 | 6 | 0.052913
40086 | 6.5 | 1 | 365 | 7.4002 | 0.8955 | 8 | 0.29571
43315 | 5.46 | 1 | 365 | 6.2162 | 0.51222 | 6 | 0.7284
48435 | 7.8 | 1 | 365 | 8.8803 | 0.8746 | 9 | 0.75485
41693 | 7.02 | 1 | 365 | 7.9922 | 0.087144 | 8 | 0.079369
39657 | 4.68 | 1 | 365 | 5.3282 | 0.72476 | 6 | 0.052913
43269 | 4.68 | 1 | 365 | 5.3282 | 0.72476 | 6 | 0.052913
39370 | 2.55 | 1 | 365 | 2.9032 | 0.84362 | 3 | 0.74678
49497 | 5.2 | 1 | 365 | 5.9202 | 0.9164 | 6 | 0.83657
47781 | 8.415 | 1 | 365 | 9.5804 | 0.28395 | 9 | 0.86437
50402 | 6.885 | 1 | 365 | 7.8385 | 0.77778 | 8 | 0.6163
40550 | 12.48 | 1 | 365 | 14.2084 | 0.59937 | 14 | 0.80777
39954 | 8.84 | 1 | 365 | 10.0643 | 0.25789 | 10 | 0.32217
37792 | 7.54 | 1 | 365 | 8.5842 | 0.27878 | 8 | 0.86303
43848 | 4.05 | 1 | 365 | 4.6109 | 0.28104 | 4 | 0.89194
45887 | 2.86 | 1 | 365 | 3.2561 | 0.55402 | 3 | 0.81011
47469 | 7.14 | 1 | 365 | 8.1288 | 0.36214 | 8 | 0.49098
50314 | 5.1 | 1 | 365 | 5.8063 | 0.68724 | 6 | 0.49356
48458 | 10.07 | 1 | 365 | 11.4646 | 0.076573 | 11 | 0.5412
39589 | 4.845 | 1 | 365 | 5.516 | 0.10288 | 5 | 0.61888
45629 | 13.77 | 1 | 365 | 15.6771 | 0.55555 | 16 | 0.23261
50490 | 8.32 | 1 | 365 | 9.4723 | 0.066245 | 9 | 0.53851
42589 | 4.05 | 1 | 365 | 4.6109 | 0.28104 | 4 | 0.89194
47444 | 2.43 | 1 | 365 | 2.7665 | 0.56863 | 3 | 0.33517
38047 | 5.72 | 1 | 365 | 6.5122 | 0.10804 | 6 | 0.62023
50583 | 5.46 | 1 | 365 | 6.2162 | 0.51222 | 6 | 0.7284
43601 | 5.2 | 1 | 365 | 5.9202 | 0.9164 | 6 | 0.83657
46036 | 8.58 | 1 | 365 | 9.7683 | 0.66207 | 10 | 0.43034
50249 | 8.06 | 1 | 365 | 9.1763 | 0.47042 | 9 | 0.64668
39942 | 8.415 | 1 | 365 | 9.5804 | 0.28395 | 9 | 0.86437
45693 | 9.435 | 1 | 365 | 10.7417 | 0.6214 | 11 | 0.36308
40984 | 4.16 | 1 | 365 | 4.7361 | 0.53312 | 5 | 0.26926
40503 | 2.6 | 1 | 365 | 2.9601 | 0.9582 | 3 | 0.91828
45763 | 6.89 | 1 | 365 | 7.8442 | 0.78923 | 8 | 0.63346
43720 | 4.335 | 1 | 365 | 4.9354 | 0.93416 | 5 | 0.86953
50210 | 8.06 | 1 | 365 | 9.1763 | 0.47042 | 9 | 0.64668
42179 | 6.5 | 1 | 365 | 7.4002 | 0.8955 | 8 | 0.29571
39339 | 5.565 | 1 | 365 | 6.3357 | 0.75284 | 7 | 0.08856
50270 | 7.65 | 1 | 365 | 8.7095 | 0.53086 | 9 | 0.24034
47850 | 4.59 | 1 | 365 | 5.2257 | 0.51852 | 5 | 0.7442
45331 | 3.975 | 1 | 365 | 4.5255 | 0.10917 | 4 | 0.63469
38983 | 4.16 | 1 | 365 | 4.7361 | 0.53312 | 5 | 0.26926
43600 | 3.12 | 1 | 365 | 3.5521 | 0.14984 | 3 | 0.70194
39627 | 11.985 | 1 | 365 | 13.6448 | 0.46502 | 14 | 0.10986
39344 | 8.84 | 1 | 365 | 10.0643 | 0.25789 | 10 | 0.32217
41454 | 5.98 | 1 | 365 | 6.8082 | 0.70386 | 7 | 0.51206
40605 | 7.02 | 1 | 365 | 7.9922 | 0.087144 | 8 | 0.079369
40059 | 4.94 | 1 | 365 | 5.6242 | 0.32058 | 5 | 0.94474
46671 | 4.68 | 1 | 365 | 5.3282 | 0.72476 | 6 | 0.052913
43053 | 8.58 | 1 | 365 | 9.7683 | 0.66207 | 10 | 0.43034
41084 | 8.06 | 1 | 365 | 9.1763 | 0.47042 | 9 | 0.64668
39581 | 12.74 | 1 | 365 | 14.5044 | 0.19519 | 14 | 0.6996
43590 | 6.095 | 1 | 365 | 6.9391 | 0.9674 | 7 | 0.90652
39990 | 2.6 | 1 | 365 | 2.9601 | 0.9582 | 3 | 0.91828
39549 | 8.58 | 1 | 365 | 9.7683 | 0.66207 | 10 | 0.43034
40566 | 5.72 | 1 | 365 | 6.5122 | 0.10804 | 6 | 0.62023
41401 | 12.985 | 1 | 365 | 14.7833 | 0.75663 | 15 | 0.53997
39468 | 2.97 | 1 | 365 | 3.3813 | 0.8061 | 4 | 0.18743
45867 | 10.14 | 1 | 365 | 11.5443 | 0.23699 | 11 | 0.78131
40422 | 2.08 | 1 | 365 | 2.3681 | 0.76656 | 3 | 0.13463
44993 | 6.5 | 1 | 365 | 7.4002 | 0.8955 | 8 | 0.29571
38573 | 9.435 | 1 | 365 | 10.7417 | 0.6214 | 11 | 0.36308
45293 | 13.005 | 1 | 365 | 14.8061 | 0.80247 | 15 | 0.60858
43276 | 11.985 | 1 | 365 | 13.6448 | 0.46502 | 14 | 0.10986
45600 | 5.1 | 1 | 365 | 5.8063 | 0.68724 | 6 | 0.49356
42229 | 6.625 | 1 | 365 | 7.5425 | 0.18196 | 7 | 0.72448
48362 | 5.2 | 1 | 365 | 5.9202 | 0.9164 | 6 | 0.83657
48511 | 10.92 | 1 | 365 | 12.4324 | 0.024447 | 12 | 0.4568
37895 | 2.65 | 1 | 365 | 3.017 | 0.072782 | 3 | 0.08979
50215 | 5.61 | 1 | 365 | 6.3869 | 0.85597 | 7 | 0.24291
50325 | 4.845 | 1 | 365 | 5.516 | 0.10288 | 5 | 0.61888
45329 | 5.61 | 1 | 365 | 6.3869 | 0.85597 | 7 | 0.24291
48388 | 7.28 | 1 | 365 | 8.2882 | 0.68296 | 8 | 0.9712
50419 | 9.18 | 1 | 365 | 10.4514 | 0.037035 | 10 | 0.48841
45671 | 5.98 | 1 | 365 | 6.8082 | 0.70386 | 7 | 0.51206
50489 | 8.67 | 1 | 365 | 9.8707 | 0.86831 | 10 | 0.73905
40485 | 6.76 | 1 | 365 | 7.6962 | 0.49132 | 8 | 0.18754
47364 | 3.38 | 1 | 365 | 3.8481 | 0.74566 | 4 | 0.59377
47512 | 2.385 | 1 | 365 | 2.7153 | 0.4655 | 3 | 0.18081
47953 | 14.04 | 1 | 365 | 15.9845 | 0.17429 | 16 | 0.15874
50387 | 9.69 | 1 | 365 | 11.032 | 0.20576 | 11 | 0.23776
38790 | 4.16 | 1 | 365 | 4.7361 | 0.53312 | 5 | 0.26926
50324 | 8.67 | 1 | 365 | 9.8707 | 0.86831 | 10 | 0.73905
40105 | 10.66 | 1 | 365 | 12.1363 | 0.42863 | 12 | 0.56497
40094 | 12.24 | 1 | 365 | 13.9352 | 0.04938 | 13 | 0.98454
39650 | 2.34 | 1 | 365 | 2.6641 | 0.36238 | 3 | 0.026456
43701 | 8.84 | 1 | 365 | 10.0643 | 0.25789 | 10 | 0.32217
41835 | 13 | 1 | 365 | 14.8004 | 0.79101 | 15 | 0.59142
45950 | 6.375 | 1 | 365 | 7.2579 | 0.60905 | 7 | 0.86695
41254 | 3.38 | 1 | 365 | 3.8481 | 0.74566 | 4 | 0.59377
45761 | 6.24 | 1 | 365 | 7.1042 | 0.29968 | 7 | 0.40388
43743 | 13.78 | 1 | 365 | 15.6884 | 0.57847 | 16 | 0.26691
37911 | 7.02 | 1 | 365 | 7.9922 | 0.087144 | 8 | 0.079369
39648 | 8.925 | 1 | 365 | 10.1611 | 0.45267 | 10 | 0.61373
43831 | 4.335 | 1 | 365 | 4.9354 | 0.93416 | 5 | 0.86953
41826 | 5.98 | 1 | 365 | 6.8082 | 0.70386 | 7 | 0.51206
41115 | 6.63 | 1 | 365 | 7.5482 | 0.19341 | 7 | 0.74163
40506 | 12.48 | 1 | 365 | 14.2084 | 0.59937 | 14 | 0.80777
47824 | 7.8 | 1 | 365 | 8.8803 | 0.8746 | 9 | 0.75485
47515 | 9.01 | 1 | 365 | 10.2578 | 0.64746 | 10 | 0.90529
47389 | 6.24 | 1 | 365 | 7.1042 | 0.29968 | 7 | 0.40388
48494 | 13.26 | 1 | 365 | 15.0964 | 0.38683 | 15 | 0.48325
42106 | 3.12 | 1 | 365 | 3.5521 | 0.14984 | 3 | 0.70194
40623 | 5.335 | 1 | 365 | 6.0739 | 0.22577 | 6 | 0.29963
45959 | 3.975 | 1 | 365 | 4.5255 | 0.10917 | 4 | 0.63469
41718 | 11.18 | 1 | 365 | 12.7284 | 0.62027 | 13 | 0.34863
42141 | 7.395 | 1 | 365 | 8.4192 | 0.9465 | 9 | 0.36566
45150 | 6.5 | 1 | 365 | 7.4002 | 0.8955 | 8 | 0.29571
39428 | 8.58 | 1 | 365 | 9.7683 | 0.66207 | 10 | 0.43034
50274 | 13.515 | 1 | 365 | 15.3867 | 0.97119 | 16 | 0.35793
40479 | 10.92 | 1 | 365 | 12.4324 | 0.024447 | 12 | 0.4568
37922 | 12.455 | 1 | 365 | 14.1799 | 0.54208 | 14 | 0.72202
44985 | 6.21 | 1 | 365 | 7.07 | 0.23094 | 7 | 0.30098
39927 | 5.565 | 1 | 365 | 6.3357 | 0.75284 | 7 | 0.08856
39535 | 8.06 | 1 | 365 | 9.1763 | 0.47042 | 9 | 0.64668
50587 | 14.025 | 1 | 365 | 15.9674 | 0.13991 | 16 | 0.10729
28824 | 4.505 | 1 | 365 | 5.1289 | 0.32373 | 5 | 0.45264
38985 | 9.36 | 1 | 365 | 10.6563 | 0.44953 | 11 | 0.10583
28871 | 10.4 | 1 | 365 | 11.8403 | 0.83281 | 12 | 0.67314
45053 | 3.9 | 1 | 365 | 4.4401 | 0.9373 | 5 | 0.37743
40304 | 10.71 | 1 | 365 | 12.1933 | 0.54321 | 12 | 0.73647
45544 | 4.08 | 1 | 365 | 4.6451 | 0.34979 | 4 | 0.99485
38684 | 4.68 | 1 | 365 | 5.3282 | 0.72476 | 6 | 0.052913
40224 | 5.46 | 1 | 365 | 6.2162 | 0.51222 | 6 | 0.7284
46191 | 6.5 | 1 | 365 | 7.4002 | 0.8955 | 8 | 0.29571
41696 | 7.02 | 1 | 365 | 7.9922 | 0.087144 | 8 | 0.079369
37787 | 9.1 | 1 | 365 | 10.3603 | 0.85371 | 11 | 0.214
40336 | 5.865 | 1 | 365 | 6.6773 | 0.44033 | 7 | 0.11759
42565 | 9.435 | 1 | 365 | 10.7417 | 0.6214 | 11 | 0.36308
45363 | 3.9 | 1 | 365 | 4.4401 | 0.9373 | 5 | 0.37743
40562 | 2.86 | 1 | 365 | 3.2561 | 0.55402 | 3 | 0.81011
46260 | 7.95 | 1 | 365 | 9.051 | 0.21835 | 9 | 0.26937
41888 | 4.94 | 1 | 365 | 5.6242 | 0.32058 | 5 | 0.94474
40720 | 3.98 | 1 | 365 | 4.5312 | 0.12063 | 4 | 0.65184
42108 | 2.6 | 1 | 365 | 2.9601 | 0.9582 | 3 | 0.91828
40202 | 4.16 | 1 | 365 | 4.7361 | 0.53312 | 5 | 0.26926
46037 | 2.55 | 1 | 365 | 2.9032 | 0.84362 | 3 | 0.74678
44749 | 5.46 | 1 | 365 | 6.2162 | 0.51222 | 6 | 0.7284
38253 | 2.915 | 1 | 365 | 3.3187 | 0.68006 | 3 | 0.99877
43813 | 14.04 | 1 | 365 | 15.9845 | 0.17429 | 16 | 0.15874
50344 | 7.14 | 1 | 365 | 8.1288 | 0.36214 | 8 | 0.49098
50276 | 5.565 | 1 | 365 | 6.3357 | 0.75284 | 7 | 0.08856
50211 | 6.37 | 1 | 365 | 7.2522 | 0.59759 | 7 | 0.8498
45968 | 4.16 | 1 | 365 | 4.7361 | 0.53312 | 5 | 0.26926
50462 | 8.48 | 1 | 365 | 9.6544 | 0.4329 | 10 | 0.087329
50359 | 6.24 | 1 | 365 | 7.1042 | 0.29968 | 7 | 0.40388
50234 | 11.985 | 1 | 365 | 13.6448 | 0.46502 | 14 | 0.10986
45096 | 6.76 | 1 | 365 | 7.6962 | 0.49132 | 8 | 0.18754
40348 | 8.41 | 1 | 365 | 9.5747 | 0.27249 | 9 | 0.84722
39597 | 9.54 | 1 | 365 | 10.8612 | 0.86202 | 11 | 0.72325
39210 | 4.16 | 1 | 365 | 4.7361 | 0.53312 | 5 | 0.26926
38777 | 5.72 | 1 | 365 | 6.5122 | 0.10804 | 6 | 0.62023
41043 | 9.54 | 1 | 365 | 10.8612 | 0.86202 | 11 | 0.72325
38959 | 6.24 | 1 | 365 | 7.1042 | 0.29968 | 7 | 0.40388
40395 | 10.66 | 1 | 365 | 12.1363 | 0.42863 | 12 | 0.56497
46155 | 5.1 | 1 | 365 | 5.8063 | 0.68724 | 6 | 0.49356
45755 | 4.94 | 1 | 365 | 5.6242 | 0.32058 | 5 | 0.94474
33161 | 4.68 | 1 | 365 | 5.3282 | 0.72476 | 6 | 0.052913
38666 | 8.415 | 1 | 365 | 9.5804 | 0.28395 | 9 | 0.86437
39450 | 3.9 | 1 | 365 | 4.4401 | 0.9373 | 5 | 0.37743
39323 | 6.625 | 1 | 365 | 7.5425 | 0.18196 | 7 | 0.72448
32750 | 4.94 | 1 | 365 | 5.6242 | 0.32058 | 5 | 0.94474
45665 | 5.83 | 1 | 365 | 6.6374 | 0.36012 | 6 | 0.99754
39867 | 6.63 | 1 | 365 | 7.5482 | 0.19341 | 7 | 0.74163
41033 | 5.2 | 1 | 365 | 5.9202 | 0.9164 | 6 | 0.83657
40976 | 6.24 | 1 | 365 | 7.1042 | 0.29968 | 7 | 0.40388
45785 | 5.72 | 1 | 365 | 6.5122 | 0.10804 | 6 | 0.62023
47516 | 4.16 | 1 | 365 | 4.7361 | 0.53312 | 5 | 0.26926
30466 | 10.92 | 1 | 365 | 12.4324 | 0.024447 | 12 | 0.4568
39325 | 3.38 | 1 | 365 | 3.8481 | 0.74566 | 4 | 0.59377
33519 | 8.06 | 1 | 365 | 9.1763 | 0.47042 | 9 | 0.64668
50768 | 7.54 | 1 | 365 | 8.5842 | 0.27878 | 8 | 0.86303
38286 | 4.42 | 1 | 365 | 5.0321 | 0.12894 | 5 | 0.16108
30455 | 7.02 | 1 | 365 | 7.9922 | 0.087144 | 8 | 0.079369
39273 | 4.16 | 1 | 365 | 4.7361 | 0.53312 | 5 | 0.26926
33322 | 3.9 | 1 | 365 | 4.4401 | 0.9373 | 5 | 0.37743
39231 | 5.1 | 1 | 365 | 5.8063 | 0.68724 | 6 | 0.49356
41419 | 10.66 | 1 | 365 | 12.1363 | 0.42863 | 12 | 0.56497
39610 | 14.56 | 1 | 365 | 16.5765 | 0.36593 | 16 | 0.9424
44148 | 13 | 1 | 365 | 14.8004 | 0.79101 | 15 | 0.59142
50467 | 5.1 | 1 | 365 | 5.8063 | 0.68724 | 6 | 0.49356
45970 | 17.085 | 1 | 365 | 19.4512 | 0.15226 | 19 | 0.60342
42656 | 8.06 | 1 | 365 | 9.1763 | 0.47042 | 9 | 0.64668
39242 | 5.98 | 1 | 365 | 6.8082 | 0.70386 | 7 | 0.51206
47905 | 10.71 | 1 | 365 | 12.1933 | 0.54321 | 12 | 0.73647
39463 | 14.04 | 1 | 365 | 15.9845 | 0.17429 | 16 | 0.15874
32835 | 5.1 | 1 | 365 | 5.8063 | 0.68724 | 6 | 0.49356
50220 | 5.865 | 1 | 365 | 6.6773 | 0.44033 | 7 | 0.11759
47965 | 6.36 | 1 | 365 | 7.2408 | 0.57468 | 7 | 0.8155
39527 | 3.12 | 1 | 365 | 3.5521 | 0.14984 | 3 | 0.70194
47529 | 4.845 | 1 | 365 | 5.516 | 0.10288 | 5 | 0.61888
45121 | 4.59 | 1 | 365 | 5.2257 | 0.51852 | 5 | 0.7442
50227 | 13.26 | 1 | 365 | 15.0964 | 0.38683 | 15 | 0.48325
50281 | 12.24 | 1 | 365 | 13.9352 | 0.04938 | 13 | 0.98454
45906 | 3.51 | 1 | 365 | 3.9961 | 0.043572 | 4 | 0.039685
39320 | 4.42 | 1 | 365 | 5.0321 | 0.12894 | 5 | 0.16108
40043 | 3.315 | 1 | 365 | 3.7741 | 0.59671 | 4 | 0.37081
50473 | 5.355 | 1 | 365 | 6.0966 | 0.2716 | 6 | 0.36824
39585 | 4.68 | 1 | 365 | 5.3282 | 0.72476 | 6 | 0.052913
41929 | 6.24 | 1 | 365 | 7.1042 | 0.29968 | 7 | 0.40388
44948 | 4.68 | 1 | 365 | 5.3282 | 0.72476 | 6 | 0.052913
40584 | 9.1 | 1 | 365 | 10.3603 | 0.85371 | 11 | 0.214
31811 | 9.1 | 1 | 365 | 10.3603 | 0.85371 | 11 | 0.214
31227 | 4.68 | 1 | 365 | 5.3282 | 0.72476 | 6 | 0.052913
39644 | 5.72 | 1 | 365 | 6.5122 | 0.10804 | 6 | 0.62023
28954 | 3.64 | 1 | 365 | 4.1441 | 0.34148 | 4 | 0.4856
43318 | 6.24 | 1 | 365 | 7.1042 | 0.29968 | 7 | 0.40388
37577 | 9.88 | 1 | 365 | 11.2483 | 0.64117 | 11 | 0.88948
39467 | 10.965 | 1 | 365 | 12.4836 | 0.12757 | 12 | 0.61115
39421 | 7.02 | 1 | 365 | 7.9922 | 0.087144 | 8 | 0.079369
40509 | 5.2 | 1 | 365 | 5.9202 | 0.9164 | 6 | 0.83657
43846 | 14.79 | 1 | 365 | 16.8383 | 0.893 | 17 | 0.73132
41812 | 3.315 | 1 | 365 | 3.7741 | 0.59671 | 4 | 0.37081
50578 | 2.34 | 1 | 365 | 2.6641 | 0.36238 | 3 | 0.026456
42069 | 5.2 | 1 | 365 | 5.9202 | 0.9164 | 6 | 0.83657
39483 | 10.53 | 1 | 365 | 11.9883 | 0.13072 | 12 | 0.11905
37930 | 8.67 | 1 | 365 | 9.8707 | 0.86831 | 10 | 0.73905
39446 | 6.24 | 1 | 365 | 7.1042 | 0.29968 | 7 | 0.40388
40510 | 5.72 | 1 | 365 | 6.5122 | 0.10804 | 6 | 0.62023
47545 | 6.375 | 1 | 365 | 7.2579 | 0.60905 | 7 | 0.86695
50328 | 10.92 | 1 | 365 | 12.4324 | 0.024447 | 12 | 0.4568
33584 | 4.42 | 1 | 365 | 5.0321 | 0.12894 | 5 | 0.16108
40356 | 3.64 | 1 | 365 | 4.1441 | 0.34148 | 4 | 0.4856
33664 | 8.84 | 1 | 365 | 10.0643 | 0.25789 | 10 | 0.32217
40386 | 7.02 | 1 | 365 | 7.9922 | 0.087144 | 8 | 0.079369
33101 | 8.32 | 1 | 365 | 9.4723 | 0.066245 | 9 | 0.53851
40193 | 3.12 | 1 | 365 | 3.5521 | 0.14984 | 3 | 0.70194
40909 | 9.805 | 1 | 365 | 11.1629 | 0.46929 | 11 | 0.63222
38229 | 4.845 | 1 | 365 | 5.516 | 0.10288 | 5 | 0.61888
40528 | 8.06 | 1 | 365 | 9.1763 | 0.47042 | 9 | 0.64668
41847 | 4.16 | 1 | 365 | 4.7361 | 0.53312 | 5 | 0.26926
41688 | 6.24 | 1 | 365 | 7.1042 | 0.29968 | 7 | 0.40388
49662 | 4.68 | 1 | 365 | 5.3282 | 0.72476 | 6 | 0.052913
39328 | 10.4 | 1 | 365 | 11.8403 | 0.83281 | 12 | 0.67314
42380 | 5.46 | 1 | 365 | 6.2162 | 0.51222 | 6 | 0.7284
41381 | 6.885 | 1 | 365 | 7.8385 | 0.77778 | 8 | 0.6163
43339 | 5.61 | 1 | 365 | 6.3869 | 0.85597 | 7 | 0.24291
41808 | 7.685 | 1 | 365 | 8.7493 | 0.61107 | 9 | 0.36039
38062 | 7.14 | 1 | 365 | 8.1288 | 0.36214 | 8 | 0.49098
43609 | 10.92 | 1 | 365 | 12.4324 | 0.024447 | 12 | 0.4568
42978 | 13 | 1 | 365 | 14.8004 | 0.79101 | 15 | 0.59142
43335 | 3.64 | 1 | 365 | 4.1441 | 0.34148 | 4 | 0.4856
38488 | 13.52 | 1 | 365 | 15.3924 | 0.98265 | 16 | 0.37508
41403 | 6.24 | 1 | 365 | 7.1042 | 0.29968 | 7 | 0.40388
39407 | 7.02 | 1 | 365 | 7.9922 | 0.087144 | 8 | 0.079369
35457 | 9.36 | 1 | 365 | 10.6563 | 0.44953 | 11 | 0.10583
41828 | 8.32 | 1 | 365 | 9.4723 | 0.066245 | 9 | 0.53851
45380 | 6.76 | 1 | 365 | 7.6962 | 0.49132 | 8 | 0.18754
43690 | 7.95 | 1 | 365 | 9.051 | 0.21835 | 9 | 0.26937
50476 | 6.63 | 1 | 365 | 7.5482 | 0.19341 | 7 | 0.74163
41083 | 11.18 | 1 | 365 | 12.7284 | 0.62027 | 13 | 0.34863
38334 | 5.865 | 1 | 365 | 6.6773 | 0.44033 | 7 | 0.11759
45619 | 7.65 | 1 | 365 | 8.7095 | 0.53086 | 9 | 0.24034
47476 | 4.42 | 1 | 365 | 5.0321 | 0.12894 | 5 | 0.16108
48008 | 13.26 | 1 | 365 | 15.0964 | 0.38683 | 15 | 0.48325
43341 | 8.32 | 1 | 365 | 9.4723 | 0.066245 | 9 | 0.53851
48091 | 13.77 | 1 | 365 | 15.6771 | 0.55555 | 16 | 0.23261
48518 | 10.2 | 1 | 365 | 11.6126 | 0.37448 | 11 | 0.98712
39349 | 12.48 | 1 | 365 | 14.2084 | 0.59937 | 14 | 0.80777
48170 | 12.74 | 1 | 365 | 14.5044 | 0.19519 | 14 | 0.6996
47511 | 6.375 | 1 | 365 | 7.2579 | 0.60905 | 7 | 0.86695
50250 | 8.16 | 1 | 365 | 9.2901 | 0.69959 | 9 | 0.98969
48403 | 4.68 | 1 | 365 | 5.3282 | 0.72476 | 6 | 0.052913
40228 | 14.04 | 1 | 365 | 15.9845 | 0.17429 | 16 | 0.15874
40087 | 12.24 | 1 | 365 | 13.9352 | 0.04938 | 13 | 0.98454
39136 | 6.5 | 1 | 365 | 7.4002 | 0.8955 | 8 | 0.29571
39480 | 14.56 | 1 | 365 | 16.5765 | 0.36593 | 16 | 0.9424
39106 | 4.16 | 1 | 365 | 4.7361 | 0.53312 | 5 | 0.26926
48147 | 4.335 | 1 | 365 | 4.9354 | 0.93416 | 5 | 0.86953
50336 | 10.2 | 1 | 365 | 11.6126 | 0.37448 | 11 | 0.98712
45739 | 5.2 | 1 | 365 | 5.9202 | 0.9164 | 6 | 0.83657
40512 | 7.02 | 1 | 365 | 7.9922 | 0.087144 | 8 | 0.079369
43911 | 10.53 | 1 | 365 | 11.9883 | 0.13072 | 12 | 0.11905
39438 | 8.925 | 1 | 365 | 10.1611 | 0.45267 | 10 | 0.61373
50282 | 9.88 | 1 | 365 | 11.2483 | 0.64117 | 11 | 0.88948
39327 | 4.16 | 1 | 365 | 4.7361 | 0.53312 | 5 | 0.26926
39552 | 15.34 | 1 | 365 | 17.4645 | 0.15339 | 17 | 0.61788
45451 | 12.75 | 1 | 365 | 14.5158 | 0.2181 | 14 | 0.7339
39160 | 9.945 | 1 | 365 | 11.3223 | 0.79012 | 12 | 0.11244
39389 | 4.68 | 1 | 365 | 5.3282 | 0.72476 | 6 | 0.052913
42468 | 2.34 | 1 | 365 | 2.6641 | 0.36238 | 3 | 0.026456
39546 | 6.76 | 1 | 365 | 7.6962 | 0.49132 | 8 | 0.18754
41705 | 8.84 | 1 | 365 | 10.0643 | 0.25789 | 10 | 0.32217
43708 | 13.52 | 1 | 365 | 15.3924 | 0.98265 | 16 | 0.37508
39689 | 5.2 | 1 | 365 | 5.9202 | 0.9164 | 6 | 0.83657
39333 | 6.885 | 1 | 365 | 7.8385 | 0.77778 | 8 | 0.6163
39000 | 3.12 | 1 | 365 | 3.5521 | 0.14984 | 3 | 0.70194
50326 | 7.02 | 1 | 365 | 7.9922 | 0.087144 | 8 | 0.079369
45776 | 14.04 | 1 | 365 | 15.9845 | 0.17429 | 16 | 0.15874
45884 | 4.08 | 1 | 365 | 4.6451 | 0.34979 | 4 | 0.99485
39239 | 8.67 | 1 | 365 | 9.8707 | 0.86831 | 10 | 0.73905
42225 | 12.22 | 1 | 365 | 13.9124 | 0.0035475 | 13 | 0.91594
40298 | 11.22 | 1 | 365 | 12.7739 | 0.71193 | 13 | 0.48583
41749 | 4.16 | 1 | 365 | 4.7361 | 0.53312 | 5 | 0.26926
41818 | 8.06 | 1 | 365 | 9.1763 | 0.47042 | 9 | 0.64668
45295 | 10.965 | 1 | 365 | 12.4836 | 0.12757 | 12 | 0.61115
38784 | 13 | 1 | 365 | 14.8004 | 0.79101 | 15 | 0.59142
43278 | 7.28 | 1 | 365 | 8.2882 | 0.68296 | 8 | 0.9712
41066 | 11.96 | 1 | 365 | 13.6164 | 0.40773 | 14 | 0.024111
38014 | 8.67 | 1 | 365 | 9.8707 | 0.86831 | 10 | 0.73905
39289 | 8.16 | 1 | 365 | 9.2901 | 0.69959 | 9 | 0.98969
45189 | 3.975 | 1 | 365 | 4.5255 | 0.10917 | 4 | 0.63469
39973 | 9.69 | 1 | 365 | 11.032 | 0.20576 | 11 | 0.23776
37887 | 2.86 | 1 | 365 | 3.2561 | 0.55402 | 3 | 0.81011
39629 | 8.06 | 1 | 365 | 9.1763 | 0.47042 | 9 | 0.64668
40098 | 15.86 | 1 | 365 | 18.0565 | 0.34503 | 18 | 0.40154
39562 | 9.1 | 1 | 365 | 10.3603 | 0.85371 | 11 | 0.214
42955 | 5.2 | 1 | 365 | 5.9202 | 0.9164 | 6 | 0.83657
48123 | 4.59 | 1 | 365 | 5.2257 | 0.51852 | 5 | 0.7442
43762 | 9.945 | 1 | 365 | 11.3223 | 0.79012 | 12 | 0.11244
40947 | 5.1 | 1 | 365 | 5.8063 | 0.68724 | 6 | 0.49356
39216 | 5.46 | 1 | 365 | 6.2162 | 0.51222 | 6 | 0.7284
40128 | 9.1 | 1 | 365 | 10.3603 | 0.85371 | 11 | 0.214
45715 | 7.685 | 1 | 365 | 8.7493 | 0.61107 | 9 | 0.36039
43170 | 12.48 | 1 | 365 | 14.2084 | 0.59937 | 14 | 0.80777
41723 | 7.42 | 1 | 365 | 8.4476 | 0.0037907 | 8 | 0.45141
40904 | 5.46 | 1 | 365 | 6.2162 | 0.51222 | 6 | 0.7284
38029 | 6.5 | 1 | 365 | 7.4002 | 0.8955 | 8 | 0.29571
40035 | 8.06 | 1 | 365 | 9.1763 | 0.47042 | 9 | 0.64668
39107 | 12.48 | 1 | 365 | 14.2084 | 0.59937 | 14 | 0.80777
50666 | 6.885 | 1 | 365 | 7.8385 | 0.77778 | 8 | 0.6163
47491 | 7.65 | 1 | 365 | 8.7095 | 0.53086 | 9 | 0.24034
42249 | 4.68 | 1 | 365 | 5.3282 | 0.72476 | 6 | 0.052913
39484 | 11.07 | 1 | 365 | 12.6031 | 0.36819 | 12 | 0.97131
42001 | 12.72 | 1 | 365 | 14.4816 | 0.14936 | 14 | 0.63099
41277 | 5.61 | 1 | 365 | 6.3869 | 0.85597 | 7 | 0.24291
50209 | 3.57 | 1 | 365 | 4.0644 | 0.18107 | 4 | 0.24549
45158 | 3.64 | 1 | 365 | 4.1441 | 0.34148 | 4 | 0.4856
41173 | 4.59 | 1 | 365 | 5.2257 | 0.51852 | 5 | 0.7442
43840 | 8.06 | 1 | 365 | 9.1763 | 0.47042 | 9 | 0.64668
41861 | 5.46 | 1 | 365 | 6.2162 | 0.51222 | 6 | 0.7284
50679 | 11.96 | 1 | 365 | 13.6164 | 0.40773 | 14 | 0.024111
39578 | 7.4 | 1 | 365 | 8.4249 | 0.95796 | 9 | 0.38281
39461 | 3.825 | 1 | 365 | 4.3547 | 0.76543 | 5 | 0.12017
41631 | 13.26 | 1 | 365 | 15.0964 | 0.38683 | 15 | 0.48325
39963 | 2.6 | 1 | 365 | 2.9601 | 0.9582 | 3 | 0.91828
40058 | 8.1 | 1 | 365 | 9.2218 | 0.56209 | 9 | 0.78389
47558 | 2.805 | 1 | 365 | 3.1935 | 0.42798 | 3 | 0.62146
45546 | 3.64 | 1 | 365 | 4.1441 | 0.34148 | 4 | 0.4856
43152 | 4.08 | 1 | 365 | 4.6451 | 0.34979 | 4 | 0.99485
39579 | 5.72 | 1 | 365 | 6.5122 | 0.10804 | 6 | 0.62023
39080 | 8.84 | 1 | 365 | 10.0643 | 0.25789 | 10 | 0.32217
40861 | 4.16 | 1 | 365 | 4.7361 | 0.53312 | 5 | 0.26926
41397 | 11.18 | 1 | 365 | 12.7284 | 0.62027 | 13 | 0.34863
41472 | 4.68 | 1 | 365 | 5.3282 | 0.72476 | 6 | 0.052913
41255 | 4.68 | 1 | 365 | 5.3282 | 0.72476 | 6 | 0.052913
41074 | 7.155 | 1 | 365 | 8.1459 | 0.39651 | 8 | 0.54243
45673 | 8.06 | 1 | 365 | 9.1763 | 0.47042 | 9 | 0.64668
45074 | 4.32 | 1 | 365 | 4.9183 | 0.89978 | 5 | 0.81807
50586 | 3.825 | 1 | 365 | 4.3547 | 0.76543 | 5 | 0.12017
42335 | 8.32 | 1 | 365 | 9.4723 | 0.066245 | 9 | 0.53851
38378 | 8.06 | 1 | 365 | 9.1763 | 0.47042 | 9 | 0.64668
41992 | 9.88 | 1 | 365 | 11.2483 | 0.64117 | 11 | 0.88948
39393 | 10.14 | 1 | 365 | 11.5443 | 0.23699 | 11 | 0.78131
42097 | 7.02 | 1 | 365 | 7.9922 | 0.087144 | 8 | 0.079369
43308 | 5.67 | 1 | 365 | 6.4553 | 0.99346 | 7 | 0.44872
39449 | 7.54 | 1 | 365 | 8.5842 | 0.27878 | 8 | 0.86303
40073 | 6.12 | 1 | 365 | 6.9676 | 0.02469 | 6 | 0.99227
45485 | 6.1 | 1 | 365 | 6.9448 | 0.97886 | 7 | 0.92367
43605 | 10.92 | 1 | 365 | 12.4324 | 0.024447 | 12 | 0.4568
38020 | 6.89 | 1 | 365 | 7.8442 | 0.78923 | 8 | 0.63346
45980 | 9.36 | 1 | 365 | 10.6563 | 0.44953 | 11 | 0.10583
47142 | 7.02 | 1 | 365 | 7.9922 | 0.087144 | 8 | 0.079369
45153 | 10.92 | 1 | 365 | 12.4324 | 0.024447 | 12 | 0.4568
40106 | 6.76 | 1 | 365 | 7.6962 | 0.49132 | 8 | 0.18754
42883 | 4.42 | 1 | 365 | 5.0321 | 0.12894 | 5 | 0.16108
40970 | 5.2 | 1 | 365 | 5.9202 | 0.9164 | 6 | 0.83657
47796 | 10.965 | 1 | 365 | 12.4836 | 0.12757 | 12 | 0.61115
43016 | 6.24 | 1 | 365 | 7.1042 | 0.29968 | 7 | 0.40388
50495 | 10.14 | 1 | 365 | 11.5443 | 0.23699 | 11 | 0.78131
42033 | 2.34 | 1 | 365 | 2.6641 | 0.36238 | 3 | 0.026456
50355 | 5.865 | 1 | 365 | 6.6773 | 0.44033 | 7 | 0.11759
42550 | 3.9 | 1 | 365 | 4.4401 | 0.9373 | 5 | 0.37743
40174 | 6.12 | 1 | 365 | 6.9676 | 0.02469 | 6 | 0.99227
46150 | 5.355 | 1 | 365 | 6.0966 | 0.2716 | 6 | 0.36824
42610 | 7.42 | 1 | 365 | 8.4476 | 0.0037907 | 8 | 0.45141
42211 | 8.16 | 1 | 365 | 9.2901 | 0.69959 | 9 | 0.98969
50527 | 11.475 | 1 | 365 | 13.0642 | 0.29629 | 13 | 0.36051
39613 | 14.04 | 1 | 365 | 15.9845 | 0.17429 | 16 | 0.15874
45339 | 11.66 | 1 | 365 | 13.2748 | 0.72024 | 13 | 0.99508
38765 | 4.42 | 1 | 365 | 5.0321 | 0.12894 | 5 | 0.16108
39574 | 5.98 | 1 | 365 | 6.8082 | 0.70386 | 7 | 0.51206
41785 | 7.8 | 1 | 365 | 8.8803 | 0.8746 | 9 | 0.75485
39024 | 5.72 | 1 | 365 | 6.5122 | 0.10804 | 6 | 0.62023
43818 | 6.76 | 1 | 365 | 7.6962 | 0.49132 | 8 | 0.18754
42146 | 5.46 | 1 | 365 | 6.2162 | 0.51222 | 6 | 0.7284
38203 | 9.1 | 1 | 365 | 10.3603 | 0.85371 | 11 | 0.214
38404 | 6.24 | 1 | 365 | 7.1042 | 0.29968 | 7 | 0.40388
40920 | 6.5 | 1 | 365 | 7.4002 | 0.8955 | 8 | 0.29571
42263 | 4.42 | 1 | 365 | 5.0321 | 0.12894 | 5 | 0.16108
41903 | 11.925 | 1 | 365 | 13.5765 | 0.32752 | 13 | 0.90406
39254 | 3.975 | 1 | 365 | 4.5255 | 0.10917 | 4 | 0.63469
39418 | 10.66 | 1 | 365 | 12.1363 | 0.42863 | 12 | 0.56497
38340 | 3.71 | 1 | 365 | 4.2238 | 0.5019 | 4 | 0.72571
43018 | 13.52 | 1 | 365 | 15.3924 | 0.98265 | 16 | 0.37508
38275 | 5.565 | 1 | 365 | 6.3357 | 0.75284 | 7 | 0.08856
43594 | 8.48 | 1 | 365 | 9.6544 | 0.4329 | 10 | 0.087329
38705 | 9 | 1 | 365 | 10.2464 | 0.62454 | 10 | 0.87099
39510 | 5.46 | 1 | 365 | 6.2162 | 0.51222 | 6 | 0.7284
42265 | 4.42 | 1 | 365 | 5.0321 | 0.12894 | 5 | 0.16108
39703 | 3.9 | 1 | 365 | 4.4401 | 0.9373 | 5 | 0.37743
45743 | 8.06 | 1 | 365 | 9.1763 | 0.47042 | 9 | 0.64668
38228 | 9.62 | 1 | 365 | 10.9523 | 0.045346 | 10 | 0.99765
42171 | 10.14 | 1 | 365 | 11.5443 | 0.23699 | 11 | 0.78131
41160 | 5.1 | 1 | 365 | 5.8063 | 0.68724 | 6 | 0.49356
50228 | 2.385 | 1 | 365 | 2.7153 | 0.4655 | 3 | 0.18081
41689 | 4.68 | 1 | 365 | 5.3282 | 0.72476 | 6 | 0.052913
45954 | 2.34 | 1 | 365 | 2.6641 | 0.36238 | 3 | 0.026456
42257 | 10.965 | 1 | 365 | 12.4836 | 0.12757 | 12 | 0.61115
38582 | 2.04 | 1 | 365 | 2.3225 | 0.6749 | 2 | 0.99742
41690 | 6.885 | 1 | 365 | 7.8385 | 0.77778 | 8 | 0.6163
39505 | 2.34 | 1 | 365 | 2.6641 | 0.36238 | 3 | 0.026456
46289 | 4.24 | 1 | 365 | 4.8272 | 0.71645 | 5 | 0.54366
38590 | 6.24 | 1 | 365 | 7.1042 | 0.29968 | 7 | 0.40388
38278 | 6.095 | 1 | 365 | 6.9391 | 0.9674 | 7 | 0.90652
47922 | 8.32 | 1 | 365 | 9.4723 | 0.066245 | 9 | 0.53851
44992 | 7.65 | 1 | 365 | 8.7095 | 0.53086 | 9 | 0.24034
39490 | 5.1 | 1 | 365 | 5.8063 | 0.68724 | 6 | 0.49356
50259 | 7.65 | 1 | 365 | 8.7095 | 0.53086 | 9 | 0.24034
45754 | 5.1 | 1 | 365 | 5.8063 | 0.68724 | 6 | 0.49356
50629 | 11.985 | 1 | 365 | 13.6448 | 0.46502 | 14 | 0.10986
50518 | 2.86 | 1 | 365 | 3.2561 | 0.55402 | 3 | 0.81011
39616 | 6.24 | 1 | 365 | 7.1042 | 0.29968 | 7 | 0.40388
40438 | 12.22 | 1 | 365 | 13.9124 | 0.0035475 | 13 | 0.91594
50630 | 11.44 | 1 | 365 | 13.0244 | 0.21609 | 13 | 0.24045
45681 | 5.2 | 1 | 365 | 5.9202 | 0.9164 | 6 | 0.83657
42030 | 12.69 | 1 | 365 | 14.4475 | 0.080607 | 14 | 0.52809
43738 | 6.76 | 1 | 365 | 7.6962 | 0.49132 | 8 | 0.18754
51799 | 2.295 | 1 | 365 | 2.6128 | 0.25926 | 2 | 0.8721
41660 | 9.36 | 1 | 365 | 10.6563 | 0.44953 | 11 | 0.10583
49391 | 14.3 | 1 | 365 | 16.2805 | 0.77011 | 17 | 0.050567
40704 | 11.96 | 1 | 365 | 13.6164 | 0.40773 | 14 | 0.024111
50240 | 5.61 | 1 | 365 | 6.3869 | 0.85597 | 7 | 0.24291
40666 | 2.34 | 1 | 365 | 2.6641 | 0.36238 | 3 | 0.026456
40518 | 8.06 | 1 | 365 | 9.1763 | 0.47042 | 9 | 0.64668
42081 | 9.945 | 1 | 365 | 11.3223 | 0.79012 | 12 | 0.11244
39652 | 12.22 | 1 | 365 | 13.9124 | 0.0035475 | 13 | 0.91594
41443 | 6.5 | 1 | 365 | 7.4002 | 0.8955 | 8 | 0.29571
41426 | 9.36 | 1 | 365 | 10.6563 | 0.44953 | 11 | 0.10583
42232 | 3.64 | 1 | 365 | 4.1441 | 0.34148 | 4 | 0.4856
45997 | 23.92 | 1 | 365 | 27.2328 | 0.81545 | 28 | 0.048222
41193 | 8.58 | 1 | 365 | 9.7683 | 0.66207 | 10 | 0.43034
39306 | 8.84 | 1 | 365 | 10.0643 | 0.25789 | 10 | 0.32217
39376 | 3.64 | 1 | 365 | 4.1441 | 0.34148 | 4 | 0.4856
38281 | 3.9 | 1 | 365 | 4.4401 | 0.9373 | 5 | 0.37743
37856 | 6.36 | 1 | 365 | 7.2408 | 0.57468 | 7 | 0.8155
42974 | 6.5 | 1 | 365 | 7.4002 | 0.8955 | 8 | 0.29571
41429 | 9.62 | 1 | 365 | 10.9523 | 0.045346 | 10 | 0.99765
48577 | 11.985 | 1 | 365 | 13.6448 | 0.46502 | 14 | 0.10986
41372 | 6.095 | 1 | 365 | 6.9391 | 0.9674 | 7 | 0.90652
50642 | 7.02 | 1 | 365 | 7.9922 | 0.087144 | 8 | 0.079369
43596 | 3.64 | 1 | 365 | 4.1441 | 0.34148 | 4 | 0.4856
39966 | 8.16 | 1 | 365 | 9.2901 | 0.69959 | 9 | 0.98969
39426 | 11.96 | 1 | 365 | 13.6164 | 0.40773 | 14 | 0.024111
44994 | 11.7 | 1 | 365 | 13.3204 | 0.81191 | 14 | 0.13228
45086 | 10.66 | 1 | 365 | 12.1363 | 0.42863 | 12 | 0.56497
41743 | 8.06 | 1 | 365 | 9.1763 | 0.47042 | 9 | 0.64668
41760 | 2.65 | 1 | 365 | 3.017 | 0.072782 | 3 | 0.08979
39944 | 6.76 | 1 | 365 | 7.6962 | 0.49132 | 8 | 0.18754
39936 | 12.48 | 1 | 365 | 14.2084 | 0.59937 | 14 | 0.80777
41541 | 3.18 | 1 | 365 | 3.6204 | 0.28734 | 3 | 0.90775
40050 | 8.415 | 1 | 365 | 9.5804 | 0.28395 | 9 | 0.86437
40546 | 6.24 | 1 | 365 | 7.1042 | 0.29968 | 7 | 0.40388
39604 | 4.16 | 1 | 365 | 4.7361 | 0.53312 | 5 | 0.26926
40173 | 9.1 | 1 | 365 | 10.3603 | 0.85371 | 11 | 0.214
39606 | 7.02 | 1 | 365 | 7.9922 | 0.087144 | 8 | 0.079369
41188 | 11.44 | 1 | 365 | 13.0244 | 0.21609 | 13 | 0.24045
39509 | 5.46 | 1 | 365 | 6.2162 | 0.51222 | 6 | 0.7284
47359 | 4.16 | 1 | 365 | 4.7361 | 0.53312 | 5 | 0.26926
37913 | 8.84 | 1 | 365 | 10.0643 | 0.25789 | 10 | 0.32217
39674 | 4.16 | 1 | 365 | 4.7361 | 0.53312 | 5 | 0.26926
37889 | 2.915 | 1 | 365 | 3.3187 | 0.68006 | 3 | 0.99877
39949 | 3.975 | 1 | 365 | 4.5255 | 0.10917 | 4 | 0.63469
41857 | 8.48 | 1 | 365 | 9.6544 | 0.4329 | 10 | 0.087329
37979 | 9.88 | 1 | 365 | 11.2483 | 0.64117 | 11 | 0.88948
39952 | 7.905 | 1 | 365 | 8.9998 | 0.11522 | 9 | 0.11502
39379 | 11.18 | 1 | 365 | 12.7284 | 0.62027 | 13 | 0.34863
39938 | 5.46 | 1 | 365 | 6.2162 | 0.51222 | 6 | 0.7284
50267 | 3.12 | 1 | 365 | 3.5521 | 0.14984 | 3 | 0.70194
43838 | 4.68 | 1 | 365 | 5.3282 | 0.72476 | 6 | 0.052913
43807 | 5.1 | 1 | 365 | 5.8063 | 0.68724 | 6 | 0.49356
40392 | 12.74 | 1 | 365 | 14.5044 | 0.19519 | 14 | 0.6996
41159 | 12.22 | 1 | 365 | 13.9124 | 0.0035475 | 13 | 0.91594
50285 | 5.2 | 1 | 365 | 5.9202 | 0.9164 | 6 | 0.83657
37825 | 2.08 | 1 | 365 | 2.3681 | 0.76656 | 3 | 0.13463
40240 | 7.65 | 1 | 365 | 8.7095 | 0.53086 | 9 | 0.24034
38762 | 16.64 | 1 | 365 | 18.9445 | 0.13249 | 19 | 0.077024
50591 | 20.02 | 1 | 365 | 22.7926 | 0.87815 | 23 | 0.67079
39706 | 6.24 | 1 | 365 | 7.1042 | 0.29968 | 7 | 0.40388
40860 | 5.565 | 1 | 365 | 6.3357 | 0.75284 | 7 | 0.08856
42056 | 5.46 | 1 | 365 | 6.2162 | 0.51222 | 6 | 0.7284
40759 | 10.14 | 1 | 365 | 11.5443 | 0.23699 | 11 | 0.78131
40037 | 5.98 | 1 | 365 | 6.8082 | 0.70386 | 7 | 0.51206
47357 | 16.96 | 1 | 365 | 19.3089 | 0.86581 | 20 | 0.17466
47911 | 4.77 | 1 | 365 | 5.4306 | 0.93101 | 6 | 0.36162
45948 | 3.825 | 1 | 365 | 4.3547 | 0.76543 | 5 | 0.12017
37773 | 2.6 | 1 | 365 | 2.9601 | 0.9582 | 3 | 0.91828
40114 | 8.06 | 1 | 365 | 9.1763 | 0.47042 | 9 | 0.64668
43900 | 4.42 | 1 | 365 | 5.0321 | 0.12894 | 5 | 0.16108
43606 | 5.98 | 1 | 365 | 6.8082 | 0.70386 | 7 | 0.51206
39298 | 5.46 | 1 | 365 | 6.2162 | 0.51222 | 6 | 0.7284
39933 | 6.885 | 1 | 365 | 7.8385 | 0.77778 | 8 | 0.6163
50446 | 5.46 | 1 | 365 | 6.2162 | 0.51222 | 6 | 0.7284
42066 | 9.69 | 1 | 365 | 11.032 | 0.20576 | 11 | 0.23776
38736 | 15.6 | 1 | 365 | 17.7605 | 0.74921 | 18 | 0.50971
45469 | 4.68 | 1 | 365 | 5.3282 | 0.72476 | 6 | 0.052913
46292 | 2.6 | 1 | 365 | 2.9601 | 0.9582 | 3 | 0.91828
41540 | 6.5 | 1 | 365 | 7.4002 | 0.8955 | 8 | 0.29571
41003 | 7.54 | 1 | 365 | 8.5842 | 0.27878 | 8 | 0.86303
41972 | 8.48 | 1 | 365 | 9.6544 | 0.4329 | 10 | 0.087329
37990 | 7.8 | 1 | 365 | 8.8803 | 0.8746 | 9 | 0.75485
37803 | 4.42 | 1 | 365 | 5.0321 | 0.12894 | 5 | 0.16108
40296 | 13.78 | 1 | 365 | 15.6884 | 0.57847 | 16 | 0.26691
41823 | 2.6 | 1 | 365 | 2.9601 | 0.9582 | 3 | 0.91828
41488 | 2.915 | 1 | 365 | 3.3187 | 0.68006 | 3 | 0.99877
47532 | 7.28 | 1 | 365 | 8.2882 | 0.68296 | 8 | 0.9712
45740 | 3.9 | 1 | 365 | 4.4401 | 0.9373 | 5 | 0.37743
39285 | 14.04 | 1 | 365 | 15.9845 | 0.17429 | 16 | 0.15874
50348 | 14.025 | 1 | 365 | 15.9674 | 0.13991 | 16 | 0.10729
41704 | 14.04 | 1 | 365 | 15.9845 | 0.17429 | 16 | 0.15874
47521 | 3.9 | 1 | 365 | 4.4401 | 0.9373 | 5 | 0.37743
41502 | 5.3 | 1 | 365 | 6.034 | 0.14556 | 6 | 0.17958
43781 | 3.06 | 1 | 365 | 3.4838 | 0.012345 | 3 | 0.49614
38252 | 14.04 | 1 | 365 | 15.9845 | 0.17429 | 16 | 0.15874
50510 | 5.1 | 1 | 365 | 5.8063 | 0.68724 | 6 | 0.49356
50618 | 10.2 | 1 | 365 | 11.6126 | 0.37448 | 11 | 0.98712
50363 | 3.12 | 1 | 365 | 3.5521 | 0.14984 | 3 | 0.70194
47390 | 7.8 | 1 | 365 | 8.8803 | 0.8746 | 9 | 0.75485
45017 | 3.9 | 1 | 365 | 4.4401 | 0.9373 | 5 | 0.37743
48573 | 8.16 | 1 | 365 | 9.2901 | 0.69959 | 9 | 0.98969
50360 | 6.76 | 1 | 365 | 7.6962 | 0.49132 | 8 | 0.18754
50478 | 3.12 | 1 | 365 | 3.5521 | 0.14984 | 3 | 0.70194
40104 | 5.355 | 1 | 365 | 6.0966 | 0.2716 | 6 | 0.36824
42449 | 7.54 | 1 | 365 | 8.5842 | 0.27878 | 8 | 0.86303
40279 | 9.01 | 1 | 365 | 10.2578 | 0.64746 | 10 | 0.90529
36054 | 4.42 | 1 | 365 | 5.0321 | 0.12894 | 5 | 0.16108
39097 | 10.92 | 1 | 365 | 12.4324 | 0.024447 | 12 | 0.4568
41233 | 12.42 | 1 | 365 | 14.1401 | 0.46187 | 14 | 0.60196
48540 | 4.68 | 1 | 365 | 5.3282 | 0.72476 | 6 | 0.052913
37971 | 7.8 | 1 | 365 | 8.8803 | 0.8746 | 9 | 0.75485
50266 | 4.42 | 1 | 365 | 5.0321 | 0.12894 | 5 | 0.16108
40120 | 10.4 | 1 | 365 | 11.8403 | 0.83281 | 12 | 0.67314
38353 | 5.46 | 1 | 365 | 6.2162 | 0.51222 | 6 | 0.7284
48550 | 6.5 | 1 | 365 | 7.4002 | 0.8955 | 8 | 0.29571
39282 | 6.63 | 1 | 365 | 7.5482 | 0.19341 | 7 | 0.74163
34620 | 2.86 | 1 | 365 | 3.2561 | 0.55402 | 3 | 0.81011
39608 | 7.28 | 1 | 365 | 8.2882 | 0.68296 | 8 | 0.9712
33459 | 9.805 | 1 | 365 | 11.1629 | 0.46929 | 11 | 0.63222
39499 | 4.32 | 1 | 365 | 4.9183 | 0.89978 | 5 | 0.81807
39415 | 9.36 | 1 | 365 | 10.6563 | 0.44953 | 11 | 0.10583
32865 | 7.28 | 1 | 365 | 8.2882 | 0.68296 | 8 | 0.9712
41442 | 10.71 | 1 | 365 | 12.1933 | 0.54321 | 12 | 0.73647
42057 | 15.9 | 1 | 365 | 18.102 | 0.43669 | 18 | 0.53874
38473 | 8.06 | 1 | 365 | 9.1763 | 0.47042 | 9 | 0.64668
39357 | 5.1 | 1 | 365 | 5.8063 | 0.68724 | 6 | 0.49356
40463 | 5.46 | 1 | 365 | 6.2162 | 0.51222 | 6 | 0.7284
41362 | 5.46 | 1 | 365 | 6.2162 | 0.51222 | 6 | 0.7284
50620 | 10.66 | 1 | 365 | 12.1363 | 0.42863 | 12 | 0.56497
41480 | 10.965 | 1 | 365 | 12.4836 | 0.12757 | 12 | 0.61115
52657 | 6.375 | 1 | 365 | 7.2579 | 0.60905 | 7 | 0.86695
45751 | 8.58 | 1 | 365 | 9.7683 | 0.66207 | 10 | 0.43034
40185 | 7.54 | 1 | 365 | 8.5842 | 0.27878 | 8 | 0.86303
40555 | 3.9 | 1 | 365 | 4.4401 | 0.9373 | 5 | 0.37743
40414 | 4.16 | 1 | 365 | 4.7361 | 0.53312 | 5 | 0.26926
39212 | 6.24 | 1 | 365 | 7.1042 | 0.29968 | 7 | 0.40388
42367 | 6.24 | 1 | 365 | 7.1042 | 0.29968 | 7 | 0.40388
39217 | 6.24 | 1 | 365 | 7.1042 | 0.29968 | 7 | 0.40388
48591 | 5.1 | 1 | 365 | 5.8063 | 0.68724 | 6 | 0.49356
45706 | 3.12 | 1 | 365 | 3.5521 | 0.14984 | 3 | 0.70194
50317 | 6.63 | 1 | 365 | 7.5482 | 0.19341 | 7 | 0.74163
43683 | 7.155 | 1 | 365 | 8.1459 | 0.39651 | 8 | 0.54243
45399 | 3.9 | 1 | 365 | 4.4401 | 0.9373 | 5 | 0.37743
38815 | 4.59 | 1 | 365 | 5.2257 | 0.51852 | 5 | 0.7442
45630 | 12.985 | 1 | 365 | 14.7833 | 0.75663 | 15 | 0.53997
47883 | 11.22 | 1 | 365 | 12.7739 | 0.71193 | 13 | 0.48583
46222 | 8.58 | 1 | 365 | 9.7683 | 0.66207 | 10 | 0.43034
50622 | 7.14 | 1 | 365 | 8.1288 | 0.36214 | 8 | 0.49098
50464 | 6.12 | 1 | 365 | 6.9676 | 0.02469 | 6 | 0.99227
39678 | 4.05 | 1 | 365 | 4.6109 | 0.28104 | 4 | 0.89194
50602 | 3.825 | 1 | 365 | 4.3547 | 0.76543 | 5 | 0.12017
50580 | 6.375 | 1 | 365 | 7.2579 | 0.60905 | 7 | 0.86695
39714 | 8.415 | 1 | 365 | 9.5804 | 0.28395 | 9 | 0.86437
41098 | 5.035 | 1 | 365 | 5.7323 | 0.53829 | 6 | 0.2706
43808 | 6.75 | 1 | 365 | 7.6848 | 0.46841 | 8 | 0.15324
39663 | 11.44 | 1 | 365 | 13.0244 | 0.21609 | 13 | 0.24045
41146 | 9.88 | 1 | 365 | 11.2483 | 0.64117 | 11 | 0.88948
40968 | 7.8 | 1 | 365 | 8.8803 | 0.8746 | 9 | 0.75485
39653 | 11.18 | 1 | 365 | 12.7284 | 0.62027 | 13 | 0.34863
50356 | 8.415 | 1 | 365 | 9.5804 | 0.28395 | 9 | 0.86437
40190 | 8.16 | 1 | 365 | 9.2901 | 0.69959 | 9 | 0.98969
43755 | 7.14 | 1 | 365 | 8.1288 | 0.36214 | 8 | 0.49098
50736 | 7.905 | 1 | 365 | 8.9998 | 0.11522 | 9 | 0.11502
31232 | 11.96 | 1 | 365 | 13.6164 | 0.40773 | 14 | 0.024111
40008 | 5.865 | 1 | 365 | 6.6773 | 0.44033 | 7 | 0.11759
50636 | 15.08 | 1 | 365 | 17.1685 | 0.55757 | 17 | 0.72605
37854 | 3.38 | 1 | 365 | 3.8481 | 0.74566 | 4 | 0.59377
39617 | 7.28 | 1 | 365 | 8.2882 | 0.68296 | 8 | 0.9712
37705 | 6.5 | 1 | 365 | 7.4002 | 0.8955 | 8 | 0.29571
42019 | 5.72 | 1 | 365 | 6.5122 | 0.10804 | 6 | 0.62023
50409 | 8.415 | 1 | 365 | 9.5804 | 0.28395 | 9 | 0.86437
50224 | 10.965 | 1 | 365 | 12.4836 | 0.12757 | 12 | 0.61115
50616 | 6.63 | 1 | 365 | 7.5482 | 0.19341 | 7 | 0.74163
43825 | 9.36 | 1 | 365 | 10.6563 | 0.44953 | 11 | 0.10583
50386 | 10.965 | 1 | 365 | 12.4836 | 0.12757 | 12 | 0.61115
38138 | 6.5 | 1 | 365 | 7.4002 | 0.8955 | 8 | 0.29571
39996 | 5.46 | 1 | 365 | 6.2162 | 0.51222 | 6 | 0.7284
39925 | 3.06 | 1 | 365 | 3.4838 | 0.012345 | 3 | 0.49614
39513 | 4.94 | 1 | 365 | 5.6242 | 0.32058 | 5 | 0.94474
40959 | 7.54 | 1 | 365 | 8.5842 | 0.27878 | 8 | 0.86303
37298 | 3.9 | 1 | 365 | 4.4401 | 0.9373 | 5 | 0.37743
49407 | 4.505 | 1 | 365 | 5.1289 | 0.32373 | 5 | 0.45264
39154 | 5.46 | 1 | 365 | 6.2162 | 0.51222 | 6 | 0.7284
41788 | 8.06 | 1 | 365 | 9.1763 | 0.47042 | 9 | 0.64668
42863 | 6.24 | 1 | 365 | 7.1042 | 0.29968 | 7 | 0.40388
39732 | 7.54 | 1 | 365 | 8.5842 | 0.27878 | 8 | 0.86303
40916 | 3.64 | 1 | 365 | 4.1441 | 0.34148 | 4 | 0.4856
45758 | 4.08 | 1 | 365 | 4.6451 | 0.34979 | 4 | 0.99485
47553 | 12.72 | 1 | 365 | 14.4816 | 0.14936 | 14 | 0.63099
41793 | 14.045 | 1 | 365 | 15.9901 | 0.18575 | 16 | 0.17589
50615 | 5.1 | 1 | 365 | 5.8063 | 0.68724 | 6 | 0.49356
42424 | 14.535 | 1 | 365 | 16.548 | 0.30864 | 16 | 0.85664
40551 | 5.46 | 1 | 365 | 6.2162 | 0.51222 | 6 | 0.7284
39197 | 13.77 | 1 | 365 | 15.6771 | 0.55555 | 16 | 0.23261
45101 | 9.18 | 1 | 365 | 10.4514 | 0.037035 | 10 | 0.48841
45873 | 10.4 | 1 | 365 | 11.8403 | 0.83281 | 12 | 0.67314
47509 | 8.925 | 1 | 365 | 10.1611 | 0.45267 | 10 | 0.61373
40233 | 9.62 | 1 | 365 | 10.9523 | 0.045346 | 10 | 0.99765
39365 | 6.76 | 1 | 365 | 7.6962 | 0.49132 | 8 | 0.18754
38767 | 7.8 | 1 | 365 | 8.8803 | 0.8746 | 9 | 0.75485
45324 | 20.8 | 1 | 365 | 23.6807 | 0.66561 | 24 | 0.34628
38219 | 10.865 | 1 | 365 | 12.3697 | 0.89841 | 13 | 0.26814
39594 | 6.24 | 1 | 365 | 7.1042 | 0.29968 | 7 | 0.40388
41149 | 5.46 | 1 | 365 | 6.2162 | 0.51222 | 6 | 0.7284
38162 | 7.8 | 1 | 365 | 8.8803 | 0.8746 | 9 | 0.75485
39276 | 8.32 | 1 | 365 | 9.4723 | 0.066245 | 9 | 0.53851
42078 | 12.74 | 1 | 365 | 14.5044 | 0.19519 | 14 | 0.6996
38025 | 9.1 | 1 | 365 | 10.3603 | 0.85371 | 11 | 0.214
39322 | 10.14 | 1 | 365 | 11.5443 | 0.23699 | 11 | 0.78131
50406 | 3.78 | 1 | 365 | 4.3035 | 0.66231 | 4 | 0.96581
41416 | 11.44 | 1 | 365 | 13.0244 | 0.21609 | 13 | 0.24045
50562 | 8.06 | 1 | 365 | 9.1763 | 0.47042 | 9 | 0.64668
39614 | 8.32 | 1 | 365 | 9.4723 | 0.066245 | 9 | 0.53851
48107 | 3.12 | 1 | 365 | 3.5521 | 0.14984 | 3 | 0.70194
41229 | 8.58 | 1 | 365 | 9.7683 | 0.66207 | 10 | 0.43034
42017 | 8.215 | 1 | 365 | 9.3527 | 0.82563 | 10 | 0.17835
50233 | 5.355 | 1 | 365 | 6.0966 | 0.2716 | 6 | 0.36824
42452 | 6.5 | 1 | 365 | 7.4002 | 0.8955 | 8 | 0.29571
50368 | 5.865 | 1 | 365 | 6.6773 | 0.44033 | 7 | 0.11759
39932 | 4.42 | 1 | 365 | 5.0321 | 0.12894 | 5 | 0.16108
45969 | 6.12 | 1 | 365 | 6.9676 | 0.02469 | 6 | 0.99227
40757 | 5.61 | 1 | 365 | 6.3869 | 0.85597 | 7 | 0.24291
37804 | 5.46 | 1 | 365 | 6.2162 | 0.51222 | 6 | 0.7284
47555 | 4.68 | 1 | 365 | 5.3282 | 0.72476 | 6 | 0.052913
42415 | 9.36 | 1 | 365 | 10.6563 | 0.44953 | 11 | 0.10583
43816 | 14.28 | 1 | 365 | 16.2577 | 0.72428 | 16 | 0.98197
40987 | 4.16 | 1 | 365 | 4.7361 | 0.53312 | 5 | 0.26926
45502 | 6.375 | 1 | 365 | 7.2579 | 0.60905 | 7 | 0.86695
50627 | 9.435 | 1 | 365 | 10.7417 | 0.6214 | 11 | 0.36308
42369 | 9.62 | 1 | 365 | 10.9523 | 0.045346 | 10 | 0.99765
38019 | 2.6 | 1 | 365 | 2.9601 | 0.9582 | 3 | 0.91828
38529 | 5.98 | 1 | 365 | 6.8082 | 0.70386 | 7 | 0.51206
40710 | 2.12 | 1 | 365 | 2.4136 | 0.85823 | 3 | 0.27183
44952 | 4.68 | 1 | 365 | 5.3282 | 0.72476 | 6 | 0.052913
38101 | 8.32 | 1 | 365 | 9.4723 | 0.066245 | 9 | 0.53851
39609 | 12.22 | 1 | 365 | 13.9124 | 0.0035475 | 13 | 0.91594
39290 | 4.68 | 1 | 365 | 5.3282 | 0.72476 | 6 | 0.052913
41422 | 9.88 | 1 | 365 | 11.2483 | 0.64117 | 11 | 0.88948
39580 | 8.84 | 1 | 365 | 10.0643 | 0.25789 | 10 | 0.32217
42024 | 5.565 | 1 | 365 | 6.3357 | 0.75284 | 7 | 0.08856
45769 | 4.845 | 1 | 365 | 5.516 | 0.10288 | 5 | 0.61888
47901 | 4.08 | 1 | 365 | 4.6451 | 0.34979 | 4 | 0.99485
39236 | 3.975 | 1 | 365 | 4.5255 | 0.10917 | 4 | 0.63469
42345 | 8.16 | 1 | 365 | 9.2901 | 0.69959 | 9 | 0.98969
50238 | 4.08 | 1 | 365 | 4.6451 | 0.34979 | 4 | 0.99485
48088 | 11.7 | 1 | 365 | 13.3204 | 0.81191 | 14 | 0.13228
45494 | 2.805 | 1 | 365 | 3.1935 | 0.42798 | 3 | 0.62146
50424 | 8.37 | 1 | 365 | 9.5292 | 0.18083 | 9 | 0.71002
47865 | 7.14 | 1 | 365 | 8.1288 | 0.36214 | 8 | 0.49098
39975 | 9.275 | 1 | 365 | 10.5595 | 0.25474 | 10 | 0.81427
43815 | 9.36 | 1 | 365 | 10.6563 | 0.44953 | 11 | 0.10583
45609 | 8.84 | 1 | 365 | 10.0643 | 0.25789 | 10 | 0.32217
45660 | 4.08 | 1 | 365 | 4.6451 | 0.34979 | 4 | 0.99485
42374 | 4.68 | 1 | 365 | 5.3282 | 0.72476 | 6 | 0.052913
50364 | 5.1 | 1 | 365 | 5.8063 | 0.68724 | 6 | 0.49356
47463 | 5.72 | 1 | 365 | 6.5122 | 0.10804 | 6 | 0.62023
41670 | 2.295 | 1 | 365 | 2.6128 | 0.25926 | 2 | 0.8721
48036 | 2.6 | 1 | 365 | 2.9601 | 0.9582 | 3 | 0.91828
40048 | 9.1 | 1 | 365 | 10.3603 | 0.85371 | 11 | 0.214
44758 | 7.02 | 1 | 365 | 7.9922 | 0.087144 | 8 | 0.079369
41452 | 4.68 | 1 | 365 | 5.3282 | 0.72476 | 6 | 0.052913
45765 | 10.4 | 1 | 365 | 11.8403 | 0.83281 | 12 | 0.67314
47776 | 11.475 | 1 | 365 | 13.0642 | 0.29629 | 13 | 0.36051
40175 | 11.7 | 1 | 365 | 13.3204 | 0.81191 | 14 | 0.13228
54741 | 10.6 | 1 | 365 | 12.068 | 0.29113 | 12 | 0.35916
45663 | 11.73 | 1 | 365 | 13.3545 | 0.88066 | 14 | 0.23519
46356 | 9.945 | 1 | 365 | 11.3223 | 0.79012 | 12 | 0.11244
43066 | 8.48 | 1 | 365 | 9.6544 | 0.4329 | 10 | 0.087329
43741 | 10.335 | 1 | 365 | 11.7663 | 0.68385 | 12 | 0.45018
41212 | 10.92 | 1 | 365 | 12.4324 | 0.024447 | 12 | 0.4568
42208 | 6.12 | 1 | 365 | 6.9676 | 0.02469 | 6 | 0.99227
41391 | 12.48 | 1 | 365 | 14.2084 | 0.59937 | 14 | 0.80777
45767 | 4.95 | 1 | 365 | 5.6355 | 0.3435 | 5 | 0.97904
54699 | 7.28 | 1 | 365 | 8.2882 | 0.68296 | 8 | 0.9712
47502 | 12.22 | 1 | 365 | 13.9124 | 0.0035475 | 13 | 0.91594
54702 | 4.59 | 1 | 365 | 5.2257 | 0.51852 | 5 | 0.7442
48585 | 5.61 | 1 | 365 | 6.3869 | 0.85597 | 7 | 0.24291
46279 | 10.965 | 1 | 365 | 12.4836 | 0.12757 | 12 | 0.61115
47563 | 3.825 | 1 | 365 | 4.3547 | 0.76543 | 5 | 0.12017
42189 | 4.68 | 1 | 365 | 5.3282 | 0.72476 | 6 | 0.052913
42346 | 9.62 | 1 | 365 | 10.9523 | 0.045346 | 10 | 0.99765
50271 | 6.12 | 1 | 365 | 6.9676 | 0.02469 | 6 | 0.99227
41134 | 8.84 | 1 | 365 | 10.0643 | 0.25789 | 10 | 0.32217
40142 | 7.28 | 1 | 365 | 8.2882 | 0.68296 | 8 | 0.9712
45174 | 2.295 | 1 | 365 | 2.6128 | 0.25926 | 2 | 0.8721
43003 | 5.46 | 1 | 365 | 6.2162 | 0.51222 | 6 | 0.7284
45916 | 9.435 | 1 | 365 | 10.7417 | 0.6214 | 11 | 0.36308
39476 | 12.74 | 1 | 365 | 14.5044 | 0.19519 | 14 | 0.6996
46237 | 14.04 | 1 | 365 | 15.9845 | 0.17429 | 16 | 0.15874
50322 | 3.06 | 1 | 365 | 3.4838 | 0.012345 | 3 | 0.49614
45475 | 4.59 | 1 | 365 | 5.2257 | 0.51852 | 5 | 0.7442
54692 | 7.14 | 1 | 365 | 8.1288 | 0.36214 | 8 | 0.49098
54690 | 9.435 | 1 | 365 | 10.7417 | 0.6214 | 11 | 0.36308
54838 | 14.04 | 1 | 365 | 15.9845 | 0.17429 | 16 | 0.15874
54729 | 13.78 | 1 | 365 | 15.6884 | 0.57847 | 16 | 0.26691
54685 | 4.08 | 1 | 365 | 4.6451 | 0.34979 | 4 | 0.99485
54385 | 9.435 | 1 | 365 | 10.7417 | 0.6214 | 11 | 0.36308
40152 | 7.8 | 1 | 365 | 8.8803 | 0.8746 | 9 | 0.75485
54392 | 7.28 | 1 | 365 | 8.2882 | 0.68296 | 8 | 0.9712
39544 | 4.68 | 1 | 365 | 5.3282 | 0.72476 | 6 | 0.052913
54365 | 10.455 | 1 | 365 | 11.903 | 0.95885 | 12 | 0.8618
45730 | 6.76 | 1 | 365 | 7.6962 | 0.49132 | 8 | 0.18754
54358 | 7.65 | 1 | 365 | 8.7095 | 0.53086 | 9 | 0.24034
40062 | 7.02 | 1 | 365 | 7.9922 | 0.087144 | 8 | 0.079369
48112 | 7.02 | 1 | 365 | 7.9922 | 0.087144 | 8 | 0.079369
54400 | 6.24 | 1 | 365 | 7.1042 | 0.29968 | 7 | 0.40388
38881 | 7.14 | 1 | 365 | 8.1288 | 0.36214 | 8 | 0.49098
40075 | 8.925 | 1 | 365 | 10.1611 | 0.45267 | 10 | 0.61373
45893 | 8.84 | 1 | 365 | 10.0643 | 0.25789 | 10 | 0.32217
40165 | 4.94 | 1 | 365 | 5.6242 | 0.32058 | 5 | 0.94474
46665 | 9.62 | 1 | 365 | 10.9523 | 0.045346 | 10 | 0.99765
50312 | 3.9 | 1 | 365 | 4.4401 | 0.9373 | 5 | 0.37743
46609 | 8.06 | 1 | 365 | 9.1763 | 0.47042 | 9 | 0.64668
50337 | 5.98 | 1 | 365 | 6.8082 | 0.70386 | 7 | 0.51206
40434 | 4.42 | 1 | 365 | 5.0321 | 0.12894 | 5 | 0.16108
50319 | 5.98 | 1 | 365 | 6.8082 | 0.70386 | 7 | 0.51206
50652 | 17.34 | 1 | 365 | 19.7415 | 0.73662 | 20 | 0.4781
50335 | 10.4 | 1 | 365 | 11.8403 | 0.83281 | 12 | 0.67314
45308 | 5.72 | 1 | 365 | 6.5122 | 0.10804 | 6 | 0.62023
41634 | 4.335 | 1 | 365 | 4.9354 | 0.93416 | 5 | 0.86953
54386 | 6.885 | 1 | 365 | 7.8385 | 0.77778 | 8 | 0.6163
45682 | 5.035 | 1 | 365 | 5.7323 | 0.53829 | 6 | 0.2706
45741 | 9.435 | 1 | 365 | 10.7417 | 0.6214 | 11 | 0.36308
48414 | 6.24 | 1 | 365 | 7.1042 | 0.29968 | 7 | 0.40388
54520 | 2.12 | 1 | 365 | 2.4136 | 0.85823 | 3 | 0.27183
45659 | 9.69 | 1 | 365 | 11.032 | 0.20576 | 11 | 0.23776
54370 | 2.55 | 1 | 365 | 2.9032 | 0.84362 | 3 | 0.74678
48139 | 12.24 | 1 | 365 | 13.9352 | 0.04938 | 13 | 0.98454
46364 | 5.355 | 1 | 365 | 6.0966 | 0.2716 | 6 | 0.36824
54389 | 11.985 | 1 | 365 | 13.6448 | 0.46502 | 14 | 0.10986
46159 | 10.455 | 1 | 365 | 11.903 | 0.95885 | 12 | 0.8618
50633 | 6.12 | 1 | 365 | 6.9676 | 0.02469 | 6 | 0.99227
54347 | 9.69 | 1 | 365 | 11.032 | 0.20576 | 11 | 0.23776
54447 | 7.8 | 1 | 365 | 8.8803 | 0.8746 | 9 | 0.75485
54471 | 6.12 | 1 | 365 | 6.9676 | 0.02469 | 6 | 0.99227
54458 | 11.73 | 1 | 365 | 13.3545 | 0.88066 | 14 | 0.23519
48101 | 4.59 | 1 | 365 | 5.2257 | 0.51852 | 5 | 0.7442
45364 | 9.01 | 1 | 365 | 10.2578 | 0.64746 | 10 | 0.90529
54460 | 7.395 | 1 | 365 | 8.4192 | 0.9465 | 9 | 0.36566
45680 | 8.16 | 1 | 365 | 9.2901 | 0.69959 | 9 | 0.98969
53684 | 8.84 | 1 | 365 | 10.0643 | 0.25789 | 10 | 0.32217
47845 | 9.62 | 1 | 365 | 10.9523 | 0.045346 | 10 | 0.99765
39923 | 5.2 | 1 | 365 | 5.9202 | 0.9164 | 6 | 0.83657
53729 | 4.335 | 1 | 365 | 4.9354 | 0.93416 | 5 | 0.86953
47741 | 10.71 | 1 | 365 | 12.1933 | 0.54321 | 12 | 0.73647
53889 | 11.18 | 1 | 365 | 12.7284 | 0.62027 | 13 | 0.34863
53928 | 5.83 | 1 | 365 | 6.6374 | 0.36012 | 6 | 0.99754
53934 | 14.535 | 1 | 365 | 16.548 | 0.30864 | 16 | 0.85664
50496 | 3.38 | 1 | 365 | 3.8481 | 0.74566 | 4 | 0.59377
53939 | 8.16 | 1 | 365 | 9.2901 | 0.69959 | 9 | 0.98969
53940 | 6.375 | 1 | 365 | 7.2579 | 0.60905 | 7 | 0.86695
53941 | 4.59 | 1 | 365 | 5.2257 | 0.51852 | 5 | 0.7442
50455 | 9.69 | 1 | 365 | 11.032 | 0.20576 | 11 | 0.23776
53942 | 4.59 | 1 | 365 | 5.2257 | 0.51852 | 5 | 0.7442
53955 | 9.18 | 1 | 365 | 10.4514 | 0.037035 | 10 | 0.48841
52191 | 8.925 | 1 | 365 | 10.1611 | 0.45267 | 10 | 0.61373
54050 | 3.12 | 1 | 365 | 3.5521 | 0.14984 | 3 | 0.70194
53150 | 6.75 | 1 | 365 | 7.6848 | 0.46841 | 8 | 0.15324
40664 | 5.865 | 1 | 365 | 6.6773 | 0.44033 | 7 | 0.11759
50377 | 4.59 | 1 | 365 | 5.2257 | 0.51852 | 5 | 0.7442
54096 | 8.925 | 1 | 365 | 10.1611 | 0.45267 | 10 | 0.61373
53242 | 9.435 | 1 | 365 | 10.7417 | 0.6214 | 11 | 0.36308
41485 | 5.865 | 1 | 365 | 6.6773 | 0.44033 | 7 | 0.11759
47535 | 9.945 | 1 | 365 | 11.3223 | 0.79012 | 12 | 0.11244
54327 | 4.16 | 1 | 365 | 4.7361 | 0.53312 | 5 | 0.26926
54329 | 3.38 | 1 | 365 | 3.8481 | 0.74566 | 4 | 0.59377
53184 | 4.59 | 1 | 365 | 5.2257 | 0.51852 | 5 | 0.7442
54330 | 13.78 | 1 | 365 | 15.6884 | 0.57847 | 16 | 0.26691
54336 | 14.04 | 1 | 365 | 15.9845 | 0.17429 | 16 | 0.15874
41942 | 6.76 | 1 | 365 | 7.6962 | 0.49132 | 8 | 0.18754
54338 | 3.12 | 1 | 365 | 3.5521 | 0.14984 | 3 | 0.70194
53244 | 5.1 | 1 | 365 | 5.8063 | 0.68724 | 6 | 0.49356
47566 | 2.04 | 1 | 365 | 2.3225 | 0.6749 | 2 | 0.99742
47554 | 5.61 | 1 | 365 | 6.3869 | 0.85597 | 7 | 0.24291
50640 | 5.2 | 1 | 365 | 5.9202 | 0.9164 | 6 | 0.83657
44954 | 3.9 | 1 | 365 | 4.4401 | 0.9373 | 5 | 0.37743
40951 | 7.02 | 1 | 365 | 7.9922 | 0.087144 | 8 | 0.079369
40515 | 4.68 | 1 | 365 | 5.3282 | 0.72476 | 6 | 0.052913
54453 | 5.1 | 1 | 365 | 5.8063 | 0.68724 | 6 | 0.49356
54450 | 8.32 | 1 | 365 | 9.4723 | 0.066245 | 9 | 0.53851
54445 | 10.4 | 1 | 365 | 11.8403 | 0.83281 | 12 | 0.67314
54439 | 10.92 | 1 | 365 | 12.4324 | 0.024447 | 12 | 0.4568
54438 | 6.375 | 1 | 365 | 7.2579 | 0.60905 | 7 | 0.86695
54433 | 6.63 | 1 | 365 | 7.5482 | 0.19341 | 7 | 0.74163
54434 | 5.1 | 1 | 365 | 5.8063 | 0.68724 | 6 | 0.49356
54431 | 7.8 | 1 | 365 | 8.8803 | 0.8746 | 9 | 0.75485
54416 | 4.335 | 1 | 365 | 4.9354 | 0.93416 | 5 | 0.86953
54516 | 9.69 | 1 | 365 | 11.032 | 0.20576 | 11 | 0.23776
54506 | 7.65 | 1 | 365 | 8.7095 | 0.53086 | 9 | 0.24034
54507 | 10.2 | 1 | 365 | 11.6126 | 0.37448 | 11 | 0.98712
54505 | 5.565 | 1 | 365 | 6.3357 | 0.75284 | 7 | 0.08856
54544 | 6.885 | 1 | 365 | 7.8385 | 0.77778 | 8 | 0.6163
54427 | 4.08 | 1 | 365 | 4.6451 | 0.34979 | 4 | 0.99485
54554 | 2.295 | 1 | 365 | 2.6128 | 0.25926 | 2 | 0.8721
54413 | 10.965 | 1 | 365 | 12.4836 | 0.12757 | 12 | 0.61115
37805 | 2.86 | 1 | 365 | 3.2561 | 0.55402 | 3 | 0.81011
41991 | 3.32 | 1 | 365 | 3.7798 | 0.60817 | 4 | 0.38796
45869 | 9.945 | 1 | 365 | 11.3223 | 0.79012 | 12 | 0.11244
47562 | 8.06 | 1 | 365 | 9.1763 | 0.47042 | 9 | 0.64668
45979 | 7.28 | 1 | 365 | 8.2882 | 0.68296 | 8 | 0.9712
50570 | 7.29 | 1 | 365 | 8.2996 | 0.70588 | 9 | 0.005499
39264 | 8.84 | 1 | 365 | 10.0643 | 0.25789 | 10 | 0.32217
39664 | 5.2 | 1 | 365 | 5.9202 | 0.9164 | 6 | 0.83657
40124 | 4.68 | 1 | 365 | 5.3282 | 0.72476 | 6 | 0.052913
54343 | 4.77 | 1 | 365 | 5.4306 | 0.93101 | 6 | 0.36162
39542 | 13.52 | 1 | 365 | 15.3924 | 0.98265 | 16 | 0.37508
54346 | 4.845 | 1 | 365 | 5.516 | 0.10288 | 5 | 0.61888
45141 | 5.98 | 1 | 365 | 6.8082 | 0.70386 | 7 | 0.51206
45694 | 6.625 | 1 | 365 | 7.5425 | 0.18196 | 7 | 0.72448
54529 | 4.335 | 1 | 365 | 4.9354 | 0.93416 | 5 | 0.86953
39543 | 10.965 | 1 | 365 | 12.4836 | 0.12757 | 12 | 0.61115
38170 | 6.5 | 1 | 365 | 7.4002 | 0.8955 | 8 | 0.29571
48867 | 12.19 | 1 | 365 | 13.8782 | 0.9348 | 14 | 0.81304
45752 | 3.315 | 1 | 365 | 3.7741 | 0.59671 | 4 | 0.37081
53886 | 7.28 | 1 | 365 | 8.2882 | 0.68296 | 8 | 0.9712
48562 | 6.24 | 1 | 365 | 7.1042 | 0.29968 | 7 | 0.40388
40017 | 8.32 | 1 | 365 | 9.4723 | 0.066245 | 9 | 0.53851
55676 | 4.59 | 1 | 365 | 5.2257 | 0.51852 | 5 | 0.7442
55712 | 6.12 | 1 | 365 | 6.9676 | 0.02469 | 6 | 0.99227
55705 | 10.455 | 1 | 365 | 11.903 | 0.95885 | 12 | 0.8618
41567 | 8.32 | 1 | 365 | 9.4723 | 0.066245 | 9 | 0.53851
39414 | 8.415 | 1 | 365 | 9.5804 | 0.28395 | 9 | 0.86437
47479 | 9.18 | 1 | 365 | 10.4514 | 0.037035 | 10 | 0.48841
41106 | 7.42 | 1 | 365 | 8.4476 | 0.0037907 | 8 | 0.45141
40828 | 4.68 | 1 | 365 | 5.3282 | 0.72476 | 6 | 0.052913
54351 | 11.22 | 1 | 365 | 12.7739 | 0.71193 | 13 | 0.48583
54354 | 5.865 | 1 | 365 | 6.6773 | 0.44033 | 7 | 0.11759
54422 | 4.08 | 1 | 365 | 4.6451 | 0.34979 | 4 | 0.99485
54429 | 3.9 | 1 | 365 | 4.4401 | 0.9373 | 5 | 0.37743
54488 | 6.63 | 1 | 365 | 7.5482 | 0.19341 | 7 | 0.74163
54498 | 3.38 | 1 | 365 | 3.8481 | 0.74566 | 4 | 0.59377
39406 | 11.7 | 1 | 365 | 13.3204 | 0.81191 | 14 | 0.13228
54464 | 5.2 | 1 | 365 | 5.9202 | 0.9164 | 6 | 0.83657
50436 | 5.61 | 1 | 365 | 6.3869 | 0.85597 | 7 | 0.24291
54519 | 4.68 | 1 | 365 | 5.3282 | 0.72476 | 6 | 0.052913
39730 | 7.8 | 1 | 365 | 8.8803 | 0.8746 | 9 | 0.75485
46042 | 8.84 | 1 | 365 | 10.0643 | 0.25789 | 10 | 0.32217
54549 | 3.825 | 1 | 365 | 4.3547 | 0.76543 | 5 | 0.12017
54608 | 8.925 | 1 | 365 | 10.1611 | 0.45267 | 10 | 0.61373
42556 | 5.72 | 1 | 365 | 6.5122 | 0.10804 | 6 | 0.62023
54610 | 9.435 | 1 | 365 | 10.7417 | 0.6214 | 11 | 0.36308
54611 | 11.22 | 1 | 365 | 12.7739 | 0.71193 | 13 | 0.48583
54609 | 9.435 | 1 | 365 | 10.7417 | 0.6214 | 11 | 0.36308
54615 | 9.88 | 1 | 365 | 11.2483 | 0.64117 | 11 | 0.88948
54616 | 8.415 | 1 | 365 | 9.5804 | 0.28395 | 9 | 0.86437
50581 | 7.14 | 1 | 365 | 8.1288 | 0.36214 | 8 | 0.49098
54622 | 3.06 | 1 | 365 | 3.4838 | 0.012345 | 3 | 0.49614
54624 | 6.89 | 1 | 365 | 7.8442 | 0.78923 | 8 | 0.63346
54621 | 3.315 | 1 | 365 | 3.7741 | 0.59671 | 4 | 0.37081
49476 | 6.82 | 1 | 365 | 7.7645 | 0.62882 | 8 | 0.39335
39745 | 4.94 | 1 | 365 | 5.6242 | 0.32058 | 5 | 0.94474
50118 | 4.5 | 1 | 365 | 5.1232 | 0.31227 | 5 | 0.43549
52843 | 5.2 | 1 | 365 | 5.9202 | 0.9164 | 6 | 0.83657
52845 | 5.2 | 1 | 365 | 5.9202 | 0.9164 | 6 | 0.83657
45678 | 5.5 | 1 | 365 | 6.2617 | 0.60389 | 6 | 0.8656
54627 | 3.06 | 1 | 365 | 3.4838 | 0.012345 | 3 | 0.49614
54648 | 7.28 | 1 | 365 | 8.2882 | 0.68296 | 8 | 0.9712
54654 | 10.14 | 1 | 365 | 11.5443 | 0.23699 | 11 | 0.78131
49456 | 6.5 | 1 | 365 | 7.4002 | 0.8955 | 8 | 0.29571
54656 | 10.455 | 1 | 365 | 11.903 | 0.95885 | 12 | 0.8618
45215 | 11.75 | 1 | 365 | 13.3773 | 0.92649 | 14 | 0.30379
54658 | 4.94 | 1 | 365 | 5.6242 | 0.32058 | 5 | 0.94474
44555 | 7 | 1 | 365 | 7.9695 | 0.041312 | 8 | 0.010767
54660 | 3.38 | 1 | 365 | 3.8481 | 0.74566 | 4 | 0.59377
37747 | 4.05 | 1 | 365 | 4.6109 | 0.28104 | 4 | 0.89194
54177 | 7.28 | 1 | 365 | 8.2882 | 0.68296 | 8 | 0.9712
30740 | 7.54 | 1 | 365 | 8.5842 | 0.27878 | 8 | 0.86303
52039 | 8.58 | 1 | 365 | 9.7683 | 0.66207 | 10 | 0.43034
32711 | 9.36 | 1 | 365 | 10.6563 | 0.44953 | 11 | 0.10583
50164 | 5.46 | 1 | 365 | 6.2162 | 0.51222 | 6 | 0.7284
56636 | 9.54 | 1 | 365 | 10.8612 | 0.86202 | 11 | 0.72325
37036 | 5.98 | 1 | 365 | 6.8082 | 0.70386 | 7 | 0.51206
36673 | 7.28 | 1 | 365 | 8.2882 | 0.68296 | 8 | 0.9712
37703 | 5.98 | 1 | 365 | 6.8082 | 0.70386 | 7 | 0.51206
36985 | 6.76 | 1 | 365 | 7.6962 | 0.49132 | 8 | 0.18754
37062 | 7.54 | 1 | 365 | 8.5842 | 0.27878 | 8 | 0.86303
37721 | 6.5 | 1 | 365 | 7.4002 | 0.8955 | 8 | 0.29571
41256 | 3.9 | 1 | 365 | 4.4401 | 0.9373 | 5 | 0.37743
37902 | 10.14 | 1 | 365 | 11.5443 | 0.23699 | 11 | 0.78131
38829 | 4.16 | 1 | 365 | 4.7361 | 0.53312 | 5 | 0.26926
39482 | 10.335 | 1 | 365 | 11.7663 | 0.68385 | 12 | 0.45018
39069 | 12.22 | 1 | 365 | 13.9124 | 0.0035475 | 13 | 0.91594
37882 | 11.44 | 1 | 365 | 13.0244 | 0.21609 | 13 | 0.24045
54180 | 3.38 | 1 | 365 | 3.8481 | 0.74566 | 4 | 0.59377
39431 | 5.98 | 1 | 365 | 6.8082 | 0.70386 | 7 | 0.51206
33219 | 4.68 | 1 | 365 | 5.3282 | 0.72476 | 6 | 0.052913
33539 | 2.34 | 1 | 365 | 2.6641 | 0.36238 | 3 | 0.026456
50303 | 6.12 | 1 | 365 | 6.9676 | 0.02469 | 6 | 0.99227
17945 | 7.28 | 1 | 365 | 8.2882 | 0.68296 | 8 | 0.9712
20396 | 4.94 | 1 | 365 | 5.6242 | 0.32058 | 5 | 0.94474
28034 | 8.32 | 1 | 365 | 9.4723 | 0.066245 | 9 | 0.53851
31699 | 5.98 | 1 | 365 | 6.8082 | 0.70386 | 7 | 0.51206
28808 | 12.74 | 1 | 365 | 14.5044 | 0.19519 | 14 | 0.6996
25619 | 9.1 | 1 | 365 | 10.3603 | 0.85371 | 11 | 0.214
29013 | 3.9 | 1 | 365 | 4.4401 | 0.9373 | 5 | 0.37743
32100 | 13 | 1 | 365 | 14.8004 | 0.79101 | 15 | 0.59142
32418 | 6.24 | 1 | 365 | 7.1042 | 0.29968 | 7 | 0.40388
37524 | 11.275 | 1 | 365 | 12.8365 | 0.83797 | 13 | 0.67449
43761 | 4.56 | 1 | 365 | 5.1915 | 0.44977 | 5 | 0.6413
42710 | 7.2 | 1 | 365 | 8.1972 | 0.49964 | 8 | 0.69679
38354 | 5.985 | 1 | 365 | 6.8139 | 0.71532 | 7 | 0.52921
46029 | 7.02 | 1 | 365 | 7.9922 | 0.087144 | 8 | 0.079369
41125 | 5.72 | 1 | 365 | 6.5122 | 0.10804 | 6 | 0.62023
37307 | 10 | 1 | 365 | 11.3849 | 0.91616 | 12 | 0.3011
37506 | 12.753 | 1 | 365 | 14.5192 | 0.22498 | 14 | 0.74419
37788 | 5.886 | 1 | 365 | 6.7012 | 0.48845 | 7 | 0.18963
37147 | 9.045 | 1 | 365 | 10.2977 | 0.72767 | 11 | 0.025341
46268 | 13 | 1 | 365 | 14.8004 | 0.79101 | 15 | 0.59142
44809 | 7.2 | 1 | 365 | 8.1972 | 0.49964 | 8 | 0.69679
54457 | 6.63 | 1 | 365 | 7.5482 | 0.19341 | 7 | 0.74163
54409 | 7.395 | 1 | 365 | 8.4192 | 0.9465 | 9 | 0.36566
37273 | 4.02 | 1 | 365 | 4.5767 | 0.2123 | 4 | 0.78904
50346 | 12.22 | 1 | 365 | 13.9124 | 0.0035475 | 13 | 0.91594
41988 | 9.45 | 1 | 365 | 10.7588 | 0.65577 | 11 | 0.41454
47361 | 6.21 | 1 | 365 | 7.07 | 0.23094 | 7 | 0.30098
39667 | 9.18 | 1 | 365 | 10.4514 | 0.037035 | 10 | 0.48841
45937 | 6.12 | 1 | 365 | 6.9676 | 0.02469 | 6 | 0.99227
46769 | 3.71 | 1 | 365 | 4.2238 | 0.5019 | 4 | 0.72571
50414 | 2.08 | 1 | 365 | 2.3681 | 0.76656 | 3 | 0.13463
37868 | 5.72 | 1 | 365 | 6.5122 | 0.10804 | 6 | 0.62023
47386 | 8.32 | 1 | 365 | 9.4723 | 0.066245 | 9 | 0.53851
39473 | 5.2 | 1 | 365 | 5.9202 | 0.9164 | 6 | 0.83657
47976 | 8.84 | 1 | 365 | 10.0643 | 0.25789 | 10 | 0.32217
39145 | 3.12 | 1 | 365 | 3.5521 | 0.14984 | 3 | 0.70194
39355 | 14.04 | 1 | 365 | 15.9845 | 0.17429 | 16 | 0.15874
56302 | 8.925 | 1 | 365 | 10.1611 | 0.45267 | 10 | 0.61373
38050 | 3.975 | 1 | 365 | 4.5255 | 0.10917 | 4 | 0.63469
40495 | 10.4 | 1 | 365 | 11.8403 | 0.83281 | 12 | 0.67314
54440 | 3.12 | 1 | 365 | 3.5521 | 0.14984 | 3 | 0.70194
39271 | 5.46 | 1 | 365 | 6.2162 | 0.51222 | 6 | 0.7284
47557 | 10.455 | 1 | 365 | 11.903 | 0.95885 | 12 | 0.8618
46298 | 7.14 | 1 | 365 | 8.1288 | 0.36214 | 8 | 0.49098
50428 | 9.69 | 1 | 365 | 11.032 | 0.20576 | 11 | 0.23776
48558 | 7.95 | 1 | 365 | 9.051 | 0.21835 | 9 | 0.26937
45918 | 7.54 | 1 | 365 | 8.5842 | 0.27878 | 8 | 0.86303
55225 | 8.925 | 1 | 365 | 10.1611 | 0.45267 | 10 | 0.61373
39916 | 6.24 | 1 | 365 | 7.1042 | 0.29968 | 7 | 0.40388
55269 | 5.61 | 1 | 365 | 6.3869 | 0.85597 | 7 | 0.24291
55376 | 3.06 | 1 | 365 | 3.4838 | 0.012345 | 3 | 0.49614
55381 | 10.455 | 1 | 365 | 11.903 | 0.95885 | 12 | 0.8618
55384 | 5.1 | 1 | 365 | 5.8063 | 0.68724 | 6 | 0.49356
55386 | 6.12 | 1 | 365 | 6.9676 | 0.02469 | 6 | 0.99227
55402 | 5.61 | 1 | 365 | 6.3869 | 0.85597 | 7 | 0.24291
54783 | 5.775 | 1 | 365 | 6.5748 | 0.23408 | 6 | 0.80888
46712 | 15.9 | 1 | 365 | 18.102 | 0.43669 | 18 | 0.53874
54875 | 11.44 | 1 | 365 | 13.0244 | 0.21609 | 13 | 0.24045
50113 | 8.7 | 1 | 365 | 9.9049 | 0.93706 | 10 | 0.84195
54872 | 11.96 | 1 | 365 | 13.6164 | 0.40773 | 14 | 0.024111
37339 | 12.753 | 1 | 365 | 14.5192 | 0.22498 | 14 | 0.74419
41994 | 3.975 | 1 | 365 | 4.5255 | 0.10917 | 4 | 0.63469
37337 | 4.58 | 1 | 365 | 5.2143 | 0.4956 | 5 | 0.7099
42651 | 6.9 | 1 | 365 | 7.8556 | 0.81215 | 8 | 0.66776
35737 | 7.5 | 1 | 365 | 8.5387 | 0.18712 | 8 | 0.72582
43802 | 5.83 | 1 | 365 | 6.6374 | 0.36012 | 6 | 0.99754
52531 | 109.8 | 0.9 | 365 | 112.5059 | 0.45749 | 112 | 0.96343
56130 | 5.46 | 1 | 365 | 6.2162 | 0.51222 | 6 | 0.7284
47712 | 5.4 | 1 | 365 | 6.1479 | 0.37473 | 6 | 0.52259
52578 | 2.94 | 1 | 365 | 3.3472 | 0.73735 | 4 | 0.084522
47108 | 7.54 | 1 | 365 | 8.5842 | 0.27878 | 8 | 0.86303
47049 | 9.36 | 1 | 365 | 10.6563 | 0.44953 | 11 | 0.10583
52958 | 4.68 | 1 | 365 | 5.3282 | 0.72476 | 6 | 0.052913
52129 | 7.68 | 1 | 365 | 8.7436 | 0.59961 | 9 | 0.34324
47006 | 5.2 | 1 | 365 | 5.9202 | 0.9164 | 6 | 0.83657
52961 | 8.32 | 1 | 365 | 9.4723 | 0.066245 | 9 | 0.53851
45350 | 6.2 | 1 | 365 | 7.0587 | 0.20802 | 7 | 0.26668
51004 | 10.14 | 1 | 365 | 11.5443 | 0.23699 | 11 | 0.78131
46274 | 8.68 | 1 | 365 | 9.8821 | 0.89123 | 10 | 0.77335
51415 | 22.88 | 1 | 365 | 26.0487 | 0.43217 | 26 | 0.48091
51416 | 15.08 | 1 | 365 | 17.1685 | 0.55757 | 17 | 0.72605
44147 | 11.025 | 1 | 365 | 12.5519 | 0.26507 | 12 | 0.81696
51414 | 13.26 | 1 | 365 | 15.0964 | 0.38683 | 15 | 0.48325
51418 | 11.18 | 1 | 365 | 12.7284 | 0.62027 | 13 | 0.34863
44713 | 12 | 1 | 365 | 13.6619 | 0.49939 | 14 | 0.16132
47040 | 12.24 | 1 | 365 | 13.9352 | 0.04938 | 13 | 0.98454
51420 | 10.66 | 1 | 365 | 12.1363 | 0.42863 | 12 | 0.56497
51423 | 11.7 | 1 | 365 | 13.3204 | 0.81191 | 14 | 0.13228
51424 | 11.7 | 1 | 365 | 13.3204 | 0.81191 | 14 | 0.13228
38369 | 12.48 | 1 | 365 | 14.2084 | 0.59937 | 14 | 0.80777
51642 | 11.96 | 1 | 365 | 13.6164 | 0.40773 | 14 | 0.024111
51966 | 13 | 1 | 365 | 14.8004 | 0.79101 | 15 | 0.59142
52012 | 11.96 | 1 | 365 | 13.6164 | 0.40773 | 14 | 0.024111
52179 | 10.66 | 1 | 365 | 12.1363 | 0.42863 | 12 | 0.56497
43032 | 8.19 | 1 | 365 | 9.3243 | 0.76834 | 10 | 0.092598
51996 | 10.4 | 1 | 365 | 11.8403 | 0.83281 | 12 | 0.67314
52825 | 11.96 | 1 | 365 | 13.6164 | 0.40773 | 14 | 0.024111
51430 | 10.92 | 1 | 365 | 12.4324 | 0.024447 | 12 | 0.4568
52832 | 12.74 | 1 | 365 | 14.5044 | 0.19519 | 14 | 0.6996
51431 | 15.34 | 1 | 365 | 17.4645 | 0.15339 | 17 | 0.61788
52831 | 16.38 | 1 | 365 | 18.6485 | 0.53667 | 19 | 0.1852
51432 | 11.7 | 1 | 365 | 13.3204 | 0.81191 | 14 | 0.13228
53575 | 8.58 | 1 | 365 | 9.7683 | 0.66207 | 10 | 0.43034
53570 | 6.76 | 1 | 365 | 7.6962 | 0.49132 | 8 | 0.18754
51433 | 10.92 | 1 | 365 | 12.4324 | 0.024447 | 12 | 0.4568
51459 | 10.92 | 1 | 365 | 12.4324 | 0.024447 | 12 | 0.4568
53569 | 7.8 | 1 | 365 | 8.8803 | 0.8746 | 9 | 0.75485
51461 | 10.66 | 1 | 365 | 12.1363 | 0.42863 | 12 | 0.56497
53558 | 5.98 | 1 | 365 | 6.8082 | 0.70386 | 7 | 0.51206
47897 | 6.76 | 1 | 365 | 7.6962 | 0.49132 | 8 | 0.18754
53557 | 9.1 | 1 | 365 | 10.3603 | 0.85371 | 11 | 0.214
53555 | 9.52 | 1 | 365 | 10.8385 | 0.81618 | 11 | 0.65464
46636 | 3.71 | 1 | 365 | 4.2238 | 0.5019 | 4 | 0.72571
53554 | 5.04 | 1 | 365 | 5.738 | 0.54974 | 6 | 0.28775
52309 | 5.98 | 1 | 365 | 6.8082 | 0.70386 | 7 | 0.51206
53550 | 7.84 | 1 | 365 | 8.9258 | 0.96627 | 9 | 0.89206
53711 | 3.9 | 1 | 365 | 4.4401 | 0.9373 | 5 | 0.37743
53710 | 8.84 | 1 | 365 | 10.0643 | 0.25789 | 10 | 0.32217
53508 | 7.02 | 1 | 365 | 7.9922 | 0.087144 | 8 | 0.079369
51965 | 12.48 | 1 | 365 | 14.2084 | 0.59937 | 14 | 0.80777
53505 | 4.16 | 1 | 365 | 4.7361 | 0.53312 | 5 | 0.26926
53504 | 7.28 | 1 | 365 | 8.2882 | 0.68296 | 8 | 0.9712
54904 | 17.34 | 1 | 365 | 19.7415 | 0.73662 | 20 | 0.4781
54902 | 11.44 | 1 | 365 | 13.0244 | 0.21609 | 13 | 0.24045
53503 | 9.36 | 1 | 365 | 10.6563 | 0.44953 | 11 | 0.10583
54901 | 11.18 | 1 | 365 | 12.7284 | 0.62027 | 13 | 0.34863
53502 | 5.72 | 1 | 365 | 6.5122 | 0.10804 | 6 | 0.62023
54897 | 13 | 1 | 365 | 14.8004 | 0.79101 | 15 | 0.59142
53501 | 5.98 | 1 | 365 | 6.8082 | 0.70386 | 7 | 0.51206
54891 | 14.04 | 1 | 365 | 15.9845 | 0.17429 | 16 | 0.15874
53577 | 4.08 | 1 | 365 | 4.6451 | 0.34979 | 4 | 0.99485
54890 | 11.44 | 1 | 365 | 13.0244 | 0.21609 | 13 | 0.24045
54889 | 13.78 | 1 | 365 | 15.6884 | 0.57847 | 16 | 0.26691
54870 | 10.66 | 1 | 365 | 12.1363 | 0.42863 | 12 | 0.56497
54866 | 16.83 | 1 | 365 | 19.1608 | 0.5679 | 19 | 0.72874
53587 | 5.98 | 1 | 365 | 6.8082 | 0.70386 | 7 | 0.51206
54858 | 7.8 | 1 | 365 | 8.8803 | 0.8746 | 9 | 0.75485
53499 | 9.36 | 1 | 365 | 10.6563 | 0.44953 | 11 | 0.10583
54854 | 5.46 | 1 | 365 | 6.2162 | 0.51222 | 6 | 0.7284
54893 | 10.4 | 1 | 365 | 11.8403 | 0.83281 | 12 | 0.67314
54850 | 6.76 | 1 | 365 | 7.6962 | 0.49132 | 8 | 0.18754
44558 | 4.16 | 1 | 365 | 4.7361 | 0.53312 | 5 | 0.26926
45348 | 7.54 | 1 | 365 | 8.5842 | 0.27878 | 8 | 0.86303
45699 | 3.38 | 1 | 365 | 3.8481 | 0.74566 | 4 | 0.59377
34264 | 7.28 | 1 | 365 | 8.2882 | 0.68296 | 8 | 0.9712
48657 | 10.66 | 1 | 365 | 12.1363 | 0.42863 | 12 | 0.56497
45275 | 10.4 | 1 | 365 | 11.8403 | 0.83281 | 12 | 0.67314
33854 | 4.16 | 1 | 365 | 4.7361 | 0.53312 | 5 | 0.26926
53497 | 5.72 | 1 | 365 | 6.5122 | 0.10804 | 6 | 0.62023
51372 | 10.4 | 1 | 365 | 11.8403 | 0.83281 | 12 | 0.67314
53496 | 2.08 | 1 | 365 | 2.3681 | 0.76656 | 3 | 0.13463
32546 | 7.02 | 1 | 365 | 7.9922 | 0.087144 | 8 | 0.079369
53495 | 5.98 | 1 | 365 | 6.8082 | 0.70386 | 7 | 0.51206
53407 | 7.02 | 1 | 365 | 7.9922 | 0.087144 | 8 | 0.079369
32531 | 7.28 | 1 | 365 | 8.2882 | 0.68296 | 8 | 0.9712
53405 | 6.24 | 1 | 365 | 7.1042 | 0.29968 | 7 | 0.40388
32180 | 5.98 | 1 | 365 | 6.8082 | 0.70386 | 7 | 0.51206
51394 | 3.12 | 1 | 365 | 3.5521 | 0.14984 | 3 | 0.70194
50811 | 5.46 | 1 | 365 | 6.2162 | 0.51222 | 6 | 0.7284
51395 | 5.46 | 1 | 365 | 6.2162 | 0.51222 | 6 | 0.7284
50886 | 8.84 | 1 | 365 | 10.0643 | 0.25789 | 10 | 0.32217
54853 | 7.02 | 1 | 365 | 7.9922 | 0.087144 | 8 | 0.079369
51793 | 7.8 | 1 | 365 | 8.8803 | 0.8746 | 9 | 0.75485
54814 | 7.28 | 1 | 365 | 8.2882 | 0.68296 | 8 | 0.9712
52507 | 7.02 | 1 | 365 | 7.9922 | 0.087144 | 8 | 0.079369
53596 | 6.325 | 1 | 365 | 7.201 | 0.49447 | 7 | 0.69544
54809 | 2.86 | 1 | 365 | 3.2561 | 0.55402 | 3 | 0.81011
52586 | 4.16 | 1 | 365 | 4.7361 | 0.53312 | 5 | 0.26926
52557 | 3.9 | 1 | 365 | 4.4401 | 0.9373 | 5 | 0.37743
52681 | 4.94 | 1 | 365 | 5.6242 | 0.32058 | 5 | 0.94474
52555 | 3.64 | 1 | 365 | 4.1441 | 0.34148 | 4 | 0.4856
52723 | 3.9 | 1 | 365 | 4.4401 | 0.9373 | 5 | 0.37743
52550 | 8.32 | 1 | 365 | 9.4723 | 0.066245 | 9 | 0.53851
53750 | 5.72 | 1 | 365 | 6.5122 | 0.10804 | 6 | 0.62023
52418 | 6.5 | 1 | 365 | 7.4002 | 0.8955 | 8 | 0.29571
52510 | 4.16 | 1 | 365 | 4.7361 | 0.53312 | 5 | 0.26926
53749 | 9.88 | 1 | 365 | 11.2483 | 0.64117 | 11 | 0.88948
52793 | 6.24 | 1 | 365 | 7.1042 | 0.29968 | 7 | 0.40388
53748 | 4.42 | 1 | 365 | 5.0321 | 0.12894 | 5 | 0.16108
52265 | 12.22 | 1 | 365 | 13.9124 | 0.0035475 | 13 | 0.91594
53746 | 4.94 | 1 | 365 | 5.6242 | 0.32058 | 5 | 0.94474
52277 | 5.2 | 1 | 365 | 5.9202 | 0.9164 | 6 | 0.83657
53745 | 5.98 | 1 | 365 | 6.8082 | 0.70386 | 7 | 0.51206
52247 | 9.36 | 1 | 365 | 10.6563 | 0.44953 | 11 | 0.10583
53743 | 5.72 | 1 | 365 | 6.5122 | 0.10804 | 6 | 0.62023
53741 | 9.1 | 1 | 365 | 10.3603 | 0.85371 | 11 | 0.214
53402 | 5.72 | 1 | 365 | 6.5122 | 0.10804 | 6 | 0.62023
52156 | 7.02 | 1 | 365 | 7.9922 | 0.087144 | 8 | 0.079369
53739 | 5.2 | 1 | 365 | 5.9202 | 0.9164 | 6 | 0.83657
53738 | 7.8 | 1 | 365 | 8.8803 | 0.8746 | 9 | 0.75485
53737 | 6.76 | 1 | 365 | 7.6962 | 0.49132 | 8 | 0.18754
53736 | 4.42 | 1 | 365 | 5.0321 | 0.12894 | 5 | 0.16108
53735 | 6.5 | 1 | 365 | 7.4002 | 0.8955 | 8 | 0.29571
53734 | 7.8 | 1 | 365 | 8.8803 | 0.8746 | 9 | 0.75485
53732 | 7.28 | 1 | 365 | 8.2882 | 0.68296 | 8 | 0.9712
53702 | 5.98 | 1 | 365 | 6.8082 | 0.70386 | 7 | 0.51206
53701 | 4.68 | 1 | 365 | 5.3282 | 0.72476 | 6 | 0.052913
53660 | 7.02 | 1 | 365 | 7.9922 | 0.087144 | 8 | 0.079369
53659 | 4.16 | 1 | 365 | 4.7361 | 0.53312 | 5 | 0.26926
53658 | 7.8 | 1 | 365 | 8.8803 | 0.8746 | 9 | 0.75485
53657 | 6.24 | 1 | 365 | 7.1042 | 0.29968 | 7 | 0.40388
53654 | 9.1 | 1 | 365 | 10.3603 | 0.85371 | 11 | 0.214
53652 | 6.5 | 1 | 365 | 7.4002 | 0.8955 | 8 | 0.29571
53628 | 9.1 | 1 | 365 | 10.3603 | 0.85371 | 11 | 0.214
53624 | 8.84 | 1 | 365 | 10.0643 | 0.25789 | 10 | 0.32217
53618 | 8.32 | 1 | 365 | 9.4723 | 0.066245 | 9 | 0.53851
49871 | 6 | 1 | 365 | 6.831 | 0.7497 | 7 | 0.58066
53612 | 8.58 | 1 | 365 | 9.7683 | 0.66207 | 10 | 0.43034
54278 | 3.9 | 1 | 365 | 4.4401 | 0.9373 | 5 | 0.37743
54120 | 3.38 | 1 | 365 | 3.8481 | 0.74566 | 4 | 0.59377
52500 | 9.36 | 1 | 365 | 10.6563 | 0.44953 | 11 | 0.10583
52947 | 6.76 | 1 | 365 | 7.6962 | 0.49132 | 8 | 0.18754
54211 | 4.16 | 1 | 365 | 4.7361 | 0.53312 | 5 | 0.26926
54356 | 11.96 | 1 | 365 | 13.6164 | 0.40773 | 14 | 0.024111
46774 | 5.2 | 1 | 365 | 5.9202 | 0.9164 | 6 | 0.83657
46730 | 5.2 | 1 | 365 | 5.9202 | 0.9164 | 6 | 0.83657
40924 | 9.81 | 1 | 365 | 11.1686 | 0.48075 | 11 | 0.64938
53401 | 6.5 | 1 | 365 | 7.4002 | 0.8955 | 8 | 0.29571
46689 | 5.3 | 1 | 365 | 6.034 | 0.14556 | 6 | 0.17958
53400 | 8.06 | 1 | 365 | 9.1763 | 0.47042 | 9 | 0.64668
53396 | 9.88 | 1 | 365 | 11.2483 | 0.64117 | 11 | 0.88948
42832 | 12.426 | 1 | 365 | 14.1469 | 0.47562 | 14 | 0.62254
53394 | 6.24 | 1 | 365 | 7.1042 | 0.29968 | 7 | 0.40388
47721 | 5.7 | 1 | 365 | 6.4894 | 0.062211 | 6 | 0.55162
53390 | 6.24 | 1 | 365 | 7.1042 | 0.29968 | 7 | 0.40388
44928 | 7.95 | 1 | 365 | 9.051 | 0.21835 | 9 | 0.26937
43673 | 15.93 | 1 | 365 | 18.1362 | 0.50544 | 18 | 0.64165
45316 | 6.6 | 1 | 365 | 7.5141 | 0.12467 | 7 | 0.63872
46724 | 9.54 | 1 | 365 | 10.8612 | 0.86202 | 11 | 0.72325
43406 | 8.64 | 1 | 365 | 9.8366 | 0.79956 | 10 | 0.63615
51470 | 7.2 | 1 | 365 | 8.1972 | 0.49964 | 8 | 0.69679
51469 | 8.4 | 1 | 365 | 9.5633 | 0.24957 | 9 | 0.81292
47043 | 11.025 | 1 | 365 | 12.5519 | 0.26507 | 12 | 0.81696
47109 | 7.8 | 1 | 365 | 8.8803 | 0.8746 | 9 | 0.75485
47426 | 12.6 | 1 | 365 | 14.345 | 0.87436 | 15 | 0.21938
50544 | 6 | 1 | 365 | 6.831 | 0.7497 | 7 | 0.58066
53392 | 8.32 | 1 | 365 | 9.4723 | 0.066245 | 9 | 0.53851
53383 | 4.16 | 1 | 365 | 4.7361 | 0.53312 | 5 | 0.26926
53379 | 9.62 | 1 | 365 | 10.9523 | 0.045346 | 10 | 0.99765
53378 | 6.5 | 1 | 365 | 7.4002 | 0.8955 | 8 | 0.29571
46708 | 8.84 | 1 | 365 | 10.0643 | 0.25789 | 10 | 0.32217
53376 | 5.2 | 1 | 365 | 5.9202 | 0.9164 | 6 | 0.83657
46790 | 6.89 | 1 | 365 | 7.8442 | 0.78923 | 8 | 0.63346
53375 | 4.16 | 1 | 365 | 4.7361 | 0.53312 | 5 | 0.26926
46735 | 9.36 | 1 | 365 | 10.6563 | 0.44953 | 11 | 0.10583
53372 | 5.98 | 1 | 365 | 6.8082 | 0.70386 | 7 | 0.51206
40440 | 4.5 | 1 | 365 | 5.1232 | 0.31227 | 5 | 0.43549
53370 | 9.1 | 1 | 365 | 10.3603 | 0.85371 | 11 | 0.214
40814 | 12.765 | 1 | 365 | 14.5329 | 0.25248 | 14 | 0.78535
53369 | 4.68 | 1 | 365 | 5.3282 | 0.72476 | 6 | 0.052913
38102 | 6.9 | 1 | 365 | 7.8556 | 0.81215 | 8 | 0.66776
53367 | 4.94 | 1 | 365 | 5.6242 | 0.32058 | 5 | 0.94474
53366 | 8.06 | 1 | 365 | 9.1763 | 0.47042 | 9 | 0.64668
46667 | 5.46 | 1 | 365 | 6.2162 | 0.51222 | 6 | 0.7284
53363 | 5.72 | 1 | 365 | 6.5122 | 0.10804 | 6 | 0.62023
47926 | 6.76 | 1 | 365 | 7.6962 | 0.49132 | 8 | 0.18754
53361 | 9.36 | 1 | 365 | 10.6563 | 0.44953 | 11 | 0.10583
53359 | 9.1 | 1 | 365 | 10.3603 | 0.85371 | 11 | 0.214
53356 | 6.24 | 1 | 365 | 7.1042 | 0.29968 | 7 | 0.40388
48035 | 6.24 | 1 | 365 | 7.1042 | 0.29968 | 7 | 0.40388
47488 | 6.5 | 1 | 365 | 7.4002 | 0.8955 | 8 | 0.29571
46699 | 13.26 | 1 | 365 | 15.0964 | 0.38683 | 15 | 0.48325
53725 | 4.94 | 1 | 365 | 5.6242 | 0.32058 | 5 | 0.94474
46961 | 13.26 | 1 | 365 | 15.0964 | 0.38683 | 15 | 0.48325
46681 | 10.66 | 1 | 365 | 12.1363 | 0.42863 | 12 | 0.56497
53730 | 5.98 | 1 | 365 | 6.8082 | 0.70386 | 7 | 0.51206
46937 | 13.26 | 1 | 365 | 15.0964 | 0.38683 | 15 | 0.48325
53703 | 7.8 | 1 | 365 | 8.8803 | 0.8746 | 9 | 0.75485
37504 | 12.6 | 1 | 365 | 14.345 | 0.87436 | 15 | 0.21938
53724 | 6.5 | 1 | 365 | 7.4002 | 0.8955 | 8 | 0.29571
46939 | 3.9 | 1 | 365 | 4.4401 | 0.9373 | 5 | 0.37743
47131 | 8.32 | 1 | 365 | 9.4723 | 0.066245 | 9 | 0.53851
38625 | 3.924 | 1 | 365 | 4.4674 | 0.9923 | 5 | 0.45975
49873 | 7.125 | 1 | 365 | 8.1118 | 0.32776 | 8 | 0.43953
53131 | 10.66 | 1 | 365 | 12.1363 | 0.42863 | 12 | 0.56497
54399 | 2.86 | 1 | 365 | 3.2561 | 0.55402 | 3 | 0.81011
46389 | 8.67 | 1 | 365 | 9.8707 | 0.86831 | 10 | 0.73905
45411 | 5.1 | 1 | 365 | 5.8063 | 0.68724 | 6 | 0.49356
39174 | 8.75 | 1 | 365 | 9.9618 | 0.05164 | 10 | 0.013459
38448 | 2.805 | 1 | 365 | 3.1935 | 0.42798 | 3 | 0.62146
38548 | 4.59 | 1 | 365 | 5.2257 | 0.51852 | 5 | 0.7442
38400 | 7.65 | 1 | 365 | 8.7095 | 0.53086 | 9 | 0.24034
44424 | 3.825 | 1 | 365 | 4.3547 | 0.76543 | 5 | 0.12017
46779 | 7.42 | 1 | 365 | 8.4476 | 0.0037907 | 8 | 0.45141
41879 | 5.775 | 1 | 365 | 6.5748 | 0.23408 | 6 | 0.80888
42076 | 10 | 1 | 365 | 11.3849 | 0.91616 | 12 | 0.3011
43731 | 7.65 | 1 | 365 | 8.7095 | 0.53086 | 9 | 0.24034
53304 | 6 | 1 | 365 | 6.831 | 0.7497 | 7 | 0.58066
53306 | 5.355 | 1 | 365 | 6.0966 | 0.2716 | 6 | 0.36824
53307 | 9.625 | 1 | 365 | 10.958 | 0.056804 | 11 | 0.014805
53768 | 3.64 | 1 | 365 | 4.1441 | 0.34148 | 4 | 0.4856
53310 | 12.48 | 1 | 365 | 14.2084 | 0.59937 | 14 | 0.80777
54353 | 3.64 | 1 | 365 | 4.1441 | 0.34148 | 4 | 0.4856
44159 | 3.575 | 1 | 365 | 4.0701 | 0.19253 | 4 | 0.26264
51741 | 9.36 | 1 | 365 | 10.6563 | 0.44953 | 11 | 0.10583
54158 | 9.62 | 1 | 365 | 10.9523 | 0.045346 | 10 | 0.99765
53723 | 8.84 | 1 | 365 | 10.0643 | 0.25789 | 10 | 0.32217
53722 | 6.76 | 1 | 365 | 7.6962 | 0.49132 | 8 | 0.18754
53721 | 9.88 | 1 | 365 | 11.2483 | 0.64117 | 11 | 0.88948
52124 | 4.16 | 1 | 365 | 4.7361 | 0.53312 | 5 | 0.26926
53720 | 5.2 | 1 | 365 | 5.9202 | 0.9164 | 6 | 0.83657
53861 | 8.84 | 1 | 365 | 10.0643 | 0.25789 | 10 | 0.32217
53713 | 3.9 | 1 | 365 | 4.4401 | 0.9373 | 5 | 0.37743
54029 | 8.58 | 1 | 365 | 9.7683 | 0.66207 | 10 | 0.43034
54166 | 3.12 | 1 | 365 | 3.5521 | 0.14984 | 3 | 0.70194
53524 | 9 | 1 | 365 | 10.2464 | 0.62454 | 10 | 0.87099
54253 | 11.7 | 1 | 365 | 13.3204 | 0.81191 | 14 | 0.13228
51923 | 8.06 | 1 | 365 | 9.1763 | 0.47042 | 9 | 0.64668
37469 | 7.848 | 1 | 365 | 8.9349 | 0.9846 | 9 | 0.9195
42784 | 7.7 | 1 | 365 | 8.7664 | 0.64544 | 9 | 0.41184
47083 | 11.18 | 1 | 365 | 12.7284 | 0.62027 | 13 | 0.34863
53521 | 6.63 | 1 | 365 | 7.5482 | 0.19341 | 7 | 0.74163
53337 | 7.685 | 1 | 365 | 8.7493 | 0.61107 | 9 | 0.36039
53339 | 10.07 | 1 | 365 | 11.4646 | 0.076573 | 11 | 0.5412
53523 | 9.18 | 1 | 365 | 10.4514 | 0.037035 | 10 | 0.48841
46695 | 5.72 | 1 | 365 | 6.5122 | 0.10804 | 6 | 0.62023
45103 | 8.8 | 1 | 365 | 10.0187 | 0.16622 | 10 | 0.18496
47008 | 10.92 | 1 | 365 | 12.4324 | 0.024447 | 12 | 0.4568
46771 | 4.16 | 1 | 365 | 4.7361 | 0.53312 | 5 | 0.26926
46772 | 6.24 | 1 | 365 | 7.1042 | 0.29968 | 7 | 0.40388
47039 | 8.06 | 1 | 365 | 9.1763 | 0.47042 | 9 | 0.64668
53527 | 6.885 | 1 | 365 | 7.8385 | 0.77778 | 8 | 0.6163
47101 | 7.87 | 1 | 365 | 8.9599 | 0.035018 | 8 | 0.99496
47879 | 7.54 | 1 | 365 | 8.5842 | 0.27878 | 8 | 0.86303
46675 | 4.94 | 1 | 365 | 5.6242 | 0.32058 | 5 | 0.94474
47046 | 2.34 | 1 | 365 | 2.6641 | 0.36238 | 3 | 0.026456
46669 | 5.72 | 1 | 365 | 6.5122 | 0.10804 | 6 | 0.62023
47164 | 7.28 | 1 | 365 | 8.2882 | 0.68296 | 8 | 0.9712
46968 | 4.16 | 1 | 365 | 4.7361 | 0.53312 | 5 | 0.26926
46938 | 6.76 | 1 | 365 | 7.6962 | 0.49132 | 8 | 0.18754
47138 | 11.18 | 1 | 365 | 12.7284 | 0.62027 | 13 | 0.34863
47831 | 4.42 | 1 | 365 | 5.0321 | 0.12894 | 5 | 0.16108
48223 | 7.02 | 1 | 365 | 7.9922 | 0.087144 | 8 | 0.079369
46776 | 10.4 | 1 | 365 | 11.8403 | 0.83281 | 12 | 0.67314
47068 | 7.8 | 1 | 365 | 8.8803 | 0.8746 | 9 | 0.75485
47455 | 11.18 | 1 | 365 | 12.7284 | 0.62027 | 13 | 0.34863
46928 | 9.36 | 1 | 365 | 10.6563 | 0.44953 | 11 | 0.10583
46927 | 2.86 | 1 | 365 | 3.2561 | 0.55402 | 3 | 0.81011
53139 | 13.26 | 1 | 365 | 15.0964 | 0.38683 | 15 | 0.48325
46678 | 6.76 | 1 | 365 | 7.6962 | 0.49132 | 8 | 0.18754
46942 | 7.54 | 1 | 365 | 8.5842 | 0.27878 | 8 | 0.86303
36948 | 7.28 | 1 | 365 | 8.2882 | 0.68296 | 8 | 0.9712
53588 | 8.32 | 1 | 365 | 9.4723 | 0.066245 | 9 | 0.53851
46285 | 8.82 | 1 | 365 | 10.0415 | 0.21205 | 10 | 0.25357
53591 | 6.76 | 1 | 365 | 7.6962 | 0.49132 | 8 | 0.18754
47373 | 4.94 | 1 | 365 | 5.6242 | 0.32058 | 5 | 0.94474
46935 | 5.2 | 1 | 365 | 5.9202 | 0.9164 | 6 | 0.83657
53598 | 5.865 | 1 | 365 | 6.6773 | 0.44033 | 7 | 0.11759
46924 | 7.28 | 1 | 365 | 8.2882 | 0.68296 | 8 | 0.9712
53602 | 5.2 | 1 | 365 | 5.9202 | 0.9164 | 6 | 0.83657
53603 | 4.16 | 1 | 365 | 4.7361 | 0.53312 | 5 | 0.26926
46659 | 8.84 | 1 | 365 | 10.0643 | 0.25789 | 10 | 0.32217
53601 | 6.12 | 1 | 365 | 6.9676 | 0.02469 | 6 | 0.99227
44964 | 6.3 | 1 | 365 | 7.1725 | 0.43718 | 7 | 0.60969
47818 | 12.74 | 1 | 365 | 14.5044 | 0.19519 | 14 | 0.6996
46676 | 9.1 | 1 | 365 | 10.3603 | 0.85371 | 11 | 0.214
42268 | 6.6 | 1 | 365 | 7.5141 | 0.12467 | 7 | 0.63872
47762 | 6.095 | 1 | 365 | 6.9391 | 0.9674 | 7 | 0.90652
47480 | 13.26 | 1 | 365 | 15.0964 | 0.38683 | 15 | 0.48325
47447 | 5.2 | 1 | 365 | 5.9202 | 0.9164 | 6 | 0.83657
46644 | 7.02 | 1 | 365 | 7.9922 | 0.087144 | 8 | 0.079369
47765 | 5.2 | 1 | 365 | 5.9202 | 0.9164 | 6 | 0.83657
38430 | 3.57 | 1 | 365 | 4.0644 | 0.18107 | 4 | 0.24549
38523 | 6.885 | 1 | 365 | 7.8385 | 0.77778 | 8 | 0.6163
38452 | 7.14 | 1 | 365 | 8.1288 | 0.36214 | 8 | 0.49098
53326 | 7.28 | 1 | 365 | 8.2882 | 0.68296 | 8 | 0.9712
46945 | 9.88 | 1 | 365 | 11.2483 | 0.64117 | 11 | 0.88948
44101 | 14.4 | 1 | 365 | 16.3943 | 0.99927 | 17 | 0.39358
51761 | 12.48 | 1 | 365 | 14.2084 | 0.59937 | 14 | 0.80777
53592 | 3.64 | 1 | 365 | 4.1441 | 0.34148 | 4 | 0.4856
51215 | 9.25 | 1 | 365 | 10.5311 | 0.19745 | 10 | 0.72851
46726 | 7.42 | 1 | 365 | 8.4476 | 0.0037907 | 8 | 0.45141
50539 | 5.61 | 1 | 365 | 6.3869 | 0.85597 | 7 | 0.24291
39894 | 5.4 | 1 | 365 | 6.1479 | 0.37473 | 6 | 0.52259
53500 | 4.16 | 1 | 365 | 4.7361 | 0.53312 | 5 | 0.26926
53385 | 9.88 | 1 | 365 | 11.2483 | 0.64117 | 11 | 0.88948
46719 | 5.72 | 1 | 365 | 6.5122 | 0.10804 | 6 | 0.62023
53381 | 7.02 | 1 | 365 | 7.9922 | 0.087144 | 8 | 0.079369
46944 | 12.22 | 1 | 365 | 13.9124 | 0.0035475 | 13 | 0.91594
54149 | 6.5 | 1 | 365 | 7.4002 | 0.8955 | 8 | 0.29571
53589 | 4.68 | 1 | 365 | 5.3282 | 0.72476 | 6 | 0.052913
46507 | 6.24 | 1 | 365 | 7.1042 | 0.29968 | 7 | 0.40388
42734 | 8.525 | 1 | 365 | 9.7057 | 0.53603 | 10 | 0.24168
45409 | 5.335 | 1 | 365 | 6.0739 | 0.22577 | 6 | 0.29963
44891 | 4.08 | 1 | 365 | 4.6451 | 0.34979 | 4 | 0.99485
46940 | 10.4 | 1 | 365 | 11.8403 | 0.83281 | 12 | 0.67314
53459 | 4.08 | 1 | 365 | 4.6451 | 0.34979 | 4 | 0.99485
46736 | 10.4 | 1 | 365 | 11.8403 | 0.83281 | 12 | 0.67314
50939 | 13.26 | 1 | 365 | 15.0964 | 0.38683 | 15 | 0.48325
43793 | 6.12 | 1 | 365 | 6.9676 | 0.02469 | 6 | 0.99227
53460 | 6.75 | 1 | 365 | 7.6848 | 0.46841 | 8 | 0.15324
46783 | 15.6 | 1 | 365 | 17.7605 | 0.74921 | 18 | 0.50971
46729 | 4.77 | 1 | 365 | 5.4306 | 0.93101 | 6 | 0.36162
46780 | 8.48 | 1 | 365 | 9.6544 | 0.4329 | 10 | 0.087329
47868 | 5.46 | 1 | 365 | 6.2162 | 0.51222 | 6 | 0.7284
46922 | 5.2 | 1 | 365 | 5.9202 | 0.9164 | 6 | 0.83657
46732 | 8.32 | 1 | 365 | 9.4723 | 0.066245 | 9 | 0.53851
47395 | 4.8 | 1 | 365 | 5.4648 | 0.99976 | 6 | 0.46453
45662 | 5.3 | 1 | 365 | 6.034 | 0.14556 | 6 | 0.17958
45148 | 3.64 | 1 | 365 | 4.1441 | 0.34148 | 4 | 0.4856
45287 | 4.24 | 1 | 365 | 4.8272 | 0.71645 | 5 | 0.54366
46781 | 5.2 | 1 | 365 | 5.9202 | 0.9164 | 6 | 0.83657
46683 | 4.16 | 1 | 365 | 4.7361 | 0.53312 | 5 | 0.26926
46797 | 7.95 | 1 | 365 | 9.051 | 0.21835 | 9 | 0.26937
46701 | 10.6 | 1 | 365 | 12.068 | 0.29113 | 12 | 0.35916
47459 | 8.06 | 1 | 365 | 9.1763 | 0.47042 | 9 | 0.64668
46952 | 7.54 | 1 | 365 | 8.5842 | 0.27878 | 8 | 0.86303
47147 | 4.16 | 1 | 365 | 4.7361 | 0.53312 | 5 | 0.26926
47440 | 9.88 | 1 | 365 | 11.2483 | 0.64117 | 11 | 0.88948
46966 | 12.74 | 1 | 365 | 14.5044 | 0.19519 | 14 | 0.6996
47450 | 5.72 | 1 | 365 | 6.5122 | 0.10804 | 6 | 0.62023
46995 | 6.5 | 1 | 365 | 7.4002 | 0.8955 | 8 | 0.29571
48021 | 9.36 | 1 | 365 | 10.6563 | 0.44953 | 11 | 0.10583
46773 | 9.36 | 1 | 365 | 10.6563 | 0.44953 | 11 | 0.10583
47029 | 6.76 | 1 | 365 | 7.6962 | 0.49132 | 8 | 0.18754
53509 | 2.915 | 1 | 365 | 3.3187 | 0.68006 | 3 | 0.99877
54420 | 5.72 | 1 | 365 | 6.5122 | 0.10804 | 6 | 0.62023
53769 | 3.64 | 1 | 365 | 4.1441 | 0.34148 | 4 | 0.4856
54246 | 11.44 | 1 | 365 | 13.0244 | 0.21609 | 13 | 0.24045
49986 | 6.6 | 1 | 365 | 7.5141 | 0.12467 | 7 | 0.63872
42925 | 4.94 | 1 | 365 | 5.6242 | 0.32058 | 5 | 0.94474
42479 | 10.175 | 1 | 365 | 11.5842 | 0.31719 | 11 | 0.90137
42743 | 8.8 | 1 | 365 | 10.0187 | 0.16622 | 10 | 0.18496
42739 | 10.07 | 1 | 365 | 11.4646 | 0.076573 | 11 | 0.5412
42774 | 5.225 | 1 | 365 | 5.9486 | 0.97369 | 6 | 0.92232
53706 | 4.08 | 1 | 365 | 4.6451 | 0.34979 | 4 | 0.99485
53751 | 7.28 | 1 | 365 | 8.2882 | 0.68296 | 8 | 0.9712
37020 | 4.5 | 1 | 365 | 5.1232 | 0.31227 | 5 | 0.43549
53752 | 4.42 | 1 | 365 | 5.0321 | 0.12894 | 5 | 0.16108
42757 | 11 | 1 | 365 | 12.5234 | 0.20778 | 12 | 0.73121
42464 | 11 | 1 | 365 | 12.5234 | 0.20778 | 12 | 0.73121
42486 | 4.4 | 1 | 365 | 5.0094 | 0.08311 | 5 | 0.092482
42727 | 9.075 | 1 | 365 | 10.3318 | 0.79642 | 11 | 0.12824
42598 | 9.625 | 1 | 365 | 10.958 | 0.056804 | 11 | 0.014805
42612 | 7.95 | 1 | 365 | 9.051 | 0.21835 | 9 | 0.26937
42700 | 4.95 | 1 | 365 | 5.6355 | 0.3435 | 5 | 0.97904
42552 | 8.25 | 1 | 365 | 9.3926 | 0.90583 | 10 | 0.2984
42551 | 2.75 | 1 | 365 | 3.1309 | 0.30194 | 3 | 0.4328
43149 | 11 | 1 | 365 | 12.5234 | 0.20778 | 12 | 0.73121
44656 | 12.25 | 1 | 365 | 13.9465 | 0.072296 | 14 | 0.018843
44618 | 15.5 | 1 | 365 | 17.6467 | 0.52005 | 18 | 0.1667
37049 | 4.578 | 1 | 365 | 5.212 | 0.49102 | 5 | 0.70304
38318 | 3.94 | 1 | 365 | 4.4857 | 0.028967 | 4 | 0.51463
53784 | 4.08 | 1 | 365 | 4.6451 | 0.34979 | 4 | 0.99485
53803 | 7.42 | 1 | 365 | 8.4476 | 0.0037907 | 8 | 0.45141
49143 | 6.25 | 1 | 365 | 7.1156 | 0.3226 | 7 | 0.43818
53804 | 6.095 | 1 | 365 | 6.9391 | 0.9674 | 7 | 0.90652
53807 | 9.01 | 1 | 365 | 10.2578 | 0.64746 | 10 | 0.90529
53806 | 3.85 | 1 | 365 | 4.3832 | 0.82272 | 5 | 0.20592
41593 | 4.83 | 1 | 365 | 5.4989 | 0.068505 | 5 | 0.56743
43096 | 8.215 | 1 | 365 | 9.3527 | 0.82563 | 10 | 0.17835
43148 | 10.6 | 1 | 365 | 12.068 | 0.29113 | 12 | 0.35916
43233 | 7.42 | 1 | 365 | 8.4476 | 0.0037907 | 8 | 0.45141
42731 | 4.95 | 1 | 365 | 5.6355 | 0.3435 | 5 | 0.97904
49275 | 6.24 | 1 | 365 | 7.1042 | 0.29968 | 7 | 0.40388
48807 | 4.505 | 1 | 365 | 5.1289 | 0.32373 | 5 | 0.45264
48789 | 8.5 | 1 | 365 | 9.6772 | 0.47874 | 10 | 0.15593
42558 | 3.3 | 1 | 365 | 3.757 | 0.56233 | 4 | 0.31936
48245 | 5.035 | 1 | 365 | 5.7323 | 0.53829 | 6 | 0.2706
42689 | 12.1 | 1 | 365 | 13.7758 | 0.72855 | 14 | 0.50433
43462 | 10.6 | 1 | 365 | 12.068 | 0.29113 | 12 | 0.35916
39315 | 12.753 | 1 | 365 | 14.5192 | 0.22498 | 14 | 0.74419
42803 | 5.5 | 1 | 365 | 6.2617 | 0.60389 | 6 | 0.8656
42813 | 4.4 | 1 | 365 | 5.0094 | 0.08311 | 5 | 0.092482
42934 | 3.18 | 1 | 365 | 3.6204 | 0.28734 | 3 | 0.90775
49509 | 10.5 | 1 | 365 | 11.9542 | 0.061968 | 12 | 0.016151
49389 | 6.6 | 1 | 365 | 7.5141 | 0.12467 | 7 | 0.63872
49136 | 8.1 | 1 | 365 | 9.2218 | 0.56209 | 9 | 0.78389
48201 | 4.2 | 1 | 365 | 4.7817 | 0.62479 | 5 | 0.40646
51136 | 6.615 | 1 | 365 | 7.5311 | 0.15904 | 7 | 0.69018
50200 | 11.4 | 1 | 365 | 12.9788 | 0.12442 | 13 | 0.10325
43147 | 11 | 1 | 365 | 12.5234 | 0.20778 | 12 | 0.73121
43213 | 10.07 | 1 | 365 | 11.4646 | 0.076573 | 11 | 0.5412
43214 | 6.325 | 1 | 365 | 7.201 | 0.49447 | 7 | 0.69544
43202 | 6.05 | 1 | 365 | 6.8879 | 0.86428 | 7 | 0.75216
43192 | 7.28 | 1 | 365 | 8.2882 | 0.68296 | 8 | 0.9712
44115 | 9.18 | 1 | 365 | 10.4514 | 0.037035 | 10 | 0.48841
43221 | 7.28 | 1 | 365 | 8.2882 | 0.68296 | 8 | 0.9712
53604 | 8.58 | 1 | 365 | 9.7683 | 0.66207 | 10 | 0.43034
43244 | 6.875 | 1 | 365 | 7.8271 | 0.75486 | 8 | 0.582
43237 | 7.95 | 1 | 365 | 9.051 | 0.21835 | 9 | 0.26937
43234 | 10.6 | 1 | 365 | 12.068 | 0.29113 | 12 | 0.35916
50094 | 6.63 | 1 | 365 | 7.5482 | 0.19341 | 7 | 0.74163
46385 | 6.12 | 1 | 365 | 6.9676 | 0.02469 | 6 | 0.99227
50195 | 9.435 | 1 | 365 | 10.7417 | 0.6214 | 11 | 0.36308
50199 | 4.335 | 1 | 365 | 4.9354 | 0.93416 | 5 | 0.86953
46339 | 7.14 | 1 | 365 | 8.1288 | 0.36214 | 8 | 0.49098
29437 | 10.71 | 1 | 365 | 12.1933 | 0.54321 | 12 | 0.73647
46923 | 6.5 | 1 | 365 | 7.4002 | 0.8955 | 8 | 0.29571
46745 | 9.36 | 1 | 365 | 10.6563 | 0.44953 | 11 | 0.10583
46929 | 7.8 | 1 | 365 | 8.8803 | 0.8746 | 9 | 0.75485
47916 | 11.7 | 1 | 365 | 13.3204 | 0.81191 | 14 | 0.13228
53605 | 5.98 | 1 | 365 | 6.8082 | 0.70386 | 7 | 0.51206
46788 | 9.54 | 1 | 365 | 10.8612 | 0.86202 | 11 | 0.72325
42527 | 6.72 | 1 | 365 | 7.6507 | 0.39966 | 8 | 0.050337
45949 | 10.335 | 1 | 365 | 11.7663 | 0.68385 | 12 | 0.45018
53606 | 8.32 | 1 | 365 | 9.4723 | 0.066245 | 9 | 0.53851
53608 | 6.5 | 1 | 365 | 7.4002 | 0.8955 | 8 | 0.29571
53969 | 7.75 | 1 | 365 | 8.8233 | 0.76002 | 9 | 0.58335
53644 | 7.395 | 1 | 365 | 8.4192 | 0.9465 | 9 | 0.36566
53646 | 10 | 1 | 365 | 11.3849 | 0.91616 | 12 | 0.3011
46321 | 8.25 | 1 | 365 | 9.3926 | 0.90583 | 10 | 0.2984
38538 | 7.65 | 1 | 365 | 8.7095 | 0.53086 | 9 | 0.24034
53965 | 9.9 | 1 | 365 | 11.2711 | 0.687 | 11 | 0.95809
43151 | 5.775 | 1 | 365 | 6.5748 | 0.23408 | 6 | 0.80888
48239 | 6 | 1 | 365 | 6.831 | 0.7497 | 7 | 0.58066
42935 | 7.8 | 1 | 365 | 8.8803 | 0.8746 | 9 | 0.75485
50782 | 3.25 | 1 | 365 | 3.7001 | 0.44775 | 4 | 0.14786
50542 | 6.25 | 1 | 365 | 7.1156 | 0.3226 | 7 | 0.43818
50783 | 8.25 | 1 | 365 | 9.3926 | 0.90583 | 10 | 0.2984
46340 | 5.25 | 1 | 365 | 5.9771 | 0.030984 | 6 | 0.0080754
51808 | 9.62 | 1 | 365 | 10.9523 | 0.045346 | 10 | 0.99765
45927 | 5.61 | 1 | 365 | 6.3869 | 0.85597 | 7 | 0.24291
51200 | 5.25 | 1 | 365 | 5.9771 | 0.030984 | 6 | 0.0080754
51845 | 3.9 | 1 | 365 | 4.4401 | 0.9373 | 5 | 0.37743
45964 | 9.25 | 1 | 365 | 10.5311 | 0.19745 | 10 | 0.72851
53071 | 7.02 | 1 | 365 | 7.9922 | 0.087144 | 8 | 0.079369
51859 | 6.24 | 1 | 365 | 7.1042 | 0.29968 | 7 | 0.40388
54001 | 4.8 | 1 | 365 | 5.4648 | 0.99976 | 6 | 0.46453
43790 | 6.5 | 1 | 365 | 7.4002 | 0.8955 | 8 | 0.29571
43306 | 4.08 | 1 | 365 | 4.6451 | 0.34979 | 4 | 0.99485
53303 | 11.88 | 1 | 365 | 13.5253 | 0.2244 | 13 | 0.7497
37806 | 4.16 | 1 | 365 | 4.7361 | 0.53312 | 5 | 0.26926
48940 | 5.4 | 1 | 365 | 6.1479 | 0.37473 | 6 | 0.52259
46018 | 8.4 | 1 | 365 | 9.5633 | 0.24957 | 9 | 0.81292
51986 | 6.5 | 1 | 365 | 7.4002 | 0.8955 | 8 | 0.29571
52093 | 9.36 | 1 | 365 | 10.6563 | 0.44953 | 11 | 0.10583
40977 | 10.92 | 1 | 365 | 12.4324 | 0.024447 | 12 | 0.4568
52099 | 2.6 | 1 | 365 | 2.9601 | 0.9582 | 3 | 0.91828
43316 | 8.67 | 1 | 365 | 9.8707 | 0.86831 | 10 | 0.73905
52159 | 3.64 | 1 | 365 | 4.1441 | 0.34148 | 4 | 0.4856
52137 | 6.24 | 1 | 365 | 7.1042 | 0.29968 | 7 | 0.40388
50779 | 9.435 | 1 | 365 | 10.7417 | 0.6214 | 11 | 0.36308
52144 | 12.74 | 1 | 365 | 14.5044 | 0.19519 | 14 | 0.6996
52361 | 5.2 | 1 | 365 | 5.9202 | 0.9164 | 6 | 0.83657
52508 | 10.92 | 1 | 365 | 12.4324 | 0.024447 | 12 | 0.4568
38577 | 3.06 | 1 | 365 | 3.4838 | 0.012345 | 3 | 0.49614
52879 | 5.72 | 1 | 365 | 6.5122 | 0.10804 | 6 | 0.62023
49781 | 4.16 | 1 | 365 | 4.7361 | 0.53312 | 5 | 0.26926
52897 | 4.42 | 1 | 365 | 5.0321 | 0.12894 | 5 | 0.16108
41163 | 5.61 | 1 | 365 | 6.3869 | 0.85597 | 7 | 0.24291
54005 | 9 | 1 | 365 | 10.2464 | 0.62454 | 10 | 0.87099
53017 | 8.32 | 1 | 365 | 9.4723 | 0.066245 | 9 | 0.53851
50194 | 6.25 | 1 | 365 | 7.1156 | 0.3226 | 7 | 0.43818
48255 | 5.865 | 1 | 365 | 6.6773 | 0.44033 | 7 | 0.11759
51198 | 8.925 | 1 | 365 | 10.1611 | 0.45267 | 10 | 0.61373
43795 | 8.25 | 1 | 365 | 9.3926 | 0.90583 | 10 | 0.2984
54007 | 3.315 | 1 | 365 | 3.7741 | 0.59671 | 4 | 0.37081
45938 | 4.845 | 1 | 365 | 5.516 | 0.10288 | 5 | 0.61888
54008 | 4.845 | 1 | 365 | 5.516 | 0.10288 | 5 | 0.61888
56788 | 8.82 | 1 | 365 | 10.0415 | 0.21205 | 10 | 0.25357
47528 | 8.5 | 1 | 365 | 9.6772 | 0.47874 | 10 | 0.15593
55453 | 12.48 | 1 | 365 | 14.2084 | 0.59937 | 14 | 0.80777
45962 | 5.5 | 1 | 365 | 6.2617 | 0.60389 | 6 | 0.8656
54009 | 5 | 1 | 365 | 5.6925 | 0.45808 | 6 | 0.15055
54010 | 6.9 | 1 | 365 | 7.8556 | 0.81215 | 8 | 0.66776
54011 | 7.25 | 1 | 365 | 8.2541 | 0.61422 | 8 | 0.86829
54012 | 3.825 | 1 | 365 | 4.3547 | 0.76543 | 5 | 0.12017
52752 | 5.415 | 1 | 365 | 6.1649 | 0.4091 | 6 | 0.57404
54016 | 3.12 | 1 | 365 | 3.5521 | 0.14984 | 3 | 0.70194
54017 | 2.6 | 1 | 365 | 2.9601 | 0.9582 | 3 | 0.91828
54018 | 8.32 | 1 | 365 | 9.4723 | 0.066245 | 9 | 0.53851
54019 | 8.84 | 1 | 365 | 10.0643 | 0.25789 | 10 | 0.32217
42939 | 4.505 | 1 | 365 | 5.1289 | 0.32373 | 5 | 0.45264
42962 | 10.6 | 1 | 365 | 12.068 | 0.29113 | 12 | 0.35916
42967 | 5.83 | 1 | 365 | 6.6374 | 0.36012 | 6 | 0.99754
53680 | 5.46 | 1 | 365 | 6.2162 | 0.51222 | 6 | 0.7284
43057 | 5.035 | 1 | 365 | 5.7323 | 0.53829 | 6 | 0.2706
54021 | 6.5 | 1 | 365 | 7.4002 | 0.8955 | 8 | 0.29571
54022 | 7.02 | 1 | 365 | 7.9922 | 0.087144 | 8 | 0.079369
54023 | 6.5 | 1 | 365 | 7.4002 | 0.8955 | 8 | 0.29571
54028 | 8.06 | 1 | 365 | 9.1763 | 0.47042 | 9 | 0.64668
54030 | 4.16 | 1 | 365 | 4.7361 | 0.53312 | 5 | 0.26926
54031 | 9.88 | 1 | 365 | 11.2483 | 0.64117 | 11 | 0.88948
54032 | 3.64 | 1 | 365 | 4.1441 | 0.34148 | 4 | 0.4856
54034 | 7.8 | 1 | 365 | 8.8803 | 0.8746 | 9 | 0.75485
54033 | 8.58 | 1 | 365 | 9.7683 | 0.66207 | 10 | 0.43034
54035 | 8.84 | 1 | 365 | 10.0643 | 0.25789 | 10 | 0.32217
54036 | 4.94 | 1 | 365 | 5.6242 | 0.32058 | 5 | 0.94474
54037 | 6.24 | 1 | 365 | 7.1042 | 0.29968 | 7 | 0.40388
54038 | 4.16 | 1 | 365 | 4.7361 | 0.53312 | 5 | 0.26926
54039 | 4.42 | 1 | 365 | 5.0321 | 0.12894 | 5 | 0.16108
54041 | 8.06 | 1 | 365 | 9.1763 | 0.47042 | 9 | 0.64668
51196 | 7.65 | 1 | 365 | 8.7095 | 0.53086 | 9 | 0.24034
45966 | 9.945 | 1 | 365 | 11.3223 | 0.79012 | 12 | 0.11244
54055 | 7.14 | 1 | 365 | 8.1288 | 0.36214 | 8 | 0.49098
43050 | 6.36 | 1 | 365 | 7.2408 | 0.57468 | 7 | 0.8155
43121 | 7.425 | 1 | 365 | 8.4533 | 0.015249 | 8 | 0.46856
43129 | 12.1 | 1 | 365 | 13.7758 | 0.72855 | 14 | 0.50433
43115 | 7.155 | 1 | 365 | 8.1459 | 0.39651 | 8 | 0.54243
43765 | 5.775 | 1 | 365 | 6.5748 | 0.23408 | 6 | 0.80888
43773 | 8.745 | 1 | 365 | 9.9561 | 0.040182 | 9 | 0.99631
43780 | 7.95 | 1 | 365 | 9.051 | 0.21835 | 9 | 0.26937
43783 | 4.77 | 1 | 365 | 5.4306 | 0.93101 | 6 | 0.36162
43833 | 11.925 | 1 | 365 | 13.5765 | 0.32752 | 13 | 0.90406
43878 | 3.36 | 1 | 365 | 3.8253 | 0.69983 | 4 | 0.52517
43872 | 5.6 | 1 | 365 | 6.3756 | 0.83305 | 7 | 0.20861
54059 | 7.95 | 1 | 365 | 9.051 | 0.21835 | 9 | 0.26937
54061 | 7.25 | 1 | 365 | 8.2541 | 0.61422 | 8 | 0.86829
54062 | 6.885 | 1 | 365 | 7.8385 | 0.77778 | 8 | 0.6163
54064 | 5.5 | 1 | 365 | 6.2617 | 0.60389 | 6 | 0.8656
41954 | 9.6 | 1 | 365 | 10.9295 | 0.99951 | 11 | 0.92905
44546 | 14.7 | 1 | 365 | 16.7359 | 0.68676 | 17 | 0.42261
43777 | 7.42 | 1 | 365 | 8.4476 | 0.0037907 | 8 | 0.45141
43744 | 9.9 | 1 | 365 | 11.2711 | 0.687 | 11 | 0.95809
54065 | 6.625 | 1 | 365 | 7.5425 | 0.18196 | 7 | 0.72448
54092 | 9.35 | 1 | 365 | 10.6449 | 0.42661 | 11 | 0.071525
54093 | 3.445 | 1 | 365 | 3.9221 | 0.89462 | 4 | 0.81673
54094 | 5.3 | 1 | 365 | 6.034 | 0.14556 | 6 | 0.17958
54097 | 9.805 | 1 | 365 | 11.1629 | 0.46929 | 11 | 0.63222
54098 | 8.745 | 1 | 365 | 9.9561 | 0.040182 | 9 | 0.99631
54099 | 5.035 | 1 | 365 | 5.7323 | 0.53829 | 6 | 0.2706
53121 | 4.68 | 1 | 365 | 5.3282 | 0.72476 | 6 | 0.052913
53116 | 3.12 | 1 | 365 | 3.5521 | 0.14984 | 3 | 0.70194
54100 | 2.65 | 1 | 365 | 3.017 | 0.072782 | 3 | 0.08979
53404 | 8.06 | 1 | 365 | 9.1763 | 0.47042 | 9 | 0.64668
54101 | 5.3 | 1 | 365 | 6.034 | 0.14556 | 6 | 0.17958
53413 | 8.32 | 1 | 365 | 9.4723 | 0.066245 | 9 | 0.53851
54103 | 10.6 | 1 | 365 | 12.068 | 0.29113 | 12 | 0.35916
53415 | 5.2 | 1 | 365 | 5.9202 | 0.9164 | 6 | 0.83657
54105 | 7.155 | 1 | 365 | 8.1459 | 0.39651 | 8 | 0.54243
53484 | 5.72 | 1 | 365 | 6.5122 | 0.10804 | 6 | 0.62023
54102 | 9.01 | 1 | 365 | 10.2578 | 0.64746 | 10 | 0.90529
53533 | 6.5 | 1 | 365 | 7.4002 | 0.8955 | 8 | 0.29571
51856 | 7.02 | 1 | 365 | 7.9922 | 0.087144 | 8 | 0.079369
54104 | 7.685 | 1 | 365 | 8.7493 | 0.61107 | 9 | 0.36039
54106 | 10.6 | 1 | 365 | 12.068 | 0.29113 | 12 | 0.35916
54360 | 11.96 | 1 | 365 | 13.6164 | 0.40773 | 14 | 0.024111
53019 | 17.42 | 1 | 365 | 19.8326 | 0.91995 | 20 | 0.75251
54107 | 5.035 | 1 | 365 | 5.7323 | 0.53829 | 6 | 0.2706
54227 | 2.34 | 1 | 365 | 2.6641 | 0.36238 | 3 | 0.026456
54108 | 9.54 | 1 | 365 | 10.8612 | 0.86202 | 11 | 0.72325
23649 | 4.16 | 1 | 365 | 4.7361 | 0.53312 | 5 | 0.26926
54109 | 5.3 | 1 | 365 | 6.034 | 0.14556 | 6 | 0.17958
53696 | 6.24 | 1 | 365 | 7.1042 | 0.29968 | 7 | 0.40388
54129 | 6.5 | 1 | 365 | 7.4002 | 0.8955 | 8 | 0.29571
52524 | 5.2 | 1 | 365 | 5.9202 | 0.9164 | 6 | 0.83657
41069 | 8.829 | 1 | 365 | 10.0518 | 0.23268 | 10 | 0.28444
54148 | 7 | 1 | 365 | 7.9695 | 0.041312 | 8 | 0.010767
54150 | 6.375 | 1 | 365 | 7.2579 | 0.60905 | 7 | 0.86695
54151 | 9.435 | 1 | 365 | 10.7417 | 0.6214 | 11 | 0.36308
54159 | 4.75 | 1 | 365 | 5.4078 | 0.88518 | 6 | 0.29302
54078 | 3.9 | 1 | 365 | 4.4401 | 0.9373 | 5 | 0.37743
54157 | 7.14 | 1 | 365 | 8.1288 | 0.36214 | 8 | 0.49098
27800 | 4.845 | 1 | 365 | 5.516 | 0.10288 | 5 | 0.61888
54160 | 9.18 | 1 | 365 | 10.4514 | 0.037035 | 10 | 0.48841
35626 | 5.46 | 1 | 365 | 6.2162 | 0.51222 | 6 | 0.7284
53015 | 3.64 | 1 | 365 | 4.1441 | 0.34148 | 4 | 0.4856
54339 | 4.68 | 1 | 365 | 5.3282 | 0.72476 | 6 | 0.052913
235 | 2597.4 | 1 | 365 | 2957.1233 | 0.2434 | 2957 | 0.36667
53694 | 9.36 | 1 | 365 | 10.6563 | 0.44953 | 11 | 0.10583
53840 | 4.94 | 1 | 365 | 5.6242 | 0.32058 | 5 | 0.94474
54298 | 7.8 | 1 | 365 | 8.8803 | 0.8746 | 9 | 0.75485
53468 | 12.48 | 1 | 365 | 14.2084 | 0.59937 | 14 | 0.80777
53210 | 2.08 | 1 | 365 | 2.3681 | 0.76656 | 3 | 0.13463
53998 | 6.76 | 1 | 365 | 7.6962 | 0.49132 | 8 | 0.18754
52939 | 5.46 | 1 | 365 | 6.2162 | 0.51222 | 6 | 0.7284
53907 | 8.32 | 1 | 365 | 9.4723 | 0.066245 | 9 | 0.53851
54045 | 10.14 | 1 | 365 | 11.5443 | 0.23699 | 11 | 0.78131
54257 | 4.68 | 1 | 365 | 5.3282 | 0.72476 | 6 | 0.052913
54301 | 5.2 | 1 | 365 | 5.9202 | 0.9164 | 6 | 0.83657
54138 | 4.94 | 1 | 365 | 5.6242 | 0.32058 | 5 | 0.94474
55056 | 6.12 | 1 | 365 | 6.9676 | 0.02469 | 6 | 0.99227
55088 | 5.865 | 1 | 365 | 6.6773 | 0.44033 | 7 | 0.11759
55089 | 12.75 | 1 | 365 | 14.5158 | 0.2181 | 14 | 0.7339
55099 | 2.34 | 1 | 365 | 2.6641 | 0.36238 | 3 | 0.026456
54373 | 10.4 | 1 | 365 | 11.8403 | 0.83281 | 12 | 0.67314
55101 | 6.095 | 1 | 365 | 6.9391 | 0.9674 | 7 | 0.90652
55157 | 6.24 | 1 | 365 | 7.1042 | 0.29968 | 7 | 0.40388
54183 | 5.72 | 1 | 365 | 6.5122 | 0.10804 | 6 | 0.62023
55167 | 8.06 | 1 | 365 | 9.1763 | 0.47042 | 9 | 0.64668
53127 | 4.68 | 1 | 365 | 5.3282 | 0.72476 | 6 | 0.052913
55173 | 2.08 | 1 | 365 | 2.3681 | 0.76656 | 3 | 0.13463
54044 | 9.36 | 1 | 365 | 10.6563 | 0.44953 | 11 | 0.10583
55174 | 4.845 | 1 | 365 | 5.516 | 0.10288 | 5 | 0.61888
54228 | 8.58 | 1 | 365 | 9.7683 | 0.66207 | 10 | 0.43034
55175 | 7.54 | 1 | 365 | 8.5842 | 0.27878 | 8 | 0.86303
53839 | 9.1 | 1 | 365 | 10.3603 | 0.85371 | 11 | 0.214
54054 | 3.38 | 1 | 365 | 3.8481 | 0.74566 | 4 | 0.59377
55200 | 5.035 | 1 | 365 | 5.7323 | 0.53829 | 6 | 0.2706
54088 | 6.5 | 1 | 365 | 7.4002 | 0.8955 | 8 | 0.29571
55213 | 5.865 | 1 | 365 | 6.6773 | 0.44033 | 7 | 0.11759
43279 | 7.54 | 1 | 365 | 8.5842 | 0.27878 | 8 | 0.86303
55217 | 4.59 | 1 | 365 | 5.2257 | 0.51852 | 5 | 0.7442
55220 | 6.89 | 1 | 365 | 7.8442 | 0.78923 | 8 | 0.63346
53857 | 10.14 | 1 | 365 | 11.5443 | 0.23699 | 11 | 0.78131
53544 | 5.72 | 1 | 365 | 6.5122 | 0.10804 | 6 | 0.62023
55223 | 10.92 | 1 | 365 | 12.4324 | 0.024447 | 12 | 0.4568
53115 | 8.32 | 1 | 365 | 9.4723 | 0.066245 | 9 | 0.53851
55229 | 3.12 | 1 | 365 | 3.5521 | 0.14984 | 3 | 0.70194
52608 | 8.06 | 1 | 365 | 9.1763 | 0.47042 | 9 | 0.64668
55232 | 3.64 | 1 | 365 | 4.1441 | 0.34148 | 4 | 0.4856
53634 | 4.42 | 1 | 365 | 5.0321 | 0.12894 | 5 | 0.16108
45840 | 10.14 | 1 | 365 | 11.5443 | 0.23699 | 11 | 0.78131
55261 | 10.455 | 1 | 365 | 11.903 | 0.95885 | 12 | 0.8618
51580 | 6.76 | 1 | 365 | 7.6962 | 0.49132 | 8 | 0.18754
54224 | 6.89 | 1 | 365 | 7.8442 | 0.78923 | 8 | 0.63346
54383 | 7.42 | 1 | 365 | 8.4476 | 0.0037907 | 8 | 0.45141
54170 | 5.3 | 1 | 365 | 6.034 | 0.14556 | 6 | 0.17958
45277 | 6.36 | 1 | 365 | 7.2408 | 0.57468 | 7 | 0.8155
54171 | 5.83 | 1 | 365 | 6.6374 | 0.36012 | 6 | 0.99754
54172 | 9.805 | 1 | 365 | 11.1629 | 0.46929 | 11 | 0.63222
54173 | 7.155 | 1 | 365 | 8.1459 | 0.39651 | 8 | 0.54243
54186 | 10.07 | 1 | 365 | 11.4646 | 0.076573 | 11 | 0.5412
54189 | 7.42 | 1 | 365 | 8.4476 | 0.0037907 | 8 | 0.45141
36967 | 9.52 | 1 | 365 | 10.8385 | 0.81618 | 11 | 0.65464
37051 | 8.68 | 1 | 365 | 9.8821 | 0.89123 | 10 | 0.77335
36318 | 7.8 | 1 | 365 | 8.8803 | 0.8746 | 9 | 0.75485
38232 | 9.9 | 1 | 365 | 11.2711 | 0.687 | 11 | 0.95809
44007 | 9.92 | 1 | 365 | 11.2939 | 0.73283 | 12 | 0.026687
39288 | 5.72 | 1 | 365 | 6.5122 | 0.10804 | 6 | 0.62023
39312 | 3.38 | 1 | 365 | 3.8481 | 0.74566 | 4 | 0.59377
51850 | 8.32 | 1 | 365 | 9.4723 | 0.066245 | 9 | 0.53851
41273 | 6.625 | 1 | 365 | 7.5425 | 0.18196 | 7 | 0.72448
54264 | 8.19 | 1 | 365 | 9.3243 | 0.76834 | 10 | 0.092598
48538 | 7.28 | 1 | 365 | 8.2882 | 0.68296 | 8 | 0.9712
52161 | 5.2 | 1 | 365 | 5.9202 | 0.9164 | 6 | 0.83657
54268 | 5.98 | 1 | 365 | 6.8082 | 0.70386 | 7 | 0.51206
52806 | 3.64 | 1 | 365 | 4.1441 | 0.34148 | 4 | 0.4856
46696 | 8.745 | 1 | 365 | 9.9561 | 0.040182 | 9 | 0.99631
52734 | 11.44 | 1 | 365 | 13.0244 | 0.21609 | 13 | 0.24045
46930 | 13.26 | 1 | 365 | 15.0964 | 0.38683 | 15 | 0.48325
54269 | 7.685 | 1 | 365 | 8.7493 | 0.61107 | 9 | 0.36039
51867 | 5.46 | 1 | 365 | 6.2162 | 0.51222 | 6 | 0.7284
46946 | 11.7 | 1 | 365 | 13.3204 | 0.81191 | 14 | 0.13228
46789 | 9.54 | 1 | 365 | 10.8612 | 0.86202 | 11 | 0.72325
54270 | 5.035 | 1 | 365 | 5.7323 | 0.53829 | 6 | 0.2706
48959 | 4.76 | 1 | 365 | 5.4192 | 0.90809 | 6 | 0.32732
54707 | 5.035 | 1 | 365 | 5.7323 | 0.53829 | 6 | 0.2706
48954 | 6.095 | 1 | 365 | 6.9391 | 0.9674 | 7 | 0.90652
54272 | 9.075 | 1 | 365 | 10.3318 | 0.79642 | 11 | 0.12824
26053 | 1390.8 | 1 | 365 | 1583.4169 | 0.17953 | 1583 | 0.59643
54273 | 6.625 | 1 | 365 | 7.5425 | 0.18196 | 7 | 0.72448
10812 | 1136.48 | 1 | 365 | 1293.8752 | 0.37575 | 1294 | 0.25096
48965 | 7.42 | 1 | 365 | 8.4476 | 0.0037907 | 8 | 0.45141
26057 | 1390.8 | 1 | 365 | 1583.4169 | 0.17953 | 1583 | 0.59643
54279 | 7.02 | 1 | 365 | 7.9922 | 0.087144 | 8 | 0.079369
54282 | 8.48 | 1 | 365 | 9.6544 | 0.4329 | 10 | 0.087329
54290 | 5.3 | 1 | 365 | 6.034 | 0.14556 | 6 | 0.17958
54292 | 7.155 | 1 | 365 | 8.1459 | 0.39651 | 8 | 0.54243
53130 | 2.34 | 1 | 365 | 2.6641 | 0.36238 | 3 | 0.026456
54294 | 10.66 | 1 | 365 | 12.1363 | 0.42863 | 12 | 0.56497
48802 | 3.445 | 1 | 365 | 3.9221 | 0.89462 | 4 | 0.81673
54309 | 4.77 | 1 | 365 | 5.4306 | 0.93101 | 6 | 0.36162
48763 | 4.94 | 1 | 365 | 5.6242 | 0.32058 | 5 | 0.94474
54277 | 11.7 | 1 | 365 | 13.3204 | 0.81191 | 14 | 0.13228
48748 | 9.36 | 1 | 365 | 10.6563 | 0.44953 | 11 | 0.10583
48736 | 4.94 | 1 | 365 | 5.6242 | 0.32058 | 5 | 0.94474
54364 | 9.54 | 1 | 365 | 10.8612 | 0.86202 | 11 | 0.72325
48740 | 11.025 | 1 | 365 | 12.5519 | 0.26507 | 12 | 0.81696
54367 | 8.215 | 1 | 365 | 9.3527 | 0.82563 | 10 | 0.17835
48718 | 2.08 | 1 | 365 | 2.3681 | 0.76656 | 3 | 0.13463
48728 | 4.68 | 1 | 365 | 5.3282 | 0.72476 | 6 | 0.052913
49435 | 6.36 | 1 | 365 | 7.2408 | 0.57468 | 7 | 0.8155
54371 | 6.36 | 1 | 365 | 7.2408 | 0.57468 | 7 | 0.8155
54374 | 8.745 | 1 | 365 | 9.9561 | 0.040182 | 9 | 0.99631
49447 | 6.36 | 1 | 365 | 7.2408 | 0.57468 | 7 | 0.8155
54378 | 9.54 | 1 | 365 | 10.8612 | 0.86202 | 11 | 0.72325
54379 | 8.745 | 1 | 365 | 9.9561 | 0.040182 | 9 | 0.99631
54479 | 9.275 | 1 | 365 | 10.5595 | 0.25474 | 10 | 0.81427
54480 | 4.77 | 1 | 365 | 5.4306 | 0.93101 | 6 | 0.36162
51440 | 3.975 | 1 | 365 | 4.5255 | 0.10917 | 4 | 0.63469
54482 | 6.095 | 1 | 365 | 6.9391 | 0.9674 | 7 | 0.90652
49472 | 5.3 | 1 | 365 | 6.034 | 0.14556 | 6 | 0.17958
54484 | 9 | 1 | 365 | 10.2464 | 0.62454 | 10 | 0.87099
54310 | 8.5 | 1 | 365 | 9.6772 | 0.47874 | 10 | 0.15593
49445 | 5.565 | 1 | 365 | 6.3357 | 0.75284 | 7 | 0.08856
54502 | 8.32 | 1 | 365 | 9.4723 | 0.066245 | 9 | 0.53851
54487 | 6.63 | 1 | 365 | 7.5482 | 0.19341 | 7 | 0.74163
54523 | 9.435 | 1 | 365 | 10.7417 | 0.6214 | 11 | 0.36308
54563 | 6.24 | 1 | 365 | 7.1042 | 0.29968 | 7 | 0.40388
54503 | 7.8 | 1 | 365 | 8.8803 | 0.8746 | 9 | 0.75485
54194 | 3.38 | 1 | 365 | 3.8481 | 0.74566 | 4 | 0.59377
54193 | 8.32 | 1 | 365 | 9.4723 | 0.066245 | 9 | 0.53851
54677 | 5.67 | 1 | 365 | 6.4553 | 0.99346 | 7 | 0.44872
54703 | 3.99 | 1 | 365 | 4.5426 | 0.14355 | 4 | 0.68614
54706 | 3.975 | 1 | 365 | 4.5255 | 0.10917 | 4 | 0.63469
54708 | 8.745 | 1 | 365 | 9.9561 | 0.040182 | 9 | 0.99631
54712 | 4.77 | 1 | 365 | 5.4306 | 0.93101 | 6 | 0.36162
54710 | 5.565 | 1 | 365 | 6.3357 | 0.75284 | 7 | 0.08856
54711 | 7.95 | 1 | 365 | 9.051 | 0.21835 | 9 | 0.26937
54713 | 5.3 | 1 | 365 | 6.034 | 0.14556 | 6 | 0.17958
54714 | 10.07 | 1 | 365 | 11.4646 | 0.076573 | 11 | 0.5412
54715 | 12.65 | 1 | 365 | 14.4019 | 0.98894 | 15 | 0.39089
54716 | 10.6 | 1 | 365 | 12.068 | 0.29113 | 12 | 0.35916
54717 | 6.625 | 1 | 365 | 7.5425 | 0.18196 | 7 | 0.72448
54718 | 7.42 | 1 | 365 | 8.4476 | 0.0037907 | 8 | 0.45141
54719 | 4.77 | 1 | 365 | 5.4306 | 0.93101 | 6 | 0.36162
54720 | 5.565 | 1 | 365 | 6.3357 | 0.75284 | 7 | 0.08856
54721 | 4.77 | 1 | 365 | 5.4306 | 0.93101 | 6 | 0.36162
54722 | 2.65 | 1 | 365 | 3.017 | 0.072782 | 3 | 0.08979
54723 | 5.3 | 1 | 365 | 6.034 | 0.14556 | 6 | 0.17958
54779 | 9.1 | 1 | 365 | 10.3603 | 0.85371 | 11 | 0.214
54787 | 7.28 | 1 | 365 | 8.2882 | 0.68296 | 8 | 0.9712
54790 | 6.24 | 1 | 365 | 7.1042 | 0.29968 | 7 | 0.40388
54793 | 6.76 | 1 | 365 | 7.6962 | 0.49132 | 8 | 0.18754
54805 | 5.46 | 1 | 365 | 6.2162 | 0.51222 | 6 | 0.7284
54806 | 4.16 | 1 | 365 | 4.7361 | 0.53312 | 5 | 0.26926
54808 | 6.76 | 1 | 365 | 7.6962 | 0.49132 | 8 | 0.18754
42636 | 6.36 | 1 | 365 | 7.2408 | 0.57468 | 7 | 0.8155
49145 | 6.36 | 1 | 365 | 7.2408 | 0.57468 | 7 | 0.8155
49144 | 3.18 | 1 | 365 | 3.6204 | 0.28734 | 3 | 0.90775
44481 | 9.275 | 1 | 365 | 10.5595 | 0.25474 | 10 | 0.81427
48087 | 8.215 | 1 | 365 | 9.3527 | 0.82563 | 10 | 0.17835
47772 | 10.6 | 1 | 365 | 12.068 | 0.29113 | 12 | 0.35916
45008 | 8.25 | 1 | 365 | 9.3926 | 0.90583 | 10 | 0.2984
45007 | 10.455 | 1 | 365 | 11.903 | 0.95885 | 12 | 0.8618
45117 | 8.215 | 1 | 365 | 9.3527 | 0.82563 | 10 | 0.17835
44917 | 4.25 | 1 | 365 | 4.8386 | 0.73937 | 5 | 0.57797
44710 | 9.9 | 1 | 365 | 11.2711 | 0.687 | 11 | 0.95809
47780 | 10.6 | 1 | 365 | 12.068 | 0.29113 | 12 | 0.35916
45572 | 5.035 | 1 | 365 | 5.7323 | 0.53829 | 6 | 0.2706
44900 | 4.5 | 1 | 365 | 5.1232 | 0.31227 | 5 | 0.43549
45400 | 10.175 | 1 | 365 | 11.5842 | 0.31719 | 11 | 0.90137
44703 | 4.125 | 1 | 365 | 4.6963 | 0.45292 | 5 | 0.1492
44896 | 9 | 1 | 365 | 10.2464 | 0.62454 | 10 | 0.87099
44651 | 6.63 | 1 | 365 | 7.5482 | 0.19341 | 7 | 0.74163
44716 | 12.65 | 1 | 365 | 14.4019 | 0.98894 | 15 | 0.39089
44652 | 6.5 | 1 | 365 | 7.4002 | 0.8955 | 8 | 0.29571
44874 | 7.5 | 1 | 365 | 8.5387 | 0.18712 | 8 | 0.72582
44879 | 13.005 | 1 | 365 | 14.8061 | 0.80247 | 15 | 0.60858
44877 | 5.355 | 1 | 365 | 6.0966 | 0.2716 | 6 | 0.36824
44605 | 7.14 | 1 | 365 | 8.1288 | 0.36214 | 8 | 0.49098
44825 | 7.7 | 1 | 365 | 8.7664 | 0.64544 | 9 | 0.41184
43168 | 6.89 | 1 | 365 | 7.8442 | 0.78923 | 8 | 0.63346
44886 | 2.805 | 1 | 365 | 3.1935 | 0.42798 | 3 | 0.62146
43157 | 3.85 | 1 | 365 | 4.3832 | 0.82272 | 5 | 0.20592
43172 | 5.5 | 1 | 365 | 6.2617 | 0.60389 | 6 | 0.8656
44487 | 6.89 | 1 | 365 | 7.8442 | 0.78923 | 8 | 0.63346
50767 | 4.77 | 1 | 365 | 5.4306 | 0.93101 | 6 | 0.36162
50647 | 5.035 | 1 | 365 | 5.7323 | 0.53829 | 6 | 0.2706
50193 | 3.975 | 1 | 365 | 4.5255 | 0.10917 | 4 | 0.63469
50075 | 7.95 | 1 | 365 | 9.051 | 0.21835 | 9 | 0.26937
50512 | 7.42 | 1 | 365 | 8.4476 | 0.0037907 | 8 | 0.45141
50264 | 7.685 | 1 | 365 | 8.7493 | 0.61107 | 9 | 0.36039
51178 | 3.975 | 1 | 365 | 4.5255 | 0.10917 | 4 | 0.63469
42697 | 9.075 | 1 | 365 | 10.3318 | 0.79642 | 11 | 0.12824
42625 | 11.13 | 1 | 365 | 12.6714 | 0.50569 | 13 | 0.17712
51172 | 7.975 | 1 | 365 | 9.0795 | 0.27564 | 9 | 0.35512
51186 | 3.455 | 1 | 365 | 3.9335 | 0.91753 | 4 | 0.85103
42936 | 6.625 | 1 | 365 | 7.5425 | 0.18196 | 7 | 0.72448
42546 | 5.98 | 1 | 365 | 6.8082 | 0.70386 | 7 | 0.51206
51069 | 6.36 | 1 | 365 | 7.2408 | 0.57468 | 7 | 0.8155
51067 | 7.155 | 1 | 365 | 8.1459 | 0.39651 | 8 | 0.54243
49666 | 9.805 | 1 | 365 | 11.1629 | 0.46929 | 11 | 0.63222
51130 | 8.215 | 1 | 365 | 9.3527 | 0.82563 | 10 | 0.17835
44472 | 5.83 | 1 | 365 | 6.6374 | 0.36012 | 6 | 0.99754
50643 | 10.6 | 1 | 365 | 12.068 | 0.29113 | 12 | 0.35916
46160 | 9.01 | 1 | 365 | 10.2578 | 0.64746 | 10 | 0.90529
50186 | 6.89 | 1 | 365 | 7.8442 | 0.78923 | 8 | 0.63346
46283 | 5.3 | 1 | 365 | 6.034 | 0.14556 | 6 | 0.17958
50184 | 9.01 | 1 | 365 | 10.2578 | 0.64746 | 10 | 0.90529
48018 | 9.35 | 1 | 365 | 10.6449 | 0.42661 | 11 | 0.071525
50048 | 7.28 | 1 | 365 | 8.2882 | 0.68296 | 8 | 0.9712
49000 | 15.6 | 1 | 365 | 17.7605 | 0.74921 | 18 | 0.50971
48056 | 7.28 | 1 | 365 | 8.2882 | 0.68296 | 8 | 0.9712
49027 | 5.2 | 1 | 365 | 5.9202 | 0.9164 | 6 | 0.83657
36144 | 10.26 | 1 | 365 | 11.6809 | 0.51198 | 12 | 0.19292
42677 | 4.68 | 1 | 365 | 5.3282 | 0.72476 | 6 | 0.052913
44575 | 4.68 | 1 | 365 | 5.3282 | 0.72476 | 6 | 0.052913
48068 | 6.24 | 1 | 365 | 7.1042 | 0.29968 | 7 | 0.40388
49439 | 5.035 | 1 | 365 | 5.7323 | 0.53829 | 6 | 0.2706
44415 | 12.48 | 1 | 365 | 14.2084 | 0.59937 | 14 | 0.80777
36775 | 9.045 | 1 | 365 | 10.2977 | 0.72767 | 11 | 0.025341
51032 | 12 | 1 | 365 | 13.6619 | 0.49939 | 14 | 0.16132
55596 | 9.99 | 1 | 365 | 11.3736 | 0.89324 | 12 | 0.26679
44290 | 8.32 | 1 | 365 | 9.4723 | 0.066245 | 9 | 0.53851
41820 | 14.85 | 1 | 365 | 16.9066 | 0.030498 | 16 | 0.93713
34566 | 51.3 | 0.9 | 365 | 52.5642 | 0.80391 | 53 | 0.36816
36055 | 3.06 | 1 | 365 | 3.4838 | 0.012345 | 3 | 0.49614
48713 | 12.65 | 1 | 365 | 14.4019 | 0.98894 | 15 | 0.39089
51111 | 5.2 | 1 | 365 | 5.9202 | 0.9164 | 6 | 0.83657
51408 | 13.8 | 1 | 365 | 15.7112 | 0.6243 | 16 | 0.33551
49371 | 3.975 | 1 | 365 | 4.5255 | 0.10917 | 4 | 0.63469
49294 | 11.73 | 1 | 365 | 13.3545 | 0.88066 | 14 | 0.23519
49858 | 8.4 | 1 | 365 | 9.5633 | 0.24957 | 9 | 0.81292
49293 | 6.12 | 1 | 365 | 6.9676 | 0.02469 | 6 | 0.99227
44677 | 7.8 | 1 | 365 | 8.8803 | 0.8746 | 9 | 0.75485
48808 | 9.54 | 1 | 365 | 10.8612 | 0.86202 | 11 | 0.72325
49369 | 4.77 | 1 | 365 | 5.4306 | 0.93101 | 6 | 0.36162
44505 | 7.37 | 1 | 365 | 8.3907 | 0.88921 | 9 | 0.27991
49271 | 11.34 | 1 | 365 | 12.9105 | 0.98693 | 13 | 0.89744
36358 | 9.765 | 1 | 365 | 11.1174 | 0.37763 | 11 | 0.49502
45250 | 6.93 | 1 | 365 | 7.8898 | 0.8809 | 8 | 0.77066
49874 | 10 | 1 | 365 | 11.3849 | 0.91616 | 12 | 0.3011
48741 | 8.82 | 1 | 365 | 10.0415 | 0.21205 | 10 | 0.25357
49673 | 5.565 | 1 | 365 | 6.3357 | 0.75284 | 7 | 0.08856
56316 | 2.34 | 1 | 365 | 2.6641 | 0.36238 | 3 | 0.026456
30781 | 10.14 | 1 | 365 | 11.5443 | 0.23699 | 11 | 0.78131
46775 | 6.89 | 1 | 365 | 7.8442 | 0.78923 | 8 | 0.63346
56318 | 4.68 | 1 | 365 | 5.3282 | 0.72476 | 6 | 0.052913
51994 | 5.46 | 1 | 365 | 6.2162 | 0.51222 | 6 | 0.7284
54478 | 5.72 | 1 | 365 | 6.5122 | 0.10804 | 6 | 0.62023
49450 | 12.19 | 1 | 365 | 13.8782 | 0.9348 | 14 | 0.81304
56283 | 4.86 | 1 | 365 | 5.5331 | 0.13725 | 5 | 0.67033
46005 | 14.3 | 1 | 365 | 16.2805 | 0.77011 | 17 | 0.050567
49670 | 5.3 | 1 | 365 | 6.034 | 0.14556 | 6 | 0.17958
44344 | 7.52 | 1 | 365 | 8.5615 | 0.23295 | 8 | 0.79442
51238 | 9.54 | 1 | 365 | 10.8612 | 0.86202 | 11 | 0.72325
55948 | 10.4 | 1 | 365 | 11.8403 | 0.83281 | 12 | 0.67314
55815 | 5.6 | 1 | 365 | 6.3756 | 0.83305 | 7 | 0.20861
51174 | 2.75 | 1 | 365 | 3.1309 | 0.30194 | 3 | 0.4328
55811 | 4.48 | 1 | 365 | 5.1005 | 0.26644 | 5 | 0.36689
44475 | 2.915 | 1 | 365 | 3.3187 | 0.68006 | 3 | 0.99877
47210 | 13.25 | 1 | 365 | 15.085 | 0.36391 | 15 | 0.44895
55445 | 7.7 | 1 | 365 | 8.7664 | 0.64544 | 9 | 0.41184
47893 | 8.8 | 1 | 365 | 10.0187 | 0.16622 | 10 | 0.18496
55317 | 5.3 | 1 | 365 | 6.034 | 0.14556 | 6 | 0.17958
45030 | 3.06 | 1 | 365 | 3.4838 | 0.012345 | 3 | 0.49614
55316 | 5.3 | 1 | 365 | 6.034 | 0.14556 | 6 | 0.17958
55314 | 12.48 | 1 | 365 | 14.2084 | 0.59937 | 14 | 0.80777
47938 | 6.875 | 1 | 365 | 7.8271 | 0.75486 | 8 | 0.582
55193 | 5.72 | 1 | 365 | 6.5122 | 0.10804 | 6 | 0.62023
44486 | 5.565 | 1 | 365 | 6.3357 | 0.75284 | 7 | 0.08856
48418 | 4.77 | 1 | 365 | 5.4306 | 0.93101 | 6 | 0.36162
55186 | 9.88 | 1 | 365 | 11.2483 | 0.64117 | 11 | 0.88948
48385 | 3.71 | 1 | 365 | 4.2238 | 0.5019 | 4 | 0.72571
55607 | 250 | 0.9 | 365 | 256.1611 | 0.6136 | 256 | 0.77466
47927 | 3.85 | 1 | 365 | 4.3832 | 0.82272 | 5 | 0.20592
11136 | 649.04 | 0.8 | 365 | 591.1423 | 0.88036 | 592 | 0.022668
48352 | 6.095 | 1 | 365 | 6.9391 | 0.9674 | 7 | 0.90652
47995 | 8.67 | 1 | 365 | 9.8707 | 0.86831 | 10 | 0.73905
48974 | 6.5 | 1 | 365 | 7.4002 | 0.8955 | 8 | 0.29571
58244 | 24.3 | 1 | 365 | 27.6654 | 0.68627 | 28 | 0.35166
45392 | 5.83 | 1 | 365 | 6.6374 | 0.36012 | 6 | 0.99754
54027 | 4.94 | 1 | 365 | 5.6242 | 0.32058 | 5 | 0.94474
44935 | 9.18 | 1 | 365 | 10.4514 | 0.037035 | 10 | 0.48841
52058 | 4.68 | 1 | 365 | 5.3282 | 0.72476 | 6 | 0.052913
53483 | 2.6 | 1 | 365 | 2.9601 | 0.9582 | 3 | 0.91828
45667 | 2.65 | 1 | 365 | 3.017 | 0.072782 | 3 | 0.08979
45637 | 7.02 | 1 | 365 | 7.9922 | 0.087144 | 8 | 0.079369
53695 | 5.72 | 1 | 365 | 6.5122 | 0.10804 | 6 | 0.62023
45626 | 6 | 1 | 365 | 6.831 | 0.7497 | 7 | 0.58066
52728 | 6.24 | 1 | 365 | 7.1042 | 0.29968 | 7 | 0.40388
45138 | 5.83 | 1 | 365 | 6.6374 | 0.36012 | 6 | 0.99754
45627 | 6 | 1 | 365 | 6.831 | 0.7497 | 7 | 0.58066
52089 | 4.42 | 1 | 365 | 5.0321 | 0.12894 | 5 | 0.16108
45050 | 4.335 | 1 | 365 | 4.9354 | 0.93416 | 5 | 0.86953
46381 | 3.42 | 1 | 365 | 3.8936 | 0.83733 | 4 | 0.73097
48586 | 6.75 | 1 | 365 | 7.6848 | 0.46841 | 8 | 0.15324
45791 | 6.625 | 1 | 365 | 7.5425 | 0.18196 | 7 | 0.72448
53545 | 4.94 | 1 | 365 | 5.6242 | 0.32058 | 5 | 0.94474
53968 | 8.67 | 1 | 365 | 9.8707 | 0.86831 | 10 | 0.73905
53815 | 4.16 | 1 | 365 | 4.7361 | 0.53312 | 5 | 0.26926
48184 | 10.6 | 1 | 365 | 12.068 | 0.29113 | 12 | 0.35916
52781 | 7.28 | 1 | 365 | 8.2882 | 0.68296 | 8 | 0.9712
47098 | 6.6 | 1 | 365 | 7.5141 | 0.12467 | 7 | 0.63872
45793 | 8.48 | 1 | 365 | 9.6544 | 0.4329 | 10 | 0.087329
53568 | 8.58 | 1 | 365 | 9.7683 | 0.66207 | 10 | 0.43034
55524 | 26.4 | 0.9 | 365 | 27.0506 | 0.4488 | 27 | 0.4994
12760 | 990.945 | 0.7 | 365 | 789.7292 | 0.60579 | 790 | 0.33497
48148 | 5.2 | 1 | 365 | 5.9202 | 0.9164 | 6 | 0.83657
11359 | 990.945 | 0.7 | 365 | 789.7292 | 0.60579 | 790 | 0.33497
48106 | 6.625 | 1 | 365 | 7.5425 | 0.18196 | 7 | 0.72448
48028 | 10.545 | 1 | 365 | 12.0054 | 0.16509 | 12 | 0.17051
48003 | 12 | 1 | 365 | 13.6619 | 0.49939 | 14 | 0.16132
43845 | 2.915 | 1 | 365 | 3.3187 | 0.68006 | 3 | 0.99877
44817 | 6.5 | 1 | 365 | 7.4002 | 0.8955 | 8 | 0.29571
43920 | 5.5 | 1 | 365 | 6.2617 | 0.60389 | 6 | 0.8656
44810 | 7.625 | 1 | 365 | 8.681 | 0.47357 | 9 | 0.15459
41533 | 8.25 | 1 | 365 | 9.3926 | 0.90583 | 10 | 0.2984
47929 | 5.865 | 1 | 365 | 6.6773 | 0.44033 | 7 | 0.11759
43736 | 5.4 | 1 | 365 | 6.1479 | 0.37473 | 6 | 0.52259
48006 | 9.54 | 1 | 365 | 10.8612 | 0.86202 | 11 | 0.72325
48011 | 8.25 | 1 | 365 | 9.3926 | 0.90583 | 10 | 0.2984
41431 | 5.355 | 1 | 365 | 6.0966 | 0.2716 | 6 | 0.36824
37387 | 7.7 | 1 | 365 | 8.7664 | 0.64544 | 9 | 0.41184
44480 | 5.3 | 1 | 365 | 6.034 | 0.14556 | 6 | 0.17958
43135 | 8.8 | 1 | 365 | 10.0187 | 0.16622 | 10 | 0.18496
49491 | 6.36 | 1 | 365 | 7.2408 | 0.57468 | 7 | 0.8155
37333 | 4.675 | 1 | 365 | 5.3225 | 0.7133 | 6 | 0.035762
50607 | 3.9 | 1 | 365 | 4.4401 | 0.9373 | 5 | 0.37743
51160 | 6.76 | 1 | 365 | 7.6962 | 0.49132 | 8 | 0.18754
48333 | 5.565 | 1 | 365 | 6.3357 | 0.75284 | 7 | 0.08856
41652 | 10.85 | 1 | 365 | 12.3527 | 0.86403 | 13 | 0.21669
41596 | 15.696 | 1 | 365 | 17.8698 | 0.9692 | 18 | 0.839
44872 | 11.22 | 1 | 365 | 12.7739 | 0.71193 | 13 | 0.48583
44549 | 9.25 | 1 | 365 | 10.5311 | 0.19745 | 10 | 0.72851
37918 | 6.325 | 1 | 365 | 7.201 | 0.49447 | 7 | 0.69544
35775 | 6 | 1 | 365 | 6.831 | 0.7497 | 7 | 0.58066
44914 | 4.59 | 1 | 365 | 5.2257 | 0.51852 | 5 | 0.7442
38631 | 9.52 | 1 | 365 | 10.8385 | 0.81618 | 11 | 0.65464
35774 | 9.25 | 1 | 365 | 10.5311 | 0.19745 | 10 | 0.72851
56376 | 7.8 | 1 | 365 | 8.8803 | 0.8746 | 9 | 0.75485
50664 | 4.16 | 1 | 365 | 4.7361 | 0.53312 | 5 | 0.26926
35842 | 10.137 | 1 | 365 | 11.5409 | 0.23011 | 11 | 0.77102
50805 | 4.42 | 1 | 365 | 5.0321 | 0.12894 | 5 | 0.16108
39819 | 3.3 | 1 | 365 | 3.757 | 0.56233 | 4 | 0.31936
37291 | 25 | 1 | 365 | 28.4623 | 0.2904 | 28 | 0.75274
56062 | 4.505 | 1 | 365 | 5.1289 | 0.32373 | 5 | 0.45264
51974 | 7 | 1 | 365 | 7.9695 | 0.041312 | 8 | 0.010767
47272 | 9.75 | 1 | 365 | 11.1003 | 0.34326 | 11 | 0.44357
55045 | 6.625 | 1 | 365 | 7.5425 | 0.18196 | 7 | 0.72448
50850 | 7.98 | 1 | 365 | 9.0852 | 0.2871 | 9 | 0.37227
50174 | 7.521 | 1 | 365 | 8.5626 | 0.23524 | 8 | 0.79785
53747 | 9.62 | 1 | 365 | 10.9523 | 0.045346 | 10 | 0.99765
47026 | 5.04 | 1 | 365 | 5.738 | 0.54974 | 6 | 0.28775
54283 | 25 | 1 | 365 | 28.4623 | 0.2904 | 28 | 0.75274
53740 | 3.64 | 1 | 365 | 4.1441 | 0.34148 | 4 | 0.4856
55994 | 5.98 | 1 | 365 | 6.8082 | 0.70386 | 7 | 0.51206
47020 | 10.4 | 1 | 365 | 11.8403 | 0.83281 | 12 | 0.67314
45792 | 4.41 | 1 | 365 | 5.0208 | 0.10603 | 5 | 0.12678
55970 | 11.18 | 1 | 365 | 12.7284 | 0.62027 | 13 | 0.34863
55967 | 7.54 | 1 | 365 | 8.5842 | 0.27878 | 8 | 0.86303
50866 | 4.845 | 1 | 365 | 5.516 | 0.10288 | 5 | 0.61888
55576 | 16.9 | 1 | 365 | 19.2405 | 0.72831 | 19 | 0.96885
55561 | 9.1 | 1 | 365 | 10.3603 | 0.85371 | 11 | 0.214
55559 | 8.32 | 1 | 365 | 9.4723 | 0.066245 | 9 | 0.53851
55558 | 9.88 | 1 | 365 | 11.2483 | 0.64117 | 11 | 0.88948
43470 | 17.1 | 1 | 365 | 19.4682 | 0.18663 | 19 | 0.65487
55525 | 4.68 | 1 | 365 | 5.3282 | 0.72476 | 6 | 0.052913
50753 | 16.38 | 1 | 365 | 18.6485 | 0.53667 | 19 | 0.1852
55536 | 7.02 | 1 | 365 | 7.9922 | 0.087144 | 8 | 0.079369
55568 | 8.32 | 1 | 365 | 9.4723 | 0.066245 | 9 | 0.53851
55573 | 9.44 | 1 | 365 | 10.7474 | 0.63286 | 11 | 0.38023
55521 | 9.88 | 1 | 365 | 11.2483 | 0.64117 | 11 | 0.88948
44845 | 11.88 | 1 | 365 | 13.5253 | 0.2244 | 13 | 0.7497
55514 | 3.64 | 1 | 365 | 4.1441 | 0.34148 | 4 | 0.4856
55968 | 20.02 | 1 | 365 | 22.7926 | 0.87815 | 23 | 0.67079
44105 | 5.94 | 1 | 365 | 6.7627 | 0.6122 | 7 | 0.37485
44281 | 8.18 | 1 | 365 | 9.3129 | 0.74542 | 10 | 0.058297
55520 | 8.84 | 1 | 365 | 10.0643 | 0.25789 | 10 | 0.32217
55515 | 3.12 | 1 | 365 | 3.5521 | 0.14984 | 3 | 0.70194
47556 | 12.6 | 1 | 365 | 14.345 | 0.87436 | 15 | 0.21938
51467 | 13.42 | 1 | 365 | 15.2786 | 0.75349 | 16 | 0.032071
48950 | 9.54 | 1 | 365 | 10.8612 | 0.86202 | 11 | 0.72325
54801 | 8.84 | 1 | 365 | 10.0643 | 0.25789 | 10 | 0.32217
50905 | 5.7 | 1 | 365 | 6.4894 | 0.062211 | 6 | 0.55162
41209 | 12 | 1 | 365 | 13.6619 | 0.49939 | 14 | 0.16132
12771 | 649.04 | 0.8 | 365 | 591.1423 | 0.88036 | 592 | 0.022668
40404 | 11.7 | 1 | 365 | 13.3204 | 0.81191 | 14 | 0.13228
46715 | 5.565 | 1 | 365 | 6.3357 | 0.75284 | 7 | 0.08856
50909 | 6.21 | 1 | 365 | 7.07 | 0.23094 | 7 | 0.30098
39378 | 4.77 | 1 | 365 | 5.4306 | 0.93101 | 6 | 0.36162
56434 | 6.63 | 1 | 365 | 7.5482 | 0.19341 | 7 | 0.74163
43999 | 4.505 | 1 | 365 | 5.1289 | 0.32373 | 5 | 0.45264
56432 | 3.3 | 1 | 365 | 3.757 | 0.56233 | 4 | 0.31936
48593 | 7.5 | 1 | 365 | 8.5387 | 0.18712 | 8 | 0.72582
56155 | 4.08 | 1 | 365 | 4.6451 | 0.34979 | 4 | 0.99485
50801 | 1.855 | 1 | 365 | 2.1119 | 0.25095 | 2 | 0.36285
55320 | 9.6 | 1 | 365 | 10.9295 | 0.99951 | 11 | 0.92905
42473 | 6.6 | 1 | 365 | 7.5141 | 0.12467 | 7 | 0.63872
45338 | 9 | 1 | 365 | 10.2464 | 0.62454 | 10 | 0.87099
48624 | 7.29 | 1 | 365 | 8.2996 | 0.70588 | 9 | 0.005499
49978 | 9.99 | 1 | 365 | 11.3736 | 0.89324 | 12 | 0.26679
49090 | 8.1 | 1 | 365 | 9.2218 | 0.56209 | 9 | 0.78389
48955 | 6 | 1 | 365 | 6.831 | 0.7497 | 7 | 0.58066
51435 | 7.2 | 1 | 365 | 8.1972 | 0.49964 | 8 | 0.69679
49100 | 5.1 | 1 | 365 | 5.8063 | 0.68724 | 6 | 0.49356
47234 | 9.275 | 1 | 365 | 10.5595 | 0.25474 | 10 | 0.81427
50977 | 4.16 | 1 | 365 | 4.7361 | 0.53312 | 5 | 0.26926
55274 | 9.9 | 1 | 365 | 11.2711 | 0.687 | 11 | 0.95809
51237 | 13.2 | 1 | 365 | 15.0281 | 0.24933 | 15 | 0.27745
55262 | 5.4 | 1 | 365 | 6.1479 | 0.37473 | 6 | 0.52259
45674 | 5.7 | 1 | 365 | 6.4894 | 0.062211 | 6 | 0.55162
55258 | 7.8 | 1 | 365 | 8.8803 | 0.8746 | 9 | 0.75485
55255 | 6 | 1 | 365 | 6.831 | 0.7497 | 7 | 0.58066
48578 | 7.5 | 1 | 365 | 8.5387 | 0.18712 | 8 | 0.72582
55248 | 8.25 | 1 | 365 | 9.3926 | 0.90583 | 10 | 0.2984
51428 | 6.6 | 1 | 365 | 7.5141 | 0.12467 | 7 | 0.63872
55239 | 4.75 | 1 | 365 | 5.4078 | 0.88518 | 6 | 0.29302
43729 | 4.5 | 1 | 365 | 5.1232 | 0.31227 | 5 | 0.43549
37528 | 12 | 1 | 365 | 13.6619 | 0.49939 | 14 | 0.16132
37288 | 4.905 | 1 | 365 | 5.5843 | 0.24038 | 5 | 0.82469
35839 | 10.75 | 1 | 365 | 12.2388 | 0.63487 | 12 | 0.87368
42413 | 9.41 | 1 | 365 | 10.7132 | 0.56411 | 11 | 0.27733
51328 | 6.625 | 1 | 365 | 7.5425 | 0.18196 | 7 | 0.72448
49983 | 5.7 | 1 | 365 | 6.4894 | 0.062211 | 6 | 0.55162
43390 | 4.5 | 1 | 365 | 5.1232 | 0.31227 | 5 | 0.43549
49120 | 4.5 | 1 | 365 | 5.1232 | 0.31227 | 5 | 0.43549
49761 | 6.3 | 1 | 365 | 7.1725 | 0.43718 | 7 | 0.60969
45267 | 4.77 | 1 | 365 | 5.4306 | 0.93101 | 6 | 0.36162
51436 | 5.7 | 1 | 365 | 6.4894 | 0.062211 | 6 | 0.55162
47411 | 9.18 | 1 | 365 | 10.4514 | 0.037035 | 10 | 0.48841
51398 | 4.5 | 1 | 365 | 5.1232 | 0.31227 | 5 | 0.43549
47478 | 8.7 | 1 | 365 | 9.9049 | 0.93706 | 10 | 0.84195
49639 | 16.5 | 1 | 365 | 18.7851 | 0.81166 | 19 | 0.59681
43435 | 15.6 | 1 | 365 | 17.7605 | 0.74921 | 18 | 0.50971
46633 | 4.505 | 1 | 365 | 5.1289 | 0.32373 | 5 | 0.45264
47085 | 7.95 | 1 | 365 | 9.051 | 0.21835 | 9 | 0.26937
43409 | 3.18 | 1 | 365 | 3.6204 | 0.28734 | 3 | 0.90775
46551 | 5.1 | 1 | 365 | 5.8063 | 0.68724 | 6 | 0.49356
43372 | 10.07 | 1 | 365 | 11.4646 | 0.076573 | 11 | 0.5412
42018 | 12.19 | 1 | 365 | 13.8782 | 0.9348 | 14 | 0.81304
49552 | 13.515 | 1 | 365 | 15.3867 | 0.97119 | 16 | 0.35793
43376 | 8.1 | 1 | 365 | 9.2218 | 0.56209 | 9 | 0.78389
41780 | 14.4 | 1 | 365 | 16.3943 | 0.99927 | 17 | 0.39358
46987 | 5.4 | 1 | 365 | 6.1479 | 0.37473 | 6 | 0.52259
49115 | 4.5 | 1 | 365 | 5.1232 | 0.31227 | 5 | 0.43549
43385 | 9.6 | 1 | 365 | 10.9295 | 0.99951 | 11 | 0.92905
45866 | 9.9 | 1 | 365 | 11.2711 | 0.687 | 11 | 0.95809
54156 | 3 | 1 | 365 | 3.4155 | 0.87485 | 4 | 0.29033
43776 | 9 | 1 | 365 | 10.2464 | 0.62454 | 10 | 0.87099
46627 | 4.2 | 1 | 365 | 4.7817 | 0.62479 | 5 | 0.40646
49676 | 6.36 | 1 | 365 | 7.2408 | 0.57468 | 7 | 0.8155
49678 | 7.685 | 1 | 365 | 8.7493 | 0.61107 | 9 | 0.36039
30691 | 16.575 | 1 | 365 | 18.8705 | 0.98354 | 19 | 0.85407
48583 | 10.07 | 1 | 365 | 11.4646 | 0.076573 | 11 | 0.5412
45847 | 12.9 | 1 | 365 | 14.6866 | 0.56185 | 15 | 0.24841
50052 | 3 | 1 | 365 | 3.4155 | 0.87485 | 4 | 0.29033
44005 | 7.95 | 1 | 365 | 9.051 | 0.21835 | 9 | 0.26937
43704 | 6.095 | 1 | 365 | 6.9391 | 0.9674 | 7 | 0.90652
42842 | 4.5 | 1 | 365 | 5.1232 | 0.31227 | 5 | 0.43549
47943 | 7.5 | 1 | 365 | 8.5387 | 0.18712 | 8 | 0.72582
43849 | 5.1 | 1 | 365 | 5.8063 | 0.68724 | 6 | 0.49356
45721 | 15.6 | 1 | 365 | 17.7605 | 0.74921 | 18 | 0.50971
53996 | 12 | 1 | 365 | 13.6619 | 0.49939 | 14 | 0.16132
54002 | 10.8 | 1 | 365 | 12.2957 | 0.74945 | 13 | 0.045184
48547 | 6.12 | 1 | 365 | 6.9676 | 0.02469 | 6 | 0.99227
41865 | 5.7 | 1 | 365 | 6.4894 | 0.062211 | 6 | 0.55162
50066 | 6.9 | 1 | 365 | 7.8556 | 0.81215 | 8 | 0.66776
51369 | 6.6 | 1 | 365 | 7.5141 | 0.12467 | 7 | 0.63872
49566 | 13.5 | 1 | 365 | 15.3697 | 0.93682 | 16 | 0.30648
51214 | 9.18 | 1 | 365 | 10.4514 | 0.037035 | 10 | 0.48841
47394 | 6.6 | 1 | 365 | 7.5141 | 0.12467 | 7 | 0.63872
51438 | 3.6 | 1 | 365 | 4.0986 | 0.24982 | 4 | 0.34839
44386 | 4.77 | 1 | 365 | 5.4306 | 0.93101 | 6 | 0.36162
50044 | 10.07 | 1 | 365 | 11.4646 | 0.076573 | 11 | 0.5412
40467 | 13.23 | 1 | 365 | 15.0623 | 0.31808 | 15 | 0.38035
49844 | 6.6 | 1 | 365 | 7.5141 | 0.12467 | 7 | 0.63872
49828 | 10.6 | 1 | 365 | 12.068 | 0.29113 | 12 | 0.35916
45352 | 6 | 1 | 365 | 6.831 | 0.7497 | 7 | 0.58066
47201 | 5.565 | 1 | 365 | 6.3357 | 0.75284 | 7 | 0.08856
47211 | 7.42 | 1 | 365 | 8.4476 | 0.0037907 | 8 | 0.45141
48383 | 6.625 | 1 | 365 | 7.5425 | 0.18196 | 7 | 0.72448
50053 | 6.36 | 1 | 365 | 7.2408 | 0.57468 | 7 | 0.8155
43322 | 4.2 | 1 | 365 | 4.7817 | 0.62479 | 5 | 0.40646
38425 | 11.66 | 1 | 365 | 13.2748 | 0.72024 | 13 | 0.99508
45355 | 3.18 | 1 | 365 | 3.6204 | 0.28734 | 3 | 0.90775
45136 | 10.6 | 1 | 365 | 12.068 | 0.29113 | 12 | 0.35916
45786 | 6.89 | 1 | 365 | 7.8442 | 0.78923 | 8 | 0.63346
48041 | 7.42 | 1 | 365 | 8.4476 | 0.0037907 | 8 | 0.45141
55460 | 6 | 1 | 365 | 6.831 | 0.7497 | 7 | 0.58066
55464 | 12 | 1 | 365 | 13.6619 | 0.49939 | 14 | 0.16132
55440 | 10.865 | 1 | 365 | 12.3697 | 0.89841 | 13 | 0.26814
41139 | 8.4 | 1 | 365 | 9.5633 | 0.24957 | 9 | 0.81292
54958 | 3.9 | 1 | 365 | 4.4401 | 0.9373 | 5 | 0.37743
33116 | 4.16 | 1 | 365 | 4.7361 | 0.53312 | 5 | 0.26926
49805 | 9.92 | 1 | 365 | 11.2939 | 0.73283 | 12 | 0.026687
38386 | 8.82 | 1 | 365 | 10.0415 | 0.21205 | 10 | 0.25357
55001 | 6 | 1 | 365 | 6.831 | 0.7497 | 7 | 0.58066
39194 | 7.56 | 1 | 365 | 8.607 | 0.32462 | 8 | 0.93163
55017 | 6.6 | 1 | 365 | 7.5141 | 0.12467 | 7 | 0.63872
41048 | 10.14 | 1 | 365 | 11.5443 | 0.23699 | 11 | 0.78131
55025 | 5.25 | 1 | 365 | 5.9771 | 0.030984 | 6 | 0.0080754
43349 | 9.81 | 1 | 365 | 11.1686 | 0.48075 | 11 | 0.64938
47982 | 7.6 | 1 | 365 | 8.6526 | 0.41628 | 9 | 0.068833
46028 | 6.3 | 1 | 365 | 7.1725 | 0.43718 | 7 | 0.60969
37320 | 9.81 | 1 | 365 | 11.1686 | 0.48075 | 11 | 0.64938
38346 | 8.1 | 1 | 365 | 9.2218 | 0.56209 | 9 | 0.78389
38337 | 7.521 | 1 | 365 | 8.5626 | 0.23524 | 8 | 0.79785
44145 | 9.135 | 1 | 365 | 10.4001 | 0.93391 | 11 | 0.33405
33058 | 5.2 | 1 | 365 | 5.9202 | 0.9164 | 6 | 0.83657
32189 | 5.72 | 1 | 365 | 6.5122 | 0.10804 | 6 | 0.62023
38620 | 8.67 | 1 | 365 | 9.8707 | 0.86831 | 10 | 0.73905
54006 | 4.59 | 1 | 365 | 5.2257 | 0.51852 | 5 | 0.7442
46950 | 11.96 | 1 | 365 | 13.6164 | 0.40773 | 14 | 0.024111
56472 | 12.2 | 1 | 365 | 13.8896 | 0.95772 | 14 | 0.84734
32165 | 13 | 1 | 365 | 14.8004 | 0.79101 | 15 | 0.59142
46784 | 4.16 | 1 | 365 | 4.7361 | 0.53312 | 5 | 0.26926
46934 | 7.8 | 1 | 365 | 8.8803 | 0.8746 | 9 | 0.75485
46932 | 11.44 | 1 | 365 | 13.0244 | 0.21609 | 13 | 0.24045
46741 | 6.36 | 1 | 365 | 7.2408 | 0.57468 | 7 | 0.8155
46936 | 6.5 | 1 | 365 | 7.4002 | 0.8955 | 8 | 0.29571
46815 | 19.08 | 1 | 365 | 21.7225 | 0.72403 | 22 | 0.44649
46958 | 8.84 | 1 | 365 | 10.0643 | 0.25789 | 10 | 0.32217
31386 | 5.72 | 1 | 365 | 6.5122 | 0.10804 | 6 | 0.62023
56709 | 5.6 | 1 | 365 | 6.3756 | 0.83305 | 7 | 0.20861
50537 | 3.445 | 1 | 365 | 3.9221 | 0.89462 | 4 | 0.81673
44592 | 5.99 | 1 | 365 | 6.8196 | 0.72678 | 7 | 0.54636
48025 | 9.3 | 1 | 365 | 10.588 | 0.31203 | 10 | 0.90002
48037 | 3.85 | 1 | 365 | 4.3832 | 0.82272 | 5 | 0.20592
47977 | 6.375 | 1 | 365 | 7.2579 | 0.60905 | 7 | 0.86695
55013 | 8 | 1 | 365 | 9.1079 | 0.33293 | 9 | 0.44088
48059 | 4.505 | 1 | 365 | 5.1289 | 0.32373 | 5 | 0.45264
44479 | 7.685 | 1 | 365 | 8.7493 | 0.61107 | 9 | 0.36039
54993 | 7.56 | 1 | 365 | 8.607 | 0.32462 | 8 | 0.93163
56580 | 10.8 | 1 | 365 | 12.2957 | 0.74945 | 13 | 0.045184
51329 | 7.29 | 1 | 365 | 8.2996 | 0.70588 | 9 | 0.005499
51403 | 9 | 1 | 365 | 10.2464 | 0.62454 | 10 | 0.87099
51202 | 12 | 1 | 365 | 13.6619 | 0.49939 | 14 | 0.16132
43090 | 7.194 | 1 | 365 | 8.1903 | 0.48589 | 8 | 0.67621
43105 | 12 | 1 | 365 | 13.6619 | 0.49939 | 14 | 0.16132
54425 | 10.8 | 1 | 365 | 12.2957 | 0.74945 | 13 | 0.045184
46550 | 3 | 1 | 365 | 3.4155 | 0.87485 | 4 | 0.29033
42133 | 6.21 | 1 | 365 | 7.07 | 0.23094 | 7 | 0.30098
56438 | 7.25 | 1 | 365 | 8.2541 | 0.61422 | 8 | 0.86829
44422 | 5.1 | 1 | 365 | 5.8063 | 0.68724 | 6 | 0.49356
50188 | 3.71 | 1 | 365 | 4.2238 | 0.5019 | 4 | 0.72571
50760 | 3.71 | 1 | 365 | 4.2238 | 0.5019 | 4 | 0.72571
54603 | 11.4 | 1 | 365 | 12.9788 | 0.12442 | 13 | 0.10325
55242 | 5.865 | 1 | 365 | 6.6773 | 0.44033 | 7 | 0.11759
45128 | 17.658 | 1 | 365 | 20.1035 | 0.46536 | 20 | 0.56888
51537 | 5.4 | 1 | 365 | 6.1479 | 0.37473 | 6 | 0.52259
39734 | 9.66 | 1 | 365 | 10.9978 | 0.13701 | 11 | 0.13486
55251 | 8.25 | 1 | 365 | 9.3926 | 0.90583 | 10 | 0.2984
55401 | 10.8 | 1 | 365 | 12.2957 | 0.74945 | 13 | 0.045184
51827 | 2.4 | 1 | 365 | 2.7324 | 0.49988 | 3 | 0.23226
54644 | 7.56 | 1 | 365 | 8.607 | 0.32462 | 8 | 0.93163
50049 | 9 | 1 | 365 | 10.2464 | 0.62454 | 10 | 0.87099
55253 | 3 | 1 | 365 | 3.4155 | 0.87485 | 4 | 0.29033
44960 | 8.48 | 1 | 365 | 9.6544 | 0.4329 | 10 | 0.087329
37525 | 8.82 | 1 | 365 | 10.0415 | 0.21205 | 10 | 0.25357
50872 | 8.48 | 1 | 365 | 9.6544 | 0.4329 | 10 | 0.087329
51060 | 4.24 | 1 | 365 | 4.8272 | 0.71645 | 5 | 0.54366
37334 | 6.3 | 1 | 365 | 7.1725 | 0.43718 | 7 | 0.60969
49520 | 10.8 | 1 | 365 | 12.2957 | 0.74945 | 13 | 0.045184
44177 | 8.55 | 1 | 365 | 9.7341 | 0.59332 | 10 | 0.32744
49215 | 4.875 | 1 | 365 | 5.5502 | 0.17163 | 5 | 0.72178
38317 | 5.225 | 1 | 365 | 5.9486 | 0.97369 | 6 | 0.92232
39002 | 8.32 | 1 | 365 | 9.4723 | 0.066245 | 9 | 0.53851
45094 | 14.35 | 1 | 365 | 16.3374 | 0.88469 | 17 | 0.22207
41860 | 3.924 | 1 | 365 | 4.4674 | 0.9923 | 5 | 0.45975
36706 | 8.55 | 1 | 365 | 9.7341 | 0.59332 | 10 | 0.32744
35958 | 6.54 | 1 | 365 | 7.4457 | 0.98717 | 8 | 0.43292
38260 | 13.23 | 1 | 365 | 15.0623 | 0.31808 | 15 | 0.38035
49870 | 5.76 | 1 | 365 | 6.5577 | 0.19971 | 6 | 0.75743
56371 | 7.425 | 1 | 365 | 8.4533 | 0.015249 | 8 | 0.46856
44688 | 4.58 | 1 | 365 | 5.2143 | 0.4956 | 5 | 0.7099
44538 | 9.18 | 1 | 365 | 10.4514 | 0.037035 | 10 | 0.48841
44557 | 8.67 | 1 | 365 | 9.8707 | 0.86831 | 10 | 0.73905
53623 | 8.16 | 1 | 365 | 9.2901 | 0.69959 | 9 | 0.98969
42144 | 5.2 | 1 | 365 | 5.9202 | 0.9164 | 6 | 0.83657
44915 | 9.43 | 1 | 365 | 10.736 | 0.60994 | 11 | 0.34593
38000 | 9.75 | 1 | 365 | 11.1003 | 0.34326 | 11 | 0.44357
49344 | 2.34 | 1 | 365 | 2.6641 | 0.36238 | 3 | 0.026456
43902 | 7.425 | 1 | 365 | 8.4533 | 0.015249 | 8 | 0.46856
46293 | 5.1 | 1 | 365 | 5.8063 | 0.68724 | 6 | 0.49356
53798 | 4.4 | 1 | 365 | 5.0094 | 0.08311 | 5 | 0.092482
53833 | 5.2 | 1 | 365 | 5.9202 | 0.9164 | 6 | 0.83657
53813 | 2.08 | 1 | 365 | 2.3681 | 0.76656 | 3 | 0.13463
53843 | 4.68 | 1 | 365 | 5.3282 | 0.72476 | 6 | 0.052913
52786 | 7.02 | 1 | 365 | 7.9922 | 0.087144 | 8 | 0.079369
50070 | 6.12 | 1 | 365 | 6.9676 | 0.02469 | 6 | 0.99227
53909 | 5.98 | 1 | 365 | 6.8082 | 0.70386 | 7 | 0.51206
44037 | 12.8 | 1 | 365 | 14.5727 | 0.33268 | 14 | 0.9054
53057 | 4.68 | 1 | 365 | 5.3282 | 0.72476 | 6 | 0.052913
34948 | 5.4 | 1 | 365 | 6.1479 | 0.37473 | 6 | 0.52259
50520 | 10.6 | 1 | 365 | 12.068 | 0.29113 | 12 | 0.35916
42940 | 8.525 | 1 | 365 | 9.7057 | 0.53603 | 10 | 0.24168
43835 | 6.84 | 1 | 365 | 7.7873 | 0.67465 | 8 | 0.46195
42628 | 6.6 | 1 | 365 | 7.5141 | 0.12467 | 7 | 0.63872
38992 | 6.6 | 1 | 365 | 7.5141 | 0.12467 | 7 | 0.63872
42699 | 6.875 | 1 | 365 | 7.8271 | 0.75486 | 8 | 0.582
55276 | 6 | 1 | 365 | 6.831 | 0.7497 | 7 | 0.58066
56748 | 17.5 | 1 | 365 | 19.9236 | 0.10328 | 20 | 0.026918
52835 | 13 | 1 | 365 | 14.8004 | 0.79101 | 15 | 0.59142
52765 | 9.1 | 1 | 365 | 10.3603 | 0.85371 | 11 | 0.214
37281 | 14.715 | 1 | 365 | 16.7529 | 0.72113 | 17 | 0.47406
52645 | 9.62 | 1 | 365 | 10.9523 | 0.045346 | 10 | 0.99765
52365 | 7.54 | 1 | 365 | 8.5842 | 0.27878 | 8 | 0.86303
53132 | 2.08 | 1 | 365 | 2.3681 | 0.76656 | 3 | 0.13463
51421 | 10.92 | 1 | 365 | 12.4324 | 0.024447 | 12 | 0.4568
51460 | 10.92 | 1 | 365 | 12.4324 | 0.024447 | 12 | 0.4568
51876 | 4.68 | 1 | 365 | 5.3282 | 0.72476 | 6 | 0.052913
53507 | 6.24 | 1 | 365 | 7.1042 | 0.29968 | 7 | 0.40388
51907 | 13.515 | 1 | 365 | 15.3867 | 0.97119 | 16 | 0.35793
53406 | 4.42 | 1 | 365 | 5.0321 | 0.12894 | 5 | 0.16108
52289 | 5.72 | 1 | 365 | 6.5122 | 0.10804 | 6 | 0.62023
52677 | 8.84 | 1 | 365 | 10.0643 | 0.25789 | 10 | 0.32217
53714 | 7.54 | 1 | 365 | 8.5842 | 0.27878 | 8 | 0.86303
51782 | 2.6 | 1 | 365 | 2.9601 | 0.9582 | 3 | 0.91828
56701 | 8.84 | 1 | 365 | 10.0643 | 0.25789 | 10 | 0.32217
56686 | 4.16 | 1 | 365 | 4.7361 | 0.53312 | 5 | 0.26926
53744 | 4.42 | 1 | 365 | 5.0321 | 0.12894 | 5 | 0.16108
52824 | 6.24 | 1 | 365 | 7.1042 | 0.29968 | 7 | 0.40388
56691 | 5.2 | 1 | 365 | 5.9202 | 0.9164 | 6 | 0.83657
56682 | 7.54 | 1 | 365 | 8.5842 | 0.27878 | 8 | 0.86303
52827 | 3.12 | 1 | 365 | 3.5521 | 0.14984 | 3 | 0.70194
56680 | 5.2 | 1 | 365 | 5.9202 | 0.9164 | 6 | 0.83657
56242 | 11.7 | 1 | 365 | 13.3204 | 0.81191 | 14 | 0.13228
45603 | 5.1 | 1 | 365 | 5.8063 | 0.68724 | 6 | 0.49356
56756 | 9.01 | 1 | 365 | 10.2578 | 0.64746 | 10 | 0.90529
55245 | 6.75 | 1 | 365 | 7.6848 | 0.46841 | 8 | 0.15324
46271 | 7.44 | 1 | 365 | 8.4704 | 0.049623 | 8 | 0.52002
27284 | 21.58 | 1 | 365 | 24.5687 | 0.45307 | 25 | 0.021765
55494 | 7.28 | 1 | 365 | 8.2882 | 0.68296 | 8 | 0.9712
55493 | 5 | 1 | 365 | 5.6925 | 0.45808 | 6 | 0.15055
44776 | 9.975 | 1 | 365 | 11.3565 | 0.85887 | 12 | 0.21534
43154 | 10.07 | 1 | 365 | 11.4646 | 0.076573 | 11 | 0.5412
56782 | 13.34 | 1 | 365 | 15.1875 | 0.57016 | 15 | 0.75766
56767 | 2.565 | 1 | 365 | 2.9202 | 0.878 | 3 | 0.79823
41665 | 5.2 | 1 | 365 | 5.9202 | 0.9164 | 6 | 0.83657
48995 | 4.94 | 1 | 365 | 5.6242 | 0.32058 | 5 | 0.94474
41369 | 8.68 | 1 | 365 | 9.8821 | 0.89123 | 10 | 0.77335
43393 | 10.5 | 1 | 365 | 11.9542 | 0.061968 | 12 | 0.016151
48527 | 4.5 | 1 | 365 | 5.1232 | 0.31227 | 5 | 0.43549
55918 | 5.3 | 1 | 365 | 6.034 | 0.14556 | 6 | 0.17958
43310 | 3 | 1 | 365 | 3.4155 | 0.87485 | 4 | 0.29033
52818 | 10.14 | 1 | 365 | 11.5443 | 0.23699 | 11 | 0.78131
56879 | 5.83 | 1 | 365 | 6.6374 | 0.36012 | 6 | 0.99754
54537 | 14.575 | 1 | 365 | 16.5935 | 0.4003 | 16 | 0.99385
42109 | 3.92 | 1 | 365 | 4.4629 | 0.98313 | 5 | 0.44603
47074 | 4.8 | 1 | 365 | 5.4648 | 0.99976 | 6 | 0.46453
36880 | 6.5 | 1 | 365 | 7.4002 | 0.8955 | 8 | 0.29571
39799 | 4.76 | 1 | 365 | 5.4192 | 0.90809 | 6 | 0.32732
56721 | 8.525 | 1 | 365 | 9.7057 | 0.53603 | 10 | 0.24168
27705 | 13 | 1 | 365 | 14.8004 | 0.79101 | 15 | 0.59142
51012 | 4.08 | 1 | 365 | 4.6451 | 0.34979 | 4 | 0.99485
25283 | 71.76 | 1 | 365 | 81.6983 | 0.44636 | 82 | 0.14466
47441 | 9.3 | 1 | 365 | 10.588 | 0.31203 | 10 | 0.90002
41131 | 9.66 | 1 | 365 | 10.9978 | 0.13701 | 11 | 0.13486
53494 | 9.805 | 1 | 365 | 11.1629 | 0.46929 | 11 | 0.63222
37706 | 8.32 | 1 | 365 | 9.4723 | 0.066245 | 9 | 0.53851
52878 | 13.26 | 1 | 365 | 15.0964 | 0.38683 | 15 | 0.48325
48817 | 3.9 | 1 | 365 | 4.4401 | 0.9373 | 5 | 0.37743
52840 | 3.12 | 1 | 365 | 3.5521 | 0.14984 | 3 | 0.70194
42971 | 7.95 | 1 | 365 | 9.051 | 0.21835 | 9 | 0.26937
42771 | 11.76 | 1 | 365 | 13.3887 | 0.9494 | 14 | 0.33809
48804 | 10.07 | 1 | 365 | 11.4646 | 0.076573 | 11 | 0.5412
48783 | 10 | 1 | 365 | 11.3849 | 0.91616 | 12 | 0.3011
44977 | 7.5 | 1 | 365 | 8.5387 | 0.18712 | 8 | 0.72582
54558 | 6.5 | 1 | 365 | 7.4002 | 0.8955 | 8 | 0.29571
49272 | 6.9 | 1 | 365 | 7.8556 | 0.81215 | 8 | 0.66776
48380 | 4.77 | 1 | 365 | 5.4306 | 0.93101 | 6 | 0.36162
50407 | 5.72 | 1 | 365 | 6.5122 | 0.10804 | 6 | 0.62023
46013 | 9.62 | 1 | 365 | 10.9523 | 0.045346 | 10 | 0.99765
44393 | 8.06 | 1 | 365 | 9.1763 | 0.47042 | 9 | 0.64668
51124 | 2.86 | 1 | 365 | 3.2561 | 0.55402 | 3 | 0.81011
45676 | 7.035 | 1 | 365 | 8.0093 | 0.12152 | 8 | 0.13082
55522 | 5.035 | 1 | 365 | 5.7323 | 0.53829 | 6 | 0.2706
48966 | 10.5 | 1 | 365 | 11.9542 | 0.061968 | 12 | 0.016151
44298 | 9.88 | 1 | 365 | 11.2483 | 0.64117 | 11 | 0.88948
56159 | 6.63 | 1 | 365 | 7.5482 | 0.19341 | 7 | 0.74163
46141 | 9.81 | 1 | 365 | 11.1686 | 0.48075 | 11 | 0.64938
55003 | 10.5 | 1 | 365 | 11.9542 | 0.061968 | 12 | 0.016151
55244 | 11.5 | 1 | 365 | 13.0927 | 0.35358 | 13 | 0.44626
56678 | 10.4 | 1 | 365 | 11.8403 | 0.83281 | 12 | 0.67314
56399 | 9.45 | 1 | 365 | 10.7588 | 0.65577 | 11 | 0.41454
37585 | 7.41 | 1 | 365 | 8.4362 | 0.98087 | 9 | 0.41711
50870 | 16.9 | 1 | 365 | 19.2405 | 0.72831 | 19 | 0.96885
49850 | 5.7 | 1 | 365 | 6.4894 | 0.062211 | 6 | 0.55162
50181 | 7.2 | 1 | 365 | 8.1972 | 0.49964 | 8 | 0.69679
44197 | 9.3 | 1 | 365 | 10.588 | 0.31203 | 10 | 0.90002
46153 | 6.2 | 1 | 365 | 7.0587 | 0.20802 | 7 | 0.26668
50229 | 7.84 | 1 | 365 | 8.9258 | 0.96627 | 9 | 0.89206
54643 | 7.28 | 1 | 365 | 8.2882 | 0.68296 | 8 | 0.9712
48770 | 10.53 | 1 | 365 | 11.9883 | 0.13072 | 12 | 0.11905
55480 | 5.94 | 1 | 365 | 6.7627 | 0.6122 | 7 | 0.37485
54536 | 14.025 | 1 | 365 | 15.9674 | 0.13991 | 16 | 0.10729
50820 | 12.375 | 1 | 365 | 14.0889 | 0.35875 | 14 | 0.44761
47718 | 6 | 1 | 365 | 6.831 | 0.7497 | 7 | 0.58066
51540 | 4.8 | 1 | 365 | 5.4648 | 0.99976 | 6 | 0.46453
48805 | 5.83 | 1 | 365 | 6.6374 | 0.36012 | 6 | 0.99754
42724 | 6.875 | 1 | 365 | 7.8271 | 0.75486 | 8 | 0.582
45347 | 7.975 | 1 | 365 | 9.0795 | 0.27564 | 9 | 0.35512
41239 | 8.1 | 1 | 365 | 9.2218 | 0.56209 | 9 | 0.78389
44552 | 4.24 | 1 | 365 | 4.8272 | 0.71645 | 5 | 0.54366
56066 | 9.805 | 1 | 365 | 11.1629 | 0.46929 | 11 | 0.63222
55715 | 5.3 | 1 | 365 | 6.034 | 0.14556 | 6 | 0.17958
55796 | 3.18 | 1 | 365 | 3.6204 | 0.28734 | 3 | 0.90775
51700 | 8.84 | 1 | 365 | 10.0643 | 0.25789 | 10 | 0.32217
58558 | 4.94 | 1 | 365 | 5.6242 | 0.32058 | 5 | 0.94474
56008 | 2.25 | 1 | 365 | 2.5616 | 0.15614 | 2 | 0.71775
53812 | 12.74 | 1 | 365 | 14.5044 | 0.19519 | 14 | 0.6996
56001 | 9.805 | 1 | 365 | 11.1629 | 0.46929 | 11 | 0.63222
56000 | 10.8 | 1 | 365 | 12.2957 | 0.74945 | 13 | 0.045184
55920 | 6.625 | 1 | 365 | 7.5425 | 0.18196 | 7 | 0.72448
55913 | 6 | 1 | 365 | 6.831 | 0.7497 | 7 | 0.58066
55840 | 8.1 | 1 | 365 | 9.2218 | 0.56209 | 9 | 0.78389
55822 | 6.3 | 1 | 365 | 7.1725 | 0.43718 | 7 | 0.60969
55825 | 5.4 | 1 | 365 | 6.1479 | 0.37473 | 6 | 0.52259
55915 | 6.9 | 1 | 365 | 7.8556 | 0.81215 | 8 | 0.66776
51788 | 4.94 | 1 | 365 | 5.6242 | 0.32058 | 5 | 0.94474
55814 | 5.4 | 1 | 365 | 6.1479 | 0.37473 | 6 | 0.52259
53473 | 3.38 | 1 | 365 | 3.8481 | 0.74566 | 4 | 0.59377
55819 | 13.8 | 1 | 365 | 15.7112 | 0.6243 | 16 | 0.33551
55652 | 8.1 | 1 | 365 | 9.2218 | 0.56209 | 9 | 0.78389
52847 | 2.6 | 1 | 365 | 2.9601 | 0.9582 | 3 | 0.91828
52950 | 6.5 | 1 | 365 | 7.4002 | 0.8955 | 8 | 0.29571
55632 | 4.8 | 1 | 365 | 5.4648 | 0.99976 | 6 | 0.46453
55014 | 7.02 | 1 | 365 | 7.9922 | 0.087144 | 8 | 0.079369
53488 | 4.42 | 1 | 365 | 5.0321 | 0.12894 | 5 | 0.16108
52856 | 5.72 | 1 | 365 | 6.5122 | 0.10804 | 6 | 0.62023
53194 | 8.06 | 1 | 365 | 9.1763 | 0.47042 | 9 | 0.64668
52682 | 6.76 | 1 | 365 | 7.6962 | 0.49132 | 8 | 0.18754
45889 | 8.06 | 1 | 365 | 9.1763 | 0.47042 | 9 | 0.64668
55532 | 11.395 | 1 | 365 | 12.9731 | 0.11296 | 13 | 0.086099
55766 | 10.2 | 1 | 365 | 11.6126 | 0.37448 | 11 | 0.98712
55530 | 5.7 | 1 | 365 | 6.4894 | 0.062211 | 6 | 0.55162
55513 | 10.5 | 1 | 365 | 11.9542 | 0.061968 | 12 | 0.016151
55504 | 4.2 | 1 | 365 | 4.7817 | 0.62479 | 5 | 0.40646
55336 | 7.5 | 1 | 365 | 8.5387 | 0.18712 | 8 | 0.72582
46863 | 7.245 | 1 | 365 | 8.2484 | 0.60276 | 8 | 0.85114
40706 | 8.84 | 1 | 365 | 10.0643 | 0.25789 | 10 | 0.32217
44633 | 13.52 | 1 | 365 | 15.3924 | 0.98265 | 16 | 0.37508
40743 | 4.77 | 1 | 365 | 5.4306 | 0.93101 | 6 | 0.36162
38918 | 13.77 | 1 | 365 | 15.6771 | 0.55555 | 16 | 0.23261
37923 | 12.22 | 1 | 365 | 13.9124 | 0.0035475 | 13 | 0.91594
41854 | 7.02 | 1 | 365 | 7.9922 | 0.087144 | 8 | 0.079369
35768 | 18.966 | 1 | 365 | 21.5927 | 0.46279 | 22 | 0.055459
42336 | 6.5 | 1 | 365 | 7.4002 | 0.8955 | 8 | 0.29571
37642 | 6.3 | 1 | 365 | 7.1725 | 0.43718 | 7 | 0.60969
39666 | 14.04 | 1 | 365 | 15.9845 | 0.17429 | 16 | 0.15874
55117 | 5.94 | 1 | 365 | 6.7627 | 0.6122 | 7 | 0.37485
39147 | 6.885 | 1 | 365 | 7.8385 | 0.77778 | 8 | 0.6163
44451 | 8.5 | 1 | 365 | 9.6772 | 0.47874 | 10 | 0.15593
54046 | 8.4 | 1 | 365 | 9.5633 | 0.24957 | 9 | 0.81292
54566 | 2.86 | 1 | 365 | 3.2561 | 0.55402 | 3 | 0.81011
44442 | 11.96 | 1 | 365 | 13.6164 | 0.40773 | 14 | 0.024111
54913 | 127.49 | 0.8 | 365 | 116.1172 | 0.7265 | 116 | 0.84374
18925 | 646.905 | 0.8 | 365 | 589.1978 | 0.96628 | 590 | 0.16404
101 | 3741.4 | 0.7 | 365 | 2981.692 | 0.69647 | 2982 | 0.38844
43085 | 87.78 | 0.9 | 365 | 89.9433 | 0.042247 | 89 | 0.98552
51804 | 6.6 | 1 | 365 | 7.5141 | 0.12467 | 7 | 0.63872
51802 | 6.6 | 1 | 365 | 7.5141 | 0.12467 | 7 | 0.63872
40252 | 3.57 | 1 | 365 | 4.0644 | 0.18107 | 4 | 0.24549
52822 | 6.5 | 1 | 365 | 7.4002 | 0.8955 | 8 | 0.29571
52712 | 7.7 | 1 | 365 | 8.7664 | 0.64544 | 9 | 0.41184
35593 | 120 | 0.9 | 365 | 122.9573 | 0.49453 | 123 | 0.45184
54508 | 9.1 | 1 | 365 | 10.3603 | 0.85371 | 11 | 0.214
44136 | 6.867 | 1 | 365 | 7.818 | 0.73653 | 8 | 0.55456
46278 | 8.4 | 1 | 365 | 9.5633 | 0.24957 | 9 | 0.81292
46203 | 8.99 | 1 | 365 | 10.2351 | 0.60163 | 10 | 0.83669
39252 | 2.25 | 1 | 365 | 2.5616 | 0.15614 | 2 | 0.71775
48004 | 7.44 | 1 | 365 | 8.4704 | 0.049623 | 8 | 0.52002
43285 | 5.4 | 1 | 365 | 6.1479 | 0.37473 | 6 | 0.52259
30779 | 10.5 | 1 | 365 | 11.9542 | 0.061968 | 12 | 0.016151
46284 | 7.44 | 1 | 365 | 8.4704 | 0.049623 | 8 | 0.52002
55809 | 4.05 | 1 | 365 | 4.6109 | 0.28104 | 4 | 0.89194
54532 | 7.65 | 1 | 365 | 8.7095 | 0.53086 | 9 | 0.24034
39397 | 5.2 | 1 | 365 | 5.9202 | 0.9164 | 6 | 0.83657
39317 | 9.1 | 1 | 365 | 10.3603 | 0.85371 | 11 | 0.214
58861 | 3.597 | 1 | 365 | 4.0952 | 0.24294 | 4 | 0.3381
43995 | 12.69 | 1 | 365 | 14.4475 | 0.080607 | 14 | 0.52809
51233 | 7.2 | 1 | 365 | 8.1972 | 0.49964 | 8 | 0.69679
44142 | 8.32 | 1 | 365 | 9.4723 | 0.066245 | 9 | 0.53851
44193 | 7.8 | 1 | 365 | 8.8803 | 0.8746 | 9 | 0.75485
45653 | 6.095 | 1 | 365 | 6.9391 | 0.9674 | 7 | 0.90652
48963 | 15 | 1 | 365 | 17.0774 | 0.37424 | 17 | 0.45164
50207 | 5.4 | 1 | 365 | 6.1479 | 0.37473 | 6 | 0.52259
38377 | 4.59 | 1 | 365 | 5.2257 | 0.51852 | 5 | 0.7442
47012 | 7.5 | 1 | 365 | 8.5387 | 0.18712 | 8 | 0.72582
48894 | 8.4 | 1 | 365 | 9.5633 | 0.24957 | 9 | 0.81292
44047 | 5.4 | 1 | 365 | 6.1479 | 0.37473 | 6 | 0.52259
43366 | 6.9 | 1 | 365 | 7.8556 | 0.81215 | 8 | 0.66776
39201 | 4.8 | 1 | 365 | 5.4648 | 0.99976 | 6 | 0.46453
40985 | 3.3 | 1 | 365 | 3.757 | 0.56233 | 4 | 0.31936
38623 | 18.9 | 1 | 365 | 21.5175 | 0.31154 | 21 | 0.82907
43296 | 3.6 | 1 | 365 | 4.0986 | 0.24982 | 4 | 0.34839
55528 | 5.035 | 1 | 365 | 5.7323 | 0.53829 | 6 | 0.2706
45263 | 7.2 | 1 | 365 | 8.1972 | 0.49964 | 8 | 0.69679
45045 | 8.06 | 1 | 365 | 9.1763 | 0.47042 | 9 | 0.64668
29162 | 10.4 | 1 | 365 | 11.8403 | 0.83281 | 12 | 0.67314
26868 | 5.98 | 1 | 365 | 6.8082 | 0.70386 | 7 | 0.51206
15167 | 3.06 | 1 | 365 | 3.4838 | 0.012345 | 3 | 0.49614
27523 | 4.16 | 1 | 365 | 4.7361 | 0.53312 | 5 | 0.26926
32208 | 13 | 1 | 365 | 14.8004 | 0.79101 | 15 | 0.59142
49095 | 7.54 | 1 | 365 | 8.5842 | 0.27878 | 8 | 0.86303
32289 | 6.76 | 1 | 365 | 7.6962 | 0.49132 | 8 | 0.18754
31980 | 4.68 | 1 | 365 | 5.3282 | 0.72476 | 6 | 0.052913
32382 | 6.24 | 1 | 365 | 7.1042 | 0.29968 | 7 | 0.40388
39011 | 10.14 | 1 | 365 | 11.5443 | 0.23699 | 11 | 0.78131
32312 | 6.24 | 1 | 365 | 7.1042 | 0.29968 | 7 | 0.40388
203 | 1095.85 | 1 | 365 | 1247.6182 | 0.26739 | 1247 | 0.8856
17288 | 24.3 | 1 | 365 | 27.6654 | 0.68627 | 28 | 0.35166
41706 | 16.12 | 1 | 365 | 18.3525 | 0.94085 | 19 | 0.29337
45704 | 6.76 | 1 | 365 | 7.6962 | 0.49132 | 8 | 0.18754
38351 | 5.61 | 1 | 365 | 6.3869 | 0.85597 | 7 | 0.24291
40712 | 4.335 | 1 | 365 | 4.9354 | 0.93416 | 5 | 0.86953
42273 | 19.76 | 1 | 365 | 22.4966 | 0.28233 | 22 | 0.77897
47453 | 6.75 | 1 | 365 | 7.6848 | 0.46841 | 8 | 0.15324
41645 | 6.92 | 1 | 365 | 7.8784 | 0.85798 | 8 | 0.73636
50653 | 5.2 | 1 | 365 | 5.9202 | 0.9164 | 6 | 0.83657
38657 | 8.715 | 1 | 365 | 9.922 | 0.97143 | 10 | 0.89341
39777 | 6.92 | 1 | 365 | 7.8784 | 0.85798 | 8 | 0.73636
57500 | 17.68 | 1 | 365 | 20.1286 | 0.51577 | 20 | 0.64434
58029 | 4.94 | 1 | 365 | 5.6242 | 0.32058 | 5 | 0.94474
33206 | 8.32 | 1 | 365 | 9.4723 | 0.066245 | 9 | 0.53851
51039 | 10.14 | 1 | 365 | 11.5443 | 0.23699 | 11 | 0.78131
46039 | 4.605 | 1 | 365 | 5.2428 | 0.55289 | 5 | 0.79565
44922 | 5.125 | 1 | 365 | 5.8348 | 0.74453 | 6 | 0.57931
47271 | 4.085 | 1 | 365 | 4.6507 | 0.36125 | 5 | 0.011998
37580 | 4.085 | 1 | 365 | 4.6507 | 0.36125 | 5 | 0.011998
42094 | 14.025 | 1 | 365 | 15.9674 | 0.13991 | 16 | 0.10729
37618 | 9.1 | 1 | 365 | 10.3603 | 0.85371 | 11 | 0.214
48158 | 6.5 | 1 | 365 | 7.4002 | 0.8955 | 8 | 0.29571
47503 | 8.58 | 1 | 365 | 9.7683 | 0.66207 | 10 | 0.43034
50365 | 6.12 | 1 | 365 | 6.9676 | 0.02469 | 6 | 0.99227
45746 | 4.42 | 1 | 365 | 5.0321 | 0.12894 | 5 | 0.16108
39692 | 9.1 | 1 | 365 | 10.3603 | 0.85371 | 11 | 0.214
43591 | 5.61 | 1 | 365 | 6.3869 | 0.85597 | 7 | 0.24291
41265 | 8.58 | 1 | 365 | 9.7683 | 0.66207 | 10 | 0.43034
38648 | 8.455 | 1 | 365 | 9.626 | 0.37561 | 10 | 0.0015767
38008 | 8.715 | 1 | 365 | 9.922 | 0.97143 | 10 | 0.89341
51574 | 5.46 | 1 | 365 | 6.2162 | 0.51222 | 6 | 0.7284
49514 | 4.16 | 1 | 365 | 4.7361 | 0.53312 | 5 | 0.26926
50601 | 8.58 | 1 | 365 | 9.7683 | 0.66207 | 10 | 0.43034
47611 | 9.18 | 1 | 365 | 10.4514 | 0.037035 | 10 | 0.48841
45529 | 5.46 | 1 | 365 | 6.2162 | 0.51222 | 6 | 0.7284
37184 | 13.16 | 1 | 365 | 14.9826 | 0.15767 | 15 | 0.14024
48063 | 8.265 | 1 | 365 | 9.4096 | 0.94021 | 10 | 0.34986
38947 | 10.77 | 1 | 365 | 12.2616 | 0.6807 | 12 | 0.94228
36904 | 8.22 | 1 | 365 | 9.3584 | 0.83708 | 10 | 0.1955
38664 | 4.345 | 1 | 365 | 4.9468 | 0.95707 | 5 | 0.90383
39630 | 13.52 | 1 | 365 | 15.3924 | 0.98265 | 16 | 0.37508
50451 | 9.945 | 1 | 365 | 11.3223 | 0.79012 | 12 | 0.11244
39403 | 3.18 | 1 | 365 | 3.6204 | 0.28734 | 3 | 0.90775
45733 | 3.18 | 1 | 365 | 3.6204 | 0.28734 | 3 | 0.90775
39299 | 5.72 | 1 | 365 | 6.5122 | 0.10804 | 6 | 0.62023
45692 | 6.5 | 1 | 365 | 7.4002 | 0.8955 | 8 | 0.29571
41607 | 4.53 | 1 | 365 | 5.1574 | 0.38102 | 5 | 0.5384
38220 | 7.18 | 1 | 365 | 8.1744 | 0.4538 | 8 | 0.62819
38490 | 10.25 | 1 | 365 | 11.6696 | 0.48906 | 12 | 0.15862
50649 | 4.16 | 1 | 365 | 4.7361 | 0.53312 | 5 | 0.26926
39758 | 3.9 | 1 | 365 | 4.4401 | 0.9373 | 5 | 0.37743
41358 | 5.04 | 1 | 365 | 5.738 | 0.54974 | 6 | 0.28775
37627 | 7.155 | 1 | 365 | 8.1459 | 0.39651 | 8 | 0.54243
37185 | 6.14 | 1 | 365 | 6.9904 | 0.070522 | 7 | 0.060873
40366 | 5.46 | 1 | 365 | 6.2162 | 0.51222 | 6 | 0.7284
45762 | 3.64 | 1 | 365 | 4.1441 | 0.34148 | 4 | 0.4856
39980 | 3.64 | 1 | 365 | 4.1441 | 0.34148 | 4 | 0.4856
50320 | 14.04 | 1 | 365 | 15.9845 | 0.17429 | 16 | 0.15874
39621 | 5.72 | 1 | 365 | 6.5122 | 0.10804 | 6 | 0.62023
41492 | 7.54 | 1 | 365 | 8.5842 | 0.27878 | 8 | 0.86303
40070 | 6.12 | 1 | 365 | 6.9676 | 0.02469 | 6 | 0.99227
39945 | 8.84 | 1 | 365 | 10.0643 | 0.25789 | 10 | 0.32217
40490 | 4.59 | 1 | 365 | 5.2257 | 0.51852 | 5 | 0.7442
42035 | 12.74 | 1 | 365 | 14.5044 | 0.19519 | 14 | 0.6996
46280 | 10.455 | 1 | 365 | 11.903 | 0.95885 | 12 | 0.8618
38331 | 8.16 | 1 | 365 | 9.2901 | 0.69959 | 9 | 0.98969
40482 | 15.6 | 1 | 365 | 17.7605 | 0.74921 | 18 | 0.50971
45961 | 7.8 | 1 | 365 | 8.8803 | 0.8746 | 9 | 0.75485
40547 | 10.66 | 1 | 365 | 12.1363 | 0.42863 | 12 | 0.56497
43737 | 8.415 | 1 | 365 | 9.5804 | 0.28395 | 9 | 0.86437
50700 | 15.86 | 1 | 365 | 18.0565 | 0.34503 | 18 | 0.40154
45935 | 5.98 | 1 | 365 | 6.8082 | 0.70386 | 7 | 0.51206
46050 | 3.825 | 1 | 365 | 4.3547 | 0.76543 | 5 | 0.12017
42222 | 5.98 | 1 | 365 | 6.8082 | 0.70386 | 7 | 0.51206
50498 | 12.75 | 1 | 365 | 14.5158 | 0.2181 | 14 | 0.7339
50598 | 8.215 | 1 | 365 | 9.3527 | 0.82563 | 10 | 0.17835
40272 | 11.22 | 1 | 365 | 12.7739 | 0.71193 | 13 | 0.48583
50444 | 5.72 | 1 | 365 | 6.5122 | 0.10804 | 6 | 0.62023
43333 | 4.505 | 1 | 365 | 5.1289 | 0.32373 | 5 | 0.45264
39270 | 5.865 | 1 | 365 | 6.6773 | 0.44033 | 7 | 0.11759
39675 | 4.59 | 1 | 365 | 5.2257 | 0.51852 | 5 | 0.7442
50488 | 4.94 | 1 | 365 | 5.6242 | 0.32058 | 5 | 0.94474
47360 | 2.805 | 1 | 365 | 3.1935 | 0.42798 | 3 | 0.62146
50483 | 7.02 | 1 | 365 | 7.9922 | 0.087144 | 8 | 0.079369
50287 | 11.7 | 1 | 365 | 13.3204 | 0.81191 | 14 | 0.13228
50592 | 10.965 | 1 | 365 | 12.4836 | 0.12757 | 12 | 0.61115
53254 | 2.295 | 1 | 365 | 2.6128 | 0.25926 | 2 | 0.8721
40323 | 4.345 | 1 | 365 | 4.9468 | 0.95707 | 5 | 0.90383
38006 | 11.48 | 1 | 365 | 13.0699 | 0.30775 | 13 | 0.37766
39787 | 6.325 | 1 | 365 | 7.201 | 0.49447 | 7 | 0.69544
38129 | 4.94 | 1 | 365 | 5.6242 | 0.32058 | 5 | 0.94474
47265 | 3.12 | 1 | 365 | 3.5521 | 0.14984 | 3 | 0.70194
54090 | 5.46 | 1 | 365 | 6.2162 | 0.51222 | 6 | 0.7284
37277 | 5.62 | 1 | 365 | 6.3983 | 0.87888 | 7 | 0.27722
54143 | 6.885 | 1 | 365 | 7.8385 | 0.77778 | 8 | 0.6163
54200 | 3.825 | 1 | 365 | 4.3547 | 0.76543 | 5 | 0.12017
54203 | 5.865 | 1 | 365 | 6.6773 | 0.44033 | 7 | 0.11759
54222 | 6.24 | 1 | 365 | 7.1042 | 0.29968 | 7 | 0.40388
54317 | 2.86 | 1 | 365 | 3.2561 | 0.55402 | 3 | 0.81011
54318 | 7.8 | 1 | 365 | 8.8803 | 0.8746 | 9 | 0.75485
54331 | 7.8 | 1 | 365 | 8.8803 | 0.8746 | 9 | 0.75485
54342 | 8.58 | 1 | 365 | 9.7683 | 0.66207 | 10 | 0.43034
35536 | 18.312 | 1 | 365 | 20.8481 | 0.96407 | 21 | 0.81217
44506 | 6.75 | 1 | 365 | 7.6848 | 0.46841 | 8 | 0.15324
44010 | 9.6 | 1 | 365 | 10.9295 | 0.99951 | 11 | 0.92905
50448 | 8.8 | 1 | 365 | 10.0187 | 0.16622 | 10 | 0.18496
36184 | 3.64 | 1 | 365 | 4.1441 | 0.34148 | 4 | 0.4856
36176 | 7.245 | 1 | 365 | 8.2484 | 0.60276 | 8 | 0.85114
44130 | 11.34 | 1 | 365 | 12.9105 | 0.98693 | 13 | 0.89744
44339 | 10.8 | 1 | 365 | 12.2957 | 0.74945 | 13 | 0.045184
44184 | 10.36 | 1 | 365 | 11.7948 | 0.74114 | 12 | 0.53594
44581 | 5.27 | 1 | 365 | 5.9999 | 0.076816 | 6 | 0.076678
50756 | 4.08 | 1 | 365 | 4.6451 | 0.34979 | 4 | 0.99485
36781 | 4.578 | 1 | 365 | 5.212 | 0.49102 | 5 | 0.70304
50380 | 12.24 | 1 | 365 | 13.9352 | 0.04938 | 13 | 0.98454
50374 | 13.515 | 1 | 365 | 15.3867 | 0.97119 | 16 | 0.35793
50435 | 4.68 | 1 | 365 | 5.3282 | 0.72476 | 6 | 0.052913
50511 | 5.83 | 1 | 365 | 6.6374 | 0.36012 | 6 | 0.99754
39532 | 4.42 | 1 | 365 | 5.0321 | 0.12894 | 5 | 0.16108
50350 | 8.16 | 1 | 365 | 9.2901 | 0.69959 | 9 | 0.98969
39176 | 5.565 | 1 | 365 | 6.3357 | 0.75284 | 7 | 0.08856
41117 | 5.2 | 1 | 365 | 5.9202 | 0.9164 | 6 | 0.83657
48072 | 4.08 | 1 | 365 | 4.6451 | 0.34979 | 4 | 0.99485
39413 | 8.1 | 1 | 365 | 9.2218 | 0.56209 | 9 | 0.78389
50606 | 9.805 | 1 | 365 | 11.1629 | 0.46929 | 11 | 0.63222
47350 | 9.18 | 1 | 365 | 10.4514 | 0.037035 | 10 | 0.48841
50399 | 3.315 | 1 | 365 | 3.7741 | 0.59671 | 4 | 0.37081
50589 | 10.71 | 1 | 365 | 12.1933 | 0.54321 | 12 | 0.73647
50529 | 8.16 | 1 | 365 | 9.2901 | 0.69959 | 9 | 0.98969
47540 | 6.625 | 1 | 365 | 7.5425 | 0.18196 | 7 | 0.72448
43886 | 11.7 | 1 | 365 | 13.3204 | 0.81191 | 14 | 0.13228
50469 | 14.3 | 1 | 365 | 16.2805 | 0.77011 | 17 | 0.050567
41111 | 13 | 1 | 365 | 14.8004 | 0.79101 | 15 | 0.59142
50316 | 14.025 | 1 | 365 | 15.9674 | 0.13991 | 16 | 0.10729
50381 | 7.905 | 1 | 365 | 8.9998 | 0.11522 | 9 | 0.11502
45378 | 4.42 | 1 | 365 | 5.0321 | 0.12894 | 5 | 0.16108
40078 | 7.8 | 1 | 365 | 8.8803 | 0.8746 | 9 | 0.75485
43282 | 9.36 | 1 | 365 | 10.6563 | 0.44953 | 11 | 0.10583
40102 | 3.78 | 1 | 365 | 4.3035 | 0.66231 | 4 | 0.96581
45325 | 9.1 | 1 | 365 | 10.3603 | 0.85371 | 11 | 0.214
40999 | 14.04 | 1 | 365 | 15.9845 | 0.17429 | 16 | 0.15874
50434 | 3.64 | 1 | 365 | 4.1441 | 0.34148 | 4 | 0.4856
50262 | 3.18 | 1 | 365 | 3.6204 | 0.28734 | 3 | 0.90775
54895 | 5.2 | 1 | 365 | 5.9202 | 0.9164 | 6 | 0.83657
54803 | 8.215 | 1 | 365 | 9.3527 | 0.82563 | 10 | 0.17835
54786 | 3.12 | 1 | 365 | 3.5521 | 0.14984 | 3 | 0.70194
54869 | 8.32 | 1 | 365 | 9.4723 | 0.066245 | 9 | 0.53851
54798 | 8.84 | 1 | 365 | 10.0643 | 0.25789 | 10 | 0.32217
54704 | 6.24 | 1 | 365 | 7.1042 | 0.29968 | 7 | 0.40388
54752 | 6.24 | 1 | 365 | 7.1042 | 0.29968 | 7 | 0.40388
54701 | 7.395 | 1 | 365 | 8.4192 | 0.9465 | 9 | 0.36566
54730 | 7.28 | 1 | 365 | 8.2882 | 0.68296 | 8 | 0.9712
39658 | 7.8 | 1 | 365 | 8.8803 | 0.8746 | 9 | 0.75485
39534 | 8.06 | 1 | 365 | 9.1763 | 0.47042 | 9 | 0.64668
50354 | 4.94 | 1 | 365 | 5.6242 | 0.32058 | 5 | 0.94474
41932 | 5.98 | 1 | 365 | 6.8082 | 0.70386 | 7 | 0.51206
45687 | 2.55 | 1 | 365 | 2.9032 | 0.84362 | 3 | 0.74678
39245 | 11.44 | 1 | 365 | 13.0244 | 0.21609 | 13 | 0.24045
50608 | 21.84 | 1 | 365 | 24.8647 | 0.048893 | 24 | 0.91359
45865 | 5.94 | 1 | 365 | 6.7627 | 0.6122 | 7 | 0.37485
40545 | 14.3 | 1 | 365 | 16.2805 | 0.77011 | 17 | 0.050567
47473 | 7.28 | 1 | 365 | 8.2882 | 0.68296 | 8 | 0.9712
50410 | 10.335 | 1 | 365 | 11.7663 | 0.68385 | 12 | 0.45018
39417 | 5.83 | 1 | 365 | 6.6374 | 0.36012 | 6 | 0.99754
54871 | 4.505 | 1 | 365 | 5.1289 | 0.32373 | 5 | 0.45264
54742 | 8.415 | 1 | 365 | 9.5804 | 0.28395 | 9 | 0.86437
54795 | 6.885 | 1 | 365 | 7.8385 | 0.77778 | 8 | 0.6163
54827 | 6.625 | 1 | 365 | 7.5425 | 0.18196 | 7 | 0.72448
54695 | 7.14 | 1 | 365 | 8.1288 | 0.36214 | 8 | 0.49098
54812 | 8.84 | 1 | 365 | 10.0643 | 0.25789 | 10 | 0.32217
54884 | 5.1 | 1 | 365 | 5.8063 | 0.68724 | 6 | 0.49356
54691 | 4.08 | 1 | 365 | 4.6451 | 0.34979 | 4 | 0.99485
54935 | 8.84 | 1 | 365 | 10.0643 | 0.25789 | 10 | 0.32217
54953 | 5.98 | 1 | 365 | 6.8082 | 0.70386 | 7 | 0.51206
54678 | 2.34 | 1 | 365 | 2.6641 | 0.36238 | 3 | 0.026456
54683 | 2.805 | 1 | 365 | 3.1935 | 0.42798 | 3 | 0.62146
54668 | 11.475 | 1 | 365 | 13.0642 | 0.29629 | 13 | 0.36051
54671 | 10.965 | 1 | 365 | 12.4836 | 0.12757 | 12 | 0.61115
54675 | 7.14 | 1 | 365 | 8.1288 | 0.36214 | 8 | 0.49098
54669 | 7.54 | 1 | 365 | 8.5842 | 0.27878 | 8 | 0.86303
54674 | 9.54 | 1 | 365 | 10.8612 | 0.86202 | 11 | 0.72325
54662 | 8.415 | 1 | 365 | 9.5804 | 0.28395 | 9 | 0.86437
54651 | 8.745 | 1 | 365 | 9.9561 | 0.040182 | 9 | 0.99631
54876 | 8.84 | 1 | 365 | 10.0643 | 0.25789 | 10 | 0.32217
54401 | 4.335 | 1 | 365 | 4.9354 | 0.93416 | 5 | 0.86953
54387 | 9.88 | 1 | 365 | 11.2483 | 0.64117 | 11 | 0.88948
54369 | 3.445 | 1 | 365 | 3.9221 | 0.89462 | 4 | 0.81673
54368 | 7.65 | 1 | 365 | 8.7095 | 0.53086 | 9 | 0.24034
54375 | 11.66 | 1 | 365 | 13.2748 | 0.72024 | 13 | 0.99508
54381 | 2.295 | 1 | 365 | 2.6128 | 0.25926 | 2 | 0.8721
54456 | 4.16 | 1 | 365 | 4.7361 | 0.53312 | 5 | 0.26926
54483 | 7.95 | 1 | 365 | 9.051 | 0.21835 | 9 | 0.26937
54466 | 6.5 | 1 | 365 | 7.4002 | 0.8955 | 8 | 0.29571
54455 | 10.71 | 1 | 365 | 12.1933 | 0.54321 | 12 | 0.73647
54454 | 5.1 | 1 | 365 | 5.8063 | 0.68724 | 6 | 0.49356
54452 | 10.2 | 1 | 365 | 11.6126 | 0.37448 | 11 | 0.98712
54451 | 11.73 | 1 | 365 | 13.3545 | 0.88066 | 14 | 0.23519
54448 | 6.5 | 1 | 365 | 7.4002 | 0.8955 | 8 | 0.29571
54443 | 4.845 | 1 | 365 | 5.516 | 0.10288 | 5 | 0.61888
54446 | 7.65 | 1 | 365 | 8.7095 | 0.53086 | 9 | 0.24034
54442 | 8.06 | 1 | 365 | 9.1763 | 0.47042 | 9 | 0.64668
54490 | 7.14 | 1 | 365 | 8.1288 | 0.36214 | 8 | 0.49098
54437 | 4.16 | 1 | 365 | 4.7361 | 0.53312 | 5 | 0.26926
54576 | 14.045 | 1 | 365 | 15.9901 | 0.18575 | 16 | 0.17589
54605 | 4.08 | 1 | 365 | 4.6451 | 0.34979 | 4 | 0.99485
54606 | 5.61 | 1 | 365 | 6.3869 | 0.85597 | 7 | 0.24291
54584 | 5.865 | 1 | 365 | 6.6773 | 0.44033 | 7 | 0.11759
54601 | 7.54 | 1 | 365 | 8.5842 | 0.27878 | 8 | 0.86303
47489 | 5.6 | 1 | 365 | 6.3756 | 0.83305 | 7 | 0.20861
54589 | 5.865 | 1 | 365 | 6.6773 | 0.44033 | 7 | 0.11759
54513 | 4.845 | 1 | 365 | 5.516 | 0.10288 | 5 | 0.61888
54575 | 10.4 | 1 | 365 | 11.8403 | 0.83281 | 12 | 0.67314
54504 | 8.415 | 1 | 365 | 9.5804 | 0.28395 | 9 | 0.86437
54607 | 8.37 | 1 | 365 | 9.5292 | 0.18083 | 9 | 0.71002
54573 | 6.625 | 1 | 365 | 7.5425 | 0.18196 | 7 | 0.72448
54535 | 8.415 | 1 | 365 | 9.5804 | 0.28395 | 9 | 0.86437
54491 | 4.59 | 1 | 365 | 5.2257 | 0.51852 | 5 | 0.7442
54500 | 5.2 | 1 | 365 | 5.9202 | 0.9164 | 6 | 0.83657
54586 | 8.32 | 1 | 365 | 9.4723 | 0.066245 | 9 | 0.53851
54501 | 10.66 | 1 | 365 | 12.1363 | 0.42863 | 12 | 0.56497
54581 | 10.66 | 1 | 365 | 12.1363 | 0.42863 | 12 | 0.56497
54578 | 5.865 | 1 | 365 | 6.6773 | 0.44033 | 7 | 0.11759
54572 | 3.315 | 1 | 365 | 3.7741 | 0.59671 | 4 | 0.37081
54555 | 6.12 | 1 | 365 | 6.9676 | 0.02469 | 6 | 0.99227
54361 | 5.865 | 1 | 365 | 6.6773 | 0.44033 | 7 | 0.11759
54404 | 14.025 | 1 | 365 | 15.9674 | 0.13991 | 16 | 0.10729
54553 | 5.1 | 1 | 365 | 5.8063 | 0.68724 | 6 | 0.49356
54625 | 5.1 | 1 | 365 | 5.8063 | 0.68724 | 6 | 0.49356
54633 | 7.65 | 1 | 365 | 8.7095 | 0.53086 | 9 | 0.24034
50288 | 8.925 | 1 | 365 | 10.1611 | 0.45267 | 10 | 0.61373
50366 | 8.32 | 1 | 365 | 9.4723 | 0.066245 | 9 | 0.53851
40902 | 8.32 | 1 | 365 | 9.4723 | 0.066245 | 9 | 0.53851
38564 | 10.4 | 1 | 365 | 11.8403 | 0.83281 | 12 | 0.67314
54355 | 7.14 | 1 | 365 | 8.1288 | 0.36214 | 8 | 0.49098
54363 | 7.14 | 1 | 365 | 8.1288 | 0.36214 | 8 | 0.49098
54398 | 5.61 | 1 | 365 | 6.3869 | 0.85597 | 7 | 0.24291
54406 | 6.885 | 1 | 365 | 7.8385 | 0.77778 | 8 | 0.6163
54418 | 5.83 | 1 | 365 | 6.6374 | 0.36012 | 6 | 0.99754
54428 | 14.025 | 1 | 365 | 15.9674 | 0.13991 | 16 | 0.10729
54613 | 9.275 | 1 | 365 | 10.5595 | 0.25474 | 10 | 0.81427
54612 | 9.36 | 1 | 365 | 10.6563 | 0.44953 | 11 | 0.10583
54620 | 5.61 | 1 | 365 | 6.3869 | 0.85597 | 7 | 0.24291
54623 | 3.12 | 1 | 365 | 3.5521 | 0.14984 | 3 | 0.70194
54626 | 9.18 | 1 | 365 | 10.4514 | 0.037035 | 10 | 0.48841
54628 | 4.42 | 1 | 365 | 5.0321 | 0.12894 | 5 | 0.16108
54632 | 14.025 | 1 | 365 | 15.9674 | 0.13991 | 16 | 0.10729
54642 | 7.155 | 1 | 365 | 8.1459 | 0.39651 | 8 | 0.54243
54647 | 3.18 | 1 | 365 | 3.6204 | 0.28734 | 3 | 0.90775
54655 | 4.59 | 1 | 365 | 5.2257 | 0.51852 | 5 | 0.7442
54661 | 4.24 | 1 | 365 | 4.8272 | 0.71645 | 5 | 0.54366
54663 | 8.415 | 1 | 365 | 9.5804 | 0.28395 | 9 | 0.86437
54887 | 10.865 | 1 | 365 | 12.3697 | 0.89841 | 13 | 0.26814
54949 | 5.2 | 1 | 365 | 5.9202 | 0.9164 | 6 | 0.83657
17423 | 5.72 | 1 | 365 | 6.5122 | 0.10804 | 6 | 0.62023
31492 | 3.64 | 1 | 365 | 4.1441 | 0.34148 | 4 | 0.4856
54885 | 13 | 1 | 365 | 14.8004 | 0.79101 | 15 | 0.59142
27351 | 3.38 | 1 | 365 | 3.8481 | 0.74566 | 4 | 0.59377
26711 | 8.58 | 1 | 365 | 9.7683 | 0.66207 | 10 | 0.43034
54847 | 7.28 | 1 | 365 | 8.2882 | 0.68296 | 8 | 0.9712
22050 | 3.825 | 1 | 365 | 4.3547 | 0.76543 | 5 | 0.12017
54296 | 9.39 | 1 | 365 | 10.6905 | 0.51827 | 11 | 0.20873
54842 | 7.54 | 1 | 365 | 8.5842 | 0.27878 | 8 | 0.86303
27468 | 4.59 | 1 | 365 | 5.2257 | 0.51852 | 5 | 0.7442
24425 | 8.58 | 1 | 365 | 9.7683 | 0.66207 | 10 | 0.43034
54179 | 9.1 | 1 | 365 | 10.3603 | 0.85371 | 11 | 0.214
54261 | 9.88 | 1 | 365 | 11.2483 | 0.64117 | 11 | 0.88948
54919 | 6.9 | 1 | 365 | 7.8556 | 0.81215 | 8 | 0.66776
34400 | 3.9 | 1 | 365 | 4.4401 | 0.9373 | 5 | 0.37743
54182 | 5.72 | 1 | 365 | 6.5122 | 0.10804 | 6 | 0.62023
54335 | 4.68 | 1 | 365 | 5.3282 | 0.72476 | 6 | 0.052913
38774 | 5.98 | 1 | 365 | 6.8082 | 0.70386 | 7 | 0.51206
38879 | 3.9 | 1 | 365 | 4.4401 | 0.9373 | 5 | 0.37743
54083 | 9.62 | 1 | 365 | 10.9523 | 0.045346 | 10 | 0.99765
54226 | 13 | 1 | 365 | 14.8004 | 0.79101 | 15 | 0.59142
52029 | 8.84 | 1 | 365 | 10.0643 | 0.25789 | 10 | 0.32217
52518 | 8.58 | 1 | 365 | 9.7683 | 0.66207 | 10 | 0.43034
53345 | 6.76 | 1 | 365 | 7.6962 | 0.49132 | 8 | 0.18754
53811 | 8.84 | 1 | 365 | 10.0643 | 0.25789 | 10 | 0.32217
31910 | 5.46 | 1 | 365 | 6.2162 | 0.51222 | 6 | 0.7284
54205 | 8.06 | 1 | 365 | 9.1763 | 0.47042 | 9 | 0.64668
54245 | 9.1 | 1 | 365 | 10.3603 | 0.85371 | 11 | 0.214
54214 | 4.94 | 1 | 365 | 5.6242 | 0.32058 | 5 | 0.94474
54234 | 4.68 | 1 | 365 | 5.3282 | 0.72476 | 6 | 0.052913
54247 | 3.9 | 1 | 365 | 4.4401 | 0.9373 | 5 | 0.37743
54262 | 7.02 | 1 | 365 | 7.9922 | 0.087144 | 8 | 0.079369
54357 | 3.12 | 1 | 365 | 3.5521 | 0.14984 | 3 | 0.70194
54366 | 4.68 | 1 | 365 | 5.3282 | 0.72476 | 6 | 0.052913
54377 | 3.12 | 1 | 365 | 3.5521 | 0.14984 | 3 | 0.70194
54693 | 3.12 | 1 | 365 | 3.5521 | 0.14984 | 3 | 0.70194
52886 | 6.76 | 1 | 365 | 7.6962 | 0.49132 | 8 | 0.18754
53358 | 7.54 | 1 | 365 | 8.5842 | 0.27878 | 8 | 0.86303
54421 | 7.54 | 1 | 365 | 8.5842 | 0.27878 | 8 | 0.86303
54133 | 6.24 | 1 | 365 | 7.1042 | 0.29968 | 7 | 0.40388
54122 | 3.12 | 1 | 365 | 3.5521 | 0.14984 | 3 | 0.70194
54082 | 3.12 | 1 | 365 | 3.5521 | 0.14984 | 3 | 0.70194
53929 | 5.72 | 1 | 365 | 6.5122 | 0.10804 | 6 | 0.62023
54689 | 4.16 | 1 | 365 | 4.7361 | 0.53312 | 5 | 0.26926
52815 | 7.54 | 1 | 365 | 8.5842 | 0.27878 | 8 | 0.86303
54266 | 9.36 | 1 | 365 | 10.6563 | 0.44953 | 11 | 0.10583
54753 | 5.98 | 1 | 365 | 6.8082 | 0.70386 | 7 | 0.51206
54748 | 7.28 | 1 | 365 | 8.2882 | 0.68296 | 8 | 0.9712
54737 | 6.76 | 1 | 365 | 7.6962 | 0.49132 | 8 | 0.18754
52207 | 3.12 | 1 | 365 | 3.5521 | 0.14984 | 3 | 0.70194
51725 | 3.38 | 1 | 365 | 3.8481 | 0.74566 | 4 | 0.59377
54811 | 3.38 | 1 | 365 | 3.8481 | 0.74566 | 4 | 0.59377
53864 | 5.98 | 1 | 365 | 6.8082 | 0.70386 | 7 | 0.51206
31940 | 7.54 | 1 | 365 | 8.5842 | 0.27878 | 8 | 0.86303
54747 | 9.88 | 1 | 365 | 11.2483 | 0.64117 | 11 | 0.88948
44092 | 8.06 | 1 | 365 | 9.1763 | 0.47042 | 9 | 0.64668
28251 | 9.62 | 1 | 365 | 10.9523 | 0.045346 | 10 | 0.99765
47375 | 13.005 | 1 | 365 | 14.8061 | 0.80247 | 15 | 0.60858
34668 | 303.6 | 0.9 | 365 | 311.082 | 0.16116 | 311 | 0.24315
53689 | 5.4 | 1 | 365 | 6.1479 | 0.37473 | 6 | 0.52259
29759 | 12 | 1 | 365 | 13.6619 | 0.49939 | 14 | 0.16132
52142 | 9.36 | 1 | 365 | 10.6563 | 0.44953 | 11 | 0.10583
54856 | 4.68 | 1 | 365 | 5.3282 | 0.72476 | 6 | 0.052913
32787 | 6.24 | 1 | 365 | 7.1042 | 0.29968 | 7 | 0.40388
52554 | 11.7 | 1 | 365 | 13.3204 | 0.81191 | 14 | 0.13228
54813 | 8.32 | 1 | 365 | 9.4723 | 0.066245 | 9 | 0.53851
54860 | 5.72 | 1 | 365 | 6.5122 | 0.10804 | 6 | 0.62023
54738 | 7.02 | 1 | 365 | 7.9922 | 0.087144 | 8 | 0.079369
53810 | 5.98 | 1 | 365 | 6.8082 | 0.70386 | 7 | 0.51206
54304 | 8.32 | 1 | 365 | 9.4723 | 0.066245 | 9 | 0.53851
54673 | 8.32 | 1 | 365 | 9.4723 | 0.066245 | 9 | 0.53851
53579 | 3.9 | 1 | 365 | 4.4401 | 0.9373 | 5 | 0.37743
54818 | 5.46 | 1 | 365 | 6.2162 | 0.51222 | 6 | 0.7284
53679 | 6.76 | 1 | 365 | 7.6962 | 0.49132 | 8 | 0.18754
53386 | 8.06 | 1 | 365 | 9.1763 | 0.47042 | 9 | 0.64668
26934 | 3.12 | 1 | 365 | 3.5521 | 0.14984 | 3 | 0.70194
53452 | 11.96 | 1 | 365 | 13.6164 | 0.40773 | 14 | 0.024111
54740 | 8.06 | 1 | 365 | 9.1763 | 0.47042 | 9 | 0.64668
54757 | 3.38 | 1 | 365 | 3.8481 | 0.74566 | 4 | 0.59377
54796 | 8.58 | 1 | 365 | 9.7683 | 0.66207 | 10 | 0.43034
54857 | 4.68 | 1 | 365 | 5.3282 | 0.72476 | 6 | 0.052913
54817 | 3.64 | 1 | 365 | 4.1441 | 0.34148 | 4 | 0.4856
54826 | 7.28 | 1 | 365 | 8.2882 | 0.68296 | 8 | 0.9712
54832 | 8.58 | 1 | 365 | 9.7683 | 0.66207 | 10 | 0.43034
54829 | 7.02 | 1 | 365 | 7.9922 | 0.087144 | 8 | 0.079369
22417 | 4.94 | 1 | 365 | 5.6242 | 0.32058 | 5 | 0.94474
54768 | 5.2 | 1 | 365 | 5.9202 | 0.9164 | 6 | 0.83657
54849 | 3.12 | 1 | 365 | 3.5521 | 0.14984 | 3 | 0.70194
55023 | 3.64 | 1 | 365 | 4.1441 | 0.34148 | 4 | 0.4856
54362 | 6.76 | 1 | 365 | 7.6962 | 0.49132 | 8 | 0.18754
54968 | 7.8 | 1 | 365 | 8.8803 | 0.8746 | 9 | 0.75485
54844 | 10.66 | 1 | 365 | 12.1363 | 0.42863 | 12 | 0.56497
52523 | 8.84 | 1 | 365 | 10.0643 | 0.25789 | 10 | 0.32217
53214 | 5.2 | 1 | 365 | 5.9202 | 0.9164 | 6 | 0.83657
54837 | 4.16 | 1 | 365 | 4.7361 | 0.53312 | 5 | 0.26926
54977 | 5.2 | 1 | 365 | 5.9202 | 0.9164 | 6 | 0.83657
54933 | 11.44 | 1 | 365 | 13.0244 | 0.21609 | 13 | 0.24045
54971 | 13.78 | 1 | 365 | 15.6884 | 0.57847 | 16 | 0.26691
54828 | 3.64 | 1 | 365 | 4.1441 | 0.34148 | 4 | 0.4856
54834 | 9.1 | 1 | 365 | 10.3603 | 0.85371 | 11 | 0.214
54964 | 5.72 | 1 | 365 | 6.5122 | 0.10804 | 6 | 0.62023
53054 | 9.88 | 1 | 365 | 11.2483 | 0.64117 | 11 | 0.88948
53033 | 2.86 | 1 | 365 | 3.2561 | 0.55402 | 3 | 0.81011
33787 | 5.46 | 1 | 365 | 6.2162 | 0.51222 | 6 | 0.7284
53462 | 5.72 | 1 | 365 | 6.5122 | 0.10804 | 6 | 0.62023
54930 | 7.02 | 1 | 365 | 7.9922 | 0.087144 | 8 | 0.079369
53676 | 9.62 | 1 | 365 | 10.9523 | 0.045346 | 10 | 0.99765
54043 | 9.36 | 1 | 365 | 10.6563 | 0.44953 | 11 | 0.10583
55097 | 4.16 | 1 | 365 | 4.7361 | 0.53312 | 5 | 0.26926
53892 | 5.2 | 1 | 365 | 5.9202 | 0.9164 | 6 | 0.83657
54973 | 7.54 | 1 | 365 | 8.5842 | 0.27878 | 8 | 0.86303
54218 | 13.26 | 1 | 365 | 15.0964 | 0.38683 | 15 | 0.48325
52820 | 3.9 | 1 | 365 | 4.4401 | 0.9373 | 5 | 0.37743
53699 | 8.84 | 1 | 365 | 10.0643 | 0.25789 | 10 | 0.32217
53078 | 3.12 | 1 | 365 | 3.5521 | 0.14984 | 3 | 0.70194
53517 | 7.8 | 1 | 365 | 8.8803 | 0.8746 | 9 | 0.75485
44679 | 12.74 | 1 | 365 | 14.5044 | 0.19519 | 14 | 0.6996
54918 | 2.86 | 1 | 365 | 3.2561 | 0.55402 | 3 | 0.81011
52783 | 3.9 | 1 | 365 | 4.4401 | 0.9373 | 5 | 0.37743
32409 | 5.2 | 1 | 365 | 5.9202 | 0.9164 | 6 | 0.83657
52758 | 7.28 | 1 | 365 | 8.2882 | 0.68296 | 8 | 0.9712
52100 | 2.34 | 1 | 365 | 2.6641 | 0.36238 | 3 | 0.026456
53027 | 4.42 | 1 | 365 | 5.0321 | 0.12894 | 5 | 0.16108
52088 | 2.86 | 1 | 365 | 3.2561 | 0.55402 | 3 | 0.81011
53831 | 14.3 | 1 | 365 | 16.2805 | 0.77011 | 17 | 0.050567
54391 | 3.12 | 1 | 365 | 3.5521 | 0.14984 | 3 | 0.70194
52259 | 3.9 | 1 | 365 | 4.4401 | 0.9373 | 5 | 0.37743
51914 | 3.64 | 1 | 365 | 4.1441 | 0.34148 | 4 | 0.4856
53537 | 3.9 | 1 | 365 | 4.4401 | 0.9373 | 5 | 0.37743
53110 | 9.435 | 1 | 365 | 10.7417 | 0.6214 | 11 | 0.36308
48652 | 3.38 | 1 | 365 | 3.8481 | 0.74566 | 4 | 0.59377
53112 | 8.925 | 1 | 365 | 10.1611 | 0.45267 | 10 | 0.61373
52529 | 6.5 | 1 | 365 | 7.4002 | 0.8955 | 8 | 0.29571
55082 | 10.4 | 1 | 365 | 11.8403 | 0.83281 | 12 | 0.67314
52770 | 4.68 | 1 | 365 | 5.3282 | 0.72476 | 6 | 0.052913
53467 | 8.06 | 1 | 365 | 9.1763 | 0.47042 | 9 | 0.64668
54165 | 5.46 | 1 | 365 | 6.2162 | 0.51222 | 6 | 0.7284
53424 | 6.5 | 1 | 365 | 7.4002 | 0.8955 | 8 | 0.29571
53964 | 7.8 | 1 | 365 | 8.8803 | 0.8746 | 9 | 0.75485
53352 | 10.4 | 1 | 365 | 11.8403 | 0.83281 | 12 | 0.67314
54121 | 15.08 | 1 | 365 | 17.1685 | 0.55757 | 17 | 0.72605
48739 | 5.46 | 1 | 365 | 6.2162 | 0.51222 | 6 | 0.7284
53348 | 5.2 | 1 | 365 | 5.9202 | 0.9164 | 6 | 0.83657
53980 | 9.88 | 1 | 365 | 11.2483 | 0.64117 | 11 | 0.88948
48768 | 9.88 | 1 | 365 | 11.2483 | 0.64117 | 11 | 0.88948
52078 | 8.06 | 1 | 365 | 9.1763 | 0.47042 | 9 | 0.64668
48596 | 7.8 | 1 | 365 | 8.8803 | 0.8746 | 9 | 0.75485
54249 | 5.2 | 1 | 365 | 5.9202 | 0.9164 | 6 | 0.83657
53465 | 7.02 | 1 | 365 | 7.9922 | 0.087144 | 8 | 0.079369
52788 | 4.94 | 1 | 365 | 5.6242 | 0.32058 | 5 | 0.94474
55154 | 5.46 | 1 | 365 | 6.2162 | 0.51222 | 6 | 0.7284
52080 | 7.02 | 1 | 365 | 7.9922 | 0.087144 | 8 | 0.079369
52299 | 6.24 | 1 | 365 | 7.1042 | 0.29968 | 7 | 0.40388
51780 | 6.24 | 1 | 365 | 7.1042 | 0.29968 | 7 | 0.40388
51860 | 12.48 | 1 | 365 | 14.2084 | 0.59937 | 14 | 0.80777
51742 | 7.28 | 1 | 365 | 8.2882 | 0.68296 | 8 | 0.9712
53580 | 10.4 | 1 | 365 | 11.8403 | 0.83281 | 12 | 0.67314
29202 | 3.64 | 1 | 365 | 4.1441 | 0.34148 | 4 | 0.4856
32949 | 7.2 | 1 | 365 | 8.1972 | 0.49964 | 8 | 0.69679
50132 | 7.98 | 1 | 365 | 9.0852 | 0.2871 | 9 | 0.37227
54167 | 2.6 | 1 | 365 | 2.9601 | 0.9582 | 3 | 0.91828
52511 | 7.02 | 1 | 365 | 7.9922 | 0.087144 | 8 | 0.079369
52819 | 8.84 | 1 | 365 | 10.0643 | 0.25789 | 10 | 0.32217
53982 | 4.68 | 1 | 365 | 5.3282 | 0.72476 | 6 | 0.052913
53072 | 5.98 | 1 | 365 | 6.8082 | 0.70386 | 7 | 0.51206
54994 | 6.76 | 1 | 365 | 7.6962 | 0.49132 | 8 | 0.18754
53322 | 13 | 1 | 365 | 14.8004 | 0.79101 | 15 | 0.59142
54271 | 4.94 | 1 | 365 | 5.6242 | 0.32058 | 5 | 0.94474
54075 | 4.94 | 1 | 365 | 5.6242 | 0.32058 | 5 | 0.94474
53850 | 5.98 | 1 | 365 | 6.8082 | 0.70386 | 7 | 0.51206
53572 | 3.38 | 1 | 365 | 3.8481 | 0.74566 | 4 | 0.59377
54135 | 4.68 | 1 | 365 | 5.3282 | 0.72476 | 6 | 0.052913
53772 | 5.2 | 1 | 365 | 5.9202 | 0.9164 | 6 | 0.83657
53059 | 4.94 | 1 | 365 | 5.6242 | 0.32058 | 5 | 0.94474
52549 | 5.72 | 1 | 365 | 6.5122 | 0.10804 | 6 | 0.62023
55155 | 6.76 | 1 | 365 | 7.6962 | 0.49132 | 8 | 0.18754
27430 | 6.375 | 1 | 365 | 7.2579 | 0.60905 | 7 | 0.86695
54937 | 7.54 | 1 | 365 | 8.5842 | 0.27878 | 8 | 0.86303
29201 | 7.28 | 1 | 365 | 8.2882 | 0.68296 | 8 | 0.9712
41197 | 15.34 | 1 | 365 | 17.4645 | 0.15339 | 17 | 0.61788
31422 | 5.98 | 1 | 365 | 6.8082 | 0.70386 | 7 | 0.51206
49216 | 8.58 | 1 | 365 | 9.7683 | 0.66207 | 10 | 0.43034
55148 | 11.18 | 1 | 365 | 12.7284 | 0.62027 | 13 | 0.34863
54932 | 5.3 | 1 | 365 | 6.034 | 0.14556 | 6 | 0.17958
55203 | 8.58 | 1 | 365 | 9.7683 | 0.66207 | 10 | 0.43034
53923 | 6.76 | 1 | 365 | 7.6962 | 0.49132 | 8 | 0.18754
50888 | 4.68 | 1 | 365 | 5.3282 | 0.72476 | 6 | 0.052913
23858 | 10.92 | 1 | 365 | 12.4324 | 0.024447 | 12 | 0.4568
44675 | 152.75 | 0.9 | 365 | 156.5144 | 0.03991 | 156 | 0.55432
54254 | 13 | 1 | 365 | 14.8004 | 0.79101 | 15 | 0.59142
53053 | 3.9 | 1 | 365 | 4.4401 | 0.9373 | 5 | 0.37743
52533 | 3.9 | 1 | 365 | 4.4401 | 0.9373 | 5 | 0.37743
33825 | 5.46 | 1 | 365 | 6.2162 | 0.51222 | 6 | 0.7284
48450 | 10.14 | 1 | 365 | 11.5443 | 0.23699 | 11 | 0.78131
53849 | 5.2 | 1 | 365 | 5.9202 | 0.9164 | 6 | 0.83657
53205 | 4.16 | 1 | 365 | 4.7361 | 0.53312 | 5 | 0.26926
54275 | 8.06 | 1 | 365 | 9.1763 | 0.47042 | 9 | 0.64668
33784 | 5.2 | 1 | 365 | 5.9202 | 0.9164 | 6 | 0.83657
52986 | 4.94 | 1 | 365 | 5.6242 | 0.32058 | 5 | 0.94474
54280 | 5.72 | 1 | 365 | 6.5122 | 0.10804 | 6 | 0.62023
53321 | 7.54 | 1 | 365 | 8.5842 | 0.27878 | 8 | 0.86303
53377 | 11.7 | 1 | 365 | 13.3204 | 0.81191 | 14 | 0.13228
39040 | 5.72 | 1 | 365 | 6.5122 | 0.10804 | 6 | 0.62023
54841 | 14.3 | 1 | 365 | 16.2805 | 0.77011 | 17 | 0.050567
19919 | 8.84 | 1 | 365 | 10.0643 | 0.25789 | 10 | 0.32217
52263 | 11.96 | 1 | 365 | 13.6164 | 0.40773 | 14 | 0.024111
54820 | 8.84 | 1 | 365 | 10.0643 | 0.25789 | 10 | 0.32217
42896 | 7.28 | 1 | 365 | 8.2882 | 0.68296 | 8 | 0.9712
27550 | 10.965 | 1 | 365 | 12.4836 | 0.12757 | 12 | 0.61115
17643 | 3.57 | 1 | 365 | 4.0644 | 0.18107 | 4 | 0.24549
25014 | 5.72 | 1 | 365 | 6.5122 | 0.10804 | 6 | 0.62023
54929 | 9.01 | 1 | 365 | 10.2578 | 0.64746 | 10 | 0.90529
54162 | 5.46 | 1 | 365 | 6.2162 | 0.51222 | 6 | 0.7284
53773 | 4.16 | 1 | 365 | 4.7361 | 0.53312 | 5 | 0.26926
54975 | 5.98 | 1 | 365 | 6.8082 | 0.70386 | 7 | 0.51206
55055 | 4.68 | 1 | 365 | 5.3282 | 0.72476 | 6 | 0.052913
54132 | 13 | 1 | 365 | 14.8004 | 0.79101 | 15 | 0.59142
37416 | 7.54 | 1 | 365 | 8.5842 | 0.27878 | 8 | 0.86303
54944 | 5.72 | 1 | 365 | 6.5122 | 0.10804 | 6 | 0.62023
53427 | 5.98 | 1 | 365 | 6.8082 | 0.70386 | 7 | 0.51206
52985 | 6.24 | 1 | 365 | 7.1042 | 0.29968 | 7 | 0.40388
52091 | 5.46 | 1 | 365 | 6.2162 | 0.51222 | 6 | 0.7284
52234 | 8.06 | 1 | 365 | 9.1763 | 0.47042 | 9 | 0.64668
53692 | 8.32 | 1 | 365 | 9.4723 | 0.066245 | 9 | 0.53851
54839 | 3.12 | 1 | 365 | 3.5521 | 0.14984 | 3 | 0.70194
53126 | 9.36 | 1 | 365 | 10.6563 | 0.44953 | 11 | 0.10583
54251 | 11.7 | 1 | 365 | 13.3204 | 0.81191 | 14 | 0.13228
54880 | 4.42 | 1 | 365 | 5.0321 | 0.12894 | 5 | 0.16108
52834 | 15.08 | 1 | 365 | 17.1685 | 0.55757 | 17 | 0.72605
54981 | 5.98 | 1 | 365 | 6.8082 | 0.70386 | 7 | 0.51206
53650 | 10.14 | 1 | 365 | 11.5443 | 0.23699 | 11 | 0.78131
31874 | 7.28 | 1 | 365 | 8.2882 | 0.68296 | 8 | 0.9712
54293 | 13 | 1 | 365 | 14.8004 | 0.79101 | 15 | 0.59142
21786 | 3.64 | 1 | 365 | 4.1441 | 0.34148 | 4 | 0.4856
32539 | 7.54 | 1 | 365 | 8.5842 | 0.27878 | 8 | 0.86303
55030 | 3.64 | 1 | 365 | 4.1441 | 0.34148 | 4 | 0.4856
53325 | 8.06 | 1 | 365 | 9.1763 | 0.47042 | 9 | 0.64668
55021 | 4.68 | 1 | 365 | 5.3282 | 0.72476 | 6 | 0.052913
54250 | 6.24 | 1 | 365 | 7.1042 | 0.29968 | 7 | 0.40388
53549 | 6.76 | 1 | 365 | 7.6962 | 0.49132 | 8 | 0.18754
52988 | 3.9 | 1 | 365 | 4.4401 | 0.9373 | 5 | 0.37743
53621 | 4.42 | 1 | 365 | 5.0321 | 0.12894 | 5 | 0.16108
32202 | 4.16 | 1 | 365 | 4.7361 | 0.53312 | 5 | 0.26926
54905 | 8.32 | 1 | 365 | 9.4723 | 0.066245 | 9 | 0.53851
29864 | 9.62 | 1 | 365 | 10.9523 | 0.045346 | 10 | 0.99765
53993 | 4.16 | 1 | 365 | 4.7361 | 0.53312 | 5 | 0.26926
52882 | 8.06 | 1 | 365 | 9.1763 | 0.47042 | 9 | 0.64668
53510 | 9.36 | 1 | 365 | 10.6563 | 0.44953 | 11 | 0.10583
54985 | 15.08 | 1 | 365 | 17.1685 | 0.55757 | 17 | 0.72605
54125 | 4.16 | 1 | 365 | 4.7361 | 0.53312 | 5 | 0.26926
55018 | 4.94 | 1 | 365 | 5.6242 | 0.32058 | 5 | 0.94474
52922 | 5.98 | 1 | 365 | 6.8082 | 0.70386 | 7 | 0.51206
52126 | 6.76 | 1 | 365 | 7.6962 | 0.49132 | 8 | 0.18754
53927 | 5.46 | 1 | 365 | 6.2162 | 0.51222 | 6 | 0.7284
54229 | 6.24 | 1 | 365 | 7.1042 | 0.29968 | 7 | 0.40388
52977 | 7.8 | 1 | 365 | 8.8803 | 0.8746 | 9 | 0.75485
55037 | 6.24 | 1 | 365 | 7.1042 | 0.29968 | 7 | 0.40388
54941 | 5.98 | 1 | 365 | 6.8082 | 0.70386 | 7 | 0.51206
53761 | 6.24 | 1 | 365 | 7.1042 | 0.29968 | 7 | 0.40388
55086 | 4.94 | 1 | 365 | 5.6242 | 0.32058 | 5 | 0.94474
54969 | 4.68 | 1 | 365 | 5.3282 | 0.72476 | 6 | 0.052913
43703 | 5.46 | 1 | 365 | 6.2162 | 0.51222 | 6 | 0.7284
52605 | 3.38 | 1 | 365 | 3.8481 | 0.74566 | 4 | 0.59377
54407 | 5.2 | 1 | 365 | 5.9202 | 0.9164 | 6 | 0.83657
52421 | 4.94 | 1 | 365 | 5.6242 | 0.32058 | 5 | 0.94474
53114 | 7.54 | 1 | 365 | 8.5842 | 0.27878 | 8 | 0.86303
52817 | 7.28 | 1 | 365 | 8.2882 | 0.68296 | 8 | 0.9712
53113 | 11.18 | 1 | 365 | 12.7284 | 0.62027 | 13 | 0.34863
54216 | 16.64 | 1 | 365 | 18.9445 | 0.13249 | 19 | 0.077024
52996 | 5.46 | 1 | 365 | 6.2162 | 0.51222 | 6 | 0.7284
30004 | 5.46 | 1 | 365 | 6.2162 | 0.51222 | 6 | 0.7284
54945 | 8.32 | 1 | 365 | 9.4723 | 0.066245 | 9 | 0.53851
30005 | 8.32 | 1 | 365 | 9.4723 | 0.066245 | 9 | 0.53851
54233 | 6.24 | 1 | 365 | 7.1042 | 0.29968 | 7 | 0.40388
32113 | 8.06 | 1 | 365 | 9.1763 | 0.47042 | 9 | 0.64668
54794 | 10.14 | 1 | 365 | 11.5443 | 0.23699 | 11 | 0.78131
55326 | 12.74 | 1 | 365 | 14.5044 | 0.19519 | 14 | 0.6996
55078 | 6.76 | 1 | 365 | 7.6962 | 0.49132 | 8 | 0.18754
52535 | 6.24 | 1 | 365 | 7.1042 | 0.29968 | 7 | 0.40388
53443 | 3.9 | 1 | 365 | 4.4401 | 0.9373 | 5 | 0.37743
53828 | 8.58 | 1 | 365 | 9.7683 | 0.66207 | 10 | 0.43034
51738 | 8.32 | 1 | 365 | 9.4723 | 0.066245 | 9 | 0.53851
52647 | 5.98 | 1 | 365 | 6.8082 | 0.70386 | 7 | 0.51206
53038 | 6.76 | 1 | 365 | 7.6962 | 0.49132 | 8 | 0.18754
54910 | 5.98 | 1 | 365 | 6.8082 | 0.70386 | 7 | 0.51206
55010 | 5.2 | 1 | 365 | 5.9202 | 0.9164 | 6 | 0.83657
53645 | 4.16 | 1 | 365 | 4.7361 | 0.53312 | 5 | 0.26926
54960 | 5.72 | 1 | 365 | 6.5122 | 0.10804 | 6 | 0.62023
55075 | 5.72 | 1 | 365 | 6.5122 | 0.10804 | 6 | 0.62023
54845 | 11.18 | 1 | 365 | 12.7284 | 0.62027 | 13 | 0.34863
53647 | 5.98 | 1 | 365 | 6.8082 | 0.70386 | 7 | 0.51206
36654 | 12.22 | 1 | 365 | 13.9124 | 0.0035475 | 13 | 0.91594
52201 | 5.2 | 1 | 365 | 5.9202 | 0.9164 | 6 | 0.83657
53764 | 4.68 | 1 | 365 | 5.3282 | 0.72476 | 6 | 0.052913
55006 | 6.5 | 1 | 365 | 7.4002 | 0.8955 | 8 | 0.29571
53320 | 8.84 | 1 | 365 | 10.0643 | 0.25789 | 10 | 0.32217
53365 | 5.72 | 1 | 365 | 6.5122 | 0.10804 | 6 | 0.62023
52762 | 10.4 | 1 | 365 | 11.8403 | 0.83281 | 12 | 0.67314
54991 | 4.94 | 1 | 365 | 5.6242 | 0.32058 | 5 | 0.94474
54079 | 9.36 | 1 | 365 | 10.6563 | 0.44953 | 11 | 0.10583
33952 | 4.94 | 1 | 365 | 5.6242 | 0.32058 | 5 | 0.94474
54047 | 4.68 | 1 | 365 | 5.3282 | 0.72476 | 6 | 0.052913
54057 | 2.6 | 1 | 365 | 2.9601 | 0.9582 | 3 | 0.91828
52852 | 13 | 1 | 365 | 14.8004 | 0.79101 | 15 | 0.59142
54952 | 9.62 | 1 | 365 | 10.9523 | 0.045346 | 10 | 0.99765
55141 | 5.98 | 1 | 365 | 6.8082 | 0.70386 | 7 | 0.51206
53118 | 4.68 | 1 | 365 | 5.3282 | 0.72476 | 6 | 0.052913
52887 | 7.28 | 1 | 365 | 8.2882 | 0.68296 | 8 | 0.9712
54295 | 7.28 | 1 | 365 | 8.2882 | 0.68296 | 8 | 0.9712
54959 | 6.24 | 1 | 365 | 7.1042 | 0.29968 | 7 | 0.40388
54938 | 4.68 | 1 | 365 | 5.3282 | 0.72476 | 6 | 0.052913
54907 | 5.98 | 1 | 365 | 6.8082 | 0.70386 | 7 | 0.51206
54954 | 2.6 | 1 | 365 | 2.9601 | 0.9582 | 3 | 0.91828
50577 | 3.9 | 1 | 365 | 4.4401 | 0.9373 | 5 | 0.37743
54225 | 10.14 | 1 | 365 | 11.5443 | 0.23699 | 11 | 0.78131
29633 | 5.46 | 1 | 365 | 6.2162 | 0.51222 | 6 | 0.7284
55140 | 5.2 | 1 | 365 | 5.9202 | 0.9164 | 6 | 0.83657
24246 | 11.96 | 1 | 365 | 13.6164 | 0.40773 | 14 | 0.024111
55081 | 8.84 | 1 | 365 | 10.0643 | 0.25789 | 10 | 0.32217
55333 | 4.68 | 1 | 365 | 5.3282 | 0.72476 | 6 | 0.052913
48685 | 4.42 | 1 | 365 | 5.0321 | 0.12894 | 5 | 0.16108
55339 | 8.32 | 1 | 365 | 9.4723 | 0.066245 | 9 | 0.53851
55059 | 7.905 | 1 | 365 | 8.9998 | 0.11522 | 9 | 0.11502
53818 | 7.28 | 1 | 365 | 8.2882 | 0.68296 | 8 | 0.9712
55063 | 6.375 | 1 | 365 | 7.2579 | 0.60905 | 7 | 0.86695
53515 | 3.12 | 1 | 365 | 3.5521 | 0.14984 | 3 | 0.70194
55065 | 4.59 | 1 | 365 | 5.2257 | 0.51852 | 5 | 0.7442
49236 | 4.16 | 1 | 365 | 4.7361 | 0.53312 | 5 | 0.26926
55080 | 8.925 | 1 | 365 | 10.1611 | 0.45267 | 10 | 0.61373
55038 | 7.02 | 1 | 365 | 7.9922 | 0.087144 | 8 | 0.079369
53817 | 4.94 | 1 | 365 | 5.6242 | 0.32058 | 5 | 0.94474
55103 | 10.92 | 1 | 365 | 12.4324 | 0.024447 | 12 | 0.4568
53821 | 8.32 | 1 | 365 | 9.4723 | 0.066245 | 9 | 0.53851
55118 | 7.28 | 1 | 365 | 8.2882 | 0.68296 | 8 | 0.9712
55119 | 4.16 | 1 | 365 | 4.7361 | 0.53312 | 5 | 0.26926
52127 | 7.8 | 1 | 365 | 8.8803 | 0.8746 | 9 | 0.75485
55120 | 5.46 | 1 | 365 | 6.2162 | 0.51222 | 6 | 0.7284
54274 | 3.64 | 1 | 365 | 4.1441 | 0.34148 | 4 | 0.4856
55126 | 4.16 | 1 | 365 | 4.7361 | 0.53312 | 5 | 0.26926
54830 | 6.24 | 1 | 365 | 7.1042 | 0.29968 | 7 | 0.40388
55131 | 4.08 | 1 | 365 | 4.6451 | 0.34979 | 4 | 0.99485
52157 | 3.9 | 1 | 365 | 4.4401 | 0.9373 | 5 | 0.37743
55146 | 6.24 | 1 | 365 | 7.1042 | 0.29968 | 7 | 0.40388
31477 | 11.44 | 1 | 365 | 13.0244 | 0.21609 | 13 | 0.24045
55149 | 5.2 | 1 | 365 | 5.9202 | 0.9164 | 6 | 0.83657
53058 | 11.18 | 1 | 365 | 12.7284 | 0.62027 | 13 | 0.34863
55171 | 8.32 | 1 | 365 | 9.4723 | 0.066245 | 9 | 0.53851
47439 | 7.8 | 1 | 365 | 8.8803 | 0.8746 | 9 | 0.75485
53035 | 10.14 | 1 | 365 | 11.5443 | 0.23699 | 11 | 0.78131
55189 | 9.18 | 1 | 365 | 10.4514 | 0.037035 | 10 | 0.48841
55214 | 8.415 | 1 | 365 | 9.5804 | 0.28395 | 9 | 0.86437
55016 | 8.32 | 1 | 365 | 9.4723 | 0.066245 | 9 | 0.53851
55218 | 2.805 | 1 | 365 | 3.1935 | 0.42798 | 3 | 0.62146
55228 | 10.14 | 1 | 365 | 11.5443 | 0.23699 | 11 | 0.78131
53757 | 4.68 | 1 | 365 | 5.3282 | 0.72476 | 6 | 0.052913
55230 | 2.04 | 1 | 365 | 2.3225 | 0.6749 | 2 | 0.99742
49077 | 9.1 | 1 | 365 | 10.3603 | 0.85371 | 11 | 0.214
55234 | 4.59 | 1 | 365 | 5.2257 | 0.51852 | 5 | 0.7442
32631 | 6.5 | 1 | 365 | 7.4002 | 0.8955 | 8 | 0.29571
55250 | 9.69 | 1 | 365 | 11.032 | 0.20576 | 11 | 0.23776
48616 | 9.88 | 1 | 365 | 11.2483 | 0.64117 | 11 | 0.88948
55054 | 10.4 | 1 | 365 | 11.8403 | 0.83281 | 12 | 0.67314
55365 | 5.72 | 1 | 365 | 6.5122 | 0.10804 | 6 | 0.62023
55375 | 7.8 | 1 | 365 | 8.8803 | 0.8746 | 9 | 0.75485
55408 | 4.16 | 1 | 365 | 4.7361 | 0.53312 | 5 | 0.26926
55410 | 13.26 | 1 | 365 | 15.0964 | 0.38683 | 15 | 0.48325
55372 | 5.98 | 1 | 365 | 6.8082 | 0.70386 | 7 | 0.51206
53563 | 9.36 | 1 | 365 | 10.6563 | 0.44953 | 11 | 0.10583
53477 | 6.24 | 1 | 365 | 7.1042 | 0.29968 | 7 | 0.40388
55362 | 12.495 | 1 | 365 | 14.2255 | 0.63374 | 14 | 0.85922
55415 | 5.98 | 1 | 365 | 6.8082 | 0.70386 | 7 | 0.51206
55366 | 6.76 | 1 | 365 | 7.6962 | 0.49132 | 8 | 0.18754
53962 | 8.06 | 1 | 365 | 9.1763 | 0.47042 | 9 | 0.64668
55371 | 2.12 | 1 | 365 | 2.4136 | 0.85823 | 3 | 0.27183
55377 | 4.335 | 1 | 365 | 4.9354 | 0.93416 | 5 | 0.86953
53963 | 9.88 | 1 | 365 | 11.2483 | 0.64117 | 11 | 0.88948
55382 | 4.335 | 1 | 365 | 4.9354 | 0.93416 | 5 | 0.86953
48909 | 5.98 | 1 | 365 | 6.8082 | 0.70386 | 7 | 0.51206
55383 | 5.61 | 1 | 365 | 6.3869 | 0.85597 | 7 | 0.24291
54833 | 6.24 | 1 | 365 | 7.1042 | 0.29968 | 7 | 0.40388
55387 | 3.06 | 1 | 365 | 3.4838 | 0.012345 | 3 | 0.49614
44204 | 4.42 | 1 | 365 | 5.0321 | 0.12894 | 5 | 0.16108
55389 | 3.64 | 1 | 365 | 4.1441 | 0.34148 | 4 | 0.4856
53412 | 7.8 | 1 | 365 | 8.8803 | 0.8746 | 9 | 0.75485
55394 | 7.28 | 1 | 365 | 8.2882 | 0.68296 | 8 | 0.9712
54190 | 5.98 | 1 | 365 | 6.8082 | 0.70386 | 7 | 0.51206
54195 | 8.55 | 1 | 365 | 9.7341 | 0.59332 | 10 | 0.32744
50388 | 6.375 | 1 | 365 | 7.2579 | 0.60905 | 7 | 0.86695
54303 | 4.8 | 1 | 365 | 5.4648 | 0.99976 | 6 | 0.46453
54326 | 5.865 | 1 | 365 | 6.6773 | 0.44033 | 7 | 0.11759
20665 | 8.58 | 1 | 365 | 9.7683 | 0.66207 | 10 | 0.43034
53635 | 5.46 | 1 | 365 | 6.2162 | 0.51222 | 6 | 0.7284
54232 | 4.94 | 1 | 365 | 5.6242 | 0.32058 | 5 | 0.94474
40993 | 5.98 | 1 | 365 | 6.8082 | 0.70386 | 7 | 0.51206
54481 | 6.54 | 1 | 365 | 7.4457 | 0.98717 | 8 | 0.43292
22055 | 6.24 | 1 | 365 | 7.1042 | 0.29968 | 7 | 0.40388
54557 | 6 | 1 | 365 | 6.831 | 0.7497 | 7 | 0.58066
51707 | 15.08 | 1 | 365 | 17.1685 | 0.55757 | 17 | 0.72605
55211 | 4.42 | 1 | 365 | 5.0321 | 0.12894 | 5 | 0.16108
37688 | 13 | 1 | 365 | 14.8004 | 0.79101 | 15 | 0.59142
54196 | 5.98 | 1 | 365 | 6.8082 | 0.70386 | 7 | 0.51206
53611 | 13.26 | 1 | 365 | 15.0964 | 0.38683 | 15 | 0.48325
54670 | 7.42 | 1 | 365 | 8.4476 | 0.0037907 | 8 | 0.45141
55060 | 6.76 | 1 | 365 | 7.6962 | 0.49132 | 8 | 0.18754
54236 | 7.28 | 1 | 365 | 8.2882 | 0.68296 | 8 | 0.9712
54650 | 4.725 | 1 | 365 | 5.3794 | 0.82789 | 6 | 0.20727
54774 | 8.32 | 1 | 365 | 9.4723 | 0.066245 | 9 | 0.53851
53700 | 9.62 | 1 | 365 | 10.9523 | 0.045346 | 10 | 0.99765
53532 | 3.12 | 1 | 365 | 3.5521 | 0.14984 | 3 | 0.70194
55592 | 4.08 | 1 | 365 | 4.6451 | 0.34979 | 4 | 0.99485
44639 | 25.2 | 0.9 | 365 | 25.821 | 0.97385 | 26 | 0.79489
55593 | 10.92 | 1 | 365 | 12.4324 | 0.024447 | 12 | 0.4568
55594 | 5.1 | 1 | 365 | 5.8063 | 0.68724 | 6 | 0.49356
55595 | 6.76 | 1 | 365 | 7.6962 | 0.49132 | 8 | 0.18754
55404 | 4.68 | 1 | 365 | 5.3282 | 0.72476 | 6 | 0.052913
55601 | 4.42 | 1 | 365 | 5.0321 | 0.12894 | 5 | 0.16108
55406 | 10.2 | 1 | 365 | 11.6126 | 0.37448 | 11 | 0.98712
55407 | 6.375 | 1 | 365 | 7.2579 | 0.60905 | 7 | 0.86695
55606 | 2.04 | 1 | 365 | 2.3225 | 0.6749 | 2 | 0.99742
55420 | 7.65 | 1 | 365 | 8.7095 | 0.53086 | 9 | 0.24034
55614 | 6.5 | 1 | 365 | 7.4002 | 0.8955 | 8 | 0.29571
55428 | 3.38 | 1 | 365 | 3.8481 | 0.74566 | 4 | 0.59377
55616 | 4.68 | 1 | 365 | 5.3282 | 0.72476 | 6 | 0.052913
55429 | 10.14 | 1 | 365 | 11.5443 | 0.23699 | 11 | 0.78131
55430 | 7.54 | 1 | 365 | 8.5842 | 0.27878 | 8 | 0.86303
55431 | 8.925 | 1 | 365 | 10.1611 | 0.45267 | 10 | 0.61373
55617 | 3.06 | 1 | 365 | 3.4838 | 0.012345 | 3 | 0.49614
55432 | 6.24 | 1 | 365 | 7.1042 | 0.29968 | 7 | 0.40388
55618 | 4.24 | 1 | 365 | 4.8272 | 0.71645 | 5 | 0.54366
55434 | 3.57 | 1 | 365 | 4.0644 | 0.18107 | 4 | 0.24549
55437 | 11.18 | 1 | 365 | 12.7284 | 0.62027 | 13 | 0.34863
55619 | 4.335 | 1 | 365 | 4.9354 | 0.93416 | 5 | 0.86953
55442 | 4.42 | 1 | 365 | 5.0321 | 0.12894 | 5 | 0.16108
55446 | 4.16 | 1 | 365 | 4.7361 | 0.53312 | 5 | 0.26926
55472 | 2.04 | 1 | 365 | 2.3225 | 0.6749 | 2 | 0.99742
55400 | 6.63 | 1 | 365 | 7.5482 | 0.19341 | 7 | 0.74163
55476 | 11.73 | 1 | 365 | 13.3545 | 0.88066 | 14 | 0.23519
55475 | 7.8 | 1 | 365 | 8.8803 | 0.8746 | 9 | 0.75485
55478 | 8.06 | 1 | 365 | 9.1763 | 0.47042 | 9 | 0.64668
55620 | 4.77 | 1 | 365 | 5.4306 | 0.93101 | 6 | 0.36162
55621 | 8.67 | 1 | 365 | 9.8707 | 0.86831 | 10 | 0.73905
55626 | 6.375 | 1 | 365 | 7.2579 | 0.60905 | 7 | 0.86695
55625 | 5.1 | 1 | 365 | 5.8063 | 0.68724 | 6 | 0.49356
55624 | 10.965 | 1 | 365 | 12.4836 | 0.12757 | 12 | 0.61115
55629 | 5.565 | 1 | 365 | 6.3357 | 0.75284 | 7 | 0.08856
55630 | 3.64 | 1 | 365 | 4.1441 | 0.34148 | 4 | 0.4856
55631 | 5.98 | 1 | 365 | 6.8082 | 0.70386 | 7 | 0.51206
55633 | 5.035 | 1 | 365 | 5.7323 | 0.53829 | 6 | 0.2706
55635 | 8.58 | 1 | 365 | 9.7683 | 0.66207 | 10 | 0.43034
55634 | 3.315 | 1 | 365 | 3.7741 | 0.59671 | 4 | 0.37081
55637 | 8.84 | 1 | 365 | 10.0643 | 0.25789 | 10 | 0.32217
55638 | 10.14 | 1 | 365 | 11.5443 | 0.23699 | 11 | 0.78131
55639 | 9.945 | 1 | 365 | 11.3223 | 0.79012 | 12 | 0.11244
55643 | 7.54 | 1 | 365 | 8.5842 | 0.27878 | 8 | 0.86303
55484 | 8.16 | 1 | 365 | 9.2901 | 0.69959 | 9 | 0.98969
55487 | 3.64 | 1 | 365 | 4.1441 | 0.34148 | 4 | 0.4856
55488 | 11.22 | 1 | 365 | 12.7739 | 0.71193 | 13 | 0.48583
55490 | 11.66 | 1 | 365 | 13.2748 | 0.72024 | 13 | 0.99508
55495 | 13.77 | 1 | 365 | 15.6771 | 0.55555 | 16 | 0.23261
55496 | 8.16 | 1 | 365 | 9.2901 | 0.69959 | 9 | 0.98969
55502 | 8.67 | 1 | 365 | 9.8707 | 0.86831 | 10 | 0.73905
55505 | 6.375 | 1 | 365 | 7.2579 | 0.60905 | 7 | 0.86695
55507 | 8.06 | 1 | 365 | 9.1763 | 0.47042 | 9 | 0.64668
55636 | 13.515 | 1 | 365 | 15.3867 | 0.97119 | 16 | 0.35793
55508 | 4.335 | 1 | 365 | 4.9354 | 0.93416 | 5 | 0.86953
55583 | 7.02 | 1 | 365 | 7.9922 | 0.087144 | 8 | 0.079369
55644 | 5.3 | 1 | 365 | 6.034 | 0.14556 | 6 | 0.17958
54073 | 7.28 | 1 | 365 | 8.2882 | 0.68296 | 8 | 0.9712
55585 | 5.355 | 1 | 365 | 6.0966 | 0.2716 | 6 | 0.36824
42900 | 7.8 | 1 | 365 | 8.8803 | 0.8746 | 9 | 0.75485
55589 | 5.565 | 1 | 365 | 6.3357 | 0.75284 | 7 | 0.08856
38154 | 9.62 | 1 | 365 | 10.9523 | 0.045346 | 10 | 0.99765
37186 | 7.315 | 1 | 365 | 8.3281 | 0.76317 | 9 | 0.091252
55647 | 4.24 | 1 | 365 | 4.8272 | 0.71645 | 5 | 0.54366
50842 | 5.2 | 1 | 365 | 5.9202 | 0.9164 | 6 | 0.83657
55651 | 9.1 | 1 | 365 | 10.3603 | 0.85371 | 11 | 0.214
55757 | 8.415 | 1 | 365 | 9.5804 | 0.28395 | 9 | 0.86437
51457 | 6.2 | 1 | 365 | 7.0587 | 0.20802 | 7 | 0.26668
55650 | 6.76 | 1 | 365 | 7.6962 | 0.49132 | 8 | 0.18754
50204 | 10.1 | 1 | 365 | 11.4988 | 0.14532 | 11 | 0.64411
55653 | 14.04 | 1 | 365 | 15.9845 | 0.17429 | 16 | 0.15874
50837 | 8.5 | 1 | 365 | 9.6772 | 0.47874 | 10 | 0.15593
34806 | 145.7 | 0.9 | 365 | 149.2907 | 0.49961 | 149 | 0.79027
55654 | 3.825 | 1 | 365 | 4.3547 | 0.76543 | 5 | 0.12017
54435 | 4.34 | 1 | 365 | 4.9411 | 0.94561 | 5 | 0.88668
55656 | 10.4 | 1 | 365 | 11.8403 | 0.83281 | 12 | 0.67314
55759 | 14.025 | 1 | 365 | 15.9674 | 0.13991 | 16 | 0.10729
35281 | 38.4 | 0.9 | 365 | 39.3463 | 0.19825 | 39 | 0.54459
55658 | 10.92 | 1 | 365 | 12.4324 | 0.024447 | 12 | 0.4568
55762 | 8.415 | 1 | 365 | 9.5804 | 0.28395 | 9 | 0.86437
55765 | 7.02 | 1 | 365 | 7.9922 | 0.087144 | 8 | 0.079369
55657 | 7.28 | 1 | 365 | 8.2882 | 0.68296 | 8 | 0.9712
55767 | 3.315 | 1 | 365 | 3.7741 | 0.59671 | 4 | 0.37081
55776 | 7.54 | 1 | 365 | 8.5842 | 0.27878 | 8 | 0.86303
55660 | 5.355 | 1 | 365 | 6.0966 | 0.2716 | 6 | 0.36824
39555 | 7.02 | 1 | 365 | 7.9922 | 0.087144 | 8 | 0.079369
55648 | 5.46 | 1 | 365 | 6.2162 | 0.51222 | 6 | 0.7284
50612 | 4.68 | 1 | 365 | 5.3282 | 0.72476 | 6 | 0.052913
39228 | 6.24 | 1 | 365 | 7.1042 | 0.29968 | 7 | 0.40388
55781 | 7.8 | 1 | 365 | 8.8803 | 0.8746 | 9 | 0.75485
54141 | 4.335 | 1 | 365 | 4.9354 | 0.93416 | 5 | 0.86953
55786 | 5.98 | 1 | 365 | 6.8082 | 0.70386 | 7 | 0.51206
54142 | 7.905 | 1 | 365 | 8.9998 | 0.11522 | 9 | 0.11502
55788 | 9.62 | 1 | 365 | 10.9523 | 0.045346 | 10 | 0.99765
45170 | 9.805 | 1 | 365 | 11.1629 | 0.46929 | 11 | 0.63222
37737 | 5.035 | 1 | 365 | 5.7323 | 0.53829 | 6 | 0.2706
45760 | 4.68 | 1 | 365 | 5.3282 | 0.72476 | 6 | 0.052913
55839 | 6.5 | 1 | 365 | 7.4002 | 0.8955 | 8 | 0.29571
54697 | 4.86 | 1 | 365 | 5.5331 | 0.13725 | 5 | 0.67033
55844 | 6.63 | 1 | 365 | 7.5482 | 0.19341 | 7 | 0.74163
54694 | 9.1 | 1 | 365 | 10.3603 | 0.85371 | 11 | 0.214
55718 | 4.94 | 1 | 365 | 5.6242 | 0.32058 | 5 | 0.94474
54659 | 8.48 | 1 | 365 | 9.6544 | 0.4329 | 10 | 0.087329
54485 | 9.99 | 1 | 365 | 11.3736 | 0.89324 | 12 | 0.26679
54593 | 5.865 | 1 | 365 | 6.6773 | 0.44033 | 7 | 0.11759
54590 | 5.035 | 1 | 365 | 5.7323 | 0.53829 | 6 | 0.2706
55719 | 2.34 | 1 | 365 | 2.6641 | 0.36238 | 3 | 0.026456
54588 | 9.01 | 1 | 365 | 10.2578 | 0.64746 | 10 | 0.90529
55848 | 4.94 | 1 | 365 | 5.6242 | 0.32058 | 5 | 0.94474
55645 | 6.24 | 1 | 365 | 7.1042 | 0.29968 | 7 | 0.40388
54509 | 8.925 | 1 | 365 | 10.1611 | 0.45267 | 10 | 0.61373
55703 | 4.32 | 1 | 365 | 4.9183 | 0.89978 | 5 | 0.81807
55663 | 6.885 | 1 | 365 | 7.8385 | 0.77778 | 8 | 0.6163
54530 | 14.025 | 1 | 365 | 15.9674 | 0.13991 | 16 | 0.10729
55669 | 7.65 | 1 | 365 | 8.7095 | 0.53086 | 9 | 0.24034
54571 | 3.78 | 1 | 365 | 4.3035 | 0.66231 | 4 | 0.96581
55664 | 12.22 | 1 | 365 | 13.9124 | 0.0035475 | 13 | 0.91594
54534 | 2.805 | 1 | 365 | 3.1935 | 0.42798 | 3 | 0.62146
55642 | 4.08 | 1 | 365 | 4.6451 | 0.34979 | 4 | 0.99485
55132 | 7.14 | 1 | 365 | 8.1288 | 0.36214 | 8 | 0.49098
55438 | 7.28 | 1 | 365 | 8.2882 | 0.68296 | 8 | 0.9712
55666 | 2.16 | 1 | 365 | 2.4591 | 0.94989 | 3 | 0.40904
55358 | 9.945 | 1 | 365 | 11.3223 | 0.79012 | 12 | 0.11244
55665 | 7.395 | 1 | 365 | 8.4192 | 0.9465 | 9 | 0.36566
54637 | 5.85 | 1 | 365 | 6.6602 | 0.40595 | 7 | 0.066141
40373 | 3.64 | 1 | 365 | 4.1441 | 0.34148 | 4 | 0.4856
55667 | 7.42 | 1 | 365 | 8.4476 | 0.0037907 | 8 | 0.45141
55668 | 15.08 | 1 | 365 | 17.1685 | 0.55757 | 17 | 0.72605
38562 | 8.84 | 1 | 365 | 10.0643 | 0.25789 | 10 | 0.32217
55671 | 12.495 | 1 | 365 | 14.2255 | 0.63374 | 14 | 0.85922
55628 | 5.61 | 1 | 365 | 6.3869 | 0.85597 | 7 | 0.24291
55670 | 7.905 | 1 | 365 | 8.9998 | 0.11522 | 9 | 0.11502
55673 | 5.67 | 1 | 365 | 6.4553 | 0.99346 | 7 | 0.44872
50394 | 3.57 | 1 | 365 | 4.0644 | 0.18107 | 4 | 0.24549
50610 | 5.61 | 1 | 365 | 6.3869 | 0.85597 | 7 | 0.24291
50345 | 8.925 | 1 | 365 | 10.1611 | 0.45267 | 10 | 0.61373
55764 | 8.925 | 1 | 365 | 10.1611 | 0.45267 | 10 | 0.61373
50375 | 6.375 | 1 | 365 | 7.2579 | 0.60905 | 7 | 0.86695
47524 | 5.3 | 1 | 365 | 6.034 | 0.14556 | 6 | 0.17958
55741 | 3.06 | 1 | 365 | 3.4838 | 0.012345 | 3 | 0.49614
55745 | 11.22 | 1 | 365 | 12.7739 | 0.71193 | 13 | 0.48583
50260 | 7.8 | 1 | 365 | 8.8803 | 0.8746 | 9 | 0.75485
40541 | 3.38 | 1 | 365 | 3.8481 | 0.74566 | 4 | 0.59377
50661 | 18.02 | 1 | 365 | 20.5157 | 0.29492 | 20 | 0.81057
43292 | 8.58 | 1 | 365 | 9.7683 | 0.66207 | 10 | 0.43034
48442 | 7.02 | 1 | 365 | 7.9922 | 0.087144 | 8 | 0.079369
40709 | 9.805 | 1 | 365 | 11.1629 | 0.46929 | 11 | 0.63222
41087 | 12.75 | 1 | 365 | 14.5158 | 0.2181 | 14 | 0.7339
38052 | 3.12 | 1 | 365 | 3.5521 | 0.14984 | 3 | 0.70194
47573 | 6.885 | 1 | 365 | 7.8385 | 0.77778 | 8 | 0.6163
55380 | 7.395 | 1 | 365 | 8.4192 | 0.9465 | 9 | 0.36566
39360 | 10.66 | 1 | 365 | 12.1363 | 0.42863 | 12 | 0.56497
48568 | 14.04 | 1 | 365 | 15.9845 | 0.17429 | 16 | 0.15874
45664 | 5.46 | 1 | 365 | 6.2162 | 0.51222 | 6 | 0.7284
38093 | 8.745 | 1 | 365 | 9.9561 | 0.040182 | 9 | 0.99631
41287 | 6.24 | 1 | 365 | 7.1042 | 0.29968 | 7 | 0.40388
54878 | 8.32 | 1 | 365 | 9.4723 | 0.066245 | 9 | 0.53851
54861 | 5.72 | 1 | 365 | 6.5122 | 0.10804 | 6 | 0.62023
55854 | 6.24 | 1 | 365 | 7.1042 | 0.29968 | 7 | 0.40388
53758 | 3.64 | 1 | 365 | 4.1441 | 0.34148 | 4 | 0.4856
55857 | 5.72 | 1 | 365 | 6.5122 | 0.10804 | 6 | 0.62023
53903 | 8.06 | 1 | 365 | 9.1763 | 0.47042 | 9 | 0.64668
55868 | 4.16 | 1 | 365 | 4.7361 | 0.53312 | 5 | 0.26926
54942 | 6.5 | 1 | 365 | 7.4002 | 0.8955 | 8 | 0.29571
55206 | 6.5 | 1 | 365 | 7.4002 | 0.8955 | 8 | 0.29571
50561 | 10.4 | 1 | 365 | 11.8403 | 0.83281 | 12 | 0.67314
55205 | 4.16 | 1 | 365 | 4.7361 | 0.53312 | 5 | 0.26926
55864 | 6.5 | 1 | 365 | 7.4002 | 0.8955 | 8 | 0.29571
55102 | 2.34 | 1 | 365 | 2.6641 | 0.36238 | 3 | 0.026456
55869 | 4.77 | 1 | 365 | 5.4306 | 0.93101 | 6 | 0.36162
55235 | 7.28 | 1 | 365 | 8.2882 | 0.68296 | 8 | 0.9712
55867 | 9.435 | 1 | 365 | 10.7417 | 0.6214 | 11 | 0.36308
55907 | 3.12 | 1 | 365 | 3.5521 | 0.14984 | 3 | 0.70194
55906 | 6.5 | 1 | 365 | 7.4002 | 0.8955 | 8 | 0.29571
55896 | 9.69 | 1 | 365 | 11.032 | 0.20576 | 11 | 0.23776
55892 | 6.885 | 1 | 365 | 7.8385 | 0.77778 | 8 | 0.6163
55672 | 8.215 | 1 | 365 | 9.3527 | 0.82563 | 10 | 0.17835
45490 | 5.72 | 1 | 365 | 6.5122 | 0.10804 | 6 | 0.62023
55893 | 4.845 | 1 | 365 | 5.516 | 0.10288 | 5 | 0.61888
55880 | 4.505 | 1 | 365 | 5.1289 | 0.32373 | 5 | 0.45264
50452 | 9.69 | 1 | 365 | 11.032 | 0.20576 | 11 | 0.23776
55674 | 7.14 | 1 | 365 | 8.1288 | 0.36214 | 8 | 0.49098
55887 | 11.475 | 1 | 365 | 13.0642 | 0.29629 | 13 | 0.36051
55675 | 5.83 | 1 | 365 | 6.6374 | 0.36012 | 6 | 0.99754
55870 | 12.19 | 1 | 365 | 13.8782 | 0.9348 | 14 | 0.81304
55685 | 2.12 | 1 | 365 | 2.4136 | 0.85823 | 3 | 0.27183
55686 | 5.98 | 1 | 365 | 6.8082 | 0.70386 | 7 | 0.51206
54698 | 2.16 | 1 | 365 | 2.4591 | 0.94989 | 3 | 0.40904
55876 | 9.18 | 1 | 365 | 10.4514 | 0.037035 | 10 | 0.48841
55874 | 7.28 | 1 | 365 | 8.2882 | 0.68296 | 8 | 0.9712
55687 | 7.685 | 1 | 365 | 8.7493 | 0.61107 | 9 | 0.36039
55688 | 5.61 | 1 | 365 | 6.3869 | 0.85597 | 7 | 0.24291
54604 | 5.61 | 1 | 365 | 6.3869 | 0.85597 | 7 | 0.24291
55689 | 8.925 | 1 | 365 | 10.1611 | 0.45267 | 10 | 0.61373
41801 | 4.94 | 1 | 365 | 5.6242 | 0.32058 | 5 | 0.94474
55872 | 7.54 | 1 | 365 | 8.5842 | 0.27878 | 8 | 0.86303
55960 | 8.32 | 1 | 365 | 9.4723 | 0.066245 | 9 | 0.53851
55959 | 7.14 | 1 | 365 | 8.1288 | 0.36214 | 8 | 0.49098
55690 | 9.69 | 1 | 365 | 11.032 | 0.20576 | 11 | 0.23776
55691 | 7.155 | 1 | 365 | 8.1459 | 0.39651 | 8 | 0.54243
55692 | 3.825 | 1 | 365 | 4.3547 | 0.76543 | 5 | 0.12017
55693 | 13.26 | 1 | 365 | 15.0964 | 0.38683 | 15 | 0.48325
55865 | 7.905 | 1 | 365 | 8.9998 | 0.11522 | 9 | 0.11502
55694 | 13 | 1 | 365 | 14.8004 | 0.79101 | 15 | 0.59142
55954 | 4.42 | 1 | 365 | 5.0321 | 0.12894 | 5 | 0.16108
55929 | 5.46 | 1 | 365 | 6.2162 | 0.51222 | 6 | 0.7284
28744 | 3.315 | 1 | 365 | 3.7741 | 0.59671 | 4 | 0.37081
55921 | 7.02 | 1 | 365 | 7.9922 | 0.087144 | 8 | 0.079369
54599 | 13.32 | 1 | 365 | 15.1647 | 0.52433 | 15 | 0.68906
54597 | 7.24 | 1 | 365 | 8.2427 | 0.5913 | 8 | 0.83399
55695 | 3.18 | 1 | 365 | 3.6204 | 0.28734 | 3 | 0.90775
55696 | 10.2 | 1 | 365 | 11.6126 | 0.37448 | 11 | 0.98712
55697 | 3.78 | 1 | 365 | 4.3035 | 0.66231 | 4 | 0.96581
55699 | 8.67 | 1 | 365 | 9.8707 | 0.86831 | 10 | 0.73905
55700 | 4.845 | 1 | 365 | 5.516 | 0.10288 | 5 | 0.61888
42996 | 10.6 | 1 | 365 | 12.068 | 0.29113 | 12 | 0.35916
55996 | 2.12 | 1 | 365 | 2.4136 | 0.85823 | 3 | 0.27183
55983 | 7.54 | 1 | 365 | 8.5842 | 0.27878 | 8 | 0.86303
55995 | 11.44 | 1 | 365 | 13.0244 | 0.21609 | 13 | 0.24045
55982 | 2.55 | 1 | 365 | 2.9032 | 0.84362 | 3 | 0.74678
55980 | 4.08 | 1 | 365 | 4.6451 | 0.34979 | 4 | 0.99485
55972 | 4.845 | 1 | 365 | 5.516 | 0.10288 | 5 | 0.61888
55958 | 3.825 | 1 | 365 | 4.3547 | 0.76543 | 5 | 0.12017
56145 | 2.295 | 1 | 365 | 2.6128 | 0.25926 | 2 | 0.8721
55917 | 7.02 | 1 | 365 | 7.9922 | 0.087144 | 8 | 0.079369
55908 | 2.34 | 1 | 365 | 2.6641 | 0.36238 | 3 | 0.026456
55881 | 3.38 | 1 | 365 | 3.8481 | 0.74566 | 4 | 0.59377
55877 | 6.12 | 1 | 365 | 6.9676 | 0.02469 | 6 | 0.99227
55998 | 2.65 | 1 | 365 | 3.017 | 0.072782 | 3 | 0.08979
56142 | 3.57 | 1 | 365 | 4.0644 | 0.18107 | 4 | 0.24549
56144 | 5.865 | 1 | 365 | 6.6773 | 0.44033 | 7 | 0.11759
56139 | 9.435 | 1 | 365 | 10.7417 | 0.6214 | 11 | 0.36308
56140 | 3.12 | 1 | 365 | 3.5521 | 0.14984 | 3 | 0.70194
55878 | 4.68 | 1 | 365 | 5.3282 | 0.72476 | 6 | 0.052913
56384 | 10.8 | 1 | 365 | 12.2957 | 0.74945 | 13 | 0.045184
17856 | 498.7 | 0.8 | 365 | 454.2134 | 0.26312 | 454 | 0.47653
30727 | 443.085 | 1 | 365 | 504.4494 | 0.38068 | 504 | 0.83011
55999 | 3.64 | 1 | 365 | 4.1441 | 0.34148 | 4 | 0.4856
31311 | 172.38 | 0.9 | 365 | 176.6282 | 0.52589 | 177 | 0.15406
55873 | 11.985 | 1 | 365 | 13.6448 | 0.46502 | 14 | 0.10986
43256 | 9.84 | 1 | 365 | 11.2028 | 0.5495 | 11 | 0.75228
55875 | 4.335 | 1 | 365 | 4.9354 | 0.93416 | 5 | 0.86953
32965 | 150.93 | 0.9 | 365 | 154.6496 | 0.28624 | 154 | 0.9358
54639 | 3.36 | 1 | 365 | 3.8253 | 0.69983 | 4 | 0.52517
56083 | 5.2 | 1 | 365 | 5.9202 | 0.9164 | 6 | 0.83657
51568 | 4.48 | 1 | 365 | 5.1005 | 0.26644 | 5 | 0.36689
50084 | 7.5 | 1 | 365 | 8.5387 | 0.18712 | 8 | 0.72582
46248 | 6 | 1 | 365 | 6.831 | 0.7497 | 7 | 0.58066
56081 | 6.12 | 1 | 365 | 6.9676 | 0.02469 | 6 | 0.99227
55969 | 3.9 | 1 | 365 | 4.4401 | 0.9373 | 5 | 0.37743
56076 | 2.55 | 1 | 365 | 2.9032 | 0.84362 | 3 | 0.74678
54619 | 6.24 | 1 | 365 | 7.1042 | 0.29968 | 7 | 0.40388
56094 | 3.315 | 1 | 365 | 3.7741 | 0.59671 | 4 | 0.37081
56077 | 14.025 | 1 | 365 | 15.9674 | 0.13991 | 16 | 0.10729
56092 | 9.945 | 1 | 365 | 11.3223 | 0.79012 | 12 | 0.11244
56074 | 7.395 | 1 | 365 | 8.4192 | 0.9465 | 9 | 0.36566
56073 | 17.595 | 1 | 365 | 20.0318 | 0.32098 | 20 | 0.35278
56072 | 5.98 | 1 | 365 | 6.8082 | 0.70386 | 7 | 0.51206
56069 | 8.32 | 1 | 365 | 9.4723 | 0.066245 | 9 | 0.53851
56037 | 4.845 | 1 | 365 | 5.516 | 0.10288 | 5 | 0.61888
56091 | 6.24 | 1 | 365 | 7.1042 | 0.29968 | 7 | 0.40388
56026 | 13.515 | 1 | 365 | 15.3867 | 0.97119 | 16 | 0.35793
56090 | 3.38 | 1 | 365 | 3.8481 | 0.74566 | 4 | 0.59377
56016 | 7.65 | 1 | 365 | 8.7095 | 0.53086 | 9 | 0.24034
56097 | 5.98 | 1 | 365 | 6.8082 | 0.70386 | 7 | 0.51206
56237 | 3.38 | 1 | 365 | 3.8481 | 0.74566 | 4 | 0.59377
55903 | 4.94 | 1 | 365 | 5.6242 | 0.32058 | 5 | 0.94474
56007 | 6.75 | 1 | 365 | 7.6848 | 0.46841 | 8 | 0.15324
56011 | 11.18 | 1 | 365 | 12.7284 | 0.62027 | 13 | 0.34863
56005 | 13.515 | 1 | 365 | 15.3867 | 0.97119 | 16 | 0.35793
45486 | 6.095 | 1 | 365 | 6.9391 | 0.9674 | 7 | 0.90652
56003 | 4.16 | 1 | 365 | 4.7361 | 0.53312 | 5 | 0.26926
56254 | 14.025 | 1 | 365 | 15.9674 | 0.13991 | 16 | 0.10729
56253 | 9.945 | 1 | 365 | 11.3223 | 0.79012 | 12 | 0.11244
56245 | 11.96 | 1 | 365 | 13.6164 | 0.40773 | 14 | 0.024111
56229 | 4.68 | 1 | 365 | 5.3282 | 0.72476 | 6 | 0.052913
56227 | 4.42 | 1 | 365 | 5.0321 | 0.12894 | 5 | 0.16108
56222 | 4.16 | 1 | 365 | 4.7361 | 0.53312 | 5 | 0.26926
47574 | 5.25 | 1 | 365 | 5.9771 | 0.030984 | 6 | 0.0080754
56215 | 2.805 | 1 | 365 | 3.1935 | 0.42798 | 3 | 0.62146
45245 | 6 | 1 | 365 | 6.831 | 0.7497 | 7 | 0.58066
50232 | 6.24 | 1 | 365 | 7.1042 | 0.29968 | 7 | 0.40388
43937 | 3.36 | 1 | 365 | 3.8253 | 0.69983 | 4 | 0.52517
44556 | 7.905 | 1 | 365 | 8.9998 | 0.11522 | 9 | 0.11502
44490 | 12.09 | 1 | 365 | 13.7644 | 0.70564 | 14 | 0.47003
47793 | 8.75 | 1 | 365 | 9.9618 | 0.05164 | 10 | 0.013459
54791 | 8.4 | 1 | 365 | 9.5633 | 0.24957 | 9 | 0.81292
41333 | 7.935 | 1 | 365 | 9.0339 | 0.18397 | 9 | 0.21792
56160 | 12.5 | 1 | 365 | 14.2312 | 0.6452 | 14 | 0.87637
49149 | 5.04 | 1 | 365 | 5.738 | 0.54974 | 6 | 0.28775
46495 | 4.2 | 1 | 365 | 4.7817 | 0.62479 | 5 | 0.40646
54831 | 6.6 | 1 | 365 | 7.5141 | 0.12467 | 7 | 0.63872
44327 | 8.82 | 1 | 365 | 10.0415 | 0.21205 | 10 | 0.25357
54846 | 5.1 | 1 | 365 | 5.8063 | 0.68724 | 6 | 0.49356
54843 | 14.49 | 1 | 365 | 16.4968 | 0.20552 | 16 | 0.70229
54899 | 7 | 1 | 365 | 7.9695 | 0.041312 | 8 | 0.010767
54898 | 8.25 | 1 | 365 | 9.3926 | 0.90583 | 10 | 0.2984
55925 | 5.035 | 1 | 365 | 5.7323 | 0.53829 | 6 | 0.2706
55772 | 8.7 | 1 | 365 | 9.9049 | 0.93706 | 10 | 0.84195
35848 | 14.07 | 1 | 365 | 16.0186 | 0.24304 | 16 | 0.26164
48878 | 7.848 | 1 | 365 | 8.9349 | 0.9846 | 9 | 0.9195
54916 | 9.36 | 1 | 365 | 10.6563 | 0.44953 | 11 | 0.10583
49845 | 7.8 | 1 | 365 | 8.8803 | 0.8746 | 9 | 0.75485
45780 | 7.28 | 1 | 365 | 8.2882 | 0.68296 | 8 | 0.9712
54924 | 3.18 | 1 | 365 | 3.6204 | 0.28734 | 3 | 0.90775
54911 | 9 | 1 | 365 | 10.2464 | 0.62454 | 10 | 0.87099
50239 | 8.19 | 1 | 365 | 9.3243 | 0.76834 | 10 | 0.092598
55024 | 2.805 | 1 | 365 | 3.1935 | 0.42798 | 3 | 0.62146
49250 | 7.5 | 1 | 365 | 8.5387 | 0.18712 | 8 | 0.72582
55027 | 6 | 1 | 365 | 6.831 | 0.7497 | 7 | 0.58066
48346 | 9.6 | 1 | 365 | 10.9295 | 0.99951 | 11 | 0.92905
23962 | 9.88 | 1 | 365 | 11.2483 | 0.64117 | 11 | 0.88948
44043 | 8.829 | 1 | 365 | 10.0518 | 0.23268 | 10 | 0.28444
51217 | 6.63 | 1 | 365 | 7.5482 | 0.19341 | 7 | 0.74163
41378 | 11.2 | 1 | 365 | 12.7511 | 0.6661 | 13 | 0.41723
44314 | 6.615 | 1 | 365 | 7.5311 | 0.15904 | 7 | 0.69018
55122 | 9.3 | 1 | 365 | 10.588 | 0.31203 | 10 | 0.90002
48521 | 9.52 | 1 | 365 | 10.8385 | 0.81618 | 11 | 0.65464
55121 | 9.3 | 1 | 365 | 10.588 | 0.31203 | 10 | 0.90002
55128 | 7.125 | 1 | 365 | 8.1118 | 0.32776 | 8 | 0.43953
55127 | 4.2 | 1 | 365 | 4.7817 | 0.62479 | 5 | 0.40646
44056 | 9.45 | 1 | 365 | 10.7588 | 0.65577 | 11 | 0.41454
55129 | 8.4 | 1 | 365 | 9.5633 | 0.24957 | 9 | 0.81292
50137 | 15.39 | 1 | 365 | 17.5214 | 0.26797 | 17 | 0.78939
55135 | 5.3 | 1 | 365 | 6.034 | 0.14556 | 6 | 0.17958
39893 | 12.32 | 1 | 365 | 14.0262 | 0.23271 | 14 | 0.25895
39818 | 12.32 | 1 | 365 | 14.0262 | 0.23271 | 14 | 0.25895
49418 | 3.9 | 1 | 365 | 4.4401 | 0.9373 | 5 | 0.37743
36971 | 12.32 | 1 | 365 | 14.0262 | 0.23271 | 14 | 0.25895
39102 | 6.24 | 1 | 365 | 7.1042 | 0.29968 | 7 | 0.40388
55180 | 7.5 | 1 | 365 | 8.5387 | 0.18712 | 8 | 0.72582
55183 | 5.83 | 1 | 365 | 6.6374 | 0.36012 | 6 | 0.99754
55176 | 5.565 | 1 | 365 | 6.3357 | 0.75284 | 7 | 0.08856
55177 | 8.525 | 1 | 365 | 9.7057 | 0.53603 | 10 | 0.24168
55181 | 10.6 | 1 | 365 | 12.068 | 0.29113 | 12 | 0.35916
55182 | 3.71 | 1 | 365 | 4.2238 | 0.5019 | 4 | 0.72571
45240 | 14.49 | 1 | 365 | 16.4968 | 0.20552 | 16 | 0.70229
49868 | 8.28 | 1 | 365 | 9.4267 | 0.97458 | 10 | 0.40131
55187 | 8 | 1 | 365 | 9.1079 | 0.33293 | 9 | 0.44088
55190 | 10.5 | 1 | 365 | 11.9542 | 0.061968 | 12 | 0.016151
55192 | 9.9 | 1 | 365 | 11.2711 | 0.687 | 11 | 0.95809
50856 | 8.96 | 1 | 365 | 10.2009 | 0.53288 | 10 | 0.73378
56286 | 10.965 | 1 | 365 | 12.4836 | 0.12757 | 12 | 0.61115
54705 | 6.5 | 1 | 365 | 7.4002 | 0.8955 | 8 | 0.29571
50599 | 5.2 | 1 | 365 | 5.9202 | 0.9164 | 6 | 0.83657
55191 | 5.46 | 1 | 365 | 6.2162 | 0.51222 | 6 | 0.7284
42898 | 3.64 | 1 | 365 | 4.1441 | 0.34148 | 4 | 0.4856
38405 | 7.28 | 1 | 365 | 8.2882 | 0.68296 | 8 | 0.9712
55448 | 8.835 | 1 | 365 | 10.0586 | 0.24643 | 10 | 0.30502
54641 | 5.7 | 1 | 365 | 6.4894 | 0.062211 | 6 | 0.55162
55210 | 6.867 | 1 | 365 | 7.818 | 0.73653 | 8 | 0.55456
44055 | 8.502 | 1 | 365 | 9.6795 | 0.48332 | 10 | 0.16279
48539 | 5.22 | 1 | 365 | 5.9429 | 0.96224 | 6 | 0.90517
49017 | 11.2 | 1 | 365 | 12.7511 | 0.6661 | 13 | 0.41723
46971 | 8.745 | 1 | 365 | 9.9561 | 0.040182 | 9 | 0.99631
44309 | 7.245 | 1 | 365 | 8.2484 | 0.60276 | 8 | 0.85114
55805 | 6.6 | 1 | 365 | 7.5141 | 0.12467 | 7 | 0.63872
55254 | 6.885 | 1 | 365 | 7.8385 | 0.77778 | 8 | 0.6163
55275 | 6.5 | 1 | 365 | 7.4002 | 0.8955 | 8 | 0.29571
48980 | 16.695 | 1 | 365 | 19.0072 | 0.25853 | 19 | 0.26568
47564 | 5.46 | 1 | 365 | 6.2162 | 0.51222 | 6 | 0.7284
43062 | 4.94 | 1 | 365 | 5.6242 | 0.32058 | 5 | 0.94474
53292 | 5.2 | 1 | 365 | 5.9202 | 0.9164 | 6 | 0.83657
55279 | 9.805 | 1 | 365 | 11.1629 | 0.46929 | 11 | 0.63222
55289 | 11.115 | 1 | 365 | 12.6544 | 0.47131 | 13 | 0.12567
55277 | 6.36 | 1 | 365 | 7.2408 | 0.57468 | 7 | 0.8155
47680 | 8.96 | 1 | 365 | 10.2009 | 0.53288 | 10 | 0.73378
47338 | 5.76 | 1 | 365 | 6.5577 | 0.19971 | 6 | 0.75743
55294 | 9.45 | 1 | 365 | 10.7588 | 0.65577 | 11 | 0.41454
55310 | 6.375 | 1 | 365 | 7.2579 | 0.60905 | 7 | 0.86695
55322 | 3.9 | 1 | 365 | 4.4401 | 0.9373 | 5 | 0.37743
55321 | 6.4 | 1 | 365 | 7.2864 | 0.66634 | 7 | 0.9527
48895 | 5.46 | 1 | 365 | 6.2162 | 0.51222 | 6 | 0.7284
51075 | 3.975 | 1 | 365 | 4.5255 | 0.10917 | 4 | 0.63469
55392 | 5.565 | 1 | 365 | 6.3357 | 0.75284 | 7 | 0.08856
55391 | 10.6 | 1 | 365 | 12.068 | 0.29113 | 12 | 0.35916
55390 | 4.16 | 1 | 365 | 4.7361 | 0.53312 | 5 | 0.26926
55726 | 11.115 | 1 | 365 | 12.6544 | 0.47131 | 13 | 0.12567
55730 | 6.12 | 1 | 365 | 6.9676 | 0.02469 | 6 | 0.99227
55724 | 5.035 | 1 | 365 | 5.7323 | 0.53829 | 6 | 0.2706
55714 | 3.72 | 1 | 365 | 4.2352 | 0.52481 | 4 | 0.76001
55709 | 11.34 | 1 | 365 | 12.9105 | 0.98693 | 13 | 0.89744
55531 | 7.56 | 1 | 365 | 8.607 | 0.32462 | 8 | 0.93163
55459 | 9.975 | 1 | 365 | 11.3565 | 0.85887 | 12 | 0.21534
55545 | 9.45 | 1 | 365 | 10.7588 | 0.65577 | 11 | 0.41454
55544 | 7.44 | 1 | 365 | 8.4704 | 0.049623 | 8 | 0.52002
55425 | 6.2 | 1 | 365 | 7.0587 | 0.20802 | 7 | 0.26668
55451 | 5 | 1 | 365 | 5.6925 | 0.45808 | 6 | 0.15055
55550 | 5.1 | 1 | 365 | 5.8063 | 0.68724 | 6 | 0.49356
55533 | 6.9 | 1 | 365 | 7.8556 | 0.81215 | 8 | 0.66776
56806 | 6.3 | 1 | 365 | 7.1725 | 0.43718 | 7 | 0.60969
56796 | 6.625 | 1 | 365 | 7.5425 | 0.18196 | 7 | 0.72448
43565 | 14.1 | 1 | 365 | 16.0528 | 0.31179 | 16 | 0.36455
56820 | 10.8 | 1 | 365 | 12.2957 | 0.74945 | 13 | 0.045184
55076 | 17.16 | 1 | 365 | 19.5366 | 0.32413 | 19 | 0.86068
54986 | 14.04 | 1 | 365 | 15.9845 | 0.17429 | 16 | 0.15874
55910 | 4.16 | 1 | 365 | 4.7361 | 0.53312 | 5 | 0.26926
53574 | 4.94 | 1 | 365 | 5.6242 | 0.32058 | 5 | 0.94474
55388 | 3.12 | 1 | 365 | 3.5521 | 0.14984 | 3 | 0.70194
55029 | 5.2 | 1 | 365 | 5.9202 | 0.9164 | 6 | 0.83657
55777 | 8.84 | 1 | 365 | 10.0643 | 0.25789 | 10 | 0.32217
55142 | 10.14 | 1 | 365 | 11.5443 | 0.23699 | 11 | 0.78131
54240 | 3.38 | 1 | 365 | 3.8481 | 0.74566 | 4 | 0.59377
56014 | 12.48 | 1 | 365 | 14.2084 | 0.59937 | 14 | 0.80777
55168 | 7.28 | 1 | 365 | 8.2882 | 0.68296 | 8 | 0.9712
56013 | 2.6 | 1 | 365 | 2.9601 | 0.9582 | 3 | 0.91828
55427 | 6.24 | 1 | 365 | 7.1042 | 0.29968 | 7 | 0.40388
56010 | 8.06 | 1 | 365 | 9.1763 | 0.47042 | 9 | 0.64668
53682 | 8.06 | 1 | 365 | 9.1763 | 0.47042 | 9 | 0.64668
55886 | 6.5 | 1 | 365 | 7.4002 | 0.8955 | 8 | 0.29571
54119 | 5.72 | 1 | 365 | 6.5122 | 0.10804 | 6 | 0.62023
54914 | 5.72 | 1 | 365 | 6.5122 | 0.10804 | 6 | 0.62023
54990 | 6.24 | 1 | 365 | 7.1042 | 0.29968 | 7 | 0.40388
55774 | 5.035 | 1 | 365 | 5.7323 | 0.53829 | 6 | 0.2706
56181 | 4.94 | 1 | 365 | 5.6242 | 0.32058 | 5 | 0.94474
55753 | 6.5 | 1 | 365 | 7.4002 | 0.8955 | 8 | 0.29571
53485 | 4.94 | 1 | 365 | 5.6242 | 0.32058 | 5 | 0.94474
33960 | 4.68 | 1 | 365 | 5.3282 | 0.72476 | 6 | 0.052913
55361 | 7.02 | 1 | 365 | 7.9922 | 0.087144 | 8 | 0.079369
52615 | 4.68 | 1 | 365 | 5.3282 | 0.72476 | 6 | 0.052913
53052 | 2.45 | 1 | 365 | 2.7893 | 0.61446 | 3 | 0.40377
35349 | 35.88 | 0.9 | 365 | 36.7642 | 0.00086387 | 36 | 0.7651
53791 | 49.98 | 0.9 | 365 | 51.2117 | 0.081471 | 51 | 0.29319
53489 | 4.94 | 1 | 365 | 5.6242 | 0.32058 | 5 | 0.94474
50846 | 4.68 | 1 | 365 | 5.3282 | 0.72476 | 6 | 0.052913
54789 | 4.16 | 1 | 365 | 4.7361 | 0.53312 | 5 | 0.26926
51722 | 9.1 | 1 | 365 | 10.3603 | 0.85371 | 11 | 0.214
55748 | 9.62 | 1 | 365 | 10.9523 | 0.045346 | 10 | 0.99765
52618 | 10.4 | 1 | 365 | 11.8403 | 0.83281 | 12 | 0.67314
32743 | 7.8 | 1 | 365 | 8.8803 | 0.8746 | 9 | 0.75485
31739 | 2.6 | 1 | 365 | 2.9601 | 0.9582 | 3 | 0.91828
53960 | 9.1 | 1 | 365 | 10.3603 | 0.85371 | 11 | 0.214
56195 | 6.24 | 1 | 365 | 7.1042 | 0.29968 | 7 | 0.40388
55216 | 7.54 | 1 | 365 | 8.5842 | 0.27878 | 8 | 0.86303
55039 | 5.98 | 1 | 365 | 6.8082 | 0.70386 | 7 | 0.51206
55152 | 3.38 | 1 | 365 | 3.8481 | 0.74566 | 4 | 0.59377
54967 | 7.02 | 1 | 365 | 7.9922 | 0.087144 | 8 | 0.079369
55050 | 6.76 | 1 | 365 | 7.6962 | 0.49132 | 8 | 0.18754
54207 | 9.36 | 1 | 365 | 10.6563 | 0.44953 | 11 | 0.10583
55035 | 2.6 | 1 | 365 | 2.9601 | 0.9582 | 3 | 0.91828
32149 | 8.06 | 1 | 365 | 9.1763 | 0.47042 | 9 | 0.64668
55295 | 5.72 | 1 | 365 | 6.5122 | 0.10804 | 6 | 0.62023
54137 | 6.24 | 1 | 365 | 7.1042 | 0.29968 | 7 | 0.40388
52344 | 6.5 | 1 | 365 | 7.4002 | 0.8955 | 8 | 0.29571
30647 | 8.58 | 1 | 365 | 9.7683 | 0.66207 | 10 | 0.43034
48463 | 12.22 | 1 | 365 | 13.9124 | 0.0035475 | 13 | 0.91594
52567 | 4.9 | 1 | 365 | 5.5786 | 0.22892 | 5 | 0.80754
53688 | 6.5 | 1 | 365 | 7.4002 | 0.8955 | 8 | 0.29571
56230 | 11.7 | 1 | 365 | 13.3204 | 0.81191 | 14 | 0.13228
54415 | 8.06 | 1 | 365 | 9.1763 | 0.47042 | 9 | 0.64668
53089 | 11.96 | 1 | 365 | 13.6164 | 0.40773 | 14 | 0.024111
53671 | 4.94 | 1 | 365 | 5.6242 | 0.32058 | 5 | 0.94474
55079 | 4.68 | 1 | 365 | 5.3282 | 0.72476 | 6 | 0.052913
55084 | 5.98 | 1 | 365 | 6.8082 | 0.70386 | 7 | 0.51206
54215 | 4.42 | 1 | 365 | 5.0321 | 0.12894 | 5 | 0.16108
52841 | 9.1 | 1 | 365 | 10.3603 | 0.85371 | 11 | 0.214
53838 | 6.24 | 1 | 365 | 7.1042 | 0.29968 | 7 | 0.40388
56271 | 3.9 | 1 | 365 | 4.4401 | 0.9373 | 5 | 0.37743
55370 | 5.2 | 1 | 365 | 5.9202 | 0.9164 | 6 | 0.83657
53031 | 14.04 | 1 | 365 | 15.9845 | 0.17429 | 16 | 0.15874
55331 | 9.275 | 1 | 365 | 10.5595 | 0.25474 | 10 | 0.81427
55044 | 5.72 | 1 | 365 | 6.5122 | 0.10804 | 6 | 0.62023
55087 | 7.8 | 1 | 365 | 8.8803 | 0.8746 | 9 | 0.75485
53675 | 4.68 | 1 | 365 | 5.3282 | 0.72476 | 6 | 0.052913
52971 | 4.16 | 1 | 365 | 4.7361 | 0.53312 | 5 | 0.26926
55237 | 6.76 | 1 | 365 | 7.6962 | 0.49132 | 8 | 0.18754
54390 | 4.94 | 1 | 365 | 5.6242 | 0.32058 | 5 | 0.94474
53894 | 11.44 | 1 | 365 | 13.0244 | 0.21609 | 13 | 0.24045
55150 | 5.2 | 1 | 365 | 5.9202 | 0.9164 | 6 | 0.83657
54947 | 5.98 | 1 | 365 | 6.8082 | 0.70386 | 7 | 0.51206
25107 | 8.58 | 1 | 365 | 9.7683 | 0.66207 | 10 | 0.43034
33813 | 7.02 | 1 | 365 | 7.9922 | 0.087144 | 8 | 0.079369
55359 | 7.54 | 1 | 365 | 8.5842 | 0.27878 | 8 | 0.86303
51750 | 9.62 | 1 | 365 | 10.9523 | 0.045346 | 10 | 0.99765
56012 | 5.98 | 1 | 365 | 6.8082 | 0.70386 | 7 | 0.51206
55137 | 4.94 | 1 | 365 | 5.6242 | 0.32058 | 5 | 0.94474
54835 | 3.12 | 1 | 365 | 3.5521 | 0.14984 | 3 | 0.70194
55355 | 6.76 | 1 | 365 | 7.6962 | 0.49132 | 8 | 0.18754
51106 | 9.6 | 1 | 365 | 10.9295 | 0.99951 | 11 | 0.92905
52775 | 8.06 | 1 | 365 | 9.1763 | 0.47042 | 9 | 0.64668
52443 | 6.5 | 1 | 365 | 7.4002 | 0.8955 | 8 | 0.29571
51704 | 12.74 | 1 | 365 | 14.5044 | 0.19519 | 14 | 0.6996
53911 | 7.54 | 1 | 365 | 8.5842 | 0.27878 | 8 | 0.86303
53690 | 5.72 | 1 | 365 | 6.5122 | 0.10804 | 6 | 0.62023
52640 | 9.36 | 1 | 365 | 10.6563 | 0.44953 | 11 | 0.10583
56489 | 6.76 | 1 | 365 | 7.6962 | 0.49132 | 8 | 0.18754
56484 | 5.3 | 1 | 365 | 6.034 | 0.14556 | 6 | 0.17958
56485 | 3.9 | 1 | 365 | 4.4401 | 0.9373 | 5 | 0.37743
55598 | 9.945 | 1 | 365 | 11.3223 | 0.79012 | 12 | 0.11244
55597 | 11.4 | 1 | 365 | 12.9788 | 0.12442 | 13 | 0.10325
55587 | 7.28 | 1 | 365 | 8.2882 | 0.68296 | 8 | 0.9712
55582 | 4.77 | 1 | 365 | 5.4306 | 0.93101 | 6 | 0.36162
55677 | 12.1 | 1 | 365 | 13.7758 | 0.72855 | 14 | 0.50433
55679 | 10.07 | 1 | 365 | 11.4646 | 0.076573 | 11 | 0.5412
55659 | 6.21 | 1 | 365 | 7.07 | 0.23094 | 7 | 0.30098
55713 | 10.83 | 1 | 365 | 12.3299 | 0.8182 | 13 | 0.14809
55720 | 5.1 | 1 | 365 | 5.8063 | 0.68724 | 6 | 0.49356
55605 | 5 | 1 | 365 | 5.6925 | 0.45808 | 6 | 0.15055
55722 | 5.8 | 1 | 365 | 6.6033 | 0.29137 | 6 | 0.89464
55739 | 5.985 | 1 | 365 | 6.8139 | 0.71532 | 7 | 0.52921
55740 | 7.8 | 1 | 365 | 8.8803 | 0.8746 | 9 | 0.75485
55721 | 9.88 | 1 | 365 | 11.2483 | 0.64117 | 11 | 0.88948
55744 | 5.4 | 1 | 365 | 6.1479 | 0.37473 | 6 | 0.52259
55737 | 10.26 | 1 | 365 | 11.6809 | 0.51198 | 12 | 0.19292
55750 | 3.825 | 1 | 365 | 4.3547 | 0.76543 | 5 | 0.12017
55612 | 3.57 | 1 | 365 | 4.0644 | 0.18107 | 4 | 0.24549
55749 | 7.5 | 1 | 365 | 8.5387 | 0.18712 | 8 | 0.72582
55604 | 4.59 | 1 | 365 | 5.2257 | 0.51852 | 5 | 0.7442
55613 | 6.12 | 1 | 365 | 6.9676 | 0.02469 | 6 | 0.99227
55754 | 3.825 | 1 | 365 | 4.3547 | 0.76543 | 5 | 0.12017
55760 | 9.3 | 1 | 365 | 10.588 | 0.31203 | 10 | 0.90002
55575 | 5.2 | 1 | 365 | 5.9202 | 0.9164 | 6 | 0.83657
55570 | 5.2 | 1 | 365 | 5.9202 | 0.9164 | 6 | 0.83657
55579 | 8.84 | 1 | 365 | 10.0643 | 0.25789 | 10 | 0.32217
55567 | 11.96 | 1 | 365 | 13.6164 | 0.40773 | 14 | 0.024111
55779 | 2.34 | 1 | 365 | 2.6641 | 0.36238 | 3 | 0.026456
55564 | 7.28 | 1 | 365 | 8.2882 | 0.68296 | 8 | 0.9712
55562 | 7.28 | 1 | 365 | 8.2882 | 0.68296 | 8 | 0.9712
55554 | 7.42 | 1 | 365 | 8.4476 | 0.0037907 | 8 | 0.45141
55413 | 4.16 | 1 | 365 | 4.7361 | 0.53312 | 5 | 0.26926
55783 | 7.8 | 1 | 365 | 8.8803 | 0.8746 | 9 | 0.75485
55555 | 3.9 | 1 | 365 | 4.4401 | 0.9373 | 5 | 0.37743
55164 | 6.76 | 1 | 365 | 7.6962 | 0.49132 | 8 | 0.18754
55553 | 7.54 | 1 | 365 | 8.5842 | 0.27878 | 8 | 0.86303
55552 | 7.54 | 1 | 365 | 8.5842 | 0.27878 | 8 | 0.86303
31882 | 4.94 | 1 | 365 | 5.6242 | 0.32058 | 5 | 0.94474
55557 | 2.34 | 1 | 365 | 2.6641 | 0.36238 | 3 | 0.026456
32489 | 9.88 | 1 | 365 | 11.2483 | 0.64117 | 11 | 0.88948
52113 | 4.845 | 1 | 365 | 5.516 | 0.10288 | 5 | 0.61888
54746 | 7.02 | 1 | 365 | 7.9922 | 0.087144 | 8 | 0.079369
53530 | 9.62 | 1 | 365 | 10.9523 | 0.045346 | 10 | 0.99765
54388 | 5.46 | 1 | 365 | 6.2162 | 0.51222 | 6 | 0.7284
29724 | 5.2 | 1 | 365 | 5.9202 | 0.9164 | 6 | 0.83657
55353 | 6.5 | 1 | 365 | 7.4002 | 0.8955 | 8 | 0.29571
54751 | 5.98 | 1 | 365 | 6.8082 | 0.70386 | 7 | 0.51206
56320 | 7.65 | 1 | 365 | 8.7095 | 0.53086 | 9 | 0.24034
50129 | 4.32 | 1 | 365 | 4.9183 | 0.89978 | 5 | 0.81807
51240 | 4.2 | 1 | 365 | 4.7817 | 0.62479 | 5 | 0.40646
45923 | 9.945 | 1 | 365 | 11.3223 | 0.79012 | 12 | 0.11244
50639 | 5.7 | 1 | 365 | 6.4894 | 0.062211 | 6 | 0.55162
45810 | 6.5 | 1 | 365 | 7.4002 | 0.8955 | 8 | 0.29571
57685 | 6.21 | 1 | 365 | 7.07 | 0.23094 | 7 | 0.30098
57548 | 7.83 | 1 | 365 | 8.9144 | 0.94335 | 9 | 0.85776
50082 | 5.4 | 1 | 365 | 6.1479 | 0.37473 | 6 | 0.52259
57682 | 14.04 | 1 | 365 | 15.9845 | 0.17429 | 16 | 0.15874
52930 | 9 | 1 | 365 | 10.2464 | 0.62454 | 10 | 0.87099
39260 | 10.4 | 1 | 365 | 11.8403 | 0.83281 | 12 | 0.67314
57610 | 10.4 | 1 | 365 | 11.8403 | 0.83281 | 12 | 0.67314
49555 | 6.89 | 1 | 365 | 7.8442 | 0.78923 | 8 | 0.63346
57612 | 9.3 | 1 | 365 | 10.588 | 0.31203 | 10 | 0.90002
57435 | 14.7 | 1 | 365 | 16.7359 | 0.68676 | 17 | 0.42261
46819 | 5.67 | 1 | 365 | 6.4553 | 0.99346 | 7 | 0.44872
57468 | 7.84 | 1 | 365 | 8.9258 | 0.96627 | 9 | 0.89206
29106 | 9.1 | 1 | 365 | 10.3603 | 0.85371 | 11 | 0.214
46835 | 7.56 | 1 | 365 | 8.607 | 0.32462 | 8 | 0.93163
57401 | 7.98 | 1 | 365 | 9.0852 | 0.2871 | 9 | 0.37227
49916 | 7.2 | 1 | 365 | 8.1972 | 0.49964 | 8 | 0.69679
57432 | 2.52 | 1 | 365 | 2.869 | 0.77487 | 3 | 0.64388
55414 | 11.7 | 1 | 365 | 13.3204 | 0.81191 | 14 | 0.13228
57400 | 11.445 | 1 | 365 | 13.0301 | 0.22755 | 13 | 0.2576
47605 | 9.12 | 1 | 365 | 10.3831 | 0.89954 | 11 | 0.2826
57613 | 3.9 | 1 | 365 | 4.4401 | 0.9373 | 5 | 0.37743
54920 | 7.8 | 1 | 365 | 8.8803 | 0.8746 | 9 | 0.75485
38778 | 7.02 | 1 | 365 | 7.9922 | 0.087144 | 8 | 0.079369
57397 | 11.47 | 1 | 365 | 13.0585 | 0.28484 | 13 | 0.34336
56319 | 5.72 | 1 | 365 | 6.5122 | 0.10804 | 6 | 0.62023
57396 | 9.765 | 1 | 365 | 11.1174 | 0.37763 | 11 | 0.49502
43253 | 12.6 | 1 | 365 | 14.345 | 0.87436 | 15 | 0.21938
55646 | 5.2 | 1 | 365 | 5.9202 | 0.9164 | 6 | 0.83657
57395 | 7.125 | 1 | 365 | 8.1118 | 0.32776 | 8 | 0.43953
56290 | 3.12 | 1 | 365 | 3.5521 | 0.14984 | 3 | 0.70194
57393 | 5.83 | 1 | 365 | 6.6374 | 0.36012 | 6 | 0.99754
55138 | 12.22 | 1 | 365 | 13.9124 | 0.0035475 | 13 | 0.91594
57399 | 3.71 | 1 | 365 | 4.2238 | 0.5019 | 4 | 0.72571
22805 | 4.94 | 1 | 365 | 5.6242 | 0.32058 | 5 | 0.94474
57467 | 9.12 | 1 | 365 | 10.3831 | 0.89954 | 11 | 0.2826
57384 | 8.4 | 1 | 365 | 9.5633 | 0.24957 | 9 | 0.81292
55411 | 4.68 | 1 | 365 | 5.3282 | 0.72476 | 6 | 0.052913
55330 | 7.8 | 1 | 365 | 8.8803 | 0.8746 | 9 | 0.75485
57371 | 12.48 | 1 | 365 | 14.2084 | 0.59937 | 14 | 0.80777
55324 | 3.71 | 1 | 365 | 4.2238 | 0.5019 | 4 | 0.72571
57377 | 9.8 | 1 | 365 | 11.1572 | 0.45784 | 11 | 0.61507
57600 | 11.6 | 1 | 365 | 13.2065 | 0.58275 | 13 | 0.78927
40039 | 8.58 | 1 | 365 | 9.7683 | 0.66207 | 10 | 0.43034
46700 | 10.08 | 1 | 365 | 11.476 | 0.099489 | 11 | 0.5755
41920 | 5.98 | 1 | 365 | 6.8082 | 0.70386 | 7 | 0.51206
37846 | 5.72 | 1 | 365 | 6.5122 | 0.10804 | 6 | 0.62023
50572 | 4.94 | 1 | 365 | 5.6242 | 0.32058 | 5 | 0.94474
50347 | 5.1 | 1 | 365 | 5.8063 | 0.68724 | 6 | 0.49356
55116 | 6.63 | 1 | 365 | 7.5482 | 0.19341 | 7 | 0.74163
55422 | 7.84 | 1 | 365 | 8.9258 | 0.96627 | 9 | 0.89206
55457 | 8.84 | 1 | 365 | 10.0643 | 0.25789 | 10 | 0.32217
55529 | 11.4 | 1 | 365 | 12.9788 | 0.12442 | 13 | 0.10325
55543 | 5.25 | 1 | 365 | 5.9771 | 0.030984 | 6 | 0.0080754
45602 | 14.04 | 1 | 365 | 15.9845 | 0.17429 | 16 | 0.15874
51309 | 7.28 | 1 | 365 | 8.2882 | 0.68296 | 8 | 0.9712
46912 | 7.5 | 1 | 365 | 8.5387 | 0.18712 | 8 | 0.72582
50283 | 8.64 | 1 | 365 | 9.8366 | 0.79956 | 10 | 0.63615
57592 | 5.83 | 1 | 365 | 6.6374 | 0.36012 | 6 | 0.99754
57608 | 9.5 | 1 | 365 | 10.8157 | 0.77035 | 11 | 0.58604
57654 | 11.395 | 1 | 365 | 12.9731 | 0.11296 | 13 | 0.086099
57558 | 11.685 | 1 | 365 | 13.3033 | 0.77753 | 14 | 0.080831
57545 | 12.09 | 1 | 365 | 13.7644 | 0.70564 | 14 | 0.47003
57605 | 4.845 | 1 | 365 | 5.516 | 0.10288 | 5 | 0.61888
57614 | 7 | 1 | 365 | 7.9695 | 0.041312 | 8 | 0.010767
23861 | 4.16 | 1 | 365 | 4.7361 | 0.53312 | 5 | 0.26926
28750 | 5.2 | 1 | 365 | 5.9202 | 0.9164 | 6 | 0.83657
32109 | 4.68 | 1 | 365 | 5.3282 | 0.72476 | 6 | 0.052913
41210 | 3.9 | 1 | 365 | 4.4401 | 0.9373 | 5 | 0.37743
41618 | 11.61 | 1 | 365 | 13.2179 | 0.60566 | 13 | 0.82357
41757 | 9.36 | 1 | 365 | 10.6563 | 0.44953 | 11 | 0.10583
42329 | 5.61 | 1 | 365 | 6.3869 | 0.85597 | 7 | 0.24291
44084 | 11.34 | 1 | 365 | 12.9105 | 0.98693 | 13 | 0.89744
45575 | 5.232 | 1 | 365 | 5.9566 | 0.98973 | 6 | 0.94633
45703 | 9.36 | 1 | 365 | 10.6563 | 0.44953 | 11 | 0.10583
45933 | 13 | 1 | 365 | 14.8004 | 0.79101 | 15 | 0.59142
46844 | 7.521 | 1 | 365 | 8.5626 | 0.23524 | 8 | 0.79785
48848 | 7.98 | 1 | 365 | 9.0852 | 0.2871 | 9 | 0.37227
50789 | 7.28 | 1 | 365 | 8.2882 | 0.68296 | 8 | 0.9712
51193 | 6.84 | 1 | 365 | 7.7873 | 0.67465 | 8 | 0.46195
52092 | 12.48 | 1 | 365 | 14.2084 | 0.59937 | 14 | 0.80777
52427 | 11.96 | 1 | 365 | 13.6164 | 0.40773 | 14 | 0.024111
52790 | 11.96 | 1 | 365 | 13.6164 | 0.40773 | 14 | 0.024111
53050 | 8.06 | 1 | 365 | 9.1763 | 0.47042 | 9 | 0.64668
53212 | 4.16 | 1 | 365 | 4.7361 | 0.53312 | 5 | 0.26926
53305 | 5.1 | 1 | 365 | 5.8063 | 0.68724 | 6 | 0.49356
53799 | 2.86 | 1 | 365 | 3.2561 | 0.55402 | 3 | 0.81011
54178 | 4.335 | 1 | 365 | 4.9354 | 0.93416 | 5 | 0.86953
54202 | 5.865 | 1 | 365 | 6.6773 | 0.44033 | 7 | 0.11759
54208 | 7.5 | 1 | 365 | 8.5387 | 0.18712 | 8 | 0.72582
54248 | 6.24 | 1 | 365 | 7.1042 | 0.29968 | 7 | 0.40388
54467 | 10.71 | 1 | 365 | 12.1933 | 0.54321 | 12 | 0.73647
54469 | 14.045 | 1 | 365 | 15.9901 | 0.18575 | 16 | 0.17589
54646 | 4.56 | 1 | 365 | 5.1915 | 0.44977 | 5 | 0.6413
54672 | 7.65 | 1 | 365 | 8.7095 | 0.53086 | 9 | 0.24034
54810 | 9.45 | 1 | 365 | 10.7588 | 0.65577 | 11 | 0.41454
54822 | 6.615 | 1 | 365 | 7.5311 | 0.15904 | 7 | 0.69018
55026 | 2.4 | 1 | 365 | 2.7324 | 0.49988 | 3 | 0.23226
55179 | 7.155 | 1 | 365 | 8.1459 | 0.39651 | 8 | 0.54243
55231 | 3.38 | 1 | 365 | 3.8481 | 0.74566 | 4 | 0.59377
55292 | 5.98 | 1 | 365 | 6.8082 | 0.70386 | 7 | 0.51206
55309 | 7.28 | 1 | 365 | 8.2882 | 0.68296 | 8 | 0.9712
55342 | 6.24 | 1 | 365 | 7.1042 | 0.29968 | 7 | 0.40388
55345 | 4.2 | 1 | 365 | 4.7817 | 0.62479 | 5 | 0.40646
55348 | 14.31 | 1 | 365 | 16.2918 | 0.79302 | 17 | 0.084868
55357 | 10.4 | 1 | 365 | 11.8403 | 0.83281 | 12 | 0.67314
55584 | 9.5 | 1 | 365 | 10.8157 | 0.77035 | 11 | 0.58604
55591 | 7.395 | 1 | 365 | 8.4192 | 0.9465 | 9 | 0.36566
55841 | 3.9 | 1 | 365 | 4.4401 | 0.9373 | 5 | 0.37743
55924 | 3.9 | 1 | 365 | 4.4401 | 0.9373 | 5 | 0.37743
55984 | 3.64 | 1 | 365 | 4.1441 | 0.34148 | 4 | 0.4856
56024 | 6.9 | 1 | 365 | 7.8556 | 0.81215 | 8 | 0.66776
56205 | 6.375 | 1 | 365 | 7.2579 | 0.60905 | 7 | 0.86695
56414 | 2.04 | 1 | 365 | 2.3225 | 0.6749 | 2 | 0.99742
56619 | 6 | 1 | 365 | 6.831 | 0.7497 | 7 | 0.58066
56715 | 12 | 1 | 365 | 13.6619 | 0.49939 | 14 | 0.16132
56733 | 7.28 | 1 | 365 | 8.2882 | 0.68296 | 8 | 0.9712
56901 | 12.19 | 1 | 365 | 13.8782 | 0.9348 | 14 | 0.81304
57596 | 3.15 | 1 | 365 | 3.5863 | 0.21859 | 3 | 0.80485
57728 | 7.14 | 1 | 365 | 8.1288 | 0.36214 | 8 | 0.49098
57930 | 6.89 | 1 | 365 | 7.8442 | 0.78923 | 8 | 0.63346
57357 | 12.19 | 1 | 365 | 13.8782 | 0.9348 | 14 | 0.81304
57407 | 10.26 | 1 | 365 | 11.6809 | 0.51198 | 12 | 0.19292
56854 | 8.4 | 1 | 365 | 9.5633 | 0.24957 | 9 | 0.81292
57364 | 7.2 | 1 | 365 | 8.1972 | 0.49964 | 8 | 0.69679
56856 | 5.04 | 1 | 365 | 5.738 | 0.54974 | 6 | 0.28775
56839 | 11.2 | 1 | 365 | 12.7511 | 0.6661 | 13 | 0.41723
57419 | 5.7 | 1 | 365 | 6.4894 | 0.062211 | 6 | 0.55162
56835 | 12.4 | 1 | 365 | 14.1173 | 0.41604 | 14 | 0.53336
56805 | 5.7 | 1 | 365 | 6.4894 | 0.062211 | 6 | 0.55162
56716 | 7.2 | 1 | 365 | 8.1972 | 0.49964 | 8 | 0.69679
57784 | 3.9 | 1 | 365 | 4.4401 | 0.9373 | 5 | 0.37743
57822 | 9.765 | 1 | 365 | 11.1174 | 0.37763 | 11 | 0.49502
51313 | 11.97 | 1 | 365 | 13.6278 | 0.43064 | 14 | 0.058412
57717 | 4.8 | 1 | 365 | 5.4648 | 0.99976 | 6 | 0.46453
51272 | 11.025 | 1 | 365 | 12.5519 | 0.26507 | 12 | 0.81696
57716 | 4.905 | 1 | 365 | 5.5843 | 0.24038 | 5 | 0.82469
57711 | 8.505 | 1 | 365 | 9.6829 | 0.49019 | 10 | 0.17308
57820 | 6.12 | 1 | 365 | 6.9676 | 0.02469 | 6 | 0.99227
57707 | 14.4 | 1 | 365 | 16.3943 | 0.99927 | 17 | 0.39358
57824 | 16.215 | 1 | 365 | 18.4607 | 0.15855 | 18 | 0.61923
57712 | 17.4 | 1 | 365 | 19.8098 | 0.87412 | 20 | 0.68391
57708 | 7.25 | 1 | 365 | 8.2541 | 0.61422 | 8 | 0.86829
57709 | 3.9 | 1 | 365 | 4.4401 | 0.9373 | 5 | 0.37743
57713 | 2.835 | 1 | 365 | 3.2276 | 0.49673 | 3 | 0.72436
57706 | 4.41 | 1 | 365 | 5.0208 | 0.10603 | 5 | 0.12678
57655 | 5.3 | 1 | 365 | 6.034 | 0.14556 | 6 | 0.17958
57703 | 6.6 | 1 | 365 | 7.5141 | 0.12467 | 7 | 0.63872
57672 | 7.13 | 1 | 365 | 8.1175 | 0.33922 | 8 | 0.45668
57710 | 6.76 | 1 | 365 | 7.6962 | 0.49132 | 8 | 0.18754
57749 | 9.405 | 1 | 365 | 10.7075 | 0.55265 | 11 | 0.26018
57390 | 11.34 | 1 | 365 | 12.9105 | 0.98693 | 13 | 0.89744
57813 | 6.9 | 1 | 365 | 7.8556 | 0.81215 | 8 | 0.66776
57412 | 2.7 | 1 | 365 | 3.0739 | 0.18736 | 3 | 0.2613
57418 | 10.2 | 1 | 365 | 11.6126 | 0.37448 | 11 | 0.98712
57617 | 5.76 | 1 | 365 | 6.5577 | 0.19971 | 6 | 0.75743
56833 | 3.3 | 1 | 365 | 3.757 | 0.56233 | 4 | 0.31936
56368 | 11.025 | 1 | 365 | 12.5519 | 0.26507 | 12 | 0.81696
56366 | 4.55 | 1 | 365 | 5.1801 | 0.42685 | 5 | 0.607
56797 | 11.66 | 1 | 365 | 13.2748 | 0.72024 | 13 | 0.99508
56361 | 5.13 | 1 | 365 | 5.8405 | 0.75599 | 6 | 0.59646
56367 | 4.485 | 1 | 365 | 5.1061 | 0.2779 | 5 | 0.38404
56705 | 9.45 | 1 | 365 | 10.7588 | 0.65577 | 11 | 0.41454
56357 | 4.96 | 1 | 365 | 5.6469 | 0.36642 | 6 | 0.013344
56355 | 8 | 1 | 365 | 9.1079 | 0.33293 | 9 | 0.44088
57669 | 4.68 | 1 | 365 | 5.3282 | 0.72476 | 6 | 0.052913
56296 | 6.867 | 1 | 365 | 7.818 | 0.73653 | 8 | 0.55456
56292 | 8.12 | 1 | 365 | 9.2446 | 0.60792 | 9 | 0.85249
56362 | 6.3 | 1 | 365 | 7.1725 | 0.43718 | 7 | 0.60969
56224 | 4.83 | 1 | 365 | 5.4989 | 0.068505 | 5 | 0.56743
54836 | 12.19 | 1 | 365 | 13.8782 | 0.9348 | 14 | 0.81304
56220 | 5.4 | 1 | 365 | 6.1479 | 0.37473 | 6 | 0.52259
56095 | 8.265 | 1 | 365 | 9.4096 | 0.94021 | 10 | 0.34986
55450 | 2.85 | 1 | 365 | 3.2447 | 0.53111 | 3 | 0.77581
46862 | 6.615 | 1 | 365 | 7.5311 | 0.15904 | 7 | 0.69018
56055 | 9.8 | 1 | 365 | 11.1572 | 0.45784 | 11 | 0.61507
57615 | 7.56 | 1 | 365 | 8.607 | 0.32462 | 8 | 0.93163
56034 | 6.3 | 1 | 365 | 7.1725 | 0.43718 | 7 | 0.60969
56033 | 6.2 | 1 | 365 | 7.0587 | 0.20802 | 7 | 0.26668
55449 | 6.44 | 1 | 365 | 7.3319 | 0.75801 | 8 | 0.089906
56029 | 11.34 | 1 | 365 | 12.9105 | 0.98693 | 13 | 0.89744
57827 | 11.97 | 1 | 365 | 13.6278 | 0.43064 | 14 | 0.058412
56031 | 5.67 | 1 | 365 | 6.4553 | 0.99346 | 7 | 0.44872
56022 | 14.72 | 1 | 365 | 16.7586 | 0.73259 | 17 | 0.49121
56025 | 5.13 | 1 | 365 | 5.8405 | 0.75599 | 6 | 0.59646
56056 | 6.27 | 1 | 365 | 7.1384 | 0.36843 | 7 | 0.50679
55987 | 7.56 | 1 | 365 | 8.607 | 0.32462 | 8 | 0.93163
55452 | 5.559 | 1 | 365 | 6.3289 | 0.73909 | 7 | 0.067979
55939 | 8.56 | 1 | 365 | 9.7455 | 0.61623 | 10 | 0.36174
56212 | 7.28 | 1 | 365 | 8.2882 | 0.68296 | 8 | 0.9712
55937 | 4.65 | 1 | 365 | 5.294 | 0.65601 | 5 | 0.95001
55933 | 11.97 | 1 | 365 | 13.6278 | 0.43064 | 14 | 0.058412
56009 | 5.7 | 1 | 365 | 6.4894 | 0.062211 | 6 | 0.55162
55932 | 9 | 1 | 365 | 10.2464 | 0.62454 | 10 | 0.87099
56023 | 4.251 | 1 | 365 | 4.8397 | 0.74166 | 5 | 0.5814
55837 | 14.88 | 1 | 365 | 16.9408 | 0.099246 | 17 | 0.040031
55927 | 8.82 | 1 | 365 | 10.0415 | 0.21205 | 10 | 0.25357
47310 | 9.9 | 1 | 365 | 11.2711 | 0.687 | 11 | 0.95809
56054 | 3.445 | 1 | 365 | 3.9221 | 0.89462 | 4 | 0.81673
55829 | 3.64 | 1 | 365 | 4.1441 | 0.34148 | 4 | 0.4856
55935 | 5.13 | 1 | 365 | 5.8405 | 0.75599 | 6 | 0.59646
55833 | 4.2 | 1 | 365 | 4.7817 | 0.62479 | 5 | 0.40646
55808 | 5.2 | 1 | 365 | 5.9202 | 0.9164 | 6 | 0.83657
55806 | 18.9 | 1 | 365 | 21.5175 | 0.31154 | 21 | 0.82907
55803 | 6.4 | 1 | 365 | 7.2864 | 0.66634 | 7 | 0.9527
55763 | 9.9 | 1 | 365 | 11.2711 | 0.687 | 11 | 0.95809
57789 | 5.2 | 1 | 365 | 5.9202 | 0.9164 | 6 | 0.83657
48027 | 8.32 | 1 | 365 | 9.4723 | 0.066245 | 9 | 0.53851
54882 | 5.72 | 1 | 365 | 6.5122 | 0.10804 | 6 | 0.62023
39661 | 13.26 | 1 | 365 | 15.0964 | 0.38683 | 15 | 0.48325
40160 | 4.94 | 1 | 365 | 5.6242 | 0.32058 | 5 | 0.94474
43485 | 8.415 | 1 | 365 | 9.5804 | 0.28395 | 9 | 0.86437
50479 | 13 | 1 | 365 | 14.8004 | 0.79101 | 15 | 0.59142
38656 | 4.845 | 1 | 365 | 5.516 | 0.10288 | 5 | 0.61888
47517 | 11.985 | 1 | 365 | 13.6448 | 0.46502 | 14 | 0.10986
47807 | 13 | 1 | 365 | 14.8004 | 0.79101 | 15 | 0.59142
39554 | 7.02 | 1 | 365 | 7.9922 | 0.087144 | 8 | 0.079369
40992 | 10.4 | 1 | 365 | 11.8403 | 0.83281 | 12 | 0.67314
50447 | 10.2 | 1 | 365 | 11.6126 | 0.37448 | 11 | 0.98712
48159 | 6.48 | 1 | 365 | 7.3774 | 0.84967 | 8 | 0.22711
40119 | 9.1 | 1 | 365 | 10.3603 | 0.85371 | 11 | 0.214
47366 | 5.98 | 1 | 365 | 6.8082 | 0.70386 | 7 | 0.51206
38061 | 3.315 | 1 | 365 | 3.7741 | 0.59671 | 4 | 0.37081
46613 | 6.76 | 1 | 365 | 7.6962 | 0.49132 | 8 | 0.18754
38643 | 13.78 | 1 | 365 | 15.6884 | 0.57847 | 16 | 0.26691
50295 | 5.72 | 1 | 365 | 6.5122 | 0.10804 | 6 | 0.62023
39316 | 7.02 | 1 | 365 | 7.9922 | 0.087144 | 8 | 0.079369
45729 | 3.975 | 1 | 365 | 4.5255 | 0.10917 | 4 | 0.63469
38227 | 7.28 | 1 | 365 | 8.2882 | 0.68296 | 8 | 0.9712
45162 | 5.46 | 1 | 365 | 6.2162 | 0.51222 | 6 | 0.7284
47571 | 3.9 | 1 | 365 | 4.4401 | 0.9373 | 5 | 0.37743
47498 | 9.18 | 1 | 365 | 10.4514 | 0.037035 | 10 | 0.48841
55074 | 7.8 | 1 | 365 | 8.8803 | 0.8746 | 9 | 0.75485
56511 | 5.72 | 1 | 365 | 6.5122 | 0.10804 | 6 | 0.62023
32436 | 10.92 | 1 | 365 | 12.4324 | 0.024447 | 12 | 0.4568
49083 | 5.2 | 1 | 365 | 5.9202 | 0.9164 | 6 | 0.83657
56344 | 7.54 | 1 | 365 | 8.5842 | 0.27878 | 8 | 0.86303
50817 | 7.02 | 1 | 365 | 7.9922 | 0.087144 | 8 | 0.079369
49013 | 14.82 | 1 | 365 | 16.8725 | 0.96175 | 17 | 0.83422
56518 | 7.8 | 1 | 365 | 8.8803 | 0.8746 | 9 | 0.75485
26982 | 17.68 | 1 | 365 | 20.1286 | 0.51577 | 20 | 0.64434
47607 | 9.45 | 1 | 365 | 10.7588 | 0.65577 | 11 | 0.41454
54840 | 9.36 | 1 | 365 | 10.6563 | 0.44953 | 11 | 0.10583
52061 | 8.58 | 1 | 365 | 9.7683 | 0.66207 | 10 | 0.43034
56521 | 10.14 | 1 | 365 | 11.5443 | 0.23699 | 11 | 0.78131
55247 | 5.2 | 1 | 365 | 5.9202 | 0.9164 | 6 | 0.83657
56528 | 8.32 | 1 | 365 | 9.4723 | 0.066245 | 9 | 0.53851
49902 | 4.725 | 1 | 365 | 5.3794 | 0.82789 | 6 | 0.20727
53077 | 8.06 | 1 | 365 | 9.1763 | 0.47042 | 9 | 0.64668
47317 | 5.67 | 1 | 365 | 6.4553 | 0.99346 | 7 | 0.44872
41566 | 12.6 | 1 | 365 | 14.345 | 0.87436 | 15 | 0.21938
49180 | 14.88 | 1 | 365 | 16.9408 | 0.099246 | 17 | 0.040031
45599 | 15 | 1 | 365 | 17.0774 | 0.37424 | 17 | 0.45164
55144 | 4.94 | 1 | 365 | 5.6242 | 0.32058 | 5 | 0.94474
45636 | 7.8 | 1 | 365 | 8.8803 | 0.8746 | 9 | 0.75485
49716 | 12.75 | 1 | 365 | 14.5158 | 0.2181 | 14 | 0.7339
46858 | 11.97 | 1 | 365 | 13.6278 | 0.43064 | 14 | 0.058412
45555 | 6.84 | 1 | 365 | 7.7873 | 0.67465 | 8 | 0.46195
50681 | 4.725 | 1 | 365 | 5.3794 | 0.82789 | 6 | 0.20727
45220 | 4.905 | 1 | 365 | 5.5843 | 0.24038 | 5 | 0.82469
55031 | 4.94 | 1 | 365 | 5.6242 | 0.32058 | 5 | 0.94474
45573 | 7 | 1 | 365 | 7.9695 | 0.041312 | 8 | 0.010767
47676 | 9.9 | 1 | 365 | 11.2711 | 0.687 | 11 | 0.95809
48831 | 7.98 | 1 | 365 | 9.0852 | 0.2871 | 9 | 0.37227
48868 | 7.68 | 1 | 365 | 8.7436 | 0.59961 | 9 | 0.34324
47432 | 17.01 | 1 | 365 | 19.3658 | 0.98039 | 20 | 0.34616
50163 | 12.4 | 1 | 365 | 14.1173 | 0.41604 | 14 | 0.53336
46383 | 6.555 | 1 | 365 | 7.4628 | 0.021543 | 7 | 0.48437
44384 | 15.75 | 1 | 365 | 17.9313 | 0.092952 | 18 | 0.024226
44385 | 10.08 | 1 | 365 | 11.476 | 0.099489 | 11 | 0.5755
41529 | 8.19 | 1 | 365 | 9.3243 | 0.76834 | 10 | 0.092598
45568 | 5.25 | 1 | 365 | 5.9771 | 0.030984 | 6 | 0.0080754
45556 | 7.98 | 1 | 365 | 9.0852 | 0.2871 | 9 | 0.37227
48536 | 9 | 1 | 365 | 10.2464 | 0.62454 | 10 | 0.87099
55130 | 8.4 | 1 | 365 | 9.5633 | 0.24957 | 9 | 0.81292
45210 | 9.45 | 1 | 365 | 10.7588 | 0.65577 | 11 | 0.41454
43471 | 12.6 | 1 | 365 | 14.345 | 0.87436 | 15 | 0.21938
47615 | 8.28 | 1 | 365 | 9.4267 | 0.97458 | 10 | 0.40131
46852 | 7.2 | 1 | 365 | 8.1972 | 0.49964 | 8 | 0.69679
45216 | 5.67 | 1 | 365 | 6.4553 | 0.99346 | 7 | 0.44872
45569 | 7.848 | 1 | 365 | 8.9349 | 0.9846 | 9 | 0.9195
51300 | 7.015 | 1 | 365 | 7.9865 | 0.075686 | 8 | 0.062219
49153 | 11.97 | 1 | 365 | 13.6278 | 0.43064 | 14 | 0.058412
47404 | 10.56 | 1 | 365 | 12.0225 | 0.19946 | 12 | 0.22196
49723 | 5.67 | 1 | 365 | 6.4553 | 0.99346 | 7 | 0.44872
46390 | 9.3 | 1 | 365 | 10.588 | 0.31203 | 10 | 0.90002
49505 | 7.521 | 1 | 365 | 8.5626 | 0.23524 | 8 | 0.79785
46874 | 4.93 | 1 | 365 | 5.6128 | 0.29767 | 5 | 0.91044
23338 | 9.1 | 1 | 365 | 10.3603 | 0.85371 | 11 | 0.214
48864 | 11.6 | 1 | 365 | 13.2065 | 0.58275 | 13 | 0.78927
44416 | 5.13 | 1 | 365 | 5.8405 | 0.75599 | 6 | 0.59646
49530 | 5.4 | 1 | 365 | 6.1479 | 0.37473 | 6 | 0.52259
49331 | 11.7 | 1 | 365 | 13.3204 | 0.81191 | 14 | 0.13228
47407 | 11.772 | 1 | 365 | 13.4023 | 0.9769 | 14 | 0.37925
48249 | 11.5 | 1 | 365 | 13.0927 | 0.35358 | 13 | 0.44626
40257 | 4.68 | 1 | 365 | 5.3282 | 0.72476 | 6 | 0.052913
54987 | 3.38 | 1 | 365 | 3.8481 | 0.74566 | 4 | 0.59377
39835 | 3.12 | 1 | 365 | 3.5521 | 0.14984 | 3 | 0.70194
53123 | 6.5 | 1 | 365 | 7.4002 | 0.8955 | 8 | 0.29571
44919 | 5.125 | 1 | 365 | 5.8348 | 0.74453 | 6 | 0.57931
39211 | 3.12 | 1 | 365 | 3.5521 | 0.14984 | 3 | 0.70194
54912 | 12.22 | 1 | 365 | 13.9124 | 0.0035475 | 13 | 0.91594
53531 | 4.68 | 1 | 365 | 5.3282 | 0.72476 | 6 | 0.052913
50242 | 7.54 | 1 | 365 | 8.5842 | 0.27878 | 8 | 0.86303
49028 | 10.464 | 1 | 365 | 11.9132 | 0.97947 | 12 | 0.89267
49907 | 10.71 | 1 | 365 | 12.1933 | 0.54321 | 12 | 0.73647
54376 | 2.55 | 1 | 365 | 2.9032 | 0.84362 | 3 | 0.74678
49500 | 13.5 | 1 | 365 | 15.3697 | 0.93682 | 16 | 0.30648
54241 | 3.64 | 1 | 365 | 4.1441 | 0.34148 | 4 | 0.4856
34377 | 6.5 | 1 | 365 | 7.4002 | 0.8955 | 8 | 0.29571
49184 | 12.21 | 1 | 365 | 13.901 | 0.98063 | 14 | 0.88164
54284 | 4.08 | 1 | 365 | 4.6451 | 0.34979 | 4 | 0.99485
50154 | 15 | 1 | 365 | 17.0774 | 0.37424 | 17 | 0.45164
54316 | 3.75 | 1 | 365 | 4.2694 | 0.59356 | 4 | 0.86291
54474 | 7.3 | 1 | 365 | 8.311 | 0.7288 | 9 | 0.0398
54289 | 10.4 | 1 | 365 | 11.8403 | 0.83281 | 12 | 0.67314
54568 | 5.67 | 1 | 365 | 6.4553 | 0.99346 | 7 | 0.44872
47417 | 8.82 | 1 | 365 | 10.0415 | 0.21205 | 10 | 0.25357
54667 | 12.753 | 1 | 365 | 14.5192 | 0.22498 | 14 | 0.74419
51262 | 5.1 | 1 | 365 | 5.8063 | 0.68724 | 6 | 0.49356
49287 | 7.28 | 1 | 365 | 8.2882 | 0.68296 | 8 | 0.9712
42721 | 3.025 | 1 | 365 | 3.4439 | 0.93214 | 4 | 0.37608
56239 | 9.62 | 1 | 365 | 10.9523 | 0.045346 | 10 | 0.99765
42745 | 12.1 | 1 | 365 | 13.7758 | 0.72855 | 14 | 0.50433
45536 | 8.97 | 1 | 365 | 10.2123 | 0.5558 | 10 | 0.76808
49040 | 6.615 | 1 | 365 | 7.5311 | 0.15904 | 7 | 0.69018
55770 | 4.42 | 1 | 365 | 5.0321 | 0.12894 | 5 | 0.16108
44417 | 8.75 | 1 | 365 | 9.9618 | 0.05164 | 10 | 0.013459
50861 | 5.4 | 1 | 365 | 6.1479 | 0.37473 | 6 | 0.52259
44300 | 13.734 | 1 | 365 | 15.6361 | 0.47305 | 16 | 0.10913
55548 | 4.2 | 1 | 365 | 4.7817 | 0.62479 | 5 | 0.40646
55756 | 4.16 | 1 | 365 | 4.7361 | 0.53312 | 5 | 0.26926
50236 | 9.9 | 1 | 365 | 11.2711 | 0.687 | 11 | 0.95809
55421 | 8.58 | 1 | 365 | 9.7683 | 0.66207 | 10 | 0.43034
48282 | 9 | 1 | 365 | 10.2464 | 0.62454 | 10 | 0.87099
53774 | 3.12 | 1 | 365 | 3.5521 | 0.14984 | 3 | 0.70194
55600 | 4.08 | 1 | 365 | 4.6451 | 0.34979 | 4 | 0.99485
50002 | 7.59 | 1 | 365 | 8.6412 | 0.39337 | 9 | 0.034532
55523 | 4.16 | 1 | 365 | 4.7361 | 0.53312 | 5 | 0.26926
44748 | 9.9 | 1 | 365 | 11.2711 | 0.687 | 11 | 0.95809
55603 | 5.865 | 1 | 365 | 6.6773 | 0.44033 | 7 | 0.11759
55578 | 5.98 | 1 | 365 | 6.8082 | 0.70386 | 7 | 0.51206
57962 | 5.1 | 1 | 365 | 5.8063 | 0.68724 | 6 | 0.49356
55418 | 9.975 | 1 | 365 | 11.3565 | 0.85887 | 12 | 0.21534
44398 | 9.81 | 1 | 365 | 11.1686 | 0.48075 | 11 | 0.64938
49173 | 7.28 | 1 | 365 | 8.2882 | 0.68296 | 8 | 0.9712
46845 | 6 | 1 | 365 | 6.831 | 0.7497 | 7 | 0.58066
49474 | 3.08 | 1 | 365 | 3.5066 | 0.058177 | 3 | 0.56474
43940 | 5.4 | 1 | 365 | 6.1479 | 0.37473 | 6 | 0.52259
49910 | 3.5 | 1 | 365 | 3.9847 | 0.020656 | 4 | 0.0053836
44428 | 6.75 | 1 | 365 | 7.6848 | 0.46841 | 8 | 0.15324
57748 | 7.848 | 1 | 365 | 8.9349 | 0.9846 | 9 | 0.9195
27525 | 7.02 | 1 | 365 | 7.9922 | 0.087144 | 8 | 0.079369
27557 | 0.765 | 1 | 365 | 0.87095 | 0.75309 | 1 | 0.62403
46406 | 4.251 | 1 | 365 | 4.8397 | 0.74166 | 5 | 0.5814
47641 | 8.505 | 1 | 365 | 9.6829 | 0.49019 | 10 | 0.17308
31522 | 5.98 | 1 | 365 | 6.8082 | 0.70386 | 7 | 0.51206
33738 | 2932.65 | 0.8 | 365 | 2671.0426 | 0.40613 | 2671 | 0.44873
32963 | 154.44 | 0.9 | 365 | 158.2461 | 0.52546 | 158 | 0.77151
13647 | 600.075 | 1 | 365 | 683.1815 | 0.14147 | 683 | 0.32302
49056 | 4.5 | 1 | 365 | 5.1232 | 0.31227 | 5 | 0.43549
55662 | 9.975 | 1 | 365 | 11.3565 | 0.85887 | 12 | 0.21534
55028 | 5.2 | 1 | 365 | 5.9202 | 0.9164 | 6 | 0.83657
54209 | 8.06 | 1 | 365 | 9.1763 | 0.47042 | 9 | 0.64668
48482 | 10.395 | 1 | 365 | 11.8346 | 0.82135 | 12 | 0.65599
54199 | 8.06 | 1 | 365 | 9.1763 | 0.47042 | 9 | 0.64668
50223 | 14.3 | 1 | 365 | 16.2805 | 0.77011 | 17 | 0.050567
45222 | 11.4 | 1 | 365 | 12.9788 | 0.12442 | 13 | 0.10325
50588 | 4.16 | 1 | 365 | 4.7361 | 0.53312 | 5 | 0.26926
55758 | 11.44 | 1 | 365 | 13.0244 | 0.21609 | 13 | 0.24045
54432 | 5.1 | 1 | 365 | 5.8063 | 0.68724 | 6 | 0.49356
55821 | 9 | 1 | 365 | 10.2464 | 0.62454 | 10 | 0.87099
31377 | 947.05 | 1 | 365 | 1078.2104 | 0.27493 | 1078 | 0.4853
55853 | 6.24 | 1 | 365 | 7.1042 | 0.29968 | 7 | 0.40388
56295 | 3.12 | 1 | 365 | 3.5521 | 0.14984 | 3 | 0.70194
55985 | 25.16 | 0.9 | 365 | 25.78 | 0.89135 | 26 | 0.6714
56216 | 11.925 | 1 | 365 | 13.5765 | 0.32752 | 13 | 0.90406
55812 | 10.4 | 1 | 365 | 11.8403 | 0.83281 | 12 | 0.67314
55731 | 7.15 | 1 | 365 | 8.1402 | 0.38505 | 8 | 0.52528
56838 | 9.61 | 1 | 365 | 10.9409 | 0.02243 | 10 | 0.96335
55123 | 6.48 | 1 | 365 | 7.3774 | 0.84967 | 8 | 0.22711
51851 | 4.42 | 1 | 365 | 5.0321 | 0.12894 | 5 | 0.16108
57616 | 8.829 | 1 | 365 | 10.0518 | 0.23268 | 10 | 0.28444
55356 | 4.42 | 1 | 365 | 5.0321 | 0.12894 | 5 | 0.16108
41958 | 12.22 | 1 | 365 | 13.9124 | 0.0035475 | 13 | 0.91594
57389 | 9.38 | 1 | 365 | 10.6791 | 0.49536 | 11 | 0.17443
40158 | 5.98 | 1 | 365 | 6.8082 | 0.70386 | 7 | 0.51206
48274 | 3.24 | 1 | 365 | 3.6887 | 0.42484 | 4 | 0.11356
50481 | 8.415 | 1 | 365 | 9.5804 | 0.28395 | 9 | 0.86437
50416 | 2.55 | 1 | 365 | 2.9032 | 0.84362 | 3 | 0.74678
39987 | 3.18 | 1 | 365 | 3.6204 | 0.28734 | 3 | 0.90775
50352 | 6.885 | 1 | 365 | 7.8385 | 0.77778 | 8 | 0.6163
40621 | 5.98 | 1 | 365 | 6.8082 | 0.70386 | 7 | 0.51206
45669 | 3.825 | 1 | 365 | 4.3547 | 0.76543 | 5 | 0.12017
40122 | 7.905 | 1 | 365 | 8.9998 | 0.11522 | 9 | 0.11502
37849 | 4.68 | 1 | 365 | 5.3282 | 0.72476 | 6 | 0.052913
50613 | 7.395 | 1 | 365 | 8.4192 | 0.9465 | 9 | 0.36566
50358 | 7.14 | 1 | 365 | 8.1288 | 0.36214 | 8 | 0.49098
48052 | 6.095 | 1 | 365 | 6.9391 | 0.9674 | 7 | 0.90652
41896 | 15.08 | 1 | 365 | 17.1685 | 0.55757 | 17 | 0.72605
40168 | 10.92 | 1 | 365 | 12.4324 | 0.024447 | 12 | 0.4568
38033 | 12.74 | 1 | 365 | 14.5044 | 0.19519 | 14 | 0.6996
50294 | 10.4 | 1 | 365 | 11.8403 | 0.83281 | 12 | 0.67314
42193 | 4.08 | 1 | 365 | 4.6451 | 0.34979 | 4 | 0.99485
40656 | 5.2 | 1 | 365 | 5.9202 | 0.9164 | 6 | 0.83657
50576 | 8.415 | 1 | 365 | 9.5804 | 0.28395 | 9 | 0.86437
40522 | 15.08 | 1 | 365 | 17.1685 | 0.55757 | 17 | 0.72605
39588 | 3.12 | 1 | 365 | 3.5521 | 0.14984 | 3 | 0.70194
50585 | 3.06 | 1 | 365 | 3.4838 | 0.012345 | 3 | 0.49614
37739 | 2.34 | 1 | 365 | 2.6641 | 0.36238 | 3 | 0.026456
50579 | 6.76 | 1 | 365 | 7.6962 | 0.49132 | 8 | 0.18754
39997 | 5.3 | 1 | 365 | 6.034 | 0.14556 | 6 | 0.17958
50370 | 5.355 | 1 | 365 | 6.0966 | 0.2716 | 6 | 0.36824
42327 | 11.475 | 1 | 365 | 13.0642 | 0.29629 | 13 | 0.36051
45366 | 7.65 | 1 | 365 | 8.7095 | 0.53086 | 9 | 0.24034
45789 | 6.885 | 1 | 365 | 7.8385 | 0.77778 | 8 | 0.6163
40559 | 3.64 | 1 | 365 | 4.1441 | 0.34148 | 4 | 0.4856
41222 | 4.77 | 1 | 365 | 5.4306 | 0.93101 | 6 | 0.36162
47987 | 11.34 | 1 | 365 | 12.9105 | 0.98693 | 13 | 0.89744
42334 | 4.16 | 1 | 365 | 4.7361 | 0.53312 | 5 | 0.26926
45147 | 9.36 | 1 | 365 | 10.6563 | 0.44953 | 11 | 0.10583
47514 | 7.83 | 1 | 365 | 8.9144 | 0.94335 | 9 | 0.85776
42444 | 18.46 | 1 | 365 | 21.0166 | 0.30323 | 21 | 0.31982
45679 | 9.805 | 1 | 365 | 11.1629 | 0.46929 | 11 | 0.63222
39575 | 7.28 | 1 | 365 | 8.2882 | 0.68296 | 8 | 0.9712
48584 | 6.885 | 1 | 365 | 7.8385 | 0.77778 | 8 | 0.6163
50646 | 13.515 | 1 | 365 | 15.3867 | 0.97119 | 16 | 0.35793
41305 | 15.34 | 1 | 365 | 17.4645 | 0.15339 | 17 | 0.61788
38053 | 6.5 | 1 | 365 | 7.4002 | 0.8955 | 8 | 0.29571
55398 | 7.14 | 1 | 365 | 8.1288 | 0.36214 | 8 | 0.49098
55378 | 7.02 | 1 | 365 | 7.9922 | 0.087144 | 8 | 0.079369
55147 | 8.84 | 1 | 365 | 10.0643 | 0.25789 | 10 | 0.32217
55077 | 8.58 | 1 | 365 | 9.7683 | 0.66207 | 10 | 0.43034
52829 | 2.6 | 1 | 365 | 2.9601 | 0.9582 | 3 | 0.91828
55073 | 4.42 | 1 | 365 | 5.0321 | 0.12894 | 5 | 0.16108
24102 | 6.24 | 1 | 365 | 7.1042 | 0.29968 | 7 | 0.40388
54996 | 8.84 | 1 | 365 | 10.0643 | 0.25789 | 10 | 0.32217
55641 | 9.88 | 1 | 365 | 11.2483 | 0.64117 | 11 | 0.88948
55158 | 3.12 | 1 | 365 | 3.5521 | 0.14984 | 3 | 0.70194
52354 | 8.58 | 1 | 365 | 9.7683 | 0.66207 | 10 | 0.43034
55049 | 8.745 | 1 | 365 | 9.9561 | 0.040182 | 9 | 0.99631
56346 | 5.46 | 1 | 365 | 6.2162 | 0.51222 | 6 | 0.7284
58081 | 11.2 | 1 | 365 | 12.7511 | 0.6661 | 13 | 0.41723
56574 | 5.98 | 1 | 365 | 6.8082 | 0.70386 | 7 | 0.51206
58077 | 5.985 | 1 | 365 | 6.8139 | 0.71532 | 7 | 0.52921
58075 | 9.81 | 1 | 365 | 11.1686 | 0.48075 | 11 | 0.64938
58079 | 9.01 | 1 | 365 | 10.2578 | 0.64746 | 10 | 0.90529
56600 | 10.92 | 1 | 365 | 12.4324 | 0.024447 | 12 | 0.4568
57996 | 5.225 | 1 | 365 | 5.9486 | 0.97369 | 6 | 0.92232
52944 | 5.2 | 1 | 365 | 5.9202 | 0.9164 | 6 | 0.83657
58020 | 6.25 | 1 | 365 | 7.1156 | 0.3226 | 7 | 0.43818
56603 | 9.36 | 1 | 365 | 10.6563 | 0.44953 | 11 | 0.10583
57989 | 5.32 | 1 | 365 | 6.0568 | 0.1914 | 6 | 0.24818
53190 | 7.8 | 1 | 365 | 8.8803 | 0.8746 | 9 | 0.75485
49734 | 5.232 | 1 | 365 | 5.9566 | 0.98973 | 6 | 0.94633
57965 | 5.8 | 1 | 365 | 6.6033 | 0.29137 | 6 | 0.89464
54231 | 6.76 | 1 | 365 | 7.6962 | 0.49132 | 8 | 0.18754
58084 | 9.81 | 1 | 365 | 11.1686 | 0.48075 | 11 | 0.64938
51253 | 3.78 | 1 | 365 | 4.3035 | 0.66231 | 4 | 0.96581
56356 | 7.56 | 1 | 365 | 8.607 | 0.32462 | 8 | 0.93163
56354 | 5 | 1 | 365 | 5.6925 | 0.45808 | 6 | 0.15055
21880 | 4.68 | 1 | 365 | 5.3282 | 0.72476 | 6 | 0.052913
57963 | 7.56 | 1 | 365 | 8.607 | 0.32462 | 8 | 0.93163
44770 | 8.829 | 1 | 365 | 10.0518 | 0.23268 | 10 | 0.28444
56605 | 8.06 | 1 | 365 | 9.1763 | 0.47042 | 9 | 0.64668
44363 | 3.5 | 1 | 365 | 3.9847 | 0.020656 | 4 | 0.0053836
56606 | 4.16 | 1 | 365 | 4.7361 | 0.53312 | 5 | 0.26926
57704 | 26.505 | 0.9 | 365 | 27.1582 | 0.66535 | 27 | 0.82355
58009 | 24.96 | 1 | 365 | 28.4168 | 0.19874 | 28 | 0.61554
46310 | 8.96 | 1 | 365 | 10.2009 | 0.53288 | 10 | 0.73378
50013 | 3.78 | 1 | 365 | 4.3035 | 0.66231 | 4 | 0.96581
51284 | 4.94 | 1 | 365 | 5.6242 | 0.32058 | 5 | 0.94474
50687 | 14.5 | 1 | 365 | 16.5082 | 0.22843 | 16 | 0.73659
53466 | 3.9 | 1 | 365 | 4.4401 | 0.9373 | 5 | 0.37743
52780 | 5.2 | 1 | 365 | 5.9202 | 0.9164 | 6 | 0.83657
55855 | 7.42 | 1 | 365 | 8.4476 | 0.0037907 | 8 | 0.45141
55856 | 13.26 | 1 | 365 | 15.0964 | 0.38683 | 15 | 0.48325
56019 | 31.5 | 0.9 | 365 | 32.2763 | 0.96731 | 33 | 0.24361
33997 | 238.4 | 0.9 | 365 | 244.2752 | 0.68913 | 244 | 0.96432
35295 | 50.22 | 0.9 | 365 | 51.4576 | 0.57646 | 52 | 0.034094
33189 | 143.226 | 0.9 | 365 | 146.7557 | 0.39709 | 147 | 0.15279
55858 | 4.335 | 1 | 365 | 4.9354 | 0.93416 | 5 | 0.86953
37968 | 6.21 | 1 | 365 | 7.07 | 0.23094 | 7 | 0.30098
54724 | 6.89 | 1 | 365 | 7.8442 | 0.78923 | 8 | 0.63346
54725 | 3.975 | 1 | 365 | 4.5255 | 0.10917 | 4 | 0.63469
54726 | 3.975 | 1 | 365 | 4.5255 | 0.10917 | 4 | 0.63469
54995 | 10.6 | 1 | 365 | 12.068 | 0.29113 | 12 | 0.35916
35343 | 105.8 | 0.9 | 365 | 108.4074 | 0.20768 | 108 | 0.61504
55871 | 9.99 | 1 | 365 | 11.3736 | 0.89324 | 12 | 0.26679
56004 | 10.965 | 1 | 365 | 12.4836 | 0.12757 | 12 | 0.61115
56082 | 2.65 | 1 | 365 | 3.017 | 0.072782 | 3 | 0.08979
56101 | 6.76 | 1 | 365 | 7.6962 | 0.49132 | 8 | 0.18754
56109 | 9.36 | 1 | 365 | 10.6563 | 0.44953 | 11 | 0.10583
56119 | 11.18 | 1 | 365 | 12.7284 | 0.62027 | 13 | 0.34863
56117 | 3.57 | 1 | 365 | 4.0644 | 0.18107 | 4 | 0.24549
56121 | 10.8 | 1 | 365 | 12.2957 | 0.74945 | 13 | 0.045184
56123 | 3.12 | 1 | 365 | 3.5521 | 0.14984 | 3 | 0.70194
56133 | 8.16 | 1 | 365 | 9.2901 | 0.69959 | 9 | 0.98969
56146 | 5.865 | 1 | 365 | 6.6773 | 0.44033 | 7 | 0.11759
56148 | 7.905 | 1 | 365 | 8.9998 | 0.11522 | 9 | 0.11502
56149 | 11.7 | 1 | 365 | 13.3204 | 0.81191 | 14 | 0.13228
56150 | 7.14 | 1 | 365 | 8.1288 | 0.36214 | 8 | 0.49098
56153 | 3.315 | 1 | 365 | 3.7741 | 0.59671 | 4 | 0.37081
56156 | 8.67 | 1 | 365 | 9.8707 | 0.86831 | 10 | 0.73905
56151 | 3.51 | 1 | 365 | 3.9961 | 0.043572 | 4 | 0.039685
56164 | 13.515 | 1 | 365 | 15.3867 | 0.97119 | 16 | 0.35793
55859 | 4.94 | 1 | 365 | 5.6242 | 0.32058 | 5 | 0.94474
56173 | 3.9 | 1 | 365 | 4.4401 | 0.9373 | 5 | 0.37743
55655 | 12.48 | 1 | 365 | 14.2084 | 0.59937 | 14 | 0.80777
56175 | 7.02 | 1 | 365 | 7.9922 | 0.087144 | 8 | 0.079369
56182 | 6.5 | 1 | 365 | 7.4002 | 0.8955 | 8 | 0.29571
56183 | 7.02 | 1 | 365 | 7.9922 | 0.087144 | 8 | 0.079369
56184 | 5.865 | 1 | 365 | 6.6773 | 0.44033 | 7 | 0.11759
56186 | 5.1 | 1 | 365 | 5.8063 | 0.68724 | 6 | 0.49356
56189 | 6.12 | 1 | 365 | 6.9676 | 0.02469 | 6 | 0.99227
50208 | 7.14 | 1 | 365 | 8.1288 | 0.36214 | 8 | 0.49098
56193 | 2.86 | 1 | 365 | 3.2561 | 0.55402 | 3 | 0.81011
56194 | 8.32 | 1 | 365 | 9.4723 | 0.066245 | 9 | 0.53851
56196 | 6.24 | 1 | 365 | 7.1042 | 0.29968 | 7 | 0.40388
56197 | 7.8 | 1 | 365 | 8.8803 | 0.8746 | 9 | 0.75485
56201 | 5.2 | 1 | 365 | 5.9202 | 0.9164 | 6 | 0.83657
56208 | 5.61 | 1 | 365 | 6.3869 | 0.85597 | 7 | 0.24291
56207 | 4.59 | 1 | 365 | 5.2257 | 0.51852 | 5 | 0.7442
56210 | 4.94 | 1 | 365 | 5.6242 | 0.32058 | 5 | 0.94474
56218 | 5.1 | 1 | 365 | 5.8063 | 0.68724 | 6 | 0.49356
56236 | 5.46 | 1 | 365 | 6.2162 | 0.51222 | 6 | 0.7284
56240 | 7.14 | 1 | 365 | 8.1288 | 0.36214 | 8 | 0.49098
56264 | 4.59 | 1 | 365 | 5.2257 | 0.51852 | 5 | 0.7442
56415 | 5.3 | 1 | 365 | 6.034 | 0.14556 | 6 | 0.17958
35261 | 31.05 | 0.9 | 365 | 31.8152 | 0.039209 | 31 | 0.85441
56416 | 9.01 | 1 | 365 | 10.2578 | 0.64746 | 10 | 0.90529
56417 | 4.16 | 1 | 365 | 4.7361 | 0.53312 | 5 | 0.26926
56419 | 11.475 | 1 | 365 | 13.0642 | 0.29629 | 13 | 0.36051
56420 | 7.8 | 1 | 365 | 8.8803 | 0.8746 | 9 | 0.75485
34698 | 35.84 | 1 | 365 | 40.8036 | 0.13152 | 40 | 0.93513
56423 | 10.4 | 1 | 365 | 11.8403 | 0.83281 | 12 | 0.67314
37274 | 43.74 | 0.9 | 365 | 44.8179 | 0.21176 | 45 | 0.029695
33741 | 44.472 | 0.9 | 365 | 45.568 | 0.72147 | 46 | 0.28945
56426 | 5.035 | 1 | 365 | 5.7323 | 0.53829 | 6 | 0.2706
57168 | 49.98 | 0.9 | 365 | 51.2117 | 0.081471 | 51 | 0.29319
56427 | 7.02 | 1 | 365 | 7.9922 | 0.087144 | 8 | 0.079369
56429 | 2.86 | 1 | 365 | 3.2561 | 0.55402 | 3 | 0.81011
34295 | 52.32 | 0.9 | 365 | 53.6094 | 0.90761 | 54 | 0.517
56466 | 3.38 | 1 | 365 | 3.8481 | 0.74566 | 4 | 0.59377
56437 | 2.6 | 1 | 365 | 2.9601 | 0.9582 | 3 | 0.91828
56467 | 5.035 | 1 | 365 | 5.7323 | 0.53829 | 6 | 0.2706
56469 | 3.9 | 1 | 365 | 4.4401 | 0.9373 | 5 | 0.37743
56440 | 4.24 | 1 | 365 | 4.8272 | 0.71645 | 5 | 0.54366
56468 | 10.71 | 1 | 365 | 12.1933 | 0.54321 | 12 | 0.73647
56446 | 3.51 | 1 | 365 | 3.9961 | 0.043572 | 4 | 0.039685
56471 | 9.88 | 1 | 365 | 11.2483 | 0.64117 | 11 | 0.88948
56470 | 7.155 | 1 | 365 | 8.1459 | 0.39651 | 8 | 0.54243
31314 | 62.985 | 0.9 | 365 | 64.5372 | 0.90369 | 65 | 0.44091
56474 | 5.83 | 1 | 365 | 6.6374 | 0.36012 | 6 | 0.99754
56447 | 5.565 | 1 | 365 | 6.3357 | 0.75284 | 7 | 0.08856
56475 | 12.48 | 1 | 365 | 14.2084 | 0.59937 | 14 | 0.80777
56448 | 9.69 | 1 | 365 | 11.032 | 0.20576 | 11 | 0.23776
56476 | 4.94 | 1 | 365 | 5.6242 | 0.32058 | 5 | 0.94474
56449 | 5.98 | 1 | 365 | 6.8082 | 0.70386 | 7 | 0.51206
56477 | 9.435 | 1 | 365 | 10.7417 | 0.6214 | 11 | 0.36308
56451 | 13.26 | 1 | 365 | 15.0964 | 0.38683 | 15 | 0.48325
56478 | 6.5 | 1 | 365 | 7.4002 | 0.8955 | 8 | 0.29571
56479 | 10.2 | 1 | 365 | 11.6126 | 0.37448 | 11 | 0.98712
56480 | 6.89 | 1 | 365 | 7.8442 | 0.78923 | 8 | 0.63346
56482 | 7.54 | 1 | 365 | 8.5842 | 0.27878 | 8 | 0.86303
56453 | 7.395 | 1 | 365 | 8.4192 | 0.9465 | 9 | 0.36566
56481 | 6.12 | 1 | 365 | 6.9676 | 0.02469 | 6 | 0.99227
56284 | 6.36 | 1 | 365 | 7.2408 | 0.57468 | 7 | 0.8155
56483 | 2.08 | 1 | 365 | 2.3681 | 0.76656 | 3 | 0.13463
56490 | 3.9 | 1 | 365 | 4.4401 | 0.9373 | 5 | 0.37743
56491 | 7.02 | 1 | 365 | 7.9922 | 0.087144 | 8 | 0.079369
56492 | 6.625 | 1 | 365 | 7.5425 | 0.18196 | 7 | 0.72448
56493 | 7.905 | 1 | 365 | 8.9998 | 0.11522 | 9 | 0.11502
35276 | 78.08 | 0.9 | 365 | 80.0042 | 0.03644 | 80 | 0.040662
34857 | 78.08 | 0.9 | 365 | 80.0042 | 0.03644 | 80 | 0.040662
34990 | 78.08 | 0.9 | 365 | 80.0042 | 0.03644 | 80 | 0.040662
34977 | 78.08 | 0.9 | 365 | 80.0042 | 0.03644 | 80 | 0.040662
56444 | 3.18 | 1 | 365 | 3.6204 | 0.28734 | 3 | 0.90775
56455 | 11.18 | 1 | 365 | 12.7284 | 0.62027 | 13 | 0.34863
56456 | 9.435 | 1 | 365 | 10.7417 | 0.6214 | 11 | 0.36308
56458 | 5.83 | 1 | 365 | 6.6374 | 0.36012 | 6 | 0.99754
56460 | 14.04 | 1 | 365 | 15.9845 | 0.17429 | 16 | 0.15874
56462 | 4.94 | 1 | 365 | 5.6242 | 0.32058 | 5 | 0.94474
56461 | 8.32 | 1 | 365 | 9.4723 | 0.066245 | 9 | 0.53851
51409 | 6.44 | 1 | 365 | 7.3319 | 0.75801 | 8 | 0.089906
56452 | 6.375 | 1 | 365 | 7.2579 | 0.60905 | 7 | 0.86695
56465 | 9.1 | 1 | 365 | 10.3603 | 0.85371 | 11 | 0.214
38431 | 4.42 | 1 | 365 | 5.0321 | 0.12894 | 5 | 0.16108
56464 | 2.55 | 1 | 365 | 2.9032 | 0.84362 | 3 | 0.74678
47979 | 4.41 | 1 | 365 | 5.0208 | 0.10603 | 5 | 0.12678
56497 | 5.865 | 1 | 365 | 6.6773 | 0.44033 | 7 | 0.11759
45552 | 7.194 | 1 | 365 | 8.1903 | 0.48589 | 8 | 0.67621
56506 | 7.685 | 1 | 365 | 8.7493 | 0.61107 | 9 | 0.36039
47427 | 3.9 | 1 | 365 | 4.4401 | 0.9373 | 5 | 0.37743
56503 | 4.94 | 1 | 365 | 5.6242 | 0.32058 | 5 | 0.94474
51532 | 7.2 | 1 | 365 | 8.1972 | 0.49964 | 8 | 0.69679
48919 | 10.175 | 1 | 365 | 11.5842 | 0.31719 | 11 | 0.90137
56507 | 6.12 | 1 | 365 | 6.9676 | 0.02469 | 6 | 0.99227
56510 | 4.335 | 1 | 365 | 4.9354 | 0.93416 | 5 | 0.86953
45175 | 6.24 | 1 | 365 | 7.1042 | 0.29968 | 7 | 0.40388
56512 | 4.68 | 1 | 365 | 5.3282 | 0.72476 | 6 | 0.052913
44052 | 5.886 | 1 | 365 | 6.7012 | 0.48845 | 7 | 0.18963
41466 | 7.14 | 1 | 365 | 8.1288 | 0.36214 | 8 | 0.49098
51203 | 9.25 | 1 | 365 | 10.5311 | 0.19745 | 10 | 0.72851
56513 | 4.16 | 1 | 365 | 4.7361 | 0.53312 | 5 | 0.26926
37270 | 14.388 | 1 | 365 | 16.3806 | 0.97177 | 17 | 0.35242
56509 | 10.965 | 1 | 365 | 12.4836 | 0.12757 | 12 | 0.61115
43944 | 5.04 | 1 | 365 | 5.738 | 0.54974 | 6 | 0.28775
56514 | 14.79 | 1 | 365 | 16.8383 | 0.893 | 17 | 0.73132
56517 | 3.975 | 1 | 365 | 4.5255 | 0.10917 | 4 | 0.63469
56520 | 2.805 | 1 | 365 | 3.1935 | 0.42798 | 3 | 0.62146
56522 | 5.67 | 1 | 365 | 6.4553 | 0.99346 | 7 | 0.44872
56525 | 6.5 | 1 | 365 | 7.4002 | 0.8955 | 8 | 0.29571
56861 | 7.14 | 1 | 365 | 8.1288 | 0.36214 | 8 | 0.49098
56524 | 13.005 | 1 | 365 | 14.8061 | 0.80247 | 15 | 0.60858
56865 | 2.12 | 1 | 365 | 2.4136 | 0.85823 | 3 | 0.27183
32942 | 1344.135 | 1 | 365 | 1530.2891 | 0.24127 | 1530 | 0.53037
57964 | 5.232 | 1 | 365 | 5.9566 | 0.98973 | 6 | 0.94633
56532 | 4.845 | 1 | 365 | 5.516 | 0.10288 | 5 | 0.61888
56535 | 5.2 | 1 | 365 | 5.9202 | 0.9164 | 6 | 0.83657
56534 | 2.295 | 1 | 365 | 2.6128 | 0.25926 | 2 | 0.8721
56537 | 11.985 | 1 | 365 | 13.6448 | 0.46502 | 14 | 0.10986
56539 | 9.01 | 1 | 365 | 10.2578 | 0.64746 | 10 | 0.90529
56543 | 5.1 | 1 | 365 | 5.8063 | 0.68724 | 6 | 0.49356
34860 | 78.08 | 0.9 | 365 | 80.0042 | 0.03644 | 80 | 0.040662
35189 | 78.08 | 0.9 | 365 | 80.0042 | 0.03644 | 80 | 0.040662
34992 | 78.08 | 0.9 | 365 | 80.0042 | 0.03644 | 80 | 0.040662
35020 | 78.08 | 0.9 | 365 | 80.0042 | 0.03644 | 80 | 0.040662
34871 | 78.08 | 0.9 | 365 | 80.0042 | 0.03644 | 80 | 0.040662
56546 | 16.32 | 1 | 365 | 18.5802 | 0.39917 | 18 | 0.97939
56547 | 14.04 | 1 | 365 | 15.9845 | 0.17429 | 16 | 0.15874
34883 | 92.3 | 0.9 | 365 | 94.5747 | 0.36454 | 94 | 0.9392
35297 | 94.72 | 0.9 | 365 | 97.0543 | 0.35568 | 97 | 0.40998
56552 | 5.83 | 1 | 365 | 6.6374 | 0.36012 | 6 | 0.99754
56553 | 5.3 | 1 | 365 | 6.034 | 0.14556 | 6 | 0.17958
56863 | 7.42 | 1 | 365 | 8.4476 | 0.0037907 | 8 | 0.45141
56549 | 11.73 | 1 | 365 | 13.3545 | 0.88066 | 14 | 0.23519
56556 | 4.505 | 1 | 365 | 5.1289 | 0.32373 | 5 | 0.45264
56869 | 6.095 | 1 | 365 | 6.9391 | 0.9674 | 7 | 0.90652
56557 | 7.65 | 1 | 365 | 8.7095 | 0.53086 | 9 | 0.24034
56866 | 8.58 | 1 | 365 | 9.7683 | 0.66207 | 10 | 0.43034
56560 | 2.86 | 1 | 365 | 3.2561 | 0.55402 | 3 | 0.81011
56871 | 6.63 | 1 | 365 | 7.5482 | 0.19341 | 7 | 0.74163
56562 | 7.95 | 1 | 365 | 9.051 | 0.21835 | 9 | 0.26937
56564 | 4.42 | 1 | 365 | 5.0321 | 0.12894 | 5 | 0.16108
56870 | 14.025 | 1 | 365 | 15.9674 | 0.13991 | 16 | 0.10729
56563 | 11.96 | 1 | 365 | 13.6164 | 0.40773 | 14 | 0.024111
56873 | 2.65 | 1 | 365 | 3.017 | 0.072782 | 3 | 0.08979
56558 | 4.335 | 1 | 365 | 4.9354 | 0.93416 | 5 | 0.86953
56872 | 11.475 | 1 | 365 | 13.0642 | 0.29629 | 13 | 0.36051
56568 | 11.96 | 1 | 365 | 13.6164 | 0.40773 | 14 | 0.024111
56875 | 14.04 | 1 | 365 | 15.9845 | 0.17429 | 16 | 0.15874
56570 | 13.77 | 1 | 365 | 15.6771 | 0.55555 | 16 | 0.23261
56874 | 3.975 | 1 | 365 | 4.5255 | 0.10917 | 4 | 0.63469
56607 | 9.69 | 1 | 365 | 11.032 | 0.20576 | 11 | 0.23776
56877 | 7.95 | 1 | 365 | 9.051 | 0.21835 | 9 | 0.26937
56876 | 4.94 | 1 | 365 | 5.6242 | 0.32058 | 5 | 0.94474
56878 | 5.2 | 1 | 365 | 5.9202 | 0.9164 | 6 | 0.83657
56880 | 6.5 | 1 | 365 | 7.4002 | 0.8955 | 8 | 0.29571
56618 | 7.42 | 1 | 365 | 8.4476 | 0.0037907 | 8 | 0.45141
56621 | 3.64 | 1 | 365 | 4.1441 | 0.34148 | 4 | 0.4856
56622 | 3.57 | 1 | 365 | 4.0644 | 0.18107 | 4 | 0.24549
56892 | 12.495 | 1 | 365 | 14.2255 | 0.63374 | 14 | 0.85922
56624 | 10.66 | 1 | 365 | 12.1363 | 0.42863 | 12 | 0.56497
56627 | 7.42 | 1 | 365 | 8.4476 | 0.0037907 | 8 | 0.45141
56623 | 9.88 | 1 | 365 | 11.2483 | 0.64117 | 11 | 0.88948
56626 | 4.59 | 1 | 365 | 5.2257 | 0.51852 | 5 | 0.7442
56631 | 6.885 | 1 | 365 | 7.8385 | 0.77778 | 8 | 0.6163
56630 | 11.18 | 1 | 365 | 12.7284 | 0.62027 | 13 | 0.34863
50692 | 9.975 | 1 | 365 | 11.3565 | 0.85887 | 12 | 0.21534
56185 | 9.36 | 1 | 365 | 10.6563 | 0.44953 | 11 | 0.10583
56646 | 4.59 | 1 | 365 | 5.2257 | 0.51852 | 5 | 0.7442
56643 | 14.04 | 1 | 365 | 15.9845 | 0.17429 | 16 | 0.15874
56516 | 8.84 | 1 | 365 | 10.0643 | 0.25789 | 10 | 0.32217
56657 | 5.72 | 1 | 365 | 6.5122 | 0.10804 | 6 | 0.62023
56665 | 5.3 | 1 | 365 | 6.034 | 0.14556 | 6 | 0.17958
56669 | 7.54 | 1 | 365 | 8.5842 | 0.27878 | 8 | 0.86303
56659 | 5.2 | 1 | 365 | 5.9202 | 0.9164 | 6 | 0.83657
56634 | 6.24 | 1 | 365 | 7.1042 | 0.29968 | 7 | 0.40388
56674 | 5.2 | 1 | 365 | 5.9202 | 0.9164 | 6 | 0.83657
56675 | 15.6 | 1 | 365 | 17.7605 | 0.74921 | 18 | 0.50971
56734 | 6.48 | 1 | 365 | 7.3774 | 0.84967 | 8 | 0.22711
56736 | 4.42 | 1 | 365 | 5.0321 | 0.12894 | 5 | 0.16108
56738 | 7.8 | 1 | 365 | 8.8803 | 0.8746 | 9 | 0.75485
56742 | 14.28 | 1 | 365 | 16.2577 | 0.72428 | 16 | 0.98197
56746 | 7.02 | 1 | 365 | 7.9922 | 0.087144 | 8 | 0.079369
56772 | 4.77 | 1 | 365 | 5.4306 | 0.93101 | 6 | 0.36162
56773 | 11.475 | 1 | 365 | 13.0642 | 0.29629 | 13 | 0.36051
56776 | 7.14 | 1 | 365 | 8.1288 | 0.36214 | 8 | 0.49098
56258 | 3.06 | 1 | 365 | 3.4838 | 0.012345 | 3 | 0.49614
56778 | 11.18 | 1 | 365 | 12.7284 | 0.62027 | 13 | 0.34863
56267 | 7.905 | 1 | 365 | 8.9998 | 0.11522 | 9 | 0.11502
56775 | 6.24 | 1 | 365 | 7.1042 | 0.29968 | 7 | 0.40388
56270 | 5.355 | 1 | 365 | 6.0966 | 0.2716 | 6 | 0.36824
56780 | 4.68 | 1 | 365 | 5.3282 | 0.72476 | 6 | 0.052913
56802 | 7.395 | 1 | 365 | 8.4192 | 0.9465 | 9 | 0.36566
56803 | 7.14 | 1 | 365 | 8.1288 | 0.36214 | 8 | 0.49098
56804 | 2.915 | 1 | 365 | 3.3187 | 0.68006 | 3 | 0.99877
56269 | 7.54 | 1 | 365 | 8.5842 | 0.27878 | 8 | 0.86303
56815 | 3.38 | 1 | 365 | 3.8481 | 0.74566 | 4 | 0.59377
56272 | 2.55 | 1 | 365 | 2.9032 | 0.84362 | 3 | 0.74678
56274 | 3.57 | 1 | 365 | 4.0644 | 0.18107 | 4 | 0.24549
56816 | 5.1 | 1 | 365 | 5.8063 | 0.68724 | 6 | 0.49356
56275 | 4.68 | 1 | 365 | 5.3282 | 0.72476 | 6 | 0.052913
56817 | 5.98 | 1 | 365 | 6.8082 | 0.70386 | 7 | 0.51206
56281 | 4.16 | 1 | 365 | 4.7361 | 0.53312 | 5 | 0.26926
56819 | 7.28 | 1 | 365 | 8.2882 | 0.68296 | 8 | 0.9712
56282 | 11.18 | 1 | 365 | 12.7284 | 0.62027 | 13 | 0.34863
56821 | 5.72 | 1 | 365 | 6.5122 | 0.10804 | 6 | 0.62023
56301 | 6.12 | 1 | 365 | 6.9676 | 0.02469 | 6 | 0.99227
56303 | 10.66 | 1 | 365 | 12.1363 | 0.42863 | 12 | 0.56497
56822 | 9.1 | 1 | 365 | 10.3603 | 0.85371 | 11 | 0.214
56342 | 7.685 | 1 | 365 | 8.7493 | 0.61107 | 9 | 0.36039
56823 | 4.24 | 1 | 365 | 4.8272 | 0.71645 | 5 | 0.54366
56332 | 6.12 | 1 | 365 | 6.9676 | 0.02469 | 6 | 0.99227
56825 | 14.04 | 1 | 365 | 15.9845 | 0.17429 | 16 | 0.15874
56343 | 7.28 | 1 | 365 | 8.2882 | 0.68296 | 8 | 0.9712
56345 | 4.42 | 1 | 365 | 5.0321 | 0.12894 | 5 | 0.16108
56347 | 13.78 | 1 | 365 | 15.6884 | 0.57847 | 16 | 0.26691
56826 | 3.38 | 1 | 365 | 3.8481 | 0.74566 | 4 | 0.59377
56348 | 5.565 | 1 | 365 | 6.3357 | 0.75284 | 7 | 0.08856
56372 | 9.88 | 1 | 365 | 11.2483 | 0.64117 | 11 | 0.88948
56827 | 6.375 | 1 | 365 | 7.2579 | 0.60905 | 7 | 0.86695
56828 | 9.01 | 1 | 365 | 10.2578 | 0.64746 | 10 | 0.90529
56377 | 10.965 | 1 | 365 | 12.4836 | 0.12757 | 12 | 0.61115
56830 | 14.04 | 1 | 365 | 15.9845 | 0.17429 | 16 | 0.15874
56382 | 4.42 | 1 | 365 | 5.0321 | 0.12894 | 5 | 0.16108
56832 | 10.92 | 1 | 365 | 12.4324 | 0.024447 | 12 | 0.4568
56381 | 8.32 | 1 | 365 | 9.4723 | 0.066245 | 9 | 0.53851
56383 | 9.69 | 1 | 365 | 11.032 | 0.20576 | 11 | 0.23776
56836 | 11.44 | 1 | 365 | 13.0244 | 0.21609 | 13 | 0.24045
56387 | 5.83 | 1 | 365 | 6.6374 | 0.36012 | 6 | 0.99754
56837 | 10.4 | 1 | 365 | 11.8403 | 0.83281 | 12 | 0.67314
56391 | 11.475 | 1 | 365 | 13.0642 | 0.29629 | 13 | 0.36051
56848 | 7.395 | 1 | 365 | 8.4192 | 0.9465 | 9 | 0.36566
56401 | 2.04 | 1 | 365 | 2.3225 | 0.6749 | 2 | 0.99742
56840 | 6.625 | 1 | 365 | 7.5425 | 0.18196 | 7 | 0.72448
47860 | 26.52 | 0.9 | 365 | 27.1736 | 0.69629 | 27 | 0.86986
56846 | 2.86 | 1 | 365 | 3.2561 | 0.55402 | 3 | 0.81011
56403 | 3.06 | 1 | 365 | 3.4838 | 0.012345 | 3 | 0.49614
56851 | 7.28 | 1 | 365 | 8.2882 | 0.68296 | 8 | 0.9712
56407 | 5.61 | 1 | 365 | 6.3869 | 0.85597 | 7 | 0.24291
56408 | 4.505 | 1 | 365 | 5.1289 | 0.32373 | 5 | 0.45264
56853 | 4.59 | 1 | 365 | 5.2257 | 0.51852 | 5 | 0.7442
56405 | 3.06 | 1 | 365 | 3.4838 | 0.012345 | 3 | 0.49614
56413 | 4.845 | 1 | 365 | 5.516 | 0.10288 | 5 | 0.61888
56857 | 16.96 | 1 | 365 | 19.3089 | 0.86581 | 20 | 0.17466
58129 | 27.56 | 0.9 | 365 | 28.2392 | 0.84124 | 29 | 0.080439
56859 | 4.16 | 1 | 365 | 4.7361 | 0.53312 | 5 | 0.26926
56858 | 6.5 | 1 | 365 | 7.4002 | 0.8955 | 8 | 0.29571
56894 | 3.57 | 1 | 365 | 4.0644 | 0.18107 | 4 | 0.24549
56896 | 14.04 | 1 | 365 | 15.9845 | 0.17429 | 16 | 0.15874
56903 | 5.355 | 1 | 365 | 6.0966 | 0.2716 | 6 | 0.36824
56906 | 2.295 | 1 | 365 | 2.6128 | 0.25926 | 2 | 0.8721
56907 | 8.32 | 1 | 365 | 9.4723 | 0.066245 | 9 | 0.53851
56910 | 2.385 | 1 | 365 | 2.7153 | 0.4655 | 3 | 0.18081
56912 | 7.54 | 1 | 365 | 8.5842 | 0.27878 | 8 | 0.86303
56913 | 2.55 | 1 | 365 | 2.9032 | 0.84362 | 3 | 0.74678
56914 | 4.42 | 1 | 365 | 5.0321 | 0.12894 | 5 | 0.16108
56915 | 5.1 | 1 | 365 | 5.8063 | 0.68724 | 6 | 0.49356
56919 | 4.68 | 1 | 365 | 5.3282 | 0.72476 | 6 | 0.052913
56924 | 3.57 | 1 | 365 | 4.0644 | 0.18107 | 4 | 0.24549
56927 | 2.34 | 1 | 365 | 2.6641 | 0.36238 | 3 | 0.026456
56925 | 6.36 | 1 | 365 | 7.2408 | 0.57468 | 7 | 0.8155
56931 | 6.375 | 1 | 365 | 7.2579 | 0.60905 | 7 | 0.86695
56933 | 6.24 | 1 | 365 | 7.1042 | 0.29968 | 7 | 0.40388
56934 | 5.1 | 1 | 365 | 5.8063 | 0.68724 | 6 | 0.49356
56936 | 7.28 | 1 | 365 | 8.2882 | 0.68296 | 8 | 0.9712
56970 | 10.92 | 1 | 365 | 12.4324 | 0.024447 | 12 | 0.4568
56974 | 6.24 | 1 | 365 | 7.1042 | 0.29968 | 7 | 0.40388
57009 | 9.18 | 1 | 365 | 10.4514 | 0.037035 | 10 | 0.48841
57011 | 7.54 | 1 | 365 | 8.5842 | 0.27878 | 8 | 0.86303
57015 | 8.215 | 1 | 365 | 9.3527 | 0.82563 | 10 | 0.17835
57016 | 3.38 | 1 | 365 | 3.8481 | 0.74566 | 4 | 0.59377
57019 | 3.9 | 1 | 365 | 4.4401 | 0.9373 | 5 | 0.37743
57018 | 7.02 | 1 | 365 | 7.9922 | 0.087144 | 8 | 0.079369
57020 | 11.44 | 1 | 365 | 13.0244 | 0.21609 | 13 | 0.24045
57022 | 12.48 | 1 | 365 | 14.2084 | 0.59937 | 14 | 0.80777
57023 | 8.48 | 1 | 365 | 9.6544 | 0.4329 | 10 | 0.087329
57065 | 3.64 | 1 | 365 | 4.1441 | 0.34148 | 4 | 0.4856
57068 | 8.67 | 1 | 365 | 9.8707 | 0.86831 | 10 | 0.73905
57074 | 4.42 | 1 | 365 | 5.0321 | 0.12894 | 5 | 0.16108
57095 | 8.84 | 1 | 365 | 10.0643 | 0.25789 | 10 | 0.32217
57150 | 7.02 | 1 | 365 | 7.9922 | 0.087144 | 8 | 0.079369
57151 | 3.12 | 1 | 365 | 3.5521 | 0.14984 | 3 | 0.70194
57153 | 4.94 | 1 | 365 | 5.6242 | 0.32058 | 5 | 0.94474
57198 | 3.12 | 1 | 365 | 3.5521 | 0.14984 | 3 | 0.70194
57201 | 13.52 | 1 | 365 | 15.3924 | 0.98265 | 16 | 0.37508
57208 | 6.5 | 1 | 365 | 7.4002 | 0.8955 | 8 | 0.29571
57215 | 3.51 | 1 | 365 | 3.9961 | 0.043572 | 4 | 0.039685
57219 | 3.64 | 1 | 365 | 4.1441 | 0.34148 | 4 | 0.4856
57290 | 13.005 | 1 | 365 | 14.8061 | 0.80247 | 15 | 0.60858
57221 | 8.32 | 1 | 365 | 9.4723 | 0.066245 | 9 | 0.53851
57220 | 4.59 | 1 | 365 | 5.2257 | 0.51852 | 5 | 0.7442
57296 | 6.24 | 1 | 365 | 7.1042 | 0.29968 | 7 | 0.40388
57224 | 13.78 | 1 | 365 | 15.6884 | 0.57847 | 16 | 0.26691
57301 | 3.38 | 1 | 365 | 3.8481 | 0.74566 | 4 | 0.59377
57223 | 8.32 | 1 | 365 | 9.4723 | 0.066245 | 9 | 0.53851
57229 | 8.58 | 1 | 365 | 9.7683 | 0.66207 | 10 | 0.43034
57305 | 4.59 | 1 | 365 | 5.2257 | 0.51852 | 5 | 0.7442
57228 | 9.1 | 1 | 365 | 10.3603 | 0.85371 | 11 | 0.214
57308 | 5.1 | 1 | 365 | 5.8063 | 0.68724 | 6 | 0.49356
57240 | 6.885 | 1 | 365 | 7.8385 | 0.77778 | 8 | 0.6163
57316 | 5.46 | 1 | 365 | 6.2162 | 0.51222 | 6 | 0.7284
57243 | 7.395 | 1 | 365 | 8.4192 | 0.9465 | 9 | 0.36566
57322 | 5.1 | 1 | 365 | 5.8063 | 0.68724 | 6 | 0.49356
57247 | 3.825 | 1 | 365 | 4.3547 | 0.76543 | 5 | 0.12017
57328 | 8.415 | 1 | 365 | 9.5804 | 0.28395 | 9 | 0.86437
57334 | 13.26 | 1 | 365 | 15.0964 | 0.38683 | 15 | 0.48325
57251 | 11.44 | 1 | 365 | 13.0244 | 0.21609 | 13 | 0.24045
57321 | 5.46 | 1 | 365 | 6.2162 | 0.51222 | 6 | 0.7284
57244 | 2.08 | 1 | 365 | 2.3681 | 0.76656 | 3 | 0.13463
57261 | 4.505 | 1 | 365 | 5.1289 | 0.32373 | 5 | 0.45264
57337 | 6.24 | 1 | 365 | 7.1042 | 0.29968 | 7 | 0.40388
57286 | 12.74 | 1 | 365 | 14.5044 | 0.19519 | 14 | 0.6996
57289 | 6.24 | 1 | 365 | 7.1042 | 0.29968 | 7 | 0.40388
57343 | 5.865 | 1 | 365 | 6.6773 | 0.44033 | 7 | 0.11759
57344 | 9.36 | 1 | 365 | 10.6563 | 0.44953 | 11 | 0.10583
57677 | 8.16 | 1 | 365 | 9.2901 | 0.69959 | 9 | 0.98969
57350 | 5.565 | 1 | 365 | 6.3357 | 0.75284 | 7 | 0.08856
57352 | 5.2 | 1 | 365 | 5.9202 | 0.9164 | 6 | 0.83657
57355 | 10.14 | 1 | 365 | 11.5443 | 0.23699 | 11 | 0.78131
57681 | 3.9 | 1 | 365 | 4.4401 | 0.9373 | 5 | 0.37743
57684 | 7.28 | 1 | 365 | 8.2882 | 0.68296 | 8 | 0.9712
57356 | 13.26 | 1 | 365 | 15.0964 | 0.38683 | 15 | 0.48325
57688 | 6.24 | 1 | 365 | 7.1042 | 0.29968 | 7 | 0.40388
57690 | 17.16 | 1 | 365 | 19.5366 | 0.32413 | 19 | 0.86068
57692 | 4.335 | 1 | 365 | 4.9354 | 0.93416 | 5 | 0.86953
57695 | 9.18 | 1 | 365 | 10.4514 | 0.037035 | 10 | 0.48841
54441 | 4.42 | 1 | 365 | 5.0321 | 0.12894 | 5 | 0.16108
40013 | 3.64 | 1 | 365 | 4.1441 | 0.34148 | 4 | 0.4856
54925 | 4.94 | 1 | 365 | 5.6242 | 0.32058 | 5 | 0.94474
54983 | 9.54 | 1 | 365 | 10.8612 | 0.86202 | 11 | 0.72325
54821 | 3.64 | 1 | 365 | 4.1441 | 0.34148 | 4 | 0.4856
52275 | 10.66 | 1 | 365 | 12.1363 | 0.42863 | 12 | 0.56497
57696 | 8.745 | 1 | 365 | 9.9561 | 0.040182 | 9 | 0.99631
49231 | 3.64 | 1 | 365 | 4.1441 | 0.34148 | 4 | 0.4856
54859 | 4.16 | 1 | 365 | 4.7361 | 0.53312 | 5 | 0.26926
57700 | 3.38 | 1 | 365 | 3.8481 | 0.74566 | 4 | 0.59377
54855 | 5.2 | 1 | 365 | 5.9202 | 0.9164 | 6 | 0.83657
27700 | 10.4 | 1 | 365 | 11.8403 | 0.83281 | 12 | 0.67314
47313 | 12 | 1 | 365 | 13.6619 | 0.49939 | 14 | 0.16132
57723 | 4.94 | 1 | 365 | 5.6242 | 0.32058 | 5 | 0.94474
45207 | 11.772 | 1 | 365 | 13.4023 | 0.9769 | 14 | 0.37925
51295 | 12.48 | 1 | 365 | 14.2084 | 0.59937 | 14 | 0.80777
56202 | 5.1 | 1 | 365 | 5.8063 | 0.68724 | 6 | 0.49356
43564 | 16.8 | 1 | 365 | 19.1267 | 0.49915 | 19 | 0.62584
43563 | 18 | 1 | 365 | 20.4929 | 0.24909 | 20 | 0.74197
43561 | 16.8 | 1 | 365 | 19.1267 | 0.49915 | 19 | 0.62584
43559 | 15.6 | 1 | 365 | 17.7605 | 0.74921 | 18 | 0.50971
43557 | 15 | 1 | 365 | 17.0774 | 0.37424 | 17 | 0.45164
57729 | 8.415 | 1 | 365 | 9.5804 | 0.28395 | 9 | 0.86437
43555 | 15.9 | 1 | 365 | 18.102 | 0.43669 | 18 | 0.53874
43556 | 15.6 | 1 | 365 | 17.7605 | 0.74921 | 18 | 0.50971
57731 | 9.18 | 1 | 365 | 10.4514 | 0.037035 | 10 | 0.48841
43554 | 14.4 | 1 | 365 | 16.3943 | 0.99927 | 17 | 0.39358
57763 | 6.24 | 1 | 365 | 7.1042 | 0.29968 | 7 | 0.40388
42025 | 8.5 | 1 | 365 | 9.6772 | 0.47874 | 10 | 0.15593
46419 | 9.6 | 1 | 365 | 10.9295 | 0.99951 | 11 | 0.92905
47656 | 3.78 | 1 | 365 | 4.3035 | 0.66231 | 4 | 0.96581
46455 | 8.82 | 1 | 365 | 10.0415 | 0.21205 | 10 | 0.25357
49305 | 8.4 | 1 | 365 | 9.5633 | 0.24957 | 9 | 0.81292
57774 | 8.32 | 1 | 365 | 9.4723 | 0.066245 | 9 | 0.53851
57785 | 10.4 | 1 | 365 | 11.8403 | 0.83281 | 12 | 0.67314
49048 | 6.615 | 1 | 365 | 7.5311 | 0.15904 | 7 | 0.69018
57797 | 2.86 | 1 | 365 | 3.2561 | 0.55402 | 3 | 0.81011
45567 | 7 | 1 | 365 | 7.9695 | 0.041312 | 8 | 0.010767
57807 | 12.24 | 1 | 365 | 13.9352 | 0.04938 | 13 | 0.98454
45563 | 5.75 | 1 | 365 | 6.5463 | 0.17679 | 6 | 0.72313
57808 | 5.1 | 1 | 365 | 5.8063 | 0.68724 | 6 | 0.49356
49494 | 7.848 | 1 | 365 | 8.9349 | 0.9846 | 9 | 0.9195
46474 | 5.88 | 1 | 365 | 6.6943 | 0.4747 | 7 | 0.16904
57809 | 5.3 | 1 | 365 | 6.034 | 0.14556 | 6 | 0.17958
45535 | 5.559 | 1 | 365 | 6.3289 | 0.73909 | 7 | 0.067979
57810 | 9.36 | 1 | 365 | 10.6563 | 0.44953 | 11 | 0.10583
47673 | 7.42 | 1 | 365 | 8.4476 | 0.0037907 | 8 | 0.45141
57358 | 5.46 | 1 | 365 | 6.2162 | 0.51222 | 6 | 0.7284
57361 | 6.76 | 1 | 365 | 7.6962 | 0.49132 | 8 | 0.18754
57812 | 5.2 | 1 | 365 | 5.9202 | 0.9164 | 6 | 0.83657
57365 | 3.38 | 1 | 365 | 3.8481 | 0.74566 | 4 | 0.59377
57369 | 4.24 | 1 | 365 | 4.8272 | 0.71645 | 5 | 0.54366
57811 | 9.1 | 1 | 365 | 10.3603 | 0.85371 | 11 | 0.214
57373 | 4.94 | 1 | 365 | 5.6242 | 0.32058 | 5 | 0.94474
57374 | 8.32 | 1 | 365 | 9.4723 | 0.066245 | 9 | 0.53851
57383 | 7.02 | 1 | 365 | 7.9922 | 0.087144 | 8 | 0.079369
57386 | 8.32 | 1 | 365 | 9.4723 | 0.066245 | 9 | 0.53851
57470 | 10.92 | 1 | 365 | 12.4324 | 0.024447 | 12 | 0.4568
57475 | 3.825 | 1 | 365 | 4.3547 | 0.76543 | 5 | 0.12017
57476 | 2.6 | 1 | 365 | 2.9601 | 0.9582 | 3 | 0.91828
46843 | 5.559 | 1 | 365 | 6.3289 | 0.73909 | 7 | 0.067979
57507 | 6.12 | 1 | 365 | 6.9676 | 0.02469 | 6 | 0.99227
57508 | 5.72 | 1 | 365 | 6.5122 | 0.10804 | 6 | 0.62023
57515 | 16.9 | 1 | 365 | 19.2405 | 0.72831 | 19 | 0.96885
57569 | 7.95 | 1 | 365 | 9.051 | 0.21835 | 9 | 0.26937
50141 | 6.75 | 1 | 365 | 7.6848 | 0.46841 | 8 | 0.15324
57555 | 5.1 | 1 | 365 | 5.8063 | 0.68724 | 6 | 0.49356
46841 | 6.5 | 1 | 365 | 7.4002 | 0.8955 | 8 | 0.29571
57513 | 3.12 | 1 | 365 | 3.5521 | 0.14984 | 3 | 0.70194
57814 | 5.355 | 1 | 365 | 6.0966 | 0.2716 | 6 | 0.36824
57815 | 6.12 | 1 | 365 | 6.9676 | 0.02469 | 6 | 0.99227
57574 | 3.975 | 1 | 365 | 4.5255 | 0.10917 | 4 | 0.63469
43507 | 3.15 | 1 | 365 | 3.5863 | 0.21859 | 3 | 0.80485
57579 | 4.94 | 1 | 365 | 5.6242 | 0.32058 | 5 | 0.94474
47608 | 4.8 | 1 | 365 | 5.4648 | 0.99976 | 6 | 0.46453
57578 | 7.28 | 1 | 365 | 8.2882 | 0.68296 | 8 | 0.9712
57580 | 2.86 | 1 | 365 | 3.2561 | 0.55402 | 3 | 0.81011
57594 | 4.94 | 1 | 365 | 5.6242 | 0.32058 | 5 | 0.94474
57598 | 4.77 | 1 | 365 | 5.4306 | 0.93101 | 6 | 0.36162
57604 | 8.745 | 1 | 365 | 9.9561 | 0.040182 | 9 | 0.99631
57816 | 3.06 | 1 | 365 | 3.4838 | 0.012345 | 3 | 0.49614
57607 | 10.14 | 1 | 365 | 11.5443 | 0.23699 | 11 | 0.78131
44791 | 6.72 | 1 | 365 | 7.6507 | 0.39966 | 8 | 0.050337
57609 | 3.57 | 1 | 365 | 4.0644 | 0.18107 | 4 | 0.24549
44036 | 2.5 | 1 | 365 | 2.8462 | 0.72904 | 3 | 0.57527
57656 | 6.76 | 1 | 365 | 7.6962 | 0.49132 | 8 | 0.18754
57817 | 7.28 | 1 | 365 | 8.2882 | 0.68296 | 8 | 0.9712
57840 | 9.88 | 1 | 365 | 11.2483 | 0.64117 | 11 | 0.88948
46447 | 2.5 | 1 | 365 | 2.8462 | 0.72904 | 3 | 0.57527
58525 | 12.6 | 1 | 365 | 14.345 | 0.87436 | 15 | 0.21938
58659 | 6.5 | 1 | 365 | 7.4002 | 0.8955 | 8 | 0.29571
57821 | 10.66 | 1 | 365 | 12.1363 | 0.42863 | 12 | 0.56497
46399 | 5.13 | 1 | 365 | 5.8405 | 0.75599 | 6 | 0.59646
58658 | 9.3 | 1 | 365 | 10.588 | 0.31203 | 10 | 0.90002
57823 | 11.7 | 1 | 365 | 13.3204 | 0.81191 | 14 | 0.13228
57841 | 9.1 | 1 | 365 | 10.3603 | 0.85371 | 11 | 0.214
58702 | 5.67 | 1 | 365 | 6.4553 | 0.99346 | 7 | 0.44872
58700 | 8.32 | 1 | 365 | 9.4723 | 0.066245 | 9 | 0.53851
58688 | 8.19 | 1 | 365 | 9.3243 | 0.76834 | 10 | 0.092598
58657 | 4.56 | 1 | 365 | 5.1915 | 0.44977 | 5 | 0.6413
58687 | 9.135 | 1 | 365 | 10.4001 | 0.93391 | 11 | 0.33405
57843 | 8.06 | 1 | 365 | 9.1763 | 0.47042 | 9 | 0.64668
58678 | 3.36 | 1 | 365 | 3.8253 | 0.69983 | 4 | 0.52517
58675 | 9.9 | 1 | 365 | 11.2711 | 0.687 | 11 | 0.95809
46878 | 12.6 | 1 | 365 | 14.345 | 0.87436 | 15 | 0.21938
57851 | 12.74 | 1 | 365 | 14.5044 | 0.19519 | 14 | 0.6996
57863 | 6.76 | 1 | 365 | 7.6962 | 0.49132 | 8 | 0.18754
47323 | 10.395 | 1 | 365 | 11.8346 | 0.82135 | 12 | 0.65599
57825 | 10.66 | 1 | 365 | 12.1363 | 0.42863 | 12 | 0.56497
58656 | 8.48 | 1 | 365 | 9.6544 | 0.4329 | 10 | 0.087329
58666 | 10.54 | 1 | 365 | 11.9997 | 0.15363 | 12 | 0.15336
57868 | 16.32 | 1 | 365 | 18.5802 | 0.39917 | 18 | 0.97939
57828 | 4.77 | 1 | 365 | 5.4306 | 0.93101 | 6 | 0.36162
58665 | 8.19 | 1 | 365 | 9.3243 | 0.76834 | 10 | 0.092598
58664 | 12.48 | 1 | 365 | 14.2084 | 0.59937 | 14 | 0.80777
58655 | 6.9 | 1 | 365 | 7.8556 | 0.81215 | 8 | 0.66776
58427 | 13.16 | 1 | 365 | 14.9826 | 0.15767 | 15 | 0.14024
58673 | 7.2 | 1 | 365 | 8.1972 | 0.49964 | 8 | 0.69679
58667 | 7.95 | 1 | 365 | 9.051 | 0.21835 | 9 | 0.26937
58663 | 13.44 | 1 | 365 | 15.3014 | 0.79932 | 16 | 0.10067
58662 | 11.685 | 1 | 365 | 13.3033 | 0.77753 | 14 | 0.080831
57833 | 7.28 | 1 | 365 | 8.2882 | 0.68296 | 8 | 0.9712
58660 | 11.2 | 1 | 365 | 12.7511 | 0.6661 | 13 | 0.41723
58432 | 6.54 | 1 | 365 | 7.4457 | 0.98717 | 8 | 0.43292
55936 | 4.68 | 1 | 365 | 5.3282 | 0.72476 | 6 | 0.052913
57871 | 14.04 | 1 | 365 | 15.9845 | 0.17429 | 16 | 0.15874
58490 | 4.68 | 1 | 365 | 5.3282 | 0.72476 | 6 | 0.052913
58422 | 13.76 | 1 | 365 | 15.6657 | 0.53264 | 16 | 0.19831
58143 | 6 | 1 | 365 | 6.831 | 0.7497 | 7 | 0.58066
58619 | 5.72 | 1 | 365 | 6.5122 | 0.10804 | 6 | 0.62023
57913 | 6.095 | 1 | 365 | 6.9391 | 0.9674 | 7 | 0.90652
58616 | 6.9 | 1 | 365 | 7.8556 | 0.81215 | 8 | 0.66776
57914 | 8.925 | 1 | 365 | 10.1611 | 0.45267 | 10 | 0.61373
57873 | 3.64 | 1 | 365 | 4.1441 | 0.34148 | 4 | 0.4856
58200 | 3.57 | 1 | 365 | 4.0644 | 0.18107 | 4 | 0.24549
58614 | 4.03 | 1 | 365 | 4.5881 | 0.23521 | 4 | 0.82334
57920 | 9.36 | 1 | 365 | 10.6563 | 0.44953 | 11 | 0.10583
58553 | 6.213 | 1 | 365 | 7.0735 | 0.23781 | 7 | 0.31127
57927 | 11.985 | 1 | 365 | 13.6448 | 0.46502 | 14 | 0.10986
57928 | 7.8 | 1 | 365 | 8.8803 | 0.8746 | 9 | 0.75485
57875 | 5.2 | 1 | 365 | 5.9202 | 0.9164 | 6 | 0.83657
57929 | 12.48 | 1 | 365 | 14.2084 | 0.59937 | 14 | 0.80777
58552 | 9.156 | 1 | 365 | 10.424 | 0.98204 | 11 | 0.40608
57931 | 2.6 | 1 | 365 | 2.9601 | 0.9582 | 3 | 0.91828
57932 | 5.865 | 1 | 365 | 6.6773 | 0.44033 | 7 | 0.11759
57933 | 10.14 | 1 | 365 | 11.5443 | 0.23699 | 11 | 0.78131
57878 | 2.12 | 1 | 365 | 2.4136 | 0.85823 | 3 | 0.27183
57888 | 4.59 | 1 | 365 | 5.2257 | 0.51852 | 5 | 0.7442
58516 | 9.99 | 1 | 365 | 11.3736 | 0.89324 | 12 | 0.26679
57934 | 3.12 | 1 | 365 | 3.5521 | 0.14984 | 3 | 0.70194
58223 | 11.7 | 1 | 365 | 13.3204 | 0.81191 | 14 | 0.13228
57936 | 5.46 | 1 | 365 | 6.2162 | 0.51222 | 6 | 0.7284
57892 | 8.32 | 1 | 365 | 9.4723 | 0.066245 | 9 | 0.53851
57943 | 10.4 | 1 | 365 | 11.8403 | 0.83281 | 12 | 0.67314
58140 | 11.34 | 1 | 365 | 12.9105 | 0.98693 | 13 | 0.89744
57942 | 3.64 | 1 | 365 | 4.1441 | 0.34148 | 4 | 0.4856
58138 | 11.6 | 1 | 365 | 13.2065 | 0.58275 | 13 | 0.78927
44756 | 10.71 | 1 | 365 | 12.1933 | 0.54321 | 12 | 0.73647
57896 | 8.415 | 1 | 365 | 9.5804 | 0.28395 | 9 | 0.86437
49905 | 6.3 | 1 | 365 | 7.1725 | 0.43718 | 7 | 0.60969
46348 | 13.8 | 1 | 365 | 15.7112 | 0.6243 | 16 | 0.33551
49475 | 11.7 | 1 | 365 | 13.3204 | 0.81191 | 14 | 0.13228
46872 | 10.395 | 1 | 365 | 11.8346 | 0.82135 | 12 | 0.65599
47420 | 10.08 | 1 | 365 | 11.476 | 0.099489 | 11 | 0.5755
49318 | 15.12 | 1 | 365 | 17.214 | 0.64923 | 17 | 0.86326
48285 | 10.71 | 1 | 365 | 12.1933 | 0.54321 | 12 | 0.73647
47398 | 10.08 | 1 | 365 | 11.476 | 0.099489 | 11 | 0.5755
58716 | 16.64 | 1 | 365 | 18.9445 | 0.13249 | 19 | 0.077024
48471 | 10.92 | 1 | 365 | 12.4324 | 0.024447 | 12 | 0.4568
43943 | 11.34 | 1 | 365 | 12.9105 | 0.98693 | 13 | 0.89744
51282 | 11.685 | 1 | 365 | 13.3033 | 0.77753 | 14 | 0.080831
49898 | 11.39 | 1 | 365 | 12.9674 | 0.10151 | 13 | 0.068948
51315 | 10.695 | 1 | 365 | 12.1762 | 0.50883 | 12 | 0.68502
48544 | 12.5 | 1 | 365 | 14.2312 | 0.6452 | 14 | 0.87637
49911 | 11.025 | 1 | 365 | 12.5519 | 0.26507 | 12 | 0.81696
49912 | 12.915 | 1 | 365 | 14.7036 | 0.59622 | 15 | 0.29987
50251 | 13.86 | 1 | 365 | 15.7795 | 0.7618 | 16 | 0.54132
44373 | 6.72 | 1 | 365 | 7.6507 | 0.39966 | 8 | 0.050337
49046 | 9.765 | 1 | 365 | 11.1174 | 0.37763 | 11 | 0.49502
49498 | 12.6 | 1 | 365 | 14.345 | 0.87436 | 15 | 0.21938
49901 | 10.791 | 1 | 365 | 12.2855 | 0.72883 | 13 | 0.014313
49909 | 7.5 | 1 | 365 | 8.5387 | 0.18712 | 8 | 0.72582
48873 | 4.905 | 1 | 365 | 5.5843 | 0.24038 | 5 | 0.82469
58126 | 13.12 | 1 | 365 | 14.937 | 0.066002 | 15 | 0.0030379
57900 | 7.14 | 1 | 365 | 8.1288 | 0.36214 | 8 | 0.49098
58419 | 2.12 | 1 | 365 | 2.4136 | 0.85823 | 3 | 0.27183
58196 | 5.985 | 1 | 365 | 6.8139 | 0.71532 | 7 | 0.52921
57902 | 8.32 | 1 | 365 | 9.4723 | 0.066245 | 9 | 0.53851
58195 | 3.1 | 1 | 365 | 3.5293 | 0.10401 | 3 | 0.63334
57903 | 8.84 | 1 | 365 | 10.0643 | 0.25789 | 10 | 0.32217
57905 | 5.46 | 1 | 365 | 6.2162 | 0.51222 | 6 | 0.7284
46807 | 24.57 | 1 | 365 | 27.9728 | 0.30501 | 28 | 0.27779
58705 | 6.84 | 1 | 365 | 7.7873 | 0.67465 | 8 | 0.46195
58193 | 9.45 | 1 | 365 | 10.7588 | 0.65577 | 11 | 0.41454
57908 | 11.96 | 1 | 365 | 13.6164 | 0.40773 | 14 | 0.024111
57910 | 3.9 | 1 | 365 | 4.4401 | 0.9373 | 5 | 0.37743
58198 | 5.985 | 1 | 365 | 6.8139 | 0.71532 | 7 | 0.52921
47687 | 3.6 | 1 | 365 | 4.0986 | 0.24982 | 4 | 0.34839
49066 | 7.98 | 1 | 365 | 9.0852 | 0.2871 | 9 | 0.37227
50019 | 6.54 | 1 | 365 | 7.4457 | 0.98717 | 8 | 0.43292
44364 | 14 | 1 | 365 | 15.9389 | 0.082624 | 16 | 0.021534
46482 | 12.88 | 1 | 365 | 14.6638 | 0.51601 | 15 | 0.17981
48863 | 8.82 | 1 | 365 | 10.0415 | 0.21205 | 10 | 0.25357
57266 | 13.86 | 1 | 365 | 15.7795 | 0.7618 | 16 | 0.54132
51121 | 11.76 | 1 | 365 | 13.3887 | 0.9494 | 14 | 0.33809
50297 | 24.8 | 1 | 365 | 28.2346 | 0.83208 | 29 | 0.066718
55188 | 10.5 | 1 | 365 | 11.9542 | 0.061968 | 12 | 0.016151
47340 | 15.369 | 1 | 365 | 17.4975 | 0.21985 | 17 | 0.71735
50979 | 5.865 | 1 | 365 | 6.6773 | 0.44033 | 7 | 0.11759
51312 | 12 | 1 | 365 | 13.6619 | 0.49939 | 14 | 0.16132
46881 | 9.81 | 1 | 365 | 11.1686 | 0.48075 | 11 | 0.64938
43970 | 15.6 | 1 | 365 | 17.7605 | 0.74921 | 18 | 0.50971
51254 | 4.56 | 1 | 365 | 5.1915 | 0.44977 | 5 | 0.6413
49744 | 10.005 | 1 | 365 | 11.3906 | 0.92762 | 12 | 0.31825
48306 | 11.18 | 1 | 365 | 12.7284 | 0.62027 | 13 | 0.34863
47324 | 8.25 | 1 | 365 | 9.3926 | 0.90583 | 10 | 0.2984
50860 | 12.54 | 1 | 365 | 14.2767 | 0.73686 | 15 | 0.013574
48504 | 4.905 | 1 | 365 | 5.5843 | 0.24038 | 5 | 0.82469
49510 | 5.67 | 1 | 365 | 6.4553 | 0.99346 | 7 | 0.44872
47561 | 9.12 | 1 | 365 | 10.3831 | 0.89954 | 11 | 0.2826
44182 | 24.36 | 1 | 365 | 27.7337 | 0.82377 | 28 | 0.55747
48565 | 9.81 | 1 | 365 | 11.1686 | 0.48075 | 11 | 0.64938
29893 | 22.23 | 1 | 365 | 25.3087 | 0.94262 | 26 | 0.25134
41870 | 9.6 | 1 | 365 | 10.9295 | 0.99951 | 11 | 0.92905
46454 | 8.175 | 1 | 365 | 9.3072 | 0.73396 | 10 | 0.041146
41187 | 2.6 | 1 | 365 | 2.9601 | 0.9582 | 3 | 0.91828
49030 | 9.975 | 1 | 365 | 11.3565 | 0.85887 | 12 | 0.21534
56850 | 4.34 | 1 | 365 | 4.9411 | 0.94561 | 5 | 0.88668
48284 | 9.45 | 1 | 365 | 10.7588 | 0.65577 | 11 | 0.41454
47613 | 6.5 | 1 | 365 | 7.4002 | 0.8955 | 8 | 0.29571
55433 | 3.06 | 1 | 365 | 3.4838 | 0.012345 | 3 | 0.49614
55790 | 4.42 | 1 | 365 | 5.0321 | 0.12894 | 5 | 0.16108
41840 | 8.58 | 1 | 365 | 9.7683 | 0.66207 | 10 | 0.43034
50298 | 9.69 | 1 | 365 | 11.032 | 0.20576 | 11 | 0.23776
53153 | 14 | 1 | 365 | 15.9389 | 0.082624 | 16 | 0.021534
42827 | 14.3 | 1 | 365 | 16.2805 | 0.77011 | 17 | 0.050567
45787 | 10.6 | 1 | 365 | 12.068 | 0.29113 | 12 | 0.35916
55178 | 9.805 | 1 | 365 | 11.1629 | 0.46929 | 11 | 0.63222
55549 | 10.07 | 1 | 365 | 11.4646 | 0.076573 | 11 | 0.5412
54727 | 6.095 | 1 | 365 | 6.9391 | 0.9674 | 7 | 0.90652
54743 | 5.46 | 1 | 365 | 6.2162 | 0.51222 | 6 | 0.7284
57945 | 5.2 | 1 | 365 | 5.9202 | 0.9164 | 6 | 0.83657
57947 | 5.2 | 1 | 365 | 5.9202 | 0.9164 | 6 | 0.83657
57951 | 5.46 | 1 | 365 | 6.2162 | 0.51222 | 6 | 0.7284
57954 | 3.9 | 1 | 365 | 4.4401 | 0.9373 | 5 | 0.37743
57960 | 13.52 | 1 | 365 | 15.3924 | 0.98265 | 16 | 0.37508
57985 | 11.22 | 1 | 365 | 12.7739 | 0.71193 | 13 | 0.48583
57988 | 6.76 | 1 | 365 | 7.6962 | 0.49132 | 8 | 0.18754
57991 | 8.84 | 1 | 365 | 10.0643 | 0.25789 | 10 | 0.32217
57993 | 13.78 | 1 | 365 | 15.6884 | 0.57847 | 16 | 0.26691
57999 | 13.26 | 1 | 365 | 15.0964 | 0.38683 | 15 | 0.48325
58004 | 12.74 | 1 | 365 | 14.5044 | 0.19519 | 14 | 0.6996
58008 | 13.26 | 1 | 365 | 15.0964 | 0.38683 | 15 | 0.48325
58011 | 7.8 | 1 | 365 | 8.8803 | 0.8746 | 9 | 0.75485
58017 | 10.14 | 1 | 365 | 11.5443 | 0.23699 | 11 | 0.78131
58022 | 4.335 | 1 | 365 | 4.9354 | 0.93416 | 5 | 0.86953
58045 | 13 | 1 | 365 | 14.8004 | 0.79101 | 15 | 0.59142
58047 | 9.36 | 1 | 365 | 10.6563 | 0.44953 | 11 | 0.10583
57154 | 4.05 | 1 | 365 | 4.6109 | 0.28104 | 4 | 0.89194
57155 | 9.62 | 1 | 365 | 10.9523 | 0.045346 | 10 | 0.99765
57156 | 9.435 | 1 | 365 | 10.7417 | 0.6214 | 11 | 0.36308
58054 | 8.91 | 1 | 365 | 10.144 | 0.4183 | 10 | 0.56228
58055 | 2.97 | 1 | 365 | 3.3813 | 0.8061 | 4 | 0.18743
58057 | 3.12 | 1 | 365 | 3.5521 | 0.14984 | 3 | 0.70194
58060 | 3.78 | 1 | 365 | 4.3035 | 0.66231 | 4 | 0.96581
58063 | 4.16 | 1 | 365 | 4.7361 | 0.53312 | 5 | 0.26926
58070 | 6.36 | 1 | 365 | 7.2408 | 0.57468 | 7 | 0.8155
58073 | 4.68 | 1 | 365 | 5.3282 | 0.72476 | 6 | 0.052913
57263 | 10.14 | 1 | 365 | 11.5443 | 0.23699 | 11 | 0.78131
57265 | 6.76 | 1 | 365 | 7.6962 | 0.49132 | 8 | 0.18754
58074 | 8.16 | 1 | 365 | 9.2901 | 0.69959 | 9 | 0.98969
58078 | 2.6 | 1 | 365 | 2.9601 | 0.9582 | 3 | 0.91828
58083 | 5.2 | 1 | 365 | 5.9202 | 0.9164 | 6 | 0.83657
58086 | 12.48 | 1 | 365 | 14.2084 | 0.59937 | 14 | 0.80777
58085 | 3.9 | 1 | 365 | 4.4401 | 0.9373 | 5 | 0.37743
58087 | 9.88 | 1 | 365 | 11.2483 | 0.64117 | 11 | 0.88948
58088 | 7.02 | 1 | 365 | 7.9922 | 0.087144 | 8 | 0.079369
58089 | 9.62 | 1 | 365 | 10.9523 | 0.045346 | 10 | 0.99765
58090 | 2.12 | 1 | 365 | 2.4136 | 0.85823 | 3 | 0.27183
58100 | 10.965 | 1 | 365 | 12.4836 | 0.12757 | 12 | 0.61115
58101 | 2.34 | 1 | 365 | 2.6641 | 0.36238 | 3 | 0.026456
58103 | 2.86 | 1 | 365 | 3.2561 | 0.55402 | 3 | 0.81011
58105 | 7.02 | 1 | 365 | 7.9922 | 0.087144 | 8 | 0.079369
58107 | 14.79 | 1 | 365 | 16.8383 | 0.893 | 17 | 0.73132
58113 | 8.32 | 1 | 365 | 9.4723 | 0.066245 | 9 | 0.53851
58116 | 3.57 | 1 | 365 | 4.0644 | 0.18107 | 4 | 0.24549
58118 | 4.68 | 1 | 365 | 5.3282 | 0.72476 | 6 | 0.052913
58119 | 2.6 | 1 | 365 | 2.9601 | 0.9582 | 3 | 0.91828
58121 | 6.5 | 1 | 365 | 7.4002 | 0.8955 | 8 | 0.29571
58124 | 3.38 | 1 | 365 | 3.8481 | 0.74566 | 4 | 0.59377
58130 | 6.24 | 1 | 365 | 7.1042 | 0.29968 | 7 | 0.40388
58132 | 5.3 | 1 | 365 | 6.034 | 0.14556 | 6 | 0.17958
58136 | 4.16 | 1 | 365 | 4.7361 | 0.53312 | 5 | 0.26926
58145 | 6.5 | 1 | 365 | 7.4002 | 0.8955 | 8 | 0.29571
58156 | 2.805 | 1 | 365 | 3.1935 | 0.42798 | 3 | 0.62146
58155 | 4.59 | 1 | 365 | 5.2257 | 0.51852 | 5 | 0.7442
58159 | 9.36 | 1 | 365 | 10.6563 | 0.44953 | 11 | 0.10583
58164 | 5.1 | 1 | 365 | 5.8063 | 0.68724 | 6 | 0.49356
58169 | 13.78 | 1 | 365 | 15.6884 | 0.57847 | 16 | 0.26691
58209 | 8.84 | 1 | 365 | 10.0643 | 0.25789 | 10 | 0.32217
58253 | 10.14 | 1 | 365 | 11.5443 | 0.23699 | 11 | 0.78131
58255 | 5.2 | 1 | 365 | 5.9202 | 0.9164 | 6 | 0.83657
58257 | 11.395 | 1 | 365 | 12.9731 | 0.11296 | 13 | 0.086099
58263 | 14.04 | 1 | 365 | 15.9845 | 0.17429 | 16 | 0.15874
58266 | 4.845 | 1 | 365 | 5.516 | 0.10288 | 5 | 0.61888
58269 | 10.965 | 1 | 365 | 12.4836 | 0.12757 | 12 | 0.61115
58271 | 12.48 | 1 | 365 | 14.2084 | 0.59937 | 14 | 0.80777
58272 | 3.9 | 1 | 365 | 4.4401 | 0.9373 | 5 | 0.37743
58273 | 5.13 | 1 | 365 | 5.8405 | 0.75599 | 6 | 0.59646
58324 | 6.76 | 1 | 365 | 7.6962 | 0.49132 | 8 | 0.18754
58325 | 7.395 | 1 | 365 | 8.4192 | 0.9465 | 9 | 0.36566
12717 | 1012.6 | 1 | 365 | 1152.8386 | 0.49036 | 1153 | 0.32898
13637 | 1266.825 | 1 | 365 | 1442.2722 | 0.076439 | 1442 | 0.34859
58338 | 9.69 | 1 | 365 | 11.032 | 0.20576 | 11 | 0.23776
48311 | 11.97 | 1 | 365 | 13.6278 | 0.43064 | 14 | 0.058412
58343 | 4.42 | 1 | 365 | 5.0321 | 0.12894 | 5 | 0.16108
58346 | 8.48 | 1 | 365 | 9.6544 | 0.4329 | 10 | 0.087329
58348 | 7.28 | 1 | 365 | 8.2882 | 0.68296 | 8 | 0.9712
58350 | 6.885 | 1 | 365 | 7.8385 | 0.77778 | 8 | 0.6163
58354 | 11.22 | 1 | 365 | 12.7739 | 0.71193 | 13 | 0.48583
58360 | 3.315 | 1 | 365 | 3.7741 | 0.59671 | 4 | 0.37081
58367 | 5.98 | 1 | 365 | 6.8082 | 0.70386 | 7 | 0.51206
58373 | 9.62 | 1 | 365 | 10.9523 | 0.045346 | 10 | 0.99765
58387 | 13.77 | 1 | 365 | 15.6771 | 0.55555 | 16 | 0.23261
58399 | 9.1 | 1 | 365 | 10.3603 | 0.85371 | 11 | 0.214
58439 | 8.58 | 1 | 365 | 9.7683 | 0.66207 | 10 | 0.43034
58440 | 3.9 | 1 | 365 | 4.4401 | 0.9373 | 5 | 0.37743
58480 | 13.25 | 1 | 365 | 15.085 | 0.36391 | 15 | 0.44895
58483 | 4.68 | 1 | 365 | 5.3282 | 0.72476 | 6 | 0.052913
58487 | 5.98 | 1 | 365 | 6.8082 | 0.70386 | 7 | 0.51206
58499 | 2.385 | 1 | 365 | 2.7153 | 0.4655 | 3 | 0.18081
58523 | 2.6 | 1 | 365 | 2.9601 | 0.9582 | 3 | 0.91828
58526 | 5.865 | 1 | 365 | 6.6773 | 0.44033 | 7 | 0.11759
58530 | 12.48 | 1 | 365 | 14.2084 | 0.59937 | 14 | 0.80777
58537 | 9.805 | 1 | 365 | 11.1629 | 0.46929 | 11 | 0.63222
58538 | 7.28 | 1 | 365 | 8.2882 | 0.68296 | 8 | 0.9712
58564 | 13.005 | 1 | 365 | 14.8061 | 0.80247 | 15 | 0.60858
58540 | 3.71 | 1 | 365 | 4.2238 | 0.5019 | 4 | 0.72571
58589 | 3.975 | 1 | 365 | 4.5255 | 0.10917 | 4 | 0.63469
58610 | 13 | 1 | 365 | 14.8004 | 0.79101 | 15 | 0.59142
58613 | 4.845 | 1 | 365 | 5.516 | 0.10288 | 5 | 0.61888
58623 | 11.475 | 1 | 365 | 13.0642 | 0.29629 | 13 | 0.36051
58627 | 7.02 | 1 | 365 | 7.9922 | 0.087144 | 8 | 0.079369
58674 | 6.24 | 1 | 365 | 7.1042 | 0.29968 | 7 | 0.40388
58680 | 10.2 | 1 | 365 | 11.6126 | 0.37448 | 11 | 0.98712
58683 | 5.46 | 1 | 365 | 6.2162 | 0.51222 | 6 | 0.7284
58685 | 5.61 | 1 | 365 | 6.3869 | 0.85597 | 7 | 0.24291
58745 | 8.16 | 1 | 365 | 9.2901 | 0.69959 | 9 | 0.98969
58750 | 8.32 | 1 | 365 | 9.4723 | 0.066245 | 9 | 0.53851
58752 | 7.28 | 1 | 365 | 8.2882 | 0.68296 | 8 | 0.9712
58754 | 6.375 | 1 | 365 | 7.2579 | 0.60905 | 7 | 0.86695
58755 | 11.7 | 1 | 365 | 13.3204 | 0.81191 | 14 | 0.13228
58757 | 9.62 | 1 | 365 | 10.9523 | 0.045346 | 10 | 0.99765
58769 | 14.04 | 1 | 365 | 15.9845 | 0.17429 | 16 | 0.15874
58774 | 12.72 | 1 | 365 | 14.4816 | 0.14936 | 14 | 0.63099
58781 | 7.395 | 1 | 365 | 8.4192 | 0.9465 | 9 | 0.36566
58794 | 10.4 | 1 | 365 | 11.8403 | 0.83281 | 12 | 0.67314
58795 | 9.88 | 1 | 365 | 11.2483 | 0.64117 | 11 | 0.88948
58797 | 9.62 | 1 | 365 | 10.9523 | 0.045346 | 10 | 0.99765
58800 | 3.9 | 1 | 365 | 4.4401 | 0.9373 | 5 | 0.37743
50415 | 4.845 | 1 | 365 | 5.516 | 0.10288 | 5 | 0.61888
45700 | 3.12 | 1 | 365 | 3.5521 | 0.14984 | 3 | 0.70194
45753 | 6.24 | 1 | 365 | 7.1042 | 0.29968 | 7 | 0.40388
41359 | 8.06 | 1 | 365 | 9.1763 | 0.47042 | 9 | 0.64668
58827 | 7.29 | 1 | 365 | 8.2996 | 0.70588 | 9 | 0.005499
50418 | 6.63 | 1 | 365 | 7.5482 | 0.19341 | 7 | 0.74163
58829 | 12.495 | 1 | 365 | 14.2255 | 0.63374 | 14 | 0.85922
50575 | 7.395 | 1 | 365 | 8.4192 | 0.9465 | 9 | 0.36566
39058 | 5.98 | 1 | 365 | 6.8082 | 0.70386 | 7 | 0.51206
39396 | 7.28 | 1 | 365 | 8.2882 | 0.68296 | 8 | 0.9712
48164 | 5.61 | 1 | 365 | 6.3869 | 0.85597 | 7 | 0.24291
42910 | 5.72 | 1 | 365 | 6.5122 | 0.10804 | 6 | 0.62023
39329 | 5.72 | 1 | 365 | 6.5122 | 0.10804 | 6 | 0.62023
45771 | 6.375 | 1 | 365 | 7.2579 | 0.60905 | 7 | 0.86695
50305 | 2.805 | 1 | 365 | 3.1935 | 0.42798 | 3 | 0.62146
44982 | 5.46 | 1 | 365 | 6.2162 | 0.51222 | 6 | 0.7284
41456 | 2.86 | 1 | 365 | 3.2561 | 0.55402 | 3 | 0.81011
47542 | 8.32 | 1 | 365 | 9.4723 | 0.066245 | 9 | 0.53851
58832 | 9.18 | 1 | 365 | 10.4514 | 0.037035 | 10 | 0.48841
43766 | 6.76 | 1 | 365 | 7.6962 | 0.49132 | 8 | 0.18754
41023 | 11.73 | 1 | 365 | 13.3545 | 0.88066 | 14 | 0.23519
42982 | 5.46 | 1 | 365 | 6.2162 | 0.51222 | 6 | 0.7284
42358 | 13.78 | 1 | 365 | 15.6884 | 0.57847 | 16 | 0.26691
50507 | 6.76 | 1 | 365 | 7.6962 | 0.49132 | 8 | 0.18754
50597 | 5.61 | 1 | 365 | 6.3869 | 0.85597 | 7 | 0.24291
43692 | 7.54 | 1 | 365 | 8.5842 | 0.27878 | 8 | 0.86303
50373 | 7.28 | 1 | 365 | 8.2882 | 0.68296 | 8 | 0.9712
39342 | 4.94 | 1 | 365 | 5.6242 | 0.32058 | 5 | 0.94474
41753 | 4.94 | 1 | 365 | 5.6242 | 0.32058 | 5 | 0.94474
50442 | 4.59 | 1 | 365 | 5.2257 | 0.51852 | 5 | 0.7442
50584 | 6.12 | 1 | 365 | 6.9676 | 0.02469 | 6 | 0.99227
44863 | 12.25 | 1 | 365 | 13.9465 | 0.072296 | 14 | 0.018843
50397 | 11.985 | 1 | 365 | 13.6448 | 0.46502 | 14 | 0.10986
37874 | 10.4 | 1 | 365 | 11.8403 | 0.83281 | 12 | 0.67314
48095 | 3.315 | 1 | 365 | 3.7741 | 0.59671 | 4 | 0.37081
45239 | 9.12 | 1 | 365 | 10.3831 | 0.89954 | 11 | 0.2826
51052 | 9.315 | 1 | 365 | 10.6051 | 0.3464 | 10 | 0.95147
45952 | 7.8 | 1 | 365 | 8.8803 | 0.8746 | 9 | 0.75485
40699 | 11.475 | 1 | 365 | 13.0642 | 0.29629 | 13 | 0.36051
54680 | 6.9 | 1 | 365 | 7.8556 | 0.81215 | 8 | 0.66776
56154 | 3.188 | 1 | 365 | 3.6295 | 0.30567 | 3 | 0.93519
54957 | 3.975 | 1 | 365 | 4.5255 | 0.10917 | 4 | 0.63469
54956 | 3.013 | 1 | 365 | 3.4303 | 0.90464 | 4 | 0.33492
51219 | 3.71 | 1 | 365 | 4.2238 | 0.5019 | 4 | 0.72571
48682 | 9.975 | 1 | 365 | 11.3565 | 0.85887 | 12 | 0.21534
51043 | 4.16 | 1 | 365 | 4.7361 | 0.53312 | 5 | 0.26926
50413 | 12.24 | 1 | 365 | 13.9352 | 0.04938 | 13 | 0.98454
40603 | 11.18 | 1 | 365 | 12.7284 | 0.62027 | 13 | 0.34863
43771 | 10.07 | 1 | 365 | 11.4646 | 0.076573 | 11 | 0.5412
50437 | 8.16 | 1 | 365 | 9.2901 | 0.69959 | 9 | 0.98969
40703 | 3.64 | 1 | 365 | 4.1441 | 0.34148 | 4 | 0.4856
45963 | 10.455 | 1 | 365 | 11.903 | 0.95885 | 12 | 0.8618
37797 | 9.88 | 1 | 365 | 11.2483 | 0.64117 | 11 | 0.88948
43646 | 10.66 | 1 | 365 | 12.1363 | 0.42863 | 12 | 0.56497
49406 | 12.753 | 1 | 365 | 14.5192 | 0.22498 | 14 | 0.74419
40443 | 2.86 | 1 | 365 | 3.2561 | 0.55402 | 3 | 0.81011
50351 | 10.965 | 1 | 365 | 12.4836 | 0.12757 | 12 | 0.61115
45551 | 2.7 | 1 | 365 | 3.0739 | 0.18736 | 3 | 0.2613
44772 | 9.36 | 1 | 365 | 10.6563 | 0.44953 | 11 | 0.10583
49403 | 8.82 | 1 | 365 | 10.0415 | 0.21205 | 10 | 0.25357
46118 | 8.48 | 1 | 365 | 9.6544 | 0.4329 | 10 | 0.087329
39620 | 12.495 | 1 | 365 | 14.2255 | 0.63374 | 14 | 0.85922
43992 | 8.1 | 1 | 365 | 9.2218 | 0.56209 | 9 | 0.78389
39374 | 5.98 | 1 | 365 | 6.8082 | 0.70386 | 7 | 0.51206
46766 | 12.29 | 1 | 365 | 13.9921 | 0.16396 | 14 | 0.15605
44619 | 10.4 | 1 | 365 | 11.8403 | 0.83281 | 12 | 0.67314
50395 | 3.315 | 1 | 365 | 3.7741 | 0.59671 | 4 | 0.37081
45260 | 5.355 | 1 | 365 | 6.0966 | 0.2716 | 6 | 0.36824
49924 | 9.315 | 1 | 365 | 10.6051 | 0.3464 | 10 | 0.95147
50431 | 4.68 | 1 | 365 | 5.3282 | 0.72476 | 6 | 0.052913
44500 | 12.29 | 1 | 365 | 13.9921 | 0.16396 | 14 | 0.15605
57509 | 7.395 | 1 | 365 | 8.4192 | 0.9465 | 9 | 0.36566
48264 | 8.82 | 1 | 365 | 10.0415 | 0.21205 | 10 | 0.25357
47549 | 10.395 | 1 | 365 | 11.8346 | 0.82135 | 12 | 0.65599
46114 | 11.97 | 1 | 365 | 13.6278 | 0.43064 | 14 | 0.058412
38690 | 7.395 | 1 | 365 | 8.4192 | 0.9465 | 9 | 0.36566
47372 | 5.355 | 1 | 365 | 6.0966 | 0.2716 | 6 | 0.36824
45312 | 8.16 | 1 | 365 | 9.2901 | 0.69959 | 9 | 0.98969
39470 | 5.72 | 1 | 365 | 6.5122 | 0.10804 | 6 | 0.62023
39539 | 21.58 | 1 | 365 | 24.5687 | 0.45307 | 25 | 0.021765
50439 | 2.86 | 1 | 365 | 3.2561 | 0.55402 | 3 | 0.81011
44190 | 5.865 | 1 | 365 | 6.6773 | 0.44033 | 7 | 0.11759
41661 | 2.295 | 1 | 365 | 2.6128 | 0.25926 | 2 | 0.8721
45900 | 8.58 | 1 | 365 | 9.7683 | 0.66207 | 10 | 0.43034
45443 | 3.38 | 1 | 365 | 3.8481 | 0.74566 | 4 | 0.59377
50590 | 5.61 | 1 | 365 | 6.3869 | 0.85597 | 7 | 0.24291
45537 | 12.19 | 1 | 365 | 13.8782 | 0.9348 | 14 | 0.81304
47917 | 4.59 | 1 | 365 | 5.2257 | 0.51852 | 5 | 0.7442
50430 | 3.57 | 1 | 365 | 4.0644 | 0.18107 | 4 | 0.24549
50247 | 6.24 | 1 | 365 | 7.1042 | 0.29968 | 7 | 0.40388
50596 | 9.36 | 1 | 365 | 10.6563 | 0.44953 | 11 | 0.10583
40230 | 5.1 | 1 | 365 | 5.8063 | 0.68724 | 6 | 0.49356
37890 | 12.48 | 1 | 365 | 14.2084 | 0.59937 | 14 | 0.80777
47454 | 8.06 | 1 | 365 | 9.1763 | 0.47042 | 9 | 0.64668
40960 | 8.06 | 1 | 365 | 9.1763 | 0.47042 | 9 | 0.64668
48044 | 4.32 | 1 | 365 | 4.9183 | 0.89978 | 5 | 0.81807
47962 | 9.36 | 1 | 365 | 10.6563 | 0.44953 | 11 | 0.10583
50379 | 7.65 | 1 | 365 | 8.7095 | 0.53086 | 9 | 0.24034
47622 | 6.375 | 1 | 365 | 7.2579 | 0.60905 | 7 | 0.86695
41185 | 2.6 | 1 | 365 | 2.9601 | 0.9582 | 3 | 0.91828
42577 | 2.08 | 1 | 365 | 2.3681 | 0.76656 | 3 | 0.13463
40227 | 3.64 | 1 | 365 | 4.1441 | 0.34148 | 4 | 0.4856
38035 | 11.44 | 1 | 365 | 13.0244 | 0.21609 | 13 | 0.24045
41404 | 6.5 | 1 | 365 | 7.4002 | 0.8955 | 8 | 0.29571
39335 | 9.62 | 1 | 365 | 10.9523 | 0.045346 | 10 | 0.99765
44313 | 11.34 | 1 | 365 | 12.9105 | 0.98693 | 13 | 0.89744
35292 | 211.896 | 1 | 365 | 241.2422 | 0.58426 | 241 | 0.8265
55818 | 3.78 | 1 | 365 | 4.3035 | 0.66231 | 4 | 0.96581
55802 | 7.44 | 1 | 365 | 8.4704 | 0.049623 | 8 | 0.52002
55938 | 6.3 | 1 | 365 | 7.1725 | 0.43718 | 7 | 0.60969
56058 | 5.04 | 1 | 365 | 5.738 | 0.54974 | 6 | 0.28775
56219 | 4.578 | 1 | 365 | 5.212 | 0.49102 | 5 | 0.70304
57426 | 6.93 | 1 | 365 | 7.8898 | 0.8809 | 8 | 0.77066
57705 | 3.84 | 1 | 365 | 4.3718 | 0.79981 | 5 | 0.17162
58016 | 5.67 | 1 | 365 | 6.4553 | 0.99346 | 7 | 0.44872
58421 | 4.8 | 1 | 365 | 5.4648 | 0.99976 | 6 | 0.46453
58424 | 4.251 | 1 | 365 | 4.8397 | 0.74166 | 5 | 0.5814
58712 | 9.3 | 1 | 365 | 10.588 | 0.31203 | 10 | 0.90002
58727 | 3.12 | 1 | 365 | 3.5521 | 0.14984 | 3 | 0.70194
58706 | 3.3 | 1 | 365 | 3.757 | 0.56233 | 4 | 0.31936
58811 | 4.575 | 1 | 365 | 5.2086 | 0.48414 | 5 | 0.69275
58816 | 7.28 | 1 | 365 | 8.2882 | 0.68296 | 8 | 0.9712
58866 | 7.125 | 1 | 365 | 8.1118 | 0.32776 | 8 | 0.43953
58869 | 6.84 | 1 | 365 | 7.7873 | 0.67465 | 8 | 0.46195
58871 | 5.67 | 1 | 365 | 6.4553 | 0.99346 | 7 | 0.44872
58874 | 5.88 | 1 | 365 | 6.6943 | 0.4747 | 7 | 0.16904
58875 | 8.55 | 1 | 365 | 9.7341 | 0.59332 | 10 | 0.32744
58886 | 10.08 | 1 | 365 | 11.476 | 0.099489 | 11 | 0.5755
58887 | 12.285 | 1 | 365 | 13.9864 | 0.1525 | 14 | 0.1389
58888 | 9.9 | 1 | 365 | 11.2711 | 0.687 | 11 | 0.95809
58889 | 15.696 | 1 | 365 | 17.8698 | 0.9692 | 18 | 0.839
58890 | 13.25 | 1 | 365 | 15.085 | 0.36391 | 15 | 0.44895
58897 | 8.82 | 1 | 365 | 10.0415 | 0.21205 | 10 | 0.25357
58898 | 5.46 | 1 | 365 | 6.2162 | 0.51222 | 6 | 0.7284
58900 | 10.2 | 1 | 365 | 11.6126 | 0.37448 | 11 | 0.98712
58901 | 5.4 | 1 | 365 | 6.1479 | 0.37473 | 6 | 0.52259
58902 | 5.035 | 1 | 365 | 5.7323 | 0.53829 | 6 | 0.2706
58903 | 9.92 | 1 | 365 | 11.2939 | 0.73283 | 12 | 0.026687
58904 | 8.82 | 1 | 365 | 10.0415 | 0.21205 | 10 | 0.25357
58905 | 8.4 | 1 | 365 | 9.5633 | 0.24957 | 9 | 0.81292
58907 | 12.75 | 1 | 365 | 14.5158 | 0.2181 | 14 | 0.7339
58908 | 7.29 | 1 | 365 | 8.2996 | 0.70588 | 9 | 0.005499
58914 | 6.93 | 1 | 365 | 7.8898 | 0.8809 | 8 | 0.77066
56364 | 15.105 | 1 | 365 | 17.1969 | 0.61486 | 17 | 0.81181
57961 | 9.405 | 1 | 365 | 10.7075 | 0.55265 | 11 | 0.26018
58144 | 4.16 | 1 | 365 | 4.7361 | 0.53312 | 5 | 0.26926
58917 | 6.76 | 1 | 365 | 7.6962 | 0.49132 | 8 | 0.18754
58918 | 5.565 | 1 | 365 | 6.3357 | 0.75284 | 7 | 0.08856
58919 | 4.5 | 1 | 365 | 5.1232 | 0.31227 | 5 | 0.43549
58921 | 4.8 | 1 | 365 | 5.4648 | 0.99976 | 6 | 0.46453
58926 | 4.845 | 1 | 365 | 5.516 | 0.10288 | 5 | 0.61888
58934 | 4.41 | 1 | 365 | 5.0208 | 0.10603 | 5 | 0.12678
58937 | 13.515 | 1 | 365 | 15.3867 | 0.97119 | 16 | 0.35793
58959 | 11.4 | 1 | 365 | 12.9788 | 0.12442 | 13 | 0.10325
58962 | 5.565 | 1 | 365 | 6.3357 | 0.75284 | 7 | 0.08856
58963 | 5.1 | 1 | 365 | 5.8063 | 0.68724 | 6 | 0.49356
58969 | 9.81 | 1 | 365 | 11.1686 | 0.48075 | 11 | 0.64938
58981 | 11.725 | 1 | 365 | 13.3488 | 0.8692 | 14 | 0.21804
58982 | 5.415 | 1 | 365 | 6.1649 | 0.4091 | 6 | 0.57404
58983 | 9.52 | 1 | 365 | 10.8385 | 0.81618 | 11 | 0.65464
58984 | 3.99 | 1 | 365 | 4.5426 | 0.14355 | 4 | 0.68614
58986 | 10.4 | 1 | 365 | 11.8403 | 0.83281 | 12 | 0.67314
58989 | 2.85 | 1 | 365 | 3.2447 | 0.53111 | 3 | 0.77581
58990 | 6.625 | 1 | 365 | 7.5425 | 0.18196 | 7 | 0.72448
59044 | 3.445 | 1 | 365 | 3.9221 | 0.89462 | 4 | 0.81673
59045 | 6 | 1 | 365 | 6.831 | 0.7497 | 7 | 0.58066
59050 | 5.415 | 1 | 365 | 6.1649 | 0.4091 | 6 | 0.57404
59053 | 10.08 | 1 | 365 | 11.476 | 0.099489 | 11 | 0.5755
59084 | 13.78 | 1 | 365 | 15.6884 | 0.57847 | 16 | 0.26691
59085 | 9.483 | 1 | 365 | 10.7963 | 0.73139 | 11 | 0.52773
59086 | 6.6 | 1 | 365 | 7.5141 | 0.12467 | 7 | 0.63872
59087 | 5.67 | 1 | 365 | 6.4553 | 0.99346 | 7 | 0.44872
59089 | 4.505 | 1 | 365 | 5.1289 | 0.32373 | 5 | 0.45264
59090 | 10.5 | 1 | 365 | 11.9542 | 0.061968 | 12 | 0.016151
59091 | 7.59 | 1 | 365 | 8.6412 | 0.39337 | 9 | 0.034532
59092 | 5.035 | 1 | 365 | 5.7323 | 0.53829 | 6 | 0.2706
59094 | 8.4 | 1 | 365 | 9.5633 | 0.24957 | 9 | 0.81292
59197 | 5.2 | 1 | 365 | 5.9202 | 0.9164 | 6 | 0.83657
59198 | 4.55 | 1 | 365 | 5.1801 | 0.42685 | 5 | 0.607
59199 | 6.44 | 1 | 365 | 7.3319 | 0.75801 | 8 | 0.089906
59251 | 6.615 | 1 | 365 | 7.5311 | 0.15904 | 7 | 0.69018
59252 | 10.5 | 1 | 365 | 11.9542 | 0.061968 | 12 | 0.016151
59261 | 12.3 | 1 | 365 | 14.0035 | 0.18688 | 14 | 0.19035
59268 | 3.465 | 1 | 365 | 3.9449 | 0.94045 | 4 | 0.88533
59269 | 6.095 | 1 | 365 | 6.9391 | 0.9674 | 7 | 0.90652
59272 | 6.555 | 1 | 365 | 7.4628 | 0.021543 | 7 | 0.48437
59274 | 5.865 | 1 | 365 | 6.6773 | 0.44033 | 7 | 0.11759
59425 | 6.44 | 1 | 365 | 7.3319 | 0.75801 | 8 | 0.089906
59434 | 9.8 | 1 | 365 | 11.1572 | 0.45784 | 11 | 0.61507
59441 | 5.13 | 1 | 365 | 5.8405 | 0.75599 | 6 | 0.59646
59443 | 3.975 | 1 | 365 | 4.5255 | 0.10917 | 4 | 0.63469
59550 | 13.5 | 1 | 365 | 15.3697 | 0.93682 | 16 | 0.30648
59556 | 12.19 | 1 | 365 | 13.8782 | 0.9348 | 14 | 0.81304
59557 | 7.2 | 1 | 365 | 8.1972 | 0.49964 | 8 | 0.69679
59576 | 5.3 | 1 | 365 | 6.034 | 0.14556 | 6 | 0.17958
59579 | 5.4 | 1 | 365 | 6.1479 | 0.37473 | 6 | 0.52259
59581 | 9.01 | 1 | 365 | 10.2578 | 0.64746 | 10 | 0.90529
59582 | 12 | 1 | 365 | 13.6619 | 0.49939 | 14 | 0.16132
59586 | 5.98 | 1 | 365 | 6.8082 | 0.70386 | 7 | 0.51206
59591 | 5.94 | 1 | 365 | 6.7627 | 0.6122 | 7 | 0.37485
59595 | 9.275 | 1 | 365 | 10.5595 | 0.25474 | 10 | 0.81427
59596 | 6.3 | 1 | 365 | 7.1725 | 0.43718 | 7 | 0.60969
59607 | 4.24 | 1 | 365 | 4.8272 | 0.71645 | 5 | 0.54366
59609 | 11.6 | 1 | 365 | 13.2065 | 0.58275 | 13 | 0.78927
59634 | 5.559 | 1 | 365 | 6.3289 | 0.73909 | 7 | 0.067979
59675 | 3.975 | 1 | 365 | 4.5255 | 0.10917 | 4 | 0.63469
59680 | 7.848 | 1 | 365 | 8.9349 | 0.9846 | 9 | 0.9195
59689 | 11.42 | 1 | 365 | 13.0016 | 0.17025 | 13 | 0.17185
59799 | 7.5 | 1 | 365 | 8.5387 | 0.18712 | 8 | 0.72582
57787 | 5.52 | 1 | 365 | 6.2845 | 0.64972 | 6 | 0.9342
59804 | 10.137 | 1 | 365 | 11.5409 | 0.23011 | 11 | 0.77102
59807 | 5.67 | 1 | 365 | 6.4553 | 0.99346 | 7 | 0.44872
59836 | 7.2 | 1 | 365 | 8.1972 | 0.49964 | 8 | 0.69679
59849 | 5.13 | 1 | 365 | 5.8405 | 0.75599 | 6 | 0.59646
59850 | 9.975 | 1 | 365 | 11.3565 | 0.85887 | 12 | 0.21534
59851 | 23.31 | 1 | 365 | 26.5383 | 0.41757 | 26 | 0.95585
59852 | 6.6 | 1 | 365 | 7.5141 | 0.12467 | 7 | 0.63872
59853 | 6.76 | 1 | 365 | 7.6962 | 0.49132 | 8 | 0.18754
59854 | 6.3 | 1 | 365 | 7.1725 | 0.43718 | 7 | 0.60969
59855 | 11.13 | 1 | 365 | 12.6714 | 0.50569 | 13 | 0.17712
49182 | 6.84 | 1 | 365 | 7.7873 | 0.67465 | 8 | 0.46195
59857 | 3.75 | 1 | 365 | 4.2694 | 0.59356 | 4 | 0.86291
41343 | 10.005 | 1 | 365 | 11.3906 | 0.92762 | 12 | 0.31825
59858 | 4.5 | 1 | 365 | 5.1232 | 0.31227 | 5 | 0.43549
45576 | 12 | 1 | 365 | 13.6619 | 0.49939 | 14 | 0.16132
48519 | 6.89 | 1 | 365 | 7.8442 | 0.78923 | 8 | 0.63346
59958 | 5.75 | 1 | 365 | 6.5463 | 0.17679 | 6 | 0.72313
45558 | 6.27 | 1 | 365 | 7.1384 | 0.36843 | 7 | 0.50679
51275 | 6.3 | 1 | 365 | 7.1725 | 0.43718 | 7 | 0.60969
59959 | 5.565 | 1 | 365 | 6.3357 | 0.75284 | 7 | 0.08856
49742 | 12.6 | 1 | 365 | 14.345 | 0.87436 | 15 | 0.21938
49746 | 9.92 | 1 | 365 | 11.2939 | 0.73283 | 12 | 0.026687
47619 | 7.56 | 1 | 365 | 8.607 | 0.32462 | 8 | 0.93163
59960 | 8.5 | 1 | 365 | 9.6772 | 0.47874 | 10 | 0.15593
47318 | 11.7 | 1 | 365 | 13.3204 | 0.81191 | 14 | 0.13228
59966 | 6 | 1 | 365 | 6.831 | 0.7497 | 7 | 0.58066
48854 | 5.72 | 1 | 365 | 6.5122 | 0.10804 | 6 | 0.62023
59972 | 12.6 | 1 | 365 | 14.345 | 0.87436 | 15 | 0.21938
45208 | 11.34 | 1 | 365 | 12.9105 | 0.98693 | 13 | 0.89744
59982 | 11.4 | 1 | 365 | 12.9788 | 0.12442 | 13 | 0.10325
47610 | 5.75 | 1 | 365 | 6.5463 | 0.17679 | 6 | 0.72313
60058 | 6.72 | 1 | 365 | 7.6507 | 0.39966 | 8 | 0.050337
46840 | 3.75 | 1 | 365 | 4.2694 | 0.59356 | 4 | 0.86291
48529 | 6.3 | 1 | 365 | 7.1725 | 0.43718 | 7 | 0.60969
60061 | 4.5 | 1 | 365 | 5.1232 | 0.31227 | 5 | 0.43549
51093 | 5.355 | 1 | 365 | 6.0966 | 0.2716 | 6 | 0.36824
46411 | 9.156 | 1 | 365 | 10.424 | 0.98204 | 11 | 0.40608
46459 | 6.5 | 1 | 365 | 7.4002 | 0.8955 | 8 | 0.29571
48564 | 6.5 | 1 | 365 | 7.4002 | 0.8955 | 8 | 0.29571
46909 | 6.93 | 1 | 365 | 7.8898 | 0.8809 | 8 | 0.77066
49033 | 6 | 1 | 365 | 6.831 | 0.7497 | 7 | 0.58066
50275 | 7.41 | 1 | 365 | 8.4362 | 0.98087 | 9 | 0.41711
49155 | 8.67 | 1 | 365 | 9.8707 | 0.86831 | 10 | 0.73905
46866 | 6 | 1 | 365 | 6.831 | 0.7497 | 7 | 0.58066
47306 | 4 | 1 | 365 | 4.554 | 0.16646 | 4 | 0.72044
48837 | 8.215 | 1 | 365 | 9.3527 | 0.82563 | 10 | 0.17835
49480 | 3 | 1 | 365 | 3.4155 | 0.87485 | 4 | 0.29033
46395 | 6.3 | 1 | 365 | 7.1725 | 0.43718 | 7 | 0.60969
49168 | 15.68 | 1 | 365 | 17.8516 | 0.93254 | 18 | 0.78412
51281 | 7.875 | 1 | 365 | 8.9656 | 0.046476 | 9 | 0.012113
50261 | 10.395 | 1 | 365 | 11.8346 | 0.82135 | 12 | 0.65599
50011 | 8.25 | 1 | 365 | 9.3926 | 0.90583 | 10 | 0.2984
44380 | 8.4 | 1 | 365 | 9.5633 | 0.24957 | 9 | 0.81292
46868 | 9.45 | 1 | 365 | 10.7588 | 0.65577 | 11 | 0.41454
49533 | 2 | 1 | 365 | 2.277 | 0.58323 | 2 | 0.86022
51280 | 10.5 | 1 | 365 | 11.9542 | 0.061968 | 12 | 0.016151
48869 | 4.41 | 1 | 365 | 5.0208 | 0.10603 | 5 | 0.12678
44400 | 24 | 1 | 365 | 27.3238 | 0.99878 | 28 | 0.32263
49053 | 6.93 | 1 | 365 | 7.8898 | 0.8809 | 8 | 0.77066
50010 | 8.5 | 1 | 365 | 9.6772 | 0.47874 | 10 | 0.15593
51317 | 4.725 | 1 | 365 | 5.3794 | 0.82789 | 6 | 0.20727
46853 | 9.135 | 1 | 365 | 10.4001 | 0.93391 | 11 | 0.33405
47399 | 8.75 | 1 | 365 | 9.9618 | 0.05164 | 10 | 0.013459
49177 | 8.829 | 1 | 365 | 10.0518 | 0.23268 | 10 | 0.28444
49060 | 8.1 | 1 | 365 | 9.2218 | 0.56209 | 9 | 0.78389
47425 | 3.48 | 1 | 365 | 3.962 | 0.97482 | 4 | 0.93678
50161 | 8.37 | 1 | 365 | 9.5292 | 0.18083 | 9 | 0.71002
49992 | 4.2 | 1 | 365 | 4.7817 | 0.62479 | 5 | 0.40646
49879 | 3.705 | 1 | 365 | 4.2181 | 0.49044 | 4 | 0.70856
55953 | 6.3 | 1 | 365 | 7.1725 | 0.43718 | 7 | 0.60969
55952 | 10.08 | 1 | 365 | 11.476 | 0.099489 | 11 | 0.5755
56406 | 9.28 | 1 | 365 | 10.5652 | 0.2662 | 10 | 0.83142
57568 | 4.77 | 1 | 365 | 5.4306 | 0.93101 | 6 | 0.36162
57950 | 8.84 | 1 | 365 | 10.0643 | 0.25789 | 10 | 0.32217
57952 | 3.12 | 1 | 365 | 3.5521 | 0.14984 | 3 | 0.70194
57953 | 9.1 | 1 | 365 | 10.3603 | 0.85371 | 11 | 0.214
57956 | 4.16 | 1 | 365 | 4.7361 | 0.53312 | 5 | 0.26926
57957 | 4.68 | 1 | 365 | 5.3282 | 0.72476 | 6 | 0.052913
57958 | 8.06 | 1 | 365 | 9.1763 | 0.47042 | 9 | 0.64668
57977 | 5.61 | 1 | 365 | 6.3869 | 0.85597 | 7 | 0.24291
57980 | 4.77 | 1 | 365 | 5.4306 | 0.93101 | 6 | 0.36162
40580 | 3.64 | 1 | 365 | 4.1441 | 0.34148 | 4 | 0.4856
47887 | 3.57 | 1 | 365 | 4.0644 | 0.18107 | 4 | 0.24549
38731 | 5.2 | 1 | 365 | 5.9202 | 0.9164 | 6 | 0.83657
45648 | 10.92 | 1 | 365 | 12.4324 | 0.024447 | 12 | 0.4568
41752 | 7.02 | 1 | 365 | 7.9922 | 0.087144 | 8 | 0.079369
54430 | 11.22 | 1 | 365 | 12.7739 | 0.71193 | 13 | 0.48583
55395 | 9.945 | 1 | 365 | 11.3223 | 0.79012 | 12 | 0.11244
55727 | 5.2 | 1 | 365 | 5.9202 | 0.9164 | 6 | 0.83657
55735 | 4.335 | 1 | 365 | 4.9354 | 0.93416 | 5 | 0.86953
50440 | 7.28 | 1 | 365 | 8.2882 | 0.68296 | 8 | 0.9712
55955 | 11.475 | 1 | 365 | 13.0642 | 0.29629 | 13 | 0.36051
56030 | 6.12 | 1 | 365 | 6.9676 | 0.02469 | 6 | 0.99227
37879 | 4.16 | 1 | 365 | 4.7361 | 0.53312 | 5 | 0.26926
39464 | 5.13 | 1 | 365 | 5.8405 | 0.75599 | 6 | 0.59646
48046 | 12.22 | 1 | 365 | 13.9124 | 0.0035475 | 13 | 0.91594
50338 | 13.26 | 1 | 365 | 15.0964 | 0.38683 | 15 | 0.48325
50372 | 7.56 | 1 | 365 | 8.607 | 0.32462 | 8 | 0.93163
56494 | 6.48 | 1 | 365 | 7.3774 | 0.84967 | 8 | 0.22711
56531 | 3.64 | 1 | 365 | 4.1441 | 0.34148 | 4 | 0.4856
56551 | 4.845 | 1 | 365 | 5.516 | 0.10288 | 5 | 0.61888
55889 | 6.12 | 1 | 365 | 6.9676 | 0.02469 | 6 | 0.99227
57983 | 5.46 | 1 | 365 | 6.2162 | 0.51222 | 6 | 0.7284
57986 | 4.16 | 1 | 365 | 4.7361 | 0.53312 | 5 | 0.26926
57987 | 9.945 | 1 | 365 | 11.3223 | 0.79012 | 12 | 0.11244
57994 | 4.42 | 1 | 365 | 5.0321 | 0.12894 | 5 | 0.16108
58003 | 4.16 | 1 | 365 | 4.7361 | 0.53312 | 5 | 0.26926
58013 | 10.14 | 1 | 365 | 11.5443 | 0.23699 | 11 | 0.78131
58019 | 3.825 | 1 | 365 | 4.3547 | 0.76543 | 5 | 0.12017
58023 | 4.59 | 1 | 365 | 5.2257 | 0.51852 | 5 | 0.7442
58026 | 5.2 | 1 | 365 | 5.9202 | 0.9164 | 6 | 0.83657
58030 | 4.42 | 1 | 365 | 5.0321 | 0.12894 | 5 | 0.16108
58037 | 5.83 | 1 | 365 | 6.6374 | 0.36012 | 6 | 0.99754
58041 | 7.54 | 1 | 365 | 8.5842 | 0.27878 | 8 | 0.86303
58048 | 7.54 | 1 | 365 | 8.5842 | 0.27878 | 8 | 0.86303
58076 | 5.46 | 1 | 365 | 6.2162 | 0.51222 | 6 | 0.7284
58080 | 11.96 | 1 | 365 | 13.6164 | 0.40773 | 14 | 0.024111
58082 | 4.68 | 1 | 365 | 5.3282 | 0.72476 | 6 | 0.052913
58127 | 9.36 | 1 | 365 | 10.6563 | 0.44953 | 11 | 0.10583
58131 | 2.12 | 1 | 365 | 2.4136 | 0.85823 | 3 | 0.27183
56488 | 2.86 | 1 | 365 | 3.2561 | 0.55402 | 3 | 0.81011
58135 | 8.67 | 1 | 365 | 9.8707 | 0.86831 | 10 | 0.73905
58158 | 4.68 | 1 | 365 | 5.3282 | 0.72476 | 6 | 0.052913
58228 | 4.94 | 1 | 365 | 5.6242 | 0.32058 | 5 | 0.94474
58270 | 5.865 | 1 | 365 | 6.6773 | 0.44033 | 7 | 0.11759
58296 | 6.5 | 1 | 365 | 7.4002 | 0.8955 | 8 | 0.29571
58297 | 8.06 | 1 | 365 | 9.1763 | 0.47042 | 9 | 0.64668
58299 | 14.04 | 1 | 365 | 15.9845 | 0.17429 | 16 | 0.15874
58405 | 11.475 | 1 | 365 | 13.0642 | 0.29629 | 13 | 0.36051
58444 | 10.66 | 1 | 365 | 12.1363 | 0.42863 | 12 | 0.56497
58445 | 5.1 | 1 | 365 | 5.8063 | 0.68724 | 6 | 0.49356
58461 | 3.9 | 1 | 365 | 4.4401 | 0.9373 | 5 | 0.37743
58489 | 11.985 | 1 | 365 | 13.6448 | 0.46502 | 14 | 0.10986
58479 | 3.12 | 1 | 365 | 3.5521 | 0.14984 | 3 | 0.70194
58498 | 3.18 | 1 | 365 | 3.6204 | 0.28734 | 3 | 0.90775
58506 | 7.54 | 1 | 365 | 8.5842 | 0.27878 | 8 | 0.86303
58513 | 3.315 | 1 | 365 | 3.7741 | 0.59671 | 4 | 0.37081
58519 | 6.24 | 1 | 365 | 7.1042 | 0.29968 | 7 | 0.40388
58521 | 9.1 | 1 | 365 | 10.3603 | 0.85371 | 11 | 0.214
55272 | 3.975 | 1 | 365 | 4.5255 | 0.10917 | 4 | 0.63469
39983 | 8.32 | 1 | 365 | 9.4723 | 0.066245 | 9 | 0.53851
45811 | 7.65 | 1 | 365 | 8.7095 | 0.53086 | 9 | 0.24034
39442 | 11.395 | 1 | 365 | 12.9731 | 0.11296 | 13 | 0.086099
40583 | 7.02 | 1 | 365 | 7.9922 | 0.087144 | 8 | 0.079369
39521 | 10.4 | 1 | 365 | 11.8403 | 0.83281 | 12 | 0.67314
39559 | 8.32 | 1 | 365 | 9.4723 | 0.066245 | 9 | 0.53851
50353 | 3.315 | 1 | 365 | 3.7741 | 0.59671 | 4 | 0.37081
37907 | 7.14 | 1 | 365 | 8.1288 | 0.36214 | 8 | 0.49098
41178 | 5.72 | 1 | 365 | 6.5122 | 0.10804 | 6 | 0.62023
55095 | 6.63 | 1 | 365 | 7.5482 | 0.19341 | 7 | 0.74163
55845 | 10.965 | 1 | 365 | 12.4836 | 0.12757 | 12 | 0.61115
37813 | 10.865 | 1 | 365 | 12.3697 | 0.89841 | 13 | 0.26814
55698 | 7.395 | 1 | 365 | 8.4192 | 0.9465 | 9 | 0.36566
54681 | 4.08 | 1 | 365 | 4.6451 | 0.34979 | 4 | 0.99485
45635 | 4.16 | 1 | 365 | 4.7361 | 0.53312 | 5 | 0.26926
42238 | 3.64 | 1 | 365 | 4.1441 | 0.34148 | 4 | 0.4856
50300 | 12.48 | 1 | 365 | 14.2084 | 0.59937 | 14 | 0.80777
50341 | 12.24 | 1 | 365 | 13.9352 | 0.04938 | 13 | 0.98454
55098 | 2.805 | 1 | 365 | 3.1935 | 0.42798 | 3 | 0.62146
45985 | 4.42 | 1 | 365 | 5.0321 | 0.12894 | 5 | 0.16108
59606 | 14.04 | 1 | 365 | 15.9845 | 0.17429 | 16 | 0.15874
59610 | 5.2 | 1 | 365 | 5.9202 | 0.9164 | 6 | 0.83657
49006 | 13.23 | 1 | 365 | 15.0623 | 0.31808 | 15 | 0.38035
42748 | 6.05 | 1 | 365 | 6.8879 | 0.86428 | 7 | 0.75216
48330 | 6.54 | 1 | 365 | 7.4457 | 0.98717 | 8 | 0.43292
45696 | 3.38 | 1 | 365 | 3.8481 | 0.74566 | 4 | 0.59377
48144 | 6.89 | 1 | 365 | 7.8442 | 0.78923 | 8 | 0.63346
38475 | 9.35 | 1 | 365 | 10.6449 | 0.42661 | 11 | 0.071525
58335 | 10.64 | 1 | 365 | 12.1136 | 0.38279 | 12 | 0.49637
57539 | 8.745 | 1 | 365 | 9.9561 | 0.040182 | 9 | 0.99631
58933 | 6.89 | 1 | 365 | 7.8442 | 0.78923 | 8 | 0.63346
58598 | 9.01 | 1 | 365 | 10.2578 | 0.64746 | 10 | 0.90529
58197 | 4.24 | 1 | 365 | 4.8272 | 0.71645 | 5 | 0.54366
57411 | 7.54 | 1 | 365 | 8.5842 | 0.27878 | 8 | 0.86303
56996 | 4.68 | 1 | 365 | 5.3282 | 0.72476 | 6 | 0.052913
58867 | 3.975 | 1 | 365 | 4.5255 | 0.10917 | 4 | 0.63469
56211 | 9.88 | 1 | 365 | 11.2483 | 0.64117 | 11 | 0.88948
59185 | 7.02 | 1 | 365 | 7.9922 | 0.087144 | 8 | 0.079369
56693 | 5.2 | 1 | 365 | 5.9202 | 0.9164 | 6 | 0.83657
57944 | 3.445 | 1 | 365 | 3.9221 | 0.89462 | 4 | 0.81673
44183 | 9.52 | 1 | 365 | 10.8385 | 0.81618 | 11 | 0.65464
57135 | 10.8 | 1 | 365 | 12.2957 | 0.74945 | 13 | 0.045184
59348 | 4.42 | 1 | 365 | 5.0321 | 0.12894 | 5 | 0.16108
36132 | 14.25 | 1 | 365 | 16.2235 | 0.65553 | 16 | 0.87906
39388 | 6.05 | 1 | 365 | 6.8879 | 0.86428 | 7 | 0.75216
39915 | 10.1 | 1 | 365 | 11.4988 | 0.14532 | 11 | 0.64411
43045 | 9.045 | 1 | 365 | 10.2977 | 0.72767 | 11 | 0.025341
56112 | 3.18 | 1 | 365 | 3.6204 | 0.28734 | 3 | 0.90775
56650 | 12.22 | 1 | 365 | 13.9124 | 0.0035475 | 13 | 0.91594
57330 | 5.72 | 1 | 365 | 6.5122 | 0.10804 | 6 | 0.62023
57744 | 5.83 | 1 | 365 | 6.6374 | 0.36012 | 6 | 0.99754
58915 | 16.96 | 1 | 365 | 19.3089 | 0.86581 | 20 | 0.17466
59108 | 11.44 | 1 | 365 | 13.0244 | 0.21609 | 13 | 0.24045
42895 | 6.065 | 1 | 365 | 6.905 | 0.89865 | 7 | 0.80361
50731 | 9.36 | 1 | 365 | 10.6563 | 0.44953 | 11 | 0.10583
50929 | 4.24 | 1 | 365 | 4.8272 | 0.71645 | 5 | 0.54366
56113 | 5.3 | 1 | 365 | 6.034 | 0.14556 | 6 | 0.17958
56171 | 7.155 | 1 | 365 | 8.1459 | 0.39651 | 8 | 0.54243
56172 | 9.275 | 1 | 365 | 10.5595 | 0.25474 | 10 | 0.81427
56329 | 10.6 | 1 | 365 | 12.068 | 0.29113 | 12 | 0.35916
43122 | 12.48 | 1 | 365 | 14.2084 | 0.59937 | 14 | 0.80777
49663 | 4.68 | 1 | 365 | 5.3282 | 0.72476 | 6 | 0.052913
37954 | 11.7 | 1 | 365 | 13.3204 | 0.81191 | 14 | 0.13228
56389 | 5.72 | 1 | 365 | 6.5122 | 0.10804 | 6 | 0.62023
40817 | 8.06 | 1 | 365 | 9.1763 | 0.47042 | 9 | 0.64668
47507 | 7.42 | 1 | 365 | 8.4476 | 0.0037907 | 8 | 0.45141
42254 | 2.65 | 1 | 365 | 3.017 | 0.072782 | 3 | 0.08979
40519 | 7.02 | 1 | 365 | 7.9922 | 0.087144 | 8 | 0.079369
38719 | 10.6 | 1 | 365 | 12.068 | 0.29113 | 12 | 0.35916
56392 | 3.975 | 1 | 365 | 4.5255 | 0.10917 | 4 | 0.63469
38834 | 3.51 | 1 | 365 | 3.9961 | 0.043572 | 4 | 0.039685
40097 | 13 | 1 | 365 | 14.8004 | 0.79101 | 15 | 0.59142
42046 | 6.375 | 1 | 365 | 7.2579 | 0.60905 | 7 | 0.86695
38180 | 8.32 | 1 | 365 | 9.4723 | 0.066245 | 9 | 0.53851
56947 | 5.3 | 1 | 365 | 6.034 | 0.14556 | 6 | 0.17958
53154 | 4.59 | 1 | 365 | 5.2257 | 0.51852 | 5 | 0.7442
53176 | 7.905 | 1 | 365 | 8.9998 | 0.11522 | 9 | 0.11502
56955 | 4.42 | 1 | 365 | 5.0321 | 0.12894 | 5 | 0.16108
53186 | 6.12 | 1 | 365 | 6.9676 | 0.02469 | 6 | 0.99227
53189 | 3.825 | 1 | 365 | 4.3547 | 0.76543 | 5 | 0.12017
53229 | 13.78 | 1 | 365 | 15.6884 | 0.57847 | 16 | 0.26691
57076 | 5.3 | 1 | 365 | 6.034 | 0.14556 | 6 | 0.17958
57081 | 8.525 | 1 | 365 | 9.7057 | 0.53603 | 10 | 0.24168
57087 | 6.625 | 1 | 365 | 7.5425 | 0.18196 | 7 | 0.72448
53204 | 6.5 | 1 | 365 | 7.4002 | 0.8955 | 8 | 0.29571
52938 | 2.04 | 1 | 365 | 2.3225 | 0.6749 | 2 | 0.99742
57234 | 5.3 | 1 | 365 | 6.034 | 0.14556 | 6 | 0.17958
50457 | 10.4 | 1 | 365 | 11.8403 | 0.83281 | 12 | 0.67314
38783 | 7.02 | 1 | 365 | 7.9922 | 0.087144 | 8 | 0.079369
41700 | 6.5 | 1 | 365 | 7.4002 | 0.8955 | 8 | 0.29571
57306 | 7.95 | 1 | 365 | 9.051 | 0.21835 | 9 | 0.26937
57582 | 9.18 | 1 | 365 | 10.4514 | 0.037035 | 10 | 0.48841
57844 | 6.6 | 1 | 365 | 7.5141 | 0.12467 | 7 | 0.63872
34404 | 2.34 | 1 | 365 | 2.6641 | 0.36238 | 3 | 0.026456
53835 | 4.68 | 1 | 365 | 5.3282 | 0.72476 | 6 | 0.052913
54359 | 7.8 | 1 | 365 | 8.8803 | 0.8746 | 9 | 0.75485
52352 | 9.62 | 1 | 365 | 10.9523 | 0.045346 | 10 | 0.99765
54760 | 9.1 | 1 | 365 | 10.3603 | 0.85371 | 11 | 0.214
55004 | 9.36 | 1 | 365 | 10.6563 | 0.44953 | 11 | 0.10583
54943 | 10.4 | 1 | 365 | 11.8403 | 0.83281 | 12 | 0.67314
52558 | 7.02 | 1 | 365 | 7.9922 | 0.087144 | 8 | 0.079369
51728 | 2.08 | 1 | 365 | 2.3681 | 0.76656 | 3 | 0.13463
54403 | 5.72 | 1 | 365 | 6.5122 | 0.10804 | 6 | 0.62023
50847 | 5.72 | 1 | 365 | 6.5122 | 0.10804 | 6 | 0.62023
19941 | 10.92 | 1 | 365 | 12.4324 | 0.024447 | 12 | 0.4568
53871 | 2.08 | 1 | 365 | 2.3681 | 0.76656 | 3 | 0.13463
25307 | 7.54 | 1 | 365 | 8.5842 | 0.27878 | 8 | 0.86303
52420 | 2.34 | 1 | 365 | 2.6641 | 0.36238 | 3 | 0.026456
53192 | 2.34 | 1 | 365 | 2.6641 | 0.36238 | 3 | 0.026456
37392 | 3.12 | 1 | 365 | 3.5521 | 0.14984 | 3 | 0.70194
54976 | 7.02 | 1 | 365 | 7.9922 | 0.087144 | 8 | 0.079369
54940 | 13 | 1 | 365 | 14.8004 | 0.79101 | 15 | 0.59142
54797 | 6.5 | 1 | 365 | 7.4002 | 0.8955 | 8 | 0.29571
55305 | 2.34 | 1 | 365 | 2.6641 | 0.36238 | 3 | 0.026456
53829 | 5.72 | 1 | 365 | 6.5122 | 0.10804 | 6 | 0.62023
48553 | 4.68 | 1 | 365 | 5.3282 | 0.72476 | 6 | 0.052913
55215 | 7.28 | 1 | 365 | 8.2882 | 0.68296 | 8 | 0.9712
54992 | 12.22 | 1 | 365 | 13.9124 | 0.0035475 | 13 | 0.91594
54770 | 7.8 | 1 | 365 | 8.8803 | 0.8746 | 9 | 0.75485
58015 | 13.2 | 1 | 365 | 15.0281 | 0.24933 | 15 | 0.27745
54908 | 9.36 | 1 | 365 | 10.6563 | 0.44953 | 11 | 0.10583
53905 | 6.76 | 1 | 365 | 7.6962 | 0.49132 | 8 | 0.18754
56328 | 9.36 | 1 | 365 | 10.6563 | 0.44953 | 11 | 0.10583
58431 | 6.36 | 1 | 365 | 7.2408 | 0.57468 | 7 | 0.8155
55043 | 2.6 | 1 | 365 | 2.9601 | 0.9582 | 3 | 0.91828
56548 | 7.54 | 1 | 365 | 8.5842 | 0.27878 | 8 | 0.86303
58573 | 5.3 | 1 | 365 | 6.034 | 0.14556 | 6 | 0.17958
56567 | 12.22 | 1 | 365 | 13.9124 | 0.0035475 | 13 | 0.91594
59180 | 4.505 | 1 | 365 | 5.1289 | 0.32373 | 5 | 0.45264
54909 | 3.9 | 1 | 365 | 4.4401 | 0.9373 | 5 | 0.37743
56860 | 9.18 | 1 | 365 | 10.4514 | 0.037035 | 10 | 0.48841
59802 | 7.245 | 1 | 365 | 8.2484 | 0.60276 | 8 | 0.85114
57285 | 4.59 | 1 | 365 | 5.2257 | 0.51852 | 5 | 0.7442
57339 | 4.16 | 1 | 365 | 4.7361 | 0.53312 | 5 | 0.26926
57802 | 6 | 1 | 365 | 6.831 | 0.7497 | 7 | 0.58066
57662 | 7.54 | 1 | 365 | 8.5842 | 0.27878 | 8 | 0.86303
59583 | 5.67 | 1 | 365 | 6.4553 | 0.99346 | 7 | 0.44872
57730 | 4.59 | 1 | 365 | 5.2257 | 0.51852 | 5 | 0.7442
57772 | 9.275 | 1 | 365 | 10.5595 | 0.25474 | 10 | 0.81427
57819 | 2.34 | 1 | 365 | 2.6641 | 0.36238 | 3 | 0.026456
49201 | 2.28 | 1 | 365 | 2.5958 | 0.22488 | 2 | 0.82065
49546 | 8.28 | 1 | 365 | 9.4267 | 0.97458 | 10 | 0.40131
51448 | 8.32 | 1 | 365 | 9.4723 | 0.066245 | 9 | 0.53851
53252 | 9.18 | 1 | 365 | 10.4514 | 0.037035 | 10 | 0.48841
56041 | 6.095 | 1 | 365 | 6.9391 | 0.9674 | 7 | 0.90652
56576 | 10.6 | 1 | 365 | 12.068 | 0.29113 | 12 | 0.35916
57464 | 4.94 | 1 | 365 | 5.6242 | 0.32058 | 5 | 0.94474
58123 | 6.5 | 1 | 365 | 7.4002 | 0.8955 | 8 | 0.29571
58146 | 4.59 | 1 | 365 | 5.2257 | 0.51852 | 5 | 0.7442
58331 | 2.85 | 1 | 365 | 3.2447 | 0.53111 | 3 | 0.77581
58837 | 8.1 | 1 | 365 | 9.2218 | 0.56209 | 9 | 0.78389
58882 | 14.575 | 1 | 365 | 16.5935 | 0.4003 | 16 | 0.99385
58985 | 5.75 | 1 | 365 | 6.5463 | 0.17679 | 6 | 0.72313
59856 | 8.7 | 1 | 365 | 9.9049 | 0.93706 | 10 | 0.84195
40140 | 15.08 | 1 | 365 | 17.1685 | 0.55757 | 17 | 0.72605
54577 | 2.6 | 1 | 365 | 2.9601 | 0.9582 | 3 | 0.91828
41478 | 6.63 | 1 | 365 | 7.5482 | 0.19341 | 7 | 0.74163
43581 | 8.84 | 1 | 365 | 10.0643 | 0.25789 | 10 | 0.32217
46619 | 10.4 | 1 | 365 | 11.8403 | 0.83281 | 12 | 0.67314
50641 | 6.24 | 1 | 365 | 7.1042 | 0.29968 | 7 | 0.40388
39373 | 7.155 | 1 | 365 | 8.1459 | 0.39651 | 8 | 0.54243
48090 | 4.59 | 1 | 365 | 5.2257 | 0.51852 | 5 | 0.7442
40531 | 6.24 | 1 | 365 | 7.1042 | 0.29968 | 7 | 0.40388
42240 | 11.18 | 1 | 365 | 12.7284 | 0.62027 | 13 | 0.34863
40033 | 6.24 | 1 | 365 | 7.1042 | 0.29968 | 7 | 0.40388
40022 | 7.54 | 1 | 365 | 8.5842 | 0.27878 | 8 | 0.86303
50252 | 10.66 | 1 | 365 | 12.1363 | 0.42863 | 12 | 0.56497
50277 | 3.9 | 1 | 365 | 4.4401 | 0.9373 | 5 | 0.37743
50567 | 2.04 | 1 | 365 | 2.3225 | 0.6749 | 2 | 0.99742
39293 | 5.1 | 1 | 365 | 5.8063 | 0.68724 | 6 | 0.49356
50284 | 12.75 | 1 | 365 | 14.5158 | 0.2181 | 14 | 0.7339
39940 | 2.86 | 1 | 365 | 3.2561 | 0.55402 | 3 | 0.81011
39479 | 14.82 | 1 | 365 | 16.8725 | 0.96175 | 17 | 0.83422
40092 | 12.22 | 1 | 365 | 13.9124 | 0.0035475 | 13 | 0.91594
50332 | 3.71 | 1 | 365 | 4.2238 | 0.5019 | 4 | 0.72571
43448 | 11.25 | 1 | 365 | 12.8081 | 0.78068 | 13 | 0.58873
39173 | 3.64 | 1 | 365 | 4.1441 | 0.34148 | 4 | 0.4856
47371 | 6.5 | 1 | 365 | 7.4002 | 0.8955 | 8 | 0.29571
39481 | 13.78 | 1 | 365 | 15.6884 | 0.57847 | 16 | 0.26691
50376 | 3.315 | 1 | 365 | 3.7741 | 0.59671 | 4 | 0.37081
45079 | 7.905 | 1 | 365 | 8.9998 | 0.11522 | 9 | 0.11502
42353 | 3.06 | 1 | 365 | 3.4838 | 0.012345 | 3 | 0.49614
42434 | 5.72 | 1 | 365 | 6.5122 | 0.10804 | 6 | 0.62023
46249 | 10.14 | 1 | 365 | 11.5443 | 0.23699 | 11 | 0.78131
39523 | 14.04 | 1 | 365 | 15.9845 | 0.17429 | 16 | 0.15874
39205 | 3.12 | 1 | 365 | 3.5521 | 0.14984 | 3 | 0.70194
45372 | 6.375 | 1 | 365 | 7.2579 | 0.60905 | 7 | 0.86695
37830 | 4.68 | 1 | 365 | 5.3282 | 0.72476 | 6 | 0.052913
45782 | 6.89 | 1 | 365 | 7.8442 | 0.78923 | 8 | 0.63346
42975 | 7.54 | 1 | 365 | 8.5842 | 0.27878 | 8 | 0.86303
45727 | 3.38 | 1 | 365 | 3.8481 | 0.74566 | 4 | 0.59377
50245 | 7.395 | 1 | 365 | 8.4192 | 0.9465 | 9 | 0.36566
53259 | 11.925 | 1 | 365 | 13.5765 | 0.32752 | 13 | 0.90406
53012 | 6.24 | 1 | 365 | 7.1042 | 0.29968 | 7 | 0.40388
41096 | 9.62 | 1 | 365 | 10.9523 | 0.045346 | 10 | 0.99765
47704 | 18.425 | 1 | 365 | 20.9767 | 0.22302 | 21 | 0.19977
40939 | 10.455 | 1 | 365 | 11.903 | 0.95885 | 12 | 0.8618
36122 | 18.9 | 1 | 365 | 21.5175 | 0.31154 | 21 | 0.82907
38567 | 3.57 | 1 | 365 | 4.0644 | 0.18107 | 4 | 0.24549
44348 | 12 | 1 | 365 | 13.6619 | 0.49939 | 14 | 0.16132
52391 | 4.68 | 1 | 365 | 5.3282 | 0.72476 | 6 | 0.052913
55863 | 5.355 | 1 | 365 | 6.0966 | 0.2716 | 6 | 0.36824
37467 | 12.73 | 1 | 365 | 14.493 | 0.17227 | 14 | 0.6653
46727 | 18.09 | 1 | 365 | 20.5953 | 0.45533 | 21 | 0.050683
40561 | 9.69 | 1 | 365 | 11.032 | 0.20576 | 11 | 0.23776
48720 | 10.464 | 1 | 365 | 11.9132 | 0.97947 | 12 | 0.89267
41940 | 9.18 | 1 | 365 | 10.4514 | 0.037035 | 10 | 0.48841
39156 | 3.975 | 1 | 365 | 4.5255 | 0.10917 | 4 | 0.63469
43642 | 14.175 | 1 | 365 | 16.1381 | 0.48366 | 16 | 0.6218
50651 | 15.6 | 1 | 365 | 17.7605 | 0.74921 | 18 | 0.50971
44098 | 17.28 | 1 | 365 | 19.6732 | 0.59912 | 20 | 0.27229
50382 | 7.14 | 1 | 365 | 8.1288 | 0.36214 | 8 | 0.49098
45928 | 3.64 | 1 | 365 | 4.1441 | 0.34148 | 4 | 0.4856
52873 | 4.16 | 1 | 365 | 4.7361 | 0.53312 | 5 | 0.26926
52907 | 6.12 | 1 | 365 | 6.9676 | 0.02469 | 6 | 0.99227
47552 | 9.88 | 1 | 365 | 11.2483 | 0.64117 | 11 | 0.88948
40498 | 3.64 | 1 | 365 | 4.1441 | 0.34148 | 4 | 0.4856
58835 | 6.38 | 1 | 365 | 7.2636 | 0.62051 | 7 | 0.8841
50237 | 10.71 | 1 | 365 | 12.1933 | 0.54321 | 12 | 0.73647
52963 | 8.16 | 1 | 365 | 9.2901 | 0.69959 | 9 | 0.98969
58834 | 3.825 | 1 | 365 | 4.3547 | 0.76543 | 5 | 0.12017
52987 | 7.395 | 1 | 365 | 8.4192 | 0.9465 | 9 | 0.36566
38871 | 11.88 | 1 | 365 | 13.5253 | 0.2244 | 13 | 0.7497
50408 | 2.08 | 1 | 365 | 2.3681 | 0.76656 | 3 | 0.13463
45545 | 3.825 | 1 | 365 | 4.3547 | 0.76543 | 5 | 0.12017
39684 | 4.16 | 1 | 365 | 4.7361 | 0.53312 | 5 | 0.26926
37878 | 14.04 | 1 | 365 | 15.9845 | 0.17429 | 16 | 0.15874
39018 | 5.46 | 1 | 365 | 6.2162 | 0.51222 | 6 | 0.7284
58801 | 9.9 | 1 | 365 | 11.2711 | 0.687 | 11 | 0.95809
50392 | 5.1 | 1 | 365 | 5.8063 | 0.68724 | 6 | 0.49356
58799 | 9.156 | 1 | 365 | 10.424 | 0.98204 | 11 | 0.40608
40380 | 5.035 | 1 | 365 | 5.7323 | 0.53829 | 6 | 0.2706
58796 | 10.464 | 1 | 365 | 11.9132 | 0.97947 | 12 | 0.89267
58758 | 8.97 | 1 | 365 | 10.2123 | 0.5558 | 10 | 0.76808
55599 | 10.6 | 1 | 365 | 12.068 | 0.29113 | 12 | 0.35916
50774 | 10.8 | 1 | 365 | 12.2957 | 0.74945 | 13 | 0.045184
50874 | 8.99 | 1 | 365 | 10.2351 | 0.60163 | 10 | 0.83669
36784 | 6.867 | 1 | 365 | 7.818 | 0.73653 | 8 | 0.55456
50438 | 9.135 | 1 | 365 | 10.4001 | 0.93391 | 11 | 0.33405
54759 | 8.32 | 1 | 365 | 9.4723 | 0.066245 | 9 | 0.53851
49820 | 11.655 | 1 | 365 | 13.2691 | 0.70878 | 13 | 0.97793
54600 | 7.8 | 1 | 365 | 8.8803 | 0.8746 | 9 | 0.75485
45431 | 7.95 | 1 | 365 | 9.051 | 0.21835 | 9 | 0.26937
50862 | 6.24 | 1 | 365 | 7.1042 | 0.29968 | 7 | 0.40388
49255 | 13.5 | 1 | 365 | 15.3697 | 0.93682 | 16 | 0.30648
55580 | 6 | 1 | 365 | 6.831 | 0.7497 | 7 | 0.58066
36269 | 14.145 | 1 | 365 | 16.104 | 0.41491 | 16 | 0.5189
36188 | 4 | 1 | 365 | 4.554 | 0.16646 | 4 | 0.72044
38948 | 10.725 | 1 | 365 | 12.2103 | 0.57758 | 12 | 0.78793
50426 | 2.44 | 1 | 365 | 2.7779 | 0.59154 | 3 | 0.36947
41638 | 6.92 | 1 | 365 | 7.8784 | 0.85798 | 8 | 0.73636
50863 | 2.8 | 1 | 365 | 3.1878 | 0.41652 | 3 | 0.60431
37262 | 12.34 | 1 | 365 | 14.049 | 0.27854 | 14 | 0.32755
37166 | 10.92 | 1 | 365 | 12.4324 | 0.024447 | 12 | 0.4568
51162 | 7.685 | 1 | 365 | 8.7493 | 0.61107 | 9 | 0.36039
39875 | 12.305 | 1 | 365 | 14.0092 | 0.19833 | 14 | 0.2075
44164 | 8.829 | 1 | 365 | 10.0518 | 0.23268 | 10 | 0.28444
43623 | 6.84 | 1 | 365 | 7.7873 | 0.67465 | 8 | 0.46195
54472 | 5.6 | 1 | 365 | 6.3756 | 0.83305 | 7 | 0.20861
50421 | 7.935 | 1 | 365 | 9.0339 | 0.18397 | 9 | 0.21792
54495 | 24.5 | 1 | 365 | 27.8931 | 0.14459 | 28 | 0.037685
54886 | 11.34 | 1 | 365 | 12.9105 | 0.98693 | 13 | 0.89744
44518 | 10.05 | 1 | 365 | 11.4419 | 0.030741 | 11 | 0.4726
54816 | 9.99 | 1 | 365 | 11.3736 | 0.89324 | 12 | 0.26679
43251 | 7.14 | 1 | 365 | 8.1288 | 0.36214 | 8 | 0.49098
55565 | 7.02 | 1 | 365 | 7.9922 | 0.087144 | 8 | 0.079369
44529 | 8.06 | 1 | 365 | 9.1763 | 0.47042 | 9 | 0.64668
44381 | 4.65 | 1 | 365 | 5.294 | 0.65601 | 5 | 0.95001
55574 | 7.8 | 1 | 365 | 8.8803 | 0.8746 | 9 | 0.75485
44539 | 7.44 | 1 | 365 | 8.4704 | 0.049623 | 8 | 0.52002
55782 | 9.86 | 1 | 365 | 11.2255 | 0.59533 | 11 | 0.82088
45257 | 6.27 | 1 | 365 | 7.1384 | 0.36843 | 7 | 0.50679
50179 | 3.6 | 1 | 365 | 4.0986 | 0.24982 | 4 | 0.34839
55551 | 6.36 | 1 | 365 | 7.2408 | 0.57468 | 7 | 0.8155
58838 | 8.28 | 1 | 365 | 9.4267 | 0.97458 | 10 | 0.40131
58847 | 5.72 | 1 | 365 | 6.5122 | 0.10804 | 6 | 0.62023
58186 | 5.5 | 1 | 365 | 6.2617 | 0.60389 | 6 | 0.8656
38966 | 8.06 | 1 | 365 | 9.1763 | 0.47042 | 9 | 0.64668
58189 | 7.15 | 1 | 365 | 8.1402 | 0.38505 | 8 | 0.52528
59083 | 7.155 | 1 | 365 | 8.1459 | 0.39651 | 8 | 0.54243
59632 | 7.29 | 1 | 365 | 8.2996 | 0.70588 | 9 | 0.005499
43567 | 6.7 | 1 | 365 | 7.6279 | 0.35383 | 7 | 0.98173
57976 | 10.07 | 1 | 365 | 11.4646 | 0.076573 | 11 | 0.5412
58007 | 7.685 | 1 | 365 | 8.7493 | 0.61107 | 9 | 0.36039
58027 | 2.385 | 1 | 365 | 2.7153 | 0.4655 | 3 | 0.18081
58098 | 5.83 | 1 | 365 | 6.6374 | 0.36012 | 6 | 0.99754
58106 | 3.18 | 1 | 365 | 3.6204 | 0.28734 | 3 | 0.90775
58141 | 6.89 | 1 | 365 | 7.8442 | 0.78923 | 8 | 0.63346
58151 | 9.54 | 1 | 365 | 10.8612 | 0.86202 | 11 | 0.72325
58492 | 4.68 | 1 | 365 | 5.3282 | 0.72476 | 6 | 0.052913
58500 | 3.71 | 1 | 365 | 4.2238 | 0.5019 | 4 | 0.72571
50517 | 5.3 | 1 | 365 | 6.034 | 0.14556 | 6 | 0.17958
57891 | 8.745 | 1 | 365 | 9.9561 | 0.040182 | 9 | 0.99631
59071 | 6.36 | 1 | 365 | 7.2408 | 0.57468 | 7 | 0.8155
47577 | 8.06 | 1 | 365 | 9.1763 | 0.47042 | 9 | 0.64668
40189 | 4.16 | 1 | 365 | 4.7361 | 0.53312 | 5 | 0.26926
45990 | 10.4 | 1 | 365 | 11.8403 | 0.83281 | 12 | 0.67314
43811 | 7.28 | 1 | 365 | 8.2882 | 0.68296 | 8 | 0.9712
58862 | 7.65 | 1 | 365 | 8.7095 | 0.53086 | 9 | 0.24034
46146 | 6.12 | 1 | 365 | 6.9676 | 0.02469 | 6 | 0.99227
58756 | 10.695 | 1 | 365 | 12.1762 | 0.50883 | 12 | 0.68502
48038 | 6.5 | 1 | 365 | 7.4002 | 0.8955 | 8 | 0.29571
37576 | 4.16 | 1 | 365 | 4.7361 | 0.53312 | 5 | 0.26926
58682 | 14.7 | 1 | 365 | 16.7359 | 0.68676 | 17 | 0.42261
40265 | 6.12 | 1 | 365 | 6.9676 | 0.02469 | 6 | 0.99227
43043 | 9.69 | 1 | 365 | 11.032 | 0.20576 | 11 | 0.23776
45448 | 9.945 | 1 | 365 | 11.3223 | 0.79012 | 12 | 0.11244
58668 | 11.6 | 1 | 365 | 13.2065 | 0.58275 | 13 | 0.78927
58641 | 10.88 | 1 | 365 | 12.3868 | 0.93278 | 13 | 0.31959
58265 | 10.14 | 1 | 365 | 11.5443 | 0.23699 | 11 | 0.78131
58418 | 11.22 | 1 | 365 | 12.7739 | 0.71193 | 13 | 0.48583
58857 | 3.38 | 1 | 365 | 3.8481 | 0.74566 | 4 | 0.59377
58044 | 11.7 | 1 | 365 | 13.3204 | 0.81191 | 14 | 0.13228
38307 | 7.28 | 1 | 365 | 8.2882 | 0.68296 | 8 | 0.9712
45105 | 6.5 | 1 | 365 | 7.4002 | 0.8955 | 8 | 0.29571
58064 | 15.87 | 1 | 365 | 18.0679 | 0.36795 | 18 | 0.43584
40180 | 9.1 | 1 | 365 | 10.3603 | 0.85371 | 11 | 0.214
45992 | 4.845 | 1 | 365 | 5.516 | 0.10288 | 5 | 0.61888
58420 | 8.8 | 1 | 365 | 10.0187 | 0.16622 | 10 | 0.18496
41027 | 13 | 1 | 365 | 14.8004 | 0.79101 | 15 | 0.59142
38713 | 8.58 | 1 | 365 | 9.7683 | 0.66207 | 10 | 0.43034
58484 | 7.2 | 1 | 365 | 8.1972 | 0.49964 | 8 | 0.69679
38155 | 8.32 | 1 | 365 | 9.4723 | 0.066245 | 9 | 0.53851
58028 | 9.86 | 1 | 365 | 11.2255 | 0.59533 | 11 | 0.82088
57921 | 14.79 | 1 | 365 | 16.8383 | 0.893 | 17 | 0.73132
57909 | 9.315 | 1 | 365 | 10.6051 | 0.3464 | 10 | 0.95147
42389 | 6.76 | 1 | 365 | 7.6962 | 0.49132 | 8 | 0.18754
52131 | 5.46 | 1 | 365 | 6.2162 | 0.51222 | 6 | 0.7284
41622 | 4.16 | 1 | 365 | 4.7361 | 0.53312 | 5 | 0.26926
36447 | 19.89 | 1 | 365 | 22.6446 | 0.58024 | 23 | 0.22488
38641 | 7.56 | 1 | 365 | 8.607 | 0.32462 | 8 | 0.93163
40026 | 9.1 | 1 | 365 | 10.3603 | 0.85371 | 11 | 0.214
38329 | 5.215 | 1 | 365 | 5.9372 | 0.95078 | 6 | 0.88802
39341 | 6.72 | 1 | 365 | 7.6507 | 0.39966 | 8 | 0.050337
56717 | 4.24 | 1 | 365 | 4.8272 | 0.71645 | 5 | 0.54366
57517 | 10.8 | 1 | 365 | 12.2957 | 0.74945 | 13 | 0.045184
56718 | 4.24 | 1 | 365 | 4.8272 | 0.71645 | 5 | 0.54366
56720 | 6.24 | 1 | 365 | 7.1042 | 0.29968 | 7 | 0.40388
39832 | 8.84 | 1 | 365 | 10.0643 | 0.25789 | 10 | 0.32217
45517 | 9.1 | 1 | 365 | 10.3603 | 0.85371 | 11 | 0.214
39838 | 5.72 | 1 | 365 | 6.5122 | 0.10804 | 6 | 0.62023
31622 | 4.94 | 1 | 365 | 5.6242 | 0.32058 | 5 | 0.94474
41516 | 4.94 | 1 | 365 | 5.6242 | 0.32058 | 5 | 0.94474
56726 | 3.445 | 1 | 365 | 3.9221 | 0.89462 | 4 | 0.81673
48588 | 4.42 | 1 | 365 | 5.0321 | 0.12894 | 5 | 0.16108
41009 | 5.5 | 1 | 365 | 6.2617 | 0.60389 | 6 | 0.8656
38358 | 7.15 | 1 | 365 | 8.1402 | 0.38505 | 8 | 0.52528
54926 | 8.32 | 1 | 365 | 9.4723 | 0.066245 | 9 | 0.53851
40231 | 8.4 | 1 | 365 | 9.5633 | 0.24957 | 9 | 0.81292
56727 | 8.215 | 1 | 365 | 9.3527 | 0.82563 | 10 | 0.17835
51161 | 7.28 | 1 | 365 | 8.2882 | 0.68296 | 8 | 0.9712
39891 | 5.46 | 1 | 365 | 6.2162 | 0.51222 | 6 | 0.7284
55067 | 4.68 | 1 | 365 | 5.3282 | 0.72476 | 6 | 0.052913
56313 | 10.14 | 1 | 365 | 11.5443 | 0.23699 | 11 | 0.78131
31878 | 7.28 | 1 | 365 | 8.2882 | 0.68296 | 8 | 0.9712
52644 | 7.54 | 1 | 365 | 8.5842 | 0.27878 | 8 | 0.86303
53441 | 7.02 | 1 | 365 | 7.9922 | 0.087144 | 8 | 0.079369
56628 | 6.24 | 1 | 365 | 7.1042 | 0.29968 | 7 | 0.40388
56641 | 6.24 | 1 | 365 | 7.1042 | 0.29968 | 7 | 0.40388
55202 | 9.88 | 1 | 365 | 11.2483 | 0.64117 | 11 | 0.88948
54951 | 2.6 | 1 | 365 | 2.9601 | 0.9582 | 3 | 0.91828
56648 | 2.86 | 1 | 365 | 3.2561 | 0.55402 | 3 | 0.81011
55136 | 4.68 | 1 | 365 | 5.3282 | 0.72476 | 6 | 0.052913
32514 | 5.72 | 1 | 365 | 6.5122 | 0.10804 | 6 | 0.62023
54862 | 8.06 | 1 | 365 | 9.1763 | 0.47042 | 9 | 0.64668
54950 | 6.76 | 1 | 365 | 7.6962 | 0.49132 | 8 | 0.18754
54302 | 5.98 | 1 | 365 | 6.8082 | 0.70386 | 7 | 0.51206
55070 | 3.64 | 1 | 365 | 4.1441 | 0.34148 | 4 | 0.4856
54921 | 8.06 | 1 | 365 | 9.1763 | 0.47042 | 9 | 0.64668
56655 | 6.24 | 1 | 365 | 7.1042 | 0.29968 | 7 | 0.40388
38109 | 10.92 | 1 | 365 | 12.4324 | 0.024447 | 12 | 0.4568
56699 | 11.44 | 1 | 365 | 13.0244 | 0.21609 | 13 | 0.24045
56703 | 4.68 | 1 | 365 | 5.3282 | 0.72476 | 6 | 0.052913
38013 | 12.1 | 1 | 365 | 13.7758 | 0.72855 | 14 | 0.50433
56702 | 4.24 | 1 | 365 | 4.8272 | 0.71645 | 5 | 0.54366
37521 | 19.32 | 1 | 365 | 21.9957 | 0.27402 | 22 | 0.26972
40865 | 8.06 | 1 | 365 | 9.1763 | 0.47042 | 9 | 0.64668
36353 | 9.9 | 1 | 365 | 11.2711 | 0.687 | 11 | 0.95809
56706 | 10.14 | 1 | 365 | 11.5443 | 0.23699 | 11 | 0.78131
57521 | 11.4 | 1 | 365 | 12.9788 | 0.12442 | 13 | 0.10325
38630 | 8.12 | 1 | 365 | 9.2446 | 0.60792 | 9 | 0.85249
55338 | 14.56 | 1 | 365 | 16.5765 | 0.36593 | 16 | 0.9424
57726 | 11.4 | 1 | 365 | 12.9788 | 0.12442 | 13 | 0.10325
51740 | 5.2 | 1 | 365 | 5.9202 | 0.9164 | 6 | 0.83657
41707 | 3.9 | 1 | 365 | 4.4401 | 0.9373 | 5 | 0.37743
57725 | 10.35 | 1 | 365 | 11.7834 | 0.71823 | 12 | 0.50163
57643 | 11.73 | 1 | 365 | 13.3545 | 0.88066 | 14 | 0.23519
58868 | 7.685 | 1 | 365 | 8.7493 | 0.61107 | 9 | 0.36039
57268 | 13.23 | 1 | 365 | 15.0623 | 0.31808 | 15 | 0.38035
42088 | 4.335 | 1 | 365 | 4.9354 | 0.93416 | 5 | 0.86953
53157 | 7.28 | 1 | 365 | 8.2882 | 0.68296 | 8 | 0.9712
55151 | 17.16 | 1 | 365 | 19.5366 | 0.32413 | 19 | 0.86068
56608 | 9.88 | 1 | 365 | 11.2483 | 0.64117 | 11 | 0.88948
56610 | 17.16 | 1 | 365 | 19.5366 | 0.32413 | 19 | 0.86068
56611 | 4.16 | 1 | 365 | 4.7361 | 0.53312 | 5 | 0.26926
56306 | 7.28 | 1 | 365 | 8.2882 | 0.68296 | 8 | 0.9712
36672 | 12.825 | 1 | 365 | 14.6012 | 0.38998 | 14 | 0.99116
56612 | 6.24 | 1 | 365 | 7.1042 | 0.29968 | 7 | 0.40388
56707 | 8.06 | 1 | 365 | 9.1763 | 0.47042 | 9 | 0.64668
55005 | 6.24 | 1 | 365 | 7.1042 | 0.29968 | 7 | 0.40388
55042 | 9.805 | 1 | 365 | 11.1629 | 0.46929 | 11 | 0.63222
38418 | 4.2 | 1 | 365 | 4.7817 | 0.62479 | 5 | 0.40646
36879 | 7.675 | 1 | 365 | 8.7379 | 0.58815 | 9 | 0.32609
55153 | 4.42 | 1 | 365 | 5.0321 | 0.12894 | 5 | 0.16108
43351 | 5.46 | 1 | 365 | 6.2162 | 0.51222 | 6 | 0.7284
43254 | 3.9 | 1 | 365 | 4.4401 | 0.9373 | 5 | 0.37743
56609 | 3.9 | 1 | 365 | 4.4401 | 0.9373 | 5 | 0.37743
53719 | 4.16 | 1 | 365 | 4.7361 | 0.53312 | 5 | 0.26926
38748 | 8.84 | 1 | 365 | 10.0643 | 0.25789 | 10 | 0.32217
55068 | 9.62 | 1 | 365 | 10.9523 | 0.045346 | 10 | 0.99765
48626 | 13 | 1 | 365 | 14.8004 | 0.79101 | 15 | 0.59142
56614 | 7.8 | 1 | 365 | 8.8803 | 0.8746 | 9 | 0.75485
39868 | 5.225 | 1 | 365 | 5.9486 | 0.97369 | 6 | 0.92232
50657 | 7.8 | 1 | 365 | 8.8803 | 0.8746 | 9 | 0.75485
52199 | 2.86 | 1 | 365 | 3.2561 | 0.55402 | 3 | 0.81011
53124 | 4.42 | 1 | 365 | 5.0321 | 0.12894 | 5 | 0.16108
54070 | 5.2 | 1 | 365 | 5.9202 | 0.9164 | 6 | 0.83657
58844 | 10.07 | 1 | 365 | 11.4646 | 0.076573 | 11 | 0.5412
21745 | 3.9 | 1 | 365 | 4.4401 | 0.9373 | 5 | 0.37743
56310 | 11.18 | 1 | 365 | 12.7284 | 0.62027 | 13 | 0.34863
56620 | 2.08 | 1 | 365 | 2.3681 | 0.76656 | 3 | 0.13463
56730 | 6.095 | 1 | 365 | 6.9391 | 0.9674 | 7 | 0.90652
51764 | 4.94 | 1 | 365 | 5.6242 | 0.32058 | 5 | 0.94474
54238 | 8.06 | 1 | 365 | 9.1763 | 0.47042 | 9 | 0.64668
52574 | 3.9 | 1 | 365 | 4.4401 | 0.9373 | 5 | 0.37743
58876 | 8.48 | 1 | 365 | 9.6544 | 0.4329 | 10 | 0.087329
56729 | 8.48 | 1 | 365 | 9.6544 | 0.4329 | 10 | 0.087329
52425 | 8.06 | 1 | 365 | 9.1763 | 0.47042 | 9 | 0.64668
56664 | 4.505 | 1 | 365 | 5.1289 | 0.32373 | 5 | 0.45264
52096 | 5.46 | 1 | 365 | 6.2162 | 0.51222 | 6 | 0.7284
38743 | 3.64 | 1 | 365 | 4.1441 | 0.34148 | 4 | 0.4856
29234 | 7.02 | 1 | 365 | 7.9922 | 0.087144 | 8 | 0.079369
56745 | 5.2 | 1 | 365 | 5.9202 | 0.9164 | 6 | 0.83657
51922 | 7.28 | 1 | 365 | 8.2882 | 0.68296 | 8 | 0.9712
56732 | 3.975 | 1 | 365 | 4.5255 | 0.10917 | 4 | 0.63469
58836 | 14.3 | 1 | 365 | 16.2805 | 0.77011 | 17 | 0.050567
57069 | 7.8 | 1 | 365 | 8.8803 | 0.8746 | 9 | 0.75485
53912 | 9.36 | 1 | 365 | 10.6563 | 0.44953 | 11 | 0.10583
36443 | 4.235 | 1 | 365 | 4.8215 | 0.70499 | 5 | 0.52651
55052 | 4.42 | 1 | 365 | 5.0321 | 0.12894 | 5 | 0.16108
58865 | 8.745 | 1 | 365 | 9.9561 | 0.040182 | 9 | 0.99631
55053 | 7.54 | 1 | 365 | 8.5842 | 0.27878 | 8 | 0.86303
54962 | 7.28 | 1 | 365 | 8.2882 | 0.68296 | 8 | 0.9712
44894 | 11.75 | 1 | 365 | 13.3773 | 0.92649 | 14 | 0.30379
53858 | 4.42 | 1 | 365 | 5.0321 | 0.12894 | 5 | 0.16108
56740 | 10.66 | 1 | 365 | 12.1363 | 0.42863 | 12 | 0.56497
56753 | 6.095 | 1 | 365 | 6.9391 | 0.9674 | 7 | 0.90652
48960 | 5.46 | 1 | 365 | 6.2162 | 0.51222 | 6 | 0.7284
48697 | 17.42 | 1 | 365 | 19.8326 | 0.91995 | 20 | 0.75251
54397 | 4.16 | 1 | 365 | 4.7361 | 0.53312 | 5 | 0.26926
53571 | 3.9 | 1 | 365 | 4.4401 | 0.9373 | 5 | 0.37743
54206 | 8.84 | 1 | 365 | 10.0643 | 0.25789 | 10 | 0.32217
52280 | 5.98 | 1 | 365 | 6.8082 | 0.70386 | 7 | 0.51206
55066 | 3.9 | 1 | 365 | 4.4401 | 0.9373 | 5 | 0.37743
56321 | 12.22 | 1 | 365 | 13.9124 | 0.0035475 | 13 | 0.91594
56755 | 4.24 | 1 | 365 | 4.8272 | 0.71645 | 5 | 0.54366
55222 | 5.98 | 1 | 365 | 6.8082 | 0.70386 | 7 | 0.51206
53666 | 4.94 | 1 | 365 | 5.6242 | 0.32058 | 5 | 0.94474
54123 | 4.94 | 1 | 365 | 5.6242 | 0.32058 | 5 | 0.94474
53648 | 14.56 | 1 | 365 | 16.5765 | 0.36593 | 16 | 0.9424
52097 | 5.46 | 1 | 365 | 6.2162 | 0.51222 | 6 | 0.7284
54928 | 9.1 | 1 | 365 | 10.3603 | 0.85371 | 11 | 0.214
54128 | 5.72 | 1 | 365 | 6.5122 | 0.10804 | 6 | 0.62023
32560 | 8.06 | 1 | 365 | 9.1763 | 0.47042 | 9 | 0.64668
52018 | 4.94 | 1 | 365 | 5.6242 | 0.32058 | 5 | 0.94474
55163 | 9.62 | 1 | 365 | 10.9523 | 0.045346 | 10 | 0.99765
56331 | 7.02 | 1 | 365 | 7.9922 | 0.087144 | 8 | 0.079369
53540 | 7.54 | 1 | 365 | 8.5842 | 0.27878 | 8 | 0.86303
56763 | 4.42 | 1 | 365 | 5.0321 | 0.12894 | 5 | 0.16108
52857 | 8.32 | 1 | 365 | 9.4723 | 0.066245 | 9 | 0.53851
56765 | 8.06 | 1 | 365 | 9.1763 | 0.47042 | 9 | 0.64668
56766 | 6.5 | 1 | 365 | 7.4002 | 0.8955 | 8 | 0.29571
32953 | 963.585 | 0.8 | 365 | 877.6283 | 0.53344 | 878 | 0.16173
54750 | 10.4 | 1 | 365 | 11.8403 | 0.83281 | 12 | 0.67314
54851 | 6.24 | 1 | 365 | 7.1042 | 0.29968 | 7 | 0.40388
54982 | 11.18 | 1 | 365 | 12.7284 | 0.62027 | 13 | 0.34863
32426 | 10.4 | 1 | 365 | 11.8403 | 0.83281 | 12 | 0.67314
48644 | 5.2 | 1 | 365 | 5.9202 | 0.9164 | 6 | 0.83657
54764 | 4.16 | 1 | 365 | 4.7361 | 0.53312 | 5 | 0.26926
56867 | 7.02 | 1 | 365 | 7.9922 | 0.087144 | 8 | 0.079369
52683 | 6.5 | 1 | 365 | 7.4002 | 0.8955 | 8 | 0.29571
55240 | 3.12 | 1 | 365 | 3.5521 | 0.14984 | 3 | 0.70194
56781 | 13 | 1 | 365 | 14.8004 | 0.79101 | 15 | 0.59142
53825 | 8.58 | 1 | 365 | 9.7683 | 0.66207 | 10 | 0.43034
56785 | 8.48 | 1 | 365 | 9.6544 | 0.4329 | 10 | 0.087329
54915 | 5.72 | 1 | 365 | 6.5122 | 0.10804 | 6 | 0.62023
56786 | 5.3 | 1 | 365 | 6.034 | 0.14556 | 6 | 0.17958
32373 | 9.88 | 1 | 365 | 11.2483 | 0.64117 | 11 | 0.88948
54210 | 4.16 | 1 | 365 | 4.7361 | 0.53312 | 5 | 0.26926
55747 | 4.94 | 1 | 365 | 5.6242 | 0.32058 | 5 | 0.94474
53904 | 3.9 | 1 | 365 | 4.4401 | 0.9373 | 5 | 0.37743
55286 | 9.62 | 1 | 365 | 10.9523 | 0.045346 | 10 | 0.99765
54384 | 5.46 | 1 | 365 | 6.2162 | 0.51222 | 6 | 0.7284
55100 | 7.02 | 1 | 365 | 7.9922 | 0.087144 | 8 | 0.079369
55011 | 3.9 | 1 | 365 | 4.4401 | 0.9373 | 5 | 0.37743
54185 | 5.2 | 1 | 365 | 5.9202 | 0.9164 | 6 | 0.83657
55114 | 12.04 | 1 | 365 | 13.7075 | 0.59106 | 14 | 0.29852
57679 | 4.42 | 1 | 365 | 5.0321 | 0.12894 | 5 | 0.16108
57388 | 5.85 | 1 | 365 | 6.6602 | 0.40595 | 7 | 0.066141
56844 | 4.35 | 1 | 365 | 4.9524 | 0.96853 | 5 | 0.92098
55990 | 3.1 | 1 | 365 | 3.5293 | 0.10401 | 3 | 0.63334
44781 | 24.96 | 1 | 365 | 28.4168 | 0.19874 | 28 | 0.61554
44335 | 19.5 | 1 | 365 | 22.2006 | 0.68651 | 22 | 0.88714
56291 | 7.848 | 1 | 365 | 8.9349 | 0.9846 | 9 | 0.9195
51287 | 6 | 1 | 365 | 6.831 | 0.7497 | 7 | 0.58066
41366 | 3.795 | 1 | 365 | 4.3206 | 0.69668 | 5 | 0.017266
58134 | 4.275 | 1 | 365 | 4.8671 | 0.79666 | 5 | 0.66372
48276 | 6.867 | 1 | 365 | 7.818 | 0.73653 | 8 | 0.55456
56941 | 8.32 | 1 | 365 | 9.4723 | 0.066245 | 9 | 0.53851
52261 | 5.2 | 1 | 365 | 5.9202 | 0.9164 | 6 | 0.83657
54635 | 15.12 | 1 | 365 | 17.214 | 0.64923 | 17 | 0.86326
37447 | 8.574 | 1 | 365 | 9.7614 | 0.64832 | 10 | 0.40976
48885 | 8.96 | 1 | 365 | 10.2009 | 0.53288 | 10 | 0.73378
56942 | 5.46 | 1 | 365 | 6.2162 | 0.51222 | 6 | 0.7284
56945 | 10.4 | 1 | 365 | 11.8403 | 0.83281 | 12 | 0.67314
48272 | 2.08 | 1 | 365 | 2.3681 | 0.76656 | 3 | 0.13463
55184 | 4.32 | 1 | 365 | 4.9183 | 0.89978 | 5 | 0.81807
53906 | 6.76 | 1 | 365 | 7.6962 | 0.49132 | 8 | 0.18754
56948 | 4.42 | 1 | 365 | 5.0321 | 0.12894 | 5 | 0.16108
56949 | 5.72 | 1 | 365 | 6.5122 | 0.10804 | 6 | 0.62023
50124 | 4.5 | 1 | 365 | 5.1232 | 0.31227 | 5 | 0.43549
54263 | 5.72 | 1 | 365 | 6.5122 | 0.10804 | 6 | 0.62023
56959 | 2.915 | 1 | 365 | 3.3187 | 0.68006 | 3 | 0.99877
55172 | 3.3 | 1 | 365 | 3.757 | 0.56233 | 4 | 0.31936
56960 | 10.865 | 1 | 365 | 12.3697 | 0.89841 | 13 | 0.26814
55019 | 10.4 | 1 | 365 | 11.8403 | 0.83281 | 12 | 0.67314
56961 | 3.64 | 1 | 365 | 4.1441 | 0.34148 | 4 | 0.4856
55471 | 6.5 | 1 | 365 | 7.4002 | 0.8955 | 8 | 0.29571
54476 | 8.25 | 1 | 365 | 9.3926 | 0.90583 | 10 | 0.2984
56963 | 6.76 | 1 | 365 | 7.6962 | 0.49132 | 8 | 0.18754
55746 | 7.14 | 1 | 365 | 8.1288 | 0.36214 | 8 | 0.49098
56964 | 7.8 | 1 | 365 | 8.8803 | 0.8746 | 9 | 0.75485
55752 | 9.435 | 1 | 365 | 10.7417 | 0.6214 | 11 | 0.36308
56969 | 9.62 | 1 | 365 | 10.9523 | 0.045346 | 10 | 0.99765
51341 | 3.71 | 1 | 365 | 4.2238 | 0.5019 | 4 | 0.72571
49388 | 11.96 | 1 | 365 | 13.6164 | 0.40773 | 14 | 0.024111
44759 | 9.435 | 1 | 365 | 10.7417 | 0.6214 | 11 | 0.36308
48120 | 7.42 | 1 | 365 | 8.4476 | 0.0037907 | 8 | 0.45141
56973 | 9.36 | 1 | 365 | 10.6563 | 0.44953 | 11 | 0.10583
51362 | 4.77 | 1 | 365 | 5.4306 | 0.93101 | 6 | 0.36162
57067 | 5.035 | 1 | 365 | 5.7323 | 0.53829 | 6 | 0.2706
57072 | 11.18 | 1 | 365 | 12.7284 | 0.62027 | 13 | 0.34863
28768 | 10.66 | 1 | 365 | 12.1363 | 0.42863 | 12 | 0.56497
37853 | 12.22 | 1 | 365 | 13.9124 | 0.0035475 | 13 | 0.91594
57063 | 13.52 | 1 | 365 | 15.3924 | 0.98265 | 16 | 0.37508
57084 | 3.12 | 1 | 365 | 3.5521 | 0.14984 | 3 | 0.70194
56975 | 8.58 | 1 | 365 | 9.7683 | 0.66207 | 10 | 0.43034
57086 | 11.7 | 1 | 365 | 13.3204 | 0.81191 | 14 | 0.13228
56980 | 9.54 | 1 | 365 | 10.8612 | 0.86202 | 11 | 0.72325
57099 | 4.94 | 1 | 365 | 5.6242 | 0.32058 | 5 | 0.94474
57097 | 7.42 | 1 | 365 | 8.4476 | 0.0037907 | 8 | 0.45141
47130 | 58.9 | 0.9 | 365 | 60.3515 | 0.47856 | 60 | 0.83011
56978 | 6.24 | 1 | 365 | 7.1042 | 0.29968 | 7 | 0.40388
56981 | 4.505 | 1 | 365 | 5.1289 | 0.32373 | 5 | 0.45264
56982 | 5.035 | 1 | 365 | 5.7323 | 0.53829 | 6 | 0.2706
56986 | 6.095 | 1 | 365 | 6.9391 | 0.9674 | 7 | 0.90652
56988 | 7.685 | 1 | 365 | 8.7493 | 0.61107 | 9 | 0.36039
55034 | 5.46 | 1 | 365 | 6.2162 | 0.51222 | 6 | 0.7284
58958 | 30.6 | 0.9 | 365 | 31.3541 | 0.1111 | 31 | 0.46522
56992 | 9.36 | 1 | 365 | 10.6563 | 0.44953 | 11 | 0.10583
56997 | 3.64 | 1 | 365 | 4.1441 | 0.34148 | 4 | 0.4856
56923 | 3.9 | 1 | 365 | 4.4401 | 0.9373 | 5 | 0.37743
55412 | 3.38 | 1 | 365 | 3.8481 | 0.74566 | 4 | 0.59377
23936 | 7.8 | 1 | 365 | 8.8803 | 0.8746 | 9 | 0.75485
47956 | 14.025 | 1 | 365 | 15.9674 | 0.13991 | 16 | 0.10729
51132 | 2.915 | 1 | 365 | 3.3187 | 0.68006 | 3 | 0.99877
54819 | 3.64 | 1 | 365 | 4.1441 | 0.34148 | 4 | 0.4856
55426 | 5.2 | 1 | 365 | 5.9202 | 0.9164 | 6 | 0.83657
49277 | 9.156 | 1 | 365 | 10.424 | 0.98204 | 11 | 0.40608
54917 | 10.92 | 1 | 365 | 12.4324 | 0.024447 | 12 | 0.4568
57001 | 17.16 | 1 | 365 | 19.5366 | 0.32413 | 19 | 0.86068
57013 | 4.68 | 1 | 365 | 5.3282 | 0.72476 | 6 | 0.052913
44635 | 9.75 | 1 | 365 | 11.1003 | 0.34326 | 11 | 0.44357
57035 | 6.76 | 1 | 365 | 7.6962 | 0.49132 | 8 | 0.18754
42818 | 9.01 | 1 | 365 | 10.2578 | 0.64746 | 10 | 0.90529
54412 | 5.72 | 1 | 365 | 6.5122 | 0.10804 | 6 | 0.62023
57036 | 8.84 | 1 | 365 | 10.0643 | 0.25789 | 10 | 0.32217
43021 | 9.35 | 1 | 365 | 10.6449 | 0.42661 | 11 | 0.071525
57041 | 5.72 | 1 | 365 | 6.5122 | 0.10804 | 6 | 0.62023
57040 | 7.02 | 1 | 365 | 7.9922 | 0.087144 | 8 | 0.079369
54244 | 5.2 | 1 | 365 | 5.9202 | 0.9164 | 6 | 0.83657
55160 | 4.68 | 1 | 365 | 5.3282 | 0.72476 | 6 | 0.052913
57045 | 5.035 | 1 | 365 | 5.7323 | 0.53829 | 6 | 0.2706
55299 | 6.24 | 1 | 365 | 7.1042 | 0.29968 | 7 | 0.40388
57043 | 5.46 | 1 | 365 | 6.2162 | 0.51222 | 6 | 0.7284
52109 | 5.98 | 1 | 365 | 6.8082 | 0.70386 | 7 | 0.51206
57047 | 9.88 | 1 | 365 | 11.2483 | 0.64117 | 11 | 0.88948
44054 | 9.36 | 1 | 365 | 10.6563 | 0.44953 | 11 | 0.10583
57048 | 4.42 | 1 | 365 | 5.0321 | 0.12894 | 5 | 0.16108
38687 | 9.1 | 1 | 365 | 10.3603 | 0.85371 | 11 | 0.214
31652 | 4.16 | 1 | 365 | 4.7361 | 0.53312 | 5 | 0.26926
47945 | 8.4 | 1 | 365 | 9.5633 | 0.24957 | 9 | 0.81292
53566 | 6.76 | 1 | 365 | 7.6962 | 0.49132 | 8 | 0.18754
48178 | 8.48 | 1 | 365 | 9.6544 | 0.4329 | 10 | 0.087329
55227 | 5.98 | 1 | 365 | 6.8082 | 0.70386 | 7 | 0.51206
19953 | 8.32 | 1 | 365 | 9.4723 | 0.066245 | 9 | 0.53851
56940 | 5.83 | 1 | 365 | 6.6374 | 0.36012 | 6 | 0.99754
51442 | 6.89 | 1 | 365 | 7.8442 | 0.78923 | 8 | 0.63346
57060 | 9.62 | 1 | 365 | 10.9523 | 0.045346 | 10 | 0.99765
49069 | 6.5 | 1 | 365 | 7.4002 | 0.8955 | 8 | 0.29571
57102 | 5.565 | 1 | 365 | 6.3357 | 0.75284 | 7 | 0.08856
56533 | 11.7 | 1 | 365 | 13.3204 | 0.81191 | 14 | 0.13228
57104 | 6.24 | 1 | 365 | 7.1042 | 0.29968 | 7 | 0.40388
31936 | 13 | 1 | 365 | 14.8004 | 0.79101 | 15 | 0.59142
53625 | 6.5 | 1 | 365 | 7.4002 | 0.8955 | 8 | 0.29571
50917 | 3.38 | 1 | 365 | 3.8481 | 0.74566 | 4 | 0.59377
57485 | 4.94 | 1 | 365 | 5.6242 | 0.32058 | 5 | 0.94474
56322 | 13 | 1 | 365 | 14.8004 | 0.79101 | 15 | 0.59142
57487 | 5.98 | 1 | 365 | 6.8082 | 0.70386 | 7 | 0.51206
32345 | 6.76 | 1 | 365 | 7.6962 | 0.49132 | 8 | 0.18754
49091 | 8.06 | 1 | 365 | 9.1763 | 0.47042 | 9 | 0.64668
53972 | 4.08 | 1 | 365 | 4.6451 | 0.34979 | 4 | 0.99485
57345 | 7.42 | 1 | 365 | 8.4476 | 0.0037907 | 8 | 0.45141
51858 | 5.98 | 1 | 365 | 6.8082 | 0.70386 | 7 | 0.51206
55307 | 4.16 | 1 | 365 | 4.7361 | 0.53312 | 5 | 0.26926
57276 | 3.64 | 1 | 365 | 4.1441 | 0.34148 | 4 | 0.4856
57132 | 12.22 | 1 | 365 | 13.9124 | 0.0035475 | 13 | 0.91594
57391 | 6.625 | 1 | 365 | 7.5425 | 0.18196 | 7 | 0.72448
56994 | 5.46 | 1 | 365 | 6.2162 | 0.51222 | 6 | 0.7284
57387 | 10.92 | 1 | 365 | 12.4324 | 0.024447 | 12 | 0.4568
56685 | 9.88 | 1 | 365 | 11.2483 | 0.64117 | 11 | 0.88948
57626 | 7.28 | 1 | 365 | 8.2882 | 0.68296 | 8 | 0.9712
51786 | 2.6 | 1 | 365 | 2.9601 | 0.9582 | 3 | 0.91828
57628 | 4.16 | 1 | 365 | 4.7361 | 0.53312 | 5 | 0.26926
57623 | 6.89 | 1 | 365 | 7.8442 | 0.78923 | 8 | 0.63346
57633 | 8.84 | 1 | 365 | 10.0643 | 0.25789 | 10 | 0.32217
57647 | 6.76 | 1 | 365 | 7.6962 | 0.49132 | 8 | 0.18754
57657 | 5.2 | 1 | 365 | 5.9202 | 0.9164 | 6 | 0.83657
57743 | 9.54 | 1 | 365 | 10.8612 | 0.86202 | 11 | 0.72325
57761 | 6.095 | 1 | 365 | 6.9391 | 0.9674 | 7 | 0.90652
57768 | 8.48 | 1 | 365 | 9.6544 | 0.4329 | 10 | 0.087329
27947 | 11.96 | 1 | 365 | 13.6164 | 0.40773 | 14 | 0.024111
52320 | 4.42 | 1 | 365 | 5.0321 | 0.12894 | 5 | 0.16108
57164 | 7.54 | 1 | 365 | 8.5842 | 0.27878 | 8 | 0.86303
57415 | 4.42 | 1 | 365 | 5.0321 | 0.12894 | 5 | 0.16108
57460 | 3.975 | 1 | 365 | 4.5255 | 0.10917 | 4 | 0.63469
57108 | 6.76 | 1 | 365 | 7.6962 | 0.49132 | 8 | 0.18754
57118 | 7.02 | 1 | 365 | 7.9922 | 0.087144 | 8 | 0.079369
57122 | 7.685 | 1 | 365 | 8.7493 | 0.61107 | 9 | 0.36039
57123 | 7.685 | 1 | 365 | 8.7493 | 0.61107 | 9 | 0.36039
57126 | 6.36 | 1 | 365 | 7.2408 | 0.57468 | 7 | 0.8155
57125 | 6.89 | 1 | 365 | 7.8442 | 0.78923 | 8 | 0.63346
53846 | 8.32 | 1 | 365 | 9.4723 | 0.066245 | 9 | 0.53851
42722 | 11.55 | 1 | 365 | 13.1496 | 0.46816 | 13 | 0.61777
51342 | 11.395 | 1 | 365 | 12.9731 | 0.11296 | 13 | 0.086099
42807 | 8.84 | 1 | 365 | 10.0643 | 0.25789 | 10 | 0.32217
57385 | 9.805 | 1 | 365 | 11.1629 | 0.46929 | 11 | 0.63222
50130 | 7.95 | 1 | 365 | 9.051 | 0.21835 | 9 | 0.26937
48791 | 4.32 | 1 | 365 | 4.9183 | 0.89978 | 5 | 0.81807
57645 | 5.83 | 1 | 365 | 6.6374 | 0.36012 | 6 | 0.99754
48717 | 6.3 | 1 | 365 | 7.1725 | 0.43718 | 7 | 0.60969
57907 | 6.625 | 1 | 365 | 7.5425 | 0.18196 | 7 | 0.72448
48348 | 6.36 | 1 | 365 | 7.2408 | 0.57468 | 7 | 0.8155
57904 | 9.54 | 1 | 365 | 10.8612 | 0.86202 | 11 | 0.72325
57133 | 4.42 | 1 | 365 | 5.0321 | 0.12894 | 5 | 0.16108
42968 | 7.7 | 1 | 365 | 8.7664 | 0.64544 | 9 | 0.41184
57141 | 6.76 | 1 | 365 | 7.6962 | 0.49132 | 8 | 0.18754
43127 | 7.42 | 1 | 365 | 8.4476 | 0.0037907 | 8 | 0.45141
57149 | 7.42 | 1 | 365 | 8.4476 | 0.0037907 | 8 | 0.45141
57159 | 7.02 | 1 | 365 | 7.9922 | 0.087144 | 8 | 0.079369
50869 | 7.155 | 1 | 365 | 8.1459 | 0.39651 | 8 | 0.54243
57127 | 4.505 | 1 | 365 | 5.1289 | 0.32373 | 5 | 0.45264
55560 | 8.84 | 1 | 365 | 10.0643 | 0.25789 | 10 | 0.32217
57031 | 7.02 | 1 | 365 | 7.9922 | 0.087144 | 8 | 0.079369
57864 | 13.26 | 1 | 365 | 15.0964 | 0.38683 | 15 | 0.48325
57147 | 4.77 | 1 | 365 | 5.4306 | 0.93101 | 6 | 0.36162
57935 | 7.8 | 1 | 365 | 8.8803 | 0.8746 | 9 | 0.75485
57166 | 8.215 | 1 | 365 | 9.3527 | 0.82563 | 10 | 0.17835
54146 | 7.54 | 1 | 365 | 8.5842 | 0.27878 | 8 | 0.86303
48787 | 13.26 | 1 | 365 | 15.0964 | 0.38683 | 15 | 0.48325
57169 | 10.07 | 1 | 365 | 11.4646 | 0.076573 | 11 | 0.5412
57937 | 6.5 | 1 | 365 | 7.4002 | 0.8955 | 8 | 0.29571
27483 | 10.4 | 1 | 365 | 11.8403 | 0.83281 | 12 | 0.67314
57948 | 12.48 | 1 | 365 | 14.2084 | 0.59937 | 14 | 0.80777
57170 | 7.42 | 1 | 365 | 8.4476 | 0.0037907 | 8 | 0.45141
57971 | 6.76 | 1 | 365 | 7.6962 | 0.49132 | 8 | 0.18754
57176 | 10.6 | 1 | 365 | 12.068 | 0.29113 | 12 | 0.35916
57375 | 10.335 | 1 | 365 | 11.7663 | 0.68385 | 12 | 0.45018
54686 | 5.72 | 1 | 365 | 6.5122 | 0.10804 | 6 | 0.62023
57975 | 9.54 | 1 | 365 | 10.8612 | 0.86202 | 11 | 0.72325
56519 | 7.8 | 1 | 365 | 8.8803 | 0.8746 | 9 | 0.75485
52569 | 4.94 | 1 | 365 | 5.6242 | 0.32058 | 5 | 0.94474
31429 | 9.1 | 1 | 365 | 10.3603 | 0.85371 | 11 | 0.214
57175 | 3.64 | 1 | 365 | 4.1441 | 0.34148 | 4 | 0.4856
57181 | 6.89 | 1 | 365 | 7.8442 | 0.78923 | 8 | 0.63346
57180 | 7.8 | 1 | 365 | 8.8803 | 0.8746 | 9 | 0.75485
55072 | 7.8 | 1 | 365 | 8.8803 | 0.8746 | 9 | 0.75485
56550 | 4.68 | 1 | 365 | 5.3282 | 0.72476 | 6 | 0.052913
53824 | 7.8 | 1 | 365 | 8.8803 | 0.8746 | 9 | 0.75485
57183 | 4.77 | 1 | 365 | 5.4306 | 0.93101 | 6 | 0.36162
55912 | 3.12 | 1 | 365 | 3.5521 | 0.14984 | 3 | 0.70194
57182 | 9.54 | 1 | 365 | 10.8612 | 0.86202 | 11 | 0.72325
48784 | 6.12 | 1 | 365 | 6.9676 | 0.02469 | 6 | 0.99227
57184 | 11.925 | 1 | 365 | 13.5765 | 0.32752 | 13 | 0.90406
55169 | 7.8 | 1 | 365 | 8.8803 | 0.8746 | 9 | 0.75485
53528 | 9.36 | 1 | 365 | 10.6563 | 0.44953 | 11 | 0.10583
57187 | 6.36 | 1 | 365 | 7.2408 | 0.57468 | 7 | 0.8155
57189 | 5.565 | 1 | 365 | 6.3357 | 0.75284 | 7 | 0.08856
55409 | 3.38 | 1 | 365 | 3.8481 | 0.74566 | 4 | 0.59377
57192 | 6.095 | 1 | 365 | 6.9391 | 0.9674 | 7 | 0.90652
48759 | 11 | 1 | 365 | 12.5234 | 0.20778 | 12 | 0.73121
56935 | 4.42 | 1 | 365 | 5.0321 | 0.12894 | 5 | 0.16108
41643 | 4.16 | 1 | 365 | 4.7361 | 0.53312 | 5 | 0.26926
56929 | 9.01 | 1 | 365 | 10.2578 | 0.64746 | 10 | 0.90529
55143 | 14.3 | 1 | 365 | 16.2805 | 0.77011 | 17 | 0.050567
57199 | 5.565 | 1 | 365 | 6.3357 | 0.75284 | 7 | 0.08856
48758 | 5.72 | 1 | 365 | 6.5122 | 0.10804 | 6 | 0.62023
57202 | 6.76 | 1 | 365 | 7.6962 | 0.49132 | 8 | 0.18754
57212 | 5.2 | 1 | 365 | 5.9202 | 0.9164 | 6 | 0.83657
57210 | 15.34 | 1 | 365 | 17.4645 | 0.15339 | 17 | 0.61788
57110 | 5.035 | 1 | 365 | 5.7323 | 0.53829 | 6 | 0.2706
57241 | 5.46 | 1 | 365 | 6.2162 | 0.51222 | 6 | 0.7284
48755 | 7.84 | 1 | 365 | 8.9258 | 0.96627 | 9 | 0.89206
54823 | 4.16 | 1 | 365 | 4.7361 | 0.53312 | 5 | 0.26926
54087 | 7.02 | 1 | 365 | 7.9922 | 0.087144 | 8 | 0.079369
48749 | 6.76 | 1 | 365 | 7.6962 | 0.49132 | 8 | 0.18754
55298 | 6.76 | 1 | 365 | 7.6962 | 0.49132 | 8 | 0.18754
55817 | 7.54 | 1 | 365 | 8.5842 | 0.27878 | 8 | 0.86303
56749 | 7.54 | 1 | 365 | 8.5842 | 0.27878 | 8 | 0.86303
56704 | 8.48 | 1 | 365 | 9.6544 | 0.4329 | 10 | 0.087329
56604 | 3.38 | 1 | 365 | 3.8481 | 0.74566 | 4 | 0.59377
55051 | 8.58 | 1 | 365 | 9.7683 | 0.66207 | 10 | 0.43034
56635 | 7.54 | 1 | 365 | 8.5842 | 0.27878 | 8 | 0.86303
55293 | 3.64 | 1 | 365 | 4.1441 | 0.34148 | 4 | 0.4856
57410 | 8.84 | 1 | 365 | 10.0643 | 0.25789 | 10 | 0.32217
57245 | 10.4 | 1 | 365 | 11.8403 | 0.83281 | 12 | 0.67314
57246 | 4.16 | 1 | 365 | 4.7361 | 0.53312 | 5 | 0.26926
57249 | 4.42 | 1 | 365 | 5.0321 | 0.12894 | 5 | 0.16108
57250 | 6.095 | 1 | 365 | 6.9391 | 0.9674 | 7 | 0.90652
57252 | 7.42 | 1 | 365 | 8.4476 | 0.0037907 | 8 | 0.45141
57253 | 8.745 | 1 | 365 | 9.9561 | 0.040182 | 9 | 0.99631
57254 | 5.83 | 1 | 365 | 6.6374 | 0.36012 | 6 | 0.99754
57257 | 6.095 | 1 | 365 | 6.9391 | 0.9674 | 7 | 0.90652
32059 | 13 | 1 | 365 | 14.8004 | 0.79101 | 15 | 0.59142
55352 | 7.28 | 1 | 365 | 8.2882 | 0.68296 | 8 | 0.9712
57258 | 3.975 | 1 | 365 | 4.5255 | 0.10917 | 4 | 0.63469
57275 | 16.64 | 1 | 365 | 18.9445 | 0.13249 | 19 | 0.077024
50835 | 5.72 | 1 | 365 | 6.5122 | 0.10804 | 6 | 0.62023
57277 | 9.1 | 1 | 365 | 10.3603 | 0.85371 | 11 | 0.214
56672 | 4.94 | 1 | 365 | 5.6242 | 0.32058 | 5 | 0.94474
57280 | 7.42 | 1 | 365 | 8.4476 | 0.0037907 | 8 | 0.45141
57279 | 3.9 | 1 | 365 | 4.4401 | 0.9373 | 5 | 0.37743
32821 | 9.1 | 1 | 365 | 10.3603 | 0.85371 | 11 | 0.214
57282 | 8.32 | 1 | 365 | 9.4723 | 0.066245 | 9 | 0.53851
57255 | 3.9 | 1 | 365 | 4.4401 | 0.9373 | 5 | 0.37743
55008 | 5.2 | 1 | 365 | 5.9202 | 0.9164 | 6 | 0.83657
57283 | 8.32 | 1 | 365 | 9.4723 | 0.066245 | 9 | 0.53851
51854 | 2.86 | 1 | 365 | 3.2561 | 0.55402 | 3 | 0.81011
55470 | 6.76 | 1 | 365 | 7.6962 | 0.49132 | 8 | 0.18754
55771 | 5.46 | 1 | 365 | 6.2162 | 0.51222 | 6 | 0.7284
56764 | 4.42 | 1 | 365 | 5.0321 | 0.12894 | 5 | 0.16108
54297 | 4.42 | 1 | 365 | 5.0321 | 0.12894 | 5 | 0.16108
53018 | 7.8 | 1 | 365 | 8.8803 | 0.8746 | 9 | 0.75485
56663 | 2.86 | 1 | 365 | 3.2561 | 0.55402 | 3 | 0.81011
57214 | 3.975 | 1 | 365 | 4.5255 | 0.10917 | 4 | 0.63469
55775 | 12.22 | 1 | 365 | 13.9124 | 0.0035475 | 13 | 0.91594
57167 | 4.68 | 1 | 365 | 5.3282 | 0.72476 | 6 | 0.052913
57979 | 4.68 | 1 | 365 | 5.3282 | 0.72476 | 6 | 0.052913
57298 | 2.6 | 1 | 365 | 2.9601 | 0.9582 | 3 | 0.91828
55285 | 6.24 | 1 | 365 | 7.1042 | 0.29968 | 7 | 0.40388
57300 | 5.72 | 1 | 365 | 6.5122 | 0.10804 | 6 | 0.62023
56751 | 5.2 | 1 | 365 | 5.9202 | 0.9164 | 6 | 0.83657
57309 | 4.77 | 1 | 365 | 5.4306 | 0.93101 | 6 | 0.36162
56379 | 13.26 | 1 | 365 | 15.0964 | 0.38683 | 15 | 0.48325
57311 | 4.77 | 1 | 365 | 5.4306 | 0.93101 | 6 | 0.36162
56566 | 8.06 | 1 | 365 | 9.1763 | 0.47042 | 9 | 0.64668
32401 | 7.28 | 1 | 365 | 8.2882 | 0.68296 | 8 | 0.9712
54988 | 4.42 | 1 | 365 | 5.0321 | 0.12894 | 5 | 0.16108
57315 | 5.98 | 1 | 365 | 6.8082 | 0.70386 | 7 | 0.51206
57188 | 5.83 | 1 | 365 | 6.6374 | 0.36012 | 6 | 0.99754
56752 | 11.7 | 1 | 365 | 13.3204 | 0.81191 | 14 | 0.13228
23073 | 4.16 | 1 | 365 | 4.7361 | 0.53312 | 5 | 0.26926
57281 | 3.71 | 1 | 365 | 4.2238 | 0.5019 | 4 | 0.72571
56932 | 5.3 | 1 | 365 | 6.034 | 0.14556 | 6 | 0.17958
57367 | 8.32 | 1 | 365 | 9.4723 | 0.066245 | 9 | 0.53851
57137 | 4.77 | 1 | 365 | 5.4306 | 0.93101 | 6 | 0.36162
57340 | 6.24 | 1 | 365 | 7.1042 | 0.29968 | 7 | 0.40388
57346 | 3.18 | 1 | 365 | 3.6204 | 0.28734 | 3 | 0.90775
29246 | 4.68 | 1 | 365 | 5.3282 | 0.72476 | 6 | 0.052913
57354 | 6.24 | 1 | 365 | 7.1042 | 0.29968 | 7 | 0.40388
57360 | 10.66 | 1 | 365 | 12.1363 | 0.42863 | 12 | 0.56497
57359 | 5.2 | 1 | 365 | 5.9202 | 0.9164 | 6 | 0.83657
57366 | 8.84 | 1 | 365 | 10.0643 | 0.25789 | 10 | 0.32217
57372 | 11.96 | 1 | 365 | 13.6164 | 0.40773 | 14 | 0.024111
57382 | 3.975 | 1 | 365 | 4.5255 | 0.10917 | 4 | 0.63469
57379 | 5.98 | 1 | 365 | 6.8082 | 0.70386 | 7 | 0.51206
56542 | 5.1 | 1 | 365 | 5.8063 | 0.68724 | 6 | 0.49356
57392 | 6.76 | 1 | 365 | 7.6962 | 0.49132 | 8 | 0.18754
57394 | 4.77 | 1 | 365 | 5.4306 | 0.93101 | 6 | 0.36162
57413 | 5.2 | 1 | 365 | 5.9202 | 0.9164 | 6 | 0.83657
57421 | 3.64 | 1 | 365 | 4.1441 | 0.34148 | 4 | 0.4856
36978 | 14.3 | 1 | 365 | 16.2805 | 0.77011 | 17 | 0.050567
57409 | 8.32 | 1 | 365 | 9.4723 | 0.066245 | 9 | 0.53851
40344 | 4.605 | 1 | 365 | 5.2428 | 0.55289 | 5 | 0.79565
57420 | 3.71 | 1 | 365 | 4.2238 | 0.5019 | 4 | 0.72571
39672 | 4.16 | 1 | 365 | 4.7361 | 0.53312 | 5 | 0.26926
57424 | 7.54 | 1 | 365 | 8.5842 | 0.27878 | 8 | 0.86303
41100 | 8.745 | 1 | 365 | 9.9561 | 0.040182 | 9 | 0.99631
57427 | 4.68 | 1 | 365 | 5.3282 | 0.72476 | 6 | 0.052913
39240 | 9.36 | 1 | 365 | 10.6563 | 0.44953 | 11 | 0.10583
57430 | 4.68 | 1 | 365 | 5.3282 | 0.72476 | 6 | 0.052913
57179 | 3.38 | 1 | 365 | 3.8481 | 0.74566 | 4 | 0.59377
31976 | 12.74 | 1 | 365 | 14.5044 | 0.19519 | 14 | 0.6996
53931 | 4.94 | 1 | 365 | 5.6242 | 0.32058 | 5 | 0.94474
21253 | 9.88 | 1 | 365 | 11.2483 | 0.64117 | 11 | 0.88948
57462 | 3.64 | 1 | 365 | 4.1441 | 0.34148 | 4 | 0.4856
57248 | 7.02 | 1 | 365 | 7.9922 | 0.087144 | 8 | 0.079369
57478 | 6.5 | 1 | 365 | 7.4002 | 0.8955 | 8 | 0.29571
57480 | 8.745 | 1 | 365 | 9.9561 | 0.040182 | 9 | 0.99631
58112 | 4.24 | 1 | 365 | 4.8272 | 0.71645 | 5 | 0.54366
55083 | 6.5 | 1 | 365 | 7.4002 | 0.8955 | 8 | 0.29571
52603 | 3.12 | 1 | 365 | 3.5521 | 0.14984 | 3 | 0.70194
55334 | 6.24 | 1 | 365 | 7.1042 | 0.29968 | 7 | 0.40388
57106 | 7.28 | 1 | 365 | 8.2882 | 0.68296 | 8 | 0.9712
57206 | 5.46 | 1 | 365 | 6.2162 | 0.51222 | 6 | 0.7284
57284 | 7.54 | 1 | 365 | 8.5842 | 0.27878 | 8 | 0.86303
57342 | 13.25 | 1 | 365 | 15.085 | 0.36391 | 15 | 0.44895
56968 | 9.62 | 1 | 365 | 10.9523 | 0.045346 | 10 | 0.99765
57556 | 7.95 | 1 | 365 | 9.051 | 0.21835 | 9 | 0.26937
57038 | 11.7 | 1 | 365 | 13.3204 | 0.81191 | 14 | 0.13228
53914 | 3.64 | 1 | 365 | 4.1441 | 0.34148 | 4 | 0.4856
56987 | 5.46 | 1 | 365 | 6.2162 | 0.51222 | 6 | 0.7284
25558 | 5.46 | 1 | 365 | 6.2162 | 0.51222 | 6 | 0.7284
55368 | 4.94 | 1 | 365 | 5.6242 | 0.32058 | 5 | 0.94474
58117 | 5.72 | 1 | 365 | 6.5122 | 0.10804 | 6 | 0.62023
57000 | 4.16 | 1 | 365 | 4.7361 | 0.53312 | 5 | 0.26926
52606 | 8.84 | 1 | 365 | 10.0643 | 0.25789 | 10 | 0.32217
57299 | 13.515 | 1 | 365 | 15.3867 | 0.97119 | 16 | 0.35793
56995 | 2.86 | 1 | 365 | 3.2561 | 0.55402 | 3 | 0.81011
56958 | 3.64 | 1 | 365 | 4.1441 | 0.34148 | 4 | 0.4856
57408 | 3.38 | 1 | 365 | 3.8481 | 0.74566 | 4 | 0.59377
53051 | 7.8 | 1 | 365 | 8.8803 | 0.8746 | 9 | 0.75485
56545 | 4.16 | 1 | 365 | 4.7361 | 0.53312 | 5 | 0.26926
54072 | 8.58 | 1 | 365 | 9.7683 | 0.66207 | 10 | 0.43034
26704 | 3.9 | 1 | 365 | 4.4401 | 0.9373 | 5 | 0.37743
55036 | 5.035 | 1 | 365 | 5.7323 | 0.53829 | 6 | 0.2706
53836 | 4.94 | 1 | 365 | 5.6242 | 0.32058 | 5 | 0.94474
22053 | 3.64 | 1 | 365 | 4.1441 | 0.34148 | 4 | 0.4856
54213 | 12.48 | 1 | 365 | 14.2084 | 0.59937 | 14 | 0.80777
55900 | 8.06 | 1 | 365 | 9.1763 | 0.47042 | 9 | 0.64668
53819 | 7.54 | 1 | 365 | 8.5842 | 0.27878 | 8 | 0.86303
42816 | 10.865 | 1 | 365 | 12.3697 | 0.89841 | 13 | 0.26814
56938 | 11.18 | 1 | 365 | 12.7284 | 0.62027 | 13 | 0.34863
47203 | 9.01 | 1 | 365 | 10.2578 | 0.64746 | 10 | 0.90529
55385 | 5.2 | 1 | 365 | 5.9202 | 0.9164 | 6 | 0.83657
57486 | 6.5 | 1 | 365 | 7.4002 | 0.8955 | 8 | 0.29571
56695 | 15.08 | 1 | 365 | 17.1685 | 0.55757 | 17 | 0.72605
55159 | 9.36 | 1 | 365 | 10.6563 | 0.44953 | 11 | 0.10583
57675 | 4.505 | 1 | 365 | 5.1289 | 0.32373 | 5 | 0.45264
55895 | 4.16 | 1 | 365 | 4.7361 | 0.53312 | 5 | 0.26926
55304 | 3.64 | 1 | 365 | 4.1441 | 0.34148 | 4 | 0.4856
57116 | 5.035 | 1 | 365 | 5.7323 | 0.53829 | 6 | 0.2706
55909 | 2.6 | 1 | 365 | 2.9601 | 0.9582 | 3 | 0.91828
54085 | 11.96 | 1 | 365 | 13.6164 | 0.40773 | 14 | 0.024111
56572 | 4.16 | 1 | 365 | 4.7361 | 0.53312 | 5 | 0.26926
54074 | 5.46 | 1 | 365 | 6.2162 | 0.51222 | 6 | 0.7284
53431 | 3.38 | 1 | 365 | 3.8481 | 0.74566 | 4 | 0.59377
56757 | 10.335 | 1 | 365 | 11.7663 | 0.68385 | 12 | 0.45018
58014 | 5.98 | 1 | 365 | 6.8082 | 0.70386 | 7 | 0.51206
54946 | 7.54 | 1 | 365 | 8.5842 | 0.27878 | 8 | 0.86303
57479 | 7.95 | 1 | 365 | 9.051 | 0.21835 | 9 | 0.26937
57757 | 7.42 | 1 | 365 | 8.4476 | 0.0037907 | 8 | 0.45141
58133 | 13 | 1 | 365 | 14.8004 | 0.79101 | 15 | 0.59142
58139 | 8.48 | 1 | 365 | 9.6544 | 0.4329 | 10 | 0.087329
55374 | 7.685 | 1 | 365 | 8.7493 | 0.61107 | 9 | 0.36039
58142 | 5.3 | 1 | 365 | 6.034 | 0.14556 | 6 | 0.17958
56661 | 5.3 | 1 | 365 | 6.034 | 0.14556 | 6 | 0.17958
58149 | 7.42 | 1 | 365 | 8.4476 | 0.0037907 | 8 | 0.45141
56599 | 5.3 | 1 | 365 | 6.034 | 0.14556 | 6 | 0.17958
58162 | 12.74 | 1 | 365 | 14.5044 | 0.19519 | 14 | 0.6996
57120 | 5.72 | 1 | 365 | 6.5122 | 0.10804 | 6 | 0.62023
55033 | 4.16 | 1 | 365 | 4.7361 | 0.53312 | 5 | 0.26926
57484 | 6.36 | 1 | 365 | 7.2408 | 0.57468 | 7 | 0.8155
57105 | 9.36 | 1 | 365 | 10.6563 | 0.44953 | 11 | 0.10583
58167 | 9.62 | 1 | 365 | 10.9523 | 0.045346 | 10 | 0.99765
58170 | 10.07 | 1 | 365 | 11.4646 | 0.076573 | 11 | 0.5412
57438 | 8.06 | 1 | 365 | 9.1763 | 0.47042 | 9 | 0.64668
58174 | 6.36 | 1 | 365 | 7.2408 | 0.57468 | 7 | 0.8155
57376 | 7.95 | 1 | 365 | 9.051 | 0.21835 | 9 | 0.26937
58172 | 11.18 | 1 | 365 | 12.7284 | 0.62027 | 13 | 0.34863
55000 | 3.38 | 1 | 365 | 3.8481 | 0.74566 | 4 | 0.59377
57338 | 4.505 | 1 | 365 | 5.1289 | 0.32373 | 5 | 0.45264
57422 | 4.68 | 1 | 365 | 5.3282 | 0.72476 | 6 | 0.052913
56989 | 5.98 | 1 | 365 | 6.8082 | 0.70386 | 7 | 0.51206
54124 | 3.9 | 1 | 365 | 4.4401 | 0.9373 | 5 | 0.37743
56784 | 5.98 | 1 | 365 | 6.8082 | 0.70386 | 7 | 0.51206
55219 | 4.42 | 1 | 365 | 5.0321 | 0.12894 | 5 | 0.16108
58040 | 5.72 | 1 | 365 | 6.5122 | 0.10804 | 6 | 0.62023
58051 | 9.805 | 1 | 365 | 11.1629 | 0.46929 | 11 | 0.63222
55308 | 3.64 | 1 | 365 | 4.1441 | 0.34148 | 4 | 0.4856
58059 | 7.42 | 1 | 365 | 8.4476 | 0.0037907 | 8 | 0.45141
57178 | 6.625 | 1 | 365 | 7.5425 | 0.18196 | 7 | 0.72448
57256 | 7.42 | 1 | 365 | 8.4476 | 0.0037907 | 8 | 0.45141
58068 | 6.89 | 1 | 365 | 7.8442 | 0.78923 | 8 | 0.63346
57138 | 5.3 | 1 | 365 | 6.034 | 0.14556 | 6 | 0.17958
58111 | 4.77 | 1 | 365 | 5.4306 | 0.93101 | 6 | 0.36162
58234 | 3.975 | 1 | 365 | 4.5255 | 0.10917 | 4 | 0.63469
58238 | 5.3 | 1 | 365 | 6.034 | 0.14556 | 6 | 0.17958
58239 | 9.36 | 1 | 365 | 10.6563 | 0.44953 | 11 | 0.10583
57242 | 4.16 | 1 | 365 | 4.7361 | 0.53312 | 5 | 0.26926
58243 | 9.54 | 1 | 365 | 10.8612 | 0.86202 | 11 | 0.72325
58249 | 11.96 | 1 | 365 | 13.6164 | 0.40773 | 14 | 0.024111
58262 | 5.2 | 1 | 365 | 5.9202 | 0.9164 | 6 | 0.83657
58237 | 3.12 | 1 | 365 | 3.5521 | 0.14984 | 3 | 0.70194
58275 | 10.07 | 1 | 365 | 11.4646 | 0.076573 | 11 | 0.5412
58277 | 13.26 | 1 | 365 | 15.0964 | 0.38683 | 15 | 0.48325
58285 | 10.66 | 1 | 365 | 12.1363 | 0.42863 | 12 | 0.56497
58287 | 3.71 | 1 | 365 | 4.2238 | 0.5019 | 4 | 0.72571
58288 | 4.42 | 1 | 365 | 5.0321 | 0.12894 | 5 | 0.16108
58344 | 6.76 | 1 | 365 | 7.6962 | 0.49132 | 8 | 0.18754
58347 | 10.66 | 1 | 365 | 12.1363 | 0.42863 | 12 | 0.56497
58362 | 5.3 | 1 | 365 | 6.034 | 0.14556 | 6 | 0.17958
58366 | 6.095 | 1 | 365 | 6.9391 | 0.9674 | 7 | 0.90652
58371 | 13.25 | 1 | 365 | 15.085 | 0.36391 | 15 | 0.44895
58376 | 13.25 | 1 | 365 | 15.085 | 0.36391 | 15 | 0.44895
58379 | 7.95 | 1 | 365 | 9.051 | 0.21835 | 9 | 0.26937
58380 | 6.625 | 1 | 365 | 7.5425 | 0.18196 | 7 | 0.72448
58428 | 10.07 | 1 | 365 | 11.4646 | 0.076573 | 11 | 0.5412
58429 | 4.77 | 1 | 365 | 5.4306 | 0.93101 | 6 | 0.36162
58434 | 7.28 | 1 | 365 | 8.2882 | 0.68296 | 8 | 0.9712
58435 | 7.685 | 1 | 365 | 8.7493 | 0.61107 | 9 | 0.36039
58438 | 5.2 | 1 | 365 | 5.9202 | 0.9164 | 6 | 0.83657
57955 | 8.84 | 1 | 365 | 10.0643 | 0.25789 | 10 | 0.32217
57079 | 6.76 | 1 | 365 | 7.6962 | 0.49132 | 8 | 0.18754
57089 | 3.64 | 1 | 365 | 4.1441 | 0.34148 | 4 | 0.4856
58280 | 2.34 | 1 | 365 | 2.6641 | 0.36238 | 3 | 0.026456
54350 | 7.28 | 1 | 365 | 8.2882 | 0.68296 | 8 | 0.9712
57836 | 5.3 | 1 | 365 | 6.034 | 0.14556 | 6 | 0.17958
57130 | 7.02 | 1 | 365 | 7.9922 | 0.087144 | 8 | 0.079369
56967 | 8.215 | 1 | 365 | 9.3527 | 0.82563 | 10 | 0.17835
57877 | 7.54 | 1 | 365 | 8.5842 | 0.27878 | 8 | 0.86303
39300 | 4.42 | 1 | 365 | 5.0321 | 0.12894 | 5 | 0.16108
29771 | 2.6 | 1 | 365 | 2.9601 | 0.9582 | 3 | 0.91828
58509 | 2.86 | 1 | 365 | 3.2561 | 0.55402 | 3 | 0.81011
55020 | 4.42 | 1 | 365 | 5.0321 | 0.12894 | 5 | 0.16108
58517 | 11.395 | 1 | 365 | 12.9731 | 0.11296 | 13 | 0.086099
58515 | 6.36 | 1 | 365 | 7.2408 | 0.57468 | 7 | 0.8155
56527 | 3.38 | 1 | 365 | 3.8481 | 0.74566 | 4 | 0.59377
55417 | 9.88 | 1 | 365 | 11.2483 | 0.64117 | 11 | 0.88948
58473 | 6.89 | 1 | 365 | 7.8442 | 0.78923 | 8 | 0.63346
57872 | 12.22 | 1 | 365 | 13.9124 | 0.0035475 | 13 | 0.91594
57906 | 6.095 | 1 | 365 | 6.9391 | 0.9674 | 7 | 0.90652
58481 | 10.335 | 1 | 365 | 11.7663 | 0.68385 | 12 | 0.45018
58531 | 7.42 | 1 | 365 | 8.4476 | 0.0037907 | 8 | 0.45141
57327 | 5.46 | 1 | 365 | 6.2162 | 0.51222 | 6 | 0.7284
58327 | 6.5 | 1 | 365 | 7.4002 | 0.8955 | 8 | 0.29571
58248 | 3.445 | 1 | 365 | 3.9221 | 0.89462 | 4 | 0.81673
57946 | 4.505 | 1 | 365 | 5.1289 | 0.32373 | 5 | 0.45264
58163 | 7.54 | 1 | 365 | 8.5842 | 0.27878 | 8 | 0.86303
58482 | 9.54 | 1 | 365 | 10.8612 | 0.86202 | 11 | 0.72325
48669 | 4.94 | 1 | 365 | 5.6242 | 0.32058 | 5 | 0.94474
57870 | 7.685 | 1 | 365 | 8.7493 | 0.61107 | 9 | 0.36039
55768 | 5.2 | 1 | 365 | 5.9202 | 0.9164 | 6 | 0.83657
31987 | 3.64 | 1 | 365 | 4.1441 | 0.34148 | 4 | 0.4856
58486 | 9.88 | 1 | 365 | 11.2483 | 0.64117 | 11 | 0.88948
51991 | 7.28 | 1 | 365 | 8.2882 | 0.68296 | 8 | 0.9712
57938 | 4.16 | 1 | 365 | 4.7361 | 0.53312 | 5 | 0.26926
58148 | 5.035 | 1 | 365 | 5.7323 | 0.53829 | 6 | 0.2706
57939 | 8.745 | 1 | 365 | 9.9561 | 0.040182 | 9 | 0.99631
57055 | 5.035 | 1 | 365 | 5.7323 | 0.53829 | 6 | 0.2706
56984 | 2.08 | 1 | 365 | 2.3681 | 0.76656 | 3 | 0.13463
57191 | 4.77 | 1 | 365 | 5.4306 | 0.93101 | 6 | 0.36162
58560 | 10.92 | 1 | 365 | 12.4324 | 0.024447 | 12 | 0.4568
58561 | 6.5 | 1 | 365 | 7.4002 | 0.8955 | 8 | 0.29571
58703 | 9.36 | 1 | 365 | 10.6563 | 0.44953 | 11 | 0.10583
58714 | 7.42 | 1 | 365 | 8.4476 | 0.0037907 | 8 | 0.45141
58563 | 5.035 | 1 | 365 | 5.7323 | 0.53829 | 6 | 0.2706
58566 | 3.445 | 1 | 365 | 3.9221 | 0.89462 | 4 | 0.81673
58597 | 4.16 | 1 | 365 | 4.7361 | 0.53312 | 5 | 0.26926
58612 | 10.66 | 1 | 365 | 12.1363 | 0.42863 | 12 | 0.56497
31667 | 4.42 | 1 | 365 | 5.0321 | 0.12894 | 5 | 0.16108
58621 | 7.155 | 1 | 365 | 8.1459 | 0.39651 | 8 | 0.54243
57775 | 8.06 | 1 | 365 | 9.1763 | 0.47042 | 9 | 0.64668
57436 | 4.68 | 1 | 365 | 5.3282 | 0.72476 | 6 | 0.052913
58235 | 5.46 | 1 | 365 | 6.2162 | 0.51222 | 6 | 0.7284
58630 | 7.95 | 1 | 365 | 9.051 | 0.21835 | 9 | 0.26937
58681 | 7.28 | 1 | 365 | 8.2882 | 0.68296 | 8 | 0.9712
58718 | 7.28 | 1 | 365 | 8.2882 | 0.68296 | 8 | 0.9712
58676 | 4.16 | 1 | 365 | 4.7361 | 0.53312 | 5 | 0.26926
58722 | 7.155 | 1 | 365 | 8.1459 | 0.39651 | 8 | 0.54243
58684 | 7.28 | 1 | 365 | 8.2882 | 0.68296 | 8 | 0.9712
58686 | 4.68 | 1 | 365 | 5.3282 | 0.72476 | 6 | 0.052913
58689 | 9.88 | 1 | 365 | 11.2483 | 0.64117 | 11 | 0.88948
58763 | 8.58 | 1 | 365 | 9.7683 | 0.66207 | 10 | 0.43034
58699 | 5.035 | 1 | 365 | 5.7323 | 0.53829 | 6 | 0.2706
56613 | 5.98 | 1 | 365 | 6.8082 | 0.70386 | 7 | 0.51206
58701 | 3.445 | 1 | 365 | 3.9221 | 0.89462 | 4 | 0.81673
58704 | 13 | 1 | 365 | 14.8004 | 0.79101 | 15 | 0.59142
58764 | 8.745 | 1 | 365 | 9.9561 | 0.040182 | 9 | 0.99631
58397 | 4.68 | 1 | 365 | 5.3282 | 0.72476 | 6 | 0.052913
57010 | 10.4 | 1 | 365 | 11.8403 | 0.83281 | 12 | 0.67314
57489 | 6.5 | 1 | 365 | 7.4002 | 0.8955 | 8 | 0.29571
58607 | 8.215 | 1 | 365 | 9.3527 | 0.82563 | 10 | 0.17835
58505 | 4.505 | 1 | 365 | 5.1289 | 0.32373 | 5 | 0.45264
32225 | 5.72 | 1 | 365 | 6.5122 | 0.10804 | 6 | 0.62023
56744 | 5.2 | 1 | 365 | 5.9202 | 0.9164 | 6 | 0.83657
57428 | 3.38 | 1 | 365 | 3.8481 | 0.74566 | 4 | 0.59377
58713 | 7.54 | 1 | 365 | 8.5842 | 0.27878 | 8 | 0.86303
58783 | 5.565 | 1 | 365 | 6.3357 | 0.75284 | 7 | 0.08856
57641 | 8.06 | 1 | 365 | 9.1763 | 0.47042 | 9 | 0.64668
58734 | 9 | 1 | 365 | 10.2464 | 0.62454 | 10 | 0.87099
58524 | 13 | 1 | 365 | 14.8004 | 0.79101 | 15 | 0.59142
58814 | 5.7 | 1 | 365 | 6.4894 | 0.062211 | 6 | 0.55162
58283 | 14.04 | 1 | 365 | 15.9845 | 0.17429 | 16 | 0.15874
53041 | 7.02 | 1 | 365 | 7.9922 | 0.087144 | 8 | 0.079369
58899 | 2.85 | 1 | 365 | 3.2447 | 0.53111 | 3 | 0.77581
58178 | 5.72 | 1 | 365 | 6.5122 | 0.10804 | 6 | 0.62023
58922 | 10.2 | 1 | 365 | 11.6126 | 0.37448 | 11 | 0.98712
58784 | 8.58 | 1 | 365 | 9.7683 | 0.66207 | 10 | 0.43034
59839 | 10.26 | 1 | 365 | 11.6809 | 0.51198 | 12 | 0.19292
58225 | 7.28 | 1 | 365 | 8.2882 | 0.68296 | 8 | 0.9712
58930 | 12.6 | 1 | 365 | 14.345 | 0.87436 | 15 | 0.21938
57194 | 6.095 | 1 | 365 | 6.9391 | 0.9674 | 7 | 0.90652
59270 | 5.4 | 1 | 365 | 6.1479 | 0.37473 | 6 | 0.52259
57287 | 6.24 | 1 | 365 | 7.1042 | 0.29968 | 7 | 0.40388
59611 | 3.48 | 1 | 365 | 3.962 | 0.97482 | 4 | 0.93678
57434 | 6.24 | 1 | 365 | 7.1042 | 0.29968 | 7 | 0.40388
59809 | 7.56 | 1 | 365 | 8.607 | 0.32462 | 8 | 0.93163
33413 | 2624.22 | 1 | 365 | 2987.6577 | 0.70454 | 2988 | 0.36221
58173 | 3.71 | 1 | 365 | 4.2238 | 0.5019 | 4 | 0.72571
32665 | 311.22 | 0.9 | 365 | 318.8898 | 0.87706 | 319 | 0.76684
58176 | 6.36 | 1 | 365 | 7.2408 | 0.57468 | 7 | 0.8155
58575 | 4.68 | 1 | 365 | 5.3282 | 0.72476 | 6 | 0.052913
58182 | 7.8 | 1 | 365 | 8.8803 | 0.8746 | 9 | 0.75485
57186 | 5.565 | 1 | 365 | 6.3357 | 0.75284 | 7 | 0.08856
57495 | 3.445 | 1 | 365 | 3.9221 | 0.89462 | 4 | 0.81673
48389 | 9.6 | 1 | 365 | 10.9295 | 0.99951 | 11 | 0.92905
58276 | 3.445 | 1 | 365 | 3.9221 | 0.89462 | 4 | 0.81673
56977 | 5.46 | 1 | 365 | 6.2162 | 0.51222 | 6 | 0.7284
50173 | 8.32 | 1 | 365 | 9.4723 | 0.066245 | 9 | 0.53851
56739 | 9.36 | 1 | 365 | 10.6563 | 0.44953 | 11 | 0.10583
57163 | 3.18 | 1 | 365 | 3.6204 | 0.28734 | 3 | 0.90775
50638 | 8.06 | 1 | 365 | 9.1763 | 0.47042 | 9 | 0.64668
55891 | 4.16 | 1 | 365 | 4.7361 | 0.53312 | 5 | 0.26926
57627 | 4.505 | 1 | 365 | 5.1289 | 0.32373 | 5 | 0.45264
37226 | 3.6 | 1 | 365 | 4.0986 | 0.24982 | 4 | 0.34839
57832 | 6.76 | 1 | 365 | 7.6962 | 0.49132 | 8 | 0.18754
58532 | 3.12 | 1 | 365 | 3.5521 | 0.14984 | 3 | 0.70194
56544 | 17.1 | 1 | 365 | 19.4682 | 0.18663 | 19 | 0.65487
57758 | 4.77 | 1 | 365 | 5.4306 | 0.93101 | 6 | 0.36162
57148 | 5.035 | 1 | 365 | 5.7323 | 0.53829 | 6 | 0.2706
57838 | 7.8 | 1 | 365 | 8.8803 | 0.8746 | 9 | 0.75485
57098 | 5.2 | 1 | 365 | 5.9202 | 0.9164 | 6 | 0.83657
57649 | 7.8 | 1 | 365 | 8.8803 | 0.8746 | 9 | 0.75485
57553 | 5.46 | 1 | 365 | 6.2162 | 0.51222 | 6 | 0.7284
59095 | 4.77 | 1 | 365 | 5.4306 | 0.93101 | 6 | 0.36162
57630 | 2.6 | 1 | 365 | 2.9601 | 0.9582 | 3 | 0.91828
57075 | 5.2 | 1 | 365 | 5.9202 | 0.9164 | 6 | 0.83657
57483 | 9.36 | 1 | 365 | 10.6563 | 0.44953 | 11 | 0.10583
57752 | 4.77 | 1 | 365 | 5.4306 | 0.93101 | 6 | 0.36162
58792 | 6.24 | 1 | 365 | 7.1042 | 0.29968 | 7 | 0.40388
57145 | 5.72 | 1 | 365 | 6.5122 | 0.10804 | 6 | 0.62023
58762 | 4.42 | 1 | 365 | 5.0321 | 0.12894 | 5 | 0.16108
54883 | 10.66 | 1 | 365 | 12.1363 | 0.42863 | 12 | 0.56497
58806 | 3.445 | 1 | 365 | 3.9221 | 0.89462 | 4 | 0.81673
57066 | 3.12 | 1 | 365 | 3.5521 | 0.14984 | 3 | 0.70194
58821 | 9.88 | 1 | 365 | 11.2483 | 0.64117 | 11 | 0.88948
57146 | 2.65 | 1 | 365 | 3.017 | 0.072782 | 3 | 0.08979
57839 | 5.035 | 1 | 365 | 5.7323 | 0.53829 | 6 | 0.2706
58770 | 6.625 | 1 | 365 | 7.5425 | 0.18196 | 7 | 0.72448
58793 | 5.46 | 1 | 365 | 6.2162 | 0.51222 | 6 | 0.7284
58830 | 3.71 | 1 | 365 | 4.2238 | 0.5019 | 4 | 0.72571
57663 | 5.46 | 1 | 365 | 6.2162 | 0.51222 | 6 | 0.7284
20442 | 8.06 | 1 | 365 | 9.1763 | 0.47042 | 9 | 0.64668
57320 | 3.71 | 1 | 365 | 4.2238 | 0.5019 | 4 | 0.72571
57100 | 4.94 | 1 | 365 | 5.6242 | 0.32058 | 5 | 0.94474
57414 | 8.06 | 1 | 365 | 9.1763 | 0.47042 | 9 | 0.64668
57042 | 6.89 | 1 | 365 | 7.8442 | 0.78923 | 8 | 0.63346
58229 | 5.83 | 1 | 365 | 6.6374 | 0.36012 | 6 | 0.99754
54239 | 4.68 | 1 | 365 | 5.3282 | 0.72476 | 6 | 0.052913
57423 | 7.155 | 1 | 365 | 8.1459 | 0.39651 | 8 | 0.54243
57171 | 8.06 | 1 | 365 | 9.1763 | 0.47042 | 9 | 0.64668
58232 | 7.95 | 1 | 365 | 9.051 | 0.21835 | 9 | 0.26937
51762 | 4.68 | 1 | 365 | 5.3282 | 0.72476 | 6 | 0.052913
58815 | 3.38 | 1 | 365 | 3.8481 | 0.74566 | 4 | 0.59377
58850 | 6.24 | 1 | 365 | 7.1042 | 0.29968 | 7 | 0.40388
58877 | 4.24 | 1 | 365 | 4.8272 | 0.71645 | 5 | 0.54366
58878 | 5.565 | 1 | 365 | 6.3357 | 0.75284 | 7 | 0.08856
58879 | 7.685 | 1 | 365 | 8.7493 | 0.61107 | 9 | 0.36039
56810 | 8.32 | 1 | 365 | 9.4723 | 0.066245 | 9 | 0.53851
20770 | 4.42 | 1 | 365 | 5.0321 | 0.12894 | 5 | 0.16108
57238 | 15.34 | 1 | 365 | 17.4645 | 0.15339 | 17 | 0.61788
57482 | 5.98 | 1 | 365 | 6.8082 | 0.70386 | 7 | 0.51206
55474 | 6.76 | 1 | 365 | 7.6962 | 0.49132 | 8 | 0.18754
56308 | 14.04 | 1 | 365 | 15.9845 | 0.17429 | 16 | 0.15874
59105 | 7.685 | 1 | 365 | 8.7493 | 0.61107 | 9 | 0.36039
56615 | 3.38 | 1 | 365 | 3.8481 | 0.74566 | 4 | 0.59377
59109 | 12.985 | 1 | 365 | 14.7833 | 0.75663 | 15 | 0.53997
59127 | 2.915 | 1 | 365 | 3.3187 | 0.68006 | 3 | 0.99877
59139 | 9.1 | 1 | 365 | 10.3603 | 0.85371 | 11 | 0.214
56777 | 4.42 | 1 | 365 | 5.0321 | 0.12894 | 5 | 0.16108
59151 | 8.215 | 1 | 365 | 9.3527 | 0.82563 | 10 | 0.17835
57760 | 4.68 | 1 | 365 | 5.3282 | 0.72476 | 6 | 0.052913
57865 | 4.505 | 1 | 365 | 5.1289 | 0.32373 | 5 | 0.45264
59159 | 3.12 | 1 | 365 | 3.5521 | 0.14984 | 3 | 0.70194
57862 | 2.65 | 1 | 365 | 3.017 | 0.072782 | 3 | 0.08979
58230 | 6.625 | 1 | 365 | 7.5425 | 0.18196 | 7 | 0.72448
59163 | 5.035 | 1 | 365 | 5.7323 | 0.53829 | 6 | 0.2706
59164 | 6.24 | 1 | 365 | 7.1042 | 0.29968 | 7 | 0.40388
56617 | 5.46 | 1 | 365 | 6.2162 | 0.51222 | 6 | 0.7284
57056 | 4.68 | 1 | 365 | 5.3282 | 0.72476 | 6 | 0.052913
58693 | 11.66 | 1 | 365 | 13.2748 | 0.72024 | 13 | 0.99508
57140 | 12.72 | 1 | 365 | 14.4816 | 0.14936 | 14 | 0.63099
58128 | 3.64 | 1 | 365 | 4.1441 | 0.34148 | 4 | 0.4856
59171 | 7.395 | 1 | 365 | 8.4192 | 0.9465 | 9 | 0.36566
57131 | 8.48 | 1 | 365 | 9.6544 | 0.4329 | 10 | 0.087329
58236 | 7.42 | 1 | 365 | 8.4476 | 0.0037907 | 8 | 0.45141
59175 | 8.16 | 1 | 365 | 9.2901 | 0.69959 | 9 | 0.98969
59290 | 5.46 | 1 | 365 | 6.2162 | 0.51222 | 6 | 0.7284
56694 | 6.76 | 1 | 365 | 7.6962 | 0.49132 | 8 | 0.18754
55911 | 7.28 | 1 | 365 | 8.2882 | 0.68296 | 8 | 0.9712
59204 | 10.4 | 1 | 365 | 11.8403 | 0.83281 | 12 | 0.67314
59207 | 8.84 | 1 | 365 | 10.0643 | 0.25789 | 10 | 0.32217
59208 | 2.915 | 1 | 365 | 3.3187 | 0.68006 | 3 | 0.99877
59211 | 5.565 | 1 | 365 | 6.3357 | 0.75284 | 7 | 0.08856
59213 | 4.68 | 1 | 365 | 5.3282 | 0.72476 | 6 | 0.052913
59214 | 7.8 | 1 | 365 | 8.8803 | 0.8746 | 9 | 0.75485
59223 | 7.42 | 1 | 365 | 8.4476 | 0.0037907 | 8 | 0.45141
59225 | 4.16 | 1 | 365 | 4.7361 | 0.53312 | 5 | 0.26926
57431 | 2.915 | 1 | 365 | 3.3187 | 0.68006 | 3 | 0.99877
59228 | 6.36 | 1 | 365 | 7.2408 | 0.57468 | 7 | 0.8155
38285 | 8.84 | 1 | 365 | 10.0643 | 0.25789 | 10 | 0.32217
58472 | 7.685 | 1 | 365 | 8.7493 | 0.61107 | 9 | 0.36039
27848 | 5.72 | 1 | 365 | 6.5122 | 0.10804 | 6 | 0.62023
59232 | 6.89 | 1 | 365 | 7.8442 | 0.78923 | 8 | 0.63346
58175 | 7.685 | 1 | 365 | 8.7493 | 0.61107 | 9 | 0.36039
51226 | 8.32 | 1 | 365 | 9.4723 | 0.066245 | 9 | 0.53851
58690 | 6.095 | 1 | 365 | 6.9391 | 0.9674 | 7 | 0.90652
52983 | 7.8 | 1 | 365 | 8.8803 | 0.8746 | 9 | 0.75485
56845 | 5.2 | 1 | 365 | 5.9202 | 0.9164 | 6 | 0.83657
59237 | 8.745 | 1 | 365 | 9.9561 | 0.040182 | 9 | 0.99631
34184 | 7.54 | 1 | 365 | 8.5842 | 0.27878 | 8 | 0.86303
56515 | 9.88 | 1 | 365 | 11.2483 | 0.64117 | 11 | 0.88948
57278 | 4.24 | 1 | 365 | 4.8272 | 0.71645 | 5 | 0.54366
57335 | 5.3 | 1 | 365 | 6.034 | 0.14556 | 6 | 0.17958
59276 | 12.72 | 1 | 365 | 14.4816 | 0.14936 | 14 | 0.63099
59298 | 6.625 | 1 | 365 | 7.5425 | 0.18196 | 7 | 0.72448
59299 | 9.275 | 1 | 365 | 10.5595 | 0.25474 | 10 | 0.81427
59301 | 13.515 | 1 | 365 | 15.3867 | 0.97119 | 16 | 0.35793
59096 | 3.9 | 1 | 365 | 4.4401 | 0.9373 | 5 | 0.37743
59303 | 5.035 | 1 | 365 | 5.7323 | 0.53829 | 6 | 0.2706
59314 | 4.24 | 1 | 365 | 4.8272 | 0.71645 | 5 | 0.54366
57990 | 8.06 | 1 | 365 | 9.1763 | 0.47042 | 9 | 0.64668
59318 | 5.83 | 1 | 365 | 6.6374 | 0.36012 | 6 | 0.99754
58570 | 9.1 | 1 | 365 | 10.3603 | 0.85371 | 11 | 0.214
36700 | 6.63 | 1 | 365 | 7.5482 | 0.19341 | 7 | 0.74163
52049 | 7.02 | 1 | 365 | 7.9922 | 0.087144 | 8 | 0.079369
56590 | 6.63 | 1 | 365 | 7.5482 | 0.19341 | 7 | 0.74163
57012 | 6.75 | 1 | 365 | 7.6848 | 0.46841 | 8 | 0.15324
41220 | 8.84 | 1 | 365 | 10.0643 | 0.25789 | 10 | 0.32217
57021 | 9.25 | 1 | 365 | 10.5311 | 0.19745 | 10 | 0.72851
58349 | 3.38 | 1 | 365 | 3.8481 | 0.74566 | 4 | 0.59377
57231 | 4.75 | 1 | 365 | 5.4078 | 0.88518 | 6 | 0.29302
58035 | 7.8 | 1 | 365 | 8.8803 | 0.8746 | 9 | 0.75485
57233 | 7.25 | 1 | 365 | 8.2541 | 0.61422 | 8 | 0.86829
55032 | 10.66 | 1 | 365 | 12.1363 | 0.42863 | 12 | 0.56497
57236 | 5.355 | 1 | 365 | 6.0966 | 0.2716 | 6 | 0.36824
31974 | 8.06 | 1 | 365 | 9.1763 | 0.47042 | 9 | 0.64668
57588 | 7.395 | 1 | 365 | 8.4192 | 0.9465 | 9 | 0.36566
59224 | 3.445 | 1 | 365 | 3.9221 | 0.89462 | 4 | 0.81673
57589 | 5.865 | 1 | 365 | 6.6773 | 0.44033 | 7 | 0.11759
57595 | 6.375 | 1 | 365 | 7.2579 | 0.60905 | 7 | 0.86695
57599 | 7.395 | 1 | 365 | 8.4192 | 0.9465 | 9 | 0.36566
32069 | 3.9 | 1 | 365 | 4.4401 | 0.9373 | 5 | 0.37743
27532 | 5 | 1 | 365 | 5.6925 | 0.45808 | 6 | 0.15055
57635 | 8 | 1 | 365 | 9.1079 | 0.33293 | 9 | 0.44088
57637 | 4.25 | 1 | 365 | 4.8386 | 0.73937 | 5 | 0.57797
51771 | 3.9 | 1 | 365 | 4.4401 | 0.9373 | 5 | 0.37743
57658 | 6.12 | 1 | 365 | 6.9676 | 0.02469 | 6 | 0.99227
56690 | 6.24 | 1 | 365 | 7.1042 | 0.29968 | 7 | 0.40388
57661 | 6.75 | 1 | 365 | 7.6848 | 0.46841 | 8 | 0.15324
57674 | 5.1 | 1 | 365 | 5.8063 | 0.68724 | 6 | 0.49356
56697 | 9.62 | 1 | 365 | 10.9523 | 0.045346 | 10 | 0.99765
56719 | 5.2 | 1 | 365 | 5.9202 | 0.9164 | 6 | 0.83657
57687 | 4.845 | 1 | 365 | 5.516 | 0.10288 | 5 | 0.61888
56722 | 4.94 | 1 | 365 | 5.6242 | 0.32058 | 5 | 0.94474
57691 | 4.25 | 1 | 365 | 4.8386 | 0.73937 | 5 | 0.57797
57697 | 5.61 | 1 | 365 | 6.3869 | 0.85597 | 7 | 0.24291
56728 | 6.36 | 1 | 365 | 7.2408 | 0.57468 | 7 | 0.8155
57727 | 4.335 | 1 | 365 | 4.9354 | 0.93416 | 5 | 0.86953
54076 | 4.68 | 1 | 365 | 5.3282 | 0.72476 | 6 | 0.052913
38423 | 5.865 | 1 | 365 | 6.6773 | 0.44033 | 7 | 0.11759
57803 | 4.335 | 1 | 365 | 4.9354 | 0.93416 | 5 | 0.86953
56735 | 8.06 | 1 | 365 | 9.1763 | 0.47042 | 9 | 0.64668
54169 | 5.61 | 1 | 365 | 6.3869 | 0.85597 | 7 | 0.24291
57879 | 9.69 | 1 | 365 | 11.032 | 0.20576 | 11 | 0.23776
56750 | 4.77 | 1 | 365 | 5.4306 | 0.93101 | 6 | 0.36162
55165 | 5.98 | 1 | 365 | 6.8082 | 0.70386 | 7 | 0.51206
56962 | 7.685 | 1 | 365 | 8.7493 | 0.61107 | 9 | 0.36039
57058 | 10.92 | 1 | 365 | 12.4324 | 0.024447 | 12 | 0.4568
57080 | 5.72 | 1 | 365 | 6.5122 | 0.10804 | 6 | 0.62023
57119 | 6.5 | 1 | 365 | 7.4002 | 0.8955 | 8 | 0.29571
57165 | 4.94 | 1 | 365 | 5.6242 | 0.32058 | 5 | 0.94474
39283 | 6.5 | 1 | 365 | 7.4002 | 0.8955 | 8 | 0.29571
58920 | 7.54 | 1 | 365 | 8.5842 | 0.27878 | 8 | 0.86303
55349 | 4.725 | 1 | 365 | 5.3794 | 0.82789 | 6 | 0.20727
55350 | 5.8 | 1 | 365 | 6.6033 | 0.29137 | 6 | 0.89464
35001 | 60.495 | 0.9 | 365 | 61.9859 | 0.76818 | 62 | 0.75403
58916 | 2.915 | 1 | 365 | 3.3187 | 0.68006 | 3 | 0.99877
55337 | 6.885 | 1 | 365 | 7.8385 | 0.77778 | 8 | 0.6163
55441 | 6.75 | 1 | 365 | 7.6848 | 0.46841 | 8 | 0.15324
55479 | 9.945 | 1 | 365 | 11.3223 | 0.79012 | 12 | 0.11244
55497 | 6.5 | 1 | 365 | 7.4002 | 0.8955 | 8 | 0.29571
57880 | 8.16 | 1 | 365 | 9.2901 | 0.69959 | 9 | 0.98969
57922 | 3.315 | 1 | 365 | 3.7741 | 0.59671 | 4 | 0.37081
55769 | 4.59 | 1 | 365 | 5.2257 | 0.51852 | 5 | 0.7442
57923 | 7.5 | 1 | 365 | 8.5387 | 0.18712 | 8 | 0.72582
58281 | 6.12 | 1 | 365 | 6.9676 | 0.02469 | 6 | 0.99227
55849 | 5.355 | 1 | 365 | 6.0966 | 0.2716 | 6 | 0.36824
58284 | 8.4 | 1 | 365 | 9.5633 | 0.24957 | 9 | 0.81292
55851 | 4 | 1 | 365 | 4.554 | 0.16646 | 4 | 0.72044
58339 | 5.61 | 1 | 365 | 6.3869 | 0.85597 | 7 | 0.24291
58341 | 4.59 | 1 | 365 | 5.2257 | 0.51852 | 5 | 0.7442
58767 | 4.845 | 1 | 365 | 5.516 | 0.10288 | 5 | 0.61888
55852 | 7.25 | 1 | 365 | 8.2541 | 0.61422 | 8 | 0.86829
56115 | 6.885 | 1 | 365 | 7.8385 | 0.77778 | 8 | 0.6163
56120 | 5.25 | 1 | 365 | 5.9771 | 0.030984 | 6 | 0.0080754
56255 | 4.59 | 1 | 365 | 5.2257 | 0.51852 | 5 | 0.7442
59046 | 4.08 | 1 | 365 | 4.6451 | 0.34979 | 4 | 0.99485
50098 | 5.5 | 1 | 365 | 6.2617 | 0.60389 | 6 | 0.8656
57349 | 6.84 | 1 | 365 | 7.7873 | 0.67465 | 8 | 0.46195
57714 | 9.483 | 1 | 365 | 10.7963 | 0.73139 | 11 | 0.52773
55332 | 11.4 | 1 | 365 | 12.9788 | 0.12442 | 13 | 0.10325
55919 | 8.1 | 1 | 365 | 9.2218 | 0.56209 | 9 | 0.78389
49739 | 7.56 | 1 | 365 | 8.607 | 0.32462 | 8 | 0.93163
56526 | 14.1 | 1 | 365 | 16.0528 | 0.31179 | 16 | 0.36455
47714 | 11.25 | 1 | 365 | 12.8081 | 0.78068 | 13 | 0.58873
58201 | 7.8 | 1 | 365 | 8.8803 | 0.8746 | 9 | 0.75485
56530 | 8.48 | 1 | 365 | 9.6544 | 0.4329 | 10 | 0.087329
51331 | 6.21 | 1 | 365 | 7.07 | 0.23094 | 7 | 0.30098
56536 | 9.3 | 1 | 365 | 10.588 | 0.31203 | 10 | 0.90002
56559 | 3 | 1 | 365 | 3.4155 | 0.87485 | 4 | 0.29033
55946 | 10.05 | 1 | 365 | 11.4419 | 0.030741 | 11 | 0.4726
57026 | 3.3 | 1 | 365 | 3.757 | 0.56233 | 4 | 0.31936
57052 | 4.77 | 1 | 365 | 5.4306 | 0.93101 | 6 | 0.36162
57093 | 7.8 | 1 | 365 | 8.8803 | 0.8746 | 9 | 0.75485
55949 | 13.26 | 1 | 365 | 15.0964 | 0.38683 | 15 | 0.48325
57162 | 5.4 | 1 | 365 | 6.1479 | 0.37473 | 6 | 0.52259
57083 | 15.37 | 1 | 365 | 17.4986 | 0.22214 | 17 | 0.72078
57160 | 8.1 | 1 | 365 | 9.2218 | 0.56209 | 9 | 0.78389
51044 | 13.34 | 1 | 365 | 15.1875 | 0.57016 | 15 | 0.75766
36158 | 8.58 | 1 | 365 | 9.7683 | 0.66207 | 10 | 0.43034
55581 | 6.89 | 1 | 365 | 7.8442 | 0.78923 | 8 | 0.63346
47706 | 5.355 | 1 | 365 | 6.0966 | 0.2716 | 6 | 0.36824
51040 | 7.54 | 1 | 365 | 8.5842 | 0.27878 | 8 | 0.86303
57129 | 3.3 | 1 | 365 | 3.757 | 0.56233 | 4 | 0.31936
49054 | 13.52 | 1 | 365 | 15.3924 | 0.98265 | 16 | 0.37508
51114 | 7.5 | 1 | 365 | 8.5387 | 0.18712 | 8 | 0.72582
57518 | 11.6 | 1 | 365 | 13.2065 | 0.58275 | 13 | 0.78927
54645 | 11.475 | 1 | 365 | 13.0642 | 0.29629 | 13 | 0.36051
55755 | 13.515 | 1 | 365 | 15.3867 | 0.97119 | 16 | 0.35793
55602 | 11 | 1 | 365 | 12.5234 | 0.20778 | 12 | 0.73121
34555 | 363.63 | 0.9 | 365 | 372.5914 | 0.97029 | 373 | 0.56168
54618 | 7.56 | 1 | 365 | 8.607 | 0.32462 | 8 | 0.93163
46684 | 7.42 | 1 | 365 | 8.4476 | 0.0037907 | 8 | 0.45141
46787 | 19.08 | 1 | 365 | 21.7225 | 0.72403 | 22 | 0.44649
57622 | 50 | 0.9 | 365 | 51.2322 | 0.12272 | 51 | 0.35493
43819 | 6.867 | 1 | 365 | 7.818 | 0.73653 | 8 | 0.55456
49970 | 9.483 | 1 | 365 | 10.7963 | 0.73139 | 11 | 0.52773
43015 | 12.426 | 1 | 365 | 14.1469 | 0.47562 | 14 | 0.62254
36645 | 73.2 | 1 | 365 | 83.3377 | 0.74629 | 84 | 0.084023
55622 | 199.92 | 0.9 | 365 | 204.8469 | 0.32588 | 205 | 0.17276
13186 | 1445.86 | 1 | 365 | 1646.1024 | 0.35591 | 1646 | 0.45827
50822 | 3.12 | 1 | 365 | 3.5521 | 0.14984 | 3 | 0.70194
33258 | 7.54 | 1 | 365 | 8.5842 | 0.27878 | 8 | 0.86303
34735 | 80.64 | 1 | 365 | 91.8081 | 0.79591 | 92 | 0.60404
58024 | 6 | 1 | 365 | 6.831 | 0.7497 | 7 | 0.58066
58261 | 12.455 | 1 | 365 | 14.1799 | 0.54208 | 14 | 0.72202
58443 | 12 | 1 | 365 | 13.6619 | 0.49939 | 14 | 0.16132
58449 | 9.01 | 1 | 365 | 10.2578 | 0.64746 | 10 | 0.90529
58458 | 6.9 | 1 | 365 | 7.8556 | 0.81215 | 8 | 0.66776
58466 | 3.9 | 1 | 365 | 4.4401 | 0.9373 | 5 | 0.37743
58467 | 3.18 | 1 | 365 | 3.6204 | 0.28734 | 3 | 0.90775
58469 | 2.7 | 1 | 365 | 3.0739 | 0.18736 | 3 | 0.2613
58503 | 3 | 1 | 365 | 3.4155 | 0.87485 | 4 | 0.29033
58510 | 6.3 | 1 | 365 | 7.1725 | 0.43718 | 7 | 0.60969
58554 | 4.5 | 1 | 365 | 5.1232 | 0.31227 | 5 | 0.43549
58576 | 3 | 1 | 365 | 3.4155 | 0.87485 | 4 | 0.29033
58580 | 4.5 | 1 | 365 | 5.1232 | 0.31227 | 5 | 0.43549
48509 | 5.67 | 1 | 365 | 6.4553 | 0.99346 | 7 | 0.44872
58583 | 3 | 1 | 365 | 3.4155 | 0.87485 | 4 | 0.29033
58637 | 3.9 | 1 | 365 | 4.4401 | 0.9373 | 5 | 0.37743
55499 | 6.9 | 1 | 365 | 7.8556 | 0.81215 | 8 | 0.66776
58638 | 3.9 | 1 | 365 | 4.4401 | 0.9373 | 5 | 0.37743
58640 | 6.3 | 1 | 365 | 7.1725 | 0.43718 | 7 | 0.60969
55518 | 12.24 | 1 | 365 | 13.9352 | 0.04938 | 13 | 0.98454
55534 | 9.1 | 1 | 365 | 10.3603 | 0.85371 | 11 | 0.214
58733 | 8.4 | 1 | 365 | 9.5633 | 0.24957 | 9 | 0.81292
55519 | 13.26 | 1 | 365 | 15.0964 | 0.38683 | 15 | 0.48325
58736 | 9.805 | 1 | 365 | 11.1629 | 0.46929 | 11 | 0.63222
55538 | 11.18 | 1 | 365 | 12.7284 | 0.62027 | 13 | 0.34863
55537 | 8.67 | 1 | 365 | 9.8707 | 0.86831 | 10 | 0.73905
55501 | 22.44 | 1 | 365 | 25.5478 | 0.42386 | 25 | 0.97166
55540 | 4.77 | 1 | 365 | 5.4306 | 0.93101 | 6 | 0.36162
55541 | 7.155 | 1 | 365 | 8.1459 | 0.39651 | 8 | 0.54243
58739 | 6.6 | 1 | 365 | 7.5141 | 0.12467 | 7 | 0.63872
55546 | 5.83 | 1 | 365 | 6.6374 | 0.36012 | 6 | 0.99754
58742 | 7.42 | 1 | 365 | 8.4476 | 0.0037907 | 8 | 0.45141
58747 | 5.7 | 1 | 365 | 6.4894 | 0.062211 | 6 | 0.55162
55547 | 8.215 | 1 | 365 | 9.3527 | 0.82563 | 10 | 0.17835
55563 | 10.66 | 1 | 365 | 12.1363 | 0.42863 | 12 | 0.56497
58748 | 3 | 1 | 365 | 3.4155 | 0.87485 | 4 | 0.29033
55566 | 13 | 1 | 365 | 14.8004 | 0.79101 | 15 | 0.59142
58751 | 7.5 | 1 | 365 | 8.5387 | 0.18712 | 8 | 0.72582
55571 | 5.565 | 1 | 365 | 6.3357 | 0.75284 | 7 | 0.08856
58759 | 8.215 | 1 | 365 | 9.3527 | 0.82563 | 10 | 0.17835
58760 | 5.4 | 1 | 365 | 6.1479 | 0.37473 | 6 | 0.52259
58883 | 8.745 | 1 | 365 | 9.9561 | 0.040182 | 9 | 0.99631
58555 | 3.18 | 1 | 365 | 3.6204 | 0.28734 | 3 | 0.90775
58894 | 5.83 | 1 | 365 | 6.6374 | 0.36012 | 6 | 0.99754
55678 | 10.6 | 1 | 365 | 12.068 | 0.29113 | 12 | 0.35916
58947 | 5.3 | 1 | 365 | 6.034 | 0.14556 | 6 | 0.17958
59058 | 6 | 1 | 365 | 6.831 | 0.7497 | 7 | 0.58066
59100 | 3.9 | 1 | 365 | 4.4401 | 0.9373 | 5 | 0.37743
55778 | 4.24 | 1 | 365 | 4.8272 | 0.71645 | 5 | 0.54366
55681 | 9.01 | 1 | 365 | 10.2578 | 0.64746 | 10 | 0.90529
55780 | 8.84 | 1 | 365 | 10.0643 | 0.25789 | 10 | 0.32217
59236 | 12 | 1 | 365 | 13.6619 | 0.49939 | 14 | 0.16132
55789 | 10.14 | 1 | 365 | 11.5443 | 0.23699 | 11 | 0.78131
59239 | 14.1 | 1 | 365 | 16.0528 | 0.31179 | 16 | 0.36455
55785 | 5.46 | 1 | 365 | 6.2162 | 0.51222 | 6 | 0.7284
59238 | 5.355 | 1 | 365 | 6.0966 | 0.2716 | 6 | 0.36824
55535 | 3.9 | 1 | 365 | 4.4401 | 0.9373 | 5 | 0.37743
59430 | 9.405 | 1 | 365 | 10.7075 | 0.55265 | 11 | 0.26018
57644 | 6 | 1 | 365 | 6.831 | 0.7497 | 7 | 0.58066
57646 | 3.3 | 1 | 365 | 3.757 | 0.56233 | 4 | 0.31936
57650 | 7.155 | 1 | 365 | 8.1459 | 0.39651 | 8 | 0.54243
57652 | 3.71 | 1 | 365 | 4.2238 | 0.5019 | 4 | 0.72571
57659 | 6.095 | 1 | 365 | 6.9391 | 0.9674 | 7 | 0.90652
57777 | 7.42 | 1 | 365 | 8.4476 | 0.0037907 | 8 | 0.45141
57780 | 8.4 | 1 | 365 | 9.5633 | 0.24957 | 9 | 0.81292
17842 | 648.85 | 1 | 365 | 738.7116 | 0.91504 | 739 | 0.62661
57790 | 4.5 | 1 | 365 | 5.1232 | 0.31227 | 5 | 0.43549
57804 | 3 | 1 | 365 | 3.4155 | 0.87485 | 4 | 0.29033
57984 | 9.3 | 1 | 365 | 10.588 | 0.31203 | 10 | 0.90002
55843 | 5.72 | 1 | 365 | 6.5122 | 0.10804 | 6 | 0.62023
55846 | 6 | 1 | 365 | 6.831 | 0.7497 | 7 | 0.58066
59335 | 19.5 | 1 | 365 | 22.2006 | 0.68651 | 22 | 0.88714
59336 | 5.1 | 1 | 365 | 5.8063 | 0.68724 | 6 | 0.49356
59350 | 6.625 | 1 | 365 | 7.5425 | 0.18196 | 7 | 0.72448
59349 | 3 | 1 | 365 | 3.4155 | 0.87485 | 4 | 0.29033
59367 | 4.5 | 1 | 365 | 5.1232 | 0.31227 | 5 | 0.43549
59366 | 5.4 | 1 | 365 | 6.1479 | 0.37473 | 6 | 0.52259
59369 | 9.275 | 1 | 365 | 10.5595 | 0.25474 | 10 | 0.81427
54077 | 5.3 | 1 | 365 | 6.034 | 0.14556 | 6 | 0.17958
47708 | 7.95 | 1 | 365 | 9.051 | 0.21835 | 9 | 0.26937
44336 | 9 | 1 | 365 | 10.2464 | 0.62454 | 10 | 0.87099
50714 | 5.565 | 1 | 365 | 6.3357 | 0.75284 | 7 | 0.08856
44540 | 8.745 | 1 | 365 | 9.9561 | 0.040182 | 9 | 0.99631
43814 | 8.4 | 1 | 365 | 9.5633 | 0.24957 | 9 | 0.81292
44206 | 8.4 | 1 | 365 | 9.5633 | 0.24957 | 9 | 0.81292
44191 | 4.5 | 1 | 365 | 5.1232 | 0.31227 | 5 | 0.43549
50045 | 6.6 | 1 | 365 | 7.5141 | 0.12467 | 7 | 0.63872
43797 | 8.7 | 1 | 365 | 9.9049 | 0.93706 | 10 | 0.84195
50908 | 7.42 | 1 | 365 | 8.4476 | 0.0037907 | 8 | 0.45141
49106 | 13.8 | 1 | 365 | 15.7112 | 0.6243 | 16 | 0.33551
47719 | 7.83 | 1 | 365 | 8.9144 | 0.94335 | 9 | 0.85776
43844 | 9 | 1 | 365 | 10.2464 | 0.62454 | 10 | 0.87099
55323 | 4.2 | 1 | 365 | 4.7817 | 0.62479 | 5 | 0.40646
49122 | 12.3 | 1 | 365 | 14.0035 | 0.18688 | 14 | 0.19035
46139 | 12.19 | 1 | 365 | 13.8782 | 0.9348 | 14 | 0.81304
45285 | 6.9 | 1 | 365 | 7.8556 | 0.81215 | 8 | 0.66776
43753 | 9.9 | 1 | 365 | 11.2711 | 0.687 | 11 | 0.95809
50986 | 7.5 | 1 | 365 | 8.5387 | 0.18712 | 8 | 0.72582
50969 | 9.805 | 1 | 365 | 11.1629 | 0.46929 | 11 | 0.63222
50156 | 9.01 | 1 | 365 | 10.2578 | 0.64746 | 10 | 0.90529
51104 | 4.505 | 1 | 365 | 5.1289 | 0.32373 | 5 | 0.45264
37326 | 4.83 | 1 | 365 | 5.4989 | 0.068505 | 5 | 0.56743
39631 | 2.805 | 1 | 365 | 3.1935 | 0.42798 | 3 | 0.62146
59179 | 1.56 | 1 | 365 | 1.7761 | 0.57492 | 2 | 0.35097
60078 | 8.84 | 1 | 365 | 10.0643 | 0.25789 | 10 | 0.32217
45439 | 4 | 1 | 365 | 4.554 | 0.16646 | 4 | 0.72044
43779 | 5.232 | 1 | 365 | 5.9566 | 0.98973 | 6 | 0.94633
43080 | 9.81 | 1 | 365 | 11.1686 | 0.48075 | 11 | 0.64938
44709 | 5.25 | 1 | 365 | 5.9771 | 0.030984 | 6 | 0.0080754
49424 | 7.28 | 1 | 365 | 8.2882 | 0.68296 | 8 | 0.9712
46025 | 9.81 | 1 | 365 | 11.1686 | 0.48075 | 11 | 0.64938
49798 | 11.25 | 1 | 365 | 12.8081 | 0.78068 | 13 | 0.58873
47537 | 8.502 | 1 | 365 | 9.6795 | 0.48332 | 10 | 0.16279
37313 | 6.867 | 1 | 365 | 7.818 | 0.73653 | 8 | 0.55456
49246 | 8.82 | 1 | 365 | 10.0415 | 0.21205 | 10 | 0.25357
49423 | 6.75 | 1 | 365 | 7.6848 | 0.46841 | 8 | 0.15324
49428 | 4.68 | 1 | 365 | 5.3282 | 0.72476 | 6 | 0.052913
57648 | 13.64 | 1 | 365 | 15.5291 | 0.25764 | 15 | 0.78669
47986 | 5.559 | 1 | 365 | 6.3289 | 0.73909 | 7 | 0.067979
50061 | 4.578 | 1 | 365 | 5.212 | 0.49102 | 5 | 0.70304
42524 | 2.943 | 1 | 365 | 3.3506 | 0.74423 | 4 | 0.094813
54320 | 6.9 | 1 | 365 | 7.8556 | 0.81215 | 8 | 0.66776
43988 | 5.67 | 1 | 365 | 6.4553 | 0.99346 | 7 | 0.44872
55943 | 13.5 | 1 | 365 | 15.3697 | 0.93682 | 16 | 0.30648
55944 | 10.56 | 1 | 365 | 12.0225 | 0.19946 | 12 | 0.22196
55947 | 11.61 | 1 | 365 | 13.2179 | 0.60566 | 13 | 0.82357
56039 | 6.55 | 1 | 365 | 7.4571 | 0.010085 | 7 | 0.46722
56043 | 6.5 | 1 | 365 | 7.4002 | 0.8955 | 8 | 0.29571
56050 | 9.9 | 1 | 365 | 11.2711 | 0.687 | 11 | 0.95809
56138 | 11.4 | 1 | 365 | 12.9788 | 0.12442 | 13 | 0.10325
56141 | 9 | 1 | 365 | 10.2464 | 0.62454 | 10 | 0.87099
56045 | 11.84 | 1 | 365 | 13.4798 | 0.13273 | 13 | 0.6125
56221 | 6.84 | 1 | 365 | 7.7873 | 0.67465 | 8 | 0.46195
56235 | 6.5 | 1 | 365 | 7.4002 | 0.8955 | 8 | 0.29571
56241 | 5.72 | 1 | 365 | 6.5122 | 0.10804 | 6 | 0.62023
56244 | 4.42 | 1 | 365 | 5.0321 | 0.12894 | 5 | 0.16108
56246 | 8.84 | 1 | 365 | 10.0643 | 0.25789 | 10 | 0.32217
56279 | 9.81 | 1 | 365 | 11.1686 | 0.48075 | 11 | 0.64938
51115 | 9.99 | 1 | 365 | 11.3736 | 0.89324 | 12 | 0.26679
56038 | 8.97 | 1 | 365 | 10.2123 | 0.5558 | 10 | 0.76808
56299 | 6.6 | 1 | 365 | 7.5141 | 0.12467 | 7 | 0.63872
56309 | 5.2 | 1 | 365 | 5.9202 | 0.9164 | 6 | 0.83657
56369 | 11.4 | 1 | 365 | 12.9788 | 0.12442 | 13 | 0.10325
56370 | 9.81 | 1 | 365 | 11.1686 | 0.48075 | 11 | 0.64938
56397 | 6.54 | 1 | 365 | 7.4457 | 0.98717 | 8 | 0.43292
56585 | 12.6 | 1 | 365 | 14.345 | 0.87436 | 15 | 0.21938
56587 | 11.4 | 1 | 365 | 12.9788 | 0.12442 | 13 | 0.10325
56592 | 7 | 1 | 365 | 7.9695 | 0.041312 | 8 | 0.010767
56724 | 4.86 | 1 | 365 | 5.5331 | 0.13725 | 5 | 0.67033
56893 | 5.83 | 1 | 365 | 6.6374 | 0.36012 | 6 | 0.99754
56895 | 4.77 | 1 | 365 | 5.4306 | 0.93101 | 6 | 0.36162
56897 | 6.89 | 1 | 365 | 7.8442 | 0.78923 | 8 | 0.63346
56899 | 8.48 | 1 | 365 | 9.6544 | 0.4329 | 10 | 0.087329
57288 | 2.565 | 1 | 365 | 2.9202 | 0.878 | 3 | 0.79823
57269 | 7.54 | 1 | 365 | 8.5842 | 0.27878 | 8 | 0.86303
57404 | 8.215 | 1 | 365 | 9.3527 | 0.82563 | 10 | 0.17835
57519 | 8.32 | 1 | 365 | 9.4723 | 0.066245 | 9 | 0.53851
57491 | 3.6 | 1 | 365 | 4.0986 | 0.24982 | 4 | 0.34839
57639 | 5.83 | 1 | 365 | 6.6374 | 0.36012 | 6 | 0.99754
57642 | 5.3 | 1 | 365 | 6.034 | 0.14556 | 6 | 0.17958
57794 | 6.6 | 1 | 365 | 7.5141 | 0.12467 | 7 | 0.63872
58042 | 8.96 | 1 | 365 | 10.2009 | 0.53288 | 10 | 0.73378
58046 | 6.21 | 1 | 365 | 7.07 | 0.23094 | 7 | 0.30098
58052 | 4.24 | 1 | 365 | 4.8272 | 0.71645 | 5 | 0.54366
58034 | 8 | 1 | 365 | 9.1079 | 0.33293 | 9 | 0.44088
58345 | 7.59 | 1 | 365 | 8.6412 | 0.39337 | 9 | 0.034532
58417 | 5.2 | 1 | 365 | 5.9202 | 0.9164 | 6 | 0.83657
58462 | 7.5 | 1 | 365 | 8.5387 | 0.18712 | 8 | 0.72582
58463 | 6.93 | 1 | 365 | 7.8898 | 0.8809 | 8 | 0.77066
58671 | 7.68 | 1 | 365 | 8.7436 | 0.59961 | 9 | 0.34324
59474 | 8.8 | 1 | 365 | 10.0187 | 0.16622 | 10 | 0.18496
59475 | 6.325 | 1 | 365 | 7.201 | 0.49447 | 7 | 0.69544
37698 | 9.45 | 1 | 365 | 10.7588 | 0.65577 | 11 | 0.41454
50891 | 7.155 | 1 | 365 | 8.1459 | 0.39651 | 8 | 0.54243
45258 | 8.7 | 1 | 365 | 9.9049 | 0.93706 | 10 | 0.84195
50868 | 5.72 | 1 | 365 | 6.5122 | 0.10804 | 6 | 0.62023
50566 | 9 | 1 | 365 | 10.2464 | 0.62454 | 10 | 0.87099
47709 | 6.213 | 1 | 365 | 7.0735 | 0.23781 | 7 | 0.31127
36161 | 8.829 | 1 | 365 | 10.0518 | 0.23268 | 10 | 0.28444
51333 | 6.93 | 1 | 365 | 7.8898 | 0.8809 | 8 | 0.77066
37509 | 8.375 | 1 | 365 | 9.5349 | 0.19228 | 9 | 0.72717
48883 | 6 | 1 | 365 | 6.831 | 0.7497 | 7 | 0.58066
47713 | 9.156 | 1 | 365 | 10.424 | 0.98204 | 11 | 0.40608
43652 | 6.4 | 1 | 365 | 7.2864 | 0.66634 | 7 | 0.9527
59598 | 30.525 | 0.9 | 365 | 31.2773 | 0.95642 | 32 | 0.23369
42462 | 6.25 | 1 | 365 | 7.1156 | 0.3226 | 7 | 0.43818
49767 | 24.96 | 1 | 365 | 28.4168 | 0.19874 | 28 | 0.61554
49296 | 9.4 | 1 | 365 | 10.7018 | 0.54119 | 11 | 0.24303
56152 | 7.8 | 1 | 365 | 8.8803 | 0.8746 | 9 | 0.75485
56359 | 11.7 | 1 | 365 | 13.3204 | 0.81191 | 14 | 0.13228
57741 | 9.9 | 1 | 365 | 11.2711 | 0.687 | 11 | 0.95809
59473 | 14.79 | 1 | 365 | 16.8383 | 0.893 | 17 | 0.73132
38445 | 8.502 | 1 | 365 | 9.6795 | 0.48332 | 10 | 0.16279
51326 | 11.97 | 1 | 365 | 13.6278 | 0.43064 | 14 | 0.058412
51346 | 10.08 | 1 | 365 | 11.476 | 0.099489 | 11 | 0.5755
51347 | 11.97 | 1 | 365 | 13.6278 | 0.43064 | 14 | 0.058412
51348 | 11.34 | 1 | 365 | 12.9105 | 0.98693 | 13 | 0.89744
51349 | 9.45 | 1 | 365 | 10.7588 | 0.65577 | 11 | 0.41454
51378 | 10.08 | 1 | 365 | 11.476 | 0.099489 | 11 | 0.5755
37465 | 5.886 | 1 | 365 | 6.7012 | 0.48845 | 7 | 0.18963
37505 | 6.4 | 1 | 365 | 7.2864 | 0.66634 | 7 | 0.9527
50751 | 2.616 | 1 | 365 | 2.9783 | 0.99487 | 3 | 0.97317
44431 | 24.885 | 1 | 365 | 28.3314 | 0.026864 | 28 | 0.35828
48045 | 5 | 1 | 365 | 5.6925 | 0.45808 | 6 | 0.15055
50177 | 6.9 | 1 | 365 | 7.8556 | 0.81215 | 8 | 0.66776
45509 | 9.8 | 1 | 365 | 11.1572 | 0.45784 | 11 | 0.61507
47834 | 24.3 | 1 | 365 | 27.6654 | 0.68627 | 28 | 0.35166
50833 | 13.86 | 1 | 365 | 15.7795 | 0.7618 | 16 | 0.54132
47403 | 15.12 | 1 | 365 | 17.214 | 0.64923 | 17 | 0.86326
51020 | 7.5 | 1 | 365 | 8.5387 | 0.18712 | 8 | 0.72582
49496 | 12 | 1 | 365 | 13.6619 | 0.49939 | 14 | 0.16132
50548 | 7.28 | 1 | 365 | 8.2882 | 0.68296 | 8 | 0.9712
50545 | 13.2 | 1 | 365 | 15.0281 | 0.24933 | 15 | 0.27745
50933 | 4.725 | 1 | 365 | 5.3794 | 0.82789 | 6 | 0.20727
45807 | 7.56 | 1 | 365 | 8.607 | 0.32462 | 8 | 0.93163
49141 | 8.5 | 1 | 365 | 9.6772 | 0.47874 | 10 | 0.15593
49112 | 12.285 | 1 | 365 | 13.9864 | 0.1525 | 14 | 0.1389
44854 | 5.3 | 1 | 365 | 6.034 | 0.14556 | 6 | 0.17958
46921 | 13.52 | 1 | 365 | 15.3924 | 0.98265 | 16 | 0.37508
47075 | 6.24 | 1 | 365 | 7.1042 | 0.29968 | 7 | 0.40388
46686 | 8.32 | 1 | 365 | 9.4723 | 0.066245 | 9 | 0.53851
46785 | 21.2 | 1 | 365 | 24.1361 | 0.58226 | 24 | 0.71832
46743 | 3.71 | 1 | 365 | 4.2238 | 0.5019 | 4 | 0.72571
46682 | 10.6 | 1 | 365 | 12.068 | 0.29113 | 12 | 0.35916
46970 | 7.95 | 1 | 365 | 9.051 | 0.21835 | 9 | 0.26937
57778 | 9.54 | 1 | 365 | 10.8612 | 0.86202 | 11 | 0.72325
57469 | 10.07 | 1 | 365 | 11.4646 | 0.076573 | 11 | 0.5412
57786 | 7.42 | 1 | 365 | 8.4476 | 0.0037907 | 8 | 0.45141
57801 | 4.5 | 1 | 365 | 5.1232 | 0.31227 | 5 | 0.43549
57890 | 10.8 | 1 | 365 | 12.2957 | 0.74945 | 13 | 0.045184
57969 | 9.9 | 1 | 365 | 11.2711 | 0.687 | 11 | 0.95809
58006 | 13.5 | 1 | 365 | 15.3697 | 0.93682 | 16 | 0.30648
57792 | 3 | 1 | 365 | 3.4155 | 0.87485 | 4 | 0.29033
39907 | 9.755 | 1 | 365 | 11.106 | 0.35471 | 11 | 0.46072
44377 | 6.76 | 1 | 365 | 7.6962 | 0.49132 | 8 | 0.18754
43226 | 3.975 | 1 | 365 | 4.5255 | 0.10917 | 4 | 0.63469
44969 | 7.395 | 1 | 365 | 8.4192 | 0.9465 | 9 | 0.36566
44617 | 8.25 | 1 | 365 | 9.3926 | 0.90583 | 10 | 0.2984
45116 | 5.035 | 1 | 365 | 5.7323 | 0.53829 | 6 | 0.2706
47565 | 3.18 | 1 | 365 | 3.6204 | 0.28734 | 3 | 0.90775
55792 | 5.72 | 1 | 365 | 6.5122 | 0.10804 | 6 | 0.62023
55793 | 4.68 | 1 | 365 | 5.3282 | 0.72476 | 6 | 0.052913
55795 | 9.36 | 1 | 365 | 10.6563 | 0.44953 | 11 | 0.10583
55826 | 8.32 | 1 | 365 | 9.4723 | 0.066245 | 9 | 0.53851
55827 | 8.64 | 1 | 365 | 9.8366 | 0.79956 | 10 | 0.63615
55830 | 4.42 | 1 | 365 | 5.0321 | 0.12894 | 5 | 0.16108
55831 | 8.58 | 1 | 365 | 9.7683 | 0.66207 | 10 | 0.43034
55835 | 11.7 | 1 | 365 | 13.3204 | 0.81191 | 14 | 0.13228
55836 | 5.72 | 1 | 365 | 6.5122 | 0.10804 | 6 | 0.62023
55842 | 6.75 | 1 | 365 | 7.6848 | 0.46841 | 8 | 0.15324
55882 | 8.32 | 1 | 365 | 9.4723 | 0.066245 | 9 | 0.53851
55883 | 10.4 | 1 | 365 | 11.8403 | 0.83281 | 12 | 0.67314
55884 | 4.68 | 1 | 365 | 5.3282 | 0.72476 | 6 | 0.052913
55888 | 13 | 1 | 365 | 14.8004 | 0.79101 | 15 | 0.59142
55961 | 8.1 | 1 | 365 | 9.2218 | 0.56209 | 9 | 0.78389
55963 | 9.36 | 1 | 365 | 10.6563 | 0.44953 | 11 | 0.10583
55964 | 9.36 | 1 | 365 | 10.6563 | 0.44953 | 11 | 0.10583
55965 | 4.68 | 1 | 365 | 5.3282 | 0.72476 | 6 | 0.052913
55973 | 2.34 | 1 | 365 | 2.6641 | 0.36238 | 3 | 0.026456
55976 | 8.06 | 1 | 365 | 9.1763 | 0.47042 | 9 | 0.64668
55977 | 9.36 | 1 | 365 | 10.6563 | 0.44953 | 11 | 0.10583
55978 | 8.06 | 1 | 365 | 9.1763 | 0.47042 | 9 | 0.64668
55988 | 10.14 | 1 | 365 | 11.5443 | 0.23699 | 11 | 0.78131
56192 | 7.28 | 1 | 365 | 8.2882 | 0.68296 | 8 | 0.9712
56200 | 6.24 | 1 | 365 | 7.1042 | 0.29968 | 7 | 0.40388
56209 | 8.32 | 1 | 365 | 9.4723 | 0.066245 | 9 | 0.53851
56213 | 6.24 | 1 | 365 | 7.1042 | 0.29968 | 7 | 0.40388
56214 | 7.28 | 1 | 365 | 8.2882 | 0.68296 | 8 | 0.9712
56217 | 8.84 | 1 | 365 | 10.0643 | 0.25789 | 10 | 0.32217
56223 | 5.72 | 1 | 365 | 6.5122 | 0.10804 | 6 | 0.62023
56231 | 3.38 | 1 | 365 | 3.8481 | 0.74566 | 4 | 0.59377
56233 | 12.42 | 1 | 365 | 14.1401 | 0.46187 | 14 | 0.60196
56247 | 5.98 | 1 | 365 | 6.8082 | 0.70386 | 7 | 0.51206
56248 | 12.74 | 1 | 365 | 14.5044 | 0.19519 | 14 | 0.6996
56249 | 9.62 | 1 | 365 | 10.9523 | 0.045346 | 10 | 0.99765
56250 | 3.64 | 1 | 365 | 4.1441 | 0.34148 | 4 | 0.4856
56251 | 3.12 | 1 | 365 | 3.5521 | 0.14984 | 3 | 0.70194
56252 | 2.08 | 1 | 365 | 2.3681 | 0.76656 | 3 | 0.13463
56651 | 6.76 | 1 | 365 | 7.6962 | 0.49132 | 8 | 0.18754
56654 | 10.66 | 1 | 365 | 12.1363 | 0.42863 | 12 | 0.56497
56656 | 4.32 | 1 | 365 | 4.9183 | 0.89978 | 5 | 0.81807
56660 | 9.36 | 1 | 365 | 10.6563 | 0.44953 | 11 | 0.10583
56684 | 2.86 | 1 | 365 | 3.2561 | 0.55402 | 3 | 0.81011
56692 | 4.68 | 1 | 365 | 5.3282 | 0.72476 | 6 | 0.052913
56696 | 4.42 | 1 | 365 | 5.0321 | 0.12894 | 5 | 0.16108
56698 | 4.16 | 1 | 365 | 4.7361 | 0.53312 | 5 | 0.26926
56700 | 12.48 | 1 | 365 | 14.2084 | 0.59937 | 14 | 0.80777
57303 | 3.99 | 1 | 365 | 4.5426 | 0.14355 | 4 | 0.68614
57312 | 4.42 | 1 | 365 | 5.0321 | 0.12894 | 5 | 0.16108
47910 | 10.45 | 1 | 365 | 11.8973 | 0.94739 | 12 | 0.84465
57325 | 4.68 | 1 | 365 | 5.3282 | 0.72476 | 6 | 0.052913
57326 | 9.1 | 1 | 365 | 10.3603 | 0.85371 | 11 | 0.214
47302 | 6.76 | 1 | 365 | 7.6962 | 0.49132 | 8 | 0.18754
57329 | 4.42 | 1 | 365 | 5.0321 | 0.12894 | 5 | 0.16108
57331 | 5.2 | 1 | 365 | 5.9202 | 0.9164 | 6 | 0.83657
57332 | 7.02 | 1 | 365 | 7.9922 | 0.087144 | 8 | 0.079369
48567 | 7.95 | 1 | 365 | 9.051 | 0.21835 | 9 | 0.26937
57333 | 8.58 | 1 | 365 | 9.7683 | 0.66207 | 10 | 0.43034
57336 | 5.98 | 1 | 365 | 6.8082 | 0.70386 | 7 | 0.51206
57362 | 5.04 | 1 | 365 | 5.738 | 0.54974 | 6 | 0.28775
57439 | 5.2 | 1 | 365 | 5.9202 | 0.9164 | 6 | 0.83657
57440 | 9.88 | 1 | 365 | 11.2483 | 0.64117 | 11 | 0.88948
57442 | 7.8 | 1 | 365 | 8.8803 | 0.8746 | 9 | 0.75485
57443 | 13 | 1 | 365 | 14.8004 | 0.79101 | 15 | 0.59142
57444 | 5.2 | 1 | 365 | 5.9202 | 0.9164 | 6 | 0.83657
57445 | 7.02 | 1 | 365 | 7.9922 | 0.087144 | 8 | 0.079369
57446 | 8.91 | 1 | 365 | 10.144 | 0.4183 | 10 | 0.56228
57447 | 11.96 | 1 | 365 | 13.6164 | 0.40773 | 14 | 0.024111
57448 | 6.24 | 1 | 365 | 7.1042 | 0.29968 | 7 | 0.40388
57450 | 7.02 | 1 | 365 | 7.9922 | 0.087144 | 8 | 0.079369
57451 | 5.46 | 1 | 365 | 6.2162 | 0.51222 | 6 | 0.7284
57453 | 4.16 | 1 | 365 | 4.7361 | 0.53312 | 5 | 0.26926
57454 | 7.54 | 1 | 365 | 8.5842 | 0.27878 | 8 | 0.86303
57455 | 9.88 | 1 | 365 | 11.2483 | 0.64117 | 11 | 0.88948
57456 | 5.46 | 1 | 365 | 6.2162 | 0.51222 | 6 | 0.7284
57457 | 6.76 | 1 | 365 | 7.6962 | 0.49132 | 8 | 0.18754
57459 | 4.42 | 1 | 365 | 5.0321 | 0.12894 | 5 | 0.16108
58289 | 7.28 | 1 | 365 | 8.2882 | 0.68296 | 8 | 0.9712
58294 | 4.16 | 1 | 365 | 4.7361 | 0.53312 | 5 | 0.26926
58298 | 3.64 | 1 | 365 | 4.1441 | 0.34148 | 4 | 0.4856
58301 | 9.88 | 1 | 365 | 11.2483 | 0.64117 | 11 | 0.88948
58302 | 7.54 | 1 | 365 | 8.5842 | 0.27878 | 8 | 0.86303
48379 | 9.805 | 1 | 365 | 11.1629 | 0.46929 | 11 | 0.63222
58303 | 4.16 | 1 | 365 | 4.7361 | 0.53312 | 5 | 0.26926
58314 | 7.54 | 1 | 365 | 8.5842 | 0.27878 | 8 | 0.86303
58315 | 11.18 | 1 | 365 | 12.7284 | 0.62027 | 13 | 0.34863
58316 | 10.14 | 1 | 365 | 11.5443 | 0.23699 | 11 | 0.78131
58317 | 5.46 | 1 | 365 | 6.2162 | 0.51222 | 6 | 0.7284
58319 | 10.92 | 1 | 365 | 12.4324 | 0.024447 | 12 | 0.4568
58320 | 5.72 | 1 | 365 | 6.5122 | 0.10804 | 6 | 0.62023
58321 | 7.02 | 1 | 365 | 7.9922 | 0.087144 | 8 | 0.079369
58332 | 9.1 | 1 | 365 | 10.3603 | 0.85371 | 11 | 0.214
58333 | 3.64 | 1 | 365 | 4.1441 | 0.34148 | 4 | 0.4856
58337 | 4.68 | 1 | 365 | 5.3282 | 0.72476 | 6 | 0.052913
58382 | 5.83 | 1 | 365 | 6.6374 | 0.36012 | 6 | 0.99754
58383 | 11.96 | 1 | 365 | 13.6164 | 0.40773 | 14 | 0.024111
47944 | 11.275 | 1 | 365 | 12.8365 | 0.83797 | 13 | 0.67449
58384 | 11.18 | 1 | 365 | 12.7284 | 0.62027 | 13 | 0.34863
58385 | 7.28 | 1 | 365 | 8.2882 | 0.68296 | 8 | 0.9712
58386 | 3.38 | 1 | 365 | 3.8481 | 0.74566 | 4 | 0.59377
48089 | 7.425 | 1 | 365 | 8.4533 | 0.015249 | 8 | 0.46856
48157 | 7.155 | 1 | 365 | 8.1459 | 0.39651 | 8 | 0.54243
58389 | 4.68 | 1 | 365 | 5.3282 | 0.72476 | 6 | 0.052913
58390 | 6.76 | 1 | 365 | 7.6962 | 0.49132 | 8 | 0.18754
58391 | 7.02 | 1 | 365 | 7.9922 | 0.087144 | 8 | 0.079369
58392 | 4.16 | 1 | 365 | 4.7361 | 0.53312 | 5 | 0.26926
58394 | 10.92 | 1 | 365 | 12.4324 | 0.024447 | 12 | 0.4568
58395 | 4.16 | 1 | 365 | 4.7361 | 0.53312 | 5 | 0.26926
58396 | 3.64 | 1 | 365 | 4.1441 | 0.34148 | 4 | 0.4856
58398 | 5.98 | 1 | 365 | 6.8082 | 0.70386 | 7 | 0.51206
56421 | 9.25 | 1 | 365 | 10.5311 | 0.19745 | 10 | 0.72851
56422 | 5.865 | 1 | 365 | 6.6773 | 0.44033 | 7 | 0.11759
58400 | 6.27 | 1 | 365 | 7.1384 | 0.36843 | 7 | 0.50679
58401 | 7.8 | 1 | 365 | 8.8803 | 0.8746 | 9 | 0.75485
58402 | 4.32 | 1 | 365 | 4.9183 | 0.89978 | 5 | 0.81807
43434 | 5.1 | 1 | 365 | 5.8063 | 0.68724 | 6 | 0.49356
58404 | 10.14 | 1 | 365 | 11.5443 | 0.23699 | 11 | 0.78131
58953 | 3.64 | 1 | 365 | 4.1441 | 0.34148 | 4 | 0.4856
50910 | 6 | 1 | 365 | 6.831 | 0.7497 | 7 | 0.58066
58955 | 6.24 | 1 | 365 | 7.1042 | 0.29968 | 7 | 0.40388
50614 | 5.4 | 1 | 365 | 6.1479 | 0.37473 | 6 | 0.52259
57024 | 7.8 | 1 | 365 | 8.8803 | 0.8746 | 9 | 0.75485
58957 | 6.5 | 1 | 365 | 7.4002 | 0.8955 | 8 | 0.29571
42999 | 7.95 | 1 | 365 | 9.051 | 0.21835 | 9 | 0.26937
57025 | 3.3 | 1 | 365 | 3.757 | 0.56233 | 4 | 0.31936
58960 | 7.54 | 1 | 365 | 8.5842 | 0.27878 | 8 | 0.86303
42988 | 9.805 | 1 | 365 | 11.1629 | 0.46929 | 11 | 0.63222
43017 | 6.325 | 1 | 365 | 7.201 | 0.49447 | 7 | 0.69544
43150 | 4.24 | 1 | 365 | 4.8272 | 0.71645 | 5 | 0.54366
57653 | 3 | 1 | 365 | 3.4155 | 0.87485 | 4 | 0.29033
43139 | 9.275 | 1 | 365 | 10.5595 | 0.25474 | 10 | 0.81427
43218 | 9.9 | 1 | 365 | 11.2711 | 0.687 | 11 | 0.95809
43197 | 11 | 1 | 365 | 12.5234 | 0.20778 | 12 | 0.73121
43211 | 6.325 | 1 | 365 | 7.201 | 0.49447 | 7 | 0.69544
43231 | 7.425 | 1 | 365 | 8.4533 | 0.015249 | 8 | 0.46856
58961 | 6.24 | 1 | 365 | 7.1042 | 0.29968 | 7 | 0.40388
57668 | 10.8 | 1 | 365 | 12.2957 | 0.74945 | 13 | 0.045184
55517 | 2.915 | 1 | 365 | 3.3187 | 0.68006 | 3 | 0.99877
44280 | 17.94 | 1 | 365 | 20.4246 | 0.11159 | 20 | 0.53617
58964 | 5.46 | 1 | 365 | 6.2162 | 0.51222 | 6 | 0.7284
57718 | 5.1 | 1 | 365 | 5.8063 | 0.68724 | 6 | 0.49356
56323 | 8.06 | 1 | 365 | 9.1763 | 0.47042 | 9 | 0.64668
58965 | 9.62 | 1 | 365 | 10.9523 | 0.045346 | 10 | 0.99765
56324 | 11.275 | 1 | 365 | 12.8365 | 0.83797 | 13 | 0.67449
58966 | 5.98 | 1 | 365 | 6.8082 | 0.70386 | 7 | 0.51206
56325 | 3.975 | 1 | 365 | 4.5255 | 0.10917 | 4 | 0.63469
58967 | 7.54 | 1 | 365 | 8.5842 | 0.27878 | 8 | 0.86303
56326 | 10.6 | 1 | 365 | 12.068 | 0.29113 | 12 | 0.35916
58971 | 7.28 | 1 | 365 | 8.2882 | 0.68296 | 8 | 0.9712
56334 | 5.3 | 1 | 365 | 6.034 | 0.14556 | 6 | 0.17958
56335 | 10.6 | 1 | 365 | 12.068 | 0.29113 | 12 | 0.35916
58972 | 4.16 | 1 | 365 | 4.7361 | 0.53312 | 5 | 0.26926
56386 | 6.24 | 1 | 365 | 7.1042 | 0.29968 | 7 | 0.40388
56388 | 12.48 | 1 | 365 | 14.2084 | 0.59937 | 14 | 0.80777
58973 | 9.36 | 1 | 365 | 10.6563 | 0.44953 | 11 | 0.10583
56393 | 7.95 | 1 | 365 | 9.051 | 0.21835 | 9 | 0.26937
58974 | 3.64 | 1 | 365 | 4.1441 | 0.34148 | 4 | 0.4856
56394 | 2.65 | 1 | 365 | 3.017 | 0.072782 | 3 | 0.08979
58977 | 2.6 | 1 | 365 | 2.9601 | 0.9582 | 3 | 0.91828
56395 | 9.275 | 1 | 365 | 10.5595 | 0.25474 | 10 | 0.81427
56571 | 6.625 | 1 | 365 | 7.5425 | 0.18196 | 7 | 0.72448
58978 | 7.54 | 1 | 365 | 8.5842 | 0.27878 | 8 | 0.86303
56573 | 2.65 | 1 | 365 | 3.017 | 0.072782 | 3 | 0.08979
58979 | 9.1 | 1 | 365 | 10.3603 | 0.85371 | 11 | 0.214
56575 | 5.83 | 1 | 365 | 6.6374 | 0.36012 | 6 | 0.99754
56577 | 8.215 | 1 | 365 | 9.3527 | 0.82563 | 10 | 0.17835
58992 | 11.44 | 1 | 365 | 13.0244 | 0.21609 | 13 | 0.24045
56578 | 6.89 | 1 | 365 | 7.8442 | 0.78923 | 8 | 0.63346
58994 | 6.21 | 1 | 365 | 7.07 | 0.23094 | 7 | 0.30098
56582 | 5.3 | 1 | 365 | 6.034 | 0.14556 | 6 | 0.17958
58995 | 10.14 | 1 | 365 | 11.5443 | 0.23699 | 11 | 0.78131
56583 | 6.36 | 1 | 365 | 7.2408 | 0.57468 | 7 | 0.8155
56584 | 7.42 | 1 | 365 | 8.4476 | 0.0037907 | 8 | 0.45141
58997 | 10.92 | 1 | 365 | 12.4324 | 0.024447 | 12 | 0.4568
56662 | 6.76 | 1 | 365 | 7.6962 | 0.49132 | 8 | 0.18754
58998 | 12.22 | 1 | 365 | 13.9124 | 0.0035475 | 13 | 0.91594
56666 | 11.44 | 1 | 365 | 13.0244 | 0.21609 | 13 | 0.24045
58999 | 4.68 | 1 | 365 | 5.3282 | 0.72476 | 6 | 0.052913
56668 | 4.505 | 1 | 365 | 5.1289 | 0.32373 | 5 | 0.45264
59000 | 3.64 | 1 | 365 | 4.1441 | 0.34148 | 4 | 0.4856
56671 | 3.18 | 1 | 365 | 3.6204 | 0.28734 | 3 | 0.90775
56673 | 4.77 | 1 | 365 | 5.4306 | 0.93101 | 6 | 0.36162
59001 | 9.975 | 1 | 365 | 11.3565 | 0.85887 | 12 | 0.21534
59004 | 5.98 | 1 | 365 | 6.8082 | 0.70386 | 7 | 0.51206
59005 | 6.76 | 1 | 365 | 7.6962 | 0.49132 | 8 | 0.18754
59006 | 11.44 | 1 | 365 | 13.0244 | 0.21609 | 13 | 0.24045
59008 | 3.12 | 1 | 365 | 3.5521 | 0.14984 | 3 | 0.70194
59009 | 4.94 | 1 | 365 | 5.6242 | 0.32058 | 5 | 0.94474
59010 | 4.68 | 1 | 365 | 5.3282 | 0.72476 | 6 | 0.052913
59011 | 11.7 | 1 | 365 | 13.3204 | 0.81191 | 14 | 0.13228
59013 | 8.06 | 1 | 365 | 9.1763 | 0.47042 | 9 | 0.64668
59014 | 7.29 | 1 | 365 | 8.2996 | 0.70588 | 9 | 0.005499
38031 | 5.72 | 1 | 365 | 6.5122 | 0.10804 | 6 | 0.62023
59016 | 10.4 | 1 | 365 | 11.8403 | 0.83281 | 12 | 0.67314
59017 | 9.99 | 1 | 365 | 11.3736 | 0.89324 | 12 | 0.26679
59018 | 6.24 | 1 | 365 | 7.1042 | 0.29968 | 7 | 0.40388
59020 | 12.48 | 1 | 365 | 14.2084 | 0.59937 | 14 | 0.80777
59012 | 13.26 | 1 | 365 | 15.0964 | 0.38683 | 15 | 0.48325
59023 | 13.26 | 1 | 365 | 15.0964 | 0.38683 | 15 | 0.48325
59024 | 13.26 | 1 | 365 | 15.0964 | 0.38683 | 15 | 0.48325
59025 | 10.14 | 1 | 365 | 11.5443 | 0.23699 | 11 | 0.78131
58968 | 6.5 | 1 | 365 | 7.4002 | 0.8955 | 8 | 0.29571
59026 | 10.26 | 1 | 365 | 11.6809 | 0.51198 | 12 | 0.19292
59015 | 7.54 | 1 | 365 | 8.5842 | 0.27878 | 8 | 0.86303
59027 | 6.75 | 1 | 365 | 7.6848 | 0.46841 | 8 | 0.15324
59030 | 6.5 | 1 | 365 | 7.4002 | 0.8955 | 8 | 0.29571
59032 | 9.72 | 1 | 365 | 11.0662 | 0.27451 | 11 | 0.34067
59040 | 3.12 | 1 | 365 | 3.5521 | 0.14984 | 3 | 0.70194
59041 | 3.78 | 1 | 365 | 4.3035 | 0.66231 | 4 | 0.96581
55572 | 3.9 | 1 | 365 | 4.4401 | 0.9373 | 5 | 0.37743
55791 | 4.35 | 1 | 365 | 4.9524 | 0.96853 | 5 | 0.92098
55797 | 4.68 | 1 | 365 | 5.3282 | 0.72476 | 6 | 0.052913
55834 | 13.34 | 1 | 365 | 15.1875 | 0.57016 | 15 | 0.75766
55975 | 6.36 | 1 | 365 | 7.2408 | 0.57468 | 7 | 0.8155
56649 | 9.36 | 1 | 365 | 10.6563 | 0.44953 | 11 | 0.10583
56658 | 4.68 | 1 | 365 | 5.3282 | 0.72476 | 6 | 0.052913
56689 | 5.46 | 1 | 365 | 6.2162 | 0.51222 | 6 | 0.7284
55897 | 3.445 | 1 | 365 | 3.9221 | 0.89462 | 4 | 0.81673
27093 | 983.84 | 0.9 | 365 | 1008.086 | 0.12514 | 1008 | 0.21113
55527 | 2.835 | 1 | 365 | 3.2276 | 0.49673 | 3 | 0.72436
55423 | 6.24 | 1 | 365 | 7.1042 | 0.29968 | 7 | 0.40388
55898 | 8.32 | 1 | 365 | 9.4723 | 0.066245 | 9 | 0.53851
48305 | 3.6 | 1 | 365 | 4.0986 | 0.24982 | 4 | 0.34839
55899 | 9.805 | 1 | 365 | 11.1629 | 0.46929 | 11 | 0.63222
56790 | 3.6 | 1 | 365 | 4.0986 | 0.24982 | 4 | 0.34839
55901 | 5.83 | 1 | 365 | 6.6374 | 0.36012 | 6 | 0.99754
55902 | 5.035 | 1 | 365 | 5.7323 | 0.53829 | 6 | 0.2706
58709 | 6.84 | 1 | 365 | 7.7873 | 0.67465 | 8 | 0.46195
55904 | 7.54 | 1 | 365 | 8.5842 | 0.27878 | 8 | 0.86303
58711 | 7.2 | 1 | 365 | 8.1972 | 0.49964 | 8 | 0.69679
55905 | 10.6 | 1 | 365 | 12.068 | 0.29113 | 12 | 0.35916
58809 | 7.2 | 1 | 365 | 8.1972 | 0.49964 | 8 | 0.69679
49725 | 3.84 | 1 | 365 | 4.3718 | 0.79981 | 5 | 0.17162
58730 | 6.24 | 1 | 365 | 7.1042 | 0.29968 | 7 | 0.40388
55986 | 8.48 | 1 | 365 | 9.6544 | 0.4329 | 10 | 0.087329
58604 | 10.865 | 1 | 365 | 12.3697 | 0.89841 | 13 | 0.26814
56042 | 9.54 | 1 | 365 | 10.8612 | 0.86202 | 11 | 0.72325
46032 | 6.867 | 1 | 365 | 7.818 | 0.73653 | 8 | 0.55456
56078 | 10.6 | 1 | 365 | 12.068 | 0.29113 | 12 | 0.35916
45764 | 34.32 | 0.9 | 365 | 35.1658 | 0.78344 | 35 | 0.94923
56079 | 6.76 | 1 | 365 | 7.6962 | 0.49132 | 8 | 0.18754
56080 | 7.54 | 1 | 365 | 8.5842 | 0.27878 | 8 | 0.86303
44573 | 11.44 | 1 | 365 | 13.0244 | 0.21609 | 13 | 0.24045
56084 | 9.1 | 1 | 365 | 10.3603 | 0.85371 | 11 | 0.214
58677 | 40.32 | 0.9 | 365 | 41.3137 | 0.15816 | 41 | 0.47182
56086 | 8.58 | 1 | 365 | 9.7683 | 0.66207 | 10 | 0.43034
58798 | 4.42 | 1 | 365 | 5.0321 | 0.12894 | 5 | 0.16108
56088 | 12.74 | 1 | 365 | 14.5044 | 0.19519 | 14 | 0.6996
50650 | 10.4 | 1 | 365 | 11.8403 | 0.83281 | 12 | 0.67314
56089 | 8.06 | 1 | 365 | 9.1763 | 0.47042 | 9 | 0.64668
59131 | 2.34 | 1 | 365 | 2.6641 | 0.36238 | 3 | 0.026456
56099 | 13.26 | 1 | 365 | 15.0964 | 0.38683 | 15 | 0.48325
51071 | 10.07 | 1 | 365 | 11.4646 | 0.076573 | 11 | 0.5412
56100 | 9.36 | 1 | 365 | 10.6563 | 0.44953 | 11 | 0.10583
56103 | 9.1 | 1 | 365 | 10.3603 | 0.85371 | 11 | 0.214
51175 | 10.6 | 1 | 365 | 12.068 | 0.29113 | 12 | 0.35916
56104 | 10.14 | 1 | 365 | 11.5443 | 0.23699 | 11 | 0.78131
51439 | 10.6 | 1 | 365 | 12.068 | 0.29113 | 12 | 0.35916
56107 | 6.76 | 1 | 365 | 7.6962 | 0.49132 | 8 | 0.18754
43238 | 9.01 | 1 | 365 | 10.2578 | 0.64746 | 10 | 0.90529
56108 | 6.76 | 1 | 365 | 7.6962 | 0.49132 | 8 | 0.18754
57640 | 11.25 | 1 | 365 | 12.8081 | 0.78068 | 13 | 0.58873
56110 | 5.98 | 1 | 365 | 6.8082 | 0.70386 | 7 | 0.51206
56111 | 10.4 | 1 | 365 | 11.8403 | 0.83281 | 12 | 0.67314
57805 | 13.515 | 1 | 365 | 15.3867 | 0.97119 | 16 | 0.35793
56163 | 10.56 | 1 | 365 | 12.0225 | 0.19946 | 12 | 0.22196
55454 | 12.5 | 1 | 365 | 14.2312 | 0.6452 | 14 | 0.87637
56166 | 12.925 | 1 | 365 | 14.715 | 0.61914 | 15 | 0.33417
56168 | 10.4 | 1 | 365 | 11.8403 | 0.83281 | 12 | 0.67314
56169 | 11.96 | 1 | 365 | 13.6164 | 0.40773 | 14 | 0.024111
56170 | 10.23 | 1 | 365 | 11.6468 | 0.44323 | 12 | 0.090021
56676 | 10.07 | 1 | 365 | 11.4646 | 0.076573 | 11 | 0.5412
56677 | 4.24 | 1 | 365 | 4.8272 | 0.71645 | 5 | 0.54366
56679 | 5.83 | 1 | 365 | 6.6374 | 0.36012 | 6 | 0.99754
56681 | 3.975 | 1 | 365 | 4.5255 | 0.10917 | 4 | 0.63469
55498 | 12.75 | 1 | 365 | 14.5158 | 0.2181 | 14 | 0.7339
56683 | 6.625 | 1 | 365 | 7.5425 | 0.18196 | 7 | 0.72448
55500 | 10.455 | 1 | 365 | 11.903 | 0.95885 | 12 | 0.8618
56881 | 7.42 | 1 | 365 | 8.4476 | 0.0037907 | 8 | 0.45141
56882 | 6.24 | 1 | 365 | 7.1042 | 0.29968 | 7 | 0.40388
56116 | 10.5 | 1 | 365 | 11.9542 | 0.061968 | 12 | 0.016151
56256 | 12.75 | 1 | 365 | 14.5158 | 0.2181 | 14 | 0.7339
56257 | 10.455 | 1 | 365 | 11.903 | 0.95885 | 12 | 0.8618
56588 | 11.5 | 1 | 365 | 13.0927 | 0.35358 | 13 | 0.44626
57227 | 12.495 | 1 | 365 | 14.2255 | 0.63374 | 14 | 0.85922
57235 | 10.25 | 1 | 365 | 11.6696 | 0.48906 | 12 | 0.15862
56883 | 8.745 | 1 | 365 | 9.9561 | 0.040182 | 9 | 0.99631
57449 | 13.5 | 1 | 365 | 15.3697 | 0.93682 | 16 | 0.30648
57549 | 11.22 | 1 | 365 | 12.7739 | 0.71193 | 13 | 0.48583
57550 | 13.5 | 1 | 365 | 15.3697 | 0.93682 | 16 | 0.30648
56884 | 5.035 | 1 | 365 | 5.7323 | 0.53829 | 6 | 0.2706
57590 | 11.7 | 1 | 365 | 13.3204 | 0.81191 | 14 | 0.13228
57636 | 11.5 | 1 | 365 | 13.0927 | 0.35358 | 13 | 0.44626
58717 | 9.1 | 1 | 365 | 10.3603 | 0.85371 | 11 | 0.214
57638 | 10.5 | 1 | 365 | 11.9542 | 0.061968 | 12 | 0.016151
58340 | 12.25 | 1 | 365 | 13.9465 | 0.072296 | 14 | 0.018843
56886 | 5.035 | 1 | 365 | 5.7323 | 0.53829 | 6 | 0.2706
56889 | 3.445 | 1 | 365 | 3.9221 | 0.89462 | 4 | 0.81673
56952 | 5.035 | 1 | 365 | 5.7323 | 0.53829 | 6 | 0.2706
57002 | 12.32 | 1 | 365 | 14.0262 | 0.23271 | 14 | 0.25895
57003 | 7.02 | 1 | 365 | 7.9922 | 0.087144 | 8 | 0.079369
57004 | 9.88 | 1 | 365 | 11.2483 | 0.64117 | 11 | 0.88948
57005 | 10.4 | 1 | 365 | 11.8403 | 0.83281 | 12 | 0.67314
57006 | 10.66 | 1 | 365 | 12.1363 | 0.42863 | 12 | 0.56497
57007 | 5.3 | 1 | 365 | 6.034 | 0.14556 | 6 | 0.17958
57078 | 2.915 | 1 | 365 | 3.3187 | 0.68006 | 3 | 0.99877
57088 | 7.28 | 1 | 365 | 8.2882 | 0.68296 | 8 | 0.9712
57216 | 9.275 | 1 | 365 | 10.5595 | 0.25474 | 10 | 0.81427
57218 | 8.745 | 1 | 365 | 9.9561 | 0.040182 | 9 | 0.99631
57291 | 10.6 | 1 | 365 | 12.068 | 0.29113 | 12 | 0.35916
57293 | 6.36 | 1 | 365 | 7.2408 | 0.57468 | 7 | 0.8155
57297 | 10.6 | 1 | 365 | 12.068 | 0.29113 | 12 | 0.35916
57463 | 5.3 | 1 | 365 | 6.034 | 0.14556 | 6 | 0.17958
57465 | 3.975 | 1 | 365 | 4.5255 | 0.10917 | 4 | 0.63469
57466 | 12.1 | 1 | 365 | 13.7758 | 0.72855 | 14 | 0.50433
57527 | 4.77 | 1 | 365 | 5.4306 | 0.93101 | 6 | 0.36162
57528 | 3.64 | 1 | 365 | 4.1441 | 0.34148 | 4 | 0.4856
57529 | 4.77 | 1 | 365 | 5.4306 | 0.93101 | 6 | 0.36162
57530 | 4.68 | 1 | 365 | 5.3282 | 0.72476 | 6 | 0.052913
57531 | 5.83 | 1 | 365 | 6.6374 | 0.36012 | 6 | 0.99754
57532 | 7.42 | 1 | 365 | 8.4476 | 0.0037907 | 8 | 0.45141
57535 | 6.44 | 1 | 365 | 7.3319 | 0.75801 | 8 | 0.089906
57537 | 4.24 | 1 | 365 | 4.8272 | 0.71645 | 5 | 0.54366
57538 | 6.625 | 1 | 365 | 7.5425 | 0.18196 | 7 | 0.72448
57541 | 6.6 | 1 | 365 | 7.5141 | 0.12467 | 7 | 0.63872
57543 | 4.68 | 1 | 365 | 5.3282 | 0.72476 | 6 | 0.052913
57544 | 8.58 | 1 | 365 | 9.7683 | 0.66207 | 10 | 0.43034
57554 | 3.445 | 1 | 365 | 3.9221 | 0.89462 | 4 | 0.81673
57559 | 6.24 | 1 | 365 | 7.1042 | 0.29968 | 7 | 0.40388
57561 | 3.975 | 1 | 365 | 4.5255 | 0.10917 | 4 | 0.63469
57562 | 5.3 | 1 | 365 | 6.034 | 0.14556 | 6 | 0.17958
57564 | 5.565 | 1 | 365 | 6.3357 | 0.75284 | 7 | 0.08856
57566 | 4.77 | 1 | 365 | 5.4306 | 0.93101 | 6 | 0.36162
57571 | 4.77 | 1 | 365 | 5.4306 | 0.93101 | 6 | 0.36162
57733 | 4.68 | 1 | 365 | 5.3282 | 0.72476 | 6 | 0.052913
57734 | 5.2 | 1 | 365 | 5.9202 | 0.9164 | 6 | 0.83657
58206 | 9.275 | 1 | 365 | 10.5595 | 0.25474 | 10 | 0.81427
57735 | 7.685 | 1 | 365 | 8.7493 | 0.61107 | 9 | 0.36039
57736 | 5.3 | 1 | 365 | 6.034 | 0.14556 | 6 | 0.17958
57737 | 7.685 | 1 | 365 | 8.7493 | 0.61107 | 9 | 0.36039
58207 | 6.095 | 1 | 365 | 6.9391 | 0.9674 | 7 | 0.90652
57842 | 8.8 | 1 | 365 | 10.0187 | 0.16622 | 10 | 0.18496
57845 | 8.745 | 1 | 365 | 9.9561 | 0.040182 | 9 | 0.99631
57846 | 3.18 | 1 | 365 | 3.6204 | 0.28734 | 3 | 0.90775
57849 | 12.1 | 1 | 365 | 13.7758 | 0.72855 | 14 | 0.50433
58210 | 8.215 | 1 | 365 | 9.3527 | 0.82563 | 10 | 0.17835
58010 | 9.01 | 1 | 365 | 10.2578 | 0.64746 | 10 | 0.90529
58012 | 7.685 | 1 | 365 | 8.7493 | 0.61107 | 9 | 0.36039
58211 | 4.24 | 1 | 365 | 4.8272 | 0.71645 | 5 | 0.54366
58092 | 8.84 | 1 | 365 | 10.0643 | 0.25789 | 10 | 0.32217
58093 | 5.225 | 1 | 365 | 5.9486 | 0.97369 | 6 | 0.92232
58212 | 4.505 | 1 | 365 | 5.1289 | 0.32373 | 5 | 0.45264
58216 | 8.58 | 1 | 365 | 9.7683 | 0.66207 | 10 | 0.43034
58217 | 10.66 | 1 | 365 | 12.1363 | 0.42863 | 12 | 0.56497
58219 | 3.18 | 1 | 365 | 3.6204 | 0.28734 | 3 | 0.90775
58455 | 10.07 | 1 | 365 | 11.4646 | 0.076573 | 11 | 0.5412
58096 | 9.805 | 1 | 365 | 11.1629 | 0.46929 | 11 | 0.63222
58220 | 7.7 | 1 | 365 | 8.7664 | 0.64544 | 9 | 0.41184
58456 | 7.42 | 1 | 365 | 8.4476 | 0.0037907 | 8 | 0.45141
58221 | 4.505 | 1 | 365 | 5.1289 | 0.32373 | 5 | 0.45264
58097 | 8.215 | 1 | 365 | 9.3527 | 0.82563 | 10 | 0.17835
58460 | 13 | 1 | 365 | 14.8004 | 0.79101 | 15 | 0.59142
58222 | 7.155 | 1 | 365 | 8.1459 | 0.39651 | 8 | 0.54243
58545 | 10.4 | 1 | 365 | 11.8403 | 0.83281 | 12 | 0.67314
58305 | 10.07 | 1 | 365 | 11.4646 | 0.076573 | 11 | 0.5412
58099 | 5.035 | 1 | 365 | 5.7323 | 0.53829 | 6 | 0.2706
58306 | 7.54 | 1 | 365 | 8.5842 | 0.27878 | 8 | 0.86303
58307 | 8.215 | 1 | 365 | 9.3527 | 0.82563 | 10 | 0.17835
58546 | 9.88 | 1 | 365 | 11.2483 | 0.64117 | 11 | 0.88948
58308 | 5.98 | 1 | 365 | 6.8082 | 0.70386 | 7 | 0.51206
58547 | 9.01 | 1 | 365 | 10.2578 | 0.64746 | 10 | 0.90529
58548 | 3.445 | 1 | 365 | 3.9221 | 0.89462 | 4 | 0.81673
58309 | 5.83 | 1 | 365 | 6.6374 | 0.36012 | 6 | 0.99754
58165 | 8.58 | 1 | 365 | 9.7683 | 0.66207 | 10 | 0.43034
58310 | 3.18 | 1 | 365 | 3.6204 | 0.28734 | 3 | 0.90775
58549 | 6.095 | 1 | 365 | 6.9391 | 0.9674 | 7 | 0.90652
58550 | 6.89 | 1 | 365 | 7.8442 | 0.78923 | 8 | 0.63346
58160 | 5.72 | 1 | 365 | 6.5122 | 0.10804 | 6 | 0.62023
58312 | 3.71 | 1 | 365 | 4.2238 | 0.5019 | 4 | 0.72571
58557 | 7.42 | 1 | 365 | 8.4476 | 0.0037907 | 8 | 0.45141
58171 | 7.02 | 1 | 365 | 7.9922 | 0.087144 | 8 | 0.079369
58358 | 6.5 | 1 | 365 | 7.4002 | 0.8955 | 8 | 0.29571
58591 | 7.42 | 1 | 365 | 8.4476 | 0.0037907 | 8 | 0.45141
58177 | 6.24 | 1 | 365 | 7.1042 | 0.29968 | 7 | 0.40388
58361 | 12.65 | 1 | 365 | 14.4019 | 0.98894 | 15 | 0.39089
58593 | 8.48 | 1 | 365 | 9.6544 | 0.4329 | 10 | 0.087329
58179 | 4.24 | 1 | 365 | 4.8272 | 0.71645 | 5 | 0.54366
58363 | 6.625 | 1 | 365 | 7.5425 | 0.18196 | 7 | 0.72448
58594 | 12.22 | 1 | 365 | 13.9124 | 0.0035475 | 13 | 0.91594
58596 | 9.805 | 1 | 365 | 11.1629 | 0.46929 | 11 | 0.63222
58180 | 11.96 | 1 | 365 | 13.6164 | 0.40773 | 14 | 0.024111
58364 | 3.71 | 1 | 365 | 4.2238 | 0.5019 | 4 | 0.72571
58181 | 8.84 | 1 | 365 | 10.0643 | 0.25789 | 10 | 0.32217
58592 | 3.71 | 1 | 365 | 4.2238 | 0.5019 | 4 | 0.72571
58368 | 5.775 | 1 | 365 | 6.5748 | 0.23408 | 6 | 0.80888
58369 | 4.24 | 1 | 365 | 4.8272 | 0.71645 | 5 | 0.54366
58183 | 6.24 | 1 | 365 | 7.1042 | 0.29968 | 7 | 0.40388
58370 | 5.46 | 1 | 365 | 6.2162 | 0.51222 | 6 | 0.7284
58184 | 7.02 | 1 | 365 | 7.9922 | 0.087144 | 8 | 0.079369
58374 | 11.18 | 1 | 365 | 12.7284 | 0.62027 | 13 | 0.34863
58185 | 3.64 | 1 | 365 | 4.1441 | 0.34148 | 4 | 0.4856
58375 | 8.48 | 1 | 365 | 9.6544 | 0.4329 | 10 | 0.087329
58187 | 6.24 | 1 | 365 | 7.1042 | 0.29968 | 7 | 0.40388
58406 | 5.83 | 1 | 365 | 6.6374 | 0.36012 | 6 | 0.99754
58190 | 4.16 | 1 | 365 | 4.7361 | 0.53312 | 5 | 0.26926
58407 | 8.48 | 1 | 365 | 9.6544 | 0.4329 | 10 | 0.087329
58194 | 9.88 | 1 | 365 | 11.2483 | 0.64117 | 11 | 0.88948
58408 | 7.42 | 1 | 365 | 8.4476 | 0.0037907 | 8 | 0.45141
58202 | 4.24 | 1 | 365 | 4.8272 | 0.71645 | 5 | 0.54366
58409 | 3.975 | 1 | 365 | 4.5255 | 0.10917 | 4 | 0.63469
58203 | 4.24 | 1 | 365 | 4.8272 | 0.71645 | 5 | 0.54366
58410 | 6.625 | 1 | 365 | 7.5425 | 0.18196 | 7 | 0.72448
58204 | 5.2 | 1 | 365 | 5.9202 | 0.9164 | 6 | 0.83657
58411 | 7.95 | 1 | 365 | 9.051 | 0.21835 | 9 | 0.26937
58599 | 3.71 | 1 | 365 | 4.2238 | 0.5019 | 4 | 0.72571
58412 | 3.975 | 1 | 365 | 4.5255 | 0.10917 | 4 | 0.63469
58413 | 5.3 | 1 | 365 | 6.034 | 0.14556 | 6 | 0.17958
58415 | 9.805 | 1 | 365 | 11.1629 | 0.46929 | 11 | 0.63222
58416 | 7.155 | 1 | 365 | 8.1459 | 0.39651 | 8 | 0.54243
58450 | 9.1 | 1 | 365 | 10.3603 | 0.85371 | 11 | 0.214
58451 | 7.685 | 1 | 365 | 8.7493 | 0.61107 | 9 | 0.36039
58452 | 3.71 | 1 | 365 | 4.2238 | 0.5019 | 4 | 0.72571
59150 | 10.4 | 1 | 365 | 11.8403 | 0.83281 | 12 | 0.67314
59153 | 9.54 | 1 | 365 | 10.8612 | 0.86202 | 11 | 0.72325
59154 | 7.28 | 1 | 365 | 8.2882 | 0.68296 | 8 | 0.9712
59155 | 9.62 | 1 | 365 | 10.9523 | 0.045346 | 10 | 0.99765
59242 | 8.525 | 1 | 365 | 9.7057 | 0.53603 | 10 | 0.24168
59243 | 8.215 | 1 | 365 | 9.3527 | 0.82563 | 10 | 0.17835
59245 | 6.625 | 1 | 365 | 7.5425 | 0.18196 | 7 | 0.72448
59248 | 7.155 | 1 | 365 | 8.1459 | 0.39651 | 8 | 0.54243
59249 | 5.6 | 1 | 365 | 6.3756 | 0.83305 | 7 | 0.20861
58601 | 5.2 | 1 | 365 | 5.9202 | 0.9164 | 6 | 0.83657
59256 | 7.28 | 1 | 365 | 8.2882 | 0.68296 | 8 | 0.9712
58602 | 9.36 | 1 | 365 | 10.6563 | 0.44953 | 11 | 0.10583
59257 | 8.58 | 1 | 365 | 9.7683 | 0.66207 | 10 | 0.43034
58606 | 5.83 | 1 | 365 | 6.6374 | 0.36012 | 6 | 0.99754
59259 | 4.68 | 1 | 365 | 5.3282 | 0.72476 | 6 | 0.052913
58608 | 9.88 | 1 | 365 | 11.2483 | 0.64117 | 11 | 0.88948
58928 | 5.46 | 1 | 365 | 6.2162 | 0.51222 | 6 | 0.7284
58643 | 8.215 | 1 | 365 | 9.3527 | 0.82563 | 10 | 0.17835
58941 | 2.08 | 1 | 365 | 2.3681 | 0.76656 | 3 | 0.13463
58943 | 14.04 | 1 | 365 | 15.9845 | 0.17429 | 16 | 0.15874
58645 | 6.095 | 1 | 365 | 6.9391 | 0.9674 | 7 | 0.90652
58945 | 10.66 | 1 | 365 | 12.1363 | 0.42863 | 12 | 0.56497
58649 | 10.4 | 1 | 365 | 11.8403 | 0.83281 | 12 | 0.67314
58946 | 4.68 | 1 | 365 | 5.3282 | 0.72476 | 6 | 0.052913
58650 | 5.2 | 1 | 365 | 5.9202 | 0.9164 | 6 | 0.83657
58948 | 8.06 | 1 | 365 | 9.1763 | 0.47042 | 9 | 0.64668
58691 | 8.25 | 1 | 365 | 9.3926 | 0.90583 | 10 | 0.2984
58692 | 8.215 | 1 | 365 | 9.3527 | 0.82563 | 10 | 0.17835
58694 | 6.625 | 1 | 365 | 7.5425 | 0.18196 | 7 | 0.72448
58695 | 7.685 | 1 | 365 | 8.7493 | 0.61107 | 9 | 0.36039
58696 | 3.08 | 1 | 365 | 3.5066 | 0.058177 | 3 | 0.56474
58697 | 3.64 | 1 | 365 | 4.1441 | 0.34148 | 4 | 0.4856
58698 | 10.07 | 1 | 365 | 11.4646 | 0.076573 | 11 | 0.5412
58735 | 7.95 | 1 | 365 | 9.051 | 0.21835 | 9 | 0.26937
58738 | 6.76 | 1 | 365 | 7.6962 | 0.49132 | 8 | 0.18754
58740 | 2.8 | 1 | 365 | 3.1878 | 0.41652 | 3 | 0.60431
58741 | 5.72 | 1 | 365 | 6.5122 | 0.10804 | 6 | 0.62023
58775 | 8.745 | 1 | 365 | 9.9561 | 0.040182 | 9 | 0.99631
58780 | 9.88 | 1 | 365 | 11.2483 | 0.64117 | 11 | 0.88948
58782 | 9.36 | 1 | 365 | 10.6563 | 0.44953 | 11 | 0.10583
58819 | 5.98 | 1 | 365 | 6.8082 | 0.70386 | 7 | 0.51206
58823 | 5.035 | 1 | 365 | 5.7323 | 0.53829 | 6 | 0.2706
58824 | 3.975 | 1 | 365 | 4.5255 | 0.10917 | 4 | 0.63469
58950 | 8.06 | 1 | 365 | 9.1763 | 0.47042 | 9 | 0.64668
58841 | 5.035 | 1 | 365 | 5.7323 | 0.53829 | 6 | 0.2706
58843 | 6.76 | 1 | 365 | 7.6962 | 0.49132 | 8 | 0.18754
58845 | 6.095 | 1 | 365 | 6.9391 | 0.9674 | 7 | 0.90652
58846 | 3.36 | 1 | 365 | 3.8253 | 0.69983 | 4 | 0.52517
58849 | 10.335 | 1 | 365 | 11.7663 | 0.68385 | 12 | 0.45018
58851 | 10.36 | 1 | 365 | 11.7948 | 0.74114 | 12 | 0.53594
58853 | 3.08 | 1 | 365 | 3.5066 | 0.058177 | 3 | 0.56474
58854 | 8.745 | 1 | 365 | 9.9561 | 0.040182 | 9 | 0.99631
58927 | 9.24 | 1 | 365 | 10.5197 | 0.17453 | 10 | 0.69421
58931 | 5.2 | 1 | 365 | 5.9202 | 0.9164 | 6 | 0.83657
58932 | 7.02 | 1 | 365 | 7.9922 | 0.087144 | 8 | 0.079369
58935 | 7.8 | 1 | 365 | 8.8803 | 0.8746 | 9 | 0.75485
58952 | 8.215 | 1 | 365 | 9.3527 | 0.82563 | 10 | 0.17835
59028 | 7.02 | 1 | 365 | 7.9922 | 0.087144 | 8 | 0.079369
59037 | 4.42 | 1 | 365 | 5.0321 | 0.12894 | 5 | 0.16108
58936 | 10.81 | 1 | 365 | 12.3071 | 0.77237 | 13 | 0.079485
59042 | 3.18 | 1 | 365 | 3.6204 | 0.28734 | 3 | 0.90775
58938 | 10.4 | 1 | 365 | 11.8403 | 0.83281 | 12 | 0.67314
59043 | 8.32 | 1 | 365 | 9.4723 | 0.066245 | 9 | 0.53851
58939 | 11.44 | 1 | 365 | 13.0244 | 0.21609 | 13 | 0.24045
59036 | 6.095 | 1 | 365 | 6.9391 | 0.9674 | 7 | 0.90652
59039 | 4.77 | 1 | 365 | 5.4306 | 0.93101 | 6 | 0.36162
59077 | 10.335 | 1 | 365 | 11.7663 | 0.68385 | 12 | 0.45018
59078 | 6.76 | 1 | 365 | 7.6962 | 0.49132 | 8 | 0.18754
59080 | 12.74 | 1 | 365 | 14.5044 | 0.19519 | 14 | 0.6996
59082 | 4.94 | 1 | 365 | 5.6242 | 0.32058 | 5 | 0.94474
59128 | 10.08 | 1 | 365 | 11.476 | 0.099489 | 11 | 0.5755
59047 | 13.26 | 1 | 365 | 15.0964 | 0.38683 | 15 | 0.48325
59133 | 3.64 | 1 | 365 | 4.1441 | 0.34148 | 4 | 0.4856
59134 | 6.89 | 1 | 365 | 7.8442 | 0.78923 | 8 | 0.63346
59205 | 4.16 | 1 | 365 | 4.7361 | 0.53312 | 5 | 0.26926
59059 | 8.32 | 1 | 365 | 9.4723 | 0.066245 | 9 | 0.53851
59062 | 4.335 | 1 | 365 | 4.9354 | 0.93416 | 5 | 0.86953
59064 | 5.98 | 1 | 365 | 6.8082 | 0.70386 | 7 | 0.51206
59067 | 3.64 | 1 | 365 | 4.1441 | 0.34148 | 4 | 0.4856
59068 | 8.32 | 1 | 365 | 9.4723 | 0.066245 | 9 | 0.53851
59215 | 9.88 | 1 | 365 | 11.2483 | 0.64117 | 11 | 0.88948
59072 | 3.12 | 1 | 365 | 3.5521 | 0.14984 | 3 | 0.70194
59220 | 4.68 | 1 | 365 | 5.3282 | 0.72476 | 6 | 0.052913
59073 | 9.62 | 1 | 365 | 10.9523 | 0.045346 | 10 | 0.99765
59097 | 8.32 | 1 | 365 | 9.4723 | 0.066245 | 9 | 0.53851
59099 | 3.9 | 1 | 365 | 4.4401 | 0.9373 | 5 | 0.37743
59101 | 10.4 | 1 | 365 | 11.8403 | 0.83281 | 12 | 0.67314
59102 | 5.46 | 1 | 365 | 6.2162 | 0.51222 | 6 | 0.7284
59103 | 4.68 | 1 | 365 | 5.3282 | 0.72476 | 6 | 0.052913
59104 | 6.5 | 1 | 365 | 7.4002 | 0.8955 | 8 | 0.29571
59107 | 7.14 | 1 | 365 | 8.1288 | 0.36214 | 8 | 0.49098
59222 | 4.845 | 1 | 365 | 5.516 | 0.10288 | 5 | 0.61888
59112 | 3.9 | 1 | 365 | 4.4401 | 0.9373 | 5 | 0.37743
59280 | 5.865 | 1 | 365 | 6.6773 | 0.44033 | 7 | 0.11759
59283 | 3.9 | 1 | 365 | 4.4401 | 0.9373 | 5 | 0.37743
59340 | 7.54 | 1 | 365 | 8.5842 | 0.27878 | 8 | 0.86303
59343 | 4.68 | 1 | 365 | 5.3282 | 0.72476 | 6 | 0.052913
50257 | 6.75 | 1 | 365 | 7.6848 | 0.46841 | 8 | 0.15324
49527 | 5.415 | 1 | 365 | 6.1649 | 0.4091 | 6 | 0.57404
60165 | 10.8 | 1 | 365 | 12.2957 | 0.74945 | 13 | 0.045184
60177 | 3.3 | 1 | 365 | 3.757 | 0.56233 | 4 | 0.31936
60238 | 8.745 | 1 | 365 | 9.9561 | 0.040182 | 9 | 0.99631
60248 | 10.45 | 1 | 365 | 11.8973 | 0.94739 | 12 | 0.84465
59345 | 3.9 | 1 | 365 | 4.4401 | 0.9373 | 5 | 0.37743
59114 | 5.1 | 1 | 365 | 5.8063 | 0.68724 | 6 | 0.49356
49884 | 7.14 | 1 | 365 | 8.1288 | 0.36214 | 8 | 0.49098
59093 | 3 | 1 | 365 | 3.4155 | 0.87485 | 4 | 0.29033
59351 | 12.74 | 1 | 365 | 14.5044 | 0.19519 | 14 | 0.6996
59354 | 7.28 | 1 | 365 | 8.2882 | 0.68296 | 8 | 0.9712
59979 | 4.845 | 1 | 365 | 5.516 | 0.10288 | 5 | 0.61888
60063 | 8.19 | 1 | 365 | 9.3243 | 0.76834 | 10 | 0.092598
60416 | 7.8 | 1 | 365 | 8.8803 | 0.8746 | 9 | 0.75485
59356 | 3.9 | 1 | 365 | 4.4401 | 0.9373 | 5 | 0.37743
47331 | 10.2 | 1 | 365 | 11.6126 | 0.37448 | 11 | 0.98712
60550 | 14.175 | 1 | 365 | 16.1381 | 0.48366 | 16 | 0.6218
59359 | 9.62 | 1 | 365 | 10.9523 | 0.045346 | 10 | 0.99765
60603 | 11.73 | 1 | 365 | 13.3545 | 0.88066 | 14 | 0.23519
59361 | 3.445 | 1 | 365 | 3.9221 | 0.89462 | 4 | 0.81673
60615 | 5.5 | 1 | 365 | 6.2617 | 0.60389 | 6 | 0.8656
59362 | 4.335 | 1 | 365 | 4.9354 | 0.93416 | 5 | 0.86953
60719 | 12 | 1 | 365 | 13.6619 | 0.49939 | 14 | 0.16132
59365 | 7.14 | 1 | 365 | 8.1288 | 0.36214 | 8 | 0.49098
60723 | 10.5 | 1 | 365 | 11.9542 | 0.061968 | 12 | 0.016151
47311 | 5 | 1 | 365 | 5.6925 | 0.45808 | 6 | 0.15055
59372 | 6.89 | 1 | 365 | 7.8442 | 0.78923 | 8 | 0.63346
60791 | 7.425 | 1 | 365 | 8.4533 | 0.015249 | 8 | 0.46856
60805 | 12.24 | 1 | 365 | 13.9352 | 0.04938 | 13 | 0.98454
59377 | 13 | 1 | 365 | 14.8004 | 0.79101 | 15 | 0.59142
60929 | 8 | 1 | 365 | 9.1079 | 0.33293 | 9 | 0.44088
59384 | 7.8 | 1 | 365 | 8.8803 | 0.8746 | 9 | 0.75485
59388 | 7.155 | 1 | 365 | 8.1459 | 0.39651 | 8 | 0.54243
59413 | 2.12 | 1 | 365 | 2.4136 | 0.85823 | 3 | 0.27183
59115 | 3.12 | 1 | 365 | 3.5521 | 0.14984 | 3 | 0.70194
59419 | 5.2 | 1 | 365 | 5.9202 | 0.9164 | 6 | 0.83657
59415 | 6.5 | 1 | 365 | 7.4002 | 0.8955 | 8 | 0.29571
59420 | 8.16 | 1 | 365 | 9.2901 | 0.69959 | 9 | 0.98969
59431 | 10.92 | 1 | 365 | 12.4324 | 0.024447 | 12 | 0.4568
59446 | 5.355 | 1 | 365 | 6.0966 | 0.2716 | 6 | 0.36824
59453 | 5.355 | 1 | 365 | 6.0966 | 0.2716 | 6 | 0.36824
59119 | 5.72 | 1 | 365 | 6.5122 | 0.10804 | 6 | 0.62023
59456 | 13.26 | 1 | 365 | 15.0964 | 0.38683 | 15 | 0.48325
59458 | 6.5 | 1 | 365 | 7.4002 | 0.8955 | 8 | 0.29571
59486 | 8.32 | 1 | 365 | 9.4723 | 0.066245 | 9 | 0.53851
59487 | 8.415 | 1 | 365 | 9.5804 | 0.28395 | 9 | 0.86437
60272 | 9.156 | 1 | 365 | 10.424 | 0.98204 | 11 | 0.40608
59488 | 3.64 | 1 | 365 | 4.1441 | 0.34148 | 4 | 0.4856
60273 | 2.7 | 1 | 365 | 3.0739 | 0.18736 | 3 | 0.2613
59490 | 5.565 | 1 | 365 | 6.3357 | 0.75284 | 7 | 0.08856
60276 | 9.81 | 1 | 365 | 11.1686 | 0.48075 | 11 | 0.64938
60278 | 4.5 | 1 | 365 | 5.1232 | 0.31227 | 5 | 0.43549
59573 | 7.395 | 1 | 365 | 8.4192 | 0.9465 | 9 | 0.36566
60281 | 12.426 | 1 | 365 | 14.1469 | 0.47562 | 14 | 0.62254
59571 | 2.04 | 1 | 365 | 2.3225 | 0.6749 | 2 | 0.99742
48846 | 4.56 | 1 | 365 | 5.1915 | 0.44977 | 5 | 0.6413
59585 | 8.415 | 1 | 365 | 9.5804 | 0.28395 | 9 | 0.86437
60388 | 9.54 | 1 | 365 | 10.8612 | 0.86202 | 11 | 0.72325
59584 | 4.68 | 1 | 365 | 5.3282 | 0.72476 | 6 | 0.052913
60407 | 6.213 | 1 | 365 | 7.0735 | 0.23781 | 7 | 0.31127
60408 | 8.502 | 1 | 365 | 9.6795 | 0.48332 | 10 | 0.16279
59588 | 5.61 | 1 | 365 | 6.3869 | 0.85597 | 7 | 0.24291
60401 | 4.8 | 1 | 365 | 5.4648 | 0.99976 | 6 | 0.46453
59590 | 4.16 | 1 | 365 | 4.7361 | 0.53312 | 5 | 0.26926
59580 | 11.22 | 1 | 365 | 12.7739 | 0.71193 | 13 | 0.48583
59593 | 10.4 | 1 | 365 | 11.8403 | 0.83281 | 12 | 0.67314
59597 | 7.28 | 1 | 365 | 8.2882 | 0.68296 | 8 | 0.9712
59599 | 10.455 | 1 | 365 | 11.903 | 0.95885 | 12 | 0.8618
59601 | 2.55 | 1 | 365 | 2.9032 | 0.84362 | 3 | 0.74678
59605 | 11.7 | 1 | 365 | 13.3204 | 0.81191 | 14 | 0.13228
59615 | 10.14 | 1 | 365 | 11.5443 | 0.23699 | 11 | 0.78131
59624 | 6.885 | 1 | 365 | 7.8385 | 0.77778 | 8 | 0.6163
59705 | 5.2 | 1 | 365 | 5.9202 | 0.9164 | 6 | 0.83657
59708 | 14.04 | 1 | 365 | 15.9845 | 0.17429 | 16 | 0.15874
59712 | 10.66 | 1 | 365 | 12.1363 | 0.42863 | 12 | 0.56497
59715 | 5.98 | 1 | 365 | 6.8082 | 0.70386 | 7 | 0.51206
59716 | 8.84 | 1 | 365 | 10.0643 | 0.25789 | 10 | 0.32217
59718 | 12.96 | 1 | 365 | 14.7549 | 0.69934 | 15 | 0.45422
59725 | 2.6 | 1 | 365 | 2.9601 | 0.9582 | 3 | 0.91828
59735 | 2.915 | 1 | 365 | 3.3187 | 0.68006 | 3 | 0.99877
59742 | 7.95 | 1 | 365 | 9.051 | 0.21835 | 9 | 0.26937
59871 | 6.63 | 1 | 365 | 7.5482 | 0.19341 | 7 | 0.74163
59875 | 3.975 | 1 | 365 | 4.5255 | 0.10917 | 4 | 0.63469
59884 | 6.76 | 1 | 365 | 7.6962 | 0.49132 | 8 | 0.18754
59934 | 3.18 | 1 | 365 | 3.6204 | 0.28734 | 3 | 0.90775
59994 | 4.59 | 1 | 365 | 5.2257 | 0.51852 | 5 | 0.7442
59997 | 9.36 | 1 | 365 | 10.6563 | 0.44953 | 11 | 0.10583
60072 | 8.84 | 1 | 365 | 10.0643 | 0.25789 | 10 | 0.32217
41908 | 13.52 | 1 | 365 | 15.3924 | 0.98265 | 16 | 0.37508
54997 | 9.88 | 1 | 365 | 11.2483 | 0.64117 | 11 | 0.88948
47715 | 5.865 | 1 | 365 | 6.6773 | 0.44033 | 7 | 0.11759
56071 | 6.24 | 1 | 365 | 7.1042 | 0.29968 | 7 | 0.40388
60186 | 8.84 | 1 | 365 | 10.0643 | 0.25789 | 10 | 0.32217
34343 | 24.852 | 1 | 365 | 28.2938 | 0.95124 | 29 | 0.24508
60189 | 3.9 | 1 | 365 | 4.4401 | 0.9373 | 5 | 0.37743
60192 | 9.01 | 1 | 365 | 10.2578 | 0.64746 | 10 | 0.90529
45640 | 3.315 | 1 | 365 | 3.7741 | 0.59671 | 4 | 0.37081
37735 | 4.24 | 1 | 365 | 4.8272 | 0.71645 | 5 | 0.54366
39016 | 8.06 | 1 | 365 | 9.1763 | 0.47042 | 9 | 0.64668
59121 | 6.76 | 1 | 365 | 7.6962 | 0.49132 | 8 | 0.18754
50362 | 6.24 | 1 | 365 | 7.1042 | 0.29968 | 7 | 0.40388
59124 | 2.86 | 1 | 365 | 3.2561 | 0.55402 | 3 | 0.81011
59192 | 9.75 | 1 | 365 | 11.1003 | 0.34326 | 11 | 0.44357
40009 | 9.72 | 1 | 365 | 11.0662 | 0.27451 | 11 | 0.34067
60262 | 8.06 | 1 | 365 | 9.1763 | 0.47042 | 9 | 0.64668
59120 | 6.24 | 1 | 365 | 7.1042 | 0.29968 | 7 | 0.40388
60340 | 2.915 | 1 | 365 | 3.3187 | 0.68006 | 3 | 0.99877
60342 | 5.46 | 1 | 365 | 6.2162 | 0.51222 | 6 | 0.7284
50031 | 6.48 | 1 | 365 | 7.3774 | 0.84967 | 8 | 0.22711
35657 | 1997.56 | 0.9 | 365 | 2046.7883 | 0.87641 | 2047 | 0.66476
50246 | 6.36 | 1 | 365 | 7.2408 | 0.57468 | 7 | 0.8155
50516 | 6.095 | 1 | 365 | 6.9391 | 0.9674 | 7 | 0.90652
50255 | 10.6 | 1 | 365 | 12.068 | 0.29113 | 12 | 0.35916
50187 | 7.155 | 1 | 365 | 8.1459 | 0.39651 | 8 | 0.54243
26433 | 1187.63 | 1 | 365 | 1352.1092 | 0.59191 | 1352 | 0.70106
50035 | 8.215 | 1 | 365 | 9.3527 | 0.82563 | 10 | 0.17835
50083 | 10.6 | 1 | 365 | 12.068 | 0.29113 | 12 | 0.35916
50190 | 5.565 | 1 | 365 | 6.3357 | 0.75284 | 7 | 0.08856
50085 | 5.3 | 1 | 365 | 6.034 | 0.14556 | 6 | 0.17958
59126 | 7.155 | 1 | 365 | 8.1459 | 0.39651 | 8 | 0.54243
50765 | 4.77 | 1 | 365 | 5.4306 | 0.93101 | 6 | 0.36162
59118 | 9.62 | 1 | 365 | 10.9523 | 0.045346 | 10 | 0.99765
59135 | 5.46 | 1 | 365 | 6.2162 | 0.51222 | 6 | 0.7284
59143 | 8.32 | 1 | 365 | 9.4723 | 0.066245 | 9 | 0.53851
59147 | 6.24 | 1 | 365 | 7.1042 | 0.29968 | 7 | 0.40388
59149 | 5.98 | 1 | 365 | 6.8082 | 0.70386 | 7 | 0.51206
59152 | 6.24 | 1 | 365 | 7.1042 | 0.29968 | 7 | 0.40388
59158 | 5.2 | 1 | 365 | 5.9202 | 0.9164 | 6 | 0.83657
59162 | 9.54 | 1 | 365 | 10.8612 | 0.86202 | 11 | 0.72325
59160 | 5.83 | 1 | 365 | 6.6374 | 0.36012 | 6 | 0.99754
59167 | 6.625 | 1 | 365 | 7.5425 | 0.18196 | 7 | 0.72448
59136 | 3.64 | 1 | 365 | 4.1441 | 0.34148 | 4 | 0.4856
59172 | 11.96 | 1 | 365 | 13.6164 | 0.40773 | 14 | 0.024111
59173 | 7.8 | 1 | 365 | 8.8803 | 0.8746 | 9 | 0.75485
59174 | 8.32 | 1 | 365 | 9.4723 | 0.066245 | 9 | 0.53851
59177 | 3.12 | 1 | 365 | 3.5521 | 0.14984 | 3 | 0.70194
59178 | 5.72 | 1 | 365 | 6.5122 | 0.10804 | 6 | 0.62023
58859 | 8.67 | 1 | 365 | 9.8707 | 0.86831 | 10 | 0.73905
58633 | 8.19 | 1 | 365 | 9.3243 | 0.76834 | 10 | 0.092598
58590 | 5.7 | 1 | 365 | 6.4894 | 0.062211 | 6 | 0.55162
58584 | 4.08 | 1 | 365 | 4.6451 | 0.34979 | 4 | 0.99485
58585 | 8.16 | 1 | 365 | 9.2901 | 0.69959 | 9 | 0.98969
57576 | 9.69 | 1 | 365 | 11.032 | 0.20576 | 11 | 0.23776
57573 | 10.8 | 1 | 365 | 12.2957 | 0.74945 | 13 | 0.045184
57510 | 5.4 | 1 | 365 | 6.1479 | 0.37473 | 6 | 0.52259
57511 | 7.2 | 1 | 365 | 8.1972 | 0.49964 | 8 | 0.69679
56442 | 8.4 | 1 | 365 | 9.5633 | 0.24957 | 9 | 0.81292
56758 | 5.4 | 1 | 365 | 6.1479 | 0.37473 | 6 | 0.52259
56436 | 4.75 | 1 | 365 | 5.4078 | 0.88518 | 6 | 0.29302
56433 | 6.63 | 1 | 365 | 7.5482 | 0.19341 | 7 | 0.74163
56435 | 12 | 1 | 365 | 13.6619 | 0.49939 | 14 | 0.16132
56165 | 4.2 | 1 | 365 | 4.7817 | 0.62479 | 5 | 0.40646
59019 | 11.118 | 1 | 365 | 12.6578 | 0.47819 | 13 | 0.13596
59260 | 9.36 | 1 | 365 | 10.6563 | 0.44953 | 11 | 0.10583
59262 | 4.16 | 1 | 365 | 4.7361 | 0.53312 | 5 | 0.26926
59263 | 6.24 | 1 | 365 | 7.1042 | 0.29968 | 7 | 0.40388
59264 | 6.5 | 1 | 365 | 7.4002 | 0.8955 | 8 | 0.29571
59265 | 10.4 | 1 | 365 | 11.8403 | 0.83281 | 12 | 0.67314
59266 | 3.18 | 1 | 365 | 3.6204 | 0.28734 | 3 | 0.90775
50389 | 4.77 | 1 | 365 | 5.4306 | 0.93101 | 6 | 0.36162
48374 | 4.94 | 1 | 365 | 5.6242 | 0.32058 | 5 | 0.94474
57262 | 6.76 | 1 | 365 | 7.6962 | 0.49132 | 8 | 0.18754
49543 | 11.655 | 1 | 365 | 13.2691 | 0.70878 | 13 | 0.97793
37308 | 5.04 | 1 | 365 | 5.738 | 0.54974 | 6 | 0.28775
59111 | 7.848 | 1 | 365 | 8.9349 | 0.9846 | 9 | 0.9195
58062 | 10.695 | 1 | 365 | 12.1762 | 0.50883 | 12 | 0.68502
56179 | 2.943 | 1 | 365 | 3.3506 | 0.74423 | 4 | 0.094813
60127 | 6.25 | 1 | 365 | 7.1156 | 0.3226 | 7 | 0.43818
60125 | 6.6 | 1 | 365 | 7.5141 | 0.12467 | 7 | 0.63872
59287 | 3.975 | 1 | 365 | 4.5255 | 0.10917 | 4 | 0.63469
59600 | 8.415 | 1 | 365 | 9.5804 | 0.28395 | 9 | 0.86437
60048 | 5.67 | 1 | 365 | 6.4553 | 0.99346 | 7 | 0.44872
60010 | 8.5 | 1 | 365 | 9.6772 | 0.47874 | 10 | 0.15593
59289 | 5.46 | 1 | 365 | 6.2162 | 0.51222 | 6 | 0.7284
59646 | 4.08 | 1 | 365 | 4.6451 | 0.34979 | 4 | 0.99485
59658 | 6 | 1 | 365 | 6.831 | 0.7497 | 7 | 0.58066
59656 | 5.4 | 1 | 365 | 6.1479 | 0.37473 | 6 | 0.52259
59657 | 4.2 | 1 | 365 | 4.7817 | 0.62479 | 5 | 0.40646
58860 | 5.4 | 1 | 365 | 6.1479 | 0.37473 | 6 | 0.52259
59324 | 9.54 | 1 | 365 | 10.8612 | 0.86202 | 11 | 0.72325
59508 | 6.36 | 1 | 365 | 7.2408 | 0.57468 | 7 | 0.8155
59328 | 5.2 | 1 | 365 | 5.9202 | 0.9164 | 6 | 0.83657
59371 | 10.08 | 1 | 365 | 11.476 | 0.099489 | 11 | 0.5755
59628 | 6.625 | 1 | 365 | 7.5425 | 0.18196 | 7 | 0.72448
59637 | 3.825 | 1 | 365 | 4.3547 | 0.76543 | 5 | 0.12017
59376 | 4.24 | 1 | 365 | 4.8272 | 0.71645 | 5 | 0.54366
59380 | 4.48 | 1 | 365 | 5.1005 | 0.26644 | 5 | 0.36689
59661 | 12 | 1 | 365 | 13.6619 | 0.49939 | 14 | 0.16132
59663 | 12.19 | 1 | 365 | 13.8782 | 0.9348 | 14 | 0.81304
59660 | 8.1 | 1 | 365 | 9.2218 | 0.56209 | 9 | 0.78389
59666 | 8.745 | 1 | 365 | 9.9561 | 0.040182 | 9 | 0.99631
59665 | 5.7 | 1 | 365 | 6.4894 | 0.062211 | 6 | 0.55162
59668 | 5.4 | 1 | 365 | 6.1479 | 0.37473 | 6 | 0.52259
59383 | 7 | 1 | 365 | 7.9695 | 0.041312 | 8 | 0.010767
39085 | 9.9 | 1 | 365 | 11.2711 | 0.687 | 11 | 0.95809
51131 | 5.035 | 1 | 365 | 5.7323 | 0.53829 | 6 | 0.2706
59385 | 4.42 | 1 | 365 | 5.0321 | 0.12894 | 5 | 0.16108
50920 | 4.24 | 1 | 365 | 4.8272 | 0.71645 | 5 | 0.54366
50914 | 8.48 | 1 | 365 | 9.6544 | 0.4329 | 10 | 0.087329
51183 | 10.6 | 1 | 365 | 12.068 | 0.29113 | 12 | 0.35916
59386 | 4.68 | 1 | 365 | 5.3282 | 0.72476 | 6 | 0.052913
51241 | 4.24 | 1 | 365 | 4.8272 | 0.71645 | 5 | 0.54366
59387 | 3.71 | 1 | 365 | 4.2238 | 0.5019 | 4 | 0.72571
49265 | 5.61 | 1 | 365 | 6.3869 | 0.85597 | 7 | 0.24291
49276 | 5.61 | 1 | 365 | 6.3869 | 0.85597 | 7 | 0.24291
59389 | 6.76 | 1 | 365 | 7.6962 | 0.49132 | 8 | 0.18754
49290 | 11.475 | 1 | 365 | 13.0642 | 0.29629 | 13 | 0.36051
59391 | 9.62 | 1 | 365 | 10.9523 | 0.045346 | 10 | 0.99765
49280 | 12.25 | 1 | 365 | 13.9465 | 0.072296 | 14 | 0.018843
49298 | 9.69 | 1 | 365 | 11.032 | 0.20576 | 11 | 0.23776
49467 | 7.42 | 1 | 365 | 8.4476 | 0.0037907 | 8 | 0.45141
49315 | 11.22 | 1 | 365 | 12.7739 | 0.71193 | 13 | 0.48583
48700 | 5.98 | 1 | 365 | 6.8082 | 0.70386 | 7 | 0.51206
48698 | 6.2 | 1 | 365 | 7.0587 | 0.20802 | 7 | 0.26668
48711 | 6.5 | 1 | 365 | 7.4002 | 0.8955 | 8 | 0.29571
48734 | 9.75 | 1 | 365 | 11.1003 | 0.34326 | 11 | 0.44357
49135 | 3.71 | 1 | 365 | 4.2238 | 0.5019 | 4 | 0.72571
42451 | 5.98 | 1 | 365 | 6.8082 | 0.70386 | 7 | 0.51206
49443 | 3.71 | 1 | 365 | 4.2238 | 0.5019 | 4 | 0.72571
59692 | 6.095 | 1 | 365 | 6.9391 | 0.9674 | 7 | 0.90652
48058 | 4.77 | 1 | 365 | 5.4306 | 0.93101 | 6 | 0.36162
48416 | 3.3 | 1 | 365 | 3.757 | 0.56233 | 4 | 0.31936
57547 | 5.3 | 1 | 365 | 6.034 | 0.14556 | 6 | 0.17958
37606 | 4.94 | 1 | 365 | 5.6242 | 0.32058 | 5 | 0.94474
59794 | 4.68 | 1 | 365 | 5.3282 | 0.72476 | 6 | 0.052913
59795 | 7.54 | 1 | 365 | 8.5842 | 0.27878 | 8 | 0.86303
59859 | 6.6 | 1 | 365 | 7.5141 | 0.12467 | 7 | 0.63872
59891 | 8.84 | 1 | 365 | 10.0643 | 0.25789 | 10 | 0.32217
59928 | 7.65 | 1 | 365 | 8.7095 | 0.53086 | 9 | 0.24034
52326 | 8.48 | 1 | 365 | 9.6544 | 0.4329 | 10 | 0.087329
56040 | 7.245 | 1 | 365 | 8.2484 | 0.60276 | 8 | 0.85114
59935 | 2.86 | 1 | 365 | 3.2561 | 0.55402 | 3 | 0.81011
59938 | 9.62 | 1 | 365 | 10.9523 | 0.045346 | 10 | 0.99765
59939 | 3.99 | 1 | 365 | 4.5426 | 0.14355 | 4 | 0.68614
59941 | 5.46 | 1 | 365 | 6.2162 | 0.51222 | 6 | 0.7284
59942 | 12.48 | 1 | 365 | 14.2084 | 0.59937 | 14 | 0.80777
59944 | 4.94 | 1 | 365 | 5.6242 | 0.32058 | 5 | 0.94474
59946 | 7.02 | 1 | 365 | 7.9922 | 0.087144 | 8 | 0.079369
59948 | 7.28 | 1 | 365 | 8.2882 | 0.68296 | 8 | 0.9712
59999 | 7.28 | 1 | 365 | 8.2882 | 0.68296 | 8 | 0.9712
60001 | 5.46 | 1 | 365 | 6.2162 | 0.51222 | 6 | 0.7284
60070 | 4.68 | 1 | 365 | 5.3282 | 0.72476 | 6 | 0.052913
60071 | 11.7 | 1 | 365 | 13.3204 | 0.81191 | 14 | 0.13228
60074 | 10.92 | 1 | 365 | 12.4324 | 0.024447 | 12 | 0.4568
60076 | 4.94 | 1 | 365 | 5.6242 | 0.32058 | 5 | 0.94474
60080 | 9.62 | 1 | 365 | 10.9523 | 0.045346 | 10 | 0.99765
60082 | 15.34 | 1 | 365 | 17.4645 | 0.15339 | 17 | 0.61788
60104 | 5.51 | 1 | 365 | 6.2731 | 0.6268 | 6 | 0.8999
60106 | 5.4 | 1 | 365 | 6.1479 | 0.37473 | 6 | 0.52259
60107 | 9.62 | 1 | 365 | 10.9523 | 0.045346 | 10 | 0.99765
60111 | 13.26 | 1 | 365 | 15.0964 | 0.38683 | 15 | 0.48325
60113 | 5.2 | 1 | 365 | 5.9202 | 0.9164 | 6 | 0.83657
60116 | 7.8 | 1 | 365 | 8.8803 | 0.8746 | 9 | 0.75485
60118 | 5.98 | 1 | 365 | 6.8082 | 0.70386 | 7 | 0.51206
60119 | 7.8 | 1 | 365 | 8.8803 | 0.8746 | 9 | 0.75485
60120 | 9.62 | 1 | 365 | 10.9523 | 0.045346 | 10 | 0.99765
60204 | 7.54 | 1 | 365 | 8.5842 | 0.27878 | 8 | 0.86303
60206 | 10.14 | 1 | 365 | 11.5443 | 0.23699 | 11 | 0.78131
60207 | 4.42 | 1 | 365 | 5.0321 | 0.12894 | 5 | 0.16108
60209 | 4.93 | 1 | 365 | 5.6128 | 0.29767 | 5 | 0.91044
60216 | 4.86 | 1 | 365 | 5.5331 | 0.13725 | 5 | 0.67033
60227 | 9.36 | 1 | 365 | 10.6563 | 0.44953 | 11 | 0.10583
60228 | 10.92 | 1 | 365 | 12.4324 | 0.024447 | 12 | 0.4568
60229 | 11.44 | 1 | 365 | 13.0244 | 0.21609 | 13 | 0.24045
60232 | 9.36 | 1 | 365 | 10.6563 | 0.44953 | 11 | 0.10583
60233 | 8.32 | 1 | 365 | 9.4723 | 0.066245 | 9 | 0.53851
60234 | 5.72 | 1 | 365 | 6.5122 | 0.10804 | 6 | 0.62023
60235 | 7.83 | 1 | 365 | 8.9144 | 0.94335 | 9 | 0.85776
60242 | 7.54 | 1 | 365 | 8.5842 | 0.27878 | 8 | 0.86303
60243 | 6.24 | 1 | 365 | 7.1042 | 0.29968 | 7 | 0.40388
60249 | 4.05 | 1 | 365 | 4.6109 | 0.28104 | 4 | 0.89194
60250 | 8.84 | 1 | 365 | 10.0643 | 0.25789 | 10 | 0.32217
60231 | 3.38 | 1 | 365 | 3.8481 | 0.74566 | 4 | 0.59377
60253 | 5.72 | 1 | 365 | 6.5122 | 0.10804 | 6 | 0.62023
60255 | 13.26 | 1 | 365 | 15.0964 | 0.38683 | 15 | 0.48325
60256 | 4.68 | 1 | 365 | 5.3282 | 0.72476 | 6 | 0.052913
60025 | 2.1 | 1 | 365 | 2.3908 | 0.81239 | 3 | 0.20323
60174 | 12.19 | 1 | 365 | 13.8782 | 0.9348 | 14 | 0.81304
60179 | 4.8 | 1 | 365 | 5.4648 | 0.99976 | 6 | 0.46453
60900 | 9.01 | 1 | 365 | 10.2578 | 0.64746 | 10 | 0.90529
59244 | 3 | 1 | 365 | 3.4155 | 0.87485 | 4 | 0.29033
61128 | 3.3 | 1 | 365 | 3.757 | 0.56233 | 4 | 0.31936
56280 | 5.232 | 1 | 365 | 5.9566 | 0.98973 | 6 | 0.94633
56887 | 5.565 | 1 | 365 | 6.3357 | 0.75284 | 7 | 0.08856
56774 | 5.04 | 1 | 365 | 5.738 | 0.54974 | 6 | 0.28775
57795 | 7.245 | 1 | 365 | 8.2484 | 0.60276 | 8 | 0.85114
58066 | 7.194 | 1 | 365 | 8.1903 | 0.48589 | 8 | 0.67621
59337 | 11.6 | 1 | 365 | 13.2065 | 0.58275 | 13 | 0.78927
59476 | 4.675 | 1 | 365 | 5.3225 | 0.7133 | 6 | 0.035762
45698 | 8.175 | 1 | 365 | 9.3072 | 0.73396 | 10 | 0.041146
58804 | 6.9 | 1 | 365 | 7.8556 | 0.81215 | 8 | 0.66776
55945 | 8.1 | 1 | 365 | 9.2218 | 0.56209 | 9 | 0.78389
59980 | 13.05 | 1 | 365 | 14.8573 | 0.90559 | 15 | 0.76293
57310 | 3.9 | 1 | 365 | 4.4401 | 0.9373 | 5 | 0.37743
56591 | 4.2 | 1 | 365 | 4.7817 | 0.62479 | 5 | 0.40646
56495 | 9.36 | 1 | 365 | 10.6563 | 0.44953 | 11 | 0.10583
56768 | 11.44 | 1 | 365 | 13.0244 | 0.21609 | 13 | 0.24045
52380 | 5.98 | 1 | 365 | 6.8082 | 0.70386 | 7 | 0.51206
42128 | 10.4 | 1 | 365 | 11.8403 | 0.83281 | 12 | 0.67314
40353 | 3.64 | 1 | 365 | 4.1441 | 0.34148 | 4 | 0.4856
56106 | 8.32 | 1 | 365 | 9.4723 | 0.066245 | 9 | 0.53851
60257 | 8.84 | 1 | 365 | 10.0643 | 0.25789 | 10 | 0.32217
60258 | 10.92 | 1 | 365 | 12.4324 | 0.024447 | 12 | 0.4568
60259 | 5.98 | 1 | 365 | 6.8082 | 0.70386 | 7 | 0.51206
60260 | 13.26 | 1 | 365 | 15.0964 | 0.38683 | 15 | 0.48325
56162 | 2.55 | 1 | 365 | 2.9032 | 0.84362 | 3 | 0.74678
56199 | 8.415 | 1 | 365 | 9.5804 | 0.28395 | 9 | 0.86437
60728 | 8.32 | 1 | 365 | 9.4723 | 0.066245 | 9 | 0.53851
61021 | 11.18 | 1 | 365 | 12.7284 | 0.62027 | 13 | 0.34863
61099 | 9.88 | 1 | 365 | 11.2483 | 0.64117 | 11 | 0.88948
61105 | 5.3 | 1 | 365 | 6.034 | 0.14556 | 6 | 0.17958
56373 | 7.905 | 1 | 365 | 8.9998 | 0.11522 | 9 | 0.11502
56428 | 6.625 | 1 | 365 | 7.5425 | 0.18196 | 7 | 0.72448
56868 | 8.16 | 1 | 365 | 9.2901 | 0.69959 | 9 | 0.98969
56937 | 7.65 | 1 | 365 | 8.7095 | 0.53086 | 9 | 0.24034
57061 | 4.59 | 1 | 365 | 5.2257 | 0.51852 | 5 | 0.7442
57481 | 14.025 | 1 | 365 | 15.9674 | 0.13991 | 16 | 0.10729
57577 | 5.61 | 1 | 365 | 6.3869 | 0.85597 | 7 | 0.24291
57584 | 4.845 | 1 | 365 | 5.516 | 0.10288 | 5 | 0.61888
57597 | 7.54 | 1 | 365 | 8.5842 | 0.27878 | 8 | 0.86303
57603 | 4.16 | 1 | 365 | 4.7361 | 0.53312 | 5 | 0.26926
57724 | 7.905 | 1 | 365 | 8.9998 | 0.11522 | 9 | 0.11502
58102 | 5.565 | 1 | 365 | 6.3357 | 0.75284 | 7 | 0.08856
57834 | 2.6 | 1 | 365 | 2.9601 | 0.9582 | 3 | 0.91828
57867 | 2.6 | 1 | 365 | 2.9601 | 0.9582 | 3 | 0.91828
57911 | 10.8 | 1 | 365 | 12.2957 | 0.74945 | 13 | 0.045184
58495 | 6.76 | 1 | 365 | 7.6962 | 0.49132 | 8 | 0.18754
57918 | 3.64 | 1 | 365 | 4.1441 | 0.34148 | 4 | 0.4856
48559 | 8.67 | 1 | 365 | 9.8707 | 0.86831 | 10 | 0.73905
58618 | 3.06 | 1 | 365 | 3.4838 | 0.012345 | 3 | 0.49614
58651 | 9.62 | 1 | 365 | 10.9523 | 0.045346 | 10 | 0.99765
58723 | 3.64 | 1 | 365 | 4.1441 | 0.34148 | 4 | 0.4856
38867 | 3.9 | 1 | 365 | 4.4401 | 0.9373 | 5 | 0.37743
37847 | 3.12 | 1 | 365 | 3.5521 | 0.14984 | 3 | 0.70194
50398 | 12.75 | 1 | 365 | 14.5158 | 0.2181 | 14 | 0.7339
39570 | 2.86 | 1 | 365 | 3.2561 | 0.55402 | 3 | 0.81011
39506 | 5.94 | 1 | 365 | 6.7627 | 0.6122 | 7 | 0.37485
39311 | 7.8 | 1 | 365 | 8.8803 | 0.8746 | 9 | 0.75485
40488 | 2.55 | 1 | 365 | 2.9032 | 0.84362 | 3 | 0.74678
42095 | 11.985 | 1 | 365 | 13.6448 | 0.46502 | 14 | 0.10986
41672 | 9.36 | 1 | 365 | 10.6563 | 0.44953 | 11 | 0.10583
46637 | 4.42 | 1 | 365 | 5.0321 | 0.12894 | 5 | 0.16108
43177 | 9.88 | 1 | 365 | 11.2483 | 0.64117 | 11 | 0.88948
39929 | 4.16 | 1 | 365 | 4.7361 | 0.53312 | 5 | 0.26926
50582 | 4.68 | 1 | 365 | 5.3282 | 0.72476 | 6 | 0.052913
56888 | 6.24 | 1 | 365 | 7.1042 | 0.29968 | 7 | 0.40388
56529 | 6.76 | 1 | 365 | 7.6962 | 0.49132 | 8 | 0.18754
39906 | 3.12 | 1 | 365 | 3.5521 | 0.14984 | 3 | 0.70194
56228 | 6.09 | 1 | 365 | 6.9334 | 0.95594 | 7 | 0.88937
56400 | 7.83 | 1 | 365 | 8.9144 | 0.94335 | 9 | 0.85776
56445 | 5 | 1 | 365 | 5.6925 | 0.45808 | 6 | 0.15055
58436 | 5.415 | 1 | 365 | 6.1649 | 0.4091 | 6 | 0.57404
41181 | 5.46 | 1 | 365 | 6.2162 | 0.51222 | 6 | 0.7284
55866 | 5.1 | 1 | 365 | 5.8063 | 0.68724 | 6 | 0.49356
49415 | 5.3 | 1 | 365 | 6.034 | 0.14556 | 6 | 0.17958
60327 | 6.24 | 1 | 365 | 7.1042 | 0.29968 | 7 | 0.40388
60338 | 5.8 | 1 | 365 | 6.6033 | 0.29137 | 6 | 0.89464
60371 | 4.42 | 1 | 365 | 5.0321 | 0.12894 | 5 | 0.16108
49838 | 16.2 | 1 | 365 | 18.4436 | 0.12418 | 18 | 0.56778
60529 | 11.2 | 1 | 365 | 12.7511 | 0.6661 | 13 | 0.41723
60567 | 7.8 | 1 | 365 | 8.8803 | 0.8746 | 9 | 0.75485
57848 | 11.02 | 1 | 365 | 12.5462 | 0.25361 | 12 | 0.79981
57997 | 8.48 | 1 | 365 | 9.6544 | 0.4329 | 10 | 0.087329
58218 | 10.14 | 1 | 365 | 11.5443 | 0.23699 | 11 | 0.78131
58595 | 6.89 | 1 | 365 | 7.8442 | 0.78923 | 8 | 0.63346
40333 | 4.68 | 1 | 365 | 5.3282 | 0.72476 | 6 | 0.052913
38905 | 9.88 | 1 | 365 | 11.2483 | 0.64117 | 11 | 0.88948
38780 | 9.88 | 1 | 365 | 11.2483 | 0.64117 | 11 | 0.88948
50063 | 5.559 | 1 | 365 | 6.3289 | 0.73909 | 7 | 0.067979
37981 | 12.16 | 1 | 365 | 13.8441 | 0.86605 | 14 | 0.71013
46748 | 9.54 | 1 | 365 | 10.8612 | 0.86202 | 11 | 0.72325
38555 | 10.25 | 1 | 365 | 11.6696 | 0.48906 | 12 | 0.15862
45110 | 6.16 | 1 | 365 | 7.0131 | 0.11635 | 7 | 0.12948
45675 | 7.245 | 1 | 365 | 8.2484 | 0.60276 | 8 | 0.85114
42489 | 4.76 | 1 | 365 | 5.4192 | 0.90809 | 6 | 0.32732
41816 | 4.68 | 1 | 365 | 5.3282 | 0.72476 | 6 | 0.052913
49791 | 12.16 | 1 | 365 | 13.8441 | 0.86605 | 14 | 0.71013
45253 | 8.1 | 1 | 365 | 9.2218 | 0.56209 | 9 | 0.78389
45688 | 10.14 | 1 | 365 | 11.5443 | 0.23699 | 11 | 0.78131
59353 | 7.2 | 1 | 365 | 8.1972 | 0.49964 | 8 | 0.69679
58753 | 9 | 1 | 365 | 10.2464 | 0.62454 | 10 | 0.87099
58885 | 21.6 | 1 | 365 | 24.5915 | 0.49891 | 25 | 0.090367
57924 | 4.08 | 1 | 365 | 4.6451 | 0.34979 | 4 | 0.99485
55246 | 6 | 1 | 365 | 6.831 | 0.7497 | 7 | 0.58066
57458 | 5.72 | 1 | 365 | 6.5122 | 0.10804 | 6 | 0.62023
58293 | 9.36 | 1 | 365 | 10.6563 | 0.44953 | 11 | 0.10583
58300 | 20.8 | 1 | 365 | 23.6807 | 0.66561 | 24 | 0.34628
58313 | 7.56 | 1 | 365 | 8.607 | 0.32462 | 8 | 0.93163
58403 | 7.28 | 1 | 365 | 8.2882 | 0.68296 | 8 | 0.9712
58993 | 5.2 | 1 | 365 | 5.9202 | 0.9164 | 6 | 0.83657
58976 | 2.86 | 1 | 365 | 3.2561 | 0.55402 | 3 | 0.81011
59035 | 7.28 | 1 | 365 | 8.2882 | 0.68296 | 8 | 0.9712
59038 | 5.94 | 1 | 365 | 6.7627 | 0.6122 | 7 | 0.37485
55993 | 5.2 | 1 | 365 | 5.9202 | 0.9164 | 6 | 0.83657
55832 | 4.94 | 1 | 365 | 5.6242 | 0.32058 | 5 | 0.94474
44110 | 10.25 | 1 | 365 | 11.6696 | 0.48906 | 12 | 0.15862
43800 | 11.475 | 1 | 365 | 13.0642 | 0.29629 | 13 | 0.36051
44123 | 11.475 | 1 | 365 | 13.0642 | 0.29629 | 13 | 0.36051
51212 | 10.25 | 1 | 365 | 11.6696 | 0.48906 | 12 | 0.15862
46302 | 11 | 1 | 365 | 12.5234 | 0.20778 | 12 | 0.73121
44441 | 10.965 | 1 | 365 | 12.4836 | 0.12757 | 12 | 0.61115
50197 | 10.75 | 1 | 365 | 12.2388 | 0.63487 | 12 | 0.87368
38413 | 10.455 | 1 | 365 | 11.903 | 0.95885 | 12 | 0.8618
38580 | 11.475 | 1 | 365 | 13.0642 | 0.29629 | 13 | 0.36051
50543 | 11.25 | 1 | 365 | 12.8081 | 0.78068 | 13 | 0.58873
38534 | 11.475 | 1 | 365 | 13.0642 | 0.29629 | 13 | 0.36051
50091 | 10.965 | 1 | 365 | 12.4836 | 0.12757 | 12 | 0.61115
45230 | 10.75 | 1 | 365 | 12.2388 | 0.63487 | 12 | 0.87368
54315 | 10.71 | 1 | 365 | 12.1933 | 0.54321 | 12 | 0.73647
50198 | 11.475 | 1 | 365 | 13.0642 | 0.29629 | 13 | 0.36051
44362 | 3.64 | 1 | 365 | 4.1441 | 0.34148 | 4 | 0.4856
49400 | 7.56 | 1 | 365 | 8.607 | 0.32462 | 8 | 0.93163
37510 | 24.852 | 1 | 365 | 28.2938 | 0.95124 | 29 | 0.24508
43850 | 13.34 | 1 | 365 | 15.1875 | 0.57016 | 15 | 0.75766
59978 | 6.38 | 1 | 365 | 7.2636 | 0.62051 | 7 | 0.8841
29901 | 20.52 | 1 | 365 | 23.3619 | 0.02396 | 23 | 0.38585
49826 | 5.2 | 1 | 365 | 5.9202 | 0.9164 | 6 | 0.83657
50117 | 6.38 | 1 | 365 | 7.2636 | 0.62051 | 7 | 0.8841
45062 | 7.035 | 1 | 365 | 8.0093 | 0.12152 | 8 | 0.13082
45047 | 9.18 | 1 | 365 | 10.4514 | 0.037035 | 10 | 0.48841
57693 | 9.66 | 1 | 365 | 10.9978 | 0.13701 | 11 | 0.13486
59738 | 6.5 | 1 | 365 | 7.4002 | 0.8955 | 8 | 0.29571
53878 | 10.6 | 1 | 365 | 12.068 | 0.29113 | 12 | 0.35916
48799 | 13.515 | 1 | 365 | 15.3867 | 0.97119 | 16 | 0.35793
55569 | 9.54 | 1 | 365 | 10.8612 | 0.86202 | 11 | 0.72325
55680 | 8.745 | 1 | 365 | 9.9561 | 0.040182 | 9 | 0.99631
55684 | 9.805 | 1 | 365 | 11.1629 | 0.46929 | 11 | 0.63222
55787 | 8.745 | 1 | 365 | 9.9561 | 0.040182 | 9 | 0.99631
45130 | 9.805 | 1 | 365 | 11.1629 | 0.46929 | 11 | 0.63222
44478 | 11.66 | 1 | 365 | 13.2748 | 0.72024 | 13 | 0.99508
44489 | 6.625 | 1 | 365 | 7.5425 | 0.18196 | 7 | 0.72448
47376 | 10.335 | 1 | 365 | 11.7663 | 0.68385 | 12 | 0.45018
48480 | 10.6 | 1 | 365 | 12.068 | 0.29113 | 12 | 0.35916
56114 | 7.42 | 1 | 365 | 8.4476 | 0.0037907 | 8 | 0.45141
56333 | 9.01 | 1 | 365 | 10.2578 | 0.64746 | 10 | 0.90529
56337 | 9.54 | 1 | 365 | 10.8612 | 0.86202 | 11 | 0.72325
56341 | 9.805 | 1 | 365 | 11.1629 | 0.46929 | 11 | 0.63222
56890 | 8.48 | 1 | 365 | 9.6544 | 0.4329 | 10 | 0.087329
57008 | 9.54 | 1 | 365 | 10.8612 | 0.86202 | 11 | 0.72325
57073 | 8.745 | 1 | 365 | 9.9561 | 0.040182 | 9 | 0.99631
57222 | 9.805 | 1 | 365 | 11.1629 | 0.46929 | 11 | 0.63222
57226 | 9.01 | 1 | 365 | 10.2578 | 0.64746 | 10 | 0.90529
57232 | 6.625 | 1 | 365 | 7.5425 | 0.18196 | 7 | 0.72448
57292 | 8.745 | 1 | 365 | 9.9561 | 0.040182 | 9 | 0.99631
57304 | 8.48 | 1 | 365 | 9.6544 | 0.4329 | 10 | 0.087329
57570 | 7.685 | 1 | 365 | 8.7493 | 0.61107 | 9 | 0.36039
57739 | 10.6 | 1 | 365 | 12.068 | 0.29113 | 12 | 0.35916
57995 | 7.42 | 1 | 365 | 8.4476 | 0.0037907 | 8 | 0.45141
58094 | 11 | 1 | 365 | 12.5234 | 0.20778 | 12 | 0.73121
58161 | 9.805 | 1 | 365 | 11.1629 | 0.46929 | 11 | 0.63222
58199 | 8.48 | 1 | 365 | 9.6544 | 0.4329 | 10 | 0.087329
58205 | 10.6 | 1 | 365 | 12.068 | 0.29113 | 12 | 0.35916
58377 | 10.6 | 1 | 365 | 12.068 | 0.29113 | 12 | 0.35916
58453 | 5.3 | 1 | 365 | 6.034 | 0.14556 | 6 | 0.17958
58743 | 5.32 | 1 | 365 | 6.0568 | 0.1914 | 6 | 0.24818
58777 | 9.01 | 1 | 365 | 10.2578 | 0.64746 | 10 | 0.90529
58778 | 10.6 | 1 | 365 | 12.068 | 0.29113 | 12 | 0.35916
58826 | 9.8 | 1 | 365 | 11.1572 | 0.45784 | 11 | 0.61507
58828 | 5.88 | 1 | 365 | 6.6943 | 0.4747 | 7 | 0.16904
58852 | 8.745 | 1 | 365 | 9.9561 | 0.040182 | 9 | 0.99631
58924 | 6.625 | 1 | 365 | 7.5425 | 0.18196 | 7 | 0.72448
58925 | 10.6 | 1 | 365 | 12.068 | 0.29113 | 12 | 0.35916
58929 | 10.92 | 1 | 365 | 12.4324 | 0.024447 | 12 | 0.4568
59138 | 9.54 | 1 | 365 | 10.8612 | 0.86202 | 11 | 0.72325
59246 | 9.54 | 1 | 365 | 10.8612 | 0.86202 | 11 | 0.72325
56579 | 6.625 | 1 | 365 | 7.5425 | 0.18196 | 7 | 0.72448
42735 | 11.825 | 1 | 365 | 13.4627 | 0.098359 | 13 | 0.56105
48742 | 11.22 | 1 | 365 | 12.7739 | 0.71193 | 13 | 0.48583
56044 | 9.36 | 1 | 365 | 10.6563 | 0.44953 | 11 | 0.10583
56046 | 12.48 | 1 | 365 | 14.2084 | 0.59937 | 14 | 0.80777
56047 | 5.98 | 1 | 365 | 6.8082 | 0.70386 | 7 | 0.51206
58459 | 16.38 | 1 | 365 | 18.6485 | 0.53667 | 19 | 0.1852
48786 | 12.48 | 1 | 365 | 14.2084 | 0.59937 | 14 | 0.80777
56565 | 6.24 | 1 | 365 | 7.1042 | 0.29968 | 7 | 0.40388
58572 | 2.68 | 1 | 365 | 3.0512 | 0.14153 | 3 | 0.19269
48019 | 2.915 | 1 | 365 | 3.3187 | 0.68006 | 3 | 0.99877
56307 | 3.18 | 1 | 365 | 3.6204 | 0.28734 | 3 | 0.90775
38282 | 5.67 | 1 | 365 | 6.4553 | 0.99346 | 7 | 0.44872
46148 | 12.6 | 1 | 365 | 14.345 | 0.87436 | 15 | 0.21938
46228 | 5.7 | 1 | 365 | 6.4894 | 0.062211 | 6 | 0.55162
36806 | 6 | 1 | 365 | 6.831 | 0.7497 | 7 | 0.58066
48026 | 6 | 1 | 365 | 6.831 | 0.7497 | 7 | 0.58066
45023 | 10.25 | 1 | 365 | 11.6696 | 0.48906 | 12 | 0.15862
45012 | 7.14 | 1 | 365 | 8.1288 | 0.36214 | 8 | 0.49098
58372 | 7.15 | 1 | 365 | 8.1402 | 0.38505 | 8 | 0.52528
58541 | 5.72 | 1 | 365 | 6.5122 | 0.10804 | 6 | 0.62023
58542 | 4.42 | 1 | 365 | 5.0321 | 0.12894 | 5 | 0.16108
58543 | 2.86 | 1 | 365 | 3.2561 | 0.55402 | 3 | 0.81011
58544 | 11.18 | 1 | 365 | 12.7284 | 0.62027 | 13 | 0.34863
58820 | 3.78 | 1 | 365 | 4.3035 | 0.66231 | 4 | 0.96581
59033 | 10.6 | 1 | 365 | 12.068 | 0.29113 | 12 | 0.35916
56639 | 4.5 | 1 | 365 | 5.1232 | 0.31227 | 5 | 0.43549
53820 | 5.72 | 1 | 365 | 6.5122 | 0.10804 | 6 | 0.62023
27545 | 8.16 | 1 | 365 | 9.2901 | 0.69959 | 9 | 0.98969
58247 | 5.25 | 1 | 365 | 5.9771 | 0.030984 | 6 | 0.0080754
58628 | 5.1 | 1 | 365 | 5.8063 | 0.68724 | 6 | 0.49356
43625 | 5.13 | 1 | 365 | 5.8405 | 0.75599 | 6 | 0.59646
47543 | 6.25 | 1 | 365 | 7.1156 | 0.3226 | 7 | 0.43818
59729 | 2.12 | 1 | 365 | 2.4136 | 0.85823 | 3 | 0.27183
38575 | 11.5 | 1 | 365 | 13.0927 | 0.35358 | 13 | 0.44626
41987 | 11.5 | 1 | 365 | 13.0927 | 0.35358 | 13 | 0.44626
54147 | 11.75 | 1 | 365 | 13.3773 | 0.92649 | 14 | 0.30379
54060 | 12.5 | 1 | 365 | 14.2312 | 0.6452 | 14 | 0.87637
51211 | 11.475 | 1 | 365 | 13.0642 | 0.29629 | 13 | 0.36051
49381 | 10.75 | 1 | 365 | 12.2388 | 0.63487 | 12 | 0.87368
58787 | 4.335 | 1 | 365 | 4.9354 | 0.93416 | 5 | 0.86953
60275 | 8.58 | 1 | 365 | 9.7683 | 0.66207 | 10 | 0.43034
60254 | 13.26 | 1 | 365 | 15.0964 | 0.38683 | 15 | 0.48325
45974 | 10.14 | 1 | 365 | 11.5443 | 0.23699 | 11 | 0.78131
60362 | 4.68 | 1 | 365 | 5.3282 | 0.72476 | 6 | 0.052913
47485 | 7.8 | 1 | 365 | 8.8803 | 0.8746 | 9 | 0.75485
60331 | 13.26 | 1 | 365 | 15.0964 | 0.38683 | 15 | 0.48325
50563 | 9.88 | 1 | 365 | 11.2483 | 0.64117 | 11 | 0.88948
60333 | 5.46 | 1 | 365 | 6.2162 | 0.51222 | 6 | 0.7284
60323 | 9.62 | 1 | 365 | 10.9523 | 0.045346 | 10 | 0.99765
58053 | 9.75 | 1 | 365 | 11.1003 | 0.34326 | 11 | 0.44357
60284 | 5.98 | 1 | 365 | 6.8082 | 0.70386 | 7 | 0.51206
38399 | 11.5 | 1 | 365 | 13.0927 | 0.35358 | 13 | 0.44626
39132 | 11.5 | 1 | 365 | 13.0927 | 0.35358 | 13 | 0.44626
41799 | 8.06 | 1 | 365 | 9.1763 | 0.47042 | 9 | 0.64668
58518 | 3.6 | 1 | 365 | 4.0986 | 0.24982 | 4 | 0.34839
58732 | 7.5 | 1 | 365 | 8.5387 | 0.18712 | 8 | 0.72582
60890 | 3 | 1 | 365 | 3.4155 | 0.87485 | 4 | 0.29033
55335 | 6.89 | 1 | 365 | 7.8442 | 0.78923 | 8 | 0.63346
41983 | 10.2 | 1 | 365 | 11.6126 | 0.37448 | 11 | 0.98712
60994 | 18.9 | 1 | 365 | 21.5175 | 0.31154 | 21 | 0.82907
60992 | 9.6 | 1 | 365 | 10.9295 | 0.99951 | 11 | 0.92905
60989 | 5.3 | 1 | 365 | 6.034 | 0.14556 | 6 | 0.17958
60914 | 12.19 | 1 | 365 | 13.8782 | 0.9348 | 14 | 0.81304
49037 | 6.24 | 1 | 365 | 7.1042 | 0.29968 | 7 | 0.40388
55588 | 11.2 | 1 | 365 | 12.7511 | 0.6661 | 13 | 0.41723
38609 | 6.4 | 1 | 365 | 7.2864 | 0.66634 | 7 | 0.9527
43058 | 8.829 | 1 | 365 | 10.0518 | 0.23268 | 10 | 0.28444
59438 | 5.985 | 1 | 365 | 6.8139 | 0.71532 | 7 | 0.52921
59433 | 6.24 | 1 | 365 | 7.1042 | 0.29968 | 7 | 0.40388
59210 | 6.54 | 1 | 365 | 7.4457 | 0.98717 | 8 | 0.43292
59217 | 5.232 | 1 | 365 | 5.9566 | 0.98973 | 6 | 0.94633
58471 | 7.56 | 1 | 365 | 8.607 | 0.32462 | 8 | 0.93163
59142 | 4.8 | 1 | 365 | 5.4648 | 0.99976 | 6 | 0.46453
58464 | 10.08 | 1 | 365 | 11.476 | 0.099489 | 11 | 0.5755
58067 | 6.615 | 1 | 365 | 7.5311 | 0.15904 | 7 | 0.69018
58423 | 6.21 | 1 | 365 | 7.07 | 0.23094 | 7 | 0.30098
58441 | 6.3 | 1 | 365 | 7.1725 | 0.43718 | 7 | 0.60969
58050 | 11.025 | 1 | 365 | 12.5519 | 0.26507 | 12 | 0.81696
57998 | 3.6 | 1 | 365 | 4.0986 | 0.24982 | 4 | 0.34839
58021 | 4.251 | 1 | 365 | 4.8397 | 0.74166 | 5 | 0.5814
57742 | 10.85 | 1 | 365 | 12.3527 | 0.86403 | 13 | 0.21669
57981 | 4.08 | 1 | 365 | 4.6451 | 0.34979 | 4 | 0.99485
57416 | 4.5 | 1 | 365 | 5.1232 | 0.31227 | 5 | 0.43549
57634 | 7.4 | 1 | 365 | 8.4249 | 0.95796 | 9 | 0.38281
57722 | 13.02 | 1 | 365 | 14.8232 | 0.83684 | 15 | 0.66003
56508 | 3.465 | 1 | 365 | 3.9449 | 0.94045 | 4 | 0.88533
57341 | 3.78 | 1 | 365 | 4.3035 | 0.66231 | 4 | 0.96581
56304 | 5.355 | 1 | 365 | 6.0966 | 0.2716 | 6 | 0.36824
45816 | 11.025 | 1 | 365 | 12.5519 | 0.26507 | 12 | 0.81696
51239 | 11.34 | 1 | 365 | 12.9105 | 0.98693 | 13 | 0.89744
58856 | 10.08 | 1 | 365 | 11.476 | 0.099489 | 11 | 0.5755
60006 | 7.56 | 1 | 365 | 8.607 | 0.32462 | 8 | 0.93163
60009 | 10.2 | 1 | 365 | 11.6126 | 0.37448 | 11 | 0.98712
59602 | 13.86 | 1 | 365 | 15.7795 | 0.7618 | 16 | 0.54132
59652 | 6.5 | 1 | 365 | 7.4002 | 0.8955 | 8 | 0.29571
58858 | 3.99 | 1 | 365 | 4.5426 | 0.14355 | 4 | 0.68614
58634 | 7.8 | 1 | 365 | 8.8803 | 0.8746 | 9 | 0.75485
58653 | 13.5 | 1 | 365 | 15.3697 | 0.93682 | 16 | 0.30648
56783 | 5.1 | 1 | 365 | 5.8063 | 0.68724 | 6 | 0.49356
56441 | 6.3 | 1 | 365 | 7.1725 | 0.43718 | 7 | 0.60969
56430 | 3.6 | 1 | 365 | 4.0986 | 0.24982 | 4 | 0.34839
41543 | 17.64 | 1 | 365 | 20.083 | 0.42411 | 20 | 0.50713
48900 | 8.25 | 1 | 365 | 9.3926 | 0.90583 | 10 | 0.2984
48924 | 12.1 | 1 | 365 | 13.7758 | 0.72855 | 14 | 0.50433
37527 | 11.97 | 1 | 365 | 13.6278 | 0.43064 | 14 | 0.058412
58954 | 3.92 | 1 | 365 | 4.4629 | 0.98313 | 5 | 0.44603
60155 | 13.23 | 1 | 365 | 15.0623 | 0.31808 | 15 | 0.38035
58776 | 9.69 | 1 | 365 | 11.032 | 0.20576 | 11 | 0.23776
56180 | 4.8 | 1 | 365 | 5.4648 | 0.99976 | 6 | 0.46453
58615 | 6.05 | 1 | 365 | 6.8879 | 0.86428 | 7 | 0.75216
59329 | 8.58 | 1 | 365 | 9.7683 | 0.66207 | 10 | 0.43034
56944 | 4.68 | 1 | 365 | 5.3282 | 0.72476 | 6 | 0.052913
57207 | 13 | 1 | 365 | 14.8004 | 0.79101 | 15 | 0.59142
46651 | 7.8 | 1 | 365 | 8.8803 | 0.8746 | 9 | 0.75485
41599 | 3.12 | 1 | 365 | 3.5521 | 0.14984 | 3 | 0.70194
52984 | 5.2 | 1 | 365 | 5.9202 | 0.9164 | 6 | 0.83657
42766 | 6.89 | 1 | 365 | 7.8442 | 0.78923 | 8 | 0.63346
59577 | 9.805 | 1 | 365 | 11.1629 | 0.46929 | 11 | 0.63222
60270 | 6.89 | 1 | 365 | 7.8442 | 0.78923 | 8 | 0.63346
57230 | 10.2 | 1 | 365 | 11.6126 | 0.37448 | 11 | 0.98712
58039 | 7.56 | 1 | 365 | 8.607 | 0.32462 | 8 | 0.93163
56312 | 8.19 | 1 | 365 | 9.3243 | 0.76834 | 10 | 0.092598
44169 | 9.99 | 1 | 365 | 11.3736 | 0.89324 | 12 | 0.26679
46231 | 10.8 | 1 | 365 | 12.2957 | 0.74945 | 13 | 0.045184
58632 | 4.75 | 1 | 365 | 5.4078 | 0.88518 | 6 | 0.29302
56439 | 5.355 | 1 | 365 | 6.0966 | 0.2716 | 6 | 0.36824
59313 | 9.1 | 1 | 365 | 10.3603 | 0.85371 | 11 | 0.214
31899 | 8.06 | 1 | 365 | 9.1763 | 0.47042 | 9 | 0.64668
58631 | 13 | 1 | 365 | 14.8004 | 0.79101 | 15 | 0.59142
37751 | 7.54 | 1 | 365 | 8.5842 | 0.27878 | 8 | 0.86303
51611 | 7.02 | 1 | 365 | 7.9922 | 0.087144 | 8 | 0.079369
55354 | 3.64 | 1 | 365 | 4.1441 | 0.34148 | 4 | 0.4856
59235 | 7.42 | 1 | 365 | 8.4476 | 0.0037907 | 8 | 0.45141
56616 | 6.24 | 1 | 365 | 7.1042 | 0.29968 | 7 | 0.40388
58808 | 8.06 | 1 | 365 | 9.1763 | 0.47042 | 9 | 0.64668
58507 | 10.92 | 1 | 365 | 12.4324 | 0.024447 | 12 | 0.4568
58766 | 3.71 | 1 | 365 | 4.2238 | 0.5019 | 4 | 0.72571
58470 | 5.72 | 1 | 365 | 6.5122 | 0.10804 | 6 | 0.62023
59206 | 2.86 | 1 | 365 | 3.2561 | 0.55402 | 3 | 0.81011
59144 | 10.07 | 1 | 365 | 11.4646 | 0.076573 | 11 | 0.5412
58493 | 5.035 | 1 | 365 | 5.7323 | 0.53829 | 6 | 0.2706
57096 | 4.94 | 1 | 365 | 5.6242 | 0.32058 | 5 | 0.94474
52060 | 8.84 | 1 | 365 | 10.0643 | 0.25789 | 10 | 0.32217
58639 | 7.42 | 1 | 365 | 8.4476 | 0.0037907 | 8 | 0.45141
59168 | 4.77 | 1 | 365 | 5.4306 | 0.93101 | 6 | 0.36162
58568 | 10.07 | 1 | 365 | 11.4646 | 0.076573 | 11 | 0.5412
59212 | 4.77 | 1 | 365 | 5.4306 | 0.93101 | 6 | 0.36162
58779 | 14.04 | 1 | 365 | 15.9845 | 0.17429 | 16 | 0.15874
58646 | 3.12 | 1 | 365 | 3.5521 | 0.14984 | 3 | 0.70194
59616 | 5.3 | 1 | 365 | 6.034 | 0.14556 | 6 | 0.17958
14850 | 3.43 | 1 | 365 | 3.905 | 0.86024 | 4 | 0.76528
32943 | 6.24 | 1 | 365 | 7.1042 | 0.29968 | 7 | 0.40388
16842 | 4.335 | 1 | 365 | 4.9354 | 0.93416 | 5 | 0.86953
19787 | 5 | 1 | 365 | 5.6925 | 0.45808 | 6 | 0.15055
52323 | 2.86 | 1 | 365 | 3.2561 | 0.55402 | 3 | 0.81011
31694 | 3.38 | 1 | 365 | 3.8481 | 0.74566 | 4 | 0.59377
57940 | 12.48 | 1 | 365 | 14.2084 | 0.59937 | 14 | 0.80777
49097 | 9.18 | 1 | 365 | 10.4514 | 0.037035 | 10 | 0.48841
32323 | 2.34 | 1 | 365 | 2.6641 | 0.36238 | 3 | 0.026456
24532 | 3.38 | 1 | 365 | 3.8481 | 0.74566 | 4 | 0.59377
59201 | 5.3 | 1 | 365 | 6.034 | 0.14556 | 6 | 0.17958
58807 | 2.86 | 1 | 365 | 3.2561 | 0.55402 | 3 | 0.81011
58231 | 6.24 | 1 | 365 | 7.1042 | 0.29968 | 7 | 0.40388
57625 | 7.28 | 1 | 365 | 8.2882 | 0.68296 | 8 | 0.9712
51721 | 2.08 | 1 | 365 | 2.3681 | 0.76656 | 3 | 0.13463
59202 | 8.48 | 1 | 365 | 9.6544 | 0.4329 | 10 | 0.087329
15600 | 4.9 | 1 | 365 | 5.5786 | 0.22892 | 5 | 0.80754
56647 | 11.7 | 1 | 365 | 13.3204 | 0.81191 | 14 | 0.13228
54970 | 3.38 | 1 | 365 | 3.8481 | 0.74566 | 4 | 0.59377
59098 | 5.035 | 1 | 365 | 5.7323 | 0.53829 | 6 | 0.2706
29161 | 4.68 | 1 | 365 | 5.3282 | 0.72476 | 6 | 0.052913
20004 | 10.66 | 1 | 365 | 12.1363 | 0.42863 | 12 | 0.56497
19758 | 12.495 | 1 | 365 | 14.2255 | 0.63374 | 14 | 0.85922
16264 | 11.76 | 1 | 365 | 13.3887 | 0.9494 | 14 | 0.33809
17640 | 3.825 | 1 | 365 | 4.3547 | 0.76543 | 5 | 0.12017
52472 | 23.46 | 1 | 365 | 26.7091 | 0.76131 | 27 | 0.47037
33063 | 9.18 | 1 | 365 | 10.4514 | 0.037035 | 10 | 0.48841
26839 | 4.59 | 1 | 365 | 5.2257 | 0.51852 | 5 | 0.7442
14910 | 7.905 | 1 | 365 | 8.9998 | 0.11522 | 9 | 0.11502
29251 | 4.68 | 1 | 365 | 5.3282 | 0.72476 | 6 | 0.052913
29130 | 2.86 | 1 | 365 | 3.2561 | 0.55402 | 3 | 0.81011
57044 | 3.64 | 1 | 365 | 4.1441 | 0.34148 | 4 | 0.4856
56911 | 3.9 | 1 | 365 | 4.4401 | 0.9373 | 5 | 0.37743
29140 | 7.54 | 1 | 365 | 8.5842 | 0.27878 | 8 | 0.86303
49372 | 5.72 | 1 | 365 | 6.5122 | 0.10804 | 6 | 0.62023
34688 | 19.88 | 1 | 365 | 22.6333 | 0.55733 | 23 | 0.19058
59874 | 8.32 | 1 | 365 | 9.4723 | 0.066245 | 9 | 0.53851
23964 | 7.8 | 1 | 365 | 8.8803 | 0.8746 | 9 | 0.75485
27617 | 9.1 | 1 | 365 | 10.3603 | 0.85371 | 11 | 0.214
15873 | 6.5 | 1 | 365 | 7.4002 | 0.8955 | 8 | 0.29571
48819 | 6.76 | 1 | 365 | 7.6962 | 0.49132 | 8 | 0.18754
31750 | 3.9 | 1 | 365 | 4.4401 | 0.9373 | 5 | 0.37743
56538 | 9.36 | 1 | 365 | 10.6563 | 0.44953 | 11 | 0.10583
19892 | 10 | 1 | 365 | 11.3849 | 0.91616 | 12 | 0.3011
57660 | 11.66 | 1 | 365 | 13.2748 | 0.72024 | 13 | 0.99508
26751 | 7.28 | 1 | 365 | 8.2882 | 0.68296 | 8 | 0.9712
44229 | 6.76 | 1 | 365 | 7.6962 | 0.49132 | 8 | 0.18754
51598 | 4.94 | 1 | 365 | 5.6242 | 0.32058 | 5 | 0.94474
52151 | 7.8 | 1 | 365 | 8.8803 | 0.8746 | 9 | 0.75485
55091 | 13 | 1 | 365 | 14.8004 | 0.79101 | 15 | 0.59142
59291 | 4.94 | 1 | 365 | 5.6242 | 0.32058 | 5 | 0.94474
59292 | 3.71 | 1 | 365 | 4.2238 | 0.5019 | 4 | 0.72571
59378 | 3.445 | 1 | 365 | 3.9221 | 0.89462 | 4 | 0.81673
59379 | 3.18 | 1 | 365 | 3.6204 | 0.28734 | 3 | 0.90775
59451 | 8.835 | 1 | 365 | 10.0586 | 0.24643 | 10 | 0.30502
60022 | 6.3 | 1 | 365 | 7.1725 | 0.43718 | 7 | 0.60969
58025 | 8.19 | 1 | 365 | 9.3243 | 0.76834 | 10 | 0.092598
60237 | 6.867 | 1 | 365 | 7.818 | 0.73653 | 8 | 0.55456
60244 | 2.5 | 1 | 365 | 2.8462 | 0.72904 | 3 | 0.57527
58731 | 9.88 | 1 | 365 | 11.2483 | 0.64117 | 11 | 0.88948
58485 | 3.51 | 1 | 365 | 3.9961 | 0.043572 | 4 | 0.039685
60399 | 8.4 | 1 | 365 | 9.5633 | 0.24957 | 9 | 0.81292
60288 | 2.75 | 1 | 365 | 3.1309 | 0.30194 | 3 | 0.4328
60404 | 5.7 | 1 | 365 | 6.4894 | 0.062211 | 6 | 0.55162
60314 | 6.12 | 1 | 365 | 6.9676 | 0.02469 | 6 | 0.99227
44751 | 6.5 | 1 | 365 | 7.4002 | 0.8955 | 8 | 0.29571
60713 | 9.36 | 1 | 365 | 10.6563 | 0.44953 | 11 | 0.10583
50662 | 8.925 | 1 | 365 | 10.1611 | 0.45267 | 10 | 0.61373
60691 | 5 | 1 | 365 | 5.6925 | 0.45808 | 6 | 0.15055
58872 | 15.6 | 1 | 365 | 17.7605 | 0.74921 | 18 | 0.50971
61523 | 30.5 | 0.9 | 365 | 31.2516 | 0.90486 | 32 | 0.15651
60599 | 6.325 | 1 | 365 | 7.201 | 0.49447 | 7 | 0.69544
50145 | 9 | 1 | 365 | 10.2464 | 0.62454 | 10 | 0.87099
51265 | 7.848 | 1 | 365 | 8.9349 | 0.9846 | 9 | 0.9195
60624 | 5.7 | 1 | 365 | 6.4894 | 0.062211 | 6 | 0.55162
46834 | 4.5 | 1 | 365 | 5.1232 | 0.31227 | 5 | 0.43549
50278 | 9.8 | 1 | 365 | 11.1572 | 0.45784 | 11 | 0.61507
62117 | 8.215 | 1 | 365 | 9.3527 | 0.82563 | 10 | 0.17835
50263 | 8.7 | 1 | 365 | 9.9049 | 0.93706 | 10 | 0.84195
62018 | 4.578 | 1 | 365 | 5.212 | 0.49102 | 5 | 0.70304
61994 | 10.8 | 1 | 365 | 12.2957 | 0.74945 | 13 | 0.045184
61989 | 16.2 | 1 | 365 | 18.4436 | 0.12418 | 18 | 0.56778
60627 | 6.213 | 1 | 365 | 7.0735 | 0.23781 | 7 | 0.31127
61176 | 6.095 | 1 | 365 | 6.9391 | 0.9674 | 7 | 0.90652
61742 | 5.7 | 1 | 365 | 6.4894 | 0.062211 | 6 | 0.55162
61183 | 6.625 | 1 | 365 | 7.5425 | 0.18196 | 7 | 0.72448
61180 | 12.19 | 1 | 365 | 13.8782 | 0.9348 | 14 | 0.81304
61734 | 11.73 | 1 | 365 | 13.3545 | 0.88066 | 14 | 0.23519
60806 | 8.19 | 1 | 365 | 9.3243 | 0.76834 | 10 | 0.092598
61728 | 9.6 | 1 | 365 | 10.9295 | 0.99951 | 11 | 0.92905
61190 | 16.677 | 1 | 365 | 18.9867 | 0.21728 | 19 | 0.20394
60706 | 8.19 | 1 | 365 | 9.3243 | 0.76834 | 10 | 0.092598
61723 | 7.848 | 1 | 365 | 8.9349 | 0.9846 | 9 | 0.9195
61203 | 5.232 | 1 | 365 | 5.9566 | 0.98973 | 6 | 0.94633
61208 | 9.156 | 1 | 365 | 10.424 | 0.98204 | 11 | 0.40608
61987 | 5.4 | 1 | 365 | 6.1479 | 0.37473 | 6 | 0.52259
61665 | 12.426 | 1 | 365 | 14.1469 | 0.47562 | 14 | 0.62254
61661 | 12.426 | 1 | 365 | 14.1469 | 0.47562 | 14 | 0.62254
61312 | 5.3 | 1 | 365 | 6.034 | 0.14556 | 6 | 0.17958
61610 | 3.27 | 1 | 365 | 3.7229 | 0.49358 | 4 | 0.21646
61882 | 2.12 | 1 | 365 | 2.4136 | 0.85823 | 3 | 0.27183
61303 | 8.1 | 1 | 365 | 9.2218 | 0.56209 | 9 | 0.78389
61871 | 5.7 | 1 | 365 | 6.4894 | 0.062211 | 6 | 0.55162
61864 | 6.9 | 1 | 365 | 7.8556 | 0.81215 | 8 | 0.66776
61862 | 8.745 | 1 | 365 | 9.9561 | 0.040182 | 9 | 0.99631
61857 | 7.42 | 1 | 365 | 8.4476 | 0.0037907 | 8 | 0.45141
60699 | 4.2 | 1 | 365 | 4.7817 | 0.62479 | 5 | 0.40646
61854 | 4.8 | 1 | 365 | 5.4648 | 0.99976 | 6 | 0.46453
60752 | 7.42 | 1 | 365 | 8.4476 | 0.0037907 | 8 | 0.45141
60863 | 10.07 | 1 | 365 | 11.4646 | 0.076573 | 11 | 0.5412
60866 | 10.137 | 1 | 365 | 11.5409 | 0.23011 | 11 | 0.77102
61846 | 21.66 | 1 | 365 | 24.6598 | 0.6364 | 25 | 0.29617
61837 | 11.2 | 1 | 365 | 12.7511 | 0.6661 | 13 | 0.41723
61832 | 10.6 | 1 | 365 | 12.068 | 0.29113 | 12 | 0.35916
61835 | 10.464 | 1 | 365 | 11.9132 | 0.97947 | 12 | 0.89267
61570 | 8.64 | 1 | 365 | 9.8366 | 0.79956 | 10 | 0.63615
61569 | 5.4 | 1 | 365 | 6.1479 | 0.37473 | 6 | 0.52259
61564 | 16.35 | 1 | 365 | 18.6144 | 0.46792 | 19 | 0.082292
61307 | 6.9 | 1 | 365 | 7.8556 | 0.81215 | 8 | 0.66776
61560 | 24.525 | 1 | 365 | 27.9216 | 0.20188 | 28 | 0.12344
61306 | 9.483 | 1 | 365 | 10.7963 | 0.73139 | 11 | 0.52773
61373 | 5.4 | 1 | 365 | 6.1479 | 0.37473 | 6 | 0.52259
61378 | 9.01 | 1 | 365 | 10.2578 | 0.64746 | 10 | 0.90529
61308 | 4.5 | 1 | 365 | 5.1232 | 0.31227 | 5 | 0.43549
61391 | 11.61 | 1 | 365 | 13.2179 | 0.60566 | 13 | 0.82357
61392 | 12 | 1 | 365 | 13.6619 | 0.49939 | 14 | 0.16132
61381 | 6.36 | 1 | 365 | 7.2408 | 0.57468 | 7 | 0.8155
61559 | 13.08 | 1 | 365 | 14.8915 | 0.97434 | 15 | 0.86583
61557 | 4.32 | 1 | 365 | 4.9183 | 0.89978 | 5 | 0.81807
61830 | 9.75 | 1 | 365 | 11.1003 | 0.34326 | 11 | 0.44357
55732 | 4.845 | 1 | 365 | 5.516 | 0.10288 | 5 | 0.61888
61829 | 6.095 | 1 | 365 | 6.9391 | 0.9674 | 7 | 0.90652
61826 | 8.1 | 1 | 365 | 9.2218 | 0.56209 | 9 | 0.78389
61551 | 6.89 | 1 | 365 | 7.8442 | 0.78923 | 8 | 0.63346
61825 | 6.08 | 1 | 365 | 6.922 | 0.93303 | 7 | 0.85507
61775 | 3 | 1 | 365 | 3.4155 | 0.87485 | 4 | 0.29033
61750 | 3.18 | 1 | 365 | 3.6204 | 0.28734 | 3 | 0.90775
61548 | 4.575 | 1 | 365 | 5.2086 | 0.48414 | 5 | 0.69275
61510 | 9.18 | 1 | 365 | 10.4514 | 0.037035 | 10 | 0.48841
61524 | 9.15 | 1 | 365 | 10.4172 | 0.96829 | 11 | 0.3855
61507 | 5.985 | 1 | 365 | 6.8139 | 0.71532 | 7 | 0.52921
58322 | 11.18 | 1 | 365 | 12.7284 | 0.62027 | 13 | 0.34863
61545 | 10.26 | 1 | 365 | 11.6809 | 0.51198 | 12 | 0.19292
61396 | 8.1 | 1 | 365 | 9.2218 | 0.56209 | 9 | 0.78389
61395 | 9.805 | 1 | 365 | 11.1629 | 0.46929 | 11 | 0.63222
61527 | 5.6 | 1 | 365 | 6.3756 | 0.83305 | 7 | 0.20861
61512 | 2.94 | 1 | 365 | 3.3472 | 0.73735 | 4 | 0.084522
45539 | 5.7 | 1 | 365 | 6.4894 | 0.062211 | 6 | 0.55162
61654 | 1.962 | 1 | 365 | 2.2337 | 0.49615 | 2 | 0.72988
61824 | 9 | 1 | 365 | 10.2464 | 0.62454 | 10 | 0.87099
61992 | 13.44 | 1 | 365 | 15.3014 | 0.79932 | 16 | 0.10067
58442 | 8.4 | 1 | 365 | 9.5633 | 0.24957 | 9 | 0.81292
31687 | 7.28 | 1 | 365 | 8.2882 | 0.68296 | 8 | 0.9712
57429 | 3.12 | 1 | 365 | 3.5521 | 0.14984 | 3 | 0.70194
23157 | 4.68 | 1 | 365 | 5.3282 | 0.72476 | 6 | 0.052913
49086 | 2.6 | 1 | 365 | 2.9601 | 0.9582 | 3 | 0.91828
48099 | 5.83 | 1 | 365 | 6.6374 | 0.36012 | 6 | 0.99754
55329 | 6.5 | 1 | 365 | 7.4002 | 0.8955 | 8 | 0.29571
57621 | 3.38 | 1 | 365 | 3.8481 | 0.74566 | 4 | 0.59377
57747 | 3.38 | 1 | 365 | 3.8481 | 0.74566 | 4 | 0.59377
44471 | 5.3 | 1 | 365 | 6.034 | 0.14556 | 6 | 0.17958
48443 | 2.915 | 1 | 365 | 3.3187 | 0.68006 | 3 | 0.99877
50055 | 5.3 | 1 | 365 | 6.034 | 0.14556 | 6 | 0.17958
42785 | 6.325 | 1 | 365 | 7.201 | 0.49447 | 7 | 0.69544
44491 | 8.48 | 1 | 365 | 9.6544 | 0.4329 | 10 | 0.087329
41059 | 9.6 | 1 | 365 | 10.9295 | 0.99951 | 11 | 0.92905
57370 | 4.24 | 1 | 365 | 4.8272 | 0.71645 | 5 | 0.54366
58810 | 5.565 | 1 | 365 | 6.3357 | 0.75284 | 7 | 0.08856
59063 | 3.12 | 1 | 365 | 3.5521 | 0.14984 | 3 | 0.70194
57046 | 6.5 | 1 | 365 | 7.4002 | 0.8955 | 8 | 0.29571
57173 | 7.28 | 1 | 365 | 8.2882 | 0.68296 | 8 | 0.9712
58812 | 6.89 | 1 | 365 | 7.8442 | 0.78923 | 8 | 0.63346
57368 | 5.2 | 1 | 365 | 5.9202 | 0.9164 | 6 | 0.83657
50056 | 12.54 | 1 | 365 | 14.2767 | 0.73686 | 15 | 0.013574
42737 | 12.9 | 1 | 365 | 14.6866 | 0.56185 | 15 | 0.24841
18455 | 5.61 | 1 | 365 | 6.3869 | 0.85597 | 7 | 0.24291
49306 | 6.36 | 1 | 365 | 7.2408 | 0.57468 | 7 | 0.8155
43430 | 9 | 1 | 365 | 10.2464 | 0.62454 | 10 | 0.87099
59200 | 5.232 | 1 | 365 | 5.9566 | 0.98973 | 6 | 0.94633
43437 | 4.25 | 1 | 365 | 4.8386 | 0.73937 | 5 | 0.57797
42127 | 8.4 | 1 | 365 | 9.5633 | 0.24957 | 9 | 0.81292
44187 | 8.1 | 1 | 365 | 9.2218 | 0.56209 | 9 | 0.78389
44016 | 7 | 1 | 365 | 7.9695 | 0.041312 | 8 | 0.010767
56885 | 13.05 | 1 | 365 | 14.8573 | 0.90559 | 15 | 0.76293
61571 | 10.08 | 1 | 365 | 11.476 | 0.099489 | 11 | 0.5755
60626 | 7.68 | 1 | 365 | 8.7436 | 0.59961 | 9 | 0.34324
49764 | 10.24 | 1 | 365 | 11.6582 | 0.46615 | 12 | 0.12432
61357 | 8.96 | 1 | 365 | 10.2009 | 0.53288 | 10 | 0.73378
59662 | 8.4 | 1 | 365 | 9.5633 | 0.24957 | 9 | 0.81292
61398 | 3.6 | 1 | 365 | 4.0986 | 0.24982 | 4 | 0.34839
43362 | 5.4 | 1 | 365 | 6.1479 | 0.37473 | 6 | 0.52259
61362 | 7.8 | 1 | 365 | 8.8803 | 0.8746 | 9 | 0.75485
60012 | 21.9 | 1 | 365 | 24.933 | 0.18639 | 25 | 0.1194
61568 | 9.76 | 1 | 365 | 11.1117 | 0.36617 | 11 | 0.47787
45796 | 13 | 1 | 365 | 14.8004 | 0.79101 | 15 | 0.59142
61402 | 16 | 1 | 365 | 18.2159 | 0.66586 | 18 | 0.88175
57885 | 25 | 1 | 365 | 28.4623 | 0.2904 | 28 | 0.75274
61417 | 9 | 1 | 365 | 10.2464 | 0.62454 | 10 | 0.87099
61473 | 10.464 | 1 | 365 | 11.9132 | 0.97947 | 12 | 0.89267
56976 | 3.71 | 1 | 365 | 4.2238 | 0.5019 | 4 | 0.72571
60580 | 12 | 1 | 365 | 13.6619 | 0.49939 | 14 | 0.16132
59617 | 3.825 | 1 | 365 | 4.3547 | 0.76543 | 5 | 0.12017
60585 | 10.2 | 1 | 365 | 11.6126 | 0.37448 | 11 | 0.98712
61097 | 11.16 | 1 | 365 | 12.7056 | 0.57443 | 13 | 0.28002
53263 | 10.464 | 1 | 365 | 11.9132 | 0.97947 | 12 | 0.89267
62081 | 10.137 | 1 | 365 | 11.5409 | 0.23011 | 11 | 0.77102
54896 | 11.985 | 1 | 365 | 13.6448 | 0.46502 | 14 | 0.10986
61644 | 11.34 | 1 | 365 | 12.9105 | 0.98693 | 13 | 0.89744
54540 | 11.25 | 1 | 365 | 12.8081 | 0.78068 | 13 | 0.58873
61651 | 10.4 | 1 | 365 | 11.8403 | 0.83281 | 12 | 0.67314
54003 | 10.965 | 1 | 365 | 12.4836 | 0.12757 | 12 | 0.61115
61741 | 10.44 | 1 | 365 | 11.8859 | 0.92447 | 12 | 0.81034
58291 | 7.02 | 1 | 365 | 7.9922 | 0.087144 | 8 | 0.079369
53913 | 4.94 | 1 | 365 | 5.6242 | 0.32058 | 5 | 0.94474
60000 | 8.06 | 1 | 365 | 9.1763 | 0.47042 | 9 | 0.64668
57318 | 3.71 | 1 | 365 | 4.2238 | 0.5019 | 4 | 0.72571
51723 | 2.6 | 1 | 365 | 2.9601 | 0.9582 | 3 | 0.91828
42755 | 6.05 | 1 | 365 | 6.8879 | 0.86428 | 7 | 0.75216
47722 | 6.12 | 1 | 365 | 6.9676 | 0.02469 | 6 | 0.99227
45009 | 5.75 | 1 | 365 | 6.5463 | 0.17679 | 6 | 0.72313
26835 | 7.14 | 1 | 365 | 8.1288 | 0.36214 | 8 | 0.49098
56951 | 10.14 | 1 | 365 | 11.5443 | 0.23699 | 11 | 0.78131
58166 | 2.915 | 1 | 365 | 3.3187 | 0.68006 | 3 | 0.99877
58214 | 10.14 | 1 | 365 | 11.5443 | 0.23699 | 11 | 0.78131
27250 | 9.62 | 1 | 365 | 10.9523 | 0.045346 | 10 | 0.99765
58457 | 9.62 | 1 | 365 | 10.9523 | 0.045346 | 10 | 0.99765
28219 | 5.2 | 1 | 365 | 5.9202 | 0.9164 | 6 | 0.83657
58710 | 10.335 | 1 | 365 | 11.7663 | 0.68385 | 12 | 0.45018
28987 | 17.595 | 1 | 365 | 20.0318 | 0.32098 | 20 | 0.35278
59293 | 9.54 | 1 | 365 | 10.8612 | 0.86202 | 11 | 0.72325
59117 | 7.95 | 1 | 365 | 9.051 | 0.21835 | 9 | 0.26937
59325 | 8.745 | 1 | 365 | 9.9561 | 0.040182 | 9 | 0.99631
55369 | 7.5 | 1 | 365 | 8.5387 | 0.18712 | 8 | 0.72582
59326 | 10.6 | 1 | 365 | 12.068 | 0.29113 | 12 | 0.35916
58825 | 8.32 | 1 | 365 | 9.4723 | 0.066245 | 9 | 0.53851
59327 | 10.36 | 1 | 365 | 11.7948 | 0.74114 | 12 | 0.53594
28714 | 5.1 | 1 | 365 | 5.8063 | 0.68724 | 6 | 0.49356
59374 | 5.565 | 1 | 365 | 6.3357 | 0.75284 | 7 | 0.08856
29733 | 2.86 | 1 | 365 | 3.2561 | 0.55402 | 3 | 0.81011
51710 | 7.02 | 1 | 365 | 7.9922 | 0.087144 | 8 | 0.079369
59382 | 8.4 | 1 | 365 | 9.5633 | 0.24957 | 9 | 0.81292
57497 | 5.72 | 1 | 365 | 6.5122 | 0.10804 | 6 | 0.62023
51135 | 7.42 | 1 | 365 | 8.4476 | 0.0037907 | 8 | 0.45141
54744 | 3.12 | 1 | 365 | 3.5521 | 0.14984 | 3 | 0.70194
51173 | 9.075 | 1 | 365 | 10.3318 | 0.79642 | 11 | 0.12824
18584 | 11.44 | 1 | 365 | 13.0244 | 0.21609 | 13 | 0.24045
51182 | 6.36 | 1 | 365 | 7.2408 | 0.57468 | 7 | 0.8155
53344 | 11.7 | 1 | 365 | 13.3204 | 0.81191 | 14 | 0.13228
54934 | 8.06 | 1 | 365 | 9.1763 | 0.47042 | 9 | 0.64668
56723 | 5.035 | 1 | 365 | 5.7323 | 0.53829 | 6 | 0.2706
55467 | 7.8 | 1 | 365 | 8.8803 | 0.8746 | 9 | 0.75485
55473 | 7.95 | 1 | 365 | 9.051 | 0.21835 | 9 | 0.26937
51843 | 4.845 | 1 | 365 | 5.516 | 0.10288 | 5 | 0.61888
58137 | 11.66 | 1 | 365 | 13.2748 | 0.72024 | 13 | 0.99508
32143 | 8.58 | 1 | 365 | 9.7683 | 0.66207 | 10 | 0.43034
56998 | 10.92 | 1 | 365 | 12.4324 | 0.024447 | 12 | 0.4568
43140 | 3.64 | 1 | 365 | 4.1441 | 0.34148 | 4 | 0.4856
20899 | 6.24 | 1 | 365 | 7.1042 | 0.29968 | 7 | 0.40388
56498 | 5.98 | 1 | 365 | 6.8082 | 0.70386 | 7 | 0.51206
48915 | 7.28 | 1 | 365 | 8.2882 | 0.68296 | 8 | 0.9712
38426 | 6.76 | 1 | 365 | 7.6962 | 0.49132 | 8 | 0.18754
59233 | 3.71 | 1 | 365 | 4.2238 | 0.5019 | 4 | 0.72571
52335 | 5.98 | 1 | 365 | 6.8082 | 0.70386 | 7 | 0.51206
58242 | 6.095 | 1 | 365 | 6.9391 | 0.9674 | 7 | 0.90652
56652 | 4.77 | 1 | 365 | 5.4306 | 0.93101 | 6 | 0.36162
52235 | 7.02 | 1 | 365 | 7.9922 | 0.087144 | 8 | 0.079369
52288 | 8.06 | 1 | 365 | 9.1763 | 0.47042 | 9 | 0.64668
49102 | 7.54 | 1 | 365 | 8.5842 | 0.27878 | 8 | 0.86303
58282 | 6.76 | 1 | 365 | 7.6962 | 0.49132 | 8 | 0.18754
58720 | 5.46 | 1 | 365 | 6.2162 | 0.51222 | 6 | 0.7284
58512 | 10.335 | 1 | 365 | 11.7663 | 0.68385 | 12 | 0.45018
52327 | 6.5 | 1 | 365 | 7.4002 | 0.8955 | 8 | 0.29571
44963 | 7.54 | 1 | 365 | 8.5842 | 0.27878 | 8 | 0.86303
48687 | 7.28 | 1 | 365 | 8.2882 | 0.68296 | 8 | 0.9712
57972 | 7.155 | 1 | 365 | 8.1459 | 0.39651 | 8 | 0.54243
48005 | 6.6 | 1 | 365 | 7.5141 | 0.12467 | 7 | 0.63872
59339 | 11.34 | 1 | 365 | 12.9105 | 0.98693 | 13 | 0.89744
43582 | 10.395 | 1 | 365 | 11.8346 | 0.82135 | 12 | 0.65599
57313 | 8.55 | 1 | 365 | 9.7341 | 0.59332 | 10 | 0.32744
46027 | 3.924 | 1 | 365 | 4.4674 | 0.9923 | 5 | 0.45975
47218 | 9.765 | 1 | 365 | 11.1174 | 0.37763 | 11 | 0.49502
31721 | 9.88 | 1 | 365 | 11.2483 | 0.64117 | 11 | 0.88948
49935 | 12 | 1 | 365 | 13.6619 | 0.49939 | 14 | 0.16132
42747 | 7.245 | 1 | 365 | 8.2484 | 0.60276 | 8 | 0.85114
45265 | 7.68 | 1 | 365 | 8.7436 | 0.59961 | 9 | 0.34324
39209 | 4.16 | 1 | 365 | 4.7361 | 0.53312 | 5 | 0.26926
60726 | 3.71 | 1 | 365 | 4.2238 | 0.5019 | 4 | 0.72571
32913 | 9.62 | 1 | 365 | 10.9523 | 0.045346 | 10 | 0.99765
10932 | 649.04 | 0.8 | 365 | 591.1423 | 0.88036 | 592 | 0.022668
54963 | 7.8 | 1 | 365 | 8.8803 | 0.8746 | 9 | 0.75485
61205 | 10.4 | 1 | 365 | 11.8403 | 0.83281 | 12 | 0.67314
57217 | 8.48 | 1 | 365 | 9.6544 | 0.4329 | 10 | 0.087329
57347 | 4.77 | 1 | 365 | 5.4306 | 0.93101 | 6 | 0.36162
57587 | 6.5 | 1 | 365 | 7.4002 | 0.8955 | 8 | 0.29571
57152 | 9.1 | 1 | 365 | 10.3603 | 0.85371 | 11 | 0.214
58150 | 3.9 | 1 | 365 | 4.4401 | 0.9373 | 5 | 0.37743
57014 | 4.68 | 1 | 365 | 5.3282 | 0.72476 | 6 | 0.052913
36304 | 4.94 | 1 | 365 | 5.6242 | 0.32058 | 5 | 0.94474
32360 | 3.64 | 1 | 365 | 4.1441 | 0.34148 | 4 | 0.4856
56124 | 6.48 | 1 | 365 | 7.3774 | 0.84967 | 8 | 0.22711
56238 | 4.35 | 1 | 365 | 4.9524 | 0.96853 | 5 | 0.92098
52440 | 7.28 | 1 | 365 | 8.2882 | 0.68296 | 8 | 0.9712
41598 | 3.9 | 1 | 365 | 4.4401 | 0.9373 | 5 | 0.37743
56285 | 3.78 | 1 | 365 | 4.3035 | 0.66231 | 4 | 0.96581
51839 | 5.46 | 1 | 365 | 6.2162 | 0.51222 | 6 | 0.7284
57302 | 5.67 | 1 | 365 | 6.4553 | 0.99346 | 7 | 0.44872
59122 | 7.848 | 1 | 365 | 8.9349 | 0.9846 | 9 | 0.9195
15853 | 6.12 | 1 | 365 | 6.9676 | 0.02469 | 6 | 0.99227
20546 | 7.65 | 1 | 365 | 8.7095 | 0.53086 | 9 | 0.24034
32251 | 7.54 | 1 | 365 | 8.5842 | 0.27878 | 8 | 0.86303
59827 | 7.395 | 1 | 365 | 8.4192 | 0.9465 | 9 | 0.36566
27844 | 7.28 | 1 | 365 | 8.2882 | 0.68296 | 8 | 0.9712
59148 | 4.505 | 1 | 365 | 5.1289 | 0.32373 | 5 | 0.45264
42949 | 5.46 | 1 | 365 | 6.2162 | 0.51222 | 6 | 0.7284
29157 | 3 | 1 | 365 | 3.4155 | 0.87485 | 4 | 0.29033
60277 | 8.84 | 1 | 365 | 10.0643 | 0.25789 | 10 | 0.32217
60279 | 4.42 | 1 | 365 | 5.0321 | 0.12894 | 5 | 0.16108
51594 | 7.8 | 1 | 365 | 8.8803 | 0.8746 | 9 | 0.75485
60280 | 5.98 | 1 | 365 | 6.8082 | 0.70386 | 7 | 0.51206
60282 | 13.26 | 1 | 365 | 15.0964 | 0.38683 | 15 | 0.48325
24037 | 3.9 | 1 | 365 | 4.4401 | 0.9373 | 5 | 0.37743
59110 | 5.035 | 1 | 365 | 5.7323 | 0.53829 | 6 | 0.2706
59055 | 7.5 | 1 | 365 | 8.5387 | 0.18712 | 8 | 0.72582
60306 | 11.44 | 1 | 365 | 13.0244 | 0.21609 | 13 | 0.24045
60310 | 13.26 | 1 | 365 | 15.0964 | 0.38683 | 15 | 0.48325
51838 | 2.34 | 1 | 365 | 2.6641 | 0.36238 | 3 | 0.026456
44096 | 4.68 | 1 | 365 | 5.3282 | 0.72476 | 6 | 0.052913
52225 | 9.36 | 1 | 365 | 10.6563 | 0.44953 | 11 | 0.10583
51058 | 6.76 | 1 | 365 | 7.6962 | 0.49132 | 8 | 0.18754
49118 | 5.72 | 1 | 365 | 6.5122 | 0.10804 | 6 | 0.62023
58817 | 9.88 | 1 | 365 | 11.2483 | 0.64117 | 11 | 0.88948
60322 | 5.72 | 1 | 365 | 6.5122 | 0.10804 | 6 | 0.62023
60324 | 8.84 | 1 | 365 | 10.0643 | 0.25789 | 10 | 0.32217
60325 | 6.24 | 1 | 365 | 7.1042 | 0.29968 | 7 | 0.40388
60326 | 4.16 | 1 | 365 | 4.7361 | 0.53312 | 5 | 0.26926
60328 | 9.1 | 1 | 365 | 10.3603 | 0.85371 | 11 | 0.214
48814 | 8.06 | 1 | 365 | 9.1763 | 0.47042 | 9 | 0.64668
60329 | 6.24 | 1 | 365 | 7.1042 | 0.29968 | 7 | 0.40388
60385 | 4.16 | 1 | 365 | 4.7361 | 0.53312 | 5 | 0.26926
60330 | 13.26 | 1 | 365 | 15.0964 | 0.38683 | 15 | 0.48325
58855 | 5.98 | 1 | 365 | 6.8082 | 0.70386 | 7 | 0.51206
57883 | 2.7 | 1 | 365 | 3.0739 | 0.18736 | 3 | 0.2613
52067 | 4.16 | 1 | 365 | 4.7361 | 0.53312 | 5 | 0.26926
60334 | 10.14 | 1 | 365 | 11.5443 | 0.23699 | 11 | 0.78131
60335 | 16.9 | 1 | 365 | 19.2405 | 0.72831 | 19 | 0.96885
52297 | 7.02 | 1 | 365 | 7.9922 | 0.087144 | 8 | 0.079369
60336 | 7.28 | 1 | 365 | 8.2882 | 0.68296 | 8 | 0.9712
60337 | 13 | 1 | 365 | 14.8004 | 0.79101 | 15 | 0.59142
60351 | 8.84 | 1 | 365 | 10.0643 | 0.25789 | 10 | 0.32217
60353 | 11.7 | 1 | 365 | 13.3204 | 0.81191 | 14 | 0.13228
60354 | 3.12 | 1 | 365 | 3.5521 | 0.14984 | 3 | 0.70194
60356 | 7.83 | 1 | 365 | 8.9144 | 0.94335 | 9 | 0.85776
60358 | 6.76 | 1 | 365 | 7.6962 | 0.49132 | 8 | 0.18754
60359 | 5.67 | 1 | 365 | 6.4553 | 0.99346 | 7 | 0.44872
60360 | 12.825 | 1 | 365 | 14.6012 | 0.38998 | 14 | 0.99116
60361 | 5.46 | 1 | 365 | 6.2162 | 0.51222 | 6 | 0.7284
60365 | 5.8 | 1 | 365 | 6.6033 | 0.29137 | 6 | 0.89464
52239 | 10.66 | 1 | 365 | 12.1363 | 0.42863 | 12 | 0.56497
60366 | 5.98 | 1 | 365 | 6.8082 | 0.70386 | 7 | 0.51206
60368 | 7.54 | 1 | 365 | 8.5842 | 0.27878 | 8 | 0.86303
60391 | 6.76 | 1 | 365 | 7.6962 | 0.49132 | 8 | 0.18754
60393 | 6.96 | 1 | 365 | 7.9239 | 0.94965 | 8 | 0.87356
55794 | 13.34 | 1 | 365 | 15.1875 | 0.57016 | 15 | 0.75766
59034 | 7.28 | 1 | 365 | 8.2882 | 0.68296 | 8 | 0.9712
59031 | 13.34 | 1 | 365 | 15.1875 | 0.57016 | 15 | 0.75766
59029 | 11.02 | 1 | 365 | 12.5462 | 0.25361 | 12 | 0.79981
59003 | 7.83 | 1 | 365 | 8.9144 | 0.94335 | 9 | 0.85776
59002 | 7.54 | 1 | 365 | 8.5842 | 0.27878 | 8 | 0.86303
38776 | 7.02 | 1 | 365 | 7.9922 | 0.087144 | 8 | 0.079369
58970 | 9.28 | 1 | 365 | 10.5652 | 0.2662 | 10 | 0.83142
58393 | 4.64 | 1 | 365 | 5.2826 | 0.6331 | 5 | 0.91571
58388 | 13.26 | 1 | 365 | 15.0964 | 0.38683 | 15 | 0.48325
58336 | 11.02 | 1 | 365 | 12.5462 | 0.25361 | 12 | 0.79981
58330 | 4.93 | 1 | 365 | 5.6128 | 0.29767 | 5 | 0.91044
59357 | 3.445 | 1 | 365 | 3.9221 | 0.89462 | 4 | 0.81673
57884 | 7.2 | 1 | 365 | 8.1972 | 0.49964 | 8 | 0.69679
51559 | 5.72 | 1 | 365 | 6.5122 | 0.10804 | 6 | 0.62023
51970 | 3.9 | 1 | 365 | 4.4401 | 0.9373 | 5 | 0.37743
55363 | 9.36 | 1 | 365 | 10.6563 | 0.44953 | 11 | 0.10583
48580 | 8.745 | 1 | 365 | 9.9561 | 0.040182 | 9 | 0.99631
47197 | 4.4 | 1 | 365 | 5.0094 | 0.08311 | 5 | 0.092482
57745 | 9.24 | 1 | 365 | 10.5197 | 0.17453 | 10 | 0.69421
56158 | 13.3 | 1 | 365 | 15.142 | 0.47849 | 15 | 0.62046
43624 | 8.505 | 1 | 365 | 9.6829 | 0.49019 | 10 | 0.17308
56754 | 9.9 | 1 | 365 | 11.2711 | 0.687 | 11 | 0.95809
50433 | 3.705 | 1 | 365 | 4.2181 | 0.49044 | 4 | 0.70856
35150 | 94.224 | 0.9 | 365 | 96.5461 | 0.3327 | 96 | 0.87878
58381 | 3.38 | 1 | 365 | 3.8481 | 0.74566 | 4 | 0.59377
43665 | 4.2 | 1 | 365 | 4.7817 | 0.62479 | 5 | 0.40646
60274 | 16.905 | 1 | 365 | 19.2462 | 0.73977 | 19 | 0.986
57552 | 9.12 | 1 | 365 | 10.3831 | 0.89954 | 11 | 0.2826
59713 | 10.455 | 1 | 365 | 11.903 | 0.95885 | 12 | 0.8618
59604 | 7.65 | 1 | 365 | 8.7095 | 0.53086 | 9 | 0.24034
58588 | 6.6 | 1 | 365 | 7.5141 | 0.12467 | 7 | 0.63872
49244 | 5.565 | 1 | 365 | 6.3357 | 0.75284 | 7 | 0.08856
51454 | 5.83 | 1 | 365 | 6.6374 | 0.36012 | 6 | 0.99754
33670 | 3.12 | 1 | 365 | 3.5521 | 0.14984 | 3 | 0.70194
57477 | 3.5 | 1 | 365 | 3.9847 | 0.020656 | 4 | 0.0053836
57750 | 11.395 | 1 | 365 | 12.9731 | 0.11296 | 13 | 0.086099
55424 | 8.58 | 1 | 365 | 9.7683 | 0.66207 | 10 | 0.43034
60394 | 5.72 | 1 | 365 | 6.5122 | 0.10804 | 6 | 0.62023
60395 | 11.7 | 1 | 365 | 13.3204 | 0.81191 | 14 | 0.13228
60396 | 4.16 | 1 | 365 | 4.7361 | 0.53312 | 5 | 0.26926
55971 | 8.41 | 1 | 365 | 9.5747 | 0.27249 | 9 | 0.84722
56226 | 5.51 | 1 | 365 | 6.2731 | 0.6268 | 6 | 0.8999
60525 | 10.66 | 1 | 365 | 12.1363 | 0.42863 | 12 | 0.56497
60532 | 7.83 | 1 | 365 | 8.9144 | 0.94335 | 9 | 0.85776
56431 | 11.5 | 1 | 365 | 13.0927 | 0.35358 | 13 | 0.44626
56864 | 7.95 | 1 | 365 | 9.051 | 0.21835 | 9 | 0.26937
59381 | 4.24 | 1 | 365 | 4.8272 | 0.71645 | 5 | 0.54366
58884 | 6.6 | 1 | 365 | 7.5141 | 0.12467 | 7 | 0.63872
57732 | 7.95 | 1 | 365 | 9.051 | 0.21835 | 9 | 0.26937
60593 | 11 | 1 | 365 | 12.5234 | 0.20778 | 12 | 0.73121
60598 | 6.12 | 1 | 365 | 6.9676 | 0.02469 | 6 | 0.99227
50062 | 6.867 | 1 | 365 | 7.818 | 0.73653 | 8 | 0.55456
42529 | 8.829 | 1 | 365 | 10.0518 | 0.23268 | 10 | 0.28444
60534 | 9.88 | 1 | 365 | 11.2483 | 0.64117 | 11 | 0.88948
58833 | 9.6 | 1 | 365 | 10.9295 | 0.99951 | 11 | 0.92905
47716 | 6.6 | 1 | 365 | 7.5141 | 0.12467 | 7 | 0.63872
57030 | 5.83 | 1 | 365 | 6.6374 | 0.36012 | 6 | 0.99754
60641 | 9.6 | 1 | 365 | 10.9295 | 0.99951 | 11 | 0.92905
47731 | 5 | 1 | 365 | 5.6925 | 0.45808 | 6 | 0.15055
60533 | 13.26 | 1 | 365 | 15.0964 | 0.38683 | 15 | 0.48325
47582 | 10.137 | 1 | 365 | 11.5409 | 0.23011 | 11 | 0.77102
33816 | 10.2 | 1 | 365 | 11.6126 | 0.37448 | 11 | 0.98712
60370 | 7.8 | 1 | 365 | 8.8803 | 0.8746 | 9 | 0.75485
44572 | 4.68 | 1 | 365 | 5.3282 | 0.72476 | 6 | 0.052913
44955 | 5.865 | 1 | 365 | 6.6773 | 0.44033 | 7 | 0.11759
27982 | 4.42 | 1 | 365 | 5.0321 | 0.12894 | 5 | 0.16108
49356 | 3 | 1 | 365 | 3.4155 | 0.87485 | 4 | 0.29033
38536 | 10.71 | 1 | 365 | 12.1933 | 0.54321 | 12 | 0.73647
38483 | 11.5 | 1 | 365 | 13.0927 | 0.35358 | 13 | 0.44626
38610 | 11.985 | 1 | 365 | 13.6448 | 0.46502 | 14 | 0.10986
40084 | 5.46 | 1 | 365 | 6.2162 | 0.51222 | 6 | 0.7284
58497 | 4.5 | 1 | 365 | 5.1232 | 0.31227 | 5 | 0.43549
56225 | 10.15 | 1 | 365 | 11.5557 | 0.2599 | 11 | 0.81561
38001 | 7.54 | 1 | 365 | 8.5842 | 0.27878 | 8 | 0.86303
48613 | 10.4 | 1 | 365 | 11.8403 | 0.83281 | 12 | 0.67314
42534 | 7.98 | 1 | 365 | 9.0852 | 0.2871 | 9 | 0.37227
33866 | 12.22 | 1 | 365 | 13.9124 | 0.0035475 | 13 | 0.91594
57209 | 4.42 | 1 | 365 | 5.0321 | 0.12894 | 5 | 0.16108
45584 | 5.355 | 1 | 365 | 6.0966 | 0.2716 | 6 | 0.36824
35904 | 11.18 | 1 | 365 | 12.7284 | 0.62027 | 13 | 0.34863
38038 | 13 | 1 | 365 | 14.8004 | 0.79101 | 15 | 0.59142
37396 | 4.16 | 1 | 365 | 4.7361 | 0.53312 | 5 | 0.26926
28812 | 5.46 | 1 | 365 | 6.2162 | 0.51222 | 6 | 0.7284
44223 | 5.72 | 1 | 365 | 6.5122 | 0.10804 | 6 | 0.62023
32056 | 13 | 1 | 365 | 14.8004 | 0.79101 | 15 | 0.59142
48691 | 6.5 | 1 | 365 | 7.4002 | 0.8955 | 8 | 0.29571
30651 | 5.2 | 1 | 365 | 5.9202 | 0.9164 | 6 | 0.83657
52047 | 9.36 | 1 | 365 | 10.6563 | 0.44953 | 11 | 0.10583
33958 | 10.4 | 1 | 365 | 11.8403 | 0.83281 | 12 | 0.67314
22214 | 6.76 | 1 | 365 | 7.6962 | 0.49132 | 8 | 0.18754
28933 | 5.61 | 1 | 365 | 6.3869 | 0.85597 | 7 | 0.24291
31448 | 2.6 | 1 | 365 | 2.9601 | 0.9582 | 3 | 0.91828
40983 | 6.24 | 1 | 365 | 7.1042 | 0.29968 | 7 | 0.40388
20647 | 4.845 | 1 | 365 | 5.516 | 0.10288 | 5 | 0.61888
50865 | 4.59 | 1 | 365 | 5.2257 | 0.51852 | 5 | 0.7442
31384 | 6.24 | 1 | 365 | 7.1042 | 0.29968 | 7 | 0.40388
60785 | 4.16 | 1 | 365 | 4.7361 | 0.53312 | 5 | 0.26926
60787 | 11.7 | 1 | 365 | 13.3204 | 0.81191 | 14 | 0.13228
48226 | 11.395 | 1 | 365 | 12.9731 | 0.11296 | 13 | 0.086099
59373 | 8.215 | 1 | 365 | 9.3527 | 0.82563 | 10 | 0.17835
61594 | 3.71 | 1 | 365 | 4.2238 | 0.5019 | 4 | 0.72571
35141 | 24.57 | 1 | 365 | 27.9728 | 0.30501 | 28 | 0.27779
53956 | 6.63 | 1 | 365 | 7.5482 | 0.19341 | 7 | 0.74163
37915 | 9.52 | 1 | 365 | 10.8385 | 0.81618 | 11 | 0.65464
39908 | 3.08 | 1 | 365 | 3.5066 | 0.058177 | 3 | 0.56474
45315 | 8.68 | 1 | 365 | 9.8821 | 0.89123 | 10 | 0.77335
34529 | 27.84 | 0.9 | 365 | 28.5261 | 0.41873 | 28 | 0.94483
48692 | 3.64 | 1 | 365 | 4.1441 | 0.34148 | 4 | 0.4856
52884 | 11.96 | 1 | 365 | 13.6164 | 0.40773 | 14 | 0.024111
53930 | 11.44 | 1 | 365 | 13.0244 | 0.21609 | 13 | 0.24045
60582 | 6.6 | 1 | 365 | 7.5141 | 0.12467 | 7 | 0.63872
37707 | 7.02 | 1 | 365 | 7.9922 | 0.087144 | 8 | 0.079369
60581 | 8.415 | 1 | 365 | 9.5804 | 0.28395 | 9 | 0.86437
60583 | 3.6 | 1 | 365 | 4.0986 | 0.24982 | 4 | 0.34839
50175 | 8.58 | 1 | 365 | 9.7683 | 0.66207 | 10 | 0.43034
60586 | 9.3 | 1 | 365 | 10.588 | 0.31203 | 10 | 0.90002
58773 | 8.58 | 1 | 365 | 9.7683 | 0.66207 | 10 | 0.43034
34141 | 2.34 | 1 | 365 | 2.6641 | 0.36238 | 3 | 0.026456
56645 | 10.08 | 1 | 365 | 11.476 | 0.099489 | 11 | 0.5755
47354 | 7.2 | 1 | 365 | 8.1972 | 0.49964 | 8 | 0.69679
59791 | 9.62 | 1 | 365 | 10.9523 | 0.045346 | 10 | 0.99765
56891 | 10.6 | 1 | 365 | 12.068 | 0.29113 | 12 | 0.35916
57314 | 12.47 | 1 | 365 | 14.197 | 0.57645 | 14 | 0.77347
56143 | 9.69 | 1 | 365 | 11.032 | 0.20576 | 11 | 0.23776
56555 | 6.3 | 1 | 365 | 7.1725 | 0.43718 | 7 | 0.60969
57887 | 11.025 | 1 | 365 | 12.5519 | 0.26507 | 12 | 0.81696
57886 | 8.625 | 1 | 365 | 9.8195 | 0.76519 | 10 | 0.5847
57882 | 4.8 | 1 | 365 | 5.4648 | 0.99976 | 6 | 0.46453
59113 | 9.275 | 1 | 365 | 10.5595 | 0.25474 | 10 | 0.81427
59647 | 7.685 | 1 | 365 | 8.7493 | 0.61107 | 9 | 0.36039
55318 | 7.8 | 1 | 365 | 8.8803 | 0.8746 | 9 | 0.75485
45335 | 2 | 1 | 365 | 2.277 | 0.58323 | 2 | 0.86022
60436 | 5.13 | 1 | 365 | 5.8405 | 0.75599 | 6 | 0.59646
59970 | 10.15 | 1 | 365 | 11.5557 | 0.2599 | 11 | 0.81561
60121 | 12.74 | 1 | 365 | 14.5044 | 0.19519 | 14 | 0.6996
60110 | 9.62 | 1 | 365 | 10.9523 | 0.045346 | 10 | 0.99765
60117 | 13.52 | 1 | 365 | 15.3924 | 0.98265 | 16 | 0.37508
60073 | 11.6 | 1 | 365 | 13.2065 | 0.58275 | 13 | 0.78927
50214 | 2.295 | 1 | 365 | 2.6128 | 0.25926 | 2 | 0.8721
48031 | 11.44 | 1 | 365 | 13.0244 | 0.21609 | 13 | 0.24045
40121 | 5.04 | 1 | 365 | 5.738 | 0.54974 | 6 | 0.28775
40187 | 5.04 | 1 | 365 | 5.738 | 0.54974 | 6 | 0.28775
52321 | 6.095 | 1 | 365 | 6.9391 | 0.9674 | 7 | 0.90652
61879 | 2.34 | 1 | 365 | 2.6641 | 0.36238 | 3 | 0.026456
62005 | 6.36 | 1 | 365 | 7.2408 | 0.57468 | 7 | 0.8155
44310 | 10.8 | 1 | 365 | 12.2957 | 0.74945 | 13 | 0.045184
62076 | 2.6 | 1 | 365 | 2.9601 | 0.9582 | 3 | 0.91828
45479 | 7.56 | 1 | 365 | 8.607 | 0.32462 | 8 | 0.93163
47435 | 3.24 | 1 | 365 | 3.6887 | 0.42484 | 4 | 0.11356
42530 | 5.886 | 1 | 365 | 6.7012 | 0.48845 | 7 | 0.18963
57378 | 4.68 | 1 | 365 | 5.3282 | 0.72476 | 6 | 0.052913
58839 | 5.035 | 1 | 365 | 5.7323 | 0.53829 | 6 | 0.2706
62021 | 6.6 | 1 | 365 | 7.5141 | 0.12467 | 7 | 0.63872
62016 | 9.88 | 1 | 365 | 11.2483 | 0.64117 | 11 | 0.88948
62014 | 11.2 | 1 | 365 | 12.7511 | 0.6661 | 13 | 0.41723
62002 | 5.76 | 1 | 365 | 6.5577 | 0.19971 | 6 | 0.75743
45082 | 7.28 | 1 | 365 | 8.2882 | 0.68296 | 8 | 0.9712
61998 | 10.8 | 1 | 365 | 12.2957 | 0.74945 | 13 | 0.045184
46218 | 6.72 | 1 | 365 | 7.6507 | 0.39966 | 8 | 0.050337
35583 | 85.68 | 0.9 | 365 | 87.7915 | 0.71109 | 88 | 0.50261
60252 | 12.22 | 1 | 365 | 13.9124 | 0.0035475 | 13 | 0.91594
44420 | 5.22 | 1 | 365 | 5.9429 | 0.96224 | 6 | 0.90517
61929 | 11.2 | 1 | 365 | 12.7511 | 0.6661 | 13 | 0.41723
50834 | 9.275 | 1 | 365 | 10.5595 | 0.25474 | 10 | 0.81427
61993 | 3.6 | 1 | 365 | 4.0986 | 0.24982 | 4 | 0.34839
51353 | 10.66 | 1 | 365 | 12.1363 | 0.42863 | 12 | 0.56497
60793 | 7.8 | 1 | 365 | 8.8803 | 0.8746 | 9 | 0.75485
61990 | 10.08 | 1 | 365 | 11.476 | 0.099489 | 11 | 0.5755
59297 | 3.3 | 1 | 365 | 3.757 | 0.56233 | 4 | 0.31936
61981 | 8.8 | 1 | 365 | 10.0187 | 0.16622 | 10 | 0.18496
37043 | 65.52 | 0.9 | 365 | 67.1347 | 0.13201 | 67 | 0.2667
59307 | 4.8 | 1 | 365 | 5.4648 | 0.99976 | 6 | 0.46453
59421 | 11.1 | 1 | 365 | 12.6373 | 0.43694 | 13 | 0.074217
59344 | 6 | 1 | 365 | 6.831 | 0.7497 | 7 | 0.58066
59477 | 10.725 | 1 | 365 | 12.2103 | 0.57758 | 12 | 0.78793
61980 | 6.6 | 1 | 365 | 7.5141 | 0.12467 | 7 | 0.63872
36899 | 33.55 | 0.9 | 365 | 34.3768 | 0.19535 | 34 | 0.57216
60037 | 4.2 | 1 | 365 | 4.7817 | 0.62479 | 5 | 0.40646
38424 | 11.5 | 1 | 365 | 13.0927 | 0.35358 | 13 | 0.44626
61979 | 8.1 | 1 | 365 | 9.2218 | 0.56209 | 9 | 0.78389
38563 | 10.71 | 1 | 365 | 12.1933 | 0.54321 | 12 | 0.73647
61978 | 14.388 | 1 | 365 | 16.3806 | 0.97177 | 17 | 0.35242
54475 | 11.475 | 1 | 365 | 13.0642 | 0.29629 | 13 | 0.36051
61976 | 8.1 | 1 | 365 | 9.2218 | 0.56209 | 9 | 0.78389
58772 | 5.3 | 1 | 365 | 6.034 | 0.14556 | 6 | 0.17958
59993 | 10.8 | 1 | 365 | 12.2957 | 0.74945 | 13 | 0.045184
61933 | 24.75 | 1 | 365 | 28.1777 | 0.7175 | 28 | 0.89521
59989 | 8.745 | 1 | 365 | 9.9561 | 0.040182 | 9 | 0.99631
61925 | 7.15 | 1 | 365 | 8.1402 | 0.38505 | 8 | 0.52528
42723 | 7.56 | 1 | 365 | 8.607 | 0.32462 | 8 | 0.93163
61911 | 10.88 | 1 | 365 | 12.3868 | 0.93278 | 13 | 0.31959
62106 | 9.9 | 1 | 365 | 11.2711 | 0.687 | 11 | 0.95809
61909 | 10.56 | 1 | 365 | 12.0225 | 0.19946 | 12 | 0.22196
61908 | 9.28 | 1 | 365 | 10.5652 | 0.2662 | 10 | 0.83142
61905 | 11.88 | 1 | 365 | 13.5253 | 0.2244 | 13 | 0.7497
61855 | 11.61 | 1 | 365 | 13.2179 | 0.60566 | 13 | 0.82357
61903 | 4.94 | 1 | 365 | 5.6242 | 0.32058 | 5 | 0.94474
61902 | 12.74 | 1 | 365 | 14.5044 | 0.19519 | 14 | 0.6996
61863 | 11.88 | 1 | 365 | 13.5253 | 0.2244 | 13 | 0.7497
61848 | 9.72 | 1 | 365 | 11.0662 | 0.27451 | 11 | 0.34067
49332 | 8.925 | 1 | 365 | 10.1611 | 0.45267 | 10 | 0.61373
61844 | 9.01 | 1 | 365 | 10.2578 | 0.64746 | 10 | 0.90529
61831 | 6.75 | 1 | 365 | 7.6848 | 0.46841 | 8 | 0.15324
61602 | 8.502 | 1 | 365 | 9.6795 | 0.48332 | 10 | 0.16279
61589 | 11.7 | 1 | 365 | 13.3204 | 0.81191 | 14 | 0.13228
61403 | 9.69 | 1 | 365 | 11.032 | 0.20576 | 11 | 0.23776
61574 | 9.435 | 1 | 365 | 10.7417 | 0.6214 | 11 | 0.36308
61845 | 4.8 | 1 | 365 | 5.4648 | 0.99976 | 6 | 0.46453
61843 | 8.7 | 1 | 365 | 9.9049 | 0.93706 | 10 | 0.84195
61841 | 5.46 | 1 | 365 | 6.2162 | 0.51222 | 6 | 0.7284
61988 | 7.68 | 1 | 365 | 8.7436 | 0.59961 | 9 | 0.34324
25608 | 5.46 | 1 | 365 | 6.2162 | 0.51222 | 6 | 0.7284
23920 | 4.94 | 1 | 365 | 5.6242 | 0.32058 | 5 | 0.94474
62112 | 3.25 | 1 | 365 | 3.7001 | 0.44775 | 4 | 0.14786
62101 | 12.6 | 1 | 365 | 14.345 | 0.87436 | 15 | 0.21938
62096 | 7.04 | 1 | 365 | 8.015 | 0.13298 | 8 | 0.14797
62045 | 4.68 | 1 | 365 | 5.3282 | 0.72476 | 6 | 0.052913
62095 | 8.91 | 1 | 365 | 10.144 | 0.4183 | 10 | 0.56228
62088 | 24.57 | 1 | 365 | 27.9728 | 0.30501 | 28 | 0.27779
62086 | 7.56 | 1 | 365 | 8.607 | 0.32462 | 8 | 0.93163
62083 | 8.04 | 1 | 365 | 9.1535 | 0.42459 | 9 | 0.57808
61906 | 13.44 | 1 | 365 | 15.3014 | 0.79932 | 16 | 0.10067
59140 | 4.505 | 1 | 365 | 5.1289 | 0.32373 | 5 | 0.45264
61872 | 9.28 | 1 | 365 | 10.5652 | 0.2662 | 10 | 0.83142
58768 | 5.035 | 1 | 365 | 5.7323 | 0.53829 | 6 | 0.2706
61865 | 12.15 | 1 | 365 | 13.8327 | 0.84313 | 14 | 0.67583
61859 | 3.84 | 1 | 365 | 4.3718 | 0.79981 | 5 | 0.17162
62048 | 4.505 | 1 | 365 | 5.1289 | 0.32373 | 5 | 0.45264
62034 | 4.59 | 1 | 365 | 5.2257 | 0.51852 | 5 | 0.7442
62033 | 5.94 | 1 | 365 | 6.7627 | 0.6122 | 7 | 0.37485
61737 | 6.96 | 1 | 365 | 7.9239 | 0.94965 | 8 | 0.87356
61733 | 13.26 | 1 | 365 | 15.0964 | 0.38683 | 15 | 0.48325
61724 | 5.72 | 1 | 365 | 6.5122 | 0.10804 | 6 | 0.62023
61721 | 8.32 | 1 | 365 | 9.4723 | 0.066245 | 9 | 0.53851
61720 | 12.76 | 1 | 365 | 14.5272 | 0.24102 | 14 | 0.7682
61244 | 12 | 1 | 365 | 13.6619 | 0.49939 | 14 | 0.16132
61717 | 7.54 | 1 | 365 | 8.5842 | 0.27878 | 8 | 0.86303
61273 | 8.215 | 1 | 365 | 9.3527 | 0.82563 | 10 | 0.17835
61715 | 3.48 | 1 | 365 | 3.962 | 0.97482 | 4 | 0.93678
61705 | 4.59 | 1 | 365 | 5.2257 | 0.51852 | 5 | 0.7442
61696 | 3.57 | 1 | 365 | 4.0644 | 0.18107 | 4 | 0.24549
61282 | 10.24 | 1 | 365 | 11.6582 | 0.46615 | 12 | 0.12432
59294 | 5.565 | 1 | 365 | 6.3357 | 0.75284 | 7 | 0.08856
57324 | 11.18 | 1 | 365 | 12.7284 | 0.62027 | 13 | 0.34863
61648 | 8.91 | 1 | 365 | 10.144 | 0.4183 | 10 | 0.56228
61646 | 13.05 | 1 | 365 | 14.8573 | 0.90559 | 15 | 0.76293
57425 | 5.2 | 1 | 365 | 5.9202 | 0.9164 | 6 | 0.83657
59229 | 7.42 | 1 | 365 | 8.4476 | 0.0037907 | 8 | 0.45141
61278 | 6.03 | 1 | 365 | 6.8651 | 0.81844 | 7 | 0.68356
61633 | 11.2 | 1 | 365 | 12.7511 | 0.6661 | 13 | 0.41723
61612 | 5.67 | 1 | 365 | 6.4553 | 0.99346 | 7 | 0.44872
55738 | 3.99 | 1 | 365 | 4.5426 | 0.14355 | 4 | 0.68614
57134 | 4.275 | 1 | 365 | 4.8671 | 0.79666 | 5 | 0.66372
57959 | 4.24 | 1 | 365 | 4.8272 | 0.71645 | 5 | 0.54366
58032 | 6.76 | 1 | 365 | 7.6962 | 0.49132 | 8 | 0.18754
48404 | 7.54 | 1 | 365 | 8.5842 | 0.27878 | 8 | 0.86303
53428 | 6.5 | 1 | 365 | 7.4002 | 0.8955 | 8 | 0.29571
58043 | 4.16 | 1 | 365 | 4.7361 | 0.53312 | 5 | 0.26926
61873 | 4.68 | 1 | 365 | 5.3282 | 0.72476 | 6 | 0.052913
40589 | 9.1 | 1 | 365 | 10.3603 | 0.85371 | 11 | 0.214
10935 | 990.945 | 0.7 | 365 | 789.7292 | 0.60579 | 790 | 0.33497
61816 | 8.16 | 1 | 365 | 9.2901 | 0.69959 | 9 | 0.98969
25535 | 9.62 | 1 | 365 | 10.9523 | 0.045346 | 10 | 0.99765
29150 | 7.28 | 1 | 365 | 8.2882 | 0.68296 | 8 | 0.9712
61810 | 8.91 | 1 | 365 | 10.144 | 0.4183 | 10 | 0.56228
61809 | 6.48 | 1 | 365 | 7.3774 | 0.84967 | 8 | 0.22711
62020 | 3.15 | 1 | 365 | 3.5863 | 0.21859 | 3 | 0.80485
48665 | 6.24 | 1 | 365 | 7.1042 | 0.29968 | 7 | 0.40388
33285 | 9.36 | 1 | 365 | 10.6563 | 0.44953 | 11 | 0.10583
52514 | 5.46 | 1 | 365 | 6.2162 | 0.51222 | 6 | 0.7284
51823 | 5.72 | 1 | 365 | 6.5122 | 0.10804 | 6 | 0.62023
61746 | 17.4 | 1 | 365 | 19.8098 | 0.87412 | 20 | 0.68391
56855 | 8.4 | 1 | 365 | 9.5633 | 0.24957 | 9 | 0.81292
61118 | 4.24 | 1 | 365 | 4.8272 | 0.71645 | 5 | 0.54366
61124 | 3.975 | 1 | 365 | 4.5255 | 0.10917 | 4 | 0.63469
61127 | 4.77 | 1 | 365 | 5.4306 | 0.93101 | 6 | 0.36162
61169 | 7.95 | 1 | 365 | 9.051 | 0.21835 | 9 | 0.26937
60913 | 5.7 | 1 | 365 | 6.4894 | 0.062211 | 6 | 0.55162
62032 | 3.78 | 1 | 365 | 4.3035 | 0.66231 | 4 | 0.96581
52679 | 5.46 | 1 | 365 | 6.2162 | 0.51222 | 6 | 0.7284
56317 | 7.02 | 1 | 365 | 7.9922 | 0.087144 | 8 | 0.079369
51667 | 4.16 | 1 | 365 | 4.7361 | 0.53312 | 5 | 0.26926
54410 | 4.94 | 1 | 365 | 5.6242 | 0.32058 | 5 | 0.94474
55096 | 4.16 | 1 | 365 | 4.7361 | 0.53312 | 5 | 0.26926
54299 | 6.24 | 1 | 365 | 7.1042 | 0.29968 | 7 | 0.40388
54408 | 7.28 | 1 | 365 | 8.2882 | 0.68296 | 8 | 0.9712
53826 | 5.98 | 1 | 365 | 6.8082 | 0.70386 | 7 | 0.51206
53848 | 4.94 | 1 | 365 | 5.6242 | 0.32058 | 5 | 0.94474
52169 | 7.54 | 1 | 365 | 8.5842 | 0.27878 | 8 | 0.86303
31383 | 3.64 | 1 | 365 | 4.1441 | 0.34148 | 4 | 0.4856
55041 | 13 | 1 | 365 | 14.8004 | 0.79101 | 15 | 0.59142
55303 | 4.68 | 1 | 365 | 5.3282 | 0.72476 | 6 | 0.052913
45481 | 5.25 | 1 | 365 | 5.9771 | 0.030984 | 6 | 0.0080754
55416 | 6.24 | 1 | 365 | 7.1042 | 0.29968 | 7 | 0.40388
53607 | 5.72 | 1 | 365 | 6.5122 | 0.10804 | 6 | 0.62023
54237 | 10.66 | 1 | 365 | 12.1363 | 0.42863 | 12 | 0.56497
54778 | 3.64 | 1 | 365 | 4.1441 | 0.34148 | 4 | 0.4856
25423 | 4.42 | 1 | 365 | 5.0321 | 0.12894 | 5 | 0.16108
49109 | 3.38 | 1 | 365 | 3.8481 | 0.74566 | 4 | 0.59377
56336 | 6.24 | 1 | 365 | 7.1042 | 0.29968 | 7 | 0.40388
51677 | 13 | 1 | 365 | 14.8004 | 0.79101 | 15 | 0.59142
51231 | 7.28 | 1 | 365 | 8.2882 | 0.68296 | 8 | 0.9712
23094 | 7.8 | 1 | 365 | 8.8803 | 0.8746 | 9 | 0.75485
56541 | 4.68 | 1 | 365 | 5.3282 | 0.72476 | 6 | 0.052913
57826 | 6.24 | 1 | 365 | 7.1042 | 0.29968 | 7 | 0.40388
57835 | 3.9 | 1 | 365 | 4.4401 | 0.9373 | 5 | 0.37743
58104 | 4.59 | 1 | 365 | 5.2257 | 0.51852 | 5 | 0.7442
37775 | 7.905 | 1 | 365 | 8.9998 | 0.11522 | 9 | 0.11502
52942 | 3.38 | 1 | 365 | 3.8481 | 0.74566 | 4 | 0.59377
56340 | 7.54 | 1 | 365 | 8.5842 | 0.27878 | 8 | 0.86303
56289 | 13 | 1 | 365 | 14.8004 | 0.79101 | 15 | 0.59142
56315 | 5.2 | 1 | 365 | 5.9202 | 0.9164 | 6 | 0.83657
38965 | 5.04 | 1 | 365 | 5.738 | 0.54974 | 6 | 0.28775
42868 | 2.98 | 1 | 365 | 3.3927 | 0.82902 | 4 | 0.22173
34862 | 130.2 | 0.9 | 365 | 133.4087 | 0.53156 | 133 | 0.94024
56380 | 2.86 | 1 | 365 | 3.2561 | 0.55402 | 3 | 0.81011
56644 | 3.38 | 1 | 365 | 3.8481 | 0.74566 | 4 | 0.59377
57039 | 8.84 | 1 | 365 | 10.0643 | 0.25789 | 10 | 0.32217
57053 | 8.06 | 1 | 365 | 9.1763 | 0.47042 | 9 | 0.64668
57059 | 7.54 | 1 | 365 | 8.5842 | 0.27878 | 8 | 0.86303
57071 | 10.4 | 1 | 365 | 11.8403 | 0.83281 | 12 | 0.67314
57560 | 8.32 | 1 | 365 | 9.4723 | 0.066245 | 9 | 0.53851
52021 | 4.94 | 1 | 365 | 5.6242 | 0.32058 | 5 | 0.94474
57788 | 8.745 | 1 | 365 | 9.9561 | 0.040182 | 9 | 0.99631
57791 | 12.455 | 1 | 365 | 14.1799 | 0.54208 | 14 | 0.72202
57829 | 3.38 | 1 | 365 | 3.8481 | 0.74566 | 4 | 0.59377
57631 | 10.66 | 1 | 365 | 12.1363 | 0.42863 | 12 | 0.56497
57970 | 9.275 | 1 | 365 | 10.5595 | 0.25474 | 10 | 0.81427
52553 | 10.66 | 1 | 365 | 12.1363 | 0.42863 | 12 | 0.56497
56642 | 6.095 | 1 | 365 | 6.9391 | 0.9674 | 7 | 0.90652
57090 | 6.5 | 1 | 365 | 7.4002 | 0.8955 | 8 | 0.29571
57818 | 3.12 | 1 | 365 | 3.5521 | 0.14984 | 3 | 0.70194
56338 | 3.12 | 1 | 365 | 3.5521 | 0.14984 | 3 | 0.70194
55940 | 4.5 | 1 | 365 | 5.1232 | 0.31227 | 5 | 0.43549
57689 | 3.825 | 1 | 365 | 4.3547 | 0.76543 | 5 | 0.12017
59279 | 3 | 1 | 365 | 3.4155 | 0.87485 | 4 | 0.29033
59282 | 4.24 | 1 | 365 | 4.8272 | 0.71645 | 5 | 0.54366
57551 | 4.505 | 1 | 365 | 5.1289 | 0.32373 | 5 | 0.45264
58912 | 5.886 | 1 | 365 | 6.7012 | 0.48845 | 7 | 0.18963
59481 | 9.6 | 1 | 365 | 10.9295 | 0.99951 | 11 | 0.92905
58940 | 7.685 | 1 | 365 | 8.7493 | 0.61107 | 9 | 0.36039
59333 | 3.975 | 1 | 365 | 4.5255 | 0.10917 | 4 | 0.63469
59334 | 7.56 | 1 | 365 | 8.607 | 0.32462 | 8 | 0.93163
59760 | 8.25 | 1 | 365 | 9.3926 | 0.90583 | 10 | 0.2984
59876 | 11.7 | 1 | 365 | 13.3204 | 0.81191 | 14 | 0.13228
44517 | 8.97 | 1 | 365 | 10.2123 | 0.5558 | 10 | 0.76808
50750 | 10.14 | 1 | 365 | 11.5443 | 0.23699 | 11 | 0.78131
59273 | 6.03 | 1 | 365 | 6.8651 | 0.81844 | 7 | 0.68356
59551 | 7.2 | 1 | 365 | 8.1972 | 0.49964 | 8 | 0.69679
59554 | 9.72 | 1 | 365 | 11.0662 | 0.27451 | 11 | 0.34067
59589 | 7.56 | 1 | 365 | 8.607 | 0.32462 | 8 | 0.93163
59625 | 5.4 | 1 | 365 | 6.1479 | 0.37473 | 6 | 0.52259
59629 | 10.72 | 1 | 365 | 12.2047 | 0.56612 | 12 | 0.77077
59670 | 8.505 | 1 | 365 | 9.6829 | 0.49019 | 10 | 0.17308
59691 | 4.56 | 1 | 365 | 5.1915 | 0.44977 | 5 | 0.6413
59695 | 8.28 | 1 | 365 | 9.4267 | 0.97458 | 10 | 0.40131
59830 | 13.11 | 1 | 365 | 14.9257 | 0.043086 | 14 | 0.96874
59832 | 10.71 | 1 | 365 | 12.1933 | 0.54321 | 12 | 0.73647
59834 | 9 | 1 | 365 | 10.2464 | 0.62454 | 10 | 0.87099
59835 | 12.765 | 1 | 365 | 14.5329 | 0.25248 | 14 | 0.78535
59841 | 13.23 | 1 | 365 | 15.0623 | 0.31808 | 15 | 0.38035
59961 | 6.21 | 1 | 365 | 7.07 | 0.23094 | 7 | 0.30098
59964 | 5.4 | 1 | 365 | 6.1479 | 0.37473 | 6 | 0.52259
59965 | 15.105 | 1 | 365 | 17.1969 | 0.61486 | 17 | 0.81181
60062 | 12.285 | 1 | 365 | 13.9864 | 0.1525 | 14 | 0.1389
60065 | 7.2 | 1 | 365 | 8.1972 | 0.49964 | 8 | 0.69679
49896 | 12.06 | 1 | 365 | 13.7302 | 0.63689 | 14 | 0.36712
45591 | 9.156 | 1 | 365 | 10.424 | 0.98204 | 11 | 0.40608
49903 | 3.78 | 1 | 365 | 4.3035 | 0.66231 | 4 | 0.96581
51314 | 5.04 | 1 | 365 | 5.738 | 0.54974 | 6 | 0.28775
48300 | 13.395 | 1 | 365 | 15.2501 | 0.6962 | 15 | 0.94632
51277 | 11.025 | 1 | 365 | 12.5519 | 0.26507 | 12 | 0.81696
57852 | 10.4 | 1 | 365 | 11.8403 | 0.83281 | 12 | 0.67314
58208 | 10.6 | 1 | 365 | 12.068 | 0.29113 | 12 | 0.35916
59079 | 7.95 | 1 | 365 | 9.051 | 0.21835 | 9 | 0.26937
59123 | 4.24 | 1 | 365 | 4.8272 | 0.71645 | 5 | 0.54366
59161 | 7.42 | 1 | 365 | 8.4476 | 0.0037907 | 8 | 0.45141
59166 | 11.925 | 1 | 365 | 13.5765 | 0.32752 | 13 | 0.90406
59176 | 12.19 | 1 | 365 | 13.8782 | 0.9348 | 14 | 0.81304
59181 | 3.18 | 1 | 365 | 3.6204 | 0.28734 | 3 | 0.90775
59295 | 8.84 | 1 | 365 | 10.0643 | 0.25789 | 10 | 0.32217
59285 | 4.59 | 1 | 365 | 5.2257 | 0.51852 | 5 | 0.7442
59321 | 3.315 | 1 | 365 | 3.7741 | 0.59671 | 4 | 0.37081
59320 | 2.08 | 1 | 365 | 2.3681 | 0.76656 | 3 | 0.13463
59322 | 5.2 | 1 | 365 | 5.9202 | 0.9164 | 6 | 0.83657
59323 | 7.02 | 1 | 365 | 7.9922 | 0.087144 | 8 | 0.079369
59355 | 13.25 | 1 | 365 | 15.085 | 0.36391 | 15 | 0.44895
59360 | 4.505 | 1 | 365 | 5.1289 | 0.32373 | 5 | 0.45264
59363 | 8.58 | 1 | 365 | 9.7683 | 0.66207 | 10 | 0.43034
59368 | 8.58 | 1 | 365 | 9.7683 | 0.66207 | 10 | 0.43034
59370 | 7.28 | 1 | 365 | 8.2882 | 0.68296 | 8 | 0.9712
59375 | 5.46 | 1 | 365 | 6.2162 | 0.51222 | 6 | 0.7284
59392 | 3.38 | 1 | 365 | 3.8481 | 0.74566 | 4 | 0.59377
59395 | 9.36 | 1 | 365 | 10.6563 | 0.44953 | 11 | 0.10583
59399 | 6.63 | 1 | 365 | 7.5482 | 0.19341 | 7 | 0.74163
59400 | 7.905 | 1 | 365 | 8.9998 | 0.11522 | 9 | 0.11502
59401 | 10.92 | 1 | 365 | 12.4324 | 0.024447 | 12 | 0.4568
59403 | 15.6 | 1 | 365 | 17.7605 | 0.74921 | 18 | 0.50971
59404 | 5.83 | 1 | 365 | 6.6374 | 0.36012 | 6 | 0.99754
59405 | 3.9 | 1 | 365 | 4.4401 | 0.9373 | 5 | 0.37743
59406 | 4.08 | 1 | 365 | 4.6451 | 0.34979 | 4 | 0.99485
59407 | 5.98 | 1 | 365 | 6.8082 | 0.70386 | 7 | 0.51206
59408 | 4.24 | 1 | 365 | 4.8272 | 0.71645 | 5 | 0.54366
59423 | 2.34 | 1 | 365 | 2.6641 | 0.36238 | 3 | 0.026456
59427 | 8.745 | 1 | 365 | 9.9561 | 0.040182 | 9 | 0.99631
59436 | 7.685 | 1 | 365 | 8.7493 | 0.61107 | 9 | 0.36039
59440 | 4.42 | 1 | 365 | 5.0321 | 0.12894 | 5 | 0.16108
59866 | 3.6 | 1 | 365 | 4.0986 | 0.24982 | 4 | 0.34839
60754 | 2.08 | 1 | 365 | 2.3681 | 0.76656 | 3 | 0.13463
49536 | 9 | 1 | 365 | 10.2464 | 0.62454 | 10 | 0.87099
59650 | 7.848 | 1 | 365 | 8.9349 | 0.9846 | 9 | 0.9195
59445 | 5.2 | 1 | 365 | 5.9202 | 0.9164 | 6 | 0.83657
59444 | 4.77 | 1 | 365 | 5.4306 | 0.93101 | 6 | 0.36162
59448 | 5.72 | 1 | 365 | 6.5122 | 0.10804 | 6 | 0.62023
59450 | 4.77 | 1 | 365 | 5.4306 | 0.93101 | 6 | 0.36162
59462 | 4.24 | 1 | 365 | 4.8272 | 0.71645 | 5 | 0.54366
59463 | 7.685 | 1 | 365 | 8.7493 | 0.61107 | 9 | 0.36039
59465 | 6.76 | 1 | 365 | 7.6962 | 0.49132 | 8 | 0.18754
59466 | 8.32 | 1 | 365 | 9.4723 | 0.066245 | 9 | 0.53851
60124 | 3.848 | 1 | 365 | 4.3809 | 0.81814 | 5 | 0.19906
59467 | 7.54 | 1 | 365 | 8.5842 | 0.27878 | 8 | 0.86303
59470 | 5.83 | 1 | 365 | 6.6374 | 0.36012 | 6 | 0.99754
59492 | 6.36 | 1 | 365 | 7.2408 | 0.57468 | 7 | 0.8155
59496 | 6.63 | 1 | 365 | 7.5482 | 0.19341 | 7 | 0.74163
59493 | 9.805 | 1 | 365 | 11.1629 | 0.46929 | 11 | 0.63222
56167 | 10.8 | 1 | 365 | 12.2957 | 0.74945 | 13 | 0.045184
59545 | 5.3 | 1 | 365 | 6.034 | 0.14556 | 6 | 0.17958
59495 | 13.52 | 1 | 365 | 15.3924 | 0.98265 | 16 | 0.37508
60642 | 4.144 | 1 | 365 | 4.7179 | 0.49646 | 5 | 0.21437
59546 | 12.74 | 1 | 365 | 14.5044 | 0.19519 | 14 | 0.6996
59499 | 12.48 | 1 | 365 | 14.2084 | 0.59937 | 14 | 0.80777
50759 | 4.24 | 1 | 365 | 4.8272 | 0.71645 | 5 | 0.54366
59548 | 9.88 | 1 | 365 | 11.2483 | 0.64117 | 11 | 0.88948
59500 | 6.5 | 1 | 365 | 7.4002 | 0.8955 | 8 | 0.29571
59504 | 12.48 | 1 | 365 | 14.2084 | 0.59937 | 14 | 0.80777
59549 | 10.335 | 1 | 365 | 11.7663 | 0.68385 | 12 | 0.45018
59503 | 12.48 | 1 | 365 | 14.2084 | 0.59937 | 14 | 0.80777
59506 | 6.76 | 1 | 365 | 7.6962 | 0.49132 | 8 | 0.18754
61849 | 11.38 | 1 | 365 | 12.9561 | 0.07859 | 13 | 0.034647
59507 | 5.2 | 1 | 365 | 5.9202 | 0.9164 | 6 | 0.83657
59614 | 3.18 | 1 | 365 | 3.6204 | 0.28734 | 3 | 0.90775
59516 | 8.215 | 1 | 365 | 9.3527 | 0.82563 | 10 | 0.17835
59620 | 9.1 | 1 | 365 | 10.3603 | 0.85371 | 11 | 0.214
59517 | 11.96 | 1 | 365 | 13.6164 | 0.40773 | 14 | 0.024111
59619 | 4.505 | 1 | 365 | 5.1289 | 0.32373 | 5 | 0.45264
59519 | 4.335 | 1 | 365 | 4.9354 | 0.93416 | 5 | 0.86953
59623 | 13.78 | 1 | 365 | 15.6884 | 0.57847 | 16 | 0.26691
59521 | 4.77 | 1 | 365 | 5.4306 | 0.93101 | 6 | 0.36162
59520 | 7.28 | 1 | 365 | 8.2882 | 0.68296 | 8 | 0.9712
59630 | 5.035 | 1 | 365 | 5.7323 | 0.53829 | 6 | 0.2706
59522 | 6.12 | 1 | 365 | 6.9676 | 0.02469 | 6 | 0.99227
59633 | 11.73 | 1 | 365 | 13.3545 | 0.88066 | 14 | 0.23519
59523 | 7.8 | 1 | 365 | 8.8803 | 0.8746 | 9 | 0.75485
59524 | 10.335 | 1 | 365 | 11.7663 | 0.68385 | 12 | 0.45018
59525 | 10.335 | 1 | 365 | 11.7663 | 0.68385 | 12 | 0.45018
59527 | 4.59 | 1 | 365 | 5.2257 | 0.51852 | 5 | 0.7442
59526 | 4.24 | 1 | 365 | 4.8272 | 0.71645 | 5 | 0.54366
59529 | 4.68 | 1 | 365 | 5.3282 | 0.72476 | 6 | 0.052913
59530 | 7.42 | 1 | 365 | 8.4476 | 0.0037907 | 8 | 0.45141
59534 | 10.66 | 1 | 365 | 12.1363 | 0.42863 | 12 | 0.56497
59531 | 3.975 | 1 | 365 | 4.5255 | 0.10917 | 4 | 0.63469
59537 | 4.77 | 1 | 365 | 5.4306 | 0.93101 | 6 | 0.36162
59539 | 7.65 | 1 | 365 | 8.7095 | 0.53086 | 9 | 0.24034
59540 | 5.46 | 1 | 365 | 6.2162 | 0.51222 | 6 | 0.7284
59541 | 6.24 | 1 | 365 | 7.1042 | 0.29968 | 7 | 0.40388
59825 | 5.035 | 1 | 365 | 5.7323 | 0.53829 | 6 | 0.2706
59828 | 3.38 | 1 | 365 | 3.8481 | 0.74566 | 4 | 0.59377
59829 | 7.395 | 1 | 365 | 8.4192 | 0.9465 | 9 | 0.36566
59831 | 10.6 | 1 | 365 | 12.068 | 0.29113 | 12 | 0.35916
59838 | 6.24 | 1 | 365 | 7.1042 | 0.29968 | 7 | 0.40388
59840 | 9.36 | 1 | 365 | 10.6563 | 0.44953 | 11 | 0.10583
59842 | 10.2 | 1 | 365 | 11.6126 | 0.37448 | 11 | 0.98712
59843 | 2.16 | 1 | 365 | 2.4591 | 0.94989 | 3 | 0.40904
59844 | 3.78 | 1 | 365 | 4.3035 | 0.66231 | 4 | 0.96581
59862 | 10.66 | 1 | 365 | 12.1363 | 0.42863 | 12 | 0.56497
59860 | 11.925 | 1 | 365 | 13.5765 | 0.32752 | 13 | 0.90406
59869 | 5.61 | 1 | 365 | 6.3869 | 0.85597 | 7 | 0.24291
59868 | 4.94 | 1 | 365 | 5.6242 | 0.32058 | 5 | 0.94474
59879 | 12.72 | 1 | 365 | 14.4816 | 0.14936 | 14 | 0.63099
59886 | 2.86 | 1 | 365 | 3.2561 | 0.55402 | 3 | 0.81011
59889 | 8.32 | 1 | 365 | 9.4723 | 0.066245 | 9 | 0.53851
59893 | 6.36 | 1 | 365 | 7.2408 | 0.57468 | 7 | 0.8155
59894 | 6.5 | 1 | 365 | 7.4002 | 0.8955 | 8 | 0.29571
59895 | 7.54 | 1 | 365 | 8.5842 | 0.27878 | 8 | 0.86303
59904 | 9.1 | 1 | 365 | 10.3603 | 0.85371 | 11 | 0.214
59892 | 3.18 | 1 | 365 | 3.6204 | 0.28734 | 3 | 0.90775
59916 | 7.54 | 1 | 365 | 8.5842 | 0.27878 | 8 | 0.86303
59919 | 2.86 | 1 | 365 | 3.2561 | 0.55402 | 3 | 0.81011
59917 | 13.78 | 1 | 365 | 15.6884 | 0.57847 | 16 | 0.26691
59922 | 5.2 | 1 | 365 | 5.9202 | 0.9164 | 6 | 0.83657
59924 | 9.36 | 1 | 365 | 10.6563 | 0.44953 | 11 | 0.10583
59926 | 8.32 | 1 | 365 | 9.4723 | 0.066245 | 9 | 0.53851
59929 | 4.68 | 1 | 365 | 5.3282 | 0.72476 | 6 | 0.052913
59932 | 5.3 | 1 | 365 | 6.034 | 0.14556 | 6 | 0.17958
59931 | 3.64 | 1 | 365 | 4.1441 | 0.34148 | 4 | 0.4856
59930 | 6.63 | 1 | 365 | 7.5482 | 0.19341 | 7 | 0.74163
59933 | 4.505 | 1 | 365 | 5.1289 | 0.32373 | 5 | 0.45264
59937 | 8.48 | 1 | 365 | 9.6544 | 0.4329 | 10 | 0.087329
59936 | 8.58 | 1 | 365 | 9.7683 | 0.66207 | 10 | 0.43034
59945 | 9.62 | 1 | 365 | 10.9523 | 0.045346 | 10 | 0.99765
59947 | 12.48 | 1 | 365 | 14.2084 | 0.59937 | 14 | 0.80777
59949 | 5.46 | 1 | 365 | 6.2162 | 0.51222 | 6 | 0.7284
59952 | 2.6 | 1 | 365 | 2.9601 | 0.9582 | 3 | 0.91828
59953 | 4.68 | 1 | 365 | 5.3282 | 0.72476 | 6 | 0.052913
59954 | 6.5 | 1 | 365 | 7.4002 | 0.8955 | 8 | 0.29571
59955 | 9.18 | 1 | 365 | 10.4514 | 0.037035 | 10 | 0.48841
59956 | 13.52 | 1 | 365 | 15.3924 | 0.98265 | 16 | 0.37508
59975 | 11.18 | 1 | 365 | 12.7284 | 0.62027 | 13 | 0.34863
59977 | 12.22 | 1 | 365 | 13.9124 | 0.0035475 | 13 | 0.91594
59981 | 5.98 | 1 | 365 | 6.8082 | 0.70386 | 7 | 0.51206
59988 | 4.24 | 1 | 365 | 4.8272 | 0.71645 | 5 | 0.54366
59990 | 12.48 | 1 | 365 | 14.2084 | 0.59937 | 14 | 0.80777
59991 | 9.36 | 1 | 365 | 10.6563 | 0.44953 | 11 | 0.10583
59992 | 9.88 | 1 | 365 | 11.2483 | 0.64117 | 11 | 0.88948
59995 | 14.31 | 1 | 365 | 16.2918 | 0.79302 | 17 | 0.084868
59998 | 7.685 | 1 | 365 | 8.7493 | 0.61107 | 9 | 0.36039
59996 | 4.68 | 1 | 365 | 5.3282 | 0.72476 | 6 | 0.052913
35574 | 119.682 | 0.9 | 365 | 122.6315 | 0.83867 | 123 | 0.47014
60002 | 9.62 | 1 | 365 | 10.9523 | 0.045346 | 10 | 0.99765
60003 | 13.52 | 1 | 365 | 15.3924 | 0.98265 | 16 | 0.37508
60004 | 5.2 | 1 | 365 | 5.9202 | 0.9164 | 6 | 0.83657
60018 | 7.54 | 1 | 365 | 8.5842 | 0.27878 | 8 | 0.86303
60019 | 7.54 | 1 | 365 | 8.5842 | 0.27878 | 8 | 0.86303
60026 | 12.22 | 1 | 365 | 13.9124 | 0.0035475 | 13 | 0.91594
60024 | 3.38 | 1 | 365 | 3.8481 | 0.74566 | 4 | 0.59377
60030 | 7.8 | 1 | 365 | 8.8803 | 0.8746 | 9 | 0.75485
60032 | 4.505 | 1 | 365 | 5.1289 | 0.32373 | 5 | 0.45264
60040 | 10.14 | 1 | 365 | 11.5443 | 0.23699 | 11 | 0.78131
59636 | 2.08 | 1 | 365 | 2.3681 | 0.76656 | 3 | 0.13463
59638 | 5.61 | 1 | 365 | 6.3869 | 0.85597 | 7 | 0.24291
59686 | 10.66 | 1 | 365 | 12.1363 | 0.42863 | 12 | 0.56497
59697 | 6.76 | 1 | 365 | 7.6962 | 0.49132 | 8 | 0.18754
59702 | 4.42 | 1 | 365 | 5.0321 | 0.12894 | 5 | 0.16108
59706 | 7.155 | 1 | 365 | 8.1459 | 0.39651 | 8 | 0.54243
59737 | 11.73 | 1 | 365 | 13.3545 | 0.88066 | 14 | 0.23519
59740 | 6.625 | 1 | 365 | 7.5425 | 0.18196 | 7 | 0.72448
59746 | 8.48 | 1 | 365 | 9.6544 | 0.4329 | 10 | 0.087329
51992 | 12.24 | 1 | 365 | 13.9352 | 0.04938 | 13 | 0.98454
58715 | 2.7 | 1 | 365 | 3.0739 | 0.18736 | 3 | 0.2613
60014 | 11.4 | 1 | 365 | 12.9788 | 0.12442 | 13 | 0.10325
50111 | 9.86 | 1 | 365 | 11.2255 | 0.59533 | 11 | 0.82088
61868 | 10.56 | 1 | 365 | 12.0225 | 0.19946 | 12 | 0.22196
51593 | 3.64 | 1 | 365 | 4.1441 | 0.34148 | 4 | 0.4856
51726 | 3.64 | 1 | 365 | 4.1441 | 0.34148 | 4 | 0.4856
53211 | 7.28 | 1 | 365 | 8.2882 | 0.68296 | 8 | 0.9712
47568 | 12.6 | 1 | 365 | 14.345 | 0.87436 | 15 | 0.21938
61977 | 6.175 | 1 | 365 | 7.0302 | 0.15073 | 7 | 0.18093
60008 | 5.4 | 1 | 365 | 6.1479 | 0.37473 | 6 | 0.52259
62047 | 65.4 | 0.9 | 365 | 67.0117 | 0.88452 | 67 | 0.89625
59748 | 3.38 | 1 | 365 | 3.8481 | 0.74566 | 4 | 0.59377
59749 | 7.685 | 1 | 365 | 8.7493 | 0.61107 | 9 | 0.36039
59750 | 8.84 | 1 | 365 | 10.0643 | 0.25789 | 10 | 0.32217
59751 | 7.685 | 1 | 365 | 8.7493 | 0.61107 | 9 | 0.36039
59752 | 8.84 | 1 | 365 | 10.0643 | 0.25789 | 10 | 0.32217
59754 | 3.71 | 1 | 365 | 4.2238 | 0.5019 | 4 | 0.72571
59755 | 6.12 | 1 | 365 | 6.9676 | 0.02469 | 6 | 0.99227
59766 | 5.83 | 1 | 365 | 6.6374 | 0.36012 | 6 | 0.99754
59769 | 5.98 | 1 | 365 | 6.8082 | 0.70386 | 7 | 0.51206
59770 | 7.54 | 1 | 365 | 8.5842 | 0.27878 | 8 | 0.86303
59772 | 4.16 | 1 | 365 | 4.7361 | 0.53312 | 5 | 0.26926
59774 | 12.48 | 1 | 365 | 14.2084 | 0.59937 | 14 | 0.80777
59775 | 10.07 | 1 | 365 | 11.4646 | 0.076573 | 11 | 0.5412
59776 | 9.36 | 1 | 365 | 10.6563 | 0.44953 | 11 | 0.10583
59778 | 10.865 | 1 | 365 | 12.3697 | 0.89841 | 13 | 0.26814
59779 | 7.8 | 1 | 365 | 8.8803 | 0.8746 | 9 | 0.75485
59777 | 3.71 | 1 | 365 | 4.2238 | 0.5019 | 4 | 0.72571
59781 | 9.36 | 1 | 365 | 10.6563 | 0.44953 | 11 | 0.10583
59786 | 9.88 | 1 | 365 | 11.2483 | 0.64117 | 11 | 0.88948
60042 | 9.36 | 1 | 365 | 10.6563 | 0.44953 | 11 | 0.10583
60045 | 5.72 | 1 | 365 | 6.5122 | 0.10804 | 6 | 0.62023
60046 | 7.8 | 1 | 365 | 8.8803 | 0.8746 | 9 | 0.75485
60047 | 8.84 | 1 | 365 | 10.0643 | 0.25789 | 10 | 0.32217
60052 | 8.32 | 1 | 365 | 9.4723 | 0.066245 | 9 | 0.53851
60053 | 8.84 | 1 | 365 | 10.0643 | 0.25789 | 10 | 0.32217
60054 | 7.28 | 1 | 365 | 8.2882 | 0.68296 | 8 | 0.9712
60055 | 8.58 | 1 | 365 | 9.7683 | 0.66207 | 10 | 0.43034
60075 | 6.63 | 1 | 365 | 7.5482 | 0.19341 | 7 | 0.74163
60081 | 13.52 | 1 | 365 | 15.3924 | 0.98265 | 16 | 0.37508
60079 | 8.215 | 1 | 365 | 9.3527 | 0.82563 | 10 | 0.17835
60083 | 7.8 | 1 | 365 | 8.8803 | 0.8746 | 9 | 0.75485
60084 | 13.52 | 1 | 365 | 15.3924 | 0.98265 | 16 | 0.37508
60088 | 4.24 | 1 | 365 | 4.8272 | 0.71645 | 5 | 0.54366
59787 | 11.44 | 1 | 365 | 13.0244 | 0.21609 | 13 | 0.24045
60091 | 9.36 | 1 | 365 | 10.6563 | 0.44953 | 11 | 0.10583
60101 | 5.72 | 1 | 365 | 6.5122 | 0.10804 | 6 | 0.62023
60103 | 5.98 | 1 | 365 | 6.8082 | 0.70386 | 7 | 0.51206
59788 | 14.04 | 1 | 365 | 15.9845 | 0.17429 | 16 | 0.15874
59790 | 4.42 | 1 | 365 | 5.0321 | 0.12894 | 5 | 0.16108
59796 | 7.65 | 1 | 365 | 8.7095 | 0.53086 | 9 | 0.24034
59800 | 4.42 | 1 | 365 | 5.0321 | 0.12894 | 5 | 0.16108
59808 | 5.61 | 1 | 365 | 6.3869 | 0.85597 | 7 | 0.24291
59810 | 6.24 | 1 | 365 | 7.1042 | 0.29968 | 7 | 0.40388
59789 | 5.98 | 1 | 365 | 6.8082 | 0.70386 | 7 | 0.51206
59812 | 5.565 | 1 | 365 | 6.3357 | 0.75284 | 7 | 0.08856
59813 | 6.36 | 1 | 365 | 7.2408 | 0.57468 | 7 | 0.8155
59816 | 7.28 | 1 | 365 | 8.2882 | 0.68296 | 8 | 0.9712
59814 | 7.95 | 1 | 365 | 9.051 | 0.21835 | 9 | 0.26937
59817 | 9.945 | 1 | 365 | 11.3223 | 0.79012 | 12 | 0.11244
59818 | 9.69 | 1 | 365 | 11.032 | 0.20576 | 11 | 0.23776
59821 | 3.12 | 1 | 365 | 3.5521 | 0.14984 | 3 | 0.70194
59824 | 3.12 | 1 | 365 | 3.5521 | 0.14984 | 3 | 0.70194
60357 | 8.16 | 1 | 365 | 9.2901 | 0.69959 | 9 | 0.98969
60367 | 5.035 | 1 | 365 | 5.7323 | 0.53829 | 6 | 0.2706
60369 | 7.8 | 1 | 365 | 8.8803 | 0.8746 | 9 | 0.75485
60397 | 7.155 | 1 | 365 | 8.1459 | 0.39651 | 8 | 0.54243
60402 | 5.1 | 1 | 365 | 5.8063 | 0.68724 | 6 | 0.49356
60403 | 7.02 | 1 | 365 | 7.9922 | 0.087144 | 8 | 0.079369
60410 | 8.32 | 1 | 365 | 9.4723 | 0.066245 | 9 | 0.53851
60415 | 12.455 | 1 | 365 | 14.1799 | 0.54208 | 14 | 0.72202
60418 | 11.44 | 1 | 365 | 13.0244 | 0.21609 | 13 | 0.24045
60425 | 11.13 | 1 | 365 | 12.6714 | 0.50569 | 13 | 0.17712
60426 | 4.42 | 1 | 365 | 5.0321 | 0.12894 | 5 | 0.16108
60434 | 7.54 | 1 | 365 | 8.5842 | 0.27878 | 8 | 0.86303
60438 | 12.72 | 1 | 365 | 14.4816 | 0.14936 | 14 | 0.63099
60440 | 10.66 | 1 | 365 | 12.1363 | 0.42863 | 12 | 0.56497
60441 | 7.54 | 1 | 365 | 8.5842 | 0.27878 | 8 | 0.86303
60444 | 7.28 | 1 | 365 | 8.2882 | 0.68296 | 8 | 0.9712
60446 | 9.88 | 1 | 365 | 11.2483 | 0.64117 | 11 | 0.88948
60449 | 2.86 | 1 | 365 | 3.2561 | 0.55402 | 3 | 0.81011
60453 | 8.215 | 1 | 365 | 9.3527 | 0.82563 | 10 | 0.17835
60458 | 5.2 | 1 | 365 | 5.9202 | 0.9164 | 6 | 0.83657
60459 | 7.42 | 1 | 365 | 8.4476 | 0.0037907 | 8 | 0.45141
60465 | 7.395 | 1 | 365 | 8.4192 | 0.9465 | 9 | 0.36566
60467 | 11.44 | 1 | 365 | 13.0244 | 0.21609 | 13 | 0.24045
60470 | 9.36 | 1 | 365 | 10.6563 | 0.44953 | 11 | 0.10583
60480 | 8.745 | 1 | 365 | 9.9561 | 0.040182 | 9 | 0.99631
60482 | 10.4 | 1 | 365 | 11.8403 | 0.83281 | 12 | 0.67314
60483 | 4.68 | 1 | 365 | 5.3282 | 0.72476 | 6 | 0.052913
60484 | 9.88 | 1 | 365 | 11.2483 | 0.64117 | 11 | 0.88948
60485 | 4.59 | 1 | 365 | 5.2257 | 0.51852 | 5 | 0.7442
60487 | 7.155 | 1 | 365 | 8.1459 | 0.39651 | 8 | 0.54243
60486 | 4.94 | 1 | 365 | 5.6242 | 0.32058 | 5 | 0.94474
60489 | 6.76 | 1 | 365 | 7.6962 | 0.49132 | 8 | 0.18754
60491 | 2.6 | 1 | 365 | 2.9601 | 0.9582 | 3 | 0.91828
60492 | 10.92 | 1 | 365 | 12.4324 | 0.024447 | 12 | 0.4568
60494 | 5.2 | 1 | 365 | 5.9202 | 0.9164 | 6 | 0.83657
60493 | 3.9 | 1 | 365 | 4.4401 | 0.9373 | 5 | 0.37743
60112 | 5.94 | 1 | 365 | 6.7627 | 0.6122 | 7 | 0.37485
60498 | 2.385 | 1 | 365 | 2.7153 | 0.4655 | 3 | 0.18081
60500 | 7.28 | 1 | 365 | 8.2882 | 0.68296 | 8 | 0.9712
60499 | 6.24 | 1 | 365 | 7.1042 | 0.29968 | 7 | 0.40388
60501 | 11.44 | 1 | 365 | 13.0244 | 0.21609 | 13 | 0.24045
60502 | 4.68 | 1 | 365 | 5.3282 | 0.72476 | 6 | 0.052913
60505 | 10.865 | 1 | 365 | 12.3697 | 0.89841 | 13 | 0.26814
60504 | 14.045 | 1 | 365 | 15.9901 | 0.18575 | 16 | 0.17589
60508 | 6.24 | 1 | 365 | 7.1042 | 0.29968 | 7 | 0.40388
58494 | 2.03 | 1 | 365 | 2.3111 | 0.65198 | 2 | 0.96312
57651 | 6.76 | 1 | 365 | 7.6962 | 0.49132 | 8 | 0.18754
61852 | 25.65 | 0.9 | 365 | 26.2821 | 0.90196 | 27 | 0.18408
61682 | 3.563 | 1 | 365 | 4.0565 | 0.16503 | 4 | 0.22148
61511 | 9.5 | 1 | 365 | 10.8157 | 0.77035 | 11 | 0.58604
45217 | 13.68 | 1 | 365 | 15.5746 | 0.34931 | 15 | 0.9239
61605 | 0.981 | 1 | 365 | 1.1169 | 0.24808 | 1 | 0.36494
54191 | 5.3 | 1 | 365 | 6.034 | 0.14556 | 6 | 0.17958
55048 | 3.9 | 1 | 365 | 4.4401 | 0.9373 | 5 | 0.37743
34001 | 2694 | 1 | 365 | 3067.1018 | 0.6135 | 3067 | 0.71526
59275 | 8.04 | 1 | 365 | 9.1535 | 0.42459 | 9 | 0.57808
60115 | 8.84 | 1 | 365 | 10.0643 | 0.25789 | 10 | 0.32217
62022 | 2.665 | 1 | 365 | 3.0341 | 0.10716 | 3 | 0.14124
60105 | 3.18 | 1 | 365 | 3.6204 | 0.28734 | 3 | 0.90775
60130 | 5.83 | 1 | 365 | 6.6374 | 0.36012 | 6 | 0.99754
60132 | 2.7 | 1 | 365 | 3.0739 | 0.18736 | 3 | 0.2613
60136 | 3.9 | 1 | 365 | 4.4401 | 0.9373 | 5 | 0.37743
60190 | 4.94 | 1 | 365 | 5.6242 | 0.32058 | 5 | 0.94474
60196 | 5.565 | 1 | 365 | 6.3357 | 0.75284 | 7 | 0.08856
60201 | 6.5 | 1 | 365 | 7.4002 | 0.8955 | 8 | 0.29571
60202 | 6.625 | 1 | 365 | 7.5425 | 0.18196 | 7 | 0.72448
60205 | 3.38 | 1 | 365 | 3.8481 | 0.74566 | 4 | 0.59377
60217 | 4.94 | 1 | 365 | 5.6242 | 0.32058 | 5 | 0.94474
60219 | 6.5 | 1 | 365 | 7.4002 | 0.8955 | 8 | 0.29571
60220 | 6.89 | 1 | 365 | 7.8442 | 0.78923 | 8 | 0.63346
60208 | 7.54 | 1 | 365 | 8.5842 | 0.27878 | 8 | 0.86303
60225 | 2.805 | 1 | 365 | 3.1935 | 0.42798 | 3 | 0.62146
60224 | 8.32 | 1 | 365 | 9.4723 | 0.066245 | 9 | 0.53851
60230 | 4.24 | 1 | 365 | 4.8272 | 0.71645 | 5 | 0.54366
60263 | 2.08 | 1 | 365 | 2.3681 | 0.76656 | 3 | 0.13463
60264 | 14.04 | 1 | 365 | 15.9845 | 0.17429 | 16 | 0.15874
60266 | 5.98 | 1 | 365 | 6.8082 | 0.70386 | 7 | 0.51206
60268 | 13 | 1 | 365 | 14.8004 | 0.79101 | 15 | 0.59142
60269 | 10.6 | 1 | 365 | 12.068 | 0.29113 | 12 | 0.35916
60283 | 4.335 | 1 | 365 | 4.9354 | 0.93416 | 5 | 0.86953
60271 | 10.455 | 1 | 365 | 11.903 | 0.95885 | 12 | 0.8618
60301 | 3.12 | 1 | 365 | 3.5521 | 0.14984 | 3 | 0.70194
60303 | 2.08 | 1 | 365 | 2.3681 | 0.76656 | 3 | 0.13463
60305 | 4.16 | 1 | 365 | 4.7361 | 0.53312 | 5 | 0.26926
60307 | 5.46 | 1 | 365 | 6.2162 | 0.51222 | 6 | 0.7284
60313 | 5.61 | 1 | 365 | 6.3869 | 0.85597 | 7 | 0.24291
60318 | 7.02 | 1 | 365 | 7.9922 | 0.087144 | 8 | 0.079369
60319 | 5.1 | 1 | 365 | 5.8063 | 0.68724 | 6 | 0.49356
60332 | 2.6 | 1 | 365 | 2.9601 | 0.9582 | 3 | 0.91828
60347 | 6.76 | 1 | 365 | 7.6962 | 0.49132 | 8 | 0.18754
60345 | 9.62 | 1 | 365 | 10.9523 | 0.045346 | 10 | 0.99765
60346 | 8.48 | 1 | 365 | 9.6544 | 0.4329 | 10 | 0.087329
60348 | 9.1 | 1 | 365 | 10.3603 | 0.85371 | 11 | 0.214
60350 | 8.58 | 1 | 365 | 9.7683 | 0.66207 | 10 | 0.43034
60576 | 3.64 | 1 | 365 | 4.1441 | 0.34148 | 4 | 0.4856
60512 | 12.455 | 1 | 365 | 14.1799 | 0.54208 | 14 | 0.72202
60510 | 10.14 | 1 | 365 | 11.5443 | 0.23699 | 11 | 0.78131
60579 | 7.28 | 1 | 365 | 8.2882 | 0.68296 | 8 | 0.9712
60517 | 12.72 | 1 | 365 | 14.4816 | 0.14936 | 14 | 0.63099
60578 | 8.745 | 1 | 365 | 9.9561 | 0.040182 | 9 | 0.99631
60509 | 4.59 | 1 | 365 | 5.2257 | 0.51852 | 5 | 0.7442
60588 | 10.92 | 1 | 365 | 12.4324 | 0.024447 | 12 | 0.4568
60589 | 8.215 | 1 | 365 | 9.3527 | 0.82563 | 10 | 0.17835
60519 | 3.71 | 1 | 365 | 4.2238 | 0.5019 | 4 | 0.72571
60514 | 7.8 | 1 | 365 | 8.8803 | 0.8746 | 9 | 0.75485
60591 | 9.945 | 1 | 365 | 11.3223 | 0.79012 | 12 | 0.11244
60520 | 3.9 | 1 | 365 | 4.4401 | 0.9373 | 5 | 0.37743
60594 | 6.5 | 1 | 365 | 7.4002 | 0.8955 | 8 | 0.29571
60524 | 11.7 | 1 | 365 | 13.3204 | 0.81191 | 14 | 0.13228
60606 | 4.42 | 1 | 365 | 5.0321 | 0.12894 | 5 | 0.16108
60523 | 8.58 | 1 | 365 | 9.7683 | 0.66207 | 10 | 0.43034
60605 | 11.96 | 1 | 365 | 13.6164 | 0.40773 | 14 | 0.024111
60522 | 8.58 | 1 | 365 | 9.7683 | 0.66207 | 10 | 0.43034
60604 | 8.215 | 1 | 365 | 9.3527 | 0.82563 | 10 | 0.17835
60535 | 6.24 | 1 | 365 | 7.1042 | 0.29968 | 7 | 0.40388
60607 | 7.14 | 1 | 365 | 8.1288 | 0.36214 | 8 | 0.49098
60610 | 11.73 | 1 | 365 | 13.3545 | 0.88066 | 14 | 0.23519
60611 | 11.18 | 1 | 365 | 12.7284 | 0.62027 | 13 | 0.34863
60612 | 3.64 | 1 | 365 | 4.1441 | 0.34148 | 4 | 0.4856
60613 | 13.78 | 1 | 365 | 15.6884 | 0.57847 | 16 | 0.26691
60537 | 5.3 | 1 | 365 | 6.034 | 0.14556 | 6 | 0.17958
57830 | 17.34 | 1 | 365 | 19.7415 | 0.73662 | 20 | 0.4781
59925 | 8.505 | 1 | 365 | 9.6829 | 0.49019 | 10 | 0.17308
60536 | 5.98 | 1 | 365 | 6.8082 | 0.70386 | 7 | 0.51206
59302 | 3.78 | 1 | 365 | 4.3035 | 0.66231 | 4 | 0.96581
59393 | 10.4 | 1 | 365 | 11.8403 | 0.83281 | 12 | 0.67314
60123 | 24.84 | 1 | 365 | 28.2802 | 0.92374 | 29 | 0.20392
59396 | 4.76 | 1 | 365 | 5.4192 | 0.90809 | 6 | 0.32732
60011 | 11.025 | 1 | 365 | 12.5519 | 0.26507 | 12 | 0.81696
59412 | 7.28 | 1 | 365 | 8.2882 | 0.68296 | 8 | 0.9712
59414 | 7.155 | 1 | 365 | 8.1459 | 0.39651 | 8 | 0.54243
59648 | 10.4 | 1 | 365 | 11.8403 | 0.83281 | 12 | 0.67314
59428 | 5.3 | 1 | 365 | 6.034 | 0.14556 | 6 | 0.17958
59442 | 5.46 | 1 | 365 | 6.2162 | 0.51222 | 6 | 0.7284
59454 | 4.16 | 1 | 365 | 4.7361 | 0.53312 | 5 | 0.26926
59501 | 4.505 | 1 | 365 | 5.1289 | 0.32373 | 5 | 0.45264
59411 | 12.22 | 1 | 365 | 13.9124 | 0.0035475 | 13 | 0.91594
59502 | 6.095 | 1 | 365 | 6.9391 | 0.9674 | 7 | 0.90652
59645 | 8.4 | 1 | 365 | 9.5633 | 0.24957 | 9 | 0.81292
59649 | 10.07 | 1 | 365 | 11.4646 | 0.076573 | 11 | 0.5412
59653 | 5.83 | 1 | 365 | 6.6374 | 0.36012 | 6 | 0.99754
59654 | 4.77 | 1 | 365 | 5.4306 | 0.93101 | 6 | 0.36162
59510 | 10.4 | 1 | 365 | 11.8403 | 0.83281 | 12 | 0.67314
59655 | 5.3 | 1 | 365 | 6.034 | 0.14556 | 6 | 0.17958
59659 | 4.16 | 1 | 365 | 4.7361 | 0.53312 | 5 | 0.26926
59673 | 9.01 | 1 | 365 | 10.2578 | 0.64746 | 10 | 0.90529
59509 | 7.02 | 1 | 365 | 7.9922 | 0.087144 | 8 | 0.079369
59682 | 5.83 | 1 | 365 | 6.6374 | 0.36012 | 6 | 0.99754
59511 | 8.58 | 1 | 365 | 9.7683 | 0.66207 | 10 | 0.43034
59676 | 9.54 | 1 | 365 | 10.8612 | 0.86202 | 11 | 0.72325
59688 | 9.805 | 1 | 365 | 11.1629 | 0.46929 | 11 | 0.63222
59690 | 6.36 | 1 | 365 | 7.2408 | 0.57468 | 7 | 0.8155
59693 | 4.24 | 1 | 365 | 4.8272 | 0.71645 | 5 | 0.54366
59512 | 10.4 | 1 | 365 | 11.8403 | 0.83281 | 12 | 0.67314
27687 | 3.185 | 1 | 365 | 3.6261 | 0.2988 | 3 | 0.9249
59698 | 10.07 | 1 | 365 | 11.4646 | 0.076573 | 11 | 0.5412
59701 | 7.685 | 1 | 365 | 8.7493 | 0.61107 | 9 | 0.36039
59514 | 7.685 | 1 | 365 | 8.7493 | 0.61107 | 9 | 0.36039
59720 | 11.13 | 1 | 365 | 12.6714 | 0.50569 | 13 | 0.17712
59555 | 9.36 | 1 | 365 | 10.6563 | 0.44953 | 11 | 0.10583
59722 | 4.42 | 1 | 365 | 5.0321 | 0.12894 | 5 | 0.16108
59559 | 4.68 | 1 | 365 | 5.3282 | 0.72476 | 6 | 0.052913
59723 | 4.24 | 1 | 365 | 4.8272 | 0.71645 | 5 | 0.54366
59561 | 9.54 | 1 | 365 | 10.8612 | 0.86202 | 11 | 0.72325
59560 | 5.3 | 1 | 365 | 6.034 | 0.14556 | 6 | 0.17958
59724 | 5.565 | 1 | 365 | 6.3357 | 0.75284 | 7 | 0.08856
59728 | 8.215 | 1 | 365 | 9.3527 | 0.82563 | 10 | 0.17835
59734 | 3.64 | 1 | 365 | 4.1441 | 0.34148 | 4 | 0.4856
59563 | 9.01 | 1 | 365 | 10.2578 | 0.64746 | 10 | 0.90529
59568 | 9.805 | 1 | 365 | 11.1629 | 0.46929 | 11 | 0.63222
59736 | 11.66 | 1 | 365 | 13.2748 | 0.72024 | 13 | 0.99508
59739 | 12.455 | 1 | 365 | 14.1799 | 0.54208 | 14 | 0.72202
59567 | 11.395 | 1 | 365 | 12.9731 | 0.11296 | 13 | 0.086099
59743 | 8.32 | 1 | 365 | 9.4723 | 0.066245 | 9 | 0.53851
59578 | 3.64 | 1 | 365 | 4.1441 | 0.34148 | 4 | 0.4856
59757 | 5.035 | 1 | 365 | 5.7323 | 0.53829 | 6 | 0.2706
59417 | 8.06 | 1 | 365 | 9.1763 | 0.47042 | 9 | 0.64668
59758 | 8.48 | 1 | 365 | 9.6544 | 0.4329 | 10 | 0.087329
59635 | 8.215 | 1 | 365 | 9.3527 | 0.82563 | 10 | 0.17835
59759 | 12.72 | 1 | 365 | 14.4816 | 0.14936 | 14 | 0.63099
59631 | 9.275 | 1 | 365 | 10.5595 | 0.25474 | 10 | 0.81427
59639 | 11.2 | 1 | 365 | 12.7511 | 0.6661 | 13 | 0.41723
59761 | 6.36 | 1 | 365 | 7.2408 | 0.57468 | 7 | 0.8155
59641 | 5.035 | 1 | 365 | 5.7323 | 0.53829 | 6 | 0.2706
59764 | 5.035 | 1 | 365 | 5.7323 | 0.53829 | 6 | 0.2706
59643 | 4.505 | 1 | 365 | 5.1289 | 0.32373 | 5 | 0.45264
59642 | 5.6 | 1 | 365 | 6.3756 | 0.83305 | 7 | 0.20861
59765 | 6.36 | 1 | 365 | 7.2408 | 0.57468 | 7 | 0.8155
59767 | 10.07 | 1 | 365 | 11.4646 | 0.076573 | 11 | 0.5412
59780 | 4.24 | 1 | 365 | 4.8272 | 0.71645 | 5 | 0.54366
59771 | 8.215 | 1 | 365 | 9.3527 | 0.82563 | 10 | 0.17835
59422 | 3.9 | 1 | 365 | 4.4401 | 0.9373 | 5 | 0.37743
59811 | 4.77 | 1 | 365 | 5.4306 | 0.93101 | 6 | 0.36162
59815 | 9.01 | 1 | 365 | 10.2578 | 0.64746 | 10 | 0.90529
59820 | 5.565 | 1 | 365 | 6.3357 | 0.75284 | 7 | 0.08856
32842 | 3.38 | 1 | 365 | 3.8481 | 0.74566 | 4 | 0.59377
59861 | 8.745 | 1 | 365 | 9.9561 | 0.040182 | 9 | 0.99631
59865 | 13.25 | 1 | 365 | 15.085 | 0.36391 | 15 | 0.44895
59872 | 6.36 | 1 | 365 | 7.2408 | 0.57468 | 7 | 0.8155
59878 | 7.02 | 1 | 365 | 7.9922 | 0.087144 | 8 | 0.079369
59901 | 8.48 | 1 | 365 | 9.6544 | 0.4329 | 10 | 0.087329
50248 | 10.865 | 1 | 365 | 12.3697 | 0.89841 | 13 | 0.26814
45647 | 3.06 | 1 | 365 | 3.4838 | 0.012345 | 3 | 0.49614
42117 | 9.36 | 1 | 365 | 10.6563 | 0.44953 | 11 | 0.10583
40117 | 13.52 | 1 | 365 | 15.3924 | 0.98265 | 16 | 0.37508
57417 | 2.34 | 1 | 365 | 2.6641 | 0.36238 | 3 | 0.026456
55064 | 2.34 | 1 | 365 | 2.6641 | 0.36238 | 3 | 0.026456
57172 | 2.385 | 1 | 365 | 2.7153 | 0.4655 | 3 | 0.18081
58577 | 990.945 | 0.7 | 365 | 789.7292 | 0.60579 | 790 | 0.33497
38225 | 7.84 | 1 | 365 | 8.9258 | 0.96627 | 9 | 0.89206
45016 | 5.72 | 1 | 365 | 6.5122 | 0.10804 | 6 | 0.62023
43905 | 4.845 | 1 | 365 | 5.516 | 0.10288 | 5 | 0.61888
47547 | 6.5 | 1 | 365 | 7.4002 | 0.8955 | 8 | 0.29571
53146 | 31 | 0.9 | 365 | 31.764 | 0.93609 | 32 | 0.70006
39219 | 7.28 | 1 | 365 | 8.2882 | 0.68296 | 8 | 0.9712
56293 | 10.66 | 1 | 365 | 12.1363 | 0.42863 | 12 | 0.56497
49396 | 5.04 | 1 | 365 | 5.738 | 0.54974 | 6 | 0.28775
47237 | 10.4 | 1 | 365 | 11.8403 | 0.83281 | 12 | 0.67314
57563 | 3.9 | 1 | 365 | 4.4401 | 0.9373 | 5 | 0.37743
57755 | 9.805 | 1 | 365 | 11.1629 | 0.46929 | 11 | 0.63222
38942 | 5.2 | 1 | 365 | 5.9202 | 0.9164 | 6 | 0.83657
24853 | 5.46 | 1 | 365 | 6.2162 | 0.51222 | 6 | 0.7284
49904 | 24.91 | 1 | 365 | 28.3599 | 0.084155 | 28 | 0.44403
59704 | 5.3 | 1 | 365 | 6.034 | 0.14556 | 6 | 0.17958
59726 | 9.36 | 1 | 365 | 10.6563 | 0.44953 | 11 | 0.10583
59727 | 6.36 | 1 | 365 | 7.2408 | 0.57468 | 7 | 0.8155
59730 | 5.3 | 1 | 365 | 6.034 | 0.14556 | 6 | 0.17958
59731 | 6.44 | 1 | 365 | 7.3319 | 0.75801 | 8 | 0.089906
59732 | 7.84 | 1 | 365 | 8.9258 | 0.96627 | 9 | 0.89206
59733 | 10.6 | 1 | 365 | 12.068 | 0.29113 | 12 | 0.35916
38343 | 12.74 | 1 | 365 | 14.5044 | 0.19519 | 14 | 0.6996
46994 | 6.24 | 1 | 365 | 7.1042 | 0.29968 | 7 | 0.40388
59882 | 6.36 | 1 | 365 | 7.2408 | 0.57468 | 7 | 0.8155
59888 | 12.48 | 1 | 365 | 14.2084 | 0.59937 | 14 | 0.80777
59903 | 5.46 | 1 | 365 | 6.2162 | 0.51222 | 6 | 0.7284
59906 | 10.6 | 1 | 365 | 12.068 | 0.29113 | 12 | 0.35916
59907 | 6.625 | 1 | 365 | 7.5425 | 0.18196 | 7 | 0.72448
59908 | 7.95 | 1 | 365 | 9.051 | 0.21835 | 9 | 0.26937
59912 | 5.46 | 1 | 365 | 6.2162 | 0.51222 | 6 | 0.7284
59915 | 6.72 | 1 | 365 | 7.6507 | 0.39966 | 8 | 0.050337
50623 | 7.42 | 1 | 365 | 8.4476 | 0.0037907 | 8 | 0.45141
46375 | 6.76 | 1 | 365 | 7.6962 | 0.49132 | 8 | 0.18754
57498 | 7.685 | 1 | 365 | 8.7493 | 0.61107 | 9 | 0.36039
52394 | 6.375 | 1 | 365 | 7.2579 | 0.60905 | 7 | 0.86695
47243 | 7.54 | 1 | 365 | 8.5842 | 0.27878 | 8 | 0.86303
55093 | 3.12 | 1 | 365 | 3.5521 | 0.14984 | 3 | 0.70194
38017 | 10.66 | 1 | 365 | 12.1363 | 0.42863 | 12 | 0.56497
32357 | 5.98 | 1 | 365 | 6.8082 | 0.70386 | 7 | 0.51206
44267 | 6.5 | 1 | 365 | 7.4002 | 0.8955 | 8 | 0.29571
60057 | 3.445 | 1 | 365 | 3.9221 | 0.89462 | 4 | 0.81673
60060 | 5.83 | 1 | 365 | 6.6374 | 0.36012 | 6 | 0.99754
60064 | 8.215 | 1 | 365 | 9.3527 | 0.82563 | 10 | 0.17835
60066 | 5.3 | 1 | 365 | 6.034 | 0.14556 | 6 | 0.17958
60067 | 3.12 | 1 | 365 | 3.5521 | 0.14984 | 3 | 0.70194
60069 | 5.83 | 1 | 365 | 6.6374 | 0.36012 | 6 | 0.99754
60094 | 5.565 | 1 | 365 | 6.3357 | 0.75284 | 7 | 0.08856
60093 | 8.06 | 1 | 365 | 9.1763 | 0.47042 | 9 | 0.64668
60095 | 4.77 | 1 | 365 | 5.4306 | 0.93101 | 6 | 0.36162
51118 | 13.44 | 1 | 365 | 15.3014 | 0.79932 | 16 | 0.10067
44795 | 21.45 | 1 | 365 | 24.4207 | 0.15516 | 24 | 0.57585
62100 | 5.4 | 1 | 365 | 6.1479 | 0.37473 | 6 | 0.52259
62097 | 5.13 | 1 | 365 | 5.8405 | 0.75599 | 6 | 0.59646
47533 | 12.4 | 1 | 365 | 14.1173 | 0.41604 | 14 | 0.53336
46223 | 7.44 | 1 | 365 | 8.4704 | 0.049623 | 8 | 0.52002
58038 | 8.25 | 1 | 365 | 9.3926 | 0.90583 | 10 | 0.2984
62013 | 7.68 | 1 | 365 | 8.7436 | 0.59961 | 9 | 0.34324
61935 | 7.68 | 1 | 365 | 8.7436 | 0.59961 | 9 | 0.34324
61915 | 7.68 | 1 | 365 | 8.7436 | 0.59961 | 9 | 0.34324
61851 | 7.68 | 1 | 365 | 8.7436 | 0.59961 | 9 | 0.34324
62085 | 7.68 | 1 | 365 | 8.7436 | 0.59961 | 9 | 0.34324
36237 | 8.28 | 1 | 365 | 9.4267 | 0.97458 | 10 | 0.40131
61833 | 10.335 | 1 | 365 | 11.7663 | 0.68385 | 12 | 0.45018
45484 | 24.255 | 1 | 365 | 27.6142 | 0.58315 | 28 | 0.19731
48049 | 24.255 | 1 | 365 | 27.6142 | 0.58315 | 28 | 0.19731
34642 | 91 | 0.9 | 365 | 93.2426 | 0.68335 | 93 | 0.92598
62123 | 8.5 | 1 | 365 | 9.6772 | 0.47874 | 10 | 0.15593
62121 | 7.5 | 1 | 365 | 8.5387 | 0.18712 | 8 | 0.72582
62122 | 13.25 | 1 | 365 | 15.085 | 0.36391 | 15 | 0.44895
62120 | 3.75 | 1 | 365 | 4.2694 | 0.59356 | 4 | 0.86291
62119 | 10.137 | 1 | 365 | 11.5409 | 0.23011 | 11 | 0.77102
62109 | 5.75 | 1 | 365 | 6.5463 | 0.17679 | 6 | 0.72313
62102 | 10.5 | 1 | 365 | 11.9542 | 0.061968 | 12 | 0.016151
61690 | 4.8 | 1 | 365 | 5.4648 | 0.99976 | 6 | 0.46453
46593 | 5.2 | 1 | 365 | 5.9202 | 0.9164 | 6 | 0.83657
53789 | 8.67 | 1 | 365 | 9.8707 | 0.86831 | 10 | 0.73905
47065 | 11.475 | 1 | 365 | 13.0642 | 0.29629 | 13 | 0.36051
43261 | 4.42 | 1 | 365 | 5.0321 | 0.12894 | 5 | 0.16108
58624 | 7.02 | 1 | 365 | 7.9922 | 0.087144 | 8 | 0.079369
57139 | 5.46 | 1 | 365 | 6.2162 | 0.51222 | 6 | 0.7284
60247 | 7.28 | 1 | 365 | 8.2882 | 0.68296 | 8 | 0.9712
48738 | 7.28 | 1 | 365 | 8.2882 | 0.68296 | 8 | 0.9712
60289 | 7.8 | 1 | 365 | 8.8803 | 0.8746 | 9 | 0.75485
43093 | 5.72 | 1 | 365 | 6.5122 | 0.10804 | 6 | 0.62023
52002 | 8.06 | 1 | 365 | 9.1763 | 0.47042 | 9 | 0.64668
60291 | 6.095 | 1 | 365 | 6.9391 | 0.9674 | 7 | 0.90652
60293 | 7.42 | 1 | 365 | 8.4476 | 0.0037907 | 8 | 0.45141
32905 | 5.46 | 1 | 365 | 6.2162 | 0.51222 | 6 | 0.7284
55085 | 9.88 | 1 | 365 | 11.2483 | 0.64117 | 11 | 0.88948
60295 | 6.36 | 1 | 365 | 7.2408 | 0.57468 | 7 | 0.8155
26669 | 6.76 | 1 | 365 | 7.6962 | 0.49132 | 8 | 0.18754
60297 | 9.01 | 1 | 365 | 10.2578 | 0.64746 | 10 | 0.90529
60298 | 3.18 | 1 | 365 | 3.6204 | 0.28734 | 3 | 0.90775
60302 | 4.24 | 1 | 365 | 4.8272 | 0.71645 | 5 | 0.54366
60304 | 7.42 | 1 | 365 | 8.4476 | 0.0037907 | 8 | 0.45141
31967 | 7.02 | 1 | 365 | 7.9922 | 0.087144 | 8 | 0.079369
25542 | 5.98 | 1 | 365 | 6.8082 | 0.70386 | 7 | 0.51206
60308 | 5.83 | 1 | 365 | 6.6374 | 0.36012 | 6 | 0.99754
54955 | 4.94 | 1 | 365 | 5.6242 | 0.32058 | 5 | 0.94474
51754 | 7.54 | 1 | 365 | 8.5842 | 0.27878 | 8 | 0.86303
60321 | 3.64 | 1 | 365 | 4.1441 | 0.34148 | 4 | 0.4856
59234 | 4.68 | 1 | 365 | 5.3282 | 0.72476 | 6 | 0.052913
52341 | 7.02 | 1 | 365 | 7.9922 | 0.087144 | 8 | 0.079369
56601 | 5.72 | 1 | 365 | 6.5122 | 0.10804 | 6 | 0.62023
52238 | 9.1 | 1 | 365 | 10.3603 | 0.85371 | 11 | 0.214
51830 | 3.12 | 1 | 365 | 3.5521 | 0.14984 | 3 | 0.70194
59491 | 11.395 | 1 | 365 | 12.9731 | 0.11296 | 13 | 0.086099
51832 | 9.88 | 1 | 365 | 11.2483 | 0.64117 | 11 | 0.88948
22762 | 8.58 | 1 | 365 | 9.7683 | 0.66207 | 10 | 0.43034
32712 | 7.54 | 1 | 365 | 8.5842 | 0.27878 | 8 | 0.86303
52108 | 5.72 | 1 | 365 | 6.5122 | 0.10804 | 6 | 0.62023
60387 | 4.24 | 1 | 365 | 4.8272 | 0.71645 | 5 | 0.54366
59566 | 10.6 | 1 | 365 | 12.068 | 0.29113 | 12 | 0.35916
59137 | 13 | 1 | 365 | 14.8004 | 0.79101 | 15 | 0.59142
60390 | 4.16 | 1 | 365 | 4.7361 | 0.53312 | 5 | 0.26926
59317 | 10.6 | 1 | 365 | 12.068 | 0.29113 | 12 | 0.35916
58842 | 7.905 | 1 | 365 | 8.9998 | 0.11522 | 9 | 0.11502
37742 | 5.72 | 1 | 365 | 6.5122 | 0.10804 | 6 | 0.62023
60398 | 3.64 | 1 | 365 | 4.1441 | 0.34148 | 4 | 0.4856
33220 | 2.86 | 1 | 365 | 3.2561 | 0.55402 | 3 | 0.81011
43721 | 4.94 | 1 | 365 | 5.6242 | 0.32058 | 5 | 0.94474
60400 | 10.71 | 1 | 365 | 12.1933 | 0.54321 | 12 | 0.73647
57899 | 4.16 | 1 | 365 | 4.7361 | 0.53312 | 5 | 0.26926
15733 | 4.335 | 1 | 365 | 4.9354 | 0.93416 | 5 | 0.86953
57077 | 3.9 | 1 | 365 | 4.4401 | 0.9373 | 5 | 0.37743
59296 | 10.6 | 1 | 365 | 12.068 | 0.29113 | 12 | 0.35916
60409 | 6.36 | 1 | 365 | 7.2408 | 0.57468 | 7 | 0.8155
59231 | 17.42 | 1 | 365 | 19.8326 | 0.91995 | 20 | 0.75251
59940 | 5.46 | 1 | 365 | 6.2162 | 0.51222 | 6 | 0.7284
60211 | 5.7 | 1 | 365 | 6.4894 | 0.062211 | 6 | 0.55162
60513 | 6.6 | 1 | 365 | 7.5141 | 0.12467 | 7 | 0.63872
60541 | 6 | 1 | 365 | 6.831 | 0.7497 | 7 | 0.58066
60565 | 6 | 1 | 365 | 6.831 | 0.7497 | 7 | 0.58066
60839 | 3.3 | 1 | 365 | 3.757 | 0.56233 | 4 | 0.31936
60855 | 8.4 | 1 | 365 | 9.5633 | 0.24957 | 9 | 0.81292
60884 | 12.72 | 1 | 365 | 14.4816 | 0.14936 | 14 | 0.63099
61002 | 4.8 | 1 | 365 | 5.4648 | 0.99976 | 6 | 0.46453
60226 | 7.5 | 1 | 365 | 8.5387 | 0.18712 | 8 | 0.72582
60031 | 7.155 | 1 | 365 | 8.1459 | 0.39651 | 8 | 0.54243
60017 | 4.77 | 1 | 365 | 5.4306 | 0.93101 | 6 | 0.36162
60033 | 9.52 | 1 | 365 | 10.8385 | 0.81618 | 11 | 0.65464
60029 | 6.54 | 1 | 365 | 7.4457 | 0.98717 | 8 | 0.43292
60036 | 8.82 | 1 | 365 | 10.0415 | 0.21205 | 10 | 0.25357
60041 | 5.035 | 1 | 365 | 5.7323 | 0.53829 | 6 | 0.2706
60038 | 6.44 | 1 | 365 | 7.3319 | 0.75801 | 8 | 0.089906
51561 | 4.68 | 1 | 365 | 5.3282 | 0.72476 | 6 | 0.052913
59798 | 4.68 | 1 | 365 | 5.3282 | 0.72476 | 6 | 0.052913
41298 | 3.9 | 1 | 365 | 4.4401 | 0.9373 | 5 | 0.37743
57113 | 7.54 | 1 | 365 | 8.5842 | 0.27878 | 8 | 0.86303
57506 | 8.71 | 1 | 365 | 9.9163 | 0.95998 | 10 | 0.87625
59594 | 6.213 | 1 | 365 | 7.0735 | 0.23781 | 7 | 0.31127
60043 | 6.24 | 1 | 365 | 7.1042 | 0.29968 | 7 | 0.40388
43756 | 3.57 | 1 | 365 | 4.0644 | 0.18107 | 4 | 0.24549
60128 | 4.4 | 1 | 365 | 5.0094 | 0.08311 | 5 | 0.092482
60138 | 10.35 | 1 | 365 | 11.7834 | 0.71823 | 12 | 0.50163
60141 | 6.5 | 1 | 365 | 7.4002 | 0.8955 | 8 | 0.29571
60147 | 6.89 | 1 | 365 | 7.8442 | 0.78923 | 8 | 0.63346
60148 | 3.975 | 1 | 365 | 4.5255 | 0.10917 | 4 | 0.63469
60149 | 6.095 | 1 | 365 | 6.9391 | 0.9674 | 7 | 0.90652
60151 | 9.01 | 1 | 365 | 10.2578 | 0.64746 | 10 | 0.90529
60153 | 10.6 | 1 | 365 | 12.068 | 0.29113 | 12 | 0.35916
60154 | 4.77 | 1 | 365 | 5.4306 | 0.93101 | 6 | 0.36162
60162 | 8.19 | 1 | 365 | 9.3243 | 0.76834 | 10 | 0.092598
59558 | 7.035 | 1 | 365 | 8.0093 | 0.12152 | 8 | 0.13082
39690 | 8.925 | 1 | 365 | 10.1611 | 0.45267 | 10 | 0.61373
60171 | 8.505 | 1 | 365 | 9.6829 | 0.49019 | 10 | 0.17308
59762 | 6.16 | 1 | 365 | 7.0131 | 0.11635 | 7 | 0.12948
60240 | 9.3 | 1 | 365 | 10.588 | 0.31203 | 10 | 0.90002
60241 | 17.01 | 1 | 365 | 19.3658 | 0.98039 | 20 | 0.34616
60251 | 11.34 | 1 | 365 | 12.9105 | 0.98693 | 13 | 0.89744
60145 | 6.76 | 1 | 365 | 7.6962 | 0.49132 | 8 | 0.18754
50609 | 8.58 | 1 | 365 | 9.7683 | 0.66207 | 10 | 0.43034
60616 | 3.64 | 1 | 365 | 4.1441 | 0.34148 | 4 | 0.4856
60618 | 13.78 | 1 | 365 | 15.6884 | 0.57847 | 16 | 0.26691
60619 | 2.65 | 1 | 365 | 3.017 | 0.072782 | 3 | 0.08979
60629 | 7.54 | 1 | 365 | 8.5842 | 0.27878 | 8 | 0.86303
60622 | 7.54 | 1 | 365 | 8.5842 | 0.27878 | 8 | 0.86303
60636 | 13.77 | 1 | 365 | 15.6771 | 0.55555 | 16 | 0.23261
60662 | 2.86 | 1 | 365 | 3.2561 | 0.55402 | 3 | 0.81011
60665 | 11.18 | 1 | 365 | 12.7284 | 0.62027 | 13 | 0.34863
60667 | 10.14 | 1 | 365 | 11.5443 | 0.23699 | 11 | 0.78131
60668 | 15.045 | 1 | 365 | 17.1286 | 0.47736 | 17 | 0.606
60670 | 14.025 | 1 | 365 | 15.9674 | 0.13991 | 16 | 0.10729
60671 | 4.42 | 1 | 365 | 5.0321 | 0.12894 | 5 | 0.16108
60674 | 6.36 | 1 | 365 | 7.2408 | 0.57468 | 7 | 0.8155
60672 | 4.42 | 1 | 365 | 5.0321 | 0.12894 | 5 | 0.16108
60675 | 6.24 | 1 | 365 | 7.1042 | 0.29968 | 7 | 0.40388
60676 | 6.5 | 1 | 365 | 7.4002 | 0.8955 | 8 | 0.29571
60677 | 3.9 | 1 | 365 | 4.4401 | 0.9373 | 5 | 0.37743
60678 | 5.72 | 1 | 365 | 6.5122 | 0.10804 | 6 | 0.62023
60693 | 6.12 | 1 | 365 | 6.9676 | 0.02469 | 6 | 0.99227
60697 | 5.83 | 1 | 365 | 6.6374 | 0.36012 | 6 | 0.99754
60703 | 7.395 | 1 | 365 | 8.4192 | 0.9465 | 9 | 0.36566
60715 | 6.36 | 1 | 365 | 7.2408 | 0.57468 | 7 | 0.8155
60731 | 4.335 | 1 | 365 | 4.9354 | 0.93416 | 5 | 0.86953
60736 | 9.88 | 1 | 365 | 11.2483 | 0.64117 | 11 | 0.88948
60737 | 6.5 | 1 | 365 | 7.4002 | 0.8955 | 8 | 0.29571
60669 | 3.38 | 1 | 365 | 3.8481 | 0.74566 | 4 | 0.59377
60743 | 6.36 | 1 | 365 | 7.2408 | 0.57468 | 7 | 0.8155
60745 | 11.18 | 1 | 365 | 12.7284 | 0.62027 | 13 | 0.34863
60747 | 5.3 | 1 | 365 | 6.034 | 0.14556 | 6 | 0.17958
60750 | 2.86 | 1 | 365 | 3.2561 | 0.55402 | 3 | 0.81011
60755 | 6.095 | 1 | 365 | 6.9391 | 0.9674 | 7 | 0.90652
60756 | 3.71 | 1 | 365 | 4.2238 | 0.5019 | 4 | 0.72571
60759 | 2.65 | 1 | 365 | 3.017 | 0.072782 | 3 | 0.08979
60767 | 3.71 | 1 | 365 | 4.2238 | 0.5019 | 4 | 0.72571
60769 | 9.1 | 1 | 365 | 10.3603 | 0.85371 | 11 | 0.214
60770 | 8.48 | 1 | 365 | 9.6544 | 0.4329 | 10 | 0.087329
62050 | 8.7 | 1 | 365 | 9.9049 | 0.93706 | 10 | 0.84195
60210 | 7.95 | 1 | 365 | 9.051 | 0.21835 | 9 | 0.26937
59338 | 3.924 | 1 | 365 | 4.4674 | 0.9923 | 5 | 0.45975
60741 | 8.06 | 1 | 365 | 9.1763 | 0.47042 | 9 | 0.64668
53538 | 11.96 | 1 | 365 | 13.6164 | 0.40773 | 14 | 0.024111
56311 | 4.42 | 1 | 365 | 5.0321 | 0.12894 | 5 | 0.16108
56314 | 5.2 | 1 | 365 | 5.9202 | 0.9164 | 6 | 0.83657
38667 | 7.575 | 1 | 365 | 8.6241 | 0.35899 | 8 | 0.98308
27278 | 649.8 | 0.8 | 365 | 591.8345 | 0.27366 | 592 | 0.10817
27345 | 649.8 | 0.8 | 365 | 591.8345 | 0.27366 | 592 | 0.10817
27346 | 649.8 | 0.8 | 365 | 591.8345 | 0.27366 | 592 | 0.10817
59471 | 35.97 | 0.9 | 365 | 36.8565 | 0.18648 | 37 | 0.042938
60779 | 9.88 | 1 | 365 | 11.2483 | 0.64117 | 11 | 0.88948
60773 | 2.65 | 1 | 365 | 3.017 | 0.072782 | 3 | 0.08979
60781 | 10.335 | 1 | 365 | 11.7663 | 0.68385 | 12 | 0.45018
60782 | 5.98 | 1 | 365 | 6.8082 | 0.70386 | 7 | 0.51206
60780 | 374.22 | 0.9 | 365 | 383.4424 | 0.81169 | 384 | 0.25405
60792 | 10.6 | 1 | 365 | 12.068 | 0.29113 | 12 | 0.35916
60700 | 318.06 | 0.8 | 365 | 289.6874 | 0.097108 | 289 | 0.78453
18081 | 318.06 | 0.8 | 365 | 289.6874 | 0.097108 | 289 | 0.78453
60794 | 3.38 | 1 | 365 | 3.8481 | 0.74566 | 4 | 0.59377
60798 | 11.13 | 1 | 365 | 12.6714 | 0.50569 | 13 | 0.17712
60799 | 10.335 | 1 | 365 | 11.7663 | 0.68385 | 12 | 0.45018
60802 | 10.4 | 1 | 365 | 11.8403 | 0.83281 | 12 | 0.67314
60801 | 7.42 | 1 | 365 | 8.4476 | 0.0037907 | 8 | 0.45141
60803 | 7.28 | 1 | 365 | 8.2882 | 0.68296 | 8 | 0.9712
60804 | 5.035 | 1 | 365 | 5.7323 | 0.53829 | 6 | 0.2706
60812 | 5.2 | 1 | 365 | 5.9202 | 0.9164 | 6 | 0.83657
60829 | 5.565 | 1 | 365 | 6.3357 | 0.75284 | 7 | 0.08856
60828 | 2.915 | 1 | 365 | 3.3187 | 0.68006 | 3 | 0.99877
60844 | 13.52 | 1 | 365 | 15.3924 | 0.98265 | 16 | 0.37508
60846 | 4.94 | 1 | 365 | 5.6242 | 0.32058 | 5 | 0.94474
60851 | 7.685 | 1 | 365 | 8.7493 | 0.61107 | 9 | 0.36039
60858 | 3.975 | 1 | 365 | 4.5255 | 0.10917 | 4 | 0.63469
60833 | 3.38 | 1 | 365 | 3.8481 | 0.74566 | 4 | 0.59377
60861 | 5.035 | 1 | 365 | 5.7323 | 0.53829 | 6 | 0.2706
60870 | 4.16 | 1 | 365 | 4.7361 | 0.53312 | 5 | 0.26926
60867 | 6.36 | 1 | 365 | 7.2408 | 0.57468 | 7 | 0.8155
60889 | 5.46 | 1 | 365 | 6.2162 | 0.51222 | 6 | 0.7284
60892 | 10.92 | 1 | 365 | 12.4324 | 0.024447 | 12 | 0.4568
60891 | 9.54 | 1 | 365 | 10.8612 | 0.86202 | 11 | 0.72325
60897 | 9.945 | 1 | 365 | 11.3223 | 0.79012 | 12 | 0.11244
60902 | 4.68 | 1 | 365 | 5.3282 | 0.72476 | 6 | 0.052913
60912 | 13.26 | 1 | 365 | 15.0964 | 0.38683 | 15 | 0.48325
60911 | 3.71 | 1 | 365 | 4.2238 | 0.5019 | 4 | 0.72571
60898 | 7.685 | 1 | 365 | 8.7493 | 0.61107 | 9 | 0.36039
60922 | 6.095 | 1 | 365 | 6.9391 | 0.9674 | 7 | 0.90652
60926 | 7.95 | 1 | 365 | 9.051 | 0.21835 | 9 | 0.26937
60927 | 7.02 | 1 | 365 | 7.9922 | 0.087144 | 8 | 0.079369
60931 | 9.275 | 1 | 365 | 10.5595 | 0.25474 | 10 | 0.81427
60939 | 6.36 | 1 | 365 | 7.2408 | 0.57468 | 7 | 0.8155
60944 | 5.565 | 1 | 365 | 6.3357 | 0.75284 | 7 | 0.08856
60947 | 3.18 | 1 | 365 | 3.6204 | 0.28734 | 3 | 0.90775
60949 | 3.71 | 1 | 365 | 4.2238 | 0.5019 | 4 | 0.72571
60663 | 9.88 | 1 | 365 | 11.2483 | 0.64117 | 11 | 0.88948
60953 | 9.01 | 1 | 365 | 10.2578 | 0.64746 | 10 | 0.90529
60955 | 5.2 | 1 | 365 | 5.9202 | 0.9164 | 6 | 0.83657
60957 | 3.12 | 1 | 365 | 3.5521 | 0.14984 | 3 | 0.70194
60959 | 4.77 | 1 | 365 | 5.4306 | 0.93101 | 6 | 0.36162
60963 | 4.16 | 1 | 365 | 4.7361 | 0.53312 | 5 | 0.26926
60964 | 3.975 | 1 | 365 | 4.5255 | 0.10917 | 4 | 0.63469
60965 | 3.9 | 1 | 365 | 4.4401 | 0.9373 | 5 | 0.37743
60972 | 3.18 | 1 | 365 | 3.6204 | 0.28734 | 3 | 0.90775
60976 | 12.48 | 1 | 365 | 14.2084 | 0.59937 | 14 | 0.80777
60980 | 3.975 | 1 | 365 | 4.5255 | 0.10917 | 4 | 0.63469
60982 | 7.02 | 1 | 365 | 7.9922 | 0.087144 | 8 | 0.079369
62735 | 9.88 | 1 | 365 | 11.2483 | 0.64117 | 11 | 0.88948
60987 | 7.14 | 1 | 365 | 8.1288 | 0.36214 | 8 | 0.49098
61003 | 9.54 | 1 | 365 | 10.8612 | 0.86202 | 11 | 0.72325
63017 | 5.035 | 1 | 365 | 5.7323 | 0.53829 | 6 | 0.2706
61016 | 5.98 | 1 | 365 | 6.8082 | 0.70386 | 7 | 0.51206
61017 | 5.98 | 1 | 365 | 6.8082 | 0.70386 | 7 | 0.51206
61019 | 2.6 | 1 | 365 | 2.9601 | 0.9582 | 3 | 0.91828
61029 | 7.28 | 1 | 365 | 8.2882 | 0.68296 | 8 | 0.9712
61040 | 9.01 | 1 | 365 | 10.2578 | 0.64746 | 10 | 0.90529
61041 | 9.275 | 1 | 365 | 10.5595 | 0.25474 | 10 | 0.81427
61042 | 5.3 | 1 | 365 | 6.034 | 0.14556 | 6 | 0.17958
61043 | 5.035 | 1 | 365 | 5.7323 | 0.53829 | 6 | 0.2706
61044 | 4.24 | 1 | 365 | 4.8272 | 0.71645 | 5 | 0.54366
61054 | 13.515 | 1 | 365 | 15.3867 | 0.97119 | 16 | 0.35793
61055 | 6.89 | 1 | 365 | 7.8442 | 0.78923 | 8 | 0.63346
61056 | 9.36 | 1 | 365 | 10.6563 | 0.44953 | 11 | 0.10583
60797 | 5.67 | 1 | 365 | 6.4553 | 0.99346 | 7 | 0.44872
61074 | 6.5 | 1 | 365 | 7.4002 | 0.8955 | 8 | 0.29571
61075 | 5.355 | 1 | 365 | 6.0966 | 0.2716 | 6 | 0.36824
61083 | 5.94 | 1 | 365 | 6.7627 | 0.6122 | 7 | 0.37485
61085 | 10.2 | 1 | 365 | 11.6126 | 0.37448 | 11 | 0.98712
61089 | 6.76 | 1 | 365 | 7.6962 | 0.49132 | 8 | 0.18754
61096 | 6.375 | 1 | 365 | 7.2579 | 0.60905 | 7 | 0.86695
61104 | 3.06 | 1 | 365 | 3.4838 | 0.012345 | 3 | 0.49614
61109 | 10.71 | 1 | 365 | 12.1933 | 0.54321 | 12 | 0.73647
61103 | 14.04 | 1 | 365 | 15.9845 | 0.17429 | 16 | 0.15874
61107 | 9.36 | 1 | 365 | 10.6563 | 0.44953 | 11 | 0.10583
61112 | 9.36 | 1 | 365 | 10.6563 | 0.44953 | 11 | 0.10583
61111 | 3.71 | 1 | 365 | 4.2238 | 0.5019 | 4 | 0.72571
61113 | 7.14 | 1 | 365 | 8.1288 | 0.36214 | 8 | 0.49098
61114 | 2.6 | 1 | 365 | 2.9601 | 0.9582 | 3 | 0.91828
61122 | 6.5 | 1 | 365 | 7.4002 | 0.8955 | 8 | 0.29571
61125 | 13 | 1 | 365 | 14.8004 | 0.79101 | 15 | 0.59142
61129 | 5.46 | 1 | 365 | 6.2162 | 0.51222 | 6 | 0.7284
61131 | 4.16 | 1 | 365 | 4.7361 | 0.53312 | 5 | 0.26926
61132 | 5.3 | 1 | 365 | 6.034 | 0.14556 | 6 | 0.17958
61134 | 6.5 | 1 | 365 | 7.4002 | 0.8955 | 8 | 0.29571
61138 | 5.565 | 1 | 365 | 6.3357 | 0.75284 | 7 | 0.08856
60940 | 5.565 | 1 | 365 | 6.3357 | 0.75284 | 7 | 0.08856
61141 | 7.95 | 1 | 365 | 9.051 | 0.21835 | 9 | 0.26937
61139 | 6.36 | 1 | 365 | 7.2408 | 0.57468 | 7 | 0.8155
61143 | 8.745 | 1 | 365 | 9.9561 | 0.040182 | 9 | 0.99631
61144 | 12.19 | 1 | 365 | 13.8782 | 0.9348 | 14 | 0.81304
61146 | 13.78 | 1 | 365 | 15.6884 | 0.57847 | 16 | 0.26691
61175 | 2.08 | 1 | 365 | 2.3681 | 0.76656 | 3 | 0.13463
61174 | 7.02 | 1 | 365 | 7.9922 | 0.087144 | 8 | 0.079369
61178 | 13.23 | 1 | 365 | 15.0623 | 0.31808 | 15 | 0.38035
61177 | 13.77 | 1 | 365 | 15.6771 | 0.55555 | 16 | 0.23261
61185 | 12.985 | 1 | 365 | 14.7833 | 0.75663 | 15 | 0.53997
61182 | 6.625 | 1 | 365 | 7.5425 | 0.18196 | 7 | 0.72448
61201 | 5.98 | 1 | 365 | 6.8082 | 0.70386 | 7 | 0.51206
61188 | 10.14 | 1 | 365 | 11.5443 | 0.23699 | 11 | 0.78131
61187 | 6.76 | 1 | 365 | 7.6962 | 0.49132 | 8 | 0.18754
61204 | 8.84 | 1 | 365 | 10.0643 | 0.25789 | 10 | 0.32217
61209 | 14.04 | 1 | 365 | 15.9845 | 0.17429 | 16 | 0.15874
61218 | 9.54 | 1 | 365 | 10.8612 | 0.86202 | 11 | 0.72325
61220 | 4.24 | 1 | 365 | 4.8272 | 0.71645 | 5 | 0.54366
61223 | 8.48 | 1 | 365 | 9.6544 | 0.4329 | 10 | 0.087329
61224 | 7.155 | 1 | 365 | 8.1459 | 0.39651 | 8 | 0.54243
61231 | 10.865 | 1 | 365 | 12.3697 | 0.89841 | 13 | 0.26814
61235 | 14.04 | 1 | 365 | 15.9845 | 0.17429 | 16 | 0.15874
61238 | 6.5 | 1 | 365 | 7.4002 | 0.8955 | 8 | 0.29571
61279 | 9.1 | 1 | 365 | 10.3603 | 0.85371 | 11 | 0.214
61281 | 3.825 | 1 | 365 | 4.3547 | 0.76543 | 5 | 0.12017
61284 | 2.34 | 1 | 365 | 2.6641 | 0.36238 | 3 | 0.026456
61289 | 2.915 | 1 | 365 | 3.3187 | 0.68006 | 3 | 0.99877
61294 | 7.155 | 1 | 365 | 8.1459 | 0.39651 | 8 | 0.54243
61292 | 4.505 | 1 | 365 | 5.1289 | 0.32373 | 5 | 0.45264
61298 | 4.505 | 1 | 365 | 5.1289 | 0.32373 | 5 | 0.45264
61300 | 6.89 | 1 | 365 | 7.8442 | 0.78923 | 8 | 0.63346
61297 | 13 | 1 | 365 | 14.8004 | 0.79101 | 15 | 0.59142
61301 | 5.83 | 1 | 365 | 6.6374 | 0.36012 | 6 | 0.99754
61335 | 3.38 | 1 | 365 | 3.8481 | 0.74566 | 4 | 0.59377
61336 | 6.89 | 1 | 365 | 7.8442 | 0.78923 | 8 | 0.63346
61337 | 7.685 | 1 | 365 | 8.7493 | 0.61107 | 9 | 0.36039
61339 | 7.905 | 1 | 365 | 8.9998 | 0.11522 | 9 | 0.11502
61338 | 4.42 | 1 | 365 | 5.0321 | 0.12894 | 5 | 0.16108
61340 | 7.28 | 1 | 365 | 8.2882 | 0.68296 | 8 | 0.9712
61342 | 4.68 | 1 | 365 | 5.3282 | 0.72476 | 6 | 0.052913
61343 | 15.08 | 1 | 365 | 17.1685 | 0.55757 | 17 | 0.72605
61344 | 5.46 | 1 | 365 | 6.2162 | 0.51222 | 6 | 0.7284
61345 | 9.36 | 1 | 365 | 10.6563 | 0.44953 | 11 | 0.10583
61346 | 6.24 | 1 | 365 | 7.1042 | 0.29968 | 7 | 0.40388
61349 | 6.76 | 1 | 365 | 7.6962 | 0.49132 | 8 | 0.18754
61348 | 7.28 | 1 | 365 | 8.2882 | 0.68296 | 8 | 0.9712
61351 | 3.9 | 1 | 365 | 4.4401 | 0.9373 | 5 | 0.37743
61352 | 13.78 | 1 | 365 | 15.6884 | 0.57847 | 16 | 0.26691
61354 | 9.275 | 1 | 365 | 10.5595 | 0.25474 | 10 | 0.81427
61355 | 13.78 | 1 | 365 | 15.6884 | 0.57847 | 16 | 0.26691
61359 | 2.915 | 1 | 365 | 3.3187 | 0.68006 | 3 | 0.99877
61360 | 6.89 | 1 | 365 | 7.8442 | 0.78923 | 8 | 0.63346
61361 | 8.32 | 1 | 365 | 9.4723 | 0.066245 | 9 | 0.53851
37780 | 5.2 | 1 | 365 | 5.9202 | 0.9164 | 6 | 0.83657
46253 | 2.12 | 1 | 365 | 2.4136 | 0.85823 | 3 | 0.27183
45488 | 8.58 | 1 | 365 | 9.7683 | 0.66207 | 10 | 0.43034
41330 | 7.65 | 1 | 365 | 8.7095 | 0.53086 | 9 | 0.24034
39514 | 3.825 | 1 | 365 | 4.3547 | 0.76543 | 5 | 0.12017
54197 | 4.42 | 1 | 365 | 5.0321 | 0.12894 | 5 | 0.16108
42352 | 13.78 | 1 | 365 | 15.6884 | 0.57847 | 16 | 0.26691
38258 | 7.28 | 1 | 365 | 8.2882 | 0.68296 | 8 | 0.9712
60481 | 10.2 | 1 | 365 | 11.6126 | 0.37448 | 11 | 0.98712
41666 | 9.1 | 1 | 365 | 10.3603 | 0.85371 | 11 | 0.214
60777 | 12.72 | 1 | 365 | 14.4816 | 0.14936 | 14 | 0.63099
50474 | 7.8 | 1 | 365 | 8.8803 | 0.8746 | 9 | 0.75485
61383 | 10.865 | 1 | 365 | 12.3697 | 0.89841 | 13 | 0.26814
55957 | 6.375 | 1 | 365 | 7.2579 | 0.60905 | 7 | 0.86695
41211 | 5.98 | 1 | 365 | 6.8082 | 0.70386 | 7 | 0.51206
60090 | 7.848 | 1 | 365 | 8.9349 | 0.9846 | 9 | 0.9195
48563 | 6.3 | 1 | 365 | 7.1725 | 0.43718 | 7 | 0.60969
59271 | 8.19 | 1 | 365 | 9.3243 | 0.76834 | 10 | 0.092598
61601 | 7.42 | 1 | 365 | 8.4476 | 0.0037907 | 8 | 0.45141
45259 | 13.5 | 1 | 365 | 15.3697 | 0.93682 | 16 | 0.30648
56569 | 3.12 | 1 | 365 | 3.5521 | 0.14984 | 3 | 0.70194
60034 | 2.295 | 1 | 365 | 2.6128 | 0.25926 | 2 | 0.8721
43728 | 7.8 | 1 | 365 | 8.8803 | 0.8746 | 9 | 0.75485
61050 | 8.745 | 1 | 365 | 9.9561 | 0.040182 | 9 | 0.99631
58863 | 11.13 | 1 | 365 | 12.6714 | 0.50569 | 13 | 0.17712
63198 | 6.93 | 1 | 365 | 7.8898 | 0.8809 | 8 | 0.77066
48931 | 4.16 | 1 | 365 | 4.7361 | 0.53312 | 5 | 0.26926
57591 | 5.565 | 1 | 365 | 6.3357 | 0.75284 | 7 | 0.08856
14256 | 15.045 | 1 | 365 | 17.1286 | 0.47736 | 17 | 0.606
62370 | 9.435 | 1 | 365 | 10.7417 | 0.6214 | 11 | 0.36308
56991 | 2.65 | 1 | 365 | 3.017 | 0.072782 | 3 | 0.08979
59267 | 7.56 | 1 | 365 | 8.607 | 0.32462 | 8 | 0.93163
34260 | 9.945 | 1 | 365 | 11.3223 | 0.79012 | 12 | 0.11244
60286 | 8.502 | 1 | 365 | 9.6795 | 0.48332 | 10 | 0.16279
60461 | 7.155 | 1 | 365 | 8.1459 | 0.39651 | 8 | 0.54243
59284 | 5.61 | 1 | 365 | 6.3869 | 0.85597 | 7 | 0.24291
60156 | 4.77 | 1 | 365 | 5.4306 | 0.93101 | 6 | 0.36162
62280 | 5.12 | 1 | 365 | 5.8291 | 0.73307 | 6 | 0.56216
60462 | 4.16 | 1 | 365 | 4.7361 | 0.53312 | 5 | 0.26926
60464 | 8.215 | 1 | 365 | 9.3527 | 0.82563 | 10 | 0.17835
60466 | 6.095 | 1 | 365 | 6.9391 | 0.9674 | 7 | 0.90652
32408 | 2.86 | 1 | 365 | 3.2561 | 0.55402 | 3 | 0.81011
60468 | 10.92 | 1 | 365 | 12.4324 | 0.024447 | 12 | 0.4568
60469 | 10.335 | 1 | 365 | 11.7663 | 0.68385 | 12 | 0.45018
62336 | 2.6 | 1 | 365 | 2.9601 | 0.9582 | 3 | 0.91828
28069 | 5.46 | 1 | 365 | 6.2162 | 0.51222 | 6 | 0.7284
60472 | 10.6 | 1 | 365 | 12.068 | 0.29113 | 12 | 0.35916
52224 | 7.28 | 1 | 365 | 8.2882 | 0.68296 | 8 | 0.9712
60473 | 6.625 | 1 | 365 | 7.5425 | 0.18196 | 7 | 0.72448
32727 | 3.64 | 1 | 365 | 4.1441 | 0.34148 | 4 | 0.4856
29751 | 2.6 | 1 | 365 | 2.9601 | 0.9582 | 3 | 0.91828
51875 | 4.68 | 1 | 365 | 5.3282 | 0.72476 | 6 | 0.052913
61625 | 11.4 | 1 | 365 | 12.9788 | 0.12442 | 13 | 0.10325
59887 | 9.1 | 1 | 365 | 10.3603 | 0.85371 | 11 | 0.214
52522 | 13 | 1 | 365 | 14.8004 | 0.79101 | 15 | 0.59142
60027 | 8.32 | 1 | 365 | 9.4723 | 0.066245 | 9 | 0.53851
59570 | 10.66 | 1 | 365 | 12.1363 | 0.42863 | 12 | 0.56497
60114 | 6.5 | 1 | 365 | 7.4002 | 0.8955 | 8 | 0.29571
62812 | 6.72 | 1 | 365 | 7.6507 | 0.39966 | 8 | 0.050337
62627 | 14.835 | 1 | 365 | 16.8896 | 0.99612 | 17 | 0.88568
62324 | 7.2 | 1 | 365 | 8.1972 | 0.49964 | 8 | 0.69679
59455 | 7.95 | 1 | 365 | 9.051 | 0.21835 | 9 | 0.26937
59805 | 7.155 | 1 | 365 | 8.1459 | 0.39651 | 8 | 0.54243
61609 | 11.2 | 1 | 365 | 12.7511 | 0.6661 | 13 | 0.41723
57837 | 7.95 | 1 | 365 | 9.051 | 0.21835 | 9 | 0.26937
59308 | 3.71 | 1 | 365 | 4.2238 | 0.5019 | 4 | 0.72571
59483 | 4.42 | 1 | 365 | 5.0321 | 0.12894 | 5 | 0.16108
60021 | 7.42 | 1 | 365 | 8.4476 | 0.0037907 | 8 | 0.45141
28723 | 3.315 | 1 | 365 | 3.7741 | 0.59671 | 4 | 0.37081
16443 | 17.595 | 1 | 365 | 20.0318 | 0.32098 | 20 | 0.35278
60543 | 4.16 | 1 | 365 | 4.7361 | 0.53312 | 5 | 0.26926
60546 | 11.96 | 1 | 365 | 13.6164 | 0.40773 | 14 | 0.024111
60551 | 4.335 | 1 | 365 | 4.9354 | 0.93416 | 5 | 0.86953
60547 | 7.8 | 1 | 365 | 8.8803 | 0.8746 | 9 | 0.75485
60555 | 8.745 | 1 | 365 | 9.9561 | 0.040182 | 9 | 0.99631
53997 | 8.415 | 1 | 365 | 9.5804 | 0.28395 | 9 | 0.86437
60556 | 4.77 | 1 | 365 | 5.4306 | 0.93101 | 6 | 0.36162
22057 | 4.42 | 1 | 365 | 5.0321 | 0.12894 | 5 | 0.16108
16920 | 3.92 | 1 | 365 | 4.4629 | 0.98313 | 5 | 0.44603
60285 | 11.1 | 1 | 365 | 12.6373 | 0.43694 | 13 | 0.074217
60309 | 2.85 | 1 | 365 | 3.2447 | 0.53111 | 3 | 0.77581
51292 | 8.25 | 1 | 365 | 9.3926 | 0.90583 | 10 | 0.2984
60317 | 8.19 | 1 | 365 | 9.3243 | 0.76834 | 10 | 0.092598
47341 | 15.75 | 1 | 365 | 17.9313 | 0.092952 | 18 | 0.024226
60320 | 7.035 | 1 | 365 | 8.0093 | 0.12152 | 8 | 0.13082
56410 | 12.18 | 1 | 365 | 13.8669 | 0.91188 | 14 | 0.77873
60363 | 13.26 | 1 | 365 | 15.0964 | 0.38683 | 15 | 0.48325
60374 | 9.88 | 1 | 365 | 11.2483 | 0.64117 | 11 | 0.88948
60375 | 6.89 | 1 | 365 | 7.8442 | 0.78923 | 8 | 0.63346
60376 | 11.2 | 1 | 365 | 12.7511 | 0.6661 | 13 | 0.41723
60378 | 7.425 | 1 | 365 | 8.4533 | 0.015249 | 8 | 0.46856
60380 | 10.335 | 1 | 365 | 11.7663 | 0.68385 | 12 | 0.45018
60379 | 7.28 | 1 | 365 | 8.2882 | 0.68296 | 8 | 0.9712
60381 | 10.14 | 1 | 365 | 11.5443 | 0.23699 | 11 | 0.78131
60382 | 7.8 | 1 | 365 | 8.8803 | 0.8746 | 9 | 0.75485
60383 | 4.68 | 1 | 365 | 5.3282 | 0.72476 | 6 | 0.052913
60389 | 8.4 | 1 | 365 | 9.5633 | 0.24957 | 9 | 0.81292
35660 | 1360 | 0.9 | 365 | 1393.5162 | 0.93798 | 1394 | 0.45415
60098 | 3.71 | 1 | 365 | 4.2238 | 0.5019 | 4 | 0.72571
60246 | 4.24 | 1 | 365 | 4.8272 | 0.71645 | 5 | 0.54366
60099 | 4.505 | 1 | 365 | 5.1289 | 0.32373 | 5 | 0.45264
60406 | 12 | 1 | 365 | 13.6619 | 0.49939 | 14 | 0.16132
60411 | 6.3 | 1 | 365 | 7.1725 | 0.43718 | 7 | 0.60969
60102 | 6.36 | 1 | 365 | 7.2408 | 0.57468 | 7 | 0.8155
46899 | 3.78 | 1 | 365 | 4.3035 | 0.66231 | 4 | 0.96581
60412 | 7.5 | 1 | 365 | 8.5387 | 0.18712 | 8 | 0.72582
60421 | 6.27 | 1 | 365 | 7.1384 | 0.36843 | 7 | 0.50679
60427 | 4.8 | 1 | 365 | 5.4648 | 0.99976 | 6 | 0.46453
60432 | 4.14 | 1 | 365 | 4.7134 | 0.48729 | 5 | 0.20065
60109 | 4.24 | 1 | 365 | 4.8272 | 0.71645 | 5 | 0.54366
60450 | 11.96 | 1 | 365 | 13.6164 | 0.40773 | 14 | 0.024111
60451 | 6.36 | 1 | 365 | 7.2408 | 0.57468 | 7 | 0.8155
60452 | 6.625 | 1 | 365 | 7.5425 | 0.18196 | 7 | 0.72448
60454 | 5.035 | 1 | 365 | 5.7323 | 0.53829 | 6 | 0.2706
60166 | 2.85 | 1 | 365 | 3.2447 | 0.53111 | 3 | 0.77581
60108 | 5.3 | 1 | 365 | 6.034 | 0.14556 | 6 | 0.17958
60477 | 5.559 | 1 | 365 | 6.3289 | 0.73909 | 7 | 0.067979
47678 | 8.7 | 1 | 365 | 9.9049 | 0.93706 | 10 | 0.84195
60131 | 8.58 | 1 | 365 | 9.7683 | 0.66207 | 10 | 0.43034
60474 | 10.71 | 1 | 365 | 12.1933 | 0.54321 | 12 | 0.73647
60137 | 10.6 | 1 | 365 | 12.068 | 0.29113 | 12 | 0.35916
45778 | 7.98 | 1 | 365 | 9.0852 | 0.2871 | 9 | 0.37227
60139 | 5.3 | 1 | 365 | 6.034 | 0.14556 | 6 | 0.17958
48658 | 10.395 | 1 | 365 | 11.8346 | 0.82135 | 12 | 0.65599
48714 | 9.81 | 1 | 365 | 11.1686 | 0.48075 | 11 | 0.64938
60561 | 8.4 | 1 | 365 | 9.5633 | 0.24957 | 9 | 0.81292
60570 | 7.8 | 1 | 365 | 8.8803 | 0.8746 | 9 | 0.75485
60531 | 10.2 | 1 | 365 | 11.6126 | 0.37448 | 11 | 0.98712
60573 | 3.18 | 1 | 365 | 3.6204 | 0.28734 | 3 | 0.90775
31214 | 6.12 | 1 | 365 | 6.9676 | 0.02469 | 6 | 0.99227
14880 | 5.865 | 1 | 365 | 6.6773 | 0.44033 | 7 | 0.11759
49089 | 10.66 | 1 | 365 | 12.1363 | 0.42863 | 12 | 0.56497
60144 | 6.095 | 1 | 365 | 6.9391 | 0.9674 | 7 | 0.90652
58168 | 5.3 | 1 | 365 | 6.034 | 0.14556 | 6 | 0.17958
27858 | 6.885 | 1 | 365 | 7.8385 | 0.77778 | 8 | 0.6163
57567 | 3.18 | 1 | 365 | 3.6204 | 0.28734 | 3 | 0.90775
58241 | 4.505 | 1 | 365 | 5.1289 | 0.32373 | 5 | 0.45264
59763 | 7.8 | 1 | 365 | 8.8803 | 0.8746 | 9 | 0.75485
59125 | 11.66 | 1 | 365 | 13.2748 | 0.72024 | 13 | 0.99508
57062 | 7.685 | 1 | 365 | 8.7493 | 0.61107 | 9 | 0.36039
56983 | 10.92 | 1 | 365 | 12.4324 | 0.024447 | 12 | 0.4568
60634 | 6.36 | 1 | 365 | 7.2408 | 0.57468 | 7 | 0.8155
60635 | 5.565 | 1 | 365 | 6.3357 | 0.75284 | 7 | 0.08856
60637 | 4.77 | 1 | 365 | 5.4306 | 0.93101 | 6 | 0.36162
60639 | 6.76 | 1 | 365 | 7.6962 | 0.49132 | 8 | 0.18754
60664 | 5.565 | 1 | 365 | 6.3357 | 0.75284 | 7 | 0.08856
60146 | 4.77 | 1 | 365 | 5.4306 | 0.93101 | 6 | 0.36162
60683 | 3.18 | 1 | 365 | 3.6204 | 0.28734 | 3 | 0.90775
60684 | 10.14 | 1 | 365 | 11.5443 | 0.23699 | 11 | 0.78131
52471 | 12.48 | 1 | 365 | 14.2084 | 0.59937 | 14 | 0.80777
60686 | 5.035 | 1 | 365 | 5.7323 | 0.53829 | 6 | 0.2706
60687 | 4.24 | 1 | 365 | 4.8272 | 0.71645 | 5 | 0.54366
51929 | 4.94 | 1 | 365 | 5.6242 | 0.32058 | 5 | 0.94474
60688 | 7.42 | 1 | 365 | 8.4476 | 0.0037907 | 8 | 0.45141
60157 | 6.89 | 1 | 365 | 7.8442 | 0.78923 | 8 | 0.63346
60690 | 7.42 | 1 | 365 | 8.4476 | 0.0037907 | 8 | 0.45141
37903 | 3.9 | 1 | 365 | 4.4401 | 0.9373 | 5 | 0.37743
60161 | 14.84 | 1 | 365 | 16.8952 | 0.0075814 | 16 | 0.90283
60707 | 3.71 | 1 | 365 | 4.2238 | 0.5019 | 4 | 0.72571
60160 | 6.095 | 1 | 365 | 6.9391 | 0.9674 | 7 | 0.90652
44275 | 2.86 | 1 | 365 | 3.2561 | 0.55402 | 3 | 0.81011
60164 | 5.3 | 1 | 365 | 6.034 | 0.14556 | 6 | 0.17958
60711 | 4.24 | 1 | 365 | 4.8272 | 0.71645 | 5 | 0.54366
32737 | 2.08 | 1 | 365 | 2.3681 | 0.76656 | 3 | 0.13463
60167 | 9.36 | 1 | 365 | 10.6563 | 0.44953 | 11 | 0.10583
60712 | 6.63 | 1 | 365 | 7.5482 | 0.19341 | 7 | 0.74163
60172 | 4.24 | 1 | 365 | 4.8272 | 0.71645 | 5 | 0.54366
60775 | 7.54 | 1 | 365 | 8.5842 | 0.27878 | 8 | 0.86303
32301 | 5.46 | 1 | 365 | 6.2162 | 0.51222 | 6 | 0.7284
60810 | 4.24 | 1 | 365 | 4.8272 | 0.71645 | 5 | 0.54366
18726 | 5.98 | 1 | 365 | 6.8082 | 0.70386 | 7 | 0.51206
60814 | 6.89 | 1 | 365 | 7.8442 | 0.78923 | 8 | 0.63346
60168 | 6.89 | 1 | 365 | 7.8442 | 0.78923 | 8 | 0.63346
59464 | 14.04 | 1 | 365 | 15.9845 | 0.17429 | 16 | 0.15874
59469 | 5.3 | 1 | 365 | 6.034 | 0.14556 | 6 | 0.17958
60176 | 5.565 | 1 | 365 | 6.3357 | 0.75284 | 7 | 0.08856
60178 | 10.335 | 1 | 365 | 11.7663 | 0.68385 | 12 | 0.45018
59542 | 5.98 | 1 | 365 | 6.8082 | 0.70386 | 7 | 0.51206
59899 | 6.5 | 1 | 365 | 7.4002 | 0.8955 | 8 | 0.29571
60175 | 3.445 | 1 | 365 | 3.9221 | 0.89462 | 4 | 0.81673
60089 | 8.06 | 1 | 365 | 9.1763 | 0.47042 | 9 | 0.64668
52492 | 4.68 | 1 | 365 | 5.3282 | 0.72476 | 6 | 0.052913
60181 | 9.275 | 1 | 365 | 10.5595 | 0.25474 | 10 | 0.81427
58213 | 6.5 | 1 | 365 | 7.4002 | 0.8955 | 8 | 0.29571
58192 | 5.2 | 1 | 365 | 5.9202 | 0.9164 | 6 | 0.83657
60184 | 13.25 | 1 | 365 | 15.085 | 0.36391 | 15 | 0.44895
34219 | 37.278 | 0.9 | 365 | 38.1967 | 0.88418 | 39 | 0.080863
60185 | 3.975 | 1 | 365 | 4.5255 | 0.10917 | 4 | 0.63469
60600 | 10.75 | 1 | 365 | 12.2388 | 0.63487 | 12 | 0.87368
60601 | 11.22 | 1 | 365 | 12.7739 | 0.71193 | 13 | 0.48583
60187 | 6.095 | 1 | 365 | 6.9391 | 0.9674 | 7 | 0.90652
60614 | 5.565 | 1 | 365 | 6.3357 | 0.75284 | 7 | 0.08856
60617 | 6.89 | 1 | 365 | 7.8442 | 0.78923 | 8 | 0.63346
60620 | 8.1 | 1 | 365 | 9.2218 | 0.56209 | 9 | 0.78389
52359 | 5.2 | 1 | 365 | 5.9202 | 0.9164 | 6 | 0.83657
60621 | 6.24 | 1 | 365 | 7.1042 | 0.29968 | 7 | 0.40388
51047 | 7.98 | 1 | 365 | 9.0852 | 0.2871 | 9 | 0.37227
51727 | 4.16 | 1 | 365 | 4.7361 | 0.53312 | 5 | 0.26926
41722 | 11.44 | 1 | 365 | 13.0244 | 0.21609 | 13 | 0.24045
43697 | 4.68 | 1 | 365 | 5.3282 | 0.72476 | 6 | 0.052913
59484 | 3.445 | 1 | 365 | 3.9221 | 0.89462 | 4 | 0.81673
48607 | 5.46 | 1 | 365 | 6.2162 | 0.51222 | 6 | 0.7284
24141 | 8.32 | 1 | 365 | 9.4723 | 0.066245 | 9 | 0.53851
51760 | 5.2 | 1 | 365 | 5.9202 | 0.9164 | 6 | 0.83657
60455 | 4.94 | 1 | 365 | 5.6242 | 0.32058 | 5 | 0.94474
60122 | 7.155 | 1 | 365 | 8.1459 | 0.39651 | 8 | 0.54243
40170 | 6.24 | 1 | 365 | 7.1042 | 0.29968 | 7 | 0.40388
59253 | 2.86 | 1 | 365 | 3.2561 | 0.55402 | 3 | 0.81011
50401 | 12.22 | 1 | 365 | 13.9124 | 0.0035475 | 13 | 0.91594
58378 | 6.095 | 1 | 365 | 6.9391 | 0.9674 | 7 | 0.90652
60652 | 6.36 | 1 | 365 | 7.2408 | 0.57468 | 7 | 0.8155
45577 | 9.975 | 1 | 365 | 11.3565 | 0.85887 | 12 | 0.21534
60653 | 3.18 | 1 | 365 | 3.6204 | 0.28734 | 3 | 0.90775
60862 | 9 | 1 | 365 | 10.2464 | 0.62454 | 10 | 0.87099
60549 | 7.8 | 1 | 365 | 8.8803 | 0.8746 | 9 | 0.75485
60471 | 8.91 | 1 | 365 | 10.144 | 0.4183 | 10 | 0.56228
60135 | 9.36 | 1 | 365 | 10.6563 | 0.44953 | 11 | 0.10583
60654 | 6.36 | 1 | 365 | 7.2408 | 0.57468 | 7 | 0.8155
60655 | 10.865 | 1 | 365 | 12.3697 | 0.89841 | 13 | 0.26814
60656 | 5.3 | 1 | 365 | 6.034 | 0.14556 | 6 | 0.17958
60657 | 11.13 | 1 | 365 | 12.6714 | 0.50569 | 13 | 0.17712
60679 | 10.395 | 1 | 365 | 11.8346 | 0.82135 | 12 | 0.65599
60680 | 5.1 | 1 | 365 | 5.8063 | 0.68724 | 6 | 0.49356
50603 | 9.62 | 1 | 365 | 10.9523 | 0.045346 | 10 | 0.99765
60696 | 3.6 | 1 | 365 | 4.0986 | 0.24982 | 4 | 0.34839
60695 | 11.44 | 1 | 365 | 13.0244 | 0.21609 | 13 | 0.24045
60698 | 10.335 | 1 | 365 | 11.7663 | 0.68385 | 12 | 0.45018
60702 | 5.88 | 1 | 365 | 6.6943 | 0.4747 | 7 | 0.16904
60704 | 7.84 | 1 | 365 | 8.9258 | 0.96627 | 9 | 0.89206
60705 | 8.4 | 1 | 365 | 9.5633 | 0.24957 | 9 | 0.81292
60708 | 10.6 | 1 | 365 | 12.068 | 0.29113 | 12 | 0.35916
60716 | 5.46 | 1 | 365 | 6.2162 | 0.51222 | 6 | 0.7284
60717 | 10.4 | 1 | 365 | 11.8403 | 0.83281 | 12 | 0.67314
60718 | 9.805 | 1 | 365 | 11.1629 | 0.46929 | 11 | 0.63222
60720 | 5.3 | 1 | 365 | 6.034 | 0.14556 | 6 | 0.17958
60722 | 5.175 | 1 | 365 | 5.8917 | 0.85911 | 6 | 0.75082
60727 | 5.04 | 1 | 365 | 5.738 | 0.54974 | 6 | 0.28775
60730 | 9.81 | 1 | 365 | 11.1686 | 0.48075 | 11 | 0.64938
46813 | 7.84 | 1 | 365 | 8.9258 | 0.96627 | 9 | 0.89206
60734 | 9.156 | 1 | 365 | 10.424 | 0.98204 | 11 | 0.40608
38442 | 6.5 | 1 | 365 | 7.4002 | 0.8955 | 8 | 0.29571
37111 | 7.8 | 1 | 365 | 8.8803 | 0.8746 | 9 | 0.75485
60733 | 4.94 | 1 | 365 | 5.6242 | 0.32058 | 5 | 0.94474
60742 | 13.734 | 1 | 365 | 15.6361 | 0.47305 | 16 | 0.10913
60666 | 7.42 | 1 | 365 | 8.4476 | 0.0037907 | 8 | 0.45141
60738 | 7.54 | 1 | 365 | 8.5842 | 0.27878 | 8 | 0.86303
57190 | 5.565 | 1 | 365 | 6.3357 | 0.75284 | 7 | 0.08856
27607 | 10.4 | 1 | 365 | 11.8403 | 0.83281 | 12 | 0.67314
60746 | 5.886 | 1 | 365 | 6.7012 | 0.48845 | 7 | 0.18963
49743 | 9.45 | 1 | 365 | 10.7588 | 0.65577 | 11 | 0.41454
60758 | 6.54 | 1 | 365 | 7.4457 | 0.98717 | 8 | 0.43292
47654 | 18 | 1 | 365 | 20.4929 | 0.24909 | 20 | 0.74197
60765 | 3.24 | 1 | 365 | 3.6887 | 0.42484 | 4 | 0.11356
60762 | 5.985 | 1 | 365 | 6.8139 | 0.71532 | 7 | 0.52921
49171 | 5.67 | 1 | 365 | 6.4553 | 0.99346 | 7 | 0.44872
60771 | 8.4 | 1 | 365 | 9.5633 | 0.24957 | 9 | 0.81292
60768 | 10.2 | 1 | 365 | 11.6126 | 0.37448 | 11 | 0.98712
60776 | 4.8 | 1 | 365 | 5.4648 | 0.99976 | 6 | 0.46453
60772 | 13.86 | 1 | 365 | 15.7795 | 0.7618 | 16 | 0.54132
60784 | 9.135 | 1 | 365 | 10.4001 | 0.93391 | 11 | 0.33405
60778 | 10.8 | 1 | 365 | 12.2957 | 0.74945 | 13 | 0.045184
59513 | 3.18 | 1 | 365 | 3.6204 | 0.28734 | 3 | 0.90775
61007 | 13.08 | 1 | 365 | 14.8915 | 0.97434 | 15 | 0.86583
38673 | 6.6 | 1 | 365 | 7.5141 | 0.12467 | 7 | 0.63872
49727 | 6.38 | 1 | 365 | 7.2636 | 0.62051 | 7 | 0.8841
49162 | 24.9 | 1 | 365 | 28.3485 | 0.061238 | 28 | 0.40973
51267 | 17.955 | 1 | 365 | 20.4417 | 0.14597 | 20 | 0.58762
60807 | 12.3 | 1 | 365 | 14.0035 | 0.18688 | 14 | 0.19035
60808 | 9.135 | 1 | 365 | 10.4001 | 0.93391 | 11 | 0.33405
60811 | 7.54 | 1 | 365 | 8.5842 | 0.27878 | 8 | 0.86303
60817 | 5.035 | 1 | 365 | 5.7323 | 0.53829 | 6 | 0.2706
60821 | 7.155 | 1 | 365 | 8.1459 | 0.39651 | 8 | 0.54243
60825 | 7.155 | 1 | 365 | 8.1459 | 0.39651 | 8 | 0.54243
60826 | 7.95 | 1 | 365 | 9.051 | 0.21835 | 9 | 0.26937
60827 | 8.58 | 1 | 365 | 9.7683 | 0.66207 | 10 | 0.43034
60834 | 8.32 | 1 | 365 | 9.4723 | 0.066245 | 9 | 0.53851
60836 | 2.289 | 1 | 365 | 2.606 | 0.24551 | 2 | 0.85152
60835 | 6.36 | 1 | 365 | 7.2408 | 0.57468 | 7 | 0.8155
60838 | 8.215 | 1 | 365 | 9.3527 | 0.82563 | 10 | 0.17835
60840 | 5.035 | 1 | 365 | 5.7323 | 0.53829 | 6 | 0.2706
60841 | 8.215 | 1 | 365 | 9.3527 | 0.82563 | 10 | 0.17835
60849 | 8.1 | 1 | 365 | 9.2218 | 0.56209 | 9 | 0.78389
60845 | 4.24 | 1 | 365 | 4.8272 | 0.71645 | 5 | 0.54366
60850 | 5.3 | 1 | 365 | 6.034 | 0.14556 | 6 | 0.17958
60852 | 3.36 | 1 | 365 | 3.8253 | 0.69983 | 4 | 0.52517
60853 | 6.72 | 1 | 365 | 7.6507 | 0.39966 | 8 | 0.050337
60857 | 3.38 | 1 | 365 | 3.8481 | 0.74566 | 4 | 0.59377
60856 | 8.829 | 1 | 365 | 10.0518 | 0.23268 | 10 | 0.28444
60859 | 7.155 | 1 | 365 | 8.1459 | 0.39651 | 8 | 0.54243
60860 | 6.72 | 1 | 365 | 7.6507 | 0.39966 | 8 | 0.050337
60864 | 10.72 | 1 | 365 | 12.2047 | 0.56612 | 12 | 0.77077
60868 | 4.68 | 1 | 365 | 5.3282 | 0.72476 | 6 | 0.052913
60865 | 7.56 | 1 | 365 | 8.607 | 0.32462 | 8 | 0.93163
60869 | 8.375 | 1 | 365 | 9.5349 | 0.19228 | 9 | 0.72717
60872 | 7.685 | 1 | 365 | 8.7493 | 0.61107 | 9 | 0.36039
60878 | 9.54 | 1 | 365 | 10.8612 | 0.86202 | 11 | 0.72325
60871 | 3.71 | 1 | 365 | 4.2238 | 0.5019 | 4 | 0.72571
51306 | 9.9 | 1 | 365 | 11.2711 | 0.687 | 11 | 0.95809
60880 | 9.81 | 1 | 365 | 11.1686 | 0.48075 | 11 | 0.64938
60877 | 4.77 | 1 | 365 | 5.4306 | 0.93101 | 6 | 0.36162
60882 | 10.4 | 1 | 365 | 11.8403 | 0.83281 | 12 | 0.67314
48773 | 3.38 | 1 | 365 | 3.8481 | 0.74566 | 4 | 0.59377
48774 | 11.44 | 1 | 365 | 13.0244 | 0.21609 | 13 | 0.24045
60888 | 9.54 | 1 | 365 | 10.8612 | 0.86202 | 11 | 0.72325
60893 | 4.2 | 1 | 365 | 4.7817 | 0.62479 | 5 | 0.40646
60895 | 7.8 | 1 | 365 | 8.8803 | 0.8746 | 9 | 0.75485
60896 | 5.13 | 1 | 365 | 5.8405 | 0.75599 | 6 | 0.59646
35934 | 8.06 | 1 | 365 | 9.1763 | 0.47042 | 9 | 0.64668
60904 | 8.84 | 1 | 365 | 10.0643 | 0.25789 | 10 | 0.32217
60903 | 6.3 | 1 | 365 | 7.1725 | 0.43718 | 7 | 0.60969
42125 | 48.3 | 1 | 365 | 54.9892 | 0.68505 | 55 | 0.67429
60907 | 10.08 | 1 | 365 | 11.476 | 0.099489 | 11 | 0.5755
60908 | 10.395 | 1 | 365 | 11.8346 | 0.82135 | 12 | 0.65599
60910 | 9.52 | 1 | 365 | 10.8385 | 0.81618 | 11 | 0.65464
60916 | 5.559 | 1 | 365 | 6.3289 | 0.73909 | 7 | 0.067979
60915 | 10.335 | 1 | 365 | 11.7663 | 0.68385 | 12 | 0.45018
60917 | 10.335 | 1 | 365 | 11.7663 | 0.68385 | 12 | 0.45018
60918 | 6.76 | 1 | 365 | 7.6962 | 0.49132 | 8 | 0.18754
60919 | 4 | 1 | 365 | 4.554 | 0.16646 | 4 | 0.72044
60920 | 9.805 | 1 | 365 | 11.1629 | 0.46929 | 11 | 0.63222
60921 | 9.9 | 1 | 365 | 11.2711 | 0.687 | 11 | 0.95809
60924 | 9.805 | 1 | 365 | 11.1629 | 0.46929 | 11 | 0.63222
60928 | 4.2 | 1 | 365 | 4.7817 | 0.62479 | 5 | 0.40646
60935 | 9.54 | 1 | 365 | 10.8612 | 0.86202 | 11 | 0.72325
60936 | 5.67 | 1 | 365 | 6.4553 | 0.99346 | 7 | 0.44872
60937 | 10.335 | 1 | 365 | 11.7663 | 0.68385 | 12 | 0.45018
60943 | 7.685 | 1 | 365 | 8.7493 | 0.61107 | 9 | 0.36039
60948 | 11.13 | 1 | 365 | 12.6714 | 0.50569 | 13 | 0.17712
60950 | 10.865 | 1 | 365 | 12.3697 | 0.89841 | 13 | 0.26814
60956 | 6.36 | 1 | 365 | 7.2408 | 0.57468 | 7 | 0.8155
60958 | 6.89 | 1 | 365 | 7.8442 | 0.78923 | 8 | 0.63346
60966 | 9.01 | 1 | 365 | 10.2578 | 0.64746 | 10 | 0.90529
60970 | 5.72 | 1 | 365 | 6.5122 | 0.10804 | 6 | 0.62023
60977 | 13.25 | 1 | 365 | 15.085 | 0.36391 | 15 | 0.44895
60974 | 9.01 | 1 | 365 | 10.2578 | 0.64746 | 10 | 0.90529
60941 | 10.137 | 1 | 365 | 11.5409 | 0.23011 | 11 | 0.77102
60978 | 5.83 | 1 | 365 | 6.6374 | 0.36012 | 6 | 0.99754
60973 | 5.565 | 1 | 365 | 6.3357 | 0.75284 | 7 | 0.08856
60923 | 12.6 | 1 | 365 | 14.345 | 0.87436 | 15 | 0.21938
60983 | 4.505 | 1 | 365 | 5.1289 | 0.32373 | 5 | 0.45264
60991 | 9.805 | 1 | 365 | 11.1629 | 0.46929 | 11 | 0.63222
60990 | 7.42 | 1 | 365 | 8.4476 | 0.0037907 | 8 | 0.45141
60996 | 3.18 | 1 | 365 | 3.6204 | 0.28734 | 3 | 0.90775
51465 | 7.56 | 1 | 365 | 8.607 | 0.32462 | 8 | 0.93163
61000 | 6.6 | 1 | 365 | 7.5141 | 0.12467 | 7 | 0.63872
61004 | 11.395 | 1 | 365 | 12.9731 | 0.11296 | 13 | 0.086099
60999 | 5.2 | 1 | 365 | 5.9202 | 0.9164 | 6 | 0.83657
61006 | 5.3 | 1 | 365 | 6.034 | 0.14556 | 6 | 0.17958
61008 | 4.24 | 1 | 365 | 4.8272 | 0.71645 | 5 | 0.54366
61010 | 9.54 | 1 | 365 | 10.8612 | 0.86202 | 11 | 0.72325
61011 | 7.155 | 1 | 365 | 8.1459 | 0.39651 | 8 | 0.54243
47036 | 12.285 | 1 | 365 | 13.9864 | 0.1525 | 14 | 0.1389
61013 | 10.14 | 1 | 365 | 11.5443 | 0.23699 | 11 | 0.78131
61009 | 6.44 | 1 | 365 | 7.3319 | 0.75801 | 8 | 0.089906
61022 | 10.07 | 1 | 365 | 11.4646 | 0.076573 | 11 | 0.5412
36778 | 10.464 | 1 | 365 | 11.9132 | 0.97947 | 12 | 0.89267
61038 | 5.83 | 1 | 365 | 6.6374 | 0.36012 | 6 | 0.99754
61037 | 3.445 | 1 | 365 | 3.9221 | 0.89462 | 4 | 0.81673
61030 | 9.81 | 1 | 365 | 11.1686 | 0.48075 | 11 | 0.64938
49107 | 12 | 1 | 365 | 13.6619 | 0.49939 | 14 | 0.16132
61039 | 6.625 | 1 | 365 | 7.5425 | 0.18196 | 7 | 0.72448
61059 | 5.67 | 1 | 365 | 6.4553 | 0.99346 | 7 | 0.44872
61046 | 6.36 | 1 | 365 | 7.2408 | 0.57468 | 7 | 0.8155
61047 | 3.71 | 1 | 365 | 4.2238 | 0.5019 | 4 | 0.72571
61048 | 5.3 | 1 | 365 | 6.034 | 0.14556 | 6 | 0.17958
61061 | 8.215 | 1 | 365 | 9.3527 | 0.82563 | 10 | 0.17835
61051 | 5.565 | 1 | 365 | 6.3357 | 0.75284 | 7 | 0.08856
61065 | 5.035 | 1 | 365 | 5.7323 | 0.53829 | 6 | 0.2706
61064 | 4.24 | 1 | 365 | 4.8272 | 0.71645 | 5 | 0.54366
61068 | 5.2 | 1 | 365 | 5.9202 | 0.9164 | 6 | 0.83657
20835 | 2411.955 | 1 | 365 | 2745.9953 | 0.27467 | 2746 | 0.27
50028 | 7.54 | 1 | 365 | 8.5842 | 0.27878 | 8 | 0.86303
61078 | 6.3 | 1 | 365 | 7.1725 | 0.43718 | 7 | 0.60969
61084 | 10.08 | 1 | 365 | 11.476 | 0.099489 | 11 | 0.5755
61086 | 5.3 | 1 | 365 | 6.034 | 0.14556 | 6 | 0.17958
61087 | 8.12 | 1 | 365 | 9.2446 | 0.60792 | 9 | 0.85249
61088 | 4.2 | 1 | 365 | 4.7817 | 0.62479 | 5 | 0.40646
61090 | 10.865 | 1 | 365 | 12.3697 | 0.89841 | 13 | 0.26814
61095 | 4.24 | 1 | 365 | 4.8272 | 0.71645 | 5 | 0.54366
61102 | 3.12 | 1 | 365 | 3.5521 | 0.14984 | 3 | 0.70194
61407 | 14.04 | 1 | 365 | 15.9845 | 0.17429 | 16 | 0.15874
61410 | 9.36 | 1 | 365 | 10.6563 | 0.44953 | 11 | 0.10583
61419 | 10.71 | 1 | 365 | 12.1933 | 0.54321 | 12 | 0.73647
61420 | 4.94 | 1 | 365 | 5.6242 | 0.32058 | 5 | 0.94474
61421 | 5.98 | 1 | 365 | 6.8082 | 0.70386 | 7 | 0.51206
61423 | 5.46 | 1 | 365 | 6.2162 | 0.51222 | 6 | 0.7284
61422 | 5.72 | 1 | 365 | 6.5122 | 0.10804 | 6 | 0.62023
61424 | 2.08 | 1 | 365 | 2.3681 | 0.76656 | 3 | 0.13463
61425 | 13.78 | 1 | 365 | 15.6884 | 0.57847 | 16 | 0.26691
61428 | 13.25 | 1 | 365 | 15.085 | 0.36391 | 15 | 0.44895
61434 | 9.275 | 1 | 365 | 10.5595 | 0.25474 | 10 | 0.81427
61454 | 8.745 | 1 | 365 | 9.9561 | 0.040182 | 9 | 0.99631
61456 | 8.745 | 1 | 365 | 9.9561 | 0.040182 | 9 | 0.99631
61457 | 3.825 | 1 | 365 | 4.3547 | 0.76543 | 5 | 0.12017
61460 | 8.84 | 1 | 365 | 10.0643 | 0.25789 | 10 | 0.32217
61468 | 12.72 | 1 | 365 | 14.4816 | 0.14936 | 14 | 0.63099
61470 | 5.3 | 1 | 365 | 6.034 | 0.14556 | 6 | 0.17958
61474 | 3.71 | 1 | 365 | 4.2238 | 0.5019 | 4 | 0.72571
61475 | 10.335 | 1 | 365 | 11.7663 | 0.68385 | 12 | 0.45018
61478 | 4.77 | 1 | 365 | 5.4306 | 0.93101 | 6 | 0.36162
61482 | 4.94 | 1 | 365 | 5.6242 | 0.32058 | 5 | 0.94474
61484 | 9.62 | 1 | 365 | 10.9523 | 0.045346 | 10 | 0.99765
61486 | 5.2 | 1 | 365 | 5.9202 | 0.9164 | 6 | 0.83657
61489 | 3.315 | 1 | 365 | 3.7741 | 0.59671 | 4 | 0.37081
61487 | 4.77 | 1 | 365 | 5.4306 | 0.93101 | 6 | 0.36162
61493 | 7.8 | 1 | 365 | 8.8803 | 0.8746 | 9 | 0.75485
61494 | 4.24 | 1 | 365 | 4.8272 | 0.71645 | 5 | 0.54366
61505 | 11.96 | 1 | 365 | 13.6164 | 0.40773 | 14 | 0.024111
61532 | 4.68 | 1 | 365 | 5.3282 | 0.72476 | 6 | 0.052913
61540 | 3.9 | 1 | 365 | 4.4401 | 0.9373 | 5 | 0.37743
61573 | 6.625 | 1 | 365 | 7.5425 | 0.18196 | 7 | 0.72448
61116 | 5.035 | 1 | 365 | 5.7323 | 0.53829 | 6 | 0.2706
61577 | 4.42 | 1 | 365 | 5.0321 | 0.12894 | 5 | 0.16108
61578 | 5.2 | 1 | 365 | 5.9202 | 0.9164 | 6 | 0.83657
61580 | 7.685 | 1 | 365 | 8.7493 | 0.61107 | 9 | 0.36039
61581 | 8.84 | 1 | 365 | 10.0643 | 0.25789 | 10 | 0.32217
61584 | 6.89 | 1 | 365 | 7.8442 | 0.78923 | 8 | 0.63346
61637 | 7.155 | 1 | 365 | 8.1459 | 0.39651 | 8 | 0.54243
61587 | 7.42 | 1 | 365 | 8.4476 | 0.0037907 | 8 | 0.45141
61639 | 11.66 | 1 | 365 | 13.2748 | 0.72024 | 13 | 0.99508
61641 | 5.61 | 1 | 365 | 6.3869 | 0.85597 | 7 | 0.24291
59885 | 3.38 | 1 | 365 | 3.8481 | 0.74566 | 4 | 0.59377
61642 | 6.76 | 1 | 365 | 7.6962 | 0.49132 | 8 | 0.18754
61664 | 8.215 | 1 | 365 | 9.3527 | 0.82563 | 10 | 0.17835
61662 | 7.8 | 1 | 365 | 8.8803 | 0.8746 | 9 | 0.75485
61726 | 5.72 | 1 | 365 | 6.5122 | 0.10804 | 6 | 0.62023
61730 | 7.8 | 1 | 365 | 8.8803 | 0.8746 | 9 | 0.75485
61080 | 5.1 | 1 | 365 | 5.8063 | 0.68724 | 6 | 0.49356
61732 | 10.14 | 1 | 365 | 11.5443 | 0.23699 | 11 | 0.78131
61739 | 5.72 | 1 | 365 | 6.5122 | 0.10804 | 6 | 0.62023
61744 | 3.975 | 1 | 365 | 4.5255 | 0.10917 | 4 | 0.63469
61743 | 8.58 | 1 | 365 | 9.7683 | 0.66207 | 10 | 0.43034
60658 | 8.12 | 1 | 365 | 9.2446 | 0.60792 | 9 | 0.85249
61748 | 2.6 | 1 | 365 | 2.9601 | 0.9582 | 3 | 0.91828
61753 | 4.505 | 1 | 365 | 5.1289 | 0.32373 | 5 | 0.45264
61751 | 8.84 | 1 | 365 | 10.0643 | 0.25789 | 10 | 0.32217
61117 | 5.3 | 1 | 365 | 6.034 | 0.14556 | 6 | 0.17958
61756 | 5.98 | 1 | 365 | 6.8082 | 0.70386 | 7 | 0.51206
61758 | 3.64 | 1 | 365 | 4.1441 | 0.34148 | 4 | 0.4856
61757 | 10.07 | 1 | 365 | 11.4646 | 0.076573 | 11 | 0.5412
61759 | 5.2 | 1 | 365 | 5.9202 | 0.9164 | 6 | 0.83657
61764 | 3.9 | 1 | 365 | 4.4401 | 0.9373 | 5 | 0.37743
61763 | 6.095 | 1 | 365 | 6.9391 | 0.9674 | 7 | 0.90652
61767 | 8.745 | 1 | 365 | 9.9561 | 0.040182 | 9 | 0.99631
61773 | 8.48 | 1 | 365 | 9.6544 | 0.4329 | 10 | 0.087329
61772 | 4.24 | 1 | 365 | 4.8272 | 0.71645 | 5 | 0.54366
61776 | 8.745 | 1 | 365 | 9.9561 | 0.040182 | 9 | 0.99631
61788 | 6.76 | 1 | 365 | 7.6962 | 0.49132 | 8 | 0.18754
61803 | 3.12 | 1 | 365 | 3.5521 | 0.14984 | 3 | 0.70194
61856 | 2.915 | 1 | 365 | 3.3187 | 0.68006 | 3 | 0.99877
61853 | 6.24 | 1 | 365 | 7.1042 | 0.29968 | 7 | 0.40388
61858 | 8.06 | 1 | 365 | 9.1763 | 0.47042 | 9 | 0.64668
61877 | 9.88 | 1 | 365 | 11.2483 | 0.64117 | 11 | 0.88948
61885 | 3.975 | 1 | 365 | 4.5255 | 0.10917 | 4 | 0.63469
61890 | 11.475 | 1 | 365 | 13.0642 | 0.29629 | 13 | 0.36051
61893 | 13.77 | 1 | 365 | 15.6771 | 0.55555 | 16 | 0.23261
61896 | 4.68 | 1 | 365 | 5.3282 | 0.72476 | 6 | 0.052913
61892 | 2.34 | 1 | 365 | 2.6641 | 0.36238 | 3 | 0.026456
61897 | 6.89 | 1 | 365 | 7.8442 | 0.78923 | 8 | 0.63346
61899 | 6.095 | 1 | 365 | 6.9391 | 0.9674 | 7 | 0.90652
61898 | 7.155 | 1 | 365 | 8.1459 | 0.39651 | 8 | 0.54243
61907 | 7.685 | 1 | 365 | 8.7493 | 0.61107 | 9 | 0.36039
61919 | 10.335 | 1 | 365 | 11.7663 | 0.68385 | 12 | 0.45018
61924 | 7.685 | 1 | 365 | 8.7493 | 0.61107 | 9 | 0.36039
61983 | 3.12 | 1 | 365 | 3.5521 | 0.14984 | 3 | 0.70194
61984 | 6.63 | 1 | 365 | 7.5482 | 0.19341 | 7 | 0.74163
61985 | 13.52 | 1 | 365 | 15.3924 | 0.98265 | 16 | 0.37508
61997 | 10.865 | 1 | 365 | 12.3697 | 0.89841 | 13 | 0.26814
62001 | 7.155 | 1 | 365 | 8.1459 | 0.39651 | 8 | 0.54243
62000 | 12.19 | 1 | 365 | 13.8782 | 0.9348 | 14 | 0.81304
62003 | 10.07 | 1 | 365 | 11.4646 | 0.076573 | 11 | 0.5412
62004 | 2.6 | 1 | 365 | 2.9601 | 0.9582 | 3 | 0.91828
62008 | 7.155 | 1 | 365 | 8.1459 | 0.39651 | 8 | 0.54243
62010 | 4.16 | 1 | 365 | 4.7361 | 0.53312 | 5 | 0.26926
62012 | 4.94 | 1 | 365 | 5.6242 | 0.32058 | 5 | 0.94474
62015 | 15.86 | 1 | 365 | 18.0565 | 0.34503 | 18 | 0.40154
62017 | 12.75 | 1 | 365 | 14.5158 | 0.2181 | 14 | 0.7339
62051 | 6.63 | 1 | 365 | 7.5482 | 0.19341 | 7 | 0.74163
62054 | 13.52 | 1 | 365 | 15.3924 | 0.98265 | 16 | 0.37508
62055 | 6.5 | 1 | 365 | 7.4002 | 0.8955 | 8 | 0.29571
47519 | 9.81 | 1 | 365 | 11.1686 | 0.48075 | 11 | 0.64938
62061 | 6.36 | 1 | 365 | 7.2408 | 0.57468 | 7 | 0.8155
62060 | 14.04 | 1 | 365 | 15.9845 | 0.17429 | 16 | 0.15874
44234 | 4.68 | 1 | 365 | 5.3282 | 0.72476 | 6 | 0.052913
62066 | 6.76 | 1 | 365 | 7.6962 | 0.49132 | 8 | 0.18754
62067 | 8.415 | 1 | 365 | 9.5804 | 0.28395 | 9 | 0.86437
47377 | 4.68 | 1 | 365 | 5.3282 | 0.72476 | 6 | 0.052913
62070 | 11.96 | 1 | 365 | 13.6164 | 0.40773 | 14 | 0.024111
62073 | 8.84 | 1 | 365 | 10.0643 | 0.25789 | 10 | 0.32217
62074 | 2.65 | 1 | 365 | 3.017 | 0.072782 | 3 | 0.08979
62078 | 8.06 | 1 | 365 | 9.1763 | 0.47042 | 9 | 0.64668
62075 | 7.395 | 1 | 365 | 8.4192 | 0.9465 | 9 | 0.36566
59437 | 5.25 | 1 | 365 | 5.9771 | 0.030984 | 6 | 0.0080754
37758 | 12.22 | 1 | 365 | 13.9124 | 0.0035475 | 13 | 0.91594
42354 | 5.61 | 1 | 365 | 6.3869 | 0.85597 | 7 | 0.24291
16673 | 6.24 | 1 | 365 | 7.1042 | 0.29968 | 7 | 0.40388
61189 | 3.38 | 1 | 365 | 3.8481 | 0.74566 | 4 | 0.59377
61196 | 5.83 | 1 | 365 | 6.6374 | 0.36012 | 6 | 0.99754
61195 | 5.83 | 1 | 365 | 6.6374 | 0.36012 | 6 | 0.99754
17006 | 9.435 | 1 | 365 | 10.7417 | 0.6214 | 11 | 0.36308
61197 | 7.685 | 1 | 365 | 8.7493 | 0.61107 | 9 | 0.36039
61200 | 4.24 | 1 | 365 | 4.8272 | 0.71645 | 5 | 0.54366
61199 | 9.88 | 1 | 365 | 11.2483 | 0.64117 | 11 | 0.88948
61248 | 7.54 | 1 | 365 | 8.5842 | 0.27878 | 8 | 0.86303
61251 | 9.01 | 1 | 365 | 10.2578 | 0.64746 | 10 | 0.90529
59867 | 6 | 1 | 365 | 6.831 | 0.7497 | 7 | 0.58066
61249 | 11.66 | 1 | 365 | 13.2748 | 0.72024 | 13 | 0.99508
61250 | 11.13 | 1 | 365 | 12.6714 | 0.50569 | 13 | 0.17712
61252 | 12.19 | 1 | 365 | 13.8782 | 0.9348 | 14 | 0.81304
61254 | 4.24 | 1 | 365 | 4.8272 | 0.71645 | 5 | 0.54366
61255 | 13.25 | 1 | 365 | 15.085 | 0.36391 | 15 | 0.44895
50635 | 5.886 | 1 | 365 | 6.7012 | 0.48845 | 7 | 0.18963
59141 | 6.76 | 1 | 365 | 7.6962 | 0.49132 | 8 | 0.18754
61256 | 9.54 | 1 | 365 | 10.8612 | 0.86202 | 11 | 0.72325
61259 | 6.36 | 1 | 365 | 7.2408 | 0.57468 | 7 | 0.8155
61260 | 5.565 | 1 | 365 | 6.3357 | 0.75284 | 7 | 0.08856
51623 | 4.94 | 1 | 365 | 5.6242 | 0.32058 | 5 | 0.94474
61257 | 7.685 | 1 | 365 | 8.7493 | 0.61107 | 9 | 0.36039
61264 | 12.455 | 1 | 365 | 14.1799 | 0.54208 | 14 | 0.72202
61269 | 3.975 | 1 | 365 | 4.5255 | 0.10917 | 4 | 0.63469
59672 | 6.89 | 1 | 365 | 7.8442 | 0.78923 | 8 | 0.63346
61379 | 13.78 | 1 | 365 | 15.6884 | 0.57847 | 16 | 0.26691
61382 | 4.68 | 1 | 365 | 5.3282 | 0.72476 | 6 | 0.052913
61386 | 4.77 | 1 | 365 | 5.4306 | 0.93101 | 6 | 0.36162
61387 | 5.83 | 1 | 365 | 6.6374 | 0.36012 | 6 | 0.99754
34667 | 227.37 | 0.9 | 365 | 232.9734 | 0.94026 | 233 | 0.91362
61388 | 8.745 | 1 | 365 | 9.9561 | 0.040182 | 9 | 0.99631
61389 | 8.745 | 1 | 365 | 9.9561 | 0.040182 | 9 | 0.99631
61429 | 6.36 | 1 | 365 | 7.2408 | 0.57468 | 7 | 0.8155
61430 | 6.095 | 1 | 365 | 6.9391 | 0.9674 | 7 | 0.90652
61431 | 4.24 | 1 | 365 | 4.8272 | 0.71645 | 5 | 0.54366
61436 | 11.925 | 1 | 365 | 13.5765 | 0.32752 | 13 | 0.90406
61437 | 4.77 | 1 | 365 | 5.4306 | 0.93101 | 6 | 0.36162
61438 | 7.28 | 1 | 365 | 8.2882 | 0.68296 | 8 | 0.9712
61439 | 8.215 | 1 | 365 | 9.3527 | 0.82563 | 10 | 0.17835
61441 | 7.685 | 1 | 365 | 8.7493 | 0.61107 | 9 | 0.36039
61443 | 11.925 | 1 | 365 | 13.5765 | 0.32752 | 13 | 0.90406
61442 | 9.54 | 1 | 365 | 10.8612 | 0.86202 | 11 | 0.72325
61446 | 9.805 | 1 | 365 | 11.1629 | 0.46929 | 11 | 0.63222
61448 | 8.215 | 1 | 365 | 9.3527 | 0.82563 | 10 | 0.17835
61449 | 5.83 | 1 | 365 | 6.6374 | 0.36012 | 6 | 0.99754
61450 | 5.83 | 1 | 365 | 6.6374 | 0.36012 | 6 | 0.99754
61451 | 10.335 | 1 | 365 | 11.7663 | 0.68385 | 12 | 0.45018
61452 | 12.72 | 1 | 365 | 14.4816 | 0.14936 | 14 | 0.63099
61453 | 5.83 | 1 | 365 | 6.6374 | 0.36012 | 6 | 0.99754
61390 | 4.95 | 1 | 365 | 5.6355 | 0.3435 | 5 | 0.97904
61455 | 6.89 | 1 | 365 | 7.8442 | 0.78923 | 8 | 0.63346
61462 | 11.925 | 1 | 365 | 13.5765 | 0.32752 | 13 | 0.90406
61459 | 6.095 | 1 | 365 | 6.9391 | 0.9674 | 7 | 0.90652
61464 | 13.25 | 1 | 365 | 15.085 | 0.36391 | 15 | 0.44895
38410 | 5.72 | 1 | 365 | 6.5122 | 0.10804 | 6 | 0.62023
60530 | 15.9 | 1 | 365 | 18.102 | 0.43669 | 18 | 0.53874
60998 | 3.64 | 1 | 365 | 4.1441 | 0.34148 | 4 | 0.4856
48675 | 4.42 | 1 | 365 | 5.0321 | 0.12894 | 5 | 0.16108
28301 | 4.68 | 1 | 365 | 5.3282 | 0.72476 | 6 | 0.052913
61477 | 2.65 | 1 | 365 | 3.017 | 0.072782 | 3 | 0.08979
61471 | 4.505 | 1 | 365 | 5.1289 | 0.32373 | 5 | 0.45264
45069 | 5.46 | 1 | 365 | 6.2162 | 0.51222 | 6 | 0.7284
32099 | 3.38 | 1 | 365 | 3.8481 | 0.74566 | 4 | 0.59377
32937 | 7.8 | 1 | 365 | 8.8803 | 0.8746 | 9 | 0.75485
23084 | 4.16 | 1 | 365 | 4.7361 | 0.53312 | 5 | 0.26926
61490 | 12.19 | 1 | 365 | 13.8782 | 0.9348 | 14 | 0.81304
60694 | 6.5 | 1 | 365 | 7.4002 | 0.8955 | 8 | 0.29571
61506 | 8.215 | 1 | 365 | 9.3527 | 0.82563 | 10 | 0.17835
61509 | 12.72 | 1 | 365 | 14.4816 | 0.14936 | 14 | 0.63099
58278 | 5.72 | 1 | 365 | 6.5122 | 0.10804 | 6 | 0.62023
61513 | 12.985 | 1 | 365 | 14.7833 | 0.75663 | 15 | 0.53997
61520 | 3.71 | 1 | 365 | 4.2238 | 0.5019 | 4 | 0.72571
22897 | 5.1 | 1 | 365 | 5.8063 | 0.68724 | 6 | 0.49356
61526 | 9.275 | 1 | 365 | 10.5595 | 0.25474 | 10 | 0.81427
61547 | 6.095 | 1 | 365 | 6.9391 | 0.9674 | 7 | 0.90652
60299 | 8.32 | 1 | 365 | 9.4723 | 0.066245 | 9 | 0.53851
61491 | 2.6 | 1 | 365 | 2.9601 | 0.9582 | 3 | 0.91828
44287 | 8.32 | 1 | 365 | 9.4723 | 0.066245 | 9 | 0.53851
59304 | 7.54 | 1 | 365 | 8.5842 | 0.27878 | 8 | 0.86303
39566 | 12.96 | 1 | 365 | 14.7549 | 0.69934 | 15 | 0.45422
60339 | 6.89 | 1 | 365 | 7.8442 | 0.78923 | 8 | 0.63346
57770 | 8.84 | 1 | 365 | 10.0643 | 0.25789 | 10 | 0.32217
55047 | 7.54 | 1 | 365 | 8.5842 | 0.27878 | 8 | 0.86303
60625 | 8.12 | 1 | 365 | 9.2446 | 0.60792 | 9 | 0.85249
60628 | 7.42 | 1 | 365 | 8.4476 | 0.0037907 | 8 | 0.45141
38957 | 5.4 | 1 | 365 | 6.1479 | 0.37473 | 6 | 0.52259
60049 | 4.94 | 1 | 365 | 5.6242 | 0.32058 | 5 | 0.94474
51137 | 9.36 | 1 | 365 | 10.6563 | 0.44953 | 11 | 0.10583
60630 | 6.3 | 1 | 365 | 7.1725 | 0.43718 | 7 | 0.60969
60644 | 6.93 | 1 | 365 | 7.8898 | 0.8809 | 8 | 0.77066
60645 | 5.67 | 1 | 365 | 6.4553 | 0.99346 | 7 | 0.44872
60646 | 9 | 1 | 365 | 10.2464 | 0.62454 | 10 | 0.87099
60647 | 10.395 | 1 | 365 | 11.8346 | 0.82135 | 12 | 0.65599
50710 | 14.85 | 1 | 365 | 16.9066 | 0.030498 | 16 | 0.93713
60650 | 6.44 | 1 | 365 | 7.3319 | 0.75801 | 8 | 0.089906
60809 | 9.38 | 1 | 365 | 10.6791 | 0.49536 | 11 | 0.17443
49031 | 6.36 | 1 | 365 | 7.2408 | 0.57468 | 7 | 0.8155
48569 | 6.72 | 1 | 365 | 7.6507 | 0.39966 | 8 | 0.050337
60651 | 9.1 | 1 | 365 | 10.3603 | 0.85371 | 11 | 0.214
59710 | 7.02 | 1 | 365 | 7.9922 | 0.087144 | 8 | 0.079369
46588 | 11.445 | 1 | 365 | 13.0301 | 0.22755 | 13 | 0.2576
59536 | 5.83 | 1 | 365 | 6.6374 | 0.36012 | 6 | 0.99754
61480 | 10.71 | 1 | 365 | 12.1933 | 0.54321 | 12 | 0.73647
61026 | 7.42 | 1 | 365 | 8.4476 | 0.0037907 | 8 | 0.45141
61018 | 7.84 | 1 | 365 | 8.9258 | 0.96627 | 9 | 0.89206
61012 | 4.76 | 1 | 365 | 5.4192 | 0.90809 | 6 | 0.32732
59651 | 12.19 | 1 | 365 | 13.8782 | 0.9348 | 14 | 0.81304
61014 | 7.42 | 1 | 365 | 8.4476 | 0.0037907 | 8 | 0.45141
61025 | 5.04 | 1 | 365 | 5.738 | 0.54974 | 6 | 0.28775
60692 | 17.49 | 1 | 365 | 19.9123 | 0.080364 | 19 | 0.99262
35916 | 11.772 | 1 | 365 | 13.4023 | 0.9769 | 14 | 0.37925
61497 | 3.18 | 1 | 365 | 3.6204 | 0.28734 | 3 | 0.90775
61435 | 5.565 | 1 | 365 | 6.3357 | 0.75284 | 7 | 0.08856
60979 | 11 | 1 | 365 | 12.5234 | 0.20778 | 12 | 0.73121
52485 | 5.865 | 1 | 365 | 6.6773 | 0.44033 | 7 | 0.11759
61184 | 10.07 | 1 | 365 | 11.4646 | 0.076573 | 11 | 0.5412
60824 | 6.36 | 1 | 365 | 7.2408 | 0.57468 | 7 | 0.8155
39698 | 3.64 | 1 | 365 | 4.1441 | 0.34148 | 4 | 0.4856
41198 | 23.66 | 1 | 365 | 26.9368 | 0.21963 | 27 | 0.15639
36115 | 3.9 | 1 | 365 | 4.4401 | 0.9373 | 5 | 0.37743
61495 | 4.77 | 1 | 365 | 5.4306 | 0.93101 | 6 | 0.36162
40390 | 5.72 | 1 | 365 | 6.5122 | 0.10804 | 6 | 0.62023
61101 | 6.76 | 1 | 365 | 7.6962 | 0.49132 | 8 | 0.18754
61035 | 6.095 | 1 | 365 | 6.9391 | 0.9674 | 7 | 0.90652
48054 | 3.825 | 1 | 365 | 4.3547 | 0.76543 | 5 | 0.12017
46786 | 7.95 | 1 | 365 | 9.051 | 0.21835 | 9 | 0.26937
62080 | 10.137 | 1 | 365 | 11.5409 | 0.23011 | 11 | 0.77102
61827 | 7.935 | 1 | 365 | 9.0339 | 0.18397 | 9 | 0.21792
61110 | 7.95 | 1 | 365 | 9.051 | 0.21835 | 9 | 0.26937
44986 | 16.023 | 1 | 365 | 18.2421 | 0.71856 | 18 | 0.96065
51035 | 2.9 | 1 | 365 | 3.3016 | 0.64569 | 3 | 0.94732
50172 | 10.695 | 1 | 365 | 12.1762 | 0.50883 | 12 | 0.68502
60842 | 4.77 | 1 | 365 | 5.4306 | 0.93101 | 6 | 0.36162
61049 | 5.035 | 1 | 365 | 5.7323 | 0.53829 | 6 | 0.2706
44349 | 24.57 | 1 | 365 | 27.9728 | 0.30501 | 28 | 0.27779
49326 | 8.415 | 1 | 365 | 9.5804 | 0.28395 | 9 | 0.86437
49047 | 6.9 | 1 | 365 | 7.8556 | 0.81215 | 8 | 0.66776
60560 | 7.848 | 1 | 365 | 8.9349 | 0.9846 | 9 | 0.9195
43453 | 12 | 1 | 365 | 13.6619 | 0.49939 | 14 | 0.16132
45430 | 7.28 | 1 | 365 | 8.2882 | 0.68296 | 8 | 0.9712
51028 | 6.24 | 1 | 365 | 7.1042 | 0.29968 | 7 | 0.40388
60961 | 11.44 | 1 | 365 | 13.0244 | 0.21609 | 13 | 0.24045
43964 | 24.795 | 1 | 365 | 28.2289 | 0.82062 | 29 | 0.049568
61123 | 5.88 | 1 | 365 | 6.6943 | 0.4747 | 7 | 0.16904
61130 | 7.42 | 1 | 365 | 8.4476 | 0.0037907 | 8 | 0.45141
61150 | 9.975 | 1 | 365 | 11.3565 | 0.85887 | 12 | 0.21534
61145 | 3.64 | 1 | 365 | 4.1441 | 0.34148 | 4 | 0.4856
61151 | 5.88 | 1 | 365 | 6.6943 | 0.4747 | 7 | 0.16904
61152 | 9.52 | 1 | 365 | 10.8385 | 0.81618 | 11 | 0.65464
61153 | 2.915 | 1 | 365 | 3.3187 | 0.68006 | 3 | 0.99877
61154 | 9.62 | 1 | 365 | 10.9523 | 0.045346 | 10 | 0.99765
61155 | 12.1 | 1 | 365 | 13.7758 | 0.72855 | 14 | 0.50433
61156 | 4.16 | 1 | 365 | 4.7361 | 0.53312 | 5 | 0.26926
61157 | 4.16 | 1 | 365 | 4.7361 | 0.53312 | 5 | 0.26926
61158 | 4.505 | 1 | 365 | 5.1289 | 0.32373 | 5 | 0.45264
61160 | 2.8 | 1 | 365 | 3.1878 | 0.41652 | 3 | 0.60431
59250 | 7.125 | 1 | 365 | 8.1118 | 0.32776 | 8 | 0.43953
61181 | 9.3 | 1 | 365 | 10.588 | 0.31203 | 10 | 0.90002
61206 | 6.16 | 1 | 365 | 7.0131 | 0.11635 | 7 | 0.12948
61210 | 9.765 | 1 | 365 | 11.1174 | 0.37763 | 11 | 0.49502
61211 | 8.4 | 1 | 365 | 9.5633 | 0.24957 | 9 | 0.81292
61240 | 6.36 | 1 | 365 | 7.2408 | 0.57468 | 7 | 0.8155
61239 | 10.6 | 1 | 365 | 12.068 | 0.29113 | 12 | 0.35916
61242 | 5.3 | 1 | 365 | 6.034 | 0.14556 | 6 | 0.17958
61243 | 7.84 | 1 | 365 | 8.9258 | 0.96627 | 9 | 0.89206
61258 | 5.04 | 1 | 365 | 5.738 | 0.54974 | 6 | 0.28775
61266 | 9.6 | 1 | 365 | 10.9295 | 0.99951 | 11 | 0.92905
61274 | 10.08 | 1 | 365 | 11.476 | 0.099489 | 11 | 0.5755
61283 | 13.5 | 1 | 365 | 15.3697 | 0.93682 | 16 | 0.30648
61285 | 10.005 | 1 | 365 | 11.3906 | 0.92762 | 12 | 0.31825
61291 | 4.64 | 1 | 365 | 5.2826 | 0.6331 | 5 | 0.91571
61302 | 8.19 | 1 | 365 | 9.3243 | 0.76834 | 10 | 0.092598
61310 | 5.72 | 1 | 365 | 6.5122 | 0.10804 | 6 | 0.62023
61313 | 4.41 | 1 | 365 | 5.0208 | 0.10603 | 5 | 0.12678
61314 | 5.67 | 1 | 365 | 6.4553 | 0.99346 | 7 | 0.44872
61316 | 16.775 | 1 | 365 | 19.0982 | 0.44186 | 19 | 0.54009
61317 | 11.73 | 1 | 365 | 13.3545 | 0.88066 | 14 | 0.23519
61318 | 5.2 | 1 | 365 | 5.9202 | 0.9164 | 6 | 0.83657
61321 | 4.24 | 1 | 365 | 4.8272 | 0.71645 | 5 | 0.54366
61322 | 4.24 | 1 | 365 | 4.8272 | 0.71645 | 5 | 0.54366
61323 | 6.44 | 1 | 365 | 7.3319 | 0.75801 | 8 | 0.089906
61324 | 7.685 | 1 | 365 | 8.7493 | 0.61107 | 9 | 0.36039
61325 | 5.3 | 1 | 365 | 6.034 | 0.14556 | 6 | 0.17958
61326 | 5.46 | 1 | 365 | 6.2162 | 0.51222 | 6 | 0.7284
61327 | 10.545 | 1 | 365 | 12.0054 | 0.16509 | 12 | 0.17051
61328 | 5.3 | 1 | 365 | 6.034 | 0.14556 | 6 | 0.17958
61329 | 5.83 | 1 | 365 | 6.6374 | 0.36012 | 6 | 0.99754
61330 | 10.36 | 1 | 365 | 11.7948 | 0.74114 | 12 | 0.53594
61331 | 7.84 | 1 | 365 | 8.9258 | 0.96627 | 9 | 0.89206
61332 | 10.26 | 1 | 365 | 11.6809 | 0.51198 | 12 | 0.19292
61333 | 10.8 | 1 | 365 | 12.2957 | 0.74945 | 13 | 0.045184
61353 | 5.8 | 1 | 365 | 6.6033 | 0.29137 | 6 | 0.89464
61365 | 7.02 | 1 | 365 | 7.9922 | 0.087144 | 8 | 0.079369
61366 | 10.14 | 1 | 365 | 11.5443 | 0.23699 | 11 | 0.78131
61367 | 5.46 | 1 | 365 | 6.2162 | 0.51222 | 6 | 0.7284
61369 | 4.16 | 1 | 365 | 4.7361 | 0.53312 | 5 | 0.26926
61371 | 10.92 | 1 | 365 | 12.4324 | 0.024447 | 12 | 0.4568
61372 | 7.54 | 1 | 365 | 8.5842 | 0.27878 | 8 | 0.86303
61374 | 5.72 | 1 | 365 | 6.5122 | 0.10804 | 6 | 0.62023
61375 | 13.26 | 1 | 365 | 15.0964 | 0.38683 | 15 | 0.48325
61376 | 4.68 | 1 | 365 | 5.3282 | 0.72476 | 6 | 0.052913
61384 | 11.118 | 1 | 365 | 12.6578 | 0.47819 | 13 | 0.13596
61385 | 10.2 | 1 | 365 | 11.6126 | 0.37448 | 11 | 0.98712
61393 | 6.095 | 1 | 365 | 6.9391 | 0.9674 | 7 | 0.90652
61400 | 3.924 | 1 | 365 | 4.4674 | 0.9923 | 5 | 0.45975
61397 | 4.24 | 1 | 365 | 4.8272 | 0.71645 | 5 | 0.54366
61408 | 7.2 | 1 | 365 | 8.1972 | 0.49964 | 8 | 0.69679
61413 | 6.54 | 1 | 365 | 7.4457 | 0.98717 | 8 | 0.43292
61414 | 13.23 | 1 | 365 | 15.0623 | 0.31808 | 15 | 0.38035
61416 | 8.1 | 1 | 365 | 9.2218 | 0.56209 | 9 | 0.78389
61418 | 4.24 | 1 | 365 | 4.8272 | 0.71645 | 5 | 0.54366
61412 | 16.8 | 1 | 365 | 19.1267 | 0.49915 | 19 | 0.62584
61466 | 12.24 | 1 | 365 | 13.9352 | 0.04938 | 13 | 0.98454
61472 | 6.9 | 1 | 365 | 7.8556 | 0.81215 | 8 | 0.66776
61499 | 4.5 | 1 | 365 | 5.1232 | 0.31227 | 5 | 0.43549
61503 | 8.4 | 1 | 365 | 9.5633 | 0.24957 | 9 | 0.81292
60419 | 4.03 | 1 | 365 | 4.5881 | 0.23521 | 4 | 0.82334
61525 | 6.48 | 1 | 365 | 7.3774 | 0.84967 | 8 | 0.22711
61542 | 8.1 | 1 | 365 | 9.2218 | 0.56209 | 9 | 0.78389
61546 | 9 | 1 | 365 | 10.2464 | 0.62454 | 10 | 0.87099
61550 | 9.01 | 1 | 365 | 10.2578 | 0.64746 | 10 | 0.90529
61552 | 7.155 | 1 | 365 | 8.1459 | 0.39651 | 8 | 0.54243
61554 | 5.035 | 1 | 365 | 5.7323 | 0.53829 | 6 | 0.2706
45498 | 6.24 | 1 | 365 | 7.1042 | 0.29968 | 7 | 0.40388
32717 | 5.72 | 1 | 365 | 6.5122 | 0.10804 | 6 | 0.62023
34211 | 4.94 | 1 | 365 | 5.6242 | 0.32058 | 5 | 0.94474
61562 | 6.625 | 1 | 365 | 7.5425 | 0.18196 | 7 | 0.72448
61565 | 4.725 | 1 | 365 | 5.3794 | 0.82789 | 6 | 0.20727
36864 | 2.86 | 1 | 365 | 3.2561 | 0.55402 | 3 | 0.81011
61567 | 11.13 | 1 | 365 | 12.6714 | 0.50569 | 13 | 0.17712
41462 | 2.04 | 1 | 365 | 2.3225 | 0.6749 | 2 | 0.99742
62297 | 2.805 | 1 | 365 | 3.1935 | 0.42798 | 3 | 0.62146
50371 | 9.18 | 1 | 365 | 10.4514 | 0.037035 | 10 | 0.48841
47633 | 8.925 | 1 | 365 | 10.1611 | 0.45267 | 10 | 0.61373
62404 | 6.885 | 1 | 365 | 7.8385 | 0.77778 | 8 | 0.6163
62293 | 11.13 | 1 | 365 | 12.6714 | 0.50569 | 13 | 0.17712
62309 | 8.215 | 1 | 365 | 9.3527 | 0.82563 | 10 | 0.17835
44528 | 9.61 | 1 | 365 | 10.9409 | 0.02243 | 10 | 0.96335
50147 | 14.88 | 1 | 365 | 16.9408 | 0.099246 | 17 | 0.040031
61024 | 5.035 | 1 | 365 | 5.7323 | 0.53829 | 6 | 0.2706
62330 | 6.36 | 1 | 365 | 7.2408 | 0.57468 | 7 | 0.8155
62339 | 2.6 | 1 | 365 | 2.9601 | 0.9582 | 3 | 0.91828
62344 | 6.36 | 1 | 365 | 7.2408 | 0.57468 | 7 | 0.8155
62351 | 5.46 | 1 | 365 | 6.2162 | 0.51222 | 6 | 0.7284
50033 | 10.137 | 1 | 365 | 11.5409 | 0.23011 | 11 | 0.77102
62354 | 6.89 | 1 | 365 | 7.8442 | 0.78923 | 8 | 0.63346
62358 | 3.18 | 1 | 365 | 3.6204 | 0.28734 | 3 | 0.90775
62360 | 9.36 | 1 | 365 | 10.6563 | 0.44953 | 11 | 0.10583
62361 | 7.28 | 1 | 365 | 8.2882 | 0.68296 | 8 | 0.9712
62365 | 7.65 | 1 | 365 | 8.7095 | 0.53086 | 9 | 0.24034
62371 | 12.24 | 1 | 365 | 13.9352 | 0.04938 | 13 | 0.98454
62368 | 3.12 | 1 | 365 | 3.5521 | 0.14984 | 3 | 0.70194
62376 | 13.78 | 1 | 365 | 15.6884 | 0.57847 | 16 | 0.26691
62377 | 3.975 | 1 | 365 | 4.5255 | 0.10917 | 4 | 0.63469
62369 | 2.805 | 1 | 365 | 3.1935 | 0.42798 | 3 | 0.62146
62375 | 7.65 | 1 | 365 | 8.7095 | 0.53086 | 9 | 0.24034
62378 | 5.3 | 1 | 365 | 6.034 | 0.14556 | 6 | 0.17958
62382 | 7.8 | 1 | 365 | 8.8803 | 0.8746 | 9 | 0.75485
62381 | 8.84 | 1 | 365 | 10.0643 | 0.25789 | 10 | 0.32217
62388 | 7.02 | 1 | 365 | 7.9922 | 0.087144 | 8 | 0.079369
62392 | 10.335 | 1 | 365 | 11.7663 | 0.68385 | 12 | 0.45018
62390 | 7.02 | 1 | 365 | 7.9922 | 0.087144 | 8 | 0.079369
62394 | 6.24 | 1 | 365 | 7.1042 | 0.29968 | 7 | 0.40388
62395 | 7.28 | 1 | 365 | 8.2882 | 0.68296 | 8 | 0.9712
62401 | 2.6 | 1 | 365 | 2.9601 | 0.9582 | 3 | 0.91828
62400 | 4.845 | 1 | 365 | 5.516 | 0.10288 | 5 | 0.61888
62402 | 2.08 | 1 | 365 | 2.3681 | 0.76656 | 3 | 0.13463
62406 | 5.98 | 1 | 365 | 6.8082 | 0.70386 | 7 | 0.51206
62407 | 4.68 | 1 | 365 | 5.3282 | 0.72476 | 6 | 0.052913
62409 | 8.215 | 1 | 365 | 9.3527 | 0.82563 | 10 | 0.17835
45051 | 5.13 | 1 | 365 | 5.8405 | 0.67465 | 6 | 0.51513
62379 | 4.505 | 1 | 365 | 5.1289 | 0.32373 | 5 | 0.45264
62417 | 4.505 | 1 | 365 | 5.1289 | 0.32373 | 5 | 0.45264
48247 | 5.13 | 1 | 365 | 5.8405 | 0.75599 | 6 | 0.59646
62420 | 2.12 | 1 | 365 | 2.4136 | 0.85823 | 3 | 0.27183
62418 | 5.2 | 1 | 365 | 5.9202 | 0.9164 | 6 | 0.83657
39641 | 3.445 | 1 | 365 | 3.9221 | 0.89462 | 4 | 0.81673
62415 | 7.95 | 1 | 365 | 9.051 | 0.21835 | 9 | 0.26937
42264 | 9.945 | 1 | 365 | 11.3223 | 0.79012 | 12 | 0.11244
62397 | 12.74 | 1 | 365 | 14.5044 | 0.19519 | 14 | 0.6996
62433 | 9.01 | 1 | 365 | 10.2578 | 0.64746 | 10 | 0.90529
62428 | 8.58 | 1 | 365 | 9.7683 | 0.66207 | 10 | 0.43034
62435 | 11.395 | 1 | 365 | 12.9731 | 0.11296 | 13 | 0.086099
61377 | 4.42 | 1 | 365 | 5.0321 | 0.12894 | 5 | 0.16108
62090 | 4.68 | 1 | 365 | 5.3282 | 0.72476 | 6 | 0.052913
62436 | 6.89 | 1 | 365 | 7.8442 | 0.78923 | 8 | 0.63346
62438 | 8.84 | 1 | 365 | 10.0643 | 0.25789 | 10 | 0.32217
62443 | 11.66 | 1 | 365 | 13.2748 | 0.72024 | 13 | 0.99508
62439 | 5.565 | 1 | 365 | 6.3357 | 0.75284 | 7 | 0.08856
62447 | 2.12 | 1 | 365 | 2.4136 | 0.85823 | 3 | 0.27183
62454 | 4.42 | 1 | 365 | 5.0321 | 0.12894 | 5 | 0.16108
62137 | 12.985 | 1 | 365 | 14.7833 | 0.75663 | 15 | 0.53997
62453 | 7.685 | 1 | 365 | 8.7493 | 0.61107 | 9 | 0.36039
62134 | 5.72 | 1 | 365 | 6.5122 | 0.10804 | 6 | 0.62023
62457 | 6.885 | 1 | 365 | 7.8385 | 0.77778 | 8 | 0.6163
62460 | 8.84 | 1 | 365 | 10.0643 | 0.25789 | 10 | 0.32217
62141 | 10.6 | 1 | 365 | 12.068 | 0.29113 | 12 | 0.35916
62462 | 5.72 | 1 | 365 | 6.5122 | 0.10804 | 6 | 0.62023
62469 | 2.86 | 1 | 365 | 3.2561 | 0.55402 | 3 | 0.81011
62478 | 6.625 | 1 | 365 | 7.5425 | 0.18196 | 7 | 0.72448
62143 | 10.455 | 1 | 365 | 11.903 | 0.95885 | 12 | 0.8618
62481 | 3.64 | 1 | 365 | 4.1441 | 0.34148 | 4 | 0.4856
62480 | 9.01 | 1 | 365 | 10.2578 | 0.64746 | 10 | 0.90529
62482 | 2.86 | 1 | 365 | 3.2561 | 0.55402 | 3 | 0.81011
62144 | 5.3 | 1 | 365 | 6.034 | 0.14556 | 6 | 0.17958
62486 | 7.54 | 1 | 365 | 8.5842 | 0.27878 | 8 | 0.86303
62491 | 6.24 | 1 | 365 | 7.1042 | 0.29968 | 7 | 0.40388
61576 | 3.71 | 1 | 365 | 4.2238 | 0.5019 | 4 | 0.72571
62146 | 10.92 | 1 | 365 | 12.4324 | 0.024447 | 12 | 0.4568
34265 | 9.1 | 1 | 365 | 10.3603 | 0.85371 | 11 | 0.214
61585 | 5.3 | 1 | 365 | 6.034 | 0.14556 | 6 | 0.17958
61588 | 7.155 | 1 | 365 | 8.1459 | 0.39651 | 8 | 0.54243
61595 | 5.035 | 1 | 365 | 5.7323 | 0.53829 | 6 | 0.2706
61596 | 6.36 | 1 | 365 | 7.2408 | 0.57468 | 7 | 0.8155
61603 | 7.155 | 1 | 365 | 8.1459 | 0.39651 | 8 | 0.54243
61616 | 7.155 | 1 | 365 | 8.1459 | 0.39651 | 8 | 0.54243
61553 | 7.42 | 1 | 365 | 8.4476 | 0.0037907 | 8 | 0.45141
61558 | 5.035 | 1 | 365 | 5.7323 | 0.53829 | 6 | 0.2706
61627 | 9.36 | 1 | 365 | 10.6563 | 0.44953 | 11 | 0.10583
62148 | 6.625 | 1 | 365 | 7.5425 | 0.18196 | 7 | 0.72448
61636 | 2.86 | 1 | 365 | 3.2561 | 0.55402 | 3 | 0.81011
61640 | 6.5 | 1 | 365 | 7.4002 | 0.8955 | 8 | 0.29571
62145 | 9.36 | 1 | 365 | 10.6563 | 0.44953 | 11 | 0.10583
61620 | 6.89 | 1 | 365 | 7.8442 | 0.78923 | 8 | 0.63346
61645 | 6.095 | 1 | 365 | 6.9391 | 0.9674 | 7 | 0.90652
62153 | 9.805 | 1 | 365 | 11.1629 | 0.46929 | 11 | 0.63222
61622 | 8.215 | 1 | 365 | 9.3527 | 0.82563 | 10 | 0.17835
62176 | 2.04 | 1 | 365 | 2.3225 | 0.6749 | 2 | 0.99742
61649 | 6.89 | 1 | 365 | 7.8442 | 0.78923 | 8 | 0.63346
62223 | 13.78 | 1 | 365 | 15.6884 | 0.57847 | 16 | 0.26691
61597 | 9.54 | 1 | 365 | 10.8612 | 0.86202 | 11 | 0.72325
61653 | 4.505 | 1 | 365 | 5.1289 | 0.32373 | 5 | 0.45264
62220 | 4.77 | 1 | 365 | 5.4306 | 0.93101 | 6 | 0.36162
61657 | 9.54 | 1 | 365 | 10.8612 | 0.86202 | 11 | 0.72325
61666 | 10.92 | 1 | 365 | 12.4324 | 0.024447 | 12 | 0.4568
62301 | 8.16 | 1 | 365 | 9.2901 | 0.69959 | 9 | 0.98969
61671 | 4.505 | 1 | 365 | 5.1289 | 0.32373 | 5 | 0.45264
61677 | 7.155 | 1 | 365 | 8.1459 | 0.39651 | 8 | 0.54243
61727 | 4.42 | 1 | 365 | 5.0321 | 0.12894 | 5 | 0.16108
61738 | 5.2 | 1 | 365 | 5.9202 | 0.9164 | 6 | 0.83657
62305 | 7.14 | 1 | 365 | 8.1288 | 0.36214 | 8 | 0.49098
61765 | 7.02 | 1 | 365 | 7.9922 | 0.087144 | 8 | 0.079369
61780 | 9.1 | 1 | 365 | 10.3603 | 0.85371 | 11 | 0.214
62307 | 8.925 | 1 | 365 | 10.1611 | 0.45267 | 10 | 0.61373
62311 | 6.76 | 1 | 365 | 7.6962 | 0.49132 | 8 | 0.18754
62310 | 5.3 | 1 | 365 | 6.034 | 0.14556 | 6 | 0.17958
62312 | 3.9 | 1 | 365 | 4.4401 | 0.9373 | 5 | 0.37743
62313 | 3.9 | 1 | 365 | 4.4401 | 0.9373 | 5 | 0.37743
62320 | 8.84 | 1 | 365 | 10.0643 | 0.25789 | 10 | 0.32217
62321 | 6.36 | 1 | 365 | 7.2408 | 0.57468 | 7 | 0.8155
62322 | 7.28 | 1 | 365 | 8.2882 | 0.68296 | 8 | 0.9712
62323 | 5.83 | 1 | 365 | 6.6374 | 0.36012 | 6 | 0.99754
62328 | 4.77 | 1 | 365 | 5.4306 | 0.93101 | 6 | 0.36162
62325 | 10.71 | 1 | 365 | 12.1933 | 0.54321 | 12 | 0.73647
58910 | 8.265 | 1 | 365 | 9.4096 | 0.94021 | 10 | 0.34986
56412 | 7.65 | 1 | 365 | 8.7095 | 0.53086 | 9 | 0.24034
59505 | 4.77 | 1 | 365 | 5.4306 | 0.93101 | 6 | 0.36162
59644 | 7.42 | 1 | 365 | 8.4476 | 0.0037907 | 8 | 0.45141
60020 | 8.745 | 1 | 365 | 9.9561 | 0.040182 | 9 | 0.99631
56966 | 8.84 | 1 | 365 | 10.0643 | 0.25789 | 10 | 0.32217
59452 | 6.89 | 1 | 365 | 7.8442 | 0.78923 | 8 | 0.63346
61999 | 7.42 | 1 | 365 | 8.4476 | 0.0037907 | 8 | 0.45141
61797 | 4.24 | 1 | 365 | 4.8272 | 0.71645 | 5 | 0.54366
58227 | 7.54 | 1 | 365 | 8.5842 | 0.27878 | 8 | 0.86303
21715 | 5.2 | 1 | 365 | 5.9202 | 0.9164 | 6 | 0.83657
62099 | 6.76 | 1 | 365 | 7.6962 | 0.49132 | 8 | 0.18754
24233 | 5.355 | 1 | 365 | 6.0966 | 0.2716 | 6 | 0.36824
59485 | 6.76 | 1 | 365 | 7.6962 | 0.49132 | 8 | 0.18754
62071 | 14.575 | 1 | 365 | 16.5935 | 0.4003 | 16 | 0.99385
61996 | 8.745 | 1 | 365 | 9.9561 | 0.040182 | 9 | 0.99631
62133 | 10.6 | 1 | 365 | 12.068 | 0.29113 | 12 | 0.35916
23847 | 5.98 | 1 | 365 | 6.8082 | 0.70386 | 7 | 0.51206
61774 | 5.035 | 1 | 365 | 5.7323 | 0.53829 | 6 | 0.2706
61789 | 10.335 | 1 | 365 | 11.7663 | 0.68385 | 12 | 0.45018
61791 | 10.6 | 1 | 365 | 12.068 | 0.29113 | 12 | 0.35916
61798 | 16.43 | 1 | 365 | 18.7054 | 0.65125 | 19 | 0.3567
61836 | 5.46 | 1 | 365 | 6.2162 | 0.51222 | 6 | 0.7284
61838 | 4.505 | 1 | 365 | 5.1289 | 0.32373 | 5 | 0.45264
61840 | 5.565 | 1 | 365 | 6.3357 | 0.75284 | 7 | 0.08856
61842 | 6.36 | 1 | 365 | 7.2408 | 0.57468 | 7 | 0.8155
61847 | 11.66 | 1 | 365 | 13.2748 | 0.72024 | 13 | 0.99508
61635 | 9.805 | 1 | 365 | 11.1629 | 0.46929 | 11 | 0.63222
61787 | 7.155 | 1 | 365 | 8.1459 | 0.39651 | 8 | 0.54243
61771 | 7.8 | 1 | 365 | 8.8803 | 0.8746 | 9 | 0.75485
61678 | 4.505 | 1 | 365 | 5.1289 | 0.32373 | 5 | 0.45264
61599 | 6.625 | 1 | 365 | 7.5425 | 0.18196 | 7 | 0.72448
61643 | 9.01 | 1 | 365 | 10.2578 | 0.64746 | 10 | 0.90529
61784 | 4.24 | 1 | 365 | 4.8272 | 0.71645 | 5 | 0.54366
61617 | 4.505 | 1 | 365 | 5.1289 | 0.32373 | 5 | 0.45264
61647 | 7.685 | 1 | 365 | 8.7493 | 0.61107 | 9 | 0.36039
34256 | 12.74 | 1 | 365 | 14.5044 | 0.19519 | 14 | 0.6996
57941 | 4.16 | 1 | 365 | 4.7361 | 0.53312 | 5 | 0.26926
31654 | 10.66 | 1 | 365 | 12.1363 | 0.42863 | 12 | 0.56497
22535 | 7.54 | 1 | 365 | 8.5842 | 0.27878 | 8 | 0.86303
54979 | 13 | 1 | 365 | 14.8004 | 0.79101 | 15 | 0.59142
45719 | 4.94 | 1 | 365 | 5.6242 | 0.32058 | 5 | 0.94474
57496 | 5.83 | 1 | 365 | 6.6374 | 0.36012 | 6 | 0.99754
35610 | 7.28 | 1 | 365 | 8.2882 | 0.68296 | 8 | 0.9712
36631 | 4.94 | 1 | 365 | 5.6242 | 0.32058 | 5 | 0.94474
58818 | 5.46 | 1 | 365 | 6.2162 | 0.51222 | 6 | 0.7284
56126 | 14.025 | 1 | 365 | 15.9674 | 0.13991 | 16 | 0.10729
58785 | 9.275 | 1 | 365 | 10.5595 | 0.25474 | 10 | 0.81427
41082 | 6.76 | 1 | 365 | 7.6962 | 0.49132 | 8 | 0.18754
51988 | 3.38 | 1 | 365 | 3.8481 | 0.74566 | 4 | 0.59377
37689 | 5.72 | 1 | 365 | 6.5122 | 0.10804 | 6 | 0.62023
56670 | 9.1 | 1 | 365 | 10.3603 | 0.85371 | 11 | 0.214
57624 | 6.24 | 1 | 365 | 7.1042 | 0.29968 | 7 | 0.40388
61058 | 4.77 | 1 | 365 | 5.4306 | 0.93101 | 6 | 0.36162
61626 | 4.505 | 1 | 365 | 5.1289 | 0.32373 | 5 | 0.45264
61270 | 5.035 | 1 | 365 | 5.7323 | 0.53829 | 6 | 0.2706
29134 | 3.9 | 1 | 365 | 4.4401 | 0.9373 | 5 | 0.37743
61630 | 9.54 | 1 | 365 | 10.8612 | 0.86202 | 11 | 0.72325
61792 | 4.24 | 1 | 365 | 4.8272 | 0.71645 | 5 | 0.54366
44151 | 10.14 | 1 | 365 | 11.5443 | 0.23699 | 11 | 0.78131
61663 | 7.95 | 1 | 365 | 9.051 | 0.21835 | 9 | 0.26937
61613 | 9.805 | 1 | 365 | 11.1629 | 0.46929 | 11 | 0.63222
33864 | 4.94 | 1 | 365 | 5.6242 | 0.32058 | 5 | 0.94474
62053 | 4.24 | 1 | 365 | 4.8272 | 0.71645 | 5 | 0.54366
61995 | 7.95 | 1 | 365 | 9.051 | 0.21835 | 9 | 0.26937
61621 | 7.155 | 1 | 365 | 8.1459 | 0.39651 | 8 | 0.54243
61483 | 12.985 | 1 | 365 | 14.7833 | 0.75663 | 15 | 0.53997
43730 | 5.72 | 1 | 365 | 6.5122 | 0.10804 | 6 | 0.62023
62065 | 4.16 | 1 | 365 | 4.7361 | 0.53312 | 5 | 0.26926
33759 | 8.06 | 1 | 365 | 9.1763 | 0.47042 | 9 | 0.64668
59424 | 6.095 | 1 | 365 | 6.9391 | 0.9674 | 7 | 0.90652
61608 | 6.625 | 1 | 365 | 7.5425 | 0.18196 | 7 | 0.72448
61650 | 9.01 | 1 | 365 | 10.2578 | 0.64746 | 10 | 0.90529
48468 | 7.02 | 1 | 365 | 7.9922 | 0.087144 | 8 | 0.079369
52167 | 11.44 | 1 | 365 | 13.0244 | 0.21609 | 13 | 0.24045
61465 | 5.565 | 1 | 365 | 6.3357 | 0.75284 | 7 | 0.08856
61800 | 8.215 | 1 | 365 | 9.3527 | 0.82563 | 10 | 0.17835
61986 | 4.77 | 1 | 365 | 5.4306 | 0.93101 | 6 | 0.36162
58813 | 11.96 | 1 | 365 | 13.6164 | 0.40773 | 14 | 0.024111
61656 | 4.77 | 1 | 365 | 5.4306 | 0.93101 | 6 | 0.36162
61535 | 8.215 | 1 | 365 | 9.3527 | 0.82563 | 10 | 0.17835
62700 | 6.625 | 1 | 365 | 7.5425 | 0.18196 | 7 | 0.72448
62705 | 7.155 | 1 | 365 | 8.1459 | 0.39651 | 8 | 0.54243
62708 | 3.71 | 1 | 365 | 4.2238 | 0.5019 | 4 | 0.72571
62713 | 5.83 | 1 | 365 | 6.6374 | 0.36012 | 6 | 0.99754
62717 | 10.6 | 1 | 365 | 12.068 | 0.29113 | 12 | 0.35916
62725 | 11.66 | 1 | 365 | 13.2748 | 0.72024 | 13 | 0.99508
62729 | 8.215 | 1 | 365 | 9.3527 | 0.82563 | 10 | 0.17835
62730 | 4.24 | 1 | 365 | 4.8272 | 0.71645 | 5 | 0.54366
48127 | 9.01 | 1 | 365 | 10.2578 | 0.64746 | 10 | 0.90529
29245 | 9.36 | 1 | 365 | 10.6563 | 0.44953 | 11 | 0.10583
61572 | 6.095 | 1 | 365 | 6.9391 | 0.9674 | 7 | 0.90652
61586 | 8.4 | 1 | 365 | 9.5633 | 0.24957 | 9 | 0.81292
61591 | 10.6 | 1 | 365 | 12.068 | 0.29113 | 12 | 0.35916
61600 | 12.22 | 1 | 365 | 13.9124 | 0.0035475 | 13 | 0.91594
61604 | 9.275 | 1 | 365 | 10.5595 | 0.25474 | 10 | 0.81427
61652 | 8.415 | 1 | 365 | 9.5804 | 0.28395 | 9 | 0.86437
61514 | 7.155 | 1 | 365 | 8.1459 | 0.39651 | 8 | 0.54243
61655 | 8.8 | 1 | 365 | 10.0187 | 0.16622 | 10 | 0.18496
61658 | 6.63 | 1 | 365 | 7.5482 | 0.19341 | 7 | 0.74163
25371 | 332.01 | 0.8 | 365 | 302.393 | 0.67154 | 303 | 0.064551
61676 | 6.72 | 1 | 365 | 7.6507 | 0.39966 | 8 | 0.050337
61679 | 9.8 | 1 | 365 | 11.1572 | 0.45784 | 11 | 0.61507
61680 | 7 | 1 | 365 | 7.9695 | 0.041312 | 8 | 0.010767
61688 | 5.88 | 1 | 365 | 6.6943 | 0.4747 | 7 | 0.16904
61689 | 7.42 | 1 | 365 | 8.4476 | 0.0037907 | 8 | 0.45141
62232 | 3.64 | 1 | 365 | 4.1441 | 0.34148 | 4 | 0.4856
61691 | 7.84 | 1 | 365 | 8.9258 | 0.96627 | 9 | 0.89206
61692 | 8.68 | 1 | 365 | 9.8821 | 0.89123 | 10 | 0.77335
61694 | 10.08 | 1 | 365 | 11.476 | 0.099489 | 11 | 0.5755
61699 | 7.28 | 1 | 365 | 8.2882 | 0.68296 | 8 | 0.9712
61702 | 7 | 1 | 365 | 7.9695 | 0.041312 | 8 | 0.010767
61703 | 7.685 | 1 | 365 | 8.7493 | 0.61107 | 9 | 0.36039
61706 | 5.035 | 1 | 365 | 5.7323 | 0.53829 | 6 | 0.2706
53081 | 7.8 | 1 | 365 | 8.8803 | 0.8746 | 9 | 0.75485
61731 | 5.46 | 1 | 365 | 6.2162 | 0.51222 | 6 | 0.7284
61735 | 3.445 | 1 | 365 | 3.9221 | 0.89462 | 4 | 0.81673
61745 | 5.3 | 1 | 365 | 6.034 | 0.14556 | 6 | 0.17958
61747 | 7.95 | 1 | 365 | 9.051 | 0.21835 | 9 | 0.26937
61752 | 3.64 | 1 | 365 | 4.1441 | 0.34148 | 4 | 0.4856
61755 | 7.42 | 1 | 365 | 8.4476 | 0.0037907 | 8 | 0.45141
61761 | 10.92 | 1 | 365 | 12.4324 | 0.024447 | 12 | 0.4568
61762 | 11.2 | 1 | 365 | 12.7511 | 0.6661 | 13 | 0.41723
61766 | 10.92 | 1 | 365 | 12.4324 | 0.024447 | 12 | 0.4568
61768 | 11.4 | 1 | 365 | 12.9788 | 0.12442 | 13 | 0.10325
61786 | 5.865 | 1 | 365 | 6.6773 | 0.44033 | 7 | 0.11759
61790 | 5.7 | 1 | 365 | 6.4894 | 0.062211 | 6 | 0.55162
61808 | 6.3 | 1 | 365 | 7.1725 | 0.43718 | 7 | 0.60969
61815 | 3.75 | 1 | 365 | 4.2694 | 0.59356 | 4 | 0.86291
61818 | 10.66 | 1 | 365 | 12.1363 | 0.42863 | 12 | 0.56497
61811 | 3.71 | 1 | 365 | 4.2238 | 0.5019 | 4 | 0.72571
61819 | 12.9 | 1 | 365 | 14.6866 | 0.56185 | 15 | 0.24841
61904 | 7.65 | 1 | 365 | 8.7095 | 0.53086 | 9 | 0.24034
61917 | 7.685 | 1 | 365 | 8.7493 | 0.61107 | 9 | 0.36039
62104 | 5.865 | 1 | 365 | 6.6773 | 0.44033 | 7 | 0.11759
62108 | 10.6 | 1 | 365 | 12.068 | 0.29113 | 12 | 0.35916
62111 | 4.505 | 1 | 365 | 5.1289 | 0.32373 | 5 | 0.45264
61280 | 8.175 | 1 | 365 | 9.3072 | 0.73396 | 10 | 0.041146
62009 | 11.115 | 1 | 365 | 12.6544 | 0.47131 | 13 | 0.12567
62510 | 7.2 | 1 | 365 | 8.1972 | 0.49964 | 8 | 0.69679
61566 | 7.56 | 1 | 365 | 8.607 | 0.32462 | 8 | 0.93163
34683 | 62.01 | 0.9 | 365 | 63.5382 | 0.8928 | 64 | 0.43099
35278 | 41.856 | 0.9 | 365 | 42.8875 | 0.32609 | 43 | 0.2136
61634 | 4.578 | 1 | 365 | 5.212 | 0.49102 | 5 | 0.70304
61638 | 7.83 | 1 | 365 | 8.9144 | 0.94335 | 9 | 0.85776
61659 | 5.559 | 1 | 365 | 6.3289 | 0.73909 | 7 | 0.067979
61668 | 14.715 | 1 | 365 | 16.7529 | 0.72113 | 17 | 0.47406
61631 | 25.48 | 0.9 | 365 | 26.1079 | 0.55134 | 26 | 0.65927
61695 | 6.93 | 1 | 365 | 7.8898 | 0.8809 | 8 | 0.77066
61701 | 7.905 | 1 | 365 | 8.9998 | 0.11522 | 9 | 0.11502
61704 | 6.12 | 1 | 365 | 6.9676 | 0.02469 | 6 | 0.99227
61708 | 3.9 | 1 | 365 | 4.4401 | 0.9373 | 5 | 0.37743
61709 | 6.93 | 1 | 365 | 7.8898 | 0.8809 | 8 | 0.77066
61710 | 4.5 | 1 | 365 | 5.1232 | 0.31227 | 5 | 0.43549
61714 | 9.28 | 1 | 365 | 10.5652 | 0.2662 | 10 | 0.83142
61522 | 8.75 | 1 | 365 | 9.9618 | 0.05164 | 10 | 0.013459
61770 | 4.56 | 1 | 365 | 5.1915 | 0.44977 | 5 | 0.6413
61404 | 4.24 | 1 | 365 | 4.8272 | 0.71645 | 5 | 0.54366
61782 | 9.975 | 1 | 365 | 11.3565 | 0.85887 | 12 | 0.21534
61814 | 8.55 | 1 | 365 | 9.7341 | 0.59332 | 10 | 0.32744
61817 | 10.8 | 1 | 365 | 12.2957 | 0.74945 | 13 | 0.045184
61820 | 7.02 | 1 | 365 | 7.9922 | 0.087144 | 8 | 0.079369
61821 | 9.01 | 1 | 365 | 10.2578 | 0.64746 | 10 | 0.90529
61822 | 11.96 | 1 | 365 | 13.6164 | 0.40773 | 14 | 0.024111
61823 | 13.26 | 1 | 365 | 15.0964 | 0.38683 | 15 | 0.48325
61867 | 3.36 | 1 | 365 | 3.8253 | 0.69983 | 4 | 0.52517
61913 | 7.28 | 1 | 365 | 8.2882 | 0.68296 | 8 | 0.9712
61914 | 3.9 | 1 | 365 | 4.4401 | 0.9373 | 5 | 0.37743
61918 | 2.08 | 1 | 365 | 2.3681 | 0.76656 | 3 | 0.13463
61920 | 2.9 | 1 | 365 | 3.3016 | 0.64569 | 3 | 0.94732
61921 | 7.42 | 1 | 365 | 8.4476 | 0.0037907 | 8 | 0.45141
61922 | 17.16 | 1 | 365 | 19.5366 | 0.32413 | 19 | 0.86068
61923 | 10.15 | 1 | 365 | 11.5557 | 0.2599 | 11 | 0.81561
61894 | 6 | 1 | 365 | 6.831 | 0.7497 | 7 | 0.58066
61839 | 9.88 | 1 | 365 | 11.2483 | 0.64117 | 11 | 0.88948
61886 | 7.848 | 1 | 365 | 8.9349 | 0.9846 | 9 | 0.9195
61889 | 4.76 | 1 | 365 | 5.4192 | 0.90809 | 6 | 0.32732
61891 | 6.48 | 1 | 365 | 7.3774 | 0.84967 | 8 | 0.22711
61931 | 23.115 | 1 | 365 | 26.3163 | 0.9707 | 27 | 0.28698
61940 | 8.64 | 1 | 365 | 9.8366 | 0.79956 | 10 | 0.63615
61934 | 7.245 | 1 | 365 | 8.2484 | 0.60276 | 8 | 0.85114
61942 | 3.45 | 1 | 365 | 3.9278 | 0.90608 | 4 | 0.83388
61936 | 6 | 1 | 365 | 6.831 | 0.7497 | 7 | 0.58066
61938 | 6.3 | 1 | 365 | 7.1725 | 0.43718 | 7 | 0.60969
61944 | 6 | 1 | 365 | 6.831 | 0.7497 | 7 | 0.58066
61939 | 11.4 | 1 | 365 | 12.9788 | 0.12442 | 13 | 0.10325
61947 | 10.395 | 1 | 365 | 11.8346 | 0.82135 | 12 | 0.65599
61941 | 5.175 | 1 | 365 | 5.8917 | 0.85911 | 6 | 0.75082
61943 | 5.355 | 1 | 365 | 6.0966 | 0.2716 | 6 | 0.36824
61945 | 7.02 | 1 | 365 | 7.9922 | 0.087144 | 8 | 0.079369
61946 | 15.9 | 1 | 365 | 18.102 | 0.43669 | 18 | 0.53874
61949 | 10.26 | 1 | 365 | 11.6809 | 0.51198 | 12 | 0.19292
61950 | 7.56 | 1 | 365 | 8.607 | 0.32462 | 8 | 0.93163
61951 | 5.04 | 1 | 365 | 5.738 | 0.54974 | 6 | 0.28775
61953 | 6 | 1 | 365 | 6.831 | 0.7497 | 7 | 0.58066
61952 | 12.825 | 1 | 365 | 14.6012 | 0.38998 | 14 | 0.99116
61956 | 8.745 | 1 | 365 | 9.9561 | 0.040182 | 9 | 0.99631
61958 | 7.56 | 1 | 365 | 8.607 | 0.32462 | 8 | 0.93163
61957 | 5.88 | 1 | 365 | 6.6943 | 0.4747 | 7 | 0.16904
61959 | 11.34 | 1 | 365 | 12.9105 | 0.98693 | 13 | 0.89744
61960 | 6.48 | 1 | 365 | 7.3774 | 0.84967 | 8 | 0.22711
61961 | 8.7 | 1 | 365 | 9.9049 | 0.93706 | 10 | 0.84195
61963 | 10.8 | 1 | 365 | 12.2957 | 0.74945 | 13 | 0.045184
61964 | 5.12 | 1 | 365 | 5.8291 | 0.73307 | 6 | 0.56216
61965 | 8.19 | 1 | 365 | 9.3243 | 0.76834 | 10 | 0.092598
61966 | 11.52 | 1 | 365 | 13.1154 | 0.39942 | 13 | 0.51486
61967 | 7.25 | 1 | 365 | 8.2541 | 0.61422 | 8 | 0.86829
61968 | 5.565 | 1 | 365 | 6.3357 | 0.75284 | 7 | 0.08856
61969 | 5.67 | 1 | 365 | 6.4553 | 0.99346 | 7 | 0.44872
61971 | 6.48 | 1 | 365 | 7.3774 | 0.84967 | 8 | 0.22711
61972 | 2.8 | 1 | 365 | 3.1878 | 0.41652 | 3 | 0.60431
61982 | 10.2 | 1 | 365 | 11.6126 | 0.37448 | 11 | 0.98712
61970 | 11.31 | 1 | 365 | 12.8764 | 0.91818 | 13 | 0.79454
62023 | 4.59 | 1 | 365 | 5.2257 | 0.51852 | 5 | 0.7442
62024 | 8.16 | 1 | 365 | 9.2901 | 0.69959 | 9 | 0.98969
62025 | 3.6 | 1 | 365 | 4.0986 | 0.24982 | 4 | 0.34839
62026 | 3.06 | 1 | 365 | 3.4838 | 0.012345 | 3 | 0.49614
62028 | 5.61 | 1 | 365 | 6.3869 | 0.85597 | 7 | 0.24291
62029 | 6.3 | 1 | 365 | 7.1725 | 0.43718 | 7 | 0.60969
62030 | 4.08 | 1 | 365 | 4.6451 | 0.34979 | 4 | 0.99485
62035 | 2.85 | 1 | 365 | 3.2447 | 0.53111 | 3 | 0.77581
62036 | 10.4 | 1 | 365 | 11.8403 | 0.83281 | 12 | 0.67314
62037 | 10.08 | 1 | 365 | 11.476 | 0.099489 | 11 | 0.5755
62038 | 6.93 | 1 | 365 | 7.8898 | 0.8809 | 8 | 0.77066
62040 | 8.1 | 1 | 365 | 9.2218 | 0.56209 | 9 | 0.78389
62041 | 12 | 1 | 365 | 13.6619 | 0.49939 | 14 | 0.16132
62042 | 6.76 | 1 | 365 | 7.6962 | 0.49132 | 8 | 0.18754
62043 | 7.125 | 1 | 365 | 8.1118 | 0.32776 | 8 | 0.43953
61166 | 11.13 | 1 | 365 | 12.6714 | 0.50569 | 13 | 0.17712
62052 | 5.8 | 1 | 365 | 6.6033 | 0.29137 | 6 | 0.89464
62059 | 8.12 | 1 | 365 | 9.2446 | 0.60792 | 9 | 0.85249
62063 | 15.042 | 1 | 365 | 17.1252 | 0.47049 | 17 | 0.59571
62093 | 13.02 | 1 | 365 | 14.8232 | 0.83684 | 15 | 0.66003
62107 | 6 | 1 | 365 | 6.831 | 0.7497 | 7 | 0.58066
62114 | 5.6 | 1 | 365 | 6.3756 | 0.83305 | 7 | 0.20861
62115 | 5.88 | 1 | 365 | 6.6943 | 0.4747 | 7 | 0.16904
62130 | 7.65 | 1 | 365 | 8.7095 | 0.53086 | 9 | 0.24034
62132 | 13.5 | 1 | 365 | 15.3697 | 0.93682 | 16 | 0.30648
62138 | 9.435 | 1 | 365 | 10.7417 | 0.6214 | 11 | 0.36308
62151 | 7.13 | 1 | 365 | 8.1175 | 0.33922 | 8 | 0.45668
62152 | 7.98 | 1 | 365 | 9.0852 | 0.2871 | 9 | 0.37227
62155 | 11.7 | 1 | 365 | 13.3204 | 0.81191 | 14 | 0.13228
62156 | 7.015 | 1 | 365 | 7.9865 | 0.075686 | 8 | 0.062219
62182 | 13.68 | 1 | 365 | 15.5746 | 0.34931 | 15 | 0.9239
62183 | 9.35 | 1 | 365 | 10.6449 | 0.42661 | 11 | 0.071525
62184 | 6.875 | 1 | 365 | 7.8271 | 0.75486 | 8 | 0.582
62196 | 9.9 | 1 | 365 | 11.2711 | 0.687 | 11 | 0.95809
62199 | 6.27 | 1 | 365 | 7.1384 | 0.36843 | 7 | 0.50679
62200 | 5.67 | 1 | 365 | 6.4553 | 0.99346 | 7 | 0.44872
62201 | 9.483 | 1 | 365 | 10.7963 | 0.73139 | 11 | 0.52773
62202 | 8.505 | 1 | 365 | 9.6829 | 0.49019 | 10 | 0.17308
62203 | 5.035 | 1 | 365 | 5.7323 | 0.53829 | 6 | 0.2706
62204 | 8.1 | 1 | 365 | 9.2218 | 0.56209 | 9 | 0.78389
62207 | 18.02 | 1 | 365 | 20.5157 | 0.29492 | 20 | 0.81057
62209 | 6.93 | 1 | 365 | 7.8898 | 0.8809 | 8 | 0.77066
62210 | 5.1 | 1 | 365 | 5.8063 | 0.68724 | 6 | 0.49356
62215 | 11.7 | 1 | 365 | 13.3204 | 0.81191 | 14 | 0.13228
62216 | 8.745 | 1 | 365 | 9.9561 | 0.040182 | 9 | 0.99631
62221 | 6.9 | 1 | 365 | 7.8556 | 0.81215 | 8 | 0.66776
62224 | 4.59 | 1 | 365 | 5.2257 | 0.51852 | 5 | 0.7442
62227 | 11.97 | 1 | 365 | 13.6278 | 0.43064 | 14 | 0.058412
62228 | 7.5 | 1 | 365 | 8.5387 | 0.18712 | 8 | 0.72582
62231 | 5.6 | 1 | 365 | 6.3756 | 0.83305 | 7 | 0.20861
62237 | 8.4 | 1 | 365 | 9.5633 | 0.24957 | 9 | 0.81292
62239 | 12.35 | 1 | 365 | 14.0604 | 0.30146 | 14 | 0.36185
62240 | 9 | 1 | 365 | 10.2464 | 0.62454 | 10 | 0.87099
62243 | 6.54 | 1 | 365 | 7.4457 | 0.98717 | 8 | 0.43292
62241 | 4.2 | 1 | 365 | 4.7817 | 0.62479 | 5 | 0.40646
62245 | 9.3 | 1 | 365 | 10.588 | 0.31203 | 10 | 0.90002
62250 | 4.2 | 1 | 365 | 4.7817 | 0.62479 | 5 | 0.40646
62253 | 4.2 | 1 | 365 | 4.7817 | 0.62479 | 5 | 0.40646
62254 | 3.72 | 1 | 365 | 4.2352 | 0.52481 | 4 | 0.76001
62256 | 5.232 | 1 | 365 | 5.9566 | 0.98973 | 6 | 0.94633
62259 | 4.83 | 1 | 365 | 5.4989 | 0.068505 | 5 | 0.56743
62261 | 5.67 | 1 | 365 | 6.4553 | 0.99346 | 7 | 0.44872
62262 | 15.87 | 1 | 365 | 18.0679 | 0.36795 | 18 | 0.43584
62263 | 12 | 1 | 365 | 13.6619 | 0.49939 | 14 | 0.16132
62264 | 9.72 | 1 | 365 | 11.0662 | 0.27451 | 11 | 0.34067
62271 | 5.8 | 1 | 365 | 6.6033 | 0.29137 | 6 | 0.89464
62272 | 4.725 | 1 | 365 | 5.3794 | 0.82789 | 6 | 0.20727
62274 | 11.772 | 1 | 365 | 13.4023 | 0.9769 | 14 | 0.37925
62281 | 8.06 | 1 | 365 | 9.1763 | 0.47042 | 9 | 0.64668
62287 | 7.035 | 1 | 365 | 8.0093 | 0.12152 | 8 | 0.13082
62292 | 5.035 | 1 | 365 | 5.7323 | 0.53829 | 6 | 0.2706
62295 | 11.6 | 1 | 365 | 13.2065 | 0.58275 | 13 | 0.78927
57211 | 10.85 | 1 | 365 | 12.3527 | 0.86403 | 13 | 0.21669
62316 | 8.12 | 1 | 365 | 9.2446 | 0.60792 | 9 | 0.85249
62318 | 5.46 | 1 | 365 | 6.2162 | 0.51222 | 6 | 0.7284
51405 | 4.725 | 1 | 365 | 5.3794 | 0.82789 | 6 | 0.20727
42282 | 15.08 | 1 | 365 | 17.1685 | 0.55757 | 17 | 0.72605
62319 | 12.48 | 1 | 365 | 14.2084 | 0.59937 | 14 | 0.80777
62327 | 4.48 | 1 | 365 | 5.1005 | 0.26644 | 5 | 0.36689
62332 | 10.865 | 1 | 365 | 12.3697 | 0.89841 | 13 | 0.26814
62331 | 13.515 | 1 | 365 | 15.3867 | 0.97119 | 16 | 0.35793
48862 | 8.68 | 1 | 365 | 9.8821 | 0.89123 | 10 | 0.77335
62334 | 5.72 | 1 | 365 | 6.5122 | 0.10804 | 6 | 0.62023
62335 | 7.8 | 1 | 365 | 8.8803 | 0.8746 | 9 | 0.75485
62333 | 16.43 | 1 | 365 | 18.7054 | 0.65125 | 19 | 0.3567
62337 | 8.32 | 1 | 365 | 9.4723 | 0.066245 | 9 | 0.53851
62338 | 2.8 | 1 | 365 | 3.1878 | 0.41652 | 3 | 0.60431
62340 | 5.04 | 1 | 365 | 5.738 | 0.54974 | 6 | 0.28775
62343 | 7.42 | 1 | 365 | 8.4476 | 0.0037907 | 8 | 0.45141
62342 | 7.95 | 1 | 365 | 9.051 | 0.21835 | 9 | 0.26937
62345 | 6.24 | 1 | 365 | 7.1042 | 0.29968 | 7 | 0.40388
62348 | 6.36 | 1 | 365 | 7.2408 | 0.57468 | 7 | 0.8155
62352 | 5.32 | 1 | 365 | 6.0568 | 0.1914 | 6 | 0.24818
62349 | 8.41 | 1 | 365 | 9.5747 | 0.27249 | 9 | 0.84722
62353 | 10.07 | 1 | 365 | 11.4646 | 0.076573 | 11 | 0.5412
62355 | 8.4 | 1 | 365 | 9.5633 | 0.24957 | 9 | 0.81292
62357 | 7.95 | 1 | 365 | 9.051 | 0.21835 | 9 | 0.26937
62362 | 6.625 | 1 | 365 | 7.5425 | 0.18196 | 7 | 0.72448
62363 | 4.505 | 1 | 365 | 5.1289 | 0.32373 | 5 | 0.45264
62364 | 6.44 | 1 | 365 | 7.3319 | 0.75801 | 8 | 0.089906
62367 | 6.44 | 1 | 365 | 7.3319 | 0.75801 | 8 | 0.089906
62374 | 7.28 | 1 | 365 | 8.2882 | 0.68296 | 8 | 0.9712
62385 | 2.385 | 1 | 365 | 2.7153 | 0.4655 | 3 | 0.18081
62384 | 5.035 | 1 | 365 | 5.7323 | 0.53829 | 6 | 0.2706
62389 | 8.84 | 1 | 365 | 10.0643 | 0.25789 | 10 | 0.32217
62386 | 10.36 | 1 | 365 | 11.7948 | 0.74114 | 12 | 0.53594
62393 | 3.64 | 1 | 365 | 4.1441 | 0.34148 | 4 | 0.4856
62408 | 6.21 | 1 | 365 | 7.07 | 0.23094 | 7 | 0.30098
62411 | 11.7 | 1 | 365 | 13.3204 | 0.81191 | 14 | 0.13228
62413 | 8.32 | 1 | 365 | 9.4723 | 0.066245 | 9 | 0.53851
62416 | 6.63 | 1 | 365 | 7.5482 | 0.19341 | 7 | 0.74163
62410 | 6.44 | 1 | 365 | 7.3319 | 0.75801 | 8 | 0.089906
62419 | 8.745 | 1 | 365 | 9.9561 | 0.040182 | 9 | 0.99631
62846 | 17.595 | 1 | 365 | 20.0318 | 0.32098 | 20 | 0.35278
62422 | 7.54 | 1 | 365 | 8.5842 | 0.27878 | 8 | 0.86303
62423 | 11.13 | 1 | 365 | 12.6714 | 0.50569 | 13 | 0.17712
62424 | 6 | 1 | 365 | 6.831 | 0.7497 | 7 | 0.58066
62426 | 7.8 | 1 | 365 | 8.8803 | 0.8746 | 9 | 0.75485
62430 | 6.96 | 1 | 365 | 7.9239 | 0.94965 | 8 | 0.87356
62434 | 5.98 | 1 | 365 | 6.8082 | 0.70386 | 7 | 0.51206
62437 | 8.06 | 1 | 365 | 9.1763 | 0.47042 | 9 | 0.64668
62440 | 4.42 | 1 | 365 | 5.0321 | 0.12894 | 5 | 0.16108
62441 | 10.92 | 1 | 365 | 12.4324 | 0.024447 | 12 | 0.4568
62444 | 9 | 1 | 365 | 10.2464 | 0.62454 | 10 | 0.87099
62446 | 11.2 | 1 | 365 | 12.7511 | 0.6661 | 13 | 0.41723
62445 | 5.5 | 1 | 365 | 6.2617 | 0.60389 | 6 | 0.8656
62448 | 9.975 | 1 | 365 | 11.3565 | 0.85887 | 12 | 0.21534
62451 | 24.96 | 1 | 365 | 28.4168 | 0.19874 | 28 | 0.61554
62467 | 4.725 | 1 | 365 | 5.3794 | 0.82789 | 6 | 0.20727
62473 | 6.16 | 1 | 365 | 7.0131 | 0.11635 | 7 | 0.12948
62483 | 11.34 | 1 | 365 | 12.9105 | 0.98693 | 13 | 0.89744
62489 | 8.12 | 1 | 365 | 9.2446 | 0.60792 | 9 | 0.85249
62494 | 8.12 | 1 | 365 | 9.2446 | 0.60792 | 9 | 0.85249
62496 | 12.285 | 1 | 365 | 13.9864 | 0.1525 | 14 | 0.1389
62503 | 7.685 | 1 | 365 | 8.7493 | 0.61107 | 9 | 0.36039
32738 | 161.92 | 0.9 | 365 | 165.9104 | 0.95262 | 166 | 0.86301
57501 | 7.04 | 1 | 365 | 8.015 | 0.13298 | 8 | 0.14797
61222 | 9.36 | 1 | 365 | 10.6563 | 0.44953 | 11 | 0.10583
59482 | 4.48 | 1 | 365 | 5.1005 | 0.26644 | 5 | 0.36689
59967 | 8.64 | 1 | 365 | 9.8366 | 0.79956 | 10 | 0.63615
59409 | 9.28 | 1 | 365 | 10.5652 | 0.2662 | 10 | 0.83142
60984 | 6.4 | 1 | 365 | 7.2864 | 0.66634 | 7 | 0.9527
61736 | 5.46 | 1 | 365 | 6.2162 | 0.51222 | 6 | 0.7284
43832 | 9.6 | 1 | 365 | 10.9295 | 0.99951 | 11 | 0.92905
62288 | 6.76 | 1 | 365 | 7.6962 | 0.49132 | 8 | 0.18754
49971 | 7.04 | 1 | 365 | 8.015 | 0.13298 | 8 | 0.14797
61167 | 14.4 | 1 | 365 | 16.3943 | 0.99927 | 17 | 0.39358
61445 | 7.36 | 1 | 365 | 8.3793 | 0.86629 | 9 | 0.24561
61722 | 5.76 | 1 | 365 | 6.5577 | 0.19971 | 6 | 0.75743
34552 | 137.7 | 0.9 | 365 | 141.0935 | 0.99997 | 142 | 0.093483
62007 | 7.04 | 1 | 365 | 8.015 | 0.13298 | 8 | 0.14797
62125 | 9.6 | 1 | 365 | 10.9295 | 0.99951 | 11 | 0.92905
62166 | 8.32 | 1 | 365 | 9.4723 | 0.066245 | 9 | 0.53851
50985 | 4.8 | 1 | 365 | 5.4648 | 0.99976 | 6 | 0.46453
55923 | 10.24 | 1 | 365 | 11.6582 | 0.46615 | 12 | 0.12432
62308 | 8 | 1 | 365 | 9.1079 | 0.33293 | 9 | 0.44088
28495 | 2835.685 | 1 | 365 | 3228.4092 | 0.30112 | 3228 | 0.71034
62450 | 3.36 | 1 | 365 | 3.8253 | 0.69983 | 4 | 0.52517
61686 | 11.18 | 1 | 365 | 12.7284 | 0.62027 | 13 | 0.34863
62458 | 4.505 | 1 | 365 | 5.1289 | 0.32373 | 5 | 0.45264
62468 | 12.42 | 1 | 365 | 14.1401 | 0.46187 | 14 | 0.60196
62470 | 7.625 | 1 | 365 | 8.681 | 0.47357 | 9 | 0.15459
62474 | 14.388 | 1 | 365 | 16.3806 | 0.97177 | 17 | 0.35242
62479 | 10.8 | 1 | 365 | 12.2957 | 0.74945 | 13 | 0.045184
62485 | 5.04 | 1 | 365 | 5.738 | 0.54974 | 6 | 0.28775
62492 | 6.867 | 1 | 365 | 7.818 | 0.73653 | 8 | 0.55456
62497 | 3.71 | 1 | 365 | 4.2238 | 0.5019 | 4 | 0.72571
62499 | 12.42 | 1 | 365 | 14.1401 | 0.46187 | 14 | 0.60196
62502 | 11.96 | 1 | 365 | 13.6164 | 0.40773 | 14 | 0.024111
61954 | 8.1 | 1 | 365 | 9.2218 | 0.56209 | 9 | 0.78389
62505 | 4.845 | 1 | 365 | 5.516 | 0.10288 | 5 | 0.61888
62507 | 13 | 1 | 365 | 14.8004 | 0.79101 | 15 | 0.59142
62513 | 4.905 | 1 | 365 | 5.5843 | 0.24038 | 5 | 0.82469
62516 | 10.15 | 1 | 365 | 11.5557 | 0.2599 | 11 | 0.81561
62472 | 6 | 1 | 365 | 6.831 | 0.7497 | 7 | 0.58066
62517 | 6.76 | 1 | 365 | 7.6962 | 0.49132 | 8 | 0.18754
62523 | 10.4 | 1 | 365 | 11.8403 | 0.83281 | 12 | 0.67314
62527 | 12.19 | 1 | 365 | 13.8782 | 0.9348 | 14 | 0.81304
62529 | 5.72 | 1 | 365 | 6.5122 | 0.10804 | 6 | 0.62023
62267 | 5.4 | 1 | 365 | 6.1479 | 0.37473 | 6 | 0.52259
62533 | 7.28 | 1 | 365 | 8.2882 | 0.68296 | 8 | 0.9712
62536 | 8.58 | 1 | 365 | 9.7683 | 0.66207 | 10 | 0.43034
62535 | 4.77 | 1 | 365 | 5.4306 | 0.93101 | 6 | 0.36162
62537 | 5.035 | 1 | 365 | 5.7323 | 0.53829 | 6 | 0.2706
62541 | 5.46 | 1 | 365 | 6.2162 | 0.51222 | 6 | 0.7284
62543 | 5.565 | 1 | 365 | 6.3357 | 0.75284 | 7 | 0.08856
62548 | 9.88 | 1 | 365 | 11.2483 | 0.64117 | 11 | 0.88948
62551 | 5.98 | 1 | 365 | 6.8082 | 0.70386 | 7 | 0.51206
62557 | 7.54 | 1 | 365 | 8.5842 | 0.27878 | 8 | 0.86303
50987 | 5.76 | 1 | 365 | 6.5577 | 0.19971 | 6 | 0.75743
62558 | 6 | 1 | 365 | 6.831 | 0.7497 | 7 | 0.58066
62564 | 7.935 | 1 | 365 | 9.0339 | 0.18397 | 9 | 0.21792
62570 | 5.865 | 1 | 365 | 6.6773 | 0.44033 | 7 | 0.11759
62573 | 10.08 | 1 | 365 | 11.476 | 0.099489 | 11 | 0.5755
62575 | 12.765 | 1 | 365 | 14.5329 | 0.25248 | 14 | 0.78535
62579 | 13.5 | 1 | 365 | 15.3697 | 0.93682 | 16 | 0.30648
62585 | 8.45 | 1 | 365 | 9.6203 | 0.36416 | 9 | 0.98443
62586 | 6 | 1 | 365 | 6.831 | 0.7497 | 7 | 0.58066
62559 | 9.1 | 1 | 365 | 10.3603 | 0.85371 | 11 | 0.214
62562 | 9.54 | 1 | 365 | 10.8612 | 0.86202 | 11 | 0.72325
62569 | 7.42 | 1 | 365 | 8.4476 | 0.0037907 | 8 | 0.45141
62572 | 7.95 | 1 | 365 | 9.051 | 0.21835 | 9 | 0.26937
62578 | 4.77 | 1 | 365 | 5.4306 | 0.93101 | 6 | 0.36162
62580 | 7.155 | 1 | 365 | 8.1459 | 0.39651 | 8 | 0.54243
62583 | 14.04 | 1 | 365 | 15.9845 | 0.17429 | 16 | 0.15874
38896 | 11.55 | 1 | 365 | 13.1496 | 0.46816 | 13 | 0.61777
62590 | 4.24 | 1 | 365 | 4.8272 | 0.71645 | 5 | 0.54366
62592 | 7.245 | 1 | 365 | 8.2484 | 0.60276 | 8 | 0.85114
62593 | 4.59 | 1 | 365 | 5.2257 | 0.51852 | 5 | 0.7442
62594 | 12.5 | 1 | 365 | 14.2312 | 0.6452 | 14 | 0.87637
62270 | 13.11 | 1 | 365 | 14.9257 | 0.043086 | 14 | 0.96874
62597 | 14.04 | 1 | 365 | 15.9845 | 0.17429 | 16 | 0.15874
62596 | 4.86 | 1 | 365 | 5.5331 | 0.13725 | 5 | 0.67033
62599 | 4.68 | 1 | 365 | 5.3282 | 0.72476 | 6 | 0.052913
62598 | 8.84 | 1 | 365 | 10.0643 | 0.25789 | 10 | 0.32217
62600 | 9.88 | 1 | 365 | 11.2483 | 0.64117 | 11 | 0.88948
62601 | 8.215 | 1 | 365 | 9.3527 | 0.82563 | 10 | 0.17835
62602 | 9.45 | 1 | 365 | 10.7588 | 0.65577 | 11 | 0.41454
62603 | 4.24 | 1 | 365 | 4.8272 | 0.71645 | 5 | 0.54366
62604 | 10.695 | 1 | 365 | 12.1762 | 0.50883 | 12 | 0.68502
62605 | 6.54 | 1 | 365 | 7.4457 | 0.98717 | 8 | 0.43292
62606 | 7.2 | 1 | 365 | 8.1972 | 0.49964 | 8 | 0.69679
62607 | 3 | 1 | 365 | 3.4155 | 0.87485 | 4 | 0.29033
59216 | 10.995 | 1 | 365 | 12.5177 | 0.19632 | 12 | 0.71406
62608 | 9.135 | 1 | 365 | 10.4001 | 0.93391 | 11 | 0.33405
62609 | 5.04 | 1 | 365 | 5.738 | 0.54974 | 6 | 0.28775
62610 | 4.275 | 1 | 365 | 4.8671 | 0.79666 | 5 | 0.66372
62611 | 6.76 | 1 | 365 | 7.6962 | 0.49132 | 8 | 0.18754
62612 | 8.64 | 1 | 365 | 9.8366 | 0.79956 | 10 | 0.63615
62613 | 5.04 | 1 | 365 | 5.738 | 0.54974 | 6 | 0.28775
62614 | 4.41 | 1 | 365 | 5.0208 | 0.10603 | 5 | 0.12678
62615 | 6.93 | 1 | 365 | 7.8898 | 0.8809 | 8 | 0.77066
47838 | 24.57 | 1 | 365 | 27.9728 | 0.30501 | 28 | 0.27779
62616 | 2.7 | 1 | 365 | 3.0739 | 0.18736 | 3 | 0.2613
62617 | 13.78 | 1 | 365 | 15.6884 | 0.57847 | 16 | 0.26691
54927 | 4.42 | 1 | 365 | 5.0321 | 0.12894 | 5 | 0.16108
62620 | 6.93 | 1 | 365 | 7.8898 | 0.8809 | 8 | 0.77066
62621 | 7.41 | 1 | 365 | 8.4362 | 0.98087 | 9 | 0.41711
62623 | 5.886 | 1 | 365 | 6.7012 | 0.48845 | 7 | 0.18963
62629 | 9.12 | 1 | 365 | 10.3831 | 0.89954 | 11 | 0.2826
62630 | 5.4 | 1 | 365 | 6.1479 | 0.37473 | 6 | 0.52259
62631 | 5.67 | 1 | 365 | 6.4553 | 0.99346 | 7 | 0.44872
62632 | 2.97 | 1 | 365 | 3.3813 | 0.8061 | 4 | 0.18743
62633 | 8.68 | 1 | 365 | 9.8821 | 0.89123 | 10 | 0.77335
62634 | 7.28 | 1 | 365 | 8.2882 | 0.68296 | 8 | 0.9712
62635 | 4.94 | 1 | 365 | 5.6242 | 0.32058 | 5 | 0.94474
38626 | 6.4 | 1 | 365 | 7.2864 | 0.66634 | 7 | 0.9527
40769 | 13.455 | 1 | 365 | 15.3184 | 0.83369 | 16 | 0.15212
50008 | 9.045 | 1 | 365 | 10.2977 | 0.72767 | 11 | 0.025341
62637 | 5.3 | 1 | 365 | 6.034 | 0.14556 | 6 | 0.17958
62638 | 9 | 1 | 365 | 10.2464 | 0.62454 | 10 | 0.87099
62639 | 8.8 | 1 | 365 | 10.0187 | 0.16622 | 10 | 0.18496
62640 | 12 | 1 | 365 | 13.6619 | 0.49939 | 14 | 0.16132
62641 | 12.48 | 1 | 365 | 14.2084 | 0.59937 | 14 | 0.80777
62643 | 11.4 | 1 | 365 | 12.9788 | 0.12442 | 13 | 0.10325
62642 | 12.19 | 1 | 365 | 13.8782 | 0.9348 | 14 | 0.81304
62644 | 8.1 | 1 | 365 | 9.2218 | 0.56209 | 9 | 0.78389
62645 | 15.435 | 1 | 365 | 17.5726 | 0.37109 | 17 | 0.94374
62647 | 5.44 | 1 | 365 | 6.1934 | 0.46639 | 6 | 0.6598
62648 | 7.245 | 1 | 365 | 8.2484 | 0.60276 | 8 | 0.85114
62649 | 11.52 | 1 | 365 | 13.1154 | 0.39942 | 13 | 0.51486
62650 | 5.865 | 1 | 365 | 6.6773 | 0.44033 | 7 | 0.11759
62651 | 10.71 | 1 | 365 | 12.1933 | 0.54321 | 12 | 0.73647
62652 | 5.94 | 1 | 365 | 6.7627 | 0.6122 | 7 | 0.37485
62653 | 6.4 | 1 | 365 | 7.2864 | 0.66634 | 7 | 0.9527
62654 | 5.13 | 1 | 365 | 5.8405 | 0.75599 | 6 | 0.59646
62656 | 6.54 | 1 | 365 | 7.4457 | 0.98717 | 8 | 0.43292
62659 | 12.16 | 1 | 365 | 13.8441 | 0.86605 | 14 | 0.71013
62660 | 6.5 | 1 | 365 | 7.4002 | 0.8955 | 8 | 0.29571
62663 | 3.38 | 1 | 365 | 3.8481 | 0.74566 | 4 | 0.59377
62666 | 4.505 | 1 | 365 | 5.1289 | 0.32373 | 5 | 0.45264
62668 | 5.83 | 1 | 365 | 6.6374 | 0.36012 | 6 | 0.99754
62667 | 6.89 | 1 | 365 | 7.8442 | 0.78923 | 8 | 0.63346
62672 | 2.86 | 1 | 365 | 3.2561 | 0.55402 | 3 | 0.81011
62670 | 3.18 | 1 | 365 | 3.6204 | 0.28734 | 3 | 0.90775
44698 | 4.8 | 1 | 365 | 5.4648 | 0.99976 | 6 | 0.46453
62674 | 7.685 | 1 | 365 | 8.7493 | 0.61107 | 9 | 0.36039
62676 | 5.3 | 1 | 365 | 6.034 | 0.14556 | 6 | 0.17958
50937 | 2.28 | 1 | 365 | 2.5958 | 0.22488 | 2 | 0.82065
62678 | 2.6 | 1 | 365 | 2.9601 | 0.9582 | 3 | 0.91828
62677 | 8.06 | 1 | 365 | 9.1763 | 0.47042 | 9 | 0.64668
62682 | 5.2 | 1 | 365 | 5.9202 | 0.9164 | 6 | 0.83657
62683 | 8.32 | 1 | 365 | 9.4723 | 0.066245 | 9 | 0.53851
62684 | 8.32 | 1 | 365 | 9.4723 | 0.066245 | 9 | 0.53851
62689 | 6.9 | 1 | 365 | 7.8556 | 0.81215 | 8 | 0.66776
62690 | 7.42 | 1 | 365 | 8.4476 | 0.0037907 | 8 | 0.45141
62694 | 7.8 | 1 | 365 | 8.8803 | 0.8746 | 9 | 0.75485
62698 | 4.77 | 1 | 365 | 5.4306 | 0.93101 | 6 | 0.36162
62697 | 6.24 | 1 | 365 | 7.1042 | 0.29968 | 7 | 0.40388
62701 | 5.2 | 1 | 365 | 5.9202 | 0.9164 | 6 | 0.83657
62699 | 11.4 | 1 | 365 | 12.9788 | 0.12442 | 13 | 0.10325
62704 | 9.275 | 1 | 365 | 10.5595 | 0.25474 | 10 | 0.81427
62693 | 5.98 | 1 | 365 | 6.8082 | 0.70386 | 7 | 0.51206
62706 | 4.77 | 1 | 365 | 5.4306 | 0.93101 | 6 | 0.36162
62707 | 4.68 | 1 | 365 | 5.3282 | 0.72476 | 6 | 0.052913
62711 | 6.6 | 1 | 365 | 7.5141 | 0.12467 | 7 | 0.63872
62719 | 8.82 | 1 | 365 | 10.0415 | 0.21205 | 10 | 0.25357
62721 | 6.555 | 1 | 365 | 7.4628 | 0.021543 | 7 | 0.48437
62722 | 4.08 | 1 | 365 | 4.6451 | 0.34979 | 4 | 0.99485
50555 | 3.52 | 1 | 365 | 4.0075 | 0.066488 | 4 | 0.073986
62724 | 16.38 | 1 | 365 | 18.6485 | 0.53667 | 19 | 0.1852
62727 | 7.68 | 1 | 365 | 8.7436 | 0.59961 | 9 | 0.34324
62728 | 6.24 | 1 | 365 | 7.1042 | 0.29968 | 7 | 0.40388
56398 | 5.415 | 1 | 365 | 6.1649 | 0.4091 | 6 | 0.57404
62723 | 5.72 | 1 | 365 | 6.5122 | 0.10804 | 6 | 0.62023
62726 | 6.24 | 1 | 365 | 7.1042 | 0.29968 | 7 | 0.40388
62731 | 5.3 | 1 | 365 | 6.034 | 0.14556 | 6 | 0.17958
62733 | 2.65 | 1 | 365 | 3.017 | 0.072782 | 3 | 0.08979
62739 | 3.71 | 1 | 365 | 4.2238 | 0.5019 | 4 | 0.72571
59987 | 6.5 | 1 | 365 | 7.4002 | 0.8955 | 8 | 0.29571
60035 | 3.975 | 1 | 365 | 4.5255 | 0.10917 | 4 | 0.63469
59950 | 4.68 | 1 | 365 | 5.3282 | 0.72476 | 6 | 0.052913
61073 | 3.12 | 1 | 365 | 3.5521 | 0.14984 | 3 | 0.70194
62760 | 9.01 | 1 | 365 | 10.2578 | 0.64746 | 10 | 0.90529
62718 | 7.56 | 1 | 365 | 8.607 | 0.32462 | 8 | 0.93163
63061 | 7.02 | 1 | 365 | 7.9922 | 0.087144 | 8 | 0.079369
50472 | 8.265 | 1 | 365 | 9.4096 | 0.94021 | 10 | 0.34986
51270 | 7.44 | 1 | 365 | 8.4704 | 0.049623 | 8 | 0.52002
50160 | 8.505 | 1 | 365 | 9.6829 | 0.49019 | 10 | 0.17308
45632 | 8.505 | 1 | 365 | 9.6829 | 0.49019 | 10 | 0.17308
46128 | 9.156 | 1 | 365 | 10.424 | 0.98204 | 11 | 0.40608
62539 | 6 | 1 | 365 | 6.831 | 0.7497 | 7 | 0.58066
44514 | 4.76 | 1 | 365 | 5.4192 | 0.90809 | 6 | 0.32732
62781 | 2.8 | 1 | 365 | 3.1878 | 0.41652 | 3 | 0.60431
62116 | 5.3 | 1 | 365 | 6.034 | 0.14556 | 6 | 0.17958
62128 | 6.375 | 1 | 365 | 7.2579 | 0.60905 | 7 | 0.86695
61912 | 10.2 | 1 | 365 | 11.6126 | 0.37448 | 11 | 0.98712
62110 | 7.25 | 1 | 365 | 8.2541 | 0.61422 | 8 | 0.86829
61813 | 5.61 | 1 | 365 | 6.3869 | 0.85597 | 7 | 0.24291
61901 | 10.6 | 1 | 365 | 12.068 | 0.29113 | 12 | 0.35916
61799 | 10.965 | 1 | 365 | 12.4836 | 0.12757 | 12 | 0.61115
61805 | 5.1 | 1 | 365 | 5.8063 | 0.68724 | 6 | 0.49356
61685 | 5.46 | 1 | 365 | 6.2162 | 0.51222 | 6 | 0.7284
61711 | 12.19 | 1 | 365 | 13.8782 | 0.9348 | 14 | 0.81304
61611 | 8.215 | 1 | 365 | 9.3527 | 0.82563 | 10 | 0.17835
62062 | 7.28 | 1 | 365 | 8.2882 | 0.68296 | 8 | 0.9712
62811 | 9.6 | 1 | 365 | 10.9295 | 0.99951 | 11 | 0.92905
62734 | 9.28 | 1 | 365 | 10.5652 | 0.2662 | 10 | 0.83142
62743 | 7.56 | 1 | 365 | 8.607 | 0.32462 | 8 | 0.93163
62744 | 6.44 | 1 | 365 | 7.3319 | 0.75801 | 8 | 0.089906
62745 | 11.2 | 1 | 365 | 12.7511 | 0.6661 | 13 | 0.41723
62746 | 8.68 | 1 | 365 | 9.8821 | 0.89123 | 10 | 0.77335
62747 | 7.685 | 1 | 365 | 8.7493 | 0.61107 | 9 | 0.36039
62748 | 5.88 | 1 | 365 | 6.6943 | 0.4747 | 7 | 0.16904
62749 | 7.28 | 1 | 365 | 8.2882 | 0.68296 | 8 | 0.9712
62750 | 6.095 | 1 | 365 | 6.9391 | 0.9674 | 7 | 0.90652
19556 | 647.9 | 0.8 | 365 | 590.104 | 0.79041 | 590 | 0.89441
62751 | 8.96 | 1 | 365 | 10.2009 | 0.53288 | 10 | 0.73378
62752 | 8.215 | 1 | 365 | 9.3527 | 0.82563 | 10 | 0.17835
62753 | 9.8 | 1 | 365 | 11.1572 | 0.45784 | 11 | 0.61507
62754 | 10.64 | 1 | 365 | 12.1136 | 0.38279 | 12 | 0.49637
62761 | 7.98 | 1 | 365 | 9.0852 | 0.2871 | 9 | 0.37227
63024 | 191.235 | 0.9 | 365 | 195.9478 | 0.41347 | 196 | 0.36131
62778 | 4.68 | 1 | 365 | 5.3282 | 0.72476 | 6 | 0.052913
62784 | 5.565 | 1 | 365 | 6.3357 | 0.75284 | 7 | 0.08856
36217 | 63.63 | 0.9 | 365 | 65.1981 | 0.23397 | 65 | 0.43209
62787 | 3.975 | 1 | 365 | 4.5255 | 0.10917 | 4 | 0.63469
62714 | 6.095 | 1 | 365 | 6.9391 | 0.9674 | 7 | 0.90652
62791 | 5.035 | 1 | 365 | 5.7323 | 0.53829 | 6 | 0.2706
34854 | 47.04 | 0.9 | 365 | 48.1993 | 0.017855 | 48 | 0.21712
62789 | 9.01 | 1 | 365 | 10.2578 | 0.64746 | 10 | 0.90529
62790 | 8.96 | 1 | 365 | 10.2009 | 0.53288 | 10 | 0.73378
62509 | 40.92 | 0.9 | 365 | 41.9284 | 0.39563 | 42 | 0.32408
62792 | 6.36 | 1 | 365 | 7.2408 | 0.57468 | 7 | 0.8155
62870 | 30.24 | 0.9 | 365 | 30.9852 | 0.36862 | 31 | 0.35386
62794 | 6.84 | 1 | 365 | 7.7873 | 0.67465 | 8 | 0.46195
41833 | 2.61 | 1 | 365 | 2.9715 | 0.98112 | 3 | 0.95259
62793 | 11.66 | 1 | 365 | 13.2748 | 0.72024 | 13 | 0.99508
58942 | 9.86 | 1 | 365 | 11.2255 | 0.59533 | 11 | 0.82088
62795 | 2.97 | 1 | 365 | 3.3813 | 0.8061 | 4 | 0.18743
62798 | 10.8 | 1 | 365 | 12.2957 | 0.74945 | 13 | 0.045184
59756 | 10.72 | 1 | 365 | 12.2047 | 0.56612 | 12 | 0.77077
62797 | 17.28 | 1 | 365 | 19.6732 | 0.59912 | 20 | 0.27229
59973 | 7.83 | 1 | 365 | 8.9144 | 0.94335 | 9 | 0.85776
62796 | 6.89 | 1 | 365 | 7.8442 | 0.78923 | 8 | 0.63346
62799 | 4.2 | 1 | 365 | 4.7817 | 0.62479 | 5 | 0.40646
58909 | 8.48 | 1 | 365 | 9.6544 | 0.4329 | 10 | 0.087329
62801 | 5.3 | 1 | 365 | 6.034 | 0.14556 | 6 | 0.17958
41657 | 10.14 | 1 | 365 | 11.5443 | 0.23699 | 11 | 0.78131
60193 | 12 | 1 | 365 | 13.6619 | 0.49939 | 14 | 0.16132
60384 | 10.695 | 1 | 365 | 12.1762 | 0.50883 | 12 | 0.68502
60372 | 5.2 | 1 | 365 | 5.9202 | 0.9164 | 6 | 0.83657
45407 | 10.26 | 1 | 365 | 11.6809 | 0.51198 | 12 | 0.19292
60497 | 3.6 | 1 | 365 | 4.0986 | 0.24982 | 4 | 0.34839
60995 | 12 | 1 | 365 | 13.6619 | 0.49939 | 14 | 0.16132
50037 | 8.19 | 1 | 365 | 9.3243 | 0.76834 | 10 | 0.092598
60942 | 12.22 | 1 | 365 | 13.9124 | 0.0035475 | 13 | 0.91594
48402 | 13.2 | 1 | 365 | 15.0281 | 0.24933 | 15 | 0.27745
62805 | 6.72 | 1 | 365 | 7.6507 | 0.39966 | 8 | 0.050337
59330 | 9.405 | 1 | 365 | 10.7075 | 0.55265 | 11 | 0.26018
62808 | 7.8 | 1 | 365 | 8.8803 | 0.8746 | 9 | 0.75485
62810 | 19.765 | 1 | 365 | 22.5023 | 0.29379 | 22 | 0.79612
38246 | 9.36 | 1 | 365 | 10.6563 | 0.44953 | 11 | 0.10583
62813 | 11.118 | 1 | 365 | 12.6578 | 0.47819 | 13 | 0.13596
62814 | 15.075 | 1 | 365 | 17.1628 | 0.54611 | 17 | 0.7089
61093 | 9.54 | 1 | 365 | 10.8612 | 0.86202 | 11 | 0.72325
62815 | 3 | 1 | 365 | 3.4155 | 0.87485 | 4 | 0.29033
62816 | 12.6 | 1 | 365 | 14.345 | 0.87436 | 15 | 0.21938
62346 | 6.725 | 1 | 365 | 7.6564 | 0.41112 | 8 | 0.067487
62817 | 9.6 | 1 | 365 | 10.9295 | 0.99951 | 11 | 0.92905
62818 | 5.67 | 1 | 365 | 6.4553 | 0.99346 | 7 | 0.44872
61555 | 8.55 | 1 | 365 | 9.7341 | 0.59332 | 10 | 0.32744
61875 | 5.4 | 1 | 365 | 6.1479 | 0.37473 | 6 | 0.52259
61544 | 5.3 | 1 | 365 | 6.034 | 0.14556 | 6 | 0.17958
61876 | 3.825 | 1 | 365 | 4.3547 | 0.76543 | 5 | 0.12017
61881 | 3.75 | 1 | 365 | 4.2694 | 0.59356 | 4 | 0.86291
61198 | 12.8 | 1 | 365 | 14.5727 | 0.33268 | 14 | 0.9054
61900 | 4.75 | 1 | 365 | 5.4078 | 0.88518 | 6 | 0.29302
62819 | 12 | 1 | 365 | 13.6619 | 0.49939 | 14 | 0.16132
62822 | 8.67 | 1 | 365 | 9.8707 | 0.86831 | 10 | 0.73905
61725 | 4.68 | 1 | 365 | 5.3282 | 0.72476 | 6 | 0.052913
62823 | 12.6 | 1 | 365 | 14.345 | 0.87436 | 15 | 0.21938
44248 | 8.4 | 1 | 365 | 9.5633 | 0.24957 | 9 | 0.81292
61165 | 8.1 | 1 | 365 | 9.2218 | 0.56209 | 9 | 0.78389
62737 | 3.9 | 1 | 365 | 4.4401 | 0.9373 | 5 | 0.37743
62832 | 5.83 | 1 | 365 | 6.6374 | 0.36012 | 6 | 0.99754
62833 | 10.6 | 1 | 365 | 12.068 | 0.29113 | 12 | 0.35916
62848 | 6.76 | 1 | 365 | 7.6962 | 0.49132 | 8 | 0.18754
62851 | 9.075 | 1 | 365 | 10.3318 | 0.79642 | 11 | 0.12824
62853 | 19.635 | 1 | 365 | 22.3543 | 0.99588 | 23 | 0.3502
59552 | 6.4 | 1 | 365 | 7.2864 | 0.66634 | 7 | 0.9527
62854 | 8.67 | 1 | 365 | 9.8707 | 0.86831 | 10 | 0.73905
62300 | 9.28 | 1 | 365 | 10.5652 | 0.2662 | 10 | 0.83142
59603 | 1.92 | 1 | 365 | 2.1859 | 0.3999 | 2 | 0.58581
62855 | 3.64 | 1 | 365 | 4.1441 | 0.34148 | 4 | 0.4856
59699 | 6.08 | 1 | 365 | 6.922 | 0.93303 | 7 | 0.85507
62857 | 7.28 | 1 | 365 | 8.2882 | 0.68296 | 8 | 0.9712
59833 | 9.28 | 1 | 365 | 10.5652 | 0.2662 | 10 | 0.83142
59968 | 8.64 | 1 | 365 | 9.8366 | 0.79956 | 10 | 0.63615
59971 | 4.8 | 1 | 365 | 5.4648 | 0.99976 | 6 | 0.46453
60059 | 7.04 | 1 | 365 | 8.015 | 0.13298 | 8 | 0.14797
59532 | 6.36 | 1 | 365 | 7.2408 | 0.57468 | 7 | 0.8155
62860 | 9.36 | 1 | 365 | 10.6563 | 0.44953 | 11 | 0.10583
62862 | 7.42 | 1 | 365 | 8.4476 | 0.0037907 | 8 | 0.45141
62863 | 5.185 | 1 | 365 | 5.9031 | 0.88203 | 6 | 0.78512
62859 | 4.24 | 1 | 365 | 4.8272 | 0.71645 | 5 | 0.54366
62874 | 6.36 | 1 | 365 | 7.2408 | 0.57468 | 7 | 0.8155
62877 | 9.88 | 1 | 365 | 11.2483 | 0.64117 | 11 | 0.88948
62186 | 6.1 | 1 | 365 | 6.9448 | 0.97886 | 7 | 0.92367
62888 | 7.8 | 1 | 365 | 8.8803 | 0.8746 | 9 | 0.75485
62894 | 12.22 | 1 | 365 | 13.9124 | 0.0035475 | 13 | 0.91594
62902 | 15.08 | 1 | 365 | 17.1685 | 0.55757 | 17 | 0.72605
62905 | 11.985 | 1 | 365 | 13.6448 | 0.46502 | 14 | 0.10986
62907 | 9.88 | 1 | 365 | 11.2483 | 0.64117 | 11 | 0.88948
63193 | 11.34 | 1 | 365 | 12.9105 | 0.98693 | 13 | 0.89744
62913 | 5.1 | 1 | 365 | 5.8063 | 0.68724 | 6 | 0.49356
62917 | 7.8 | 1 | 365 | 8.8803 | 0.8746 | 9 | 0.75485
62918 | 6.72 | 1 | 365 | 7.6507 | 0.39966 | 8 | 0.050337
62920 | 7.8 | 1 | 365 | 8.8803 | 0.8746 | 9 | 0.75485
62622 | 8.96 | 1 | 365 | 10.2009 | 0.53288 | 10 | 0.73378
62618 | 8.96 | 1 | 365 | 10.2009 | 0.53288 | 10 | 0.73378
62589 | 9.28 | 1 | 365 | 10.5652 | 0.2662 | 10 | 0.83142
62561 | 10.24 | 1 | 365 | 11.6582 | 0.46615 | 12 | 0.12432
62456 | 7.68 | 1 | 365 | 8.7436 | 0.59961 | 9 | 0.34324
62923 | 5.46 | 1 | 365 | 6.2162 | 0.51222 | 6 | 0.7284
62925 | 7.04 | 1 | 365 | 8.015 | 0.13298 | 8 | 0.14797
62928 | 9.28 | 1 | 365 | 10.5652 | 0.2662 | 10 | 0.83142
62929 | 9.8 | 1 | 365 | 11.1572 | 0.45784 | 11 | 0.61507
62935 | 4.16 | 1 | 365 | 4.7361 | 0.53312 | 5 | 0.26926
62937 | 9.57 | 1 | 365 | 10.8954 | 0.93077 | 11 | 0.82615
62939 | 5.886 | 1 | 365 | 6.7012 | 0.48845 | 7 | 0.18963
62940 | 11.18 | 1 | 365 | 12.7284 | 0.62027 | 13 | 0.34863
62942 | 5.355 | 1 | 365 | 6.0966 | 0.2716 | 6 | 0.36824
62943 | 10.137 | 1 | 365 | 11.5409 | 0.23011 | 11 | 0.77102
62945 | 11.96 | 1 | 365 | 13.6164 | 0.40773 | 14 | 0.024111
62947 | 14.04 | 1 | 365 | 15.9845 | 0.17429 | 16 | 0.15874
62950 | 8.06 | 1 | 365 | 9.1763 | 0.47042 | 9 | 0.64668
62949 | 7.25 | 1 | 365 | 8.2541 | 0.61422 | 8 | 0.86829
62932 | 6.4 | 1 | 365 | 7.2864 | 0.66634 | 7 | 0.9527
62954 | 4.48 | 1 | 365 | 5.1005 | 0.26644 | 5 | 0.36689
62955 | 12.96 | 1 | 365 | 14.7549 | 0.69934 | 15 | 0.45422
62962 | 18.72 | 1 | 365 | 21.3126 | 0.89905 | 22 | 0.21165
62963 | 11 | 1 | 365 | 12.5234 | 0.20778 | 12 | 0.73121
62973 | 7.95 | 1 | 365 | 9.051 | 0.21835 | 9 | 0.26937
62975 | 8.19 | 1 | 365 | 9.3243 | 0.76834 | 10 | 0.092598
62976 | 3.12 | 1 | 365 | 3.5521 | 0.14984 | 3 | 0.70194
62978 | 7.28 | 1 | 365 | 8.2882 | 0.68296 | 8 | 0.9712
62979 | 4.42 | 1 | 365 | 5.0321 | 0.12894 | 5 | 0.16108
62977 | 12 | 1 | 365 | 13.6619 | 0.49939 | 14 | 0.16132
62980 | 4.41 | 1 | 365 | 5.0208 | 0.10603 | 5 | 0.12678
62981 | 12.19 | 1 | 365 | 13.8782 | 0.9348 | 14 | 0.81304
62982 | 21 | 1 | 365 | 23.9084 | 0.12394 | 24 | 0.032302
62646 | 8.64 | 1 | 365 | 9.8366 | 0.79956 | 10 | 0.63615
62984 | 6.72 | 1 | 365 | 7.6507 | 0.39966 | 8 | 0.050337
62983 | 5.46 | 1 | 365 | 6.2162 | 0.51222 | 6 | 0.7284
62986 | 11.7 | 1 | 365 | 13.3204 | 0.81191 | 14 | 0.13228
62987 | 5.2 | 1 | 365 | 5.9202 | 0.9164 | 6 | 0.83657
62686 | 6 | 1 | 365 | 6.831 | 0.7497 | 7 | 0.58066
62988 | 14.82 | 1 | 365 | 16.8725 | 0.96175 | 17 | 0.83422
62989 | 3.445 | 1 | 365 | 3.9221 | 0.89462 | 4 | 0.81673
35296 | 120.336 | 0.9 | 365 | 123.3016 | 0.18751 | 123 | 0.4891
62990 | 5.98 | 1 | 365 | 6.8082 | 0.70386 | 7 | 0.51206
62993 | 3.12 | 1 | 365 | 3.5521 | 0.14984 | 3 | 0.70194
62994 | 8.84 | 1 | 365 | 10.0643 | 0.25789 | 10 | 0.32217
62997 | 8.28 | 1 | 365 | 9.4267 | 0.97458 | 10 | 0.40131
62998 | 5.4 | 1 | 365 | 6.1479 | 0.37473 | 6 | 0.52259
62999 | 7.68 | 1 | 365 | 8.7436 | 0.59961 | 9 | 0.34324
62804 | 9.96 | 1 | 365 | 11.3394 | 0.8245 | 12 | 0.16389
63001 | 7.194 | 1 | 365 | 8.1903 | 0.48589 | 8 | 0.67621
63002 | 9.135 | 1 | 365 | 10.4001 | 0.93391 | 11 | 0.33405
63003 | 11.34 | 1 | 365 | 12.9105 | 0.98693 | 13 | 0.89744
63004 | 8.1 | 1 | 365 | 9.2218 | 0.56209 | 9 | 0.78389
63006 | 2.86 | 1 | 365 | 3.2561 | 0.55402 | 3 | 0.81011
63007 | 6.095 | 1 | 365 | 6.9391 | 0.9674 | 7 | 0.90652
63010 | 5.72 | 1 | 365 | 6.5122 | 0.10804 | 6 | 0.62023
63012 | 6.12 | 1 | 365 | 6.9676 | 0.02469 | 6 | 0.99227
63013 | 6.5 | 1 | 365 | 7.4002 | 0.8955 | 8 | 0.29571
63016 | 4.335 | 1 | 365 | 4.9354 | 0.93416 | 5 | 0.86953
63021 | 12.455 | 1 | 365 | 14.1799 | 0.54208 | 14 | 0.72202
63023 | 6.44 | 1 | 365 | 7.3319 | 0.75801 | 8 | 0.089906
63026 | 5.94 | 1 | 365 | 6.7627 | 0.6122 | 7 | 0.37485
63028 | 7.02 | 1 | 365 | 7.9922 | 0.087144 | 8 | 0.079369
63027 | 4.56 | 1 | 365 | 5.1915 | 0.44977 | 5 | 0.6413
63030 | 5.46 | 1 | 365 | 6.2162 | 0.51222 | 6 | 0.7284
63031 | 6.5 | 1 | 365 | 7.4002 | 0.8955 | 8 | 0.29571
63033 | 6.5 | 1 | 365 | 7.4002 | 0.8955 | 8 | 0.29571
63034 | 12.74 | 1 | 365 | 14.5044 | 0.19519 | 14 | 0.6996
63037 | 8.215 | 1 | 365 | 9.3527 | 0.82563 | 10 | 0.17835
63036 | 10.92 | 1 | 365 | 12.4324 | 0.024447 | 12 | 0.4568
63038 | 5.565 | 1 | 365 | 6.3357 | 0.75284 | 7 | 0.08856
63039 | 7.42 | 1 | 365 | 8.4476 | 0.0037907 | 8 | 0.45141
59909 | 4.24 | 1 | 365 | 4.8272 | 0.71645 | 5 | 0.54366
63053 | 10.865 | 1 | 365 | 12.3697 | 0.89841 | 13 | 0.26814
63265 | 13.5 | 1 | 365 | 15.3697 | 0.93682 | 16 | 0.30648
63040 | 5.83 | 1 | 365 | 6.6374 | 0.36012 | 6 | 0.99754
63041 | 10.36 | 1 | 365 | 11.7948 | 0.74114 | 12 | 0.53594
63047 | 8.12 | 1 | 365 | 9.2446 | 0.60792 | 9 | 0.85249
63049 | 8.12 | 1 | 365 | 9.2446 | 0.60792 | 9 | 0.85249
63050 | 7 | 1 | 365 | 7.9695 | 0.041312 | 8 | 0.010767
56374 | 9.62 | 1 | 365 | 10.9523 | 0.045346 | 10 | 0.99765
56375 | 9.36 | 1 | 365 | 10.6563 | 0.44953 | 11 | 0.10583
53007 | 4.16 | 1 | 365 | 4.7361 | 0.53312 | 5 | 0.26926
53922 | 14.56 | 1 | 365 | 16.5765 | 0.36593 | 16 | 0.9424
57869 | 8.06 | 1 | 365 | 9.1763 | 0.47042 | 9 | 0.64668
55930 | 7.95 | 1 | 365 | 9.051 | 0.21835 | 9 | 0.26937
59088 | 6.75 | 1 | 365 | 7.6848 | 0.46841 | 8 | 0.15324
59051 | 5.32 | 1 | 365 | 6.0568 | 0.1914 | 6 | 0.24818
59572 | 5.4 | 1 | 365 | 6.1479 | 0.37473 | 6 | 0.52259
61173 | 4.2 | 1 | 365 | 4.7817 | 0.62479 | 5 | 0.40646
44793 | 7.2 | 1 | 365 | 8.1972 | 0.49964 | 8 | 0.69679
61027 | 9 | 1 | 365 | 10.2464 | 0.62454 | 10 | 0.87099
60774 | 5.52 | 1 | 365 | 6.2845 | 0.64972 | 6 | 0.9342
47700 | 9.66 | 1 | 365 | 10.9978 | 0.13701 | 11 | 0.13486
61461 | 5.98 | 1 | 365 | 6.8082 | 0.70386 | 7 | 0.51206
61295 | 10.46 | 1 | 365 | 11.9086 | 0.9703 | 12 | 0.87895
62398 | 13.26 | 1 | 365 | 15.0964 | 0.38683 | 15 | 0.48325
62412 | 10.965 | 1 | 365 | 12.4836 | 0.12757 | 12 | 0.61115
62113 | 11 | 1 | 365 | 12.5234 | 0.20778 | 12 | 0.73121
62755 | 9.975 | 1 | 365 | 11.3565 | 0.85887 | 12 | 0.21534
60538 | 6.615 | 1 | 365 | 7.5311 | 0.15904 | 7 | 0.69018
31395 | 5.2 | 1 | 365 | 5.9202 | 0.9164 | 6 | 0.83657
60847 | 5.035 | 1 | 365 | 5.7323 | 0.53829 | 6 | 0.2706
59188 | 17.98 | 1 | 365 | 20.4701 | 0.20326 | 20 | 0.67337
61063 | 7.95 | 1 | 365 | 9.051 | 0.21835 | 9 | 0.26937
61079 | 8.7 | 1 | 365 | 9.9049 | 0.93706 | 10 | 0.84195
61091 | 4.77 | 1 | 365 | 5.4306 | 0.93101 | 6 | 0.36162
61120 | 3.36 | 1 | 365 | 3.8253 | 0.69983 | 4 | 0.52517
62129 | 3.445 | 1 | 365 | 3.9221 | 0.89462 | 4 | 0.81673
61202 | 6.24 | 1 | 365 | 7.1042 | 0.29968 | 7 | 0.40388
61556 | 10.6 | 1 | 365 | 12.068 | 0.29113 | 12 | 0.35916
62464 | 10.14 | 1 | 365 | 11.5443 | 0.23699 | 11 | 0.78131
62515 | 9.01 | 1 | 365 | 10.2578 | 0.64746 | 10 | 0.90529
62057 | 7.83 | 1 | 365 | 8.9144 | 0.94335 | 9 | 0.85776
62126 | 17.4 | 1 | 365 | 19.8098 | 0.87412 | 20 | 0.68391
61632 | 11.1 | 1 | 365 | 12.6373 | 0.43694 | 13 | 0.074217
60971 | 3.975 | 1 | 365 | 4.5255 | 0.10917 | 4 | 0.63469
42884 | 8.58 | 1 | 365 | 9.7683 | 0.66207 | 10 | 0.43034
62181 | 9.315 | 1 | 365 | 10.6051 | 0.3464 | 10 | 0.95147
24536 | 7.54 | 1 | 365 | 8.5842 | 0.27878 | 8 | 0.86303
61057 | 3.18 | 1 | 365 | 3.6204 | 0.28734 | 3 | 0.90775
62268 | 8.12 | 1 | 365 | 9.2446 | 0.60792 | 9 | 0.85249
62275 | 10.44 | 1 | 365 | 11.8859 | 0.92447 | 12 | 0.81034
62522 | 7.8 | 1 | 365 | 8.8803 | 0.8746 | 9 | 0.75485
62276 | 10.15 | 1 | 365 | 11.5557 | 0.2599 | 11 | 0.81561
62525 | 9.01 | 1 | 365 | 10.2578 | 0.64746 | 10 | 0.90529
62524 | 4.77 | 1 | 365 | 5.4306 | 0.93101 | 6 | 0.36162
62282 | 13.34 | 1 | 365 | 15.1875 | 0.57016 | 15 | 0.75766
52451 | 8.58 | 1 | 365 | 9.7683 | 0.66207 | 10 | 0.43034
62530 | 9.805 | 1 | 365 | 11.1629 | 0.46929 | 11 | 0.63222
62214 | 5.46 | 1 | 365 | 6.2162 | 0.51222 | 6 | 0.7284
62534 | 5.565 | 1 | 365 | 6.3357 | 0.75284 | 7 | 0.08856
60405 | 11.44 | 1 | 365 | 13.0244 | 0.21609 | 13 | 0.24045
62538 | 6.625 | 1 | 365 | 7.5425 | 0.18196 | 7 | 0.72448
62544 | 5.035 | 1 | 365 | 5.7323 | 0.53829 | 6 | 0.2706
62545 | 10.4 | 1 | 365 | 11.8403 | 0.83281 | 12 | 0.67314
57756 | 5.2 | 1 | 365 | 5.9202 | 0.9164 | 6 | 0.83657
59564 | 10.14 | 1 | 365 | 11.5443 | 0.23699 | 11 | 0.78131
62549 | 11.66 | 1 | 365 | 13.2748 | 0.72024 | 13 | 0.99508
58250 | 4.68 | 1 | 365 | 5.3282 | 0.72476 | 6 | 0.052913
62550 | 13 | 1 | 365 | 14.8004 | 0.79101 | 15 | 0.59142
59315 | 10.4 | 1 | 365 | 11.8403 | 0.83281 | 12 | 0.67314
62560 | 9.54 | 1 | 365 | 10.8612 | 0.86202 | 11 | 0.72325
62563 | 10.66 | 1 | 365 | 12.1363 | 0.42863 | 12 | 0.56497
62568 | 10.07 | 1 | 365 | 11.4646 | 0.076573 | 11 | 0.5412
62574 | 7.685 | 1 | 365 | 8.7493 | 0.61107 | 9 | 0.36039
62577 | 5.83 | 1 | 365 | 6.6374 | 0.36012 | 6 | 0.99754
62249 | 7.42 | 1 | 365 | 8.4476 | 0.0037907 | 8 | 0.45141
62584 | 5.3 | 1 | 365 | 6.034 | 0.14556 | 6 | 0.17958
62665 | 4.24 | 1 | 365 | 4.8272 | 0.71645 | 5 | 0.54366
11351 | 649.04 | 0.8 | 365 | 591.1423 | 0.88036 | 592 | 0.022668
60173 | 8.64 | 1 | 365 | 9.8366 | 0.79956 | 10 | 0.63615
60553 | 8.32 | 1 | 365 | 9.4723 | 0.066245 | 9 | 0.53851
51322 | 3.52 | 1 | 365 | 4.0075 | 0.066488 | 4 | 0.073986
60905 | 9.92 | 1 | 365 | 11.2939 | 0.73283 | 12 | 0.026687
60906 | 8.96 | 1 | 365 | 10.2009 | 0.53288 | 10 | 0.73378
61930 | 9.28 | 1 | 365 | 10.5652 | 0.2662 | 10 | 0.83142
61962 | 7.68 | 1 | 365 | 8.7436 | 0.59961 | 9 | 0.34324
62625 | 8.64 | 1 | 365 | 9.8366 | 0.79956 | 10 | 0.63615
59976 | 3.78 | 1 | 365 | 4.3035 | 0.66231 | 4 | 0.96581
50004 | 4.845 | 1 | 365 | 5.516 | 0.10288 | 5 | 0.61888
60100 | 6.625 | 1 | 365 | 7.5425 | 0.18196 | 7 | 0.72448
59358 | 6.885 | 1 | 365 | 7.8385 | 0.77778 | 8 | 0.6163
63052 | 6.72 | 1 | 365 | 7.6507 | 0.39966 | 8 | 0.050337
63065 | 4.68 | 1 | 365 | 5.3282 | 0.72476 | 6 | 0.052913
63068 | 9.805 | 1 | 365 | 11.1629 | 0.46929 | 11 | 0.63222
63070 | 10.92 | 1 | 365 | 12.4324 | 0.024447 | 12 | 0.4568
63071 | 3.24 | 1 | 365 | 3.6887 | 0.42484 | 4 | 0.11356
63072 | 12.22 | 1 | 365 | 13.9124 | 0.0035475 | 13 | 0.91594
63073 | 4.05 | 1 | 365 | 4.6109 | 0.28104 | 4 | 0.89194
63074 | 4.94 | 1 | 365 | 5.6242 | 0.32058 | 5 | 0.94474
63075 | 7.56 | 1 | 365 | 8.607 | 0.32462 | 8 | 0.93163
63078 | 6.24 | 1 | 365 | 7.1042 | 0.29968 | 7 | 0.40388
63081 | 5.98 | 1 | 365 | 6.8082 | 0.70386 | 7 | 0.51206
63083 | 11.7 | 1 | 365 | 13.3204 | 0.81191 | 14 | 0.13228
63084 | 6.76 | 1 | 365 | 7.6962 | 0.49132 | 8 | 0.18754
63086 | 7.28 | 1 | 365 | 8.2882 | 0.68296 | 8 | 0.9712
62421 | 7.02 | 1 | 365 | 7.9922 | 0.087144 | 8 | 0.079369
63087 | 5.415 | 1 | 365 | 6.1649 | 0.4091 | 6 | 0.57404
63088 | 12.74 | 1 | 365 | 14.5044 | 0.19519 | 14 | 0.6996
63094 | 8.82 | 1 | 365 | 10.0415 | 0.21205 | 10 | 0.25357
63097 | 5.88 | 1 | 365 | 6.6943 | 0.4747 | 7 | 0.16904
63101 | 4.2 | 1 | 365 | 4.7817 | 0.62479 | 5 | 0.40646
63108 | 7.28 | 1 | 365 | 8.2882 | 0.68296 | 8 | 0.9712
63112 | 4.24 | 1 | 365 | 4.8272 | 0.71645 | 5 | 0.54366
63114 | 11.66 | 1 | 365 | 13.2748 | 0.72024 | 13 | 0.99508
63116 | 5.565 | 1 | 365 | 6.3357 | 0.75284 | 7 | 0.08856
63119 | 13.005 | 1 | 365 | 14.8061 | 0.80247 | 15 | 0.60858
63121 | 6.36 | 1 | 365 | 7.2408 | 0.57468 | 7 | 0.8155
63123 | 11.2 | 1 | 365 | 12.7511 | 0.6661 | 13 | 0.41723
63135 | 10.675 | 1 | 365 | 12.1534 | 0.463 | 12 | 0.61642
63150 | 10.6 | 1 | 365 | 12.068 | 0.29113 | 12 | 0.35916
17744 | 4.16 | 1 | 365 | 4.7361 | 0.53312 | 5 | 0.26926
61884 | 7.35 | 1 | 365 | 8.3679 | 0.84338 | 9 | 0.21131
61887 | 10 | 1 | 365 | 11.3849 | 0.91616 | 12 | 0.3011
63178 | 13.78 | 1 | 365 | 15.6884 | 0.57847 | 16 | 0.26691
62403 | 7.5 | 1 | 365 | 8.5387 | 0.18712 | 8 | 0.72582
62526 | 9.18 | 1 | 365 | 10.4514 | 0.037035 | 10 | 0.48841
32123 | 2.86 | 1 | 365 | 3.2561 | 0.55402 | 3 | 0.81011
63197 | 8.37 | 1 | 365 | 9.5292 | 0.18083 | 9 | 0.71002
63206 | 7.02 | 1 | 365 | 7.9922 | 0.087144 | 8 | 0.079369
63209 | 10.5 | 1 | 365 | 11.9542 | 0.061968 | 12 | 0.016151
63210 | 10.8 | 1 | 365 | 12.2957 | 0.74945 | 13 | 0.045184
62771 | 7.68 | 1 | 365 | 8.7436 | 0.59961 | 9 | 0.34324
63207 | 10.44 | 1 | 365 | 11.8859 | 0.92447 | 12 | 0.81034
63213 | 2.86 | 1 | 365 | 3.2561 | 0.55402 | 3 | 0.81011
61262 | 10.6 | 1 | 365 | 12.068 | 0.29113 | 12 | 0.35916
59918 | 7.28 | 1 | 365 | 8.2882 | 0.68296 | 8 | 0.9712
59986 | 9.88 | 1 | 365 | 11.2483 | 0.64117 | 11 | 0.88948
42324 | 9.88 | 1 | 365 | 11.2483 | 0.64117 | 11 | 0.88948
60068 | 5.83 | 1 | 365 | 6.6374 | 0.36012 | 6 | 0.99754
60163 | 8.48 | 1 | 365 | 9.6544 | 0.4329 | 10 | 0.087329
60015 | 10.5 | 1 | 365 | 11.9542 | 0.061968 | 12 | 0.016151
59969 | 10.15 | 1 | 365 | 11.5557 | 0.2599 | 11 | 0.81561
60951 | 5.98 | 1 | 365 | 6.8082 | 0.70386 | 7 | 0.51206
39710 | 6.885 | 1 | 365 | 7.8385 | 0.77778 | 8 | 0.6163
59398 | 8.32 | 1 | 365 | 9.4723 | 0.066245 | 9 | 0.53851
60488 | 9.805 | 1 | 365 | 11.1629 | 0.46929 | 11 | 0.63222
60239 | 11.52 | 1 | 365 | 13.1154 | 0.39942 | 13 | 0.51486
60245 | 6.08 | 1 | 365 | 6.922 | 0.93303 | 7 | 0.85507
60744 | 8.64 | 1 | 365 | 9.8366 | 0.79956 | 10 | 0.63615
60748 | 12.8 | 1 | 365 | 14.5727 | 0.33268 | 14 | 0.9054
59553 | 8.32 | 1 | 365 | 9.4723 | 0.066245 | 9 | 0.53851
61215 | 6.4 | 1 | 365 | 7.2864 | 0.66634 | 7 | 0.9527
61411 | 8.32 | 1 | 365 | 9.4723 | 0.066245 | 9 | 0.53851
62194 | 13.76 | 1 | 365 | 15.6657 | 0.53264 | 16 | 0.19831
62195 | 4.48 | 1 | 365 | 5.1005 | 0.26644 | 5 | 0.36689
62626 | 7.68 | 1 | 365 | 8.7436 | 0.59961 | 9 | 0.34324
60096 | 7.83 | 1 | 365 | 8.9144 | 0.94335 | 9 | 0.85776
60355 | 9.1 | 1 | 365 | 10.3603 | 0.85371 | 11 | 0.214
39603 | 2.34 | 1 | 365 | 2.6641 | 0.36238 | 3 | 0.026456
59447 | 9.275 | 1 | 365 | 10.5595 | 0.25474 | 10 | 0.81427
60140 | 5.72 | 1 | 365 | 6.5122 | 0.10804 | 6 | 0.62023
63220 | 4.32 | 1 | 365 | 4.9183 | 0.89978 | 5 | 0.81807
63111 | 8.28 | 1 | 365 | 9.4267 | 0.97458 | 10 | 0.40131
63228 | 8.32 | 1 | 365 | 9.4723 | 0.066245 | 9 | 0.53851
63229 | 8.32 | 1 | 365 | 9.4723 | 0.066245 | 9 | 0.53851
63230 | 5.72 | 1 | 365 | 6.5122 | 0.10804 | 6 | 0.62023
63231 | 8.12 | 1 | 365 | 9.2446 | 0.60792 | 9 | 0.85249
63235 | 7.125 | 1 | 365 | 8.1118 | 0.32776 | 8 | 0.43953
63247 | 13.26 | 1 | 365 | 15.0964 | 0.38683 | 15 | 0.48325
63249 | 4.42 | 1 | 365 | 5.0321 | 0.12894 | 5 | 0.16108
63251 | 10.4 | 1 | 365 | 11.8403 | 0.83281 | 12 | 0.67314
40222 | 5.2 | 1 | 365 | 5.9202 | 0.9164 | 6 | 0.83657
45457 | 10.92 | 1 | 365 | 12.4324 | 0.024447 | 12 | 0.4568
47864 | 7.8 | 1 | 365 | 8.8803 | 0.8746 | 9 | 0.75485
37963 | 5.1 | 1 | 365 | 5.8063 | 0.68724 | 6 | 0.49356
39445 | 8.06 | 1 | 365 | 9.1763 | 0.47042 | 9 | 0.64668
42226 | 12.48 | 1 | 365 | 14.2084 | 0.59937 | 14 | 0.80777
43892 | 14.045 | 1 | 365 | 15.9901 | 0.18575 | 16 | 0.17589
54682 | 6.76 | 1 | 365 | 7.6962 | 0.49132 | 8 | 0.18754
55403 | 6.095 | 1 | 365 | 6.9391 | 0.9674 | 7 | 0.90652
58065 | 5.3 | 1 | 365 | 6.034 | 0.14556 | 6 | 0.17958
57363 | 8.58 | 1 | 365 | 9.7683 | 0.66207 | 10 | 0.43034
56667 | 6.24 | 1 | 365 | 7.1042 | 0.29968 | 7 | 0.40388
53896 | 5.98 | 1 | 365 | 6.8082 | 0.70386 | 7 | 0.51206
61370 | 9.88 | 1 | 365 | 11.2483 | 0.64117 | 11 | 0.88948
54242 | 4.94 | 1 | 365 | 5.6242 | 0.32058 | 5 | 0.94474
56737 | 8.32 | 1 | 365 | 9.4723 | 0.066245 | 9 | 0.53851
54243 | 4.68 | 1 | 365 | 5.3282 | 0.72476 | 6 | 0.052913
54260 | 4.68 | 1 | 365 | 5.3282 | 0.72476 | 6 | 0.052913
53908 | 13 | 1 | 365 | 14.8004 | 0.79101 | 15 | 0.59142
54352 | 3.9 | 1 | 365 | 4.4401 | 0.9373 | 5 | 0.37743
53921 | 8.06 | 1 | 365 | 9.1763 | 0.47042 | 9 | 0.64668
53910 | 5.355 | 1 | 365 | 6.0966 | 0.2716 | 6 | 0.36824
54067 | 4.16 | 1 | 365 | 4.7361 | 0.53312 | 5 | 0.26926
54212 | 4.94 | 1 | 365 | 5.6242 | 0.32058 | 5 | 0.94474
62581 | 4.24 | 1 | 365 | 4.8272 | 0.71645 | 5 | 0.54366
62387 | 4.42 | 1 | 365 | 5.0321 | 0.12894 | 5 | 0.16108
62991 | 4.42 | 1 | 365 | 5.0321 | 0.12894 | 5 | 0.16108
63253 | 6.24 | 1 | 365 | 7.1042 | 0.29968 | 7 | 0.40388
63255 | 10.14 | 1 | 365 | 11.5443 | 0.23699 | 11 | 0.78131
63256 | 13.34 | 1 | 365 | 15.1875 | 0.57016 | 15 | 0.75766
63259 | 4.86 | 1 | 365 | 5.5331 | 0.13725 | 5 | 0.67033
63260 | 10.14 | 1 | 365 | 11.5443 | 0.23699 | 11 | 0.78131
63264 | 5.2 | 1 | 365 | 5.9202 | 0.9164 | 6 | 0.83657
63268 | 7.28 | 1 | 365 | 8.2882 | 0.68296 | 8 | 0.9712
63269 | 8.06 | 1 | 365 | 9.1763 | 0.47042 | 9 | 0.64668
63270 | 7.02 | 1 | 365 | 7.9922 | 0.087144 | 8 | 0.079369
53004 | 3.25 | 1 | 365 | 3.7001 | 0.44775 | 4 | 0.14786
63274 | 12.48 | 1 | 365 | 14.2084 | 0.59937 | 14 | 0.80777
63275 | 5.46 | 1 | 365 | 6.2162 | 0.51222 | 6 | 0.7284
63276 | 10.14 | 1 | 365 | 11.5443 | 0.23699 | 11 | 0.78131
63277 | 6.76 | 1 | 365 | 7.6962 | 0.49132 | 8 | 0.18754
63278 | 5.46 | 1 | 365 | 6.2162 | 0.51222 | 6 | 0.7284
63280 | 3.12 | 1 | 365 | 3.5521 | 0.14984 | 3 | 0.70194
62027 | 3.57 | 1 | 365 | 4.0644 | 0.18107 | 4 | 0.24549
50015 | 58.9 | 0.9 | 365 | 60.3515 | 0.47856 | 60 | 0.83011
50854 | 8.55 | 1 | 365 | 9.7341 | 0.59332 | 10 | 0.32744
63250 | 12.48 | 1 | 365 | 14.2084 | 0.59937 | 14 | 0.80777
63258 | 5.98 | 1 | 365 | 6.8082 | 0.70386 | 7 | 0.51206
63077 | 12.48 | 1 | 365 | 14.2084 | 0.59937 | 14 | 0.80777
63079 | 4.94 | 1 | 365 | 5.6242 | 0.32058 | 5 | 0.94474
63159 | 11.985 | 1 | 365 | 13.6448 | 0.46502 | 14 | 0.10986
63296 | 10.4 | 1 | 365 | 11.8403 | 0.83281 | 12 | 0.67314
63297 | 10.66 | 1 | 365 | 12.1363 | 0.42863 | 12 | 0.56497
63298 | 12.18 | 1 | 365 | 13.8669 | 0.91188 | 14 | 0.77873
63299 | 5.46 | 1 | 365 | 6.2162 | 0.51222 | 6 | 0.7284
61673 | 2.6 | 1 | 365 | 2.9601 | 0.9582 | 3 | 0.91828
63312 | 2.08 | 1 | 365 | 2.3681 | 0.76656 | 3 | 0.13463
37095 | 3.12 | 1 | 365 | 3.5521 | 0.14984 | 3 | 0.70194
63322 | 10.66 | 1 | 365 | 12.1363 | 0.42863 | 12 | 0.56497
59782 | 20.02 | 1 | 365 | 22.7926 | 0.87815 | 23 | 0.67079
63348 | 24.9 | 1 | 365 | 28.3485 | 0.061238 | 28 | 0.40973
63355 | 11.685 | 1 | 365 | 13.3033 | 0.77753 | 14 | 0.080831
63354 | 10.35 | 1 | 365 | 11.7834 | 0.71823 | 12 | 0.50163
63359 | 17.1 | 1 | 365 | 19.4682 | 0.18663 | 19 | 0.65487
63360 | 10.005 | 1 | 365 | 11.3906 | 0.92762 | 12 | 0.31825
63365 | 8.97 | 1 | 365 | 10.2123 | 0.5558 | 10 | 0.76808
63369 | 24.96 | 1 | 365 | 28.4168 | 0.19874 | 28 | 0.61554
63371 | 6.7 | 1 | 365 | 7.6279 | 0.35383 | 7 | 0.98173
18306 | 5.2 | 1 | 365 | 5.9202 | 0.9164 | 6 | 0.83657
32036 | 4.16 | 1 | 365 | 4.7361 | 0.53312 | 5 | 0.26926
63384 | 5.2 | 1 | 365 | 5.9202 | 0.9164 | 6 | 0.83657
63386 | 5.4 | 1 | 365 | 6.1479 | 0.37473 | 6 | 0.52259
63389 | 7.56 | 1 | 365 | 8.607 | 0.32462 | 8 | 0.93163
63390 | 6.24 | 1 | 365 | 7.1042 | 0.29968 | 7 | 0.40388
63391 | 10.66 | 1 | 365 | 12.1363 | 0.42863 | 12 | 0.56497
63394 | 7.54 | 1 | 365 | 8.5842 | 0.27878 | 8 | 0.86303
63395 | 12.48 | 1 | 365 | 14.2084 | 0.59937 | 14 | 0.80777
63397 | 8.32 | 1 | 365 | 9.4723 | 0.066245 | 9 | 0.53851
63399 | 5.72 | 1 | 365 | 6.5122 | 0.10804 | 6 | 0.62023
63401 | 5.98 | 1 | 365 | 6.8082 | 0.70386 | 7 | 0.51206
63411 | 10.83 | 1 | 365 | 12.3299 | 0.8182 | 13 | 0.14809
63239 | 10.08 | 1 | 365 | 11.476 | 0.099489 | 11 | 0.5755
63424 | 12 | 1 | 365 | 13.6619 | 0.49939 | 14 | 0.16132
63426 | 4.8 | 1 | 365 | 5.4648 | 0.99976 | 6 | 0.46453
63428 | 6.375 | 1 | 365 | 7.2579 | 0.60905 | 7 | 0.86695
63429 | 13.115 | 1 | 365 | 14.9313 | 0.054544 | 14 | 0.98589
63439 | 6.76 | 1 | 365 | 7.6962 | 0.49132 | 8 | 0.18754
36140 | 30.87 | 1 | 365 | 35.1453 | 0.74219 | 35 | 0.88748
51463 | 43.68 | 1 | 365 | 49.7294 | 0.097787 | 49 | 0.82719
20766 | 636.12 | 0.8 | 365 | 579.3748 | 0.19422 | 579 | 0.56905
60725 | 954.18 | 1 | 365 | 1086.3278 | 0.61415 | 1086 | 0.94198
63508 | 7.245 | 1 | 365 | 8.2484 | 0.60276 | 8 | 0.85114
51279 | 3.2 | 1 | 365 | 3.6432 | 0.33317 | 3 | 0.97635
32432 | 20.145 | 1 | 365 | 22.935 | 0.1646 | 23 | 0.099558
63502 | 9 | 1 | 365 | 10.2464 | 0.62454 | 10 | 0.87099
63469 | 6.76 | 1 | 365 | 7.6962 | 0.49132 | 8 | 0.18754
63470 | 11.44 | 1 | 365 | 13.0244 | 0.21609 | 13 | 0.24045
63471 | 11.66 | 1 | 365 | 13.2748 | 0.72024 | 13 | 0.99508
63475 | 5.72 | 1 | 365 | 6.5122 | 0.10804 | 6 | 0.62023
63477 | 9.36 | 1 | 365 | 10.6563 | 0.44953 | 11 | 0.10583
63479 | 9.945 | 1 | 365 | 11.3223 | 0.79012 | 12 | 0.11244
63480 | 3.71 | 1 | 365 | 4.2238 | 0.5019 | 4 | 0.72571
63481 | 5.2 | 1 | 365 | 5.9202 | 0.9164 | 6 | 0.83657
63482 | 4.68 | 1 | 365 | 5.3282 | 0.72476 | 6 | 0.052913
63483 | 7.8 | 1 | 365 | 8.8803 | 0.8746 | 9 | 0.75485
63485 | 4.68 | 1 | 365 | 5.3282 | 0.72476 | 6 | 0.052913
63486 | 9.36 | 1 | 365 | 10.6563 | 0.44953 | 11 | 0.10583
63488 | 11.2 | 1 | 365 | 12.7511 | 0.6661 | 13 | 0.41723
63490 | 7 | 1 | 365 | 7.9695 | 0.041312 | 8 | 0.010767
63525 | 9.28 | 1 | 365 | 10.5652 | 0.2662 | 10 | 0.83142
63194 | 10 | 1 | 365 | 11.3849 | 0.91616 | 12 | 0.3011
60562 | 649.4 | 1 | 365 | 739.3377 | 0.17543 | 739 | 0.51317
62284 | 6.89 | 1 | 365 | 7.8442 | 0.78923 | 8 | 0.63346
63527 | 7.93 | 1 | 365 | 9.0283 | 0.17251 | 9 | 0.20077
63600 | 10.07 | 1 | 365 | 11.4646 | 0.076573 | 11 | 0.5412
63625 | 7.54 | 1 | 365 | 8.5842 | 0.27878 | 8 | 0.86303
63630 | 6.5 | 1 | 365 | 7.4002 | 0.8955 | 8 | 0.29571
63635 | 9.54 | 1 | 365 | 10.8612 | 0.86202 | 11 | 0.72325
63637 | 6.24 | 1 | 365 | 7.1042 | 0.29968 | 7 | 0.40388
63655 | 11.44 | 1 | 365 | 13.0244 | 0.21609 | 13 | 0.24045
63678 | 4.505 | 1 | 365 | 5.1289 | 0.32373 | 5 | 0.45264
63682 | 9.275 | 1 | 365 | 10.5595 | 0.25474 | 10 | 0.81427
63690 | 9.01 | 1 | 365 | 10.2578 | 0.64746 | 10 | 0.90529
63692 | 3.64 | 1 | 365 | 4.1441 | 0.34148 | 4 | 0.4856
63701 | 4.77 | 1 | 365 | 5.4306 | 0.93101 | 6 | 0.36162
63768 | 8.32 | 1 | 365 | 9.4723 | 0.066245 | 9 | 0.53851
63803 | 5.865 | 1 | 365 | 6.6773 | 0.44033 | 7 | 0.11759
15621 | 9.1 | 1 | 365 | 10.3603 | 0.85371 | 11 | 0.214
51915 | 9.36 | 1 | 365 | 10.6563 | 0.44953 | 11 | 0.10583
16623 | 4.335 | 1 | 365 | 4.9354 | 0.93416 | 5 | 0.86953
15130 | 5.5 | 1 | 365 | 6.2617 | 0.60389 | 6 | 0.8656
61179 | 8.925 | 1 | 365 | 10.1611 | 0.45267 | 10 | 0.61373
63814 | 6.5 | 1 | 365 | 7.4002 | 0.8955 | 8 | 0.29571
49224 | 7.44 | 1 | 365 | 8.4704 | 0.049623 | 8 | 0.52002
62217 | 3.12 | 1 | 365 | 3.5521 | 0.14984 | 3 | 0.70194
13990 | 3.675 | 1 | 365 | 4.184 | 0.42169 | 4 | 0.60565
59319 | 7.44 | 1 | 365 | 8.4704 | 0.049623 | 8 | 0.52002
48647 | 2.805 | 1 | 365 | 3.1935 | 0.42798 | 3 | 0.62146
63564 | 7.65 | 1 | 365 | 8.7095 | 0.53086 | 9 | 0.24034
63570 | 4.48 | 1 | 365 | 5.1005 | 0.26644 | 5 | 0.36689
63609 | 7.975 | 1 | 365 | 9.0795 | 0.27564 | 9 | 0.35512
63613 | 9.805 | 1 | 365 | 11.1629 | 0.46929 | 11 | 0.63222
63617 | 10.35 | 1 | 365 | 11.7834 | 0.71823 | 12 | 0.50163
63587 | 7.5 | 1 | 365 | 8.5387 | 0.18712 | 8 | 0.72582
63721 | 4.08 | 1 | 365 | 4.6451 | 0.34979 | 4 | 0.99485
63723 | 7.65 | 1 | 365 | 8.7095 | 0.53086 | 9 | 0.24034
63727 | 7.395 | 1 | 365 | 8.4192 | 0.9465 | 9 | 0.36566
63597 | 7.875 | 1 | 365 | 8.9656 | 0.046476 | 9 | 0.012113
63622 | 6.9 | 1 | 365 | 7.8556 | 0.81215 | 8 | 0.66776
63638 | 8.4 | 1 | 365 | 9.5633 | 0.24957 | 9 | 0.81292
63646 | 9.275 | 1 | 365 | 10.5595 | 0.25474 | 10 | 0.81427
63647 | 7 | 1 | 365 | 7.9695 | 0.041312 | 8 | 0.010767
63652 | 11.2 | 1 | 365 | 12.7511 | 0.6661 | 13 | 0.41723
63643 | 15.87 | 1 | 365 | 18.0679 | 0.36795 | 18 | 0.43584
63621 | 12.753 | 1 | 365 | 14.5192 | 0.22498 | 14 | 0.74419
63657 | 11.2 | 1 | 365 | 12.7511 | 0.6661 | 13 | 0.41723
63656 | 7.98 | 1 | 365 | 9.0852 | 0.2871 | 9 | 0.37227
63660 | 8.68 | 1 | 365 | 9.8821 | 0.89123 | 10 | 0.77335
63661 | 11.97 | 1 | 365 | 13.6278 | 0.43064 | 14 | 0.058412
63664 | 7.125 | 1 | 365 | 8.1118 | 0.32776 | 8 | 0.43953
63665 | 11.73 | 1 | 365 | 13.3545 | 0.88066 | 14 | 0.23519
63669 | 8.415 | 1 | 365 | 9.5804 | 0.28395 | 9 | 0.86437
63676 | 10.36 | 1 | 365 | 11.7948 | 0.74114 | 12 | 0.53594
63680 | 10.14 | 1 | 365 | 11.5443 | 0.23699 | 11 | 0.78131
63762 | 4.24 | 1 | 365 | 4.8272 | 0.71645 | 5 | 0.54366
63765 | 8.25 | 1 | 365 | 9.3926 | 0.90583 | 10 | 0.2984
63770 | 7.685 | 1 | 365 | 8.7493 | 0.61107 | 9 | 0.36039
63777 | 7.685 | 1 | 365 | 8.7493 | 0.61107 | 9 | 0.36039
63787 | 5.32 | 1 | 365 | 6.0568 | 0.1914 | 6 | 0.24818
63791 | 6.36 | 1 | 365 | 7.2408 | 0.57468 | 7 | 0.8155
63806 | 4.59 | 1 | 365 | 5.2257 | 0.51852 | 5 | 0.7442
63811 | 4.08 | 1 | 365 | 4.6451 | 0.34979 | 4 | 0.99485
63813 | 7.14 | 1 | 365 | 8.1288 | 0.36214 | 8 | 0.49098
63894 | 10.9 | 1 | 365 | 12.4096 | 0.97861 | 13 | 0.38819
63921 | 4.845 | 1 | 365 | 5.516 | 0.10288 | 5 | 0.61888
63922 | 5.1 | 1 | 365 | 5.8063 | 0.68724 | 6 | 0.49356
63923 | 10.455 | 1 | 365 | 11.903 | 0.95885 | 12 | 0.8618
63925 | 12.75 | 1 | 365 | 14.5158 | 0.2181 | 14 | 0.7339
63927 | 13.515 | 1 | 365 | 15.3867 | 0.97119 | 16 | 0.35793
63928 | 4.08 | 1 | 365 | 4.6451 | 0.34979 | 4 | 0.99485
63930 | 5.61 | 1 | 365 | 6.3869 | 0.85597 | 7 | 0.24291
63933 | 6.885 | 1 | 365 | 7.8385 | 0.77778 | 8 | 0.6163
63934 | 8.06 | 1 | 365 | 9.1763 | 0.47042 | 9 | 0.64668
63936 | 5.1 | 1 | 365 | 5.8063 | 0.68724 | 6 | 0.49356
63940 | 6.44 | 1 | 365 | 7.3319 | 0.75801 | 8 | 0.089906
63941 | 5.6 | 1 | 365 | 6.3756 | 0.83305 | 7 | 0.20861
63942 | 9.54 | 1 | 365 | 10.8612 | 0.86202 | 11 | 0.72325
63944 | 9.54 | 1 | 365 | 10.8612 | 0.86202 | 11 | 0.72325
63946 | 10.07 | 1 | 365 | 11.4646 | 0.076573 | 11 | 0.5412
63683 | 9.975 | 1 | 365 | 11.3565 | 0.85887 | 12 | 0.21534
63668 | 11.97 | 1 | 365 | 13.6278 | 0.43064 | 14 | 0.058412
63719 | 5.232 | 1 | 365 | 5.9566 | 0.98973 | 6 | 0.94633
63910 | 10.08 | 1 | 365 | 11.476 | 0.099489 | 11 | 0.5755
46765 | 7.59 | 1 | 365 | 8.6412 | 0.39337 | 9 | 0.034532
43979 | 24.852 | 1 | 365 | 28.2938 | 0.95124 | 29 | 0.24508
63794 | 10.695 | 1 | 365 | 12.1762 | 0.50883 | 12 | 0.68502
63857 | 6.24 | 1 | 365 | 7.1042 | 0.29968 | 7 | 0.40388
63868 | 9.81 | 1 | 365 | 11.1686 | 0.48075 | 11 | 0.64938
63870 | 2.65 | 1 | 365 | 3.017 | 0.072782 | 3 | 0.08979
46884 | 11.34 | 1 | 365 | 12.9105 | 0.98693 | 13 | 0.89744
49796 | 8.829 | 1 | 365 | 10.0518 | 0.23268 | 10 | 0.28444
20844 | 2543.625 | 1 | 365 | 2895.9008 | 0.011748 | 2895 | 0.91253
49228 | 11.772 | 1 | 365 | 13.4023 | 0.9769 | 14 | 0.37925
49129 | 11.445 | 1 | 365 | 13.0301 | 0.22755 | 13 | 0.2576
63846 | 8.84 | 1 | 365 | 10.0643 | 0.25789 | 10 | 0.32217
63847 | 5.035 | 1 | 365 | 5.7323 | 0.53829 | 6 | 0.2706
63855 | 5.72 | 1 | 365 | 6.5122 | 0.10804 | 6 | 0.62023
63878 | 4.68 | 1 | 365 | 5.3282 | 0.72476 | 6 | 0.052913
63880 | 7.8 | 1 | 365 | 8.8803 | 0.8746 | 9 | 0.75485
63884 | 13 | 1 | 365 | 14.8004 | 0.79101 | 15 | 0.59142
63887 | 9.1 | 1 | 365 | 10.3603 | 0.85371 | 11 | 0.214
33132 | 6.12 | 1 | 365 | 6.9676 | 0.02469 | 6 | 0.99227
63888 | 3.64 | 1 | 365 | 4.1441 | 0.34148 | 4 | 0.4856
63890 | 2.65 | 1 | 365 | 3.017 | 0.072782 | 3 | 0.08979
63895 | 5.886 | 1 | 365 | 6.7012 | 0.48845 | 7 | 0.18963
63897 | 10.137 | 1 | 365 | 11.5409 | 0.23011 | 11 | 0.77102
19962 | 4.59 | 1 | 365 | 5.2257 | 0.51852 | 5 | 0.7442
63903 | 6.3 | 1 | 365 | 7.1725 | 0.43718 | 7 | 0.60969
63905 | 6.5 | 1 | 365 | 7.4002 | 0.8955 | 8 | 0.29571
63908 | 5.52 | 1 | 365 | 6.2845 | 0.64972 | 6 | 0.9342
63912 | 9.57 | 1 | 365 | 10.8954 | 0.93077 | 11 | 0.82615
63932 | 9.54 | 1 | 365 | 10.8612 | 0.86202 | 11 | 0.72325
63951 | 8.84 | 1 | 365 | 10.0643 | 0.25789 | 10 | 0.32217
63956 | 7.848 | 1 | 365 | 8.9349 | 0.9846 | 9 | 0.9195
63959 | 11.96 | 1 | 365 | 13.6164 | 0.40773 | 14 | 0.024111
63963 | 4.94 | 1 | 365 | 5.6242 | 0.32058 | 5 | 0.94474
63964 | 13.78 | 1 | 365 | 15.6884 | 0.57847 | 16 | 0.26691
63974 | 6.24 | 1 | 365 | 7.1042 | 0.29968 | 7 | 0.40388
63984 | 2.34 | 1 | 365 | 2.6641 | 0.36238 | 3 | 0.026456
63985 | 11.985 | 1 | 365 | 13.6448 | 0.46502 | 14 | 0.10986
63991 | 7.02 | 1 | 365 | 7.9922 | 0.087144 | 8 | 0.079369
63998 | 6.095 | 1 | 365 | 6.9391 | 0.9674 | 7 | 0.90652
63999 | 6.36 | 1 | 365 | 7.2408 | 0.57468 | 7 | 0.8155
64002 | 10.5 | 1 | 365 | 11.9542 | 0.061968 | 12 | 0.016151
64007 | 8.1 | 1 | 365 | 9.2218 | 0.56209 | 9 | 0.78389
63864 | 7.92 | 1 | 365 | 9.0169 | 0.1496 | 9 | 0.16647
64021 | 7.04 | 1 | 365 | 8.015 | 0.13298 | 8 | 0.14797
64022 | 11.22 | 1 | 365 | 12.7739 | 0.71193 | 13 | 0.48583
36644 | 15.675 | 1 | 365 | 17.8459 | 0.92108 | 18 | 0.76697
64049 | 5.46 | 1 | 365 | 6.2162 | 0.51222 | 6 | 0.7284
64050 | 8.7 | 1 | 365 | 9.9049 | 0.93706 | 10 | 0.84195
64063 | 4.42 | 1 | 365 | 5.0321 | 0.12894 | 5 | 0.16108
64070 | 4.42 | 1 | 365 | 5.0321 | 0.12894 | 5 | 0.16108
64167 | 8.215 | 1 | 365 | 9.3527 | 0.82563 | 10 | 0.17835
64347 | 5.83 | 1 | 365 | 6.6374 | 0.36012 | 6 | 0.99754
64349 | 5.3 | 1 | 365 | 6.034 | 0.14556 | 6 | 0.17958
64390 | 12.455 | 1 | 365 | 14.1799 | 0.54208 | 14 | 0.72202
64398 | 8.58 | 1 | 365 | 9.7683 | 0.66207 | 10 | 0.43034
64399 | 6.76 | 1 | 365 | 7.6962 | 0.49132 | 8 | 0.18754
64402 | 4.725 | 1 | 365 | 5.3794 | 0.82789 | 6 | 0.20727
64281 | 5.98 | 1 | 365 | 6.8082 | 0.70386 | 7 | 0.51206
52242 | 20.4 | 1 | 365 | 23.2253 | 0.74897 | 23 | 0.97424
64060 | 7.2 | 1 | 365 | 8.1972 | 0.49964 | 8 | 0.69679
64061 | 3.64 | 1 | 365 | 4.1441 | 0.34148 | 4 | 0.4856
63672 | 6.63 | 1 | 365 | 7.5482 | 0.19341 | 7 | 0.74163
63788 | 8.96 | 1 | 365 | 10.2009 | 0.53288 | 10 | 0.73378
63795 | 5.1 | 1 | 365 | 5.8063 | 0.68724 | 6 | 0.49356
63804 | 9.945 | 1 | 365 | 11.3223 | 0.79012 | 12 | 0.11244
63805 | 8.96 | 1 | 365 | 10.2009 | 0.53288 | 10 | 0.73378
63818 | 11.2 | 1 | 365 | 12.7511 | 0.6661 | 13 | 0.41723
63926 | 11.475 | 1 | 365 | 13.0642 | 0.29629 | 13 | 0.36051
63935 | 8.67 | 1 | 365 | 9.8707 | 0.86831 | 10 | 0.73905
47919 | 10.98 | 1 | 365 | 12.5007 | 0.16194 | 12 | 0.6626
44861 | 6 | 1 | 365 | 6.831 | 0.7497 | 7 | 0.58066
44629 | 5.1 | 1 | 365 | 5.8063 | 0.68724 | 6 | 0.49356
44989 | 7.14 | 1 | 365 | 8.1288 | 0.36214 | 8 | 0.49098
48439 | 10.175 | 1 | 365 | 11.5842 | 0.31719 | 11 | 0.90137
48704 | 11.97 | 1 | 365 | 13.6278 | 0.43064 | 14 | 0.058412
64006 | 5.865 | 1 | 365 | 6.6773 | 0.44033 | 7 | 0.11759
57070 | 5.2 | 1 | 365 | 5.9202 | 0.9164 | 6 | 0.83657
64090 | 5.88 | 1 | 365 | 6.6943 | 0.4747 | 7 | 0.16904
64202 | 4.16 | 1 | 365 | 4.7361 | 0.53312 | 5 | 0.26926
64203 | 10.71 | 1 | 365 | 12.1933 | 0.54321 | 12 | 0.73647
50158 | 3.05 | 1 | 365 | 3.4724 | 0.98943 | 4 | 0.46183
51261 | 7.95 | 1 | 365 | 9.051 | 0.21835 | 9 | 0.26937
48852 | 5.2 | 1 | 365 | 5.9202 | 0.9164 | 6 | 0.83657
49882 | 3.795 | 1 | 365 | 4.3206 | 0.69668 | 5 | 0.017266
64075 | 11.385 | 1 | 365 | 12.9617 | 0.090048 | 13 | 0.051798
64083 | 6.93 | 1 | 365 | 7.8898 | 0.8809 | 8 | 0.77066
64087 | 13.545 | 1 | 365 | 15.4209 | 0.039939 | 15 | 0.46083
64094 | 9.6 | 1 | 365 | 10.9295 | 0.99951 | 11 | 0.92905
63995 | 10.6 | 1 | 365 | 12.068 | 0.29113 | 12 | 0.35916
64127 | 7.59 | 1 | 365 | 8.6412 | 0.39337 | 9 | 0.034532
64128 | 9.6 | 1 | 365 | 10.9295 | 0.99951 | 11 | 0.92905
64136 | 8.502 | 1 | 365 | 9.6795 | 0.48332 | 10 | 0.16279
64137 | 8.1 | 1 | 365 | 9.2218 | 0.56209 | 9 | 0.78389
64138 | 11.52 | 1 | 365 | 13.1154 | 0.39942 | 13 | 0.51486
64139 | 9.38 | 1 | 365 | 10.6791 | 0.49536 | 11 | 0.17443
64144 | 7.28 | 1 | 365 | 8.2882 | 0.68296 | 8 | 0.9712
64145 | 8.32 | 1 | 365 | 9.4723 | 0.066245 | 9 | 0.53851
64151 | 9.1 | 1 | 365 | 10.3603 | 0.85371 | 11 | 0.214
64487 | 7.98 | 1 | 365 | 9.0852 | 0.2871 | 9 | 0.37227
64165 | 9.9 | 1 | 365 | 11.2711 | 0.687 | 11 | 0.95809
64008 | 18 | 1 | 365 | 20.4929 | 0.24909 | 20 | 0.74197
64172 | 13.734 | 1 | 365 | 15.6361 | 0.47305 | 16 | 0.10913
64004 | 31.2 | 0.9 | 365 | 31.9689 | 0.34858 | 32 | 0.31748
64110 | 11.89 | 1 | 365 | 13.5367 | 0.24731 | 13 | 0.784
49686 | 8.505 | 1 | 365 | 9.6829 | 0.49019 | 10 | 0.17308
64190 | 12 | 1 | 365 | 13.6619 | 0.49939 | 14 | 0.16132
64193 | 4.905 | 1 | 365 | 5.5843 | 0.24038 | 5 | 0.82469
47998 | 5.7 | 1 | 365 | 6.4894 | 0.062211 | 6 | 0.55162
64214 | 11.22 | 1 | 365 | 12.7739 | 0.71193 | 13 | 0.48583
64215 | 8 | 1 | 365 | 9.1079 | 0.33293 | 9 | 0.44088
64211 | 6.21 | 1 | 365 | 7.07 | 0.23094 | 7 | 0.30098
64224 | 7.2 | 1 | 365 | 8.1972 | 0.49964 | 8 | 0.69679
64226 | 7.8 | 1 | 365 | 8.8803 | 0.8746 | 9 | 0.75485
64236 | 5.61 | 1 | 365 | 6.3869 | 0.85597 | 7 | 0.24291
64238 | 6 | 1 | 365 | 6.831 | 0.7497 | 7 | 0.58066
64245 | 4.32 | 1 | 365 | 4.9183 | 0.89978 | 5 | 0.81807
64262 | 2.28 | 1 | 365 | 2.5958 | 0.22488 | 2 | 0.82065
64263 | 6.9 | 1 | 365 | 7.8556 | 0.81215 | 8 | 0.66776
64278 | 5.985 | 1 | 365 | 6.8139 | 0.71532 | 7 | 0.52921
64286 | 5.886 | 1 | 365 | 6.7012 | 0.48845 | 7 | 0.18963
64296 | 8.215 | 1 | 365 | 9.3527 | 0.82563 | 10 | 0.17835
64300 | 5.035 | 1 | 365 | 5.7323 | 0.53829 | 6 | 0.2706
64304 | 9.12 | 1 | 365 | 10.3831 | 0.89954 | 11 | 0.2826
64306 | 5.3 | 1 | 365 | 6.034 | 0.14556 | 6 | 0.17958
64312 | 10.8 | 1 | 365 | 12.2957 | 0.74945 | 13 | 0.045184
64314 | 10.07 | 1 | 365 | 11.4646 | 0.076573 | 11 | 0.5412
64317 | 4.48 | 1 | 365 | 5.1005 | 0.26644 | 5 | 0.36689
59587 | 13.4 | 1 | 365 | 15.2558 | 0.70765 | 15 | 0.96347
60152 | 10.005 | 1 | 365 | 11.3906 | 0.92762 | 12 | 0.31825
60435 | 4.56 | 1 | 365 | 5.1915 | 0.44977 | 5 | 0.6413
64321 | 9.54 | 1 | 365 | 10.8612 | 0.86202 | 11 | 0.72325
61926 | 5.13 | 1 | 365 | 5.8405 | 0.75599 | 6 | 0.59646
64329 | 10.137 | 1 | 365 | 11.5409 | 0.23011 | 11 | 0.77102
64338 | 9.45 | 1 | 365 | 10.7588 | 0.65577 | 11 | 0.41454
62830 | 9.9 | 1 | 365 | 11.2711 | 0.687 | 11 | 0.95809
62908 | 6.54 | 1 | 365 | 7.4457 | 0.98717 | 8 | 0.43292
64348 | 6.615 | 1 | 365 | 7.5311 | 0.15904 | 7 | 0.69018
54319 | 4.55 | 1 | 365 | 5.1801 | 0.42685 | 5 | 0.607
64354 | 4.505 | 1 | 365 | 5.1289 | 0.32373 | 5 | 0.45264
64357 | 6.76 | 1 | 365 | 7.6962 | 0.49132 | 8 | 0.18754
64359 | 4.48 | 1 | 365 | 5.1005 | 0.26644 | 5 | 0.36689
64360 | 13.5 | 1 | 365 | 15.3697 | 0.93682 | 16 | 0.30648
64363 | 9.66 | 1 | 365 | 10.9978 | 0.13701 | 11 | 0.13486
50830 | 8.505 | 1 | 365 | 9.6829 | 0.49019 | 10 | 0.17308
64378 | 6.89 | 1 | 365 | 7.8442 | 0.78923 | 8 | 0.63346
64380 | 7.2 | 1 | 365 | 8.1972 | 0.49964 | 8 | 0.69679
64384 | 6.9 | 1 | 365 | 7.8556 | 0.81215 | 8 | 0.66776
64386 | 6.54 | 1 | 365 | 7.4457 | 0.98717 | 8 | 0.43292
64411 | 3.18 | 1 | 365 | 3.6204 | 0.28734 | 3 | 0.90775
64419 | 7.155 | 1 | 365 | 8.1459 | 0.39651 | 8 | 0.54243
64423 | 8.4 | 1 | 365 | 9.5633 | 0.24957 | 9 | 0.81292
64427 | 3.36 | 1 | 365 | 3.8253 | 0.69983 | 4 | 0.52517
64434 | 7.56 | 1 | 365 | 8.607 | 0.32462 | 8 | 0.93163
64439 | 5.3 | 1 | 365 | 6.034 | 0.14556 | 6 | 0.17958
64446 | 5.13 | 1 | 365 | 5.8405 | 0.75599 | 6 | 0.59646
64451 | 7.56 | 1 | 365 | 8.607 | 0.32462 | 8 | 0.93163
64452 | 9.52 | 1 | 365 | 10.8385 | 0.81618 | 11 | 0.65464
64454 | 6.72 | 1 | 365 | 7.6507 | 0.39966 | 8 | 0.050337
64455 | 10.2 | 1 | 365 | 11.6126 | 0.37448 | 11 | 0.98712
64457 | 8.625 | 1 | 365 | 9.8195 | 0.76519 | 10 | 0.5847
44615 | 3.575 | 1 | 365 | 4.0701 | 0.19253 | 4 | 0.26264
64461 | 5.2 | 1 | 365 | 5.9202 | 0.9164 | 6 | 0.83657
64264 | 8.8 | 1 | 365 | 10.0187 | 0.16622 | 10 | 0.18496
40834 | 13.11 | 1 | 365 | 14.9257 | 0.043086 | 14 | 0.96874
50025 | 5.49 | 1 | 365 | 6.2503 | 0.58097 | 6 | 0.8313
64488 | 9.24 | 1 | 365 | 10.5197 | 0.17453 | 10 | 0.69421
64490 | 12.19 | 1 | 365 | 13.8782 | 0.9348 | 14 | 0.81304
64499 | 11.44 | 1 | 365 | 13.0244 | 0.21609 | 13 | 0.24045
64501 | 4.68 | 1 | 365 | 5.3282 | 0.72476 | 6 | 0.052913
64459 | 8.64 | 1 | 365 | 9.8366 | 0.79956 | 10 | 0.63615
64516 | 9.805 | 1 | 365 | 11.1629 | 0.46929 | 11 | 0.63222
64522 | 4.68 | 1 | 365 | 5.3282 | 0.72476 | 6 | 0.052913
64525 | 3.18 | 1 | 365 | 3.6204 | 0.28734 | 3 | 0.90775
64526 | 3.64 | 1 | 365 | 4.1441 | 0.34148 | 4 | 0.4856
64527 | 3.64 | 1 | 365 | 4.1441 | 0.34148 | 4 | 0.4856
64563 | 5.72 | 1 | 365 | 6.5122 | 0.10804 | 6 | 0.62023
64572 | 10.66 | 1 | 365 | 12.1363 | 0.42863 | 12 | 0.56497
64575 | 5.98 | 1 | 365 | 6.8082 | 0.70386 | 7 | 0.51206
64583 | 9.88 | 1 | 365 | 11.2483 | 0.64117 | 11 | 0.88948
64585 | 4.68 | 1 | 365 | 5.3282 | 0.72476 | 6 | 0.052913
64586 | 5.46 | 1 | 365 | 6.2162 | 0.51222 | 6 | 0.7284
59719 | 4.24 | 1 | 365 | 4.8272 | 0.71645 | 5 | 0.54366
64623 | 7.54 | 1 | 365 | 8.5842 | 0.27878 | 8 | 0.86303
45554 | 11.97 | 1 | 365 | 13.6278 | 0.43064 | 14 | 0.058412
64630 | 8.58 | 1 | 365 | 9.7683 | 0.66207 | 10 | 0.43034
64634 | 6.76 | 1 | 365 | 7.6962 | 0.49132 | 8 | 0.18754
64635 | 6.38 | 1 | 365 | 7.2636 | 0.62051 | 7 | 0.8841
64636 | 5.7 | 1 | 365 | 6.4894 | 0.062211 | 6 | 0.55162
64637 | 5.04 | 1 | 365 | 5.738 | 0.54974 | 6 | 0.28775
49203 | 10.137 | 1 | 365 | 11.5409 | 0.23011 | 11 | 0.77102
64650 | 8.08 | 1 | 365 | 9.199 | 0.51626 | 9 | 0.71529
64653 | 6.76 | 1 | 365 | 7.6962 | 0.49132 | 8 | 0.18754
64655 | 3.9 | 1 | 365 | 4.4401 | 0.9373 | 5 | 0.37743
64666 | 5.98 | 1 | 365 | 6.8082 | 0.70386 | 7 | 0.51206
64667 | 5.98 | 1 | 365 | 6.8082 | 0.70386 | 7 | 0.51206
40446 | 7.28 | 1 | 365 | 8.2882 | 0.68296 | 8 | 0.9712
64671 | 3.465 | 1 | 365 | 3.9449 | 0.94045 | 4 | 0.88533
64672 | 3.38 | 1 | 365 | 3.8481 | 0.74566 | 4 | 0.59377
64674 | 7.56 | 1 | 365 | 8.607 | 0.32462 | 8 | 0.93163
64676 | 8.32 | 1 | 365 | 9.4723 | 0.066245 | 9 | 0.53851
64682 | 2.6 | 1 | 365 | 2.9601 | 0.9582 | 3 | 0.91828
64684 | 8.32 | 1 | 365 | 9.4723 | 0.066245 | 9 | 0.53851
64685 | 10.4 | 1 | 365 | 11.8403 | 0.83281 | 12 | 0.67314
64686 | 11.66 | 1 | 365 | 13.2748 | 0.72024 | 13 | 0.99508
64706 | 4.08 | 1 | 365 | 4.6451 | 0.34979 | 4 | 0.99485
64725 | 11.97 | 1 | 365 | 13.6278 | 0.43064 | 14 | 0.058412
64739 | 15.6 | 1 | 365 | 17.7605 | 0.74921 | 18 | 0.50971
61718 | 14.56 | 1 | 365 | 16.5765 | 0.36593 | 16 | 0.9424
61754 | 13.26 | 1 | 365 | 15.0964 | 0.38683 | 15 | 0.48325
64748 | 8.1 | 1 | 365 | 9.2218 | 0.56209 | 9 | 0.78389
64749 | 3.64 | 1 | 365 | 4.1441 | 0.34148 | 4 | 0.4856
64757 | 6.555 | 1 | 365 | 7.4628 | 0.021543 | 7 | 0.48437
64761 | 5.4 | 1 | 365 | 6.1479 | 0.37473 | 6 | 0.52259
64772 | 5.2 | 1 | 365 | 5.9202 | 0.9164 | 6 | 0.83657
64783 | 10.6 | 1 | 365 | 12.068 | 0.29113 | 12 | 0.35916
64787 | 9.6 | 1 | 365 | 10.9295 | 0.99951 | 11 | 0.92905
64803 | 7.41 | 1 | 365 | 8.4362 | 0.98087 | 9 | 0.41711
64813 | 9.9 | 1 | 365 | 11.2711 | 0.687 | 11 | 0.95809
64841 | 4.16 | 1 | 365 | 4.7361 | 0.53312 | 5 | 0.26926
64842 | 5.72 | 1 | 365 | 6.5122 | 0.10804 | 6 | 0.62023
64847 | 3.38 | 1 | 365 | 3.8481 | 0.74566 | 4 | 0.59377
64851 | 3.64 | 1 | 365 | 4.1441 | 0.34148 | 4 | 0.4856
64857 | 14.79 | 1 | 365 | 16.8383 | 0.893 | 17 | 0.73132
64859 | 10.6 | 1 | 365 | 12.068 | 0.29113 | 12 | 0.35916
64860 | 6.12 | 1 | 365 | 6.9676 | 0.02469 | 6 | 0.99227
64861 | 8.215 | 1 | 365 | 9.3527 | 0.82563 | 10 | 0.17835
63392 | 12.18 | 1 | 365 | 13.8669 | 0.91188 | 14 | 0.77873
63214 | 13.26 | 1 | 365 | 15.0964 | 0.38683 | 15 | 0.48325
64784 | 14.64 | 1 | 365 | 16.6675 | 0.54926 | 17 | 0.2168
64879 | 9.275 | 1 | 365 | 10.5595 | 0.25474 | 10 | 0.81427
64880 | 7.685 | 1 | 365 | 8.7493 | 0.61107 | 9 | 0.36039
64883 | 9.88 | 1 | 365 | 11.2483 | 0.64117 | 11 | 0.88948
64884 | 9.945 | 1 | 365 | 11.3223 | 0.79012 | 12 | 0.11244
64887 | 13.515 | 1 | 365 | 15.3867 | 0.97119 | 16 | 0.35793
64899 | 7.28 | 1 | 365 | 8.2882 | 0.68296 | 8 | 0.9712
64915 | 13.25 | 1 | 365 | 15.085 | 0.36391 | 15 | 0.44895
64919 | 11.7 | 1 | 365 | 13.3204 | 0.81191 | 14 | 0.13228
64922 | 4.24 | 1 | 365 | 4.8272 | 0.71645 | 5 | 0.54366
64932 | 5.52 | 1 | 365 | 6.2845 | 0.64972 | 6 | 0.9342
64940 | 3.48 | 1 | 365 | 3.962 | 0.97482 | 4 | 0.93678
64941 | 9.62 | 1 | 365 | 10.9523 | 0.045346 | 10 | 0.99765
61076 | 3.922 | 1 | 365 | 4.4652 | 0.98772 | 5 | 0.45289
62019 | 8.1 | 1 | 365 | 9.2218 | 0.56209 | 9 | 0.78389
58652 | 4.44 | 1 | 365 | 5.0549 | 0.17478 | 5 | 0.22969
64984 | 4.48 | 1 | 365 | 5.1005 | 0.26644 | 5 | 0.36689
64986 | 9.6 | 1 | 365 | 10.9295 | 0.99951 | 11 | 0.92905
64993 | 8.58 | 1 | 365 | 9.7683 | 0.66207 | 10 | 0.43034
64994 | 7.65 | 1 | 365 | 8.7095 | 0.53086 | 9 | 0.24034
64995 | 5.25 | 1 | 365 | 5.9771 | 0.030984 | 6 | 0.0080754
64996 | 7.54 | 1 | 365 | 8.5842 | 0.27878 | 8 | 0.86303
64997 | 6.12 | 1 | 365 | 6.9676 | 0.02469 | 6 | 0.99227
64998 | 13.52 | 1 | 365 | 15.3924 | 0.98265 | 16 | 0.37508
65000 | 2.6 | 1 | 365 | 2.9601 | 0.9582 | 3 | 0.91828
65002 | 5.72 | 1 | 365 | 6.5122 | 0.10804 | 6 | 0.62023
65003 | 7.155 | 1 | 365 | 8.1459 | 0.39651 | 8 | 0.54243
65010 | 6.24 | 1 | 365 | 7.1042 | 0.29968 | 7 | 0.40388
65027 | 11.7 | 1 | 365 | 13.3204 | 0.81191 | 14 | 0.13228
65034 | 6.76 | 1 | 365 | 7.6962 | 0.49132 | 8 | 0.18754
65039 | 6.5 | 1 | 365 | 7.4002 | 0.8955 | 8 | 0.29571
65040 | 9.62 | 1 | 365 | 10.9523 | 0.045346 | 10 | 0.99765
65044 | 6.25 | 1 | 365 | 7.1156 | 0.3226 | 7 | 0.43818
65045 | 7.02 | 1 | 365 | 7.9922 | 0.087144 | 8 | 0.079369
65047 | 13.52 | 1 | 365 | 15.3924 | 0.98265 | 16 | 0.37508
65048 | 7.02 | 1 | 365 | 7.9922 | 0.087144 | 8 | 0.079369
65049 | 3.9 | 1 | 365 | 4.4401 | 0.9373 | 5 | 0.37743
65050 | 6.72 | 1 | 365 | 7.6507 | 0.39966 | 8 | 0.050337
65053 | 7 | 1 | 365 | 7.9695 | 0.041312 | 8 | 0.010767
65055 | 8.12 | 1 | 365 | 9.2446 | 0.60792 | 9 | 0.85249
65056 | 6.375 | 1 | 365 | 7.2579 | 0.60905 | 7 | 0.86695
65058 | 8.12 | 1 | 365 | 9.2446 | 0.60792 | 9 | 0.85249
65060 | 10.2 | 1 | 365 | 11.6126 | 0.37448 | 11 | 0.98712
65064 | 6.24 | 1 | 365 | 7.1042 | 0.29968 | 7 | 0.40388
50924 | 6.3 | 1 | 365 | 7.1725 | 0.43718 | 7 | 0.60969
65066 | 4.68 | 1 | 365 | 5.3282 | 0.72476 | 6 | 0.052913
65069 | 10.2 | 1 | 365 | 11.6126 | 0.37448 | 11 | 0.98712
65071 | 7.155 | 1 | 365 | 8.1459 | 0.39651 | 8 | 0.54243
65074 | 11.475 | 1 | 365 | 13.0642 | 0.29629 | 13 | 0.36051
65090 | 4.05 | 1 | 365 | 4.6109 | 0.28104 | 4 | 0.89194
12912 | 567.84 | 0.8 | 365 | 517.1858 | 0.016984 | 517 | 0.20275
65142 | 109.545 | 0.9 | 365 | 112.2447 | 0.93157 | 113 | 0.17622
63830 | 6.3 | 1 | 365 | 7.1725 | 0.43718 | 7 | 0.60969
33498 | 1865.43 | 0.9 | 365 | 1911.4021 | 0.36431 | 1911 | 0.76642
57565 | 29.25 | 0.9 | 365 | 29.9708 | 0.32679 | 30 | 0.29764
57542 | 46.55 | 0.9 | 365 | 47.6972 | 0.0072523 | 47 | 0.70444
65286 | 7.125 | 1 | 365 | 8.1118 | 0.32776 | 8 | 0.43953
65287 | 9.24 | 1 | 365 | 10.5197 | 0.17453 | 10 | 0.69421
65294 | 12.19 | 1 | 365 | 13.8782 | 0.9348 | 14 | 0.81304
65295 | 12.075 | 1 | 365 | 13.7473 | 0.67126 | 14 | 0.41857
65302 | 8.5 | 1 | 365 | 9.6772 | 0.47874 | 10 | 0.15593
65308 | 3.36 | 1 | 365 | 3.8253 | 0.69983 | 4 | 0.52517
65322 | 11.6 | 1 | 365 | 13.2065 | 0.58275 | 13 | 0.78927
65323 | 11.6 | 1 | 365 | 13.2065 | 0.58275 | 13 | 0.78927
63099 | 4.16 | 1 | 365 | 4.7361 | 0.53312 | 5 | 0.26926
63102 | 4.505 | 1 | 365 | 5.1289 | 0.32373 | 5 | 0.45264
63125 | 7.155 | 1 | 365 | 8.1459 | 0.39651 | 8 | 0.54243
63146 | 6.24 | 1 | 365 | 7.1042 | 0.29968 | 7 | 0.40388
63152 | 14.575 | 1 | 365 | 16.5935 | 0.4003 | 16 | 0.99385
59170 | 10.14 | 1 | 365 | 11.5443 | 0.23699 | 11 | 0.78131
63160 | 4.8 | 1 | 365 | 5.4648 | 0.99976 | 6 | 0.46453
63005 | 4.2 | 1 | 365 | 4.7817 | 0.62479 | 5 | 0.40646
63140 | 8.7 | 1 | 365 | 9.9049 | 0.93706 | 10 | 0.84195
63179 | 4.505 | 1 | 365 | 5.1289 | 0.32373 | 5 | 0.45264
32283 | 5.98 | 1 | 365 | 6.8082 | 0.70386 | 7 | 0.51206
62519 | 2.915 | 1 | 365 | 3.3187 | 0.68006 | 3 | 0.99877
32257 | 4.94 | 1 | 365 | 5.6242 | 0.32058 | 5 | 0.94474
63189 | 5.72 | 1 | 365 | 6.5122 | 0.10804 | 6 | 0.62023
62826 | 12.72 | 1 | 365 | 14.4816 | 0.14936 | 14 | 0.63099
63201 | 7.29 | 1 | 365 | 8.2996 | 0.70588 | 9 | 0.005499
63217 | 8 | 1 | 365 | 9.1079 | 0.33293 | 9 | 0.44088
63218 | 10.24 | 1 | 365 | 11.6582 | 0.46615 | 12 | 0.12432
63219 | 11.825 | 1 | 365 | 13.4627 | 0.098359 | 13 | 0.56105
63221 | 7.68 | 1 | 365 | 8.7436 | 0.59961 | 9 | 0.34324
63227 | 6 | 1 | 365 | 6.831 | 0.7497 | 7 | 0.58066
63136 | 3.78 | 1 | 365 | 4.3035 | 0.66231 | 4 | 0.96581
63157 | 3.705 | 1 | 365 | 4.2181 | 0.49044 | 4 | 0.70856
63240 | 3.99 | 1 | 365 | 4.5426 | 0.14355 | 4 | 0.68614
63131 | 6.3 | 1 | 365 | 7.1725 | 0.43718 | 7 | 0.60969
63133 | 4.725 | 1 | 365 | 5.3794 | 0.82789 | 6 | 0.20727
63248 | 6.6 | 1 | 365 | 7.5141 | 0.12467 | 7 | 0.63872
47227 | 5.98 | 1 | 365 | 6.8082 | 0.70386 | 7 | 0.51206
63319 | 6.76 | 1 | 365 | 7.6962 | 0.49132 | 8 | 0.18754
63320 | 5.83 | 1 | 365 | 6.6374 | 0.36012 | 6 | 0.99754
63324 | 9.1 | 1 | 365 | 10.3603 | 0.85371 | 11 | 0.214
63327 | 7.42 | 1 | 365 | 8.4476 | 0.0037907 | 8 | 0.45141
35922 | 7.28 | 1 | 365 | 8.2882 | 0.68296 | 8 | 0.9712
59418 | 5.2 | 1 | 365 | 5.9202 | 0.9164 | 6 | 0.83657
63350 | 12.455 | 1 | 365 | 14.1799 | 0.54208 | 14 | 0.72202
63352 | 4.42 | 1 | 365 | 5.0321 | 0.12894 | 5 | 0.16108
52457 | 5.98 | 1 | 365 | 6.8082 | 0.70386 | 7 | 0.51206
63413 | 11 | 1 | 365 | 12.5234 | 0.20778 | 12 | 0.73121
63431 | 5.83 | 1 | 365 | 6.6374 | 0.36012 | 6 | 0.99754
63432 | 10.6 | 1 | 365 | 12.068 | 0.29113 | 12 | 0.35916
63433 | 6.76 | 1 | 365 | 7.6962 | 0.49132 | 8 | 0.18754
59562 | 3.9 | 1 | 365 | 4.4401 | 0.9373 | 5 | 0.37743
63435 | 9.6 | 1 | 365 | 10.9295 | 0.99951 | 11 | 0.92905
58719 | 12.455 | 1 | 365 | 14.1799 | 0.54208 | 14 | 0.72202
39280 | 6.76 | 1 | 365 | 7.6962 | 0.49132 | 8 | 0.18754
56501 | 6.24 | 1 | 365 | 7.1042 | 0.29968 | 7 | 0.40388
58582 | 3.71 | 1 | 365 | 4.2238 | 0.5019 | 4 | 0.72571
63506 | 7.36 | 1 | 365 | 8.3793 | 0.86629 | 9 | 0.24561
54164 | 4.16 | 1 | 365 | 4.7361 | 0.53312 | 5 | 0.26926
54139 | 5.72 | 1 | 365 | 6.5122 | 0.10804 | 6 | 0.62023
63548 | 7.04 | 1 | 365 | 8.015 | 0.13298 | 8 | 0.14797
63543 | 13.25 | 1 | 365 | 15.085 | 0.36391 | 15 | 0.44895
62233 | 9.36 | 1 | 365 | 10.6563 | 0.44953 | 11 | 0.10583
52267 | 4.94 | 1 | 365 | 5.6242 | 0.32058 | 5 | 0.94474
63464 | 3.445 | 1 | 365 | 3.9221 | 0.89462 | 4 | 0.81673
62147 | 4.77 | 1 | 365 | 5.4306 | 0.93101 | 6 | 0.36162
32039 | 7.8 | 1 | 365 | 8.8803 | 0.8746 | 9 | 0.75485
47099 | 17.36 | 1 | 365 | 19.7642 | 0.78245 | 20 | 0.5467
63526 | 6.9 | 1 | 365 | 7.8556 | 0.81215 | 8 | 0.66776
62554 | 7.54 | 1 | 365 | 8.5842 | 0.27878 | 8 | 0.86303
35330 | 194.04 | 0.8 | 365 | 176.7306 | 0.73213 | 177 | 0.46277
62049 | 7.685 | 1 | 365 | 8.7493 | 0.61107 | 9 | 0.36039
61669 | 6.625 | 1 | 365 | 7.5425 | 0.18196 | 7 | 0.72448
60930 | 5.72 | 1 | 365 | 6.5122 | 0.10804 | 6 | 0.62023
57433 | 6.5 | 1 | 365 | 7.4002 | 0.8955 | 8 | 0.29571
50994 | 3.78 | 1 | 365 | 4.3035 | 0.66231 | 4 | 0.96581
30645 | 11.7 | 1 | 365 | 13.3204 | 0.81191 | 14 | 0.13228
59169 | 5.98 | 1 | 365 | 6.8082 | 0.70386 | 7 | 0.51206
62788 | 10.07 | 1 | 365 | 11.4646 | 0.076573 | 11 | 0.5412
61053 | 6.93 | 1 | 365 | 7.8898 | 0.8809 | 8 | 0.77066
58840 | 3.71 | 1 | 365 | 4.2238 | 0.5019 | 4 | 0.72571
48637 | 4.16 | 1 | 365 | 4.7361 | 0.53312 | 5 | 0.26926
41183 | 8.84 | 1 | 365 | 10.0643 | 0.25789 | 10 | 0.32217
50058 | 7.8 | 1 | 365 | 8.8803 | 0.8746 | 9 | 0.75485
32410 | 5.2 | 1 | 365 | 5.9202 | 0.9164 | 6 | 0.83657
63608 | 5.2 | 1 | 365 | 5.9202 | 0.9164 | 6 | 0.83657
61247 | 6.2 | 1 | 365 | 7.0587 | 0.20802 | 7 | 0.26668
62229 | 10.92 | 1 | 365 | 12.4324 | 0.024447 | 12 | 0.4568
61052 | 4.505 | 1 | 365 | 5.1289 | 0.32373 | 5 | 0.45264
61667 | 10.2 | 1 | 365 | 11.6126 | 0.37448 | 11 | 0.98712
38718 | 6.24 | 1 | 365 | 7.1042 | 0.29968 | 7 | 0.40388
62103 | 7.56 | 1 | 365 | 8.607 | 0.32462 | 8 | 0.93163
61778 | 13.26 | 1 | 365 | 15.0964 | 0.38683 | 15 | 0.48325
56725 | 8.58 | 1 | 365 | 9.7683 | 0.66207 | 10 | 0.43034
62520 | 6.24 | 1 | 365 | 7.1042 | 0.29968 | 7 | 0.40388
57866 | 8.48 | 1 | 365 | 9.6544 | 0.4329 | 10 | 0.087329
55170 | 5.72 | 1 | 365 | 6.5122 | 0.10804 | 6 | 0.62023
62528 | 3.78 | 1 | 365 | 4.3035 | 0.66231 | 4 | 0.96581
59497 | 7.28 | 1 | 365 | 8.2882 | 0.68296 | 8 | 0.9712
63025 | 13.53 | 1 | 365 | 15.4038 | 0.0055645 | 15 | 0.40938
32033 | 4.94 | 1 | 365 | 5.6242 | 0.32058 | 5 | 0.94474
63282 | 9.805 | 1 | 365 | 11.1629 | 0.46929 | 11 | 0.63222
37789 | 7.54 | 1 | 365 | 8.5842 | 0.27878 | 8 | 0.86303
59426 | 6.5 | 1 | 365 | 7.4002 | 0.8955 | 8 | 0.29571
20727 | 323.95 | 0.8 | 365 | 295.052 | 0.8952 | 295 | 0.9472
57982 | 5.98 | 1 | 365 | 6.8082 | 0.70386 | 7 | 0.51206
42911 | 9.62 | 1 | 365 | 10.9523 | 0.045346 | 10 | 0.99765
32529 | 7.8 | 1 | 365 | 8.8803 | 0.8746 | 9 | 0.75485
61005 | 6.5 | 1 | 365 | 7.4002 | 0.8955 | 8 | 0.29571
59574 | 7.54 | 1 | 365 | 8.5842 | 0.27878 | 8 | 0.86303
62742 | 9.54 | 1 | 365 | 10.8612 | 0.86202 | 11 | 0.72325
63286 | 4.42 | 1 | 365 | 5.0321 | 0.12894 | 5 | 0.16108
32038 | 4.68 | 1 | 365 | 5.3282 | 0.72476 | 6 | 0.052913
61615 | 4.77 | 1 | 365 | 5.4306 | 0.93101 | 6 | 0.36162
57064 | 7.42 | 1 | 365 | 8.4476 | 0.0037907 | 8 | 0.45141
60954 | 3.975 | 1 | 365 | 4.5255 | 0.10917 | 4 | 0.63469
57109 | 9.36 | 1 | 365 | 10.6563 | 0.44953 | 11 | 0.10583
62556 | 3.64 | 1 | 365 | 4.1441 | 0.34148 | 4 | 0.4856
62944 | 13.25 | 1 | 365 | 15.085 | 0.36391 | 15 | 0.44895
21066 | 6.24 | 1 | 365 | 7.1042 | 0.29968 | 7 | 0.40388
48706 | 7.28 | 1 | 365 | 8.2882 | 0.68296 | 8 | 0.9712
63529 | 7.68 | 1 | 365 | 8.7436 | 0.59961 | 9 | 0.34324
63551 | 9.555 | 1 | 365 | 10.8783 | 0.89639 | 11 | 0.7747
63604 | 10.8 | 1 | 365 | 12.2957 | 0.74945 | 13 | 0.045184
63747 | 13.44 | 1 | 365 | 15.3014 | 0.79932 | 16 | 0.10067
63519 | 8.1 | 1 | 365 | 9.2218 | 0.56209 | 9 | 0.78389
63780 | 9.6 | 1 | 365 | 10.9295 | 0.99951 | 11 | 0.92905
63789 | 5.13 | 1 | 365 | 5.8405 | 0.75599 | 6 | 0.59646
63792 | 6.4 | 1 | 365 | 7.2864 | 0.66634 | 7 | 0.9527
63798 | 8.82 | 1 | 365 | 10.0415 | 0.21205 | 10 | 0.25357
63873 | 5.886 | 1 | 365 | 6.7012 | 0.48845 | 7 | 0.18963
62547 | 3.975 | 1 | 365 | 4.5255 | 0.10917 | 4 | 0.63469
59219 | 4.505 | 1 | 365 | 5.1289 | 0.32373 | 5 | 0.45264
63911 | 8.19 | 1 | 365 | 9.3243 | 0.76834 | 10 | 0.092598
31467 | 5.2 | 1 | 365 | 5.9202 | 0.9164 | 6 | 0.83657
23565 | 12.48 | 1 | 365 | 14.2084 | 0.59937 | 14 | 0.80777
64044 | 4.42 | 1 | 365 | 5.0321 | 0.12894 | 5 | 0.16108
64130 | 13.25 | 1 | 365 | 15.085 | 0.36391 | 15 | 0.44895
64270 | 5.2 | 1 | 365 | 5.9202 | 0.9164 | 6 | 0.83657
64271 | 5.46 | 1 | 365 | 6.2162 | 0.51222 | 6 | 0.7284
64280 | 7.02 | 1 | 365 | 7.9922 | 0.087144 | 8 | 0.079369
64285 | 4.68 | 1 | 365 | 5.3282 | 0.72476 | 6 | 0.052913
64288 | 6.625 | 1 | 365 | 7.5425 | 0.18196 | 7 | 0.72448
64287 | 5.46 | 1 | 365 | 6.2162 | 0.51222 | 6 | 0.7284
64293 | 6.24 | 1 | 365 | 7.1042 | 0.29968 | 7 | 0.40388
64295 | 6.625 | 1 | 365 | 7.5425 | 0.18196 | 7 | 0.72448
24166 | 7.54 | 1 | 365 | 8.5842 | 0.27878 | 8 | 0.86303
57620 | 17.68 | 1 | 365 | 20.1286 | 0.51577 | 20 | 0.64434
60701 | 12.48 | 1 | 365 | 14.2084 | 0.59937 | 14 | 0.80777
56990 | 4.16 | 1 | 365 | 4.7361 | 0.53312 | 5 | 0.26926
58502 | 9.62 | 1 | 365 | 10.9523 | 0.045346 | 10 | 0.99765
58528 | 10.6 | 1 | 365 | 12.068 | 0.29113 | 12 | 0.35916
52428 | 4.68 | 1 | 365 | 5.3282 | 0.72476 | 6 | 0.052913
64074 | 7.02 | 1 | 365 | 7.9922 | 0.087144 | 8 | 0.079369
64176 | 10.8 | 1 | 365 | 12.2957 | 0.74945 | 13 | 0.045184
64229 | 12.426 | 1 | 365 | 14.1469 | 0.47562 | 14 | 0.62254
64231 | 10.08 | 1 | 365 | 11.476 | 0.099489 | 11 | 0.5755
64251 | 9.9 | 1 | 365 | 11.2711 | 0.687 | 11 | 0.95809
64298 | 11.34 | 1 | 365 | 12.9105 | 0.98693 | 13 | 0.89744
64313 | 12.42 | 1 | 365 | 14.1401 | 0.46187 | 14 | 0.60196
64335 | 3.78 | 1 | 365 | 4.3035 | 0.66231 | 4 | 0.96581
64337 | 5.175 | 1 | 365 | 5.8917 | 0.85911 | 6 | 0.75082
64345 | 7.68 | 1 | 365 | 8.7436 | 0.59961 | 9 | 0.34324
64350 | 6.867 | 1 | 365 | 7.818 | 0.73653 | 8 | 0.55456
64351 | 6.08 | 1 | 365 | 6.922 | 0.93303 | 7 | 0.85507
64353 | 9.28 | 1 | 365 | 10.5652 | 0.2662 | 10 | 0.83142
64362 | 12.426 | 1 | 365 | 14.1469 | 0.47562 | 14 | 0.62254
64369 | 7.521 | 1 | 365 | 8.5626 | 0.23524 | 8 | 0.79785
64370 | 6.213 | 1 | 365 | 7.0735 | 0.23781 | 7 | 0.31127
64371 | 12.426 | 1 | 365 | 14.1469 | 0.47562 | 14 | 0.62254
64372 | 5.76 | 1 | 365 | 6.5577 | 0.19971 | 6 | 0.75743
64374 | 10.137 | 1 | 365 | 11.5409 | 0.23011 | 11 | 0.77102
64428 | 6.555 | 1 | 365 | 7.4628 | 0.021543 | 7 | 0.48437
64485 | 5.7 | 1 | 365 | 6.4894 | 0.062211 | 6 | 0.55162
64494 | 6.72 | 1 | 365 | 7.6507 | 0.39966 | 8 | 0.050337
64497 | 12.426 | 1 | 365 | 14.1469 | 0.47562 | 14 | 0.62254
64498 | 10.24 | 1 | 365 | 11.6582 | 0.46615 | 12 | 0.12432
64511 | 4.8 | 1 | 365 | 5.4648 | 0.99976 | 6 | 0.46453
64512 | 3.3 | 1 | 365 | 3.757 | 0.56233 | 4 | 0.31936
64515 | 2.835 | 1 | 365 | 3.2276 | 0.49673 | 3 | 0.72436
64535 | 5.67 | 1 | 365 | 6.4553 | 0.99346 | 7 | 0.44872
64539 | 7.56 | 1 | 365 | 8.607 | 0.32462 | 8 | 0.93163
64540 | 3.15 | 1 | 365 | 3.5863 | 0.21859 | 3 | 0.80485
64542 | 4.095 | 1 | 365 | 4.6621 | 0.38417 | 5 | 0.046299
64626 | 5.76 | 1 | 365 | 6.5577 | 0.19971 | 6 | 0.75743
64644 | 6.72 | 1 | 365 | 7.6507 | 0.39966 | 8 | 0.050337
64656 | 7.02 | 1 | 365 | 7.9922 | 0.087144 | 8 | 0.079369
64719 | 7.04 | 1 | 365 | 8.015 | 0.13298 | 8 | 0.14797
64728 | 5.44 | 1 | 365 | 6.1934 | 0.46639 | 6 | 0.6598
64737 | 8.84 | 1 | 365 | 10.0643 | 0.25789 | 10 | 0.32217
64331 | 7.848 | 1 | 365 | 8.9349 | 0.9846 | 9 | 0.9195
64897 | 7.83 | 1 | 365 | 8.9144 | 0.94335 | 9 | 0.85776
65130 | 9 | 1 | 365 | 10.2464 | 0.62454 | 10 | 0.87099
65193 | 13.64 | 1 | 365 | 15.5291 | 0.25764 | 15 | 0.78669
65301 | 12.426 | 1 | 365 | 14.1469 | 0.47562 | 14 | 0.62254
65314 | 12.96 | 1 | 365 | 14.7549 | 0.69934 | 15 | 0.45422
65315 | 7.15 | 1 | 365 | 8.1402 | 0.38505 | 8 | 0.52528
65316 | 3.51 | 1 | 365 | 3.9961 | 0.043572 | 4 | 0.039685
62582 | 10.2 | 1 | 365 | 11.6126 | 0.37448 | 11 | 0.98712
65336 | 7.848 | 1 | 365 | 8.9349 | 0.9846 | 9 | 0.9195
65350 | 11.52 | 1 | 365 | 13.1154 | 0.39942 | 13 | 0.51486
65358 | 9.81 | 1 | 365 | 11.1686 | 0.48075 | 11 | 0.64938
65367 | 14.715 | 1 | 365 | 16.7529 | 0.72113 | 17 | 0.47406
60623 | 9.805 | 1 | 365 | 11.1629 | 0.46929 | 11 | 0.63222
46544 | 24.96 | 1 | 365 | 28.4168 | 0.19874 | 28 | 0.61554
62187 | 8.4 | 1 | 365 | 9.5633 | 0.24957 | 9 | 0.81292
62094 | 6.4 | 1 | 365 | 7.2864 | 0.66634 | 7 | 0.9527
59822 | 13.77 | 1 | 365 | 15.6771 | 0.55555 | 16 | 0.23261
59985 | 9.62 | 1 | 365 | 10.9523 | 0.045346 | 10 | 0.99765
60377 | 9.275 | 1 | 365 | 10.5595 | 0.25474 | 10 | 0.81427
62206 | 9.1 | 1 | 365 | 10.3603 | 0.85371 | 11 | 0.214
55941 | 6.63 | 1 | 365 | 7.5482 | 0.19341 | 7 | 0.74163
61834 | 6.095 | 1 | 365 | 6.9391 | 0.9674 | 7 | 0.90652
62191 | 1.92 | 1 | 365 | 2.1859 | 0.3999 | 2 | 0.58581
61807 | 9.18 | 1 | 365 | 10.4514 | 0.037035 | 10 | 0.48841
29897 | 20.4 | 1 | 365 | 23.2253 | 0.74897 | 23 | 0.97424
29886 | 22.22 | 1 | 365 | 25.2973 | 0.91971 | 26 | 0.21704
61675 | 3.08 | 1 | 365 | 3.5066 | 0.058177 | 3 | 0.56474
61713 | 10.335 | 1 | 365 | 11.7663 | 0.68385 | 12 | 0.45018
61698 | 4.2 | 1 | 365 | 4.7817 | 0.62479 | 5 | 0.40646
61681 | 6.24 | 1 | 365 | 7.1042 | 0.29968 | 7 | 0.40388
48976 | 13.08 | 1 | 365 | 14.8915 | 0.97434 | 15 | 0.86583
62636 | 4.8 | 1 | 365 | 5.4648 | 0.99976 | 6 | 0.46453
62466 | 10.36 | 1 | 365 | 11.7948 | 0.74114 | 12 | 0.53594
61783 | 14.79 | 1 | 365 | 16.8383 | 0.893 | 17 | 0.73132
61794 | 10.455 | 1 | 365 | 11.903 | 0.95885 | 12 | 0.8618
61795 | 7.395 | 1 | 365 | 8.4192 | 0.9465 | 9 | 0.36566
61910 | 27.54 | 0.9 | 365 | 28.2187 | 0.79999 | 29 | 0.018697
61870 | 27.54 | 0.9 | 365 | 28.2187 | 0.79999 | 29 | 0.018697
65031 | 13.26 | 1 | 365 | 15.0964 | 0.38683 | 15 | 0.48325
65300 | 4.77 | 1 | 365 | 5.4306 | 0.93101 | 6 | 0.36162
62757 | 10.08 | 1 | 365 | 11.476 | 0.099489 | 11 | 0.5755
63141 | 6.76 | 1 | 365 | 7.6962 | 0.49132 | 8 | 0.18754
63155 | 7.95 | 1 | 365 | 9.051 | 0.21835 | 9 | 0.26937
47618 | 20.435 | 1 | 365 | 23.2651 | 0.82917 | 24 | 0.09429
63166 | 5.4 | 1 | 365 | 6.1479 | 0.37473 | 6 | 0.52259
63167 | 9.01 | 1 | 365 | 10.2578 | 0.64746 | 10 | 0.90529
52377 | 2.86 | 1 | 365 | 3.2561 | 0.55402 | 3 | 0.81011
63153 | 3.9 | 1 | 365 | 4.4401 | 0.9373 | 5 | 0.37743
63151 | 9.54 | 1 | 365 | 10.8612 | 0.86202 | 11 | 0.72325
63145 | 5.72 | 1 | 365 | 6.5122 | 0.10804 | 6 | 0.62023
63143 | 3.38 | 1 | 365 | 3.8481 | 0.74566 | 4 | 0.59377
63147 | 4.77 | 1 | 365 | 5.4306 | 0.93101 | 6 | 0.36162
63149 | 6.095 | 1 | 365 | 6.9391 | 0.9674 | 7 | 0.90652
63169 | 4.24 | 1 | 365 | 4.8272 | 0.71645 | 5 | 0.54366
63170 | 4.68 | 1 | 365 | 5.3282 | 0.72476 | 6 | 0.052913
63171 | 9.88 | 1 | 365 | 11.2483 | 0.64117 | 11 | 0.88948
63173 | 7.8 | 1 | 365 | 8.8803 | 0.8746 | 9 | 0.75485
63174 | 9.01 | 1 | 365 | 10.2578 | 0.64746 | 10 | 0.90529
63175 | 5.72 | 1 | 365 | 6.5122 | 0.10804 | 6 | 0.62023
63162 | 3.64 | 1 | 365 | 4.1441 | 0.34148 | 4 | 0.4856
63180 | 7.685 | 1 | 365 | 8.7493 | 0.61107 | 9 | 0.36039
63183 | 4.24 | 1 | 365 | 4.8272 | 0.71645 | 5 | 0.54366
63184 | 4.76 | 1 | 365 | 5.4192 | 0.90809 | 6 | 0.32732
63185 | 9.54 | 1 | 365 | 10.8612 | 0.86202 | 11 | 0.72325
63187 | 4.94 | 1 | 365 | 5.6242 | 0.32058 | 5 | 0.94474
63192 | 9.62 | 1 | 365 | 10.9523 | 0.045346 | 10 | 0.99765
63216 | 6.72 | 1 | 365 | 7.6507 | 0.39966 | 8 | 0.050337
63242 | 7.695 | 1 | 365 | 8.7607 | 0.63399 | 9 | 0.39469
63246 | 11.22 | 1 | 365 | 12.7739 | 0.71193 | 13 | 0.48583
63245 | 7.42 | 1 | 365 | 8.4476 | 0.0037907 | 8 | 0.45141
63257 | 9.54 | 1 | 365 | 10.8612 | 0.86202 | 11 | 0.72325
63263 | 9.805 | 1 | 365 | 11.1629 | 0.46929 | 11 | 0.63222
63272 | 9.01 | 1 | 365 | 10.2578 | 0.64746 | 10 | 0.90529
63288 | 4.16 | 1 | 365 | 4.7361 | 0.53312 | 5 | 0.26926
63302 | 7.8 | 1 | 365 | 8.8803 | 0.8746 | 9 | 0.75485
63304 | 7.02 | 1 | 365 | 7.9922 | 0.087144 | 8 | 0.079369
63305 | 13.52 | 1 | 365 | 15.3924 | 0.98265 | 16 | 0.37508
63291 | 3.315 | 1 | 365 | 3.7741 | 0.59671 | 4 | 0.37081
63306 | 2.915 | 1 | 365 | 3.3187 | 0.68006 | 3 | 0.99877
63307 | 5.3 | 1 | 365 | 6.034 | 0.14556 | 6 | 0.17958
63308 | 13.25 | 1 | 365 | 15.085 | 0.36391 | 15 | 0.44895
62965 | 9.52 | 1 | 365 | 10.8385 | 0.81618 | 11 | 0.65464
62972 | 8.1 | 1 | 365 | 9.2218 | 0.56209 | 9 | 0.78389
63212 | 11.395 | 1 | 365 | 12.9731 | 0.11296 | 13 | 0.086099
63089 | 6.625 | 1 | 365 | 7.5425 | 0.18196 | 7 | 0.72448
63035 | 4.505 | 1 | 365 | 5.1289 | 0.32373 | 5 | 0.45264
63325 | 4.77 | 1 | 365 | 5.4306 | 0.93101 | 6 | 0.36162
63331 | 13.78 | 1 | 365 | 15.6884 | 0.57847 | 16 | 0.26691
63335 | 14.04 | 1 | 365 | 15.9845 | 0.17429 | 16 | 0.15874
51608 | 5.2 | 1 | 365 | 5.9202 | 0.9164 | 6 | 0.83657
63363 | 11.475 | 1 | 365 | 13.0642 | 0.29629 | 13 | 0.36051
63368 | 3.64 | 1 | 365 | 4.1441 | 0.34148 | 4 | 0.4856
63370 | 4.08 | 1 | 365 | 4.6451 | 0.34979 | 4 | 0.99485
63372 | 9.69 | 1 | 365 | 11.032 | 0.20576 | 11 | 0.23776
63373 | 4.68 | 1 | 365 | 5.3282 | 0.72476 | 6 | 0.052913
63375 | 12.455 | 1 | 365 | 14.1799 | 0.54208 | 14 | 0.72202
63376 | 14.31 | 1 | 365 | 16.2918 | 0.79302 | 17 | 0.084868
63378 | 2.65 | 1 | 365 | 3.017 | 0.072782 | 3 | 0.08979
63379 | 8.48 | 1 | 365 | 9.6544 | 0.4329 | 10 | 0.087329
63380 | 6.095 | 1 | 365 | 6.9391 | 0.9674 | 7 | 0.90652
63382 | 9.01 | 1 | 365 | 10.2578 | 0.64746 | 10 | 0.90529
63387 | 11.96 | 1 | 365 | 13.6164 | 0.40773 | 14 | 0.024111
63388 | 7.42 | 1 | 365 | 8.4476 | 0.0037907 | 8 | 0.45141
63398 | 7.42 | 1 | 365 | 8.4476 | 0.0037907 | 8 | 0.45141
63405 | 7.8 | 1 | 365 | 8.8803 | 0.8746 | 9 | 0.75485
63409 | 3.06 | 1 | 365 | 3.4838 | 0.012345 | 3 | 0.49614
63410 | 9.36 | 1 | 365 | 10.6563 | 0.44953 | 11 | 0.10583
25279 | 312.79 | 1 | 365 | 356.1094 | 0.79457 | 356 | 0.90398
20729 | 637.83 | 1 | 365 | 726.1654 | 0.66143 | 726 | 0.82681
61148 | 969.57 | 1 | 365 | 1103.8492 | 0.88213 | 1104 | 0.73136
61149 | 700.25 | 1 | 365 | 797.2301 | 0.7041 | 797 | 0.93425
17966 | 966.42 | 1 | 365 | 1100.263 | 0.66353 | 1100 | 0.92652
60710 | 373.53 | 1 | 365 | 425.2615 | 0.98732 | 426 | 0.24884
63507 | 15.4 | 1 | 365 | 17.5328 | 0.29089 | 17 | 0.82369
45965 | 3.57 | 1 | 365 | 4.0644 | 0.18107 | 4 | 0.24549
63474 | 9.36 | 1 | 365 | 10.6563 | 0.44953 | 11 | 0.10583
63476 | 13.545 | 1 | 365 | 15.4209 | 0.039939 | 15 | 0.46083
63478 | 4.68 | 1 | 365 | 5.3282 | 0.72476 | 6 | 0.052913
63491 | 14.04 | 1 | 365 | 15.9845 | 0.17429 | 16 | 0.15874
63492 | 5.04 | 1 | 365 | 5.738 | 0.54974 | 6 | 0.28775
63489 | 7.875 | 1 | 365 | 8.9656 | 0.046476 | 9 | 0.012113
63493 | 13.26 | 1 | 365 | 15.0964 | 0.38683 | 15 | 0.48325
63494 | 11.96 | 1 | 365 | 13.6164 | 0.40773 | 14 | 0.024111
63495 | 5.2 | 1 | 365 | 5.9202 | 0.9164 | 6 | 0.83657
63497 | 3.64 | 1 | 365 | 4.1441 | 0.34148 | 4 | 0.4856
63522 | 12.21 | 1 | 365 | 13.901 | 0.98063 | 14 | 0.88164
63536 | 2.65 | 1 | 365 | 3.017 | 0.072782 | 3 | 0.08979
63540 | 4.16 | 1 | 365 | 4.7361 | 0.53312 | 5 | 0.26926
63556 | 9.54 | 1 | 365 | 10.8612 | 0.86202 | 11 | 0.72325
63560 | 5.565 | 1 | 365 | 6.3357 | 0.75284 | 7 | 0.08856
63561 | 7.28 | 1 | 365 | 8.2882 | 0.68296 | 8 | 0.9712
63563 | 7.685 | 1 | 365 | 8.7493 | 0.61107 | 9 | 0.36039
63566 | 7.395 | 1 | 365 | 8.4192 | 0.9465 | 9 | 0.36566
63626 | 12.74 | 1 | 365 | 14.5044 | 0.19519 | 14 | 0.6996
63628 | 3.71 | 1 | 365 | 4.2238 | 0.5019 | 4 | 0.72571
63629 | 2.295 | 1 | 365 | 2.6128 | 0.25926 | 2 | 0.8721
63632 | 9.36 | 1 | 365 | 10.6563 | 0.44953 | 11 | 0.10583
63633 | 3.38 | 1 | 365 | 3.8481 | 0.74566 | 4 | 0.59377
63634 | 3.12 | 1 | 365 | 3.5521 | 0.14984 | 3 | 0.70194
63636 | 6.76 | 1 | 365 | 7.6962 | 0.49132 | 8 | 0.18754
63639 | 2.6 | 1 | 365 | 2.9601 | 0.9582 | 3 | 0.91828
63641 | 4.68 | 1 | 365 | 5.3282 | 0.72476 | 6 | 0.052913
63648 | 4.77 | 1 | 365 | 5.4306 | 0.93101 | 6 | 0.36162
63651 | 9.54 | 1 | 365 | 10.8612 | 0.86202 | 11 | 0.72325
63654 | 2.65 | 1 | 365 | 3.017 | 0.072782 | 3 | 0.08979
63658 | 7.95 | 1 | 365 | 9.051 | 0.21835 | 9 | 0.26937
63662 | 9.01 | 1 | 365 | 10.2578 | 0.64746 | 10 | 0.90529
63666 | 7.8 | 1 | 365 | 8.8803 | 0.8746 | 9 | 0.75485
63675 | 9.88 | 1 | 365 | 11.2483 | 0.64117 | 11 | 0.88948
47896 | 5.98 | 1 | 365 | 6.8082 | 0.70386 | 7 | 0.51206
45999 | 7.68 | 1 | 365 | 8.7436 | 0.59961 | 9 | 0.34324
63681 | 4.94 | 1 | 365 | 5.6242 | 0.32058 | 5 | 0.94474
63684 | 7.8 | 1 | 365 | 8.8803 | 0.8746 | 9 | 0.75485
63685 | 5.72 | 1 | 365 | 6.5122 | 0.10804 | 6 | 0.62023
63688 | 7.02 | 1 | 365 | 7.9922 | 0.087144 | 8 | 0.079369
63689 | 6.5 | 1 | 365 | 7.4002 | 0.8955 | 8 | 0.29571
63693 | 4.68 | 1 | 365 | 5.3282 | 0.72476 | 6 | 0.052913
63695 | 13.26 | 1 | 365 | 15.0964 | 0.38683 | 15 | 0.48325
63698 | 8.67 | 1 | 365 | 9.8707 | 0.86831 | 10 | 0.73905
63700 | 5.1 | 1 | 365 | 5.8063 | 0.68724 | 6 | 0.49356
63703 | 8.32 | 1 | 365 | 9.4723 | 0.066245 | 9 | 0.53851
63708 | 3.64 | 1 | 365 | 4.1441 | 0.34148 | 4 | 0.4856
63713 | 3.825 | 1 | 365 | 4.3547 | 0.76543 | 5 | 0.12017
63714 | 4.59 | 1 | 365 | 5.2257 | 0.51852 | 5 | 0.7442
63745 | 4.42 | 1 | 365 | 5.0321 | 0.12894 | 5 | 0.16108
63748 | 3.18 | 1 | 365 | 3.6204 | 0.28734 | 3 | 0.90775
63752 | 7.685 | 1 | 365 | 8.7493 | 0.61107 | 9 | 0.36039
63754 | 3.825 | 1 | 365 | 4.3547 | 0.76543 | 5 | 0.12017
63757 | 11.18 | 1 | 365 | 12.7284 | 0.62027 | 13 | 0.34863
63759 | 11.7 | 1 | 365 | 13.3204 | 0.81191 | 14 | 0.13228
63761 | 17.68 | 1 | 365 | 20.1286 | 0.51577 | 20 | 0.64434
63763 | 15.6 | 1 | 365 | 17.7605 | 0.74921 | 18 | 0.50971
48598 | 3.64 | 1 | 365 | 4.1441 | 0.34148 | 4 | 0.4856
63550 | 5.4 | 1 | 365 | 6.1479 | 0.37473 | 6 | 0.52259
63567 | 4.8 | 1 | 365 | 5.4648 | 0.99976 | 6 | 0.46453
63571 | 7 | 1 | 365 | 7.9695 | 0.041312 | 8 | 0.010767
63618 | 6.16 | 1 | 365 | 7.0131 | 0.11635 | 7 | 0.12948
63619 | 7.56 | 1 | 365 | 8.607 | 0.32462 | 8 | 0.93163
63744 | 14.82 | 1 | 365 | 16.8725 | 0.96175 | 17 | 0.83422
63569 | 6.21 | 1 | 365 | 7.07 | 0.23094 | 7 | 0.30098
63725 | 12.5 | 1 | 365 | 14.2312 | 0.6452 | 14 | 0.87637
63808 | 11.4 | 1 | 365 | 12.9788 | 0.12442 | 13 | 0.10325
63817 | 11.97 | 1 | 365 | 13.6278 | 0.43064 | 14 | 0.058412
63950 | 12.255 | 1 | 365 | 13.9522 | 0.083754 | 14 | 0.035993
63828 | 8.1 | 1 | 365 | 9.2218 | 0.56209 | 9 | 0.78389
63867 | 12 | 1 | 365 | 13.6619 | 0.49939 | 14 | 0.16132
63852 | 6.3 | 1 | 365 | 7.1725 | 0.43718 | 7 | 0.60969
63853 | 9.1 | 1 | 365 | 10.3603 | 0.85371 | 11 | 0.214
63875 | 12.22 | 1 | 365 | 13.9124 | 0.0035475 | 13 | 0.91594
63877 | 4.24 | 1 | 365 | 4.8272 | 0.71645 | 5 | 0.54366
63883 | 3.38 | 1 | 365 | 3.8481 | 0.74566 | 4 | 0.59377
63885 | 4.68 | 1 | 365 | 5.3282 | 0.72476 | 6 | 0.052913
63915 | 3.12 | 1 | 365 | 3.5521 | 0.14984 | 3 | 0.70194
63916 | 3.38 | 1 | 365 | 3.8481 | 0.74566 | 4 | 0.59377
63918 | 7.42 | 1 | 365 | 8.4476 | 0.0037907 | 8 | 0.45141
63919 | 3.38 | 1 | 365 | 3.8481 | 0.74566 | 4 | 0.59377
63929 | 5.72 | 1 | 365 | 6.5122 | 0.10804 | 6 | 0.62023
63947 | 6.76 | 1 | 365 | 7.6962 | 0.49132 | 8 | 0.18754
63949 | 8.84 | 1 | 365 | 10.0643 | 0.25789 | 10 | 0.32217
63970 | 4.725 | 1 | 365 | 5.3794 | 0.82789 | 6 | 0.20727
64000 | 8.265 | 1 | 365 | 9.4096 | 0.94021 | 10 | 0.34986
64001 | 10.865 | 1 | 365 | 12.3697 | 0.89841 | 13 | 0.26814
64012 | 7.95 | 1 | 365 | 9.051 | 0.21835 | 9 | 0.26937
64014 | 3.71 | 1 | 365 | 4.2238 | 0.5019 | 4 | 0.72571
64016 | 11.96 | 1 | 365 | 13.6164 | 0.40773 | 14 | 0.024111
64056 | 10.66 | 1 | 365 | 12.1363 | 0.42863 | 12 | 0.56497
64057 | 7.28 | 1 | 365 | 8.2882 | 0.68296 | 8 | 0.9712
64052 | 7.395 | 1 | 365 | 8.4192 | 0.9465 | 9 | 0.36566
64162 | 8.06 | 1 | 365 | 9.1763 | 0.47042 | 9 | 0.64668
64064 | 5.1 | 1 | 365 | 5.8063 | 0.68724 | 6 | 0.49356
64065 | 8.32 | 1 | 365 | 9.4723 | 0.066245 | 9 | 0.53851
64081 | 12.455 | 1 | 365 | 14.1799 | 0.54208 | 14 | 0.72202
64085 | 14.84 | 1 | 365 | 16.8952 | 0.0075814 | 16 | 0.90283
64123 | 6.12 | 1 | 365 | 6.9676 | 0.02469 | 6 | 0.99227
59621 | 3 | 1 | 365 | 3.4155 | 0.87485 | 4 | 0.29033
64131 | 5.035 | 1 | 365 | 5.7323 | 0.53829 | 6 | 0.2706
64133 | 7.28 | 1 | 365 | 8.2882 | 0.68296 | 8 | 0.9712
64134 | 6.625 | 1 | 365 | 7.5425 | 0.18196 | 7 | 0.72448
62662 | 4.725 | 1 | 365 | 5.3794 | 0.82789 | 6 | 0.20727
64135 | 9.805 | 1 | 365 | 11.1629 | 0.46929 | 11 | 0.63222
64156 | 4.77 | 1 | 365 | 5.4306 | 0.93101 | 6 | 0.36162
64157 | 5.355 | 1 | 365 | 6.0966 | 0.2716 | 6 | 0.36824
60292 | 5.865 | 1 | 365 | 6.6773 | 0.44033 | 7 | 0.11759
64160 | 3.445 | 1 | 365 | 3.9221 | 0.89462 | 4 | 0.81673
64166 | 3.975 | 1 | 365 | 4.5255 | 0.10917 | 4 | 0.63469
64169 | 10.14 | 1 | 365 | 11.5443 | 0.23699 | 11 | 0.78131
64170 | 6.93 | 1 | 365 | 7.8898 | 0.8809 | 8 | 0.77066
64173 | 8.58 | 1 | 365 | 9.7683 | 0.66207 | 10 | 0.43034
60316 | 9.44 | 1 | 365 | 10.7474 | 0.63286 | 11 | 0.38023
64174 | 4.77 | 1 | 365 | 5.4306 | 0.93101 | 6 | 0.36162
62974 | 2.475 | 1 | 365 | 2.8178 | 0.67175 | 3 | 0.48952
47299 | 5.52 | 1 | 365 | 6.2845 | 0.64972 | 6 | 0.9342
64175 | 7.95 | 1 | 365 | 9.051 | 0.21835 | 9 | 0.26937
49024 | 3.71 | 1 | 365 | 4.2238 | 0.5019 | 4 | 0.72571
64179 | 8.06 | 1 | 365 | 9.1763 | 0.47042 | 9 | 0.64668
64180 | 14.045 | 1 | 365 | 15.9901 | 0.18575 | 16 | 0.17589
62039 | 9.12 | 1 | 365 | 10.3831 | 0.89954 | 11 | 0.2826
64178 | 5.46 | 1 | 365 | 6.2162 | 0.51222 | 6 | 0.7284
64185 | 5.3 | 1 | 365 | 6.034 | 0.14556 | 6 | 0.17958
62242 | 6.9 | 1 | 365 | 7.8556 | 0.81215 | 8 | 0.66776
64188 | 6.5 | 1 | 365 | 7.4002 | 0.8955 | 8 | 0.29571
64191 | 10.92 | 1 | 365 | 12.4324 | 0.024447 | 12 | 0.4568
62716 | 6.6 | 1 | 365 | 7.5141 | 0.12467 | 7 | 0.63872
64195 | 9.36 | 1 | 365 | 10.6563 | 0.44953 | 11 | 0.10583
62806 | 8.1 | 1 | 365 | 9.2218 | 0.56209 | 9 | 0.78389
64194 | 8.06 | 1 | 365 | 9.1763 | 0.47042 | 9 | 0.64668
64198 | 3.465 | 1 | 365 | 3.9449 | 0.94045 | 4 | 0.88533
60490 | 6.095 | 1 | 365 | 6.9391 | 0.9674 | 7 | 0.90652
64206 | 13.515 | 1 | 365 | 15.3867 | 0.97119 | 16 | 0.35793
64208 | 7.95 | 1 | 365 | 9.051 | 0.21835 | 9 | 0.26937
60200 | 2.12 | 1 | 365 | 2.4136 | 0.85823 | 3 | 0.27183
64213 | 8.32 | 1 | 365 | 9.4723 | 0.066245 | 9 | 0.53851
64227 | 5.61 | 1 | 365 | 6.3869 | 0.85597 | 7 | 0.24291
60341 | 2.08 | 1 | 365 | 2.3681 | 0.76656 | 3 | 0.13463
64232 | 5.565 | 1 | 365 | 6.3357 | 0.75284 | 7 | 0.08856
64234 | 10.14 | 1 | 365 | 11.5443 | 0.23699 | 11 | 0.78131
64239 | 8.215 | 1 | 365 | 9.3527 | 0.82563 | 10 | 0.17835
64242 | 9.88 | 1 | 365 | 11.2483 | 0.64117 | 11 | 0.88948
64244 | 2.6 | 1 | 365 | 2.9601 | 0.9582 | 3 | 0.91828
64247 | 5.2 | 1 | 365 | 5.9202 | 0.9164 | 6 | 0.83657
64249 | 3.71 | 1 | 365 | 4.2238 | 0.5019 | 4 | 0.72571
64333 | 5.46 | 1 | 365 | 6.2162 | 0.51222 | 6 | 0.7284
64407 | 9.69 | 1 | 365 | 11.032 | 0.20576 | 11 | 0.23776
37964 | 4.42 | 1 | 365 | 5.0321 | 0.12894 | 5 | 0.16108
50766 | 6.89 | 1 | 365 | 7.8442 | 0.78923 | 8 | 0.63346
58215 | 9.1 | 1 | 365 | 10.3603 | 0.85371 | 11 | 0.214
49777 | 17.225 | 1 | 365 | 19.6106 | 0.47309 | 20 | 0.083638
58005 | 5.3 | 1 | 365 | 6.034 | 0.14556 | 6 | 0.17958
48530 | 10.6 | 1 | 365 | 12.068 | 0.29113 | 12 | 0.35916
64102 | 11.772 | 1 | 365 | 13.4023 | 0.9769 | 14 | 0.37925
64120 | 6.5 | 1 | 365 | 7.4002 | 0.8955 | 8 | 0.29571
64093 | 6.84 | 1 | 365 | 7.7873 | 0.67465 | 8 | 0.46195
64252 | 7.8 | 1 | 365 | 8.8803 | 0.8746 | 9 | 0.75485
64261 | 13.5 | 1 | 365 | 15.3697 | 0.93682 | 16 | 0.30648
63295 | 7.95 | 1 | 365 | 9.051 | 0.21835 | 9 | 0.26937
64289 | 11.13 | 1 | 365 | 12.6714 | 0.50569 | 13 | 0.17712
64368 | 4.5 | 1 | 365 | 5.1232 | 0.31227 | 5 | 0.43549
64115 | 6.84 | 1 | 365 | 7.7873 | 0.67465 | 8 | 0.46195
64377 | 5.886 | 1 | 365 | 6.7012 | 0.48845 | 7 | 0.18963
64393 | 9.425 | 1 | 365 | 10.7303 | 0.59848 | 11 | 0.32878
64255 | 8.4 | 1 | 365 | 9.5633 | 0.24957 | 9 | 0.81292
64395 | 3.924 | 1 | 365 | 4.4674 | 0.9923 | 5 | 0.45975
64414 | 3.71 | 1 | 365 | 4.2238 | 0.5019 | 4 | 0.72571
64425 | 2.385 | 1 | 365 | 2.7153 | 0.4655 | 3 | 0.18081
64450 | 4.845 | 1 | 365 | 5.516 | 0.10288 | 5 | 0.61888
64462 | 3.36 | 1 | 365 | 3.8253 | 0.69983 | 4 | 0.52517
64505 | 9 | 1 | 365 | 10.2464 | 0.62454 | 10 | 0.87099
64513 | 6 | 1 | 365 | 6.831 | 0.7497 | 7 | 0.58066
56953 | 18.555 | 1 | 365 | 21.1247 | 0.52093 | 21 | 0.64568
64518 | 8.84 | 1 | 365 | 10.0643 | 0.25789 | 10 | 0.32217
64524 | 6.5 | 1 | 365 | 7.4002 | 0.8955 | 8 | 0.29571
64523 | 11.34 | 1 | 365 | 12.9105 | 0.98693 | 13 | 0.89744
64528 | 7.42 | 1 | 365 | 8.4476 | 0.0037907 | 8 | 0.45141
64537 | 6.36 | 1 | 365 | 7.2408 | 0.57468 | 7 | 0.8155
64550 | 8.58 | 1 | 365 | 9.7683 | 0.66207 | 10 | 0.43034
64554 | 7.54 | 1 | 365 | 8.5842 | 0.27878 | 8 | 0.86303
64073 | 7.125 | 1 | 365 | 8.1118 | 0.32776 | 8 | 0.43953
64566 | 9.54 | 1 | 365 | 10.8612 | 0.86202 | 11 | 0.72325
64569 | 4.68 | 1 | 365 | 5.3282 | 0.72476 | 6 | 0.052913
64577 | 4.095 | 1 | 365 | 4.6621 | 0.38417 | 5 | 0.046299
64578 | 7.875 | 1 | 365 | 8.9656 | 0.046476 | 9 | 0.012113
38030 | 7.54 | 1 | 365 | 8.5842 | 0.27878 | 8 | 0.86303
64582 | 6.76 | 1 | 365 | 7.6962 | 0.49132 | 8 | 0.18754
64587 | 7.155 | 1 | 365 | 8.1459 | 0.39651 | 8 | 0.54243
64589 | 2.65 | 1 | 365 | 3.017 | 0.072782 | 3 | 0.08979
64592 | 8.84 | 1 | 365 | 10.0643 | 0.25789 | 10 | 0.32217
64591 | 4.41 | 1 | 365 | 5.0208 | 0.10603 | 5 | 0.12678
60188 | 4.16 | 1 | 365 | 4.7361 | 0.53312 | 5 | 0.26926
64601 | 9.88 | 1 | 365 | 11.2483 | 0.64117 | 11 | 0.88948
64603 | 5.83 | 1 | 365 | 6.6374 | 0.36012 | 6 | 0.99754
64605 | 4.59 | 1 | 365 | 5.2257 | 0.51852 | 5 | 0.7442
64617 | 3.15 | 1 | 365 | 3.5863 | 0.21859 | 3 | 0.80485
64618 | 8.58 | 1 | 365 | 9.7683 | 0.66207 | 10 | 0.43034
64622 | 4.505 | 1 | 365 | 5.1289 | 0.32373 | 5 | 0.45264
64624 | 4.14 | 1 | 365 | 4.7134 | 0.48729 | 5 | 0.20065
64627 | 7.95 | 1 | 365 | 9.051 | 0.21835 | 9 | 0.26937
64628 | 4.24 | 1 | 365 | 4.8272 | 0.71645 | 5 | 0.54366
64632 | 4.505 | 1 | 365 | 5.1289 | 0.32373 | 5 | 0.45264
64631 | 9.12 | 1 | 365 | 10.3831 | 0.89954 | 11 | 0.2826
64633 | 6.6 | 1 | 365 | 7.5141 | 0.12467 | 7 | 0.63872
64639 | 6.89 | 1 | 365 | 7.8442 | 0.78923 | 8 | 0.63346
64647 | 12 | 1 | 365 | 13.6619 | 0.49939 | 14 | 0.16132
64649 | 8.215 | 1 | 365 | 9.3527 | 0.82563 | 10 | 0.17835
64651 | 9.12 | 1 | 365 | 10.3831 | 0.89954 | 11 | 0.2826
64664 | 12.19 | 1 | 365 | 13.8782 | 0.9348 | 14 | 0.81304
64680 | 6.625 | 1 | 365 | 7.5425 | 0.18196 | 7 | 0.72448
64681 | 12 | 1 | 365 | 13.6619 | 0.49939 | 14 | 0.16132
64740 | 5.4 | 1 | 365 | 6.1479 | 0.37473 | 6 | 0.52259
48254 | 11.4 | 1 | 365 | 12.9788 | 0.12442 | 13 | 0.10325
64753 | 7.685 | 1 | 365 | 8.7493 | 0.61107 | 9 | 0.36039
64773 | 7.41 | 1 | 365 | 8.4362 | 0.98087 | 9 | 0.41711
64775 | 6.93 | 1 | 365 | 7.8898 | 0.8809 | 8 | 0.77066
64776 | 3.15 | 1 | 365 | 3.5863 | 0.21859 | 3 | 0.80485
64798 | 13.11 | 1 | 365 | 14.9257 | 0.043086 | 14 | 0.96874
61948 | 8.97 | 1 | 365 | 10.2123 | 0.5558 | 10 | 0.76808
64827 | 7.28 | 1 | 365 | 8.2882 | 0.68296 | 8 | 0.9712
64829 | 4.59 | 1 | 365 | 5.2257 | 0.51852 | 5 | 0.7442
64849 | 4.77 | 1 | 365 | 5.4306 | 0.93101 | 6 | 0.36162
64903 | 5.44 | 1 | 365 | 6.1934 | 0.46639 | 6 | 0.6598
64913 | 3.705 | 1 | 365 | 4.2181 | 0.49044 | 4 | 0.70856
64916 | 4.275 | 1 | 365 | 4.8671 | 0.79666 | 5 | 0.66372
64918 | 3.99 | 1 | 365 | 4.5426 | 0.14355 | 4 | 0.68614
64923 | 6.24 | 1 | 365 | 7.1042 | 0.29968 | 7 | 0.40388
64147 | 7.95 | 1 | 365 | 9.051 | 0.21835 | 9 | 0.26937
64931 | 9.69 | 1 | 365 | 11.032 | 0.20576 | 11 | 0.23776
64933 | 10.07 | 1 | 365 | 11.4646 | 0.076573 | 11 | 0.5412
64945 | 4.56 | 1 | 365 | 5.1915 | 0.44977 | 5 | 0.6413
64948 | 5.7 | 1 | 365 | 6.4894 | 0.062211 | 6 | 0.55162
65026 | 7.695 | 1 | 365 | 8.7607 | 0.63399 | 9 | 0.39469
65028 | 13.395 | 1 | 365 | 15.2501 | 0.6962 | 15 | 0.94632
65033 | 10.545 | 1 | 365 | 12.0054 | 0.16509 | 12 | 0.17051
64999 | 5.1 | 1 | 365 | 5.8063 | 0.68724 | 6 | 0.49356
65001 | 6.3 | 1 | 365 | 7.1725 | 0.43718 | 7 | 0.60969
65004 | 7.2 | 1 | 365 | 8.1972 | 0.49964 | 8 | 0.69679
65009 | 4.5 | 1 | 365 | 5.1232 | 0.31227 | 5 | 0.43549
65035 | 3.71 | 1 | 365 | 4.2238 | 0.5019 | 4 | 0.72571
65036 | 11.13 | 1 | 365 | 12.6714 | 0.50569 | 13 | 0.17712
65037 | 8.265 | 1 | 365 | 9.4096 | 0.94021 | 10 | 0.34986
65038 | 5.035 | 1 | 365 | 5.7323 | 0.53829 | 6 | 0.2706
64580 | 7.04 | 1 | 365 | 8.015 | 0.13298 | 8 | 0.14797
65073 | 4.16 | 1 | 365 | 4.7361 | 0.53312 | 5 | 0.26926
65083 | 9.62 | 1 | 365 | 10.9523 | 0.045346 | 10 | 0.99765
65089 | 6.36 | 1 | 365 | 7.2408 | 0.57468 | 7 | 0.8155
34324 | 392.04 | 0.9 | 365 | 401.7015 | 0.56462 | 402 | 0.26615
65091 | 7.155 | 1 | 365 | 8.1459 | 0.39651 | 8 | 0.54243
65092 | 2.6 | 1 | 365 | 2.9601 | 0.9582 | 3 | 0.91828
65094 | 3.18 | 1 | 365 | 3.6204 | 0.28734 | 3 | 0.90775
64909 | 6.84 | 1 | 365 | 7.7873 | 0.67465 | 8 | 0.46195
48410 | 24.255 | 1 | 365 | 27.6142 | 0.58315 | 28 | 0.19731
65098 | 5.72 | 1 | 365 | 6.5122 | 0.10804 | 6 | 0.62023
65102 | 9.28 | 1 | 365 | 10.5652 | 0.2662 | 10 | 0.83142
65104 | 6.5 | 1 | 365 | 7.4002 | 0.8955 | 8 | 0.29571
65105 | 12.19 | 1 | 365 | 13.8782 | 0.9348 | 14 | 0.81304
65103 | 8.67 | 1 | 365 | 9.8707 | 0.86831 | 10 | 0.73905
65106 | 11.925 | 1 | 365 | 13.5765 | 0.32752 | 13 | 0.90406
65107 | 7.95 | 1 | 365 | 9.051 | 0.21835 | 9 | 0.26937
65108 | 2.85 | 1 | 365 | 3.2447 | 0.53111 | 3 | 0.77581
65109 | 4.845 | 1 | 365 | 5.516 | 0.10288 | 5 | 0.61888
65111 | 6.24 | 1 | 365 | 7.1042 | 0.29968 | 7 | 0.40388
65113 | 10.4 | 1 | 365 | 11.8403 | 0.83281 | 12 | 0.67314
65131 | 10.545 | 1 | 365 | 12.0054 | 0.16509 | 12 | 0.17051
65135 | 2.86 | 1 | 365 | 3.2561 | 0.55402 | 3 | 0.81011
63872 | 29.76 | 0.9 | 365 | 30.4934 | 0.37864 | 30 | 0.87206
65140 | 8.58 | 1 | 365 | 9.7683 | 0.66207 | 10 | 0.43034
63824 | 6.3 | 1 | 365 | 7.1725 | 0.43718 | 7 | 0.60969
65202 | 2.55 | 1 | 365 | 2.9032 | 0.84362 | 3 | 0.74678
65203 | 4.08 | 1 | 365 | 4.6451 | 0.34979 | 4 | 0.99485
65206 | 4.2 | 1 | 365 | 4.7817 | 0.62479 | 5 | 0.40646
65215 | 13.5 | 1 | 365 | 15.3697 | 0.93682 | 16 | 0.30648
65214 | 8.84 | 1 | 365 | 10.0643 | 0.25789 | 10 | 0.32217
63842 | 7.56 | 1 | 365 | 8.607 | 0.32462 | 8 | 0.93163
63845 | 11.34 | 1 | 365 | 12.9105 | 0.98693 | 13 | 0.89744
65394 | 4.77 | 1 | 365 | 5.4306 | 0.93101 | 6 | 0.36162
37301 | 598.5 | 0.9 | 365 | 613.2496 | 0.37896 | 613 | 0.62854
65221 | 3.9 | 1 | 365 | 4.4401 | 0.9373 | 5 | 0.37743
65227 | 6.095 | 1 | 365 | 6.9391 | 0.9674 | 7 | 0.90652
65239 | 6.625 | 1 | 365 | 7.5425 | 0.18196 | 7 | 0.72448
65281 | 12 | 1 | 365 | 13.6619 | 0.49939 | 14 | 0.16132
65324 | 6.4 | 1 | 365 | 7.2864 | 0.66634 | 7 | 0.9527
65333 | 15.3 | 1 | 365 | 17.419 | 0.061725 | 17 | 0.48068
65349 | 7.685 | 1 | 365 | 8.7493 | 0.61107 | 9 | 0.36039
65356 | 5.83 | 1 | 365 | 6.6374 | 0.36012 | 6 | 0.99754
65368 | 4.77 | 1 | 365 | 5.4306 | 0.93101 | 6 | 0.36162
65369 | 6.63 | 1 | 365 | 7.5482 | 0.19341 | 7 | 0.74163
65376 | 7.685 | 1 | 365 | 8.7493 | 0.61107 | 9 | 0.36039
65374 | 5.4 | 1 | 365 | 6.1479 | 0.37473 | 6 | 0.52259
65379 | 5.83 | 1 | 365 | 6.6374 | 0.36012 | 6 | 0.99754
65385 | 9.135 | 1 | 365 | 10.4001 | 0.93391 | 11 | 0.33405
65388 | 6.3 | 1 | 365 | 7.1725 | 0.43718 | 7 | 0.60969
63054 | 5.83 | 1 | 365 | 6.6374 | 0.36012 | 6 | 0.99754
63060 | 7.95 | 1 | 365 | 9.051 | 0.21835 | 9 | 0.26937
63062 | 10.92 | 1 | 365 | 12.4324 | 0.024447 | 12 | 0.4568
63066 | 4.42 | 1 | 365 | 5.0321 | 0.12894 | 5 | 0.16108
63067 | 5.2 | 1 | 365 | 5.9202 | 0.9164 | 6 | 0.83657
63080 | 10.6 | 1 | 365 | 12.068 | 0.29113 | 12 | 0.35916
63076 | 14.025 | 1 | 365 | 15.9674 | 0.13991 | 16 | 0.10729
63082 | 5.1 | 1 | 365 | 5.8063 | 0.68724 | 6 | 0.49356
63085 | 8.58 | 1 | 365 | 9.7683 | 0.66207 | 10 | 0.43034
63095 | 5.72 | 1 | 365 | 6.5122 | 0.10804 | 6 | 0.62023
63113 | 11.925 | 1 | 365 | 13.5765 | 0.32752 | 13 | 0.90406
63199 | 6.9 | 1 | 365 | 7.8556 | 0.81215 | 8 | 0.66776
63211 | 6.6 | 1 | 365 | 7.5141 | 0.12467 | 7 | 0.63872
63223 | 4.2 | 1 | 365 | 4.7817 | 0.62479 | 5 | 0.40646
63284 | 4.8 | 1 | 365 | 5.4648 | 0.99976 | 6 | 0.46453
62031 | 10.2 | 1 | 365 | 11.6126 | 0.37448 | 11 | 0.98712
60962 | 8.82 | 1 | 365 | 10.0415 | 0.21205 | 10 | 0.25357
63303 | 18 | 1 | 365 | 20.4929 | 0.24909 | 20 | 0.74197
63402 | 7.5 | 1 | 365 | 8.5387 | 0.18712 | 8 | 0.72582
63407 | 6.9 | 1 | 365 | 7.8556 | 0.81215 | 8 | 0.66776
63408 | 3.71 | 1 | 365 | 4.2238 | 0.5019 | 4 | 0.72571
63225 | 8.4 | 1 | 365 | 9.5633 | 0.24957 | 9 | 0.81292
63442 | 8.32 | 1 | 365 | 9.4723 | 0.066245 | 9 | 0.53851
63205 | 12 | 1 | 365 | 13.6619 | 0.49939 | 14 | 0.16132
63500 | 8.1 | 1 | 365 | 9.2218 | 0.56209 | 9 | 0.78389
63518 | 5.4 | 1 | 365 | 6.1479 | 0.37473 | 6 | 0.52259
26472 | 1827.9 | 1 | 365 | 2081.0525 | 0.84489 | 2081 | 0.89734
26482 | 1624.8 | 1 | 365 | 1849.8244 | 0.41768 | 1850 | 0.24208
63532 | 6.095 | 1 | 365 | 6.9391 | 0.9674 | 7 | 0.90652
63667 | 12.19 | 1 | 365 | 13.8782 | 0.9348 | 14 | 0.81304
63615 | 9.975 | 1 | 365 | 11.3565 | 0.85887 | 12 | 0.21534
34600 | 302.4 | 0.9 | 365 | 309.8524 | 0.68621 | 310 | 0.53863
63892 | 200.88 | 0.9 | 365 | 205.8305 | 0.30584 | 206 | 0.13637
51829 | 187.86 | 0.9 | 365 | 192.4897 | 0.45268 | 192 | 0.94235
63581 | 11.34 | 1 | 365 | 12.9105 | 0.98693 | 13 | 0.89744
63584 | 12.6 | 1 | 365 | 14.345 | 0.87436 | 15 | 0.21938
63585 | 15 | 1 | 365 | 17.0774 | 0.37424 | 17 | 0.45164
63586 | 7.8 | 1 | 365 | 8.8803 | 0.8746 | 9 | 0.75485
63589 | 7.5 | 1 | 365 | 8.5387 | 0.18712 | 8 | 0.72582
63591 | 11.025 | 1 | 365 | 12.5519 | 0.26507 | 12 | 0.81696
63592 | 9.6 | 1 | 365 | 10.9295 | 0.99951 | 11 | 0.92905
63593 | 14.1 | 1 | 365 | 16.0528 | 0.31179 | 16 | 0.36455
63594 | 14.1 | 1 | 365 | 16.0528 | 0.31179 | 16 | 0.36455
63595 | 8.82 | 1 | 365 | 10.0415 | 0.21205 | 10 | 0.25357
63596 | 3.3 | 1 | 365 | 3.757 | 0.56233 | 4 | 0.31936
63715 | 6.6 | 1 | 365 | 7.5141 | 0.12467 | 7 | 0.63872
63728 | 9.3 | 1 | 365 | 10.588 | 0.31203 | 10 | 0.90002
63772 | 4.8 | 1 | 365 | 5.4648 | 0.99976 | 6 | 0.46453
63776 | 14.49 | 1 | 365 | 16.4968 | 0.20552 | 16 | 0.70229
63674 | 3.71 | 1 | 365 | 4.2238 | 0.5019 | 4 | 0.72571
63771 | 7.95 | 1 | 365 | 9.051 | 0.21835 | 9 | 0.26937
35160 | 151.2 | 0.9 | 365 | 154.9262 | 0.84311 | 155 | 0.76931
35138 | 212.04 | 0.9 | 365 | 217.2656 | 0.32283 | 217 | 0.5884
63909 | 143.64 | 0.9 | 365 | 147.1799 | 0.25095 | 147 | 0.43085
34799 | 128.44 | 0.9 | 365 | 131.6053 | 0.90164 | 132 | 0.50695
34780 | 88.35 | 0.9 | 365 | 90.5273 | 0.21785 | 90 | 0.74516
35149 | 87.36 | 0.9 | 365 | 89.5129 | 0.17602 | 89 | 0.68894
35250 | 85.05 | 0.9 | 365 | 87.146 | 0.41175 | 87 | 0.55774
34618 | 75.64 | 0.9 | 365 | 77.5041 | 0.0040508 | 77 | 0.50814
39968 | 6.325 | 1 | 365 | 7.201 | 0.49447 | 7 | 0.69544
63816 | 6.6 | 1 | 365 | 7.5141 | 0.12467 | 7 | 0.63872
63837 | 9.765 | 1 | 365 | 11.1174 | 0.37763 | 11 | 0.49502
63843 | 12 | 1 | 365 | 13.6619 | 0.49939 | 14 | 0.16132
47806 | 24.96 | 1 | 365 | 28.4168 | 0.19874 | 28 | 0.61554
34558 | 60.495 | 0.9 | 365 | 61.9859 | 0.76818 | 62 | 0.75403
63900 | 8.7 | 1 | 365 | 9.9049 | 0.93706 | 10 | 0.84195
47275 | 10.8 | 1 | 365 | 12.2957 | 0.74945 | 13 | 0.045184
63590 | 11.025 | 1 | 365 | 12.5519 | 0.26507 | 12 | 0.81696
63106 | 3.924 | 1 | 365 | 4.4674 | 0.9923 | 5 | 0.45975
62091 | 6.875 | 1 | 365 | 7.8271 | 0.75486 | 8 | 0.582
26685 | 2179.3 | 0.9 | 365 | 2233.0072 | 0.70687 | 2233 | 0.71407
35100 | 74.4 | 0.9 | 365 | 76.2335 | 0.44661 | 76 | 0.68014
62715 | 5.4 | 1 | 365 | 6.1479 | 0.37473 | 6 | 0.52259
35249 | 64.79 | 0.9 | 365 | 66.3867 | 0.62642 | 67 | 0.013121
63863 | 23.94 | 1 | 365 | 27.2555 | 0.86129 | 28 | 0.11682
45447 | 24.255 | 1 | 365 | 27.6142 | 0.58315 | 28 | 0.19731
64220 | 5.1 | 1 | 365 | 5.8063 | 0.68724 | 6 | 0.49356
35168 | 70.98 | 0.9 | 365 | 72.7292 | 0.39301 | 73 | 0.12226
44550 | 30.24 | 0.9 | 365 | 30.9852 | 0.36862 | 31 | 0.35386
61237 | 9.72 | 1 | 365 | 11.0662 | 0.27451 | 11 | 0.34067
64292 | 5.7 | 1 | 365 | 6.4894 | 0.062211 | 6 | 0.55162
37709 | 24.885 | 1 | 365 | 28.3314 | 0.026864 | 28 | 0.35828
64468 | 5.565 | 1 | 365 | 6.3357 | 0.75284 | 7 | 0.08856
64478 | 9.54 | 1 | 365 | 10.8612 | 0.86202 | 11 | 0.72325
64416 | 3.71 | 1 | 365 | 4.2238 | 0.5019 | 4 | 0.72571
64279 | 5.035 | 1 | 365 | 5.7323 | 0.53829 | 6 | 0.2706
48617 | 4.2 | 1 | 365 | 4.7817 | 0.62479 | 5 | 0.40646
64080 | 8.7 | 1 | 365 | 9.9049 | 0.93706 | 10 | 0.84195
64581 | 6.3 | 1 | 365 | 7.1725 | 0.43718 | 7 | 0.60969
64594 | 6.9 | 1 | 365 | 7.8556 | 0.81215 | 8 | 0.66776
64597 | 8.1 | 1 | 365 | 9.2218 | 0.56209 | 9 | 0.78389
64613 | 4.5 | 1 | 365 | 5.1232 | 0.31227 | 5 | 0.43549
64665 | 6.625 | 1 | 365 | 7.5425 | 0.18196 | 7 | 0.72448
64692 | 7.2 | 1 | 365 | 8.1972 | 0.49964 | 8 | 0.69679
64693 | 12 | 1 | 365 | 13.6619 | 0.49939 | 14 | 0.16132
64432 | 15.3 | 1 | 365 | 17.419 | 0.061725 | 17 | 0.48068
64707 | 10.865 | 1 | 365 | 12.3697 | 0.89841 | 13 | 0.26814
64710 | 12.985 | 1 | 365 | 14.7833 | 0.75663 | 15 | 0.53997
64717 | 4.8 | 1 | 365 | 5.4648 | 0.99976 | 6 | 0.46453
64723 | 6.625 | 1 | 365 | 7.5425 | 0.18196 | 7 | 0.72448
64727 | 4.77 | 1 | 365 | 5.4306 | 0.93101 | 6 | 0.36162
64729 | 7.42 | 1 | 365 | 8.4476 | 0.0037907 | 8 | 0.45141
64731 | 6.625 | 1 | 365 | 7.5425 | 0.18196 | 7 | 0.72448
64732 | 8.215 | 1 | 365 | 9.3527 | 0.82563 | 10 | 0.17835
60170 | 11.395 | 1 | 365 | 12.9731 | 0.11296 | 13 | 0.086099
51712 | 107.73 | 0.9 | 365 | 110.3849 | 0.18821 | 110 | 0.57314
44918 | 50.73 | 0.9 | 365 | 51.9802 | 0.62831 | 52 | 0.60851
64779 | 5.4 | 1 | 365 | 6.1479 | 0.37473 | 6 | 0.52259
64785 | 15.68 | 1 | 365 | 17.8516 | 0.93254 | 18 | 0.78412
64816 | 27 | 0.9 | 365 | 27.6654 | 0.68627 | 28 | 0.35166
64855 | 12 | 1 | 365 | 13.6619 | 0.49939 | 14 | 0.16132
64876 | 9.24 | 1 | 365 | 10.5197 | 0.17453 | 10 | 0.69421
64291 | 6.9 | 1 | 365 | 7.8556 | 0.81215 | 8 | 0.66776
64895 | 6.9 | 1 | 365 | 7.8556 | 0.81215 | 8 | 0.66776
47990 | 15.105 | 1 | 365 | 17.1969 | 0.61486 | 17 | 0.81181
64722 | 9.805 | 1 | 365 | 11.1629 | 0.46929 | 11 | 0.63222
64907 | 5.035 | 1 | 365 | 5.7323 | 0.53829 | 6 | 0.2706
63706 | 15.18 | 1 | 365 | 17.2823 | 0.78673 | 18 | 0.069064
64925 | 16.38 | 1 | 365 | 18.6485 | 0.53667 | 19 | 0.1852
64928 | 9.8 | 1 | 365 | 11.1572 | 0.45784 | 11 | 0.61507
64950 | 9.72 | 1 | 365 | 11.0662 | 0.27451 | 11 | 0.34067
64543 | 45.885 | 0.9 | 365 | 47.0158 | 0.63572 | 47 | 0.65152
65052 | 8.12 | 1 | 365 | 9.2446 | 0.60792 | 9 | 0.85249
46398 | 5.985 | 1 | 365 | 6.8139 | 0.71532 | 7 | 0.52921
65133 | 4.95 | 1 | 365 | 5.6355 | 0.3435 | 5 | 0.97904
65136 | 5.232 | 1 | 365 | 5.9566 | 0.98973 | 6 | 0.94633
54144 | 13.08 | 1 | 365 | 14.8915 | 0.97434 | 15 | 0.86583
65051 | 11.2 | 1 | 365 | 12.7511 | 0.6661 | 13 | 0.41723
65268 | 4.56 | 1 | 365 | 5.1915 | 0.44977 | 5 | 0.6413
58622 | 12.753 | 1 | 365 | 14.5192 | 0.22498 | 14 | 0.74419
58620 | 11.04 | 1 | 365 | 12.569 | 0.29944 | 12 | 0.86841
65284 | 6.12 | 1 | 365 | 6.9676 | 0.02469 | 6 | 0.99227
65285 | 7.56 | 1 | 365 | 8.607 | 0.32462 | 8 | 0.93163
65289 | 11.2 | 1 | 365 | 12.7511 | 0.6661 | 13 | 0.41723
65291 | 7.95 | 1 | 365 | 9.051 | 0.21835 | 9 | 0.26937
65296 | 9.1 | 1 | 365 | 10.3603 | 0.85371 | 11 | 0.214
65303 | 6.867 | 1 | 365 | 7.818 | 0.73653 | 8 | 0.55456
65318 | 9.38 | 1 | 365 | 10.6791 | 0.49536 | 11 | 0.17443
65320 | 4.96 | 1 | 365 | 5.6469 | 0.36642 | 6 | 0.013344
65321 | 6.63 | 1 | 365 | 7.5482 | 0.19341 | 7 | 0.74163
65331 | 6 | 1 | 365 | 6.831 | 0.7497 | 7 | 0.58066
65332 | 12.6 | 1 | 365 | 14.345 | 0.87436 | 15 | 0.21938
63055 | 10.07 | 1 | 365 | 11.4646 | 0.076573 | 11 | 0.5412
63096 | 11.2 | 1 | 365 | 12.7511 | 0.6661 | 13 | 0.41723
63098 | 8.32 | 1 | 365 | 9.4723 | 0.066245 | 9 | 0.53851
63104 | 5.04 | 1 | 365 | 5.738 | 0.54974 | 6 | 0.28775
63103 | 7.29 | 1 | 365 | 8.2996 | 0.70588 | 9 | 0.005499
63107 | 6.625 | 1 | 365 | 7.5425 | 0.18196 | 7 | 0.72448
63117 | 8 | 1 | 365 | 9.1079 | 0.33293 | 9 | 0.44088
63120 | 3.99 | 1 | 365 | 4.5426 | 0.14355 | 4 | 0.68614
63122 | 7.95 | 1 | 365 | 9.051 | 0.21835 | 9 | 0.26937
63124 | 7.42 | 1 | 365 | 8.4476 | 0.0037907 | 8 | 0.45141
63127 | 13.25 | 1 | 365 | 15.085 | 0.36391 | 15 | 0.44895
63129 | 7.155 | 1 | 365 | 8.1459 | 0.39651 | 8 | 0.54243
63139 | 11.13 | 1 | 365 | 12.6714 | 0.50569 | 13 | 0.17712
63142 | 6.36 | 1 | 365 | 7.2408 | 0.57468 | 7 | 0.8155
63144 | 10.07 | 1 | 365 | 11.4646 | 0.076573 | 11 | 0.5412
62566 | 8.745 | 1 | 365 | 9.9561 | 0.040182 | 9 | 0.99631
63164 | 9.3 | 1 | 365 | 10.588 | 0.31203 | 10 | 0.90002
63176 | 6.095 | 1 | 365 | 6.9391 | 0.9674 | 7 | 0.90652
63182 | 1.56 | 1 | 365 | 1.7761 | 0.57492 | 2 | 0.35097
62266 | 7.42 | 1 | 365 | 8.4476 | 0.0037907 | 8 | 0.45141
63172 | 5.035 | 1 | 365 | 5.7323 | 0.53829 | 6 | 0.2706
63186 | 9.8 | 1 | 365 | 11.1572 | 0.45784 | 11 | 0.61507
63188 | 3.12 | 1 | 365 | 3.5521 | 0.14984 | 3 | 0.70194
63191 | 9.765 | 1 | 365 | 11.1174 | 0.37763 | 11 | 0.49502
63196 | 6.75 | 1 | 365 | 7.6848 | 0.46841 | 8 | 0.15324
63202 | 3.5 | 1 | 365 | 3.9847 | 0.020656 | 4 | 0.0053836
63222 | 7.245 | 1 | 365 | 8.2484 | 0.60276 | 8 | 0.85114
63224 | 5.7 | 1 | 365 | 6.4894 | 0.062211 | 6 | 0.55162
62142 | 7.685 | 1 | 365 | 8.7493 | 0.61107 | 9 | 0.36039
58071 | 5.565 | 1 | 365 | 6.3357 | 0.75284 | 7 | 0.08856
62218 | 13 | 1 | 365 | 14.8004 | 0.79101 | 15 | 0.59142
63000 | 8.28 | 1 | 365 | 9.4267 | 0.97458 | 10 | 0.40131
63063 | 6.89 | 1 | 365 | 7.8442 | 0.78923 | 8 | 0.63346
63309 | 4.505 | 1 | 365 | 5.1289 | 0.32373 | 5 | 0.45264
63314 | 8.48 | 1 | 365 | 9.6544 | 0.4329 | 10 | 0.087329
63317 | 6.625 | 1 | 365 | 7.5425 | 0.18196 | 7 | 0.72448
63318 | 6.095 | 1 | 365 | 6.9391 | 0.9674 | 7 | 0.90652
63321 | 6.095 | 1 | 365 | 6.9391 | 0.9674 | 7 | 0.90652
58001 | 8.06 | 1 | 365 | 9.1763 | 0.47042 | 9 | 0.64668
63341 | 9.54 | 1 | 365 | 10.8612 | 0.86202 | 11 | 0.72325
58609 | 7.42 | 1 | 365 | 8.4476 | 0.0037907 | 8 | 0.45141
63345 | 9.54 | 1 | 365 | 10.8612 | 0.86202 | 11 | 0.72325
63356 | 3.25 | 1 | 365 | 3.7001 | 0.44775 | 4 | 0.14786
63414 | 6.4 | 1 | 365 | 7.2864 | 0.66634 | 7 | 0.9527
63415 | 3.9 | 1 | 365 | 4.4401 | 0.9373 | 5 | 0.37743
63417 | 9.69 | 1 | 365 | 11.032 | 0.20576 | 11 | 0.23776
63418 | 9.18 | 1 | 365 | 10.4514 | 0.037035 | 10 | 0.48841
63419 | 4.485 | 1 | 365 | 5.1061 | 0.2779 | 5 | 0.38404
63427 | 4.77 | 1 | 365 | 5.4306 | 0.93101 | 6 | 0.36162
59209 | 9.01 | 1 | 365 | 10.2578 | 0.64746 | 10 | 0.90529
63453 | 6.625 | 1 | 365 | 7.5425 | 0.18196 | 7 | 0.72448
59518 | 8.745 | 1 | 365 | 9.9561 | 0.040182 | 9 | 0.99631
63509 | 5.13 | 1 | 365 | 5.8405 | 0.75599 | 6 | 0.59646
63504 | 9 | 1 | 365 | 10.2464 | 0.62454 | 10 | 0.87099
52902 | 6.9 | 1 | 365 | 7.8556 | 0.81215 | 8 | 0.66776
63547 | 11.34 | 1 | 365 | 12.9105 | 0.98693 | 13 | 0.89744
63545 | 7.8 | 1 | 365 | 8.8803 | 0.8746 | 9 | 0.75485
63487 | 7.125 | 1 | 365 | 8.1118 | 0.32776 | 8 | 0.43953
63501 | 4.77 | 1 | 365 | 5.4306 | 0.93101 | 6 | 0.36162
63514 | 9.24 | 1 | 365 | 10.5197 | 0.17453 | 10 | 0.69421
63516 | 6.3 | 1 | 365 | 7.1725 | 0.43718 | 7 | 0.60969
63521 | 5.72 | 1 | 365 | 6.5122 | 0.10804 | 6 | 0.62023
63523 | 9 | 1 | 365 | 10.2464 | 0.62454 | 10 | 0.87099
63503 | 121 | 0.8 | 365 | 110.2062 | 0.82843 | 111 | 0.034609
63537 | 9.01 | 1 | 365 | 10.2578 | 0.64746 | 10 | 0.90529
63541 | 4.16 | 1 | 365 | 4.7361 | 0.53312 | 5 | 0.26926
63555 | 10.395 | 1 | 365 | 11.8346 | 0.82135 | 12 | 0.65599
63574 | 7.95 | 1 | 365 | 9.051 | 0.21835 | 9 | 0.26937
63663 | 3.975 | 1 | 365 | 4.5255 | 0.10917 | 4 | 0.63469
62546 | 10.07 | 1 | 365 | 11.4646 | 0.076573 | 11 | 0.5412
62139 | 8.48 | 1 | 365 | 9.6544 | 0.4329 | 10 | 0.087329
63766 | 6.36 | 1 | 365 | 7.2408 | 0.57468 | 7 | 0.8155
57136 | 6.625 | 1 | 365 | 7.5425 | 0.18196 | 7 | 0.72448
55145 | 8.06 | 1 | 365 | 9.1763 | 0.47042 | 9 | 0.64668
57094 | 4.42 | 1 | 365 | 5.0321 | 0.12894 | 5 | 0.16108
62824 | 8.215 | 1 | 365 | 9.3527 | 0.82563 | 10 | 0.17835
62565 | 10.335 | 1 | 365 | 11.7663 | 0.68385 | 12 | 0.45018
63558 | 5.44 | 1 | 365 | 6.1934 | 0.46639 | 6 | 0.6598
63534 | 15 | 1 | 365 | 17.0774 | 0.37424 | 17 | 0.45164
63562 | 11.655 | 1 | 365 | 13.2691 | 0.70878 | 13 | 0.97793
63568 | 16.2 | 1 | 365 | 18.4436 | 0.12418 | 18 | 0.56778
63601 | 4.14 | 1 | 365 | 4.7134 | 0.48729 | 5 | 0.20065
63603 | 7.245 | 1 | 365 | 8.2484 | 0.60276 | 8 | 0.85114
63605 | 12 | 1 | 365 | 13.6619 | 0.49939 | 14 | 0.16132
63606 | 4.2 | 1 | 365 | 4.7817 | 0.62479 | 5 | 0.40646
63607 | 7.685 | 1 | 365 | 8.7493 | 0.61107 | 9 | 0.36039
63610 | 5.12 | 1 | 365 | 5.8291 | 0.73307 | 6 | 0.56216
63611 | 5.44 | 1 | 365 | 6.1934 | 0.46639 | 6 | 0.6598
63644 | 11.96 | 1 | 365 | 13.6164 | 0.40773 | 14 | 0.024111
63775 | 5.72 | 1 | 365 | 6.5122 | 0.10804 | 6 | 0.62023
63782 | 8.4 | 1 | 365 | 9.5633 | 0.24957 | 9 | 0.81292
63785 | 7.84 | 1 | 365 | 8.9258 | 0.96627 | 9 | 0.89206
63809 | 10.4 | 1 | 365 | 11.8403 | 0.83281 | 12 | 0.67314
63810 | 4.42 | 1 | 365 | 5.0321 | 0.12894 | 5 | 0.16108
63815 | 9.36 | 1 | 365 | 10.6563 | 0.44953 | 11 | 0.10583
63906 | 11.2 | 1 | 365 | 12.7511 | 0.6661 | 13 | 0.41723
63938 | 4.94 | 1 | 365 | 5.6242 | 0.32058 | 5 | 0.94474
63939 | 5.83 | 1 | 365 | 6.6374 | 0.36012 | 6 | 0.99754
63948 | 8.67 | 1 | 365 | 9.8707 | 0.86831 | 10 | 0.73905
63755 | 6.213 | 1 | 365 | 7.0735 | 0.23781 | 7 | 0.31127
63802 | 6.72 | 1 | 365 | 7.6507 | 0.39966 | 8 | 0.050337
63859 | 7.8 | 1 | 365 | 8.8803 | 0.8746 | 9 | 0.75485
57107 | 8.96 | 1 | 365 | 10.2009 | 0.53288 | 10 | 0.73378
63860 | 3.6 | 1 | 365 | 4.0986 | 0.24982 | 4 | 0.34839
63861 | 6.3 | 1 | 365 | 7.1725 | 0.43718 | 7 | 0.60969
63865 | 7.194 | 1 | 365 | 8.1903 | 0.48589 | 8 | 0.67621
63871 | 11.4 | 1 | 365 | 12.9788 | 0.12442 | 13 | 0.10325
60215 | 9.36 | 1 | 365 | 10.6563 | 0.44953 | 11 | 0.10583
63874 | 6.6 | 1 | 365 | 7.5141 | 0.12467 | 7 | 0.63872
62552 | 11.925 | 1 | 365 | 13.5765 | 0.32752 | 13 | 0.90406
62864 | 5.035 | 1 | 365 | 5.7323 | 0.53829 | 6 | 0.2706
62842 | 6.89 | 1 | 365 | 7.8442 | 0.78923 | 8 | 0.63346
62759 | 9.275 | 1 | 365 | 10.5595 | 0.25474 | 10 | 0.81427
62861 | 5.83 | 1 | 365 | 6.6374 | 0.36012 | 6 | 0.99754
62856 | 5.83 | 1 | 365 | 6.6374 | 0.36012 | 6 | 0.99754
62540 | 7.155 | 1 | 365 | 8.1459 | 0.39651 | 8 | 0.54243
62740 | 4.77 | 1 | 365 | 5.4306 | 0.93101 | 6 | 0.36162
62703 | 5.035 | 1 | 365 | 5.7323 | 0.53829 | 6 | 0.2706
62867 | 6.89 | 1 | 365 | 7.8442 | 0.78923 | 8 | 0.63346
61785 | 7.95 | 1 | 365 | 9.051 | 0.21835 | 9 | 0.26937
62769 | 5.83 | 1 | 365 | 6.6374 | 0.36012 | 6 | 0.99754
62777 | 7.155 | 1 | 365 | 8.1459 | 0.39651 | 8 | 0.54243
62912 | 9.54 | 1 | 365 | 10.8612 | 0.86202 | 11 | 0.72325
55040 | 10.4 | 1 | 365 | 11.8403 | 0.83281 | 12 | 0.67314
62770 | 8.48 | 1 | 365 | 9.6544 | 0.4329 | 10 | 0.087329
63271 | 6.625 | 1 | 365 | 7.5425 | 0.18196 | 7 | 0.72448
62773 | 8.215 | 1 | 365 | 9.3527 | 0.82563 | 10 | 0.17835
62834 | 9.01 | 1 | 365 | 10.2578 | 0.64746 | 10 | 0.90529
62931 | 5.035 | 1 | 365 | 5.7323 | 0.53829 | 6 | 0.2706
62827 | 4.505 | 1 | 365 | 5.1289 | 0.32373 | 5 | 0.45264
62732 | 3.18 | 1 | 365 | 3.6204 | 0.28734 | 3 | 0.90775
62831 | 4.77 | 1 | 365 | 5.4306 | 0.93101 | 6 | 0.36162
62841 | 7.155 | 1 | 365 | 8.1459 | 0.39651 | 8 | 0.54243
63982 | 10.6 | 1 | 365 | 12.068 | 0.29113 | 12 | 0.35916
63983 | 8.06 | 1 | 365 | 9.1763 | 0.47042 | 9 | 0.64668
62890 | 8.48 | 1 | 365 | 9.6544 | 0.4329 | 10 | 0.087329
62260 | 5.83 | 1 | 365 | 6.6374 | 0.36012 | 6 | 0.99754
63989 | 9.275 | 1 | 365 | 10.5595 | 0.25474 | 10 | 0.81427
63992 | 5.88 | 1 | 365 | 6.6943 | 0.4747 | 7 | 0.16904
64019 | 4.41 | 1 | 365 | 5.0208 | 0.10603 | 5 | 0.12678
64020 | 6.6 | 1 | 365 | 7.5141 | 0.12467 | 7 | 0.63872
64023 | 10.335 | 1 | 365 | 11.7663 | 0.68385 | 12 | 0.45018
64024 | 11.2 | 1 | 365 | 12.7511 | 0.6661 | 13 | 0.41723
62695 | 6.89 | 1 | 365 | 7.8442 | 0.78923 | 8 | 0.63346
62882 | 5.035 | 1 | 365 | 5.7323 | 0.53829 | 6 | 0.2706
64048 | 11.725 | 1 | 365 | 13.3488 | 0.8692 | 14 | 0.21804
64058 | 13.25 | 1 | 365 | 15.085 | 0.36391 | 15 | 0.44895
64069 | 10.335 | 1 | 365 | 11.7663 | 0.68385 | 12 | 0.45018
64274 | 4.24 | 1 | 365 | 4.8272 | 0.71645 | 5 | 0.54366
64277 | 4.77 | 1 | 365 | 5.4306 | 0.93101 | 6 | 0.36162
64290 | 7.42 | 1 | 365 | 8.4476 | 0.0037907 | 8 | 0.45141
57307 | 6.36 | 1 | 365 | 7.2408 | 0.57468 | 7 | 0.8155
58233 | 8.48 | 1 | 365 | 9.6544 | 0.4329 | 10 | 0.087329
64053 | 5.865 | 1 | 365 | 6.6773 | 0.44033 | 7 | 0.11759
64054 | 4.95 | 1 | 365 | 5.6355 | 0.3435 | 5 | 0.97904
64071 | 8.37 | 1 | 365 | 9.5292 | 0.18083 | 9 | 0.71002
64067 | 6.3 | 1 | 365 | 7.1725 | 0.43718 | 7 | 0.60969
43191 | 6.095 | 1 | 365 | 6.9391 | 0.9674 | 7 | 0.90652
43895 | 9.35 | 1 | 365 | 10.6449 | 0.42661 | 11 | 0.071525
43916 | 5.75 | 1 | 365 | 6.5463 | 0.17679 | 6 | 0.72313
64453 | 5.44 | 1 | 365 | 6.1934 | 0.46639 | 6 | 0.6598
64077 | 6.4 | 1 | 365 | 7.2864 | 0.66634 | 7 | 0.9527
64091 | 8.19 | 1 | 365 | 9.3243 | 0.76834 | 10 | 0.092598
64100 | 7.84 | 1 | 365 | 8.9258 | 0.96627 | 9 | 0.89206
64111 | 6.825 | 1 | 365 | 7.7702 | 0.64028 | 8 | 0.4105
64116 | 3.12 | 1 | 365 | 3.5521 | 0.14984 | 3 | 0.70194
64121 | 7.5 | 1 | 365 | 8.5387 | 0.18712 | 8 | 0.72582
64122 | 10.88 | 1 | 365 | 12.3868 | 0.93278 | 13 | 0.31959
64125 | 10.56 | 1 | 365 | 12.0225 | 0.19946 | 12 | 0.22196
64150 | 9.45 | 1 | 365 | 10.7588 | 0.65577 | 11 | 0.41454
64153 | 3.5 | 1 | 365 | 3.9847 | 0.020656 | 4 | 0.0053836
64171 | 6.96 | 1 | 365 | 7.9239 | 0.94965 | 8 | 0.87356
64184 | 10.8 | 1 | 365 | 12.2957 | 0.74945 | 13 | 0.045184
64192 | 5.12 | 1 | 365 | 5.8291 | 0.73307 | 6 | 0.56216
64204 | 6.44 | 1 | 365 | 7.3319 | 0.75801 | 8 | 0.089906
64217 | 13.395 | 1 | 365 | 15.2501 | 0.6962 | 15 | 0.94632
64235 | 3.84 | 1 | 365 | 4.3718 | 0.79981 | 5 | 0.17162
64237 | 6.9 | 1 | 365 | 7.8556 | 0.81215 | 8 | 0.66776
64240 | 9.62 | 1 | 365 | 10.9523 | 0.045346 | 10 | 0.99765
64254 | 8.04 | 1 | 365 | 9.1535 | 0.42459 | 9 | 0.57808
64260 | 7.5 | 1 | 365 | 8.5387 | 0.18712 | 8 | 0.72582
64265 | 6.72 | 1 | 365 | 7.6507 | 0.39966 | 8 | 0.050337
64294 | 9.3 | 1 | 365 | 10.588 | 0.31203 | 10 | 0.90002
64297 | 2.44 | 1 | 365 | 2.7779 | 0.59154 | 3 | 0.36947
64301 | 4.83 | 1 | 365 | 5.4989 | 0.068505 | 5 | 0.56743
64303 | 2.6 | 1 | 365 | 2.9601 | 0.9582 | 3 | 0.91828
64308 | 10.6 | 1 | 365 | 12.068 | 0.29113 | 12 | 0.35916
64310 | 5.035 | 1 | 365 | 5.7323 | 0.53829 | 6 | 0.2706
64309 | 4.48 | 1 | 365 | 5.1005 | 0.26644 | 5 | 0.36689
64311 | 8.82 | 1 | 365 | 10.0415 | 0.21205 | 10 | 0.25357
64315 | 8.32 | 1 | 365 | 9.4723 | 0.066245 | 9 | 0.53851
64318 | 9.36 | 1 | 365 | 10.6563 | 0.44953 | 11 | 0.10583
64332 | 7.42 | 1 | 365 | 8.4476 | 0.0037907 | 8 | 0.45141
64341 | 12.9 | 1 | 365 | 14.6866 | 0.56185 | 15 | 0.24841
64356 | 5.04 | 1 | 365 | 5.738 | 0.54974 | 6 | 0.28775
64358 | 7 | 1 | 365 | 7.9695 | 0.041312 | 8 | 0.010767
64366 | 7.2 | 1 | 365 | 8.1972 | 0.49964 | 8 | 0.69679
64375 | 8.1 | 1 | 365 | 9.2218 | 0.56209 | 9 | 0.78389
64376 | 9.405 | 1 | 365 | 10.7075 | 0.55265 | 11 | 0.26018
64383 | 6.3 | 1 | 365 | 7.1725 | 0.43718 | 7 | 0.60969
64385 | 7.68 | 1 | 365 | 8.7436 | 0.59961 | 9 | 0.34324
64387 | 6.16 | 1 | 365 | 7.0131 | 0.11635 | 7 | 0.12948
64388 | 4.32 | 1 | 365 | 4.9183 | 0.89978 | 5 | 0.81807
64389 | 5.44 | 1 | 365 | 6.1934 | 0.46639 | 6 | 0.6598
64394 | 10.5 | 1 | 365 | 11.9542 | 0.061968 | 12 | 0.016151
64401 | 12.48 | 1 | 365 | 14.2084 | 0.59937 | 14 | 0.80777
64415 | 9.315 | 1 | 365 | 10.6051 | 0.3464 | 10 | 0.95147
64418 | 15.25 | 1 | 365 | 17.362 | 0.94714 | 18 | 0.30917
64420 | 7.245 | 1 | 365 | 8.2484 | 0.60276 | 8 | 0.85114
64424 | 9.72 | 1 | 365 | 11.0662 | 0.27451 | 11 | 0.34067
49126 | 20.79 | 1 | 365 | 23.6693 | 0.6427 | 24 | 0.31198
64429 | 5.32 | 1 | 365 | 6.0568 | 0.1914 | 6 | 0.24818
64431 | 7.28 | 1 | 365 | 8.2882 | 0.68296 | 8 | 0.9712
64438 | 2.616 | 1 | 365 | 2.9783 | 0.99487 | 3 | 0.97317
64442 | 5.12 | 1 | 365 | 5.8291 | 0.73307 | 6 | 0.56216
64241 | 24.525 | 1 | 365 | 27.9216 | 0.20188 | 28 | 0.12344
64448 | 8.265 | 1 | 365 | 9.4096 | 0.94021 | 10 | 0.34986
64449 | 1.3 | 1 | 365 | 1.48 | 0.9791 | 2 | 0.45914
64463 | 11.88 | 1 | 365 | 13.5253 | 0.2244 | 13 | 0.7497
64464 | 6.67 | 1 | 365 | 7.5938 | 0.28508 | 7 | 0.87883
64491 | 6.54 | 1 | 365 | 7.4457 | 0.98717 | 8 | 0.43292
64492 | 5.76 | 1 | 365 | 6.5577 | 0.19971 | 6 | 0.75743
64493 | 10.53 | 1 | 365 | 11.9883 | 0.13072 | 12 | 0.11905
64500 | 3.84 | 1 | 365 | 4.3718 | 0.79981 | 5 | 0.17162
64502 | 7.245 | 1 | 365 | 8.2484 | 0.60276 | 8 | 0.85114
64504 | 8.4 | 1 | 365 | 9.5633 | 0.24957 | 9 | 0.81292
64506 | 7.8 | 1 | 365 | 8.8803 | 0.8746 | 9 | 0.75485
64541 | 10.66 | 1 | 365 | 12.1363 | 0.42863 | 12 | 0.56497
64638 | 7.975 | 1 | 365 | 9.0795 | 0.27564 | 9 | 0.35512
64640 | 12.42 | 1 | 365 | 14.1401 | 0.46187 | 14 | 0.60196
64641 | 10.6 | 1 | 365 | 12.068 | 0.29113 | 12 | 0.35916
64643 | 10.2 | 1 | 365 | 11.6126 | 0.37448 | 11 | 0.98712
64648 | 16.065 | 1 | 365 | 18.2899 | 0.81481 | 19 | 0.10471
64659 | 5.2 | 1 | 365 | 5.9202 | 0.9164 | 6 | 0.83657
64673 | 10.08 | 1 | 365 | 11.476 | 0.099489 | 11 | 0.5755
64677 | 9.6 | 1 | 365 | 10.9295 | 0.99951 | 11 | 0.92905
64678 | 4.56 | 1 | 365 | 5.1915 | 0.44977 | 5 | 0.6413
64715 | 8.82 | 1 | 365 | 10.0415 | 0.21205 | 10 | 0.25357
64755 | 6.9 | 1 | 365 | 7.8556 | 0.81215 | 8 | 0.66776
64814 | 60.375 | 0.9 | 365 | 61.8629 | 0.52068 | 62 | 0.38358
64780 | 5.72 | 1 | 365 | 6.5122 | 0.10804 | 6 | 0.62023
64788 | 9.28 | 1 | 365 | 10.5652 | 0.2662 | 10 | 0.83142
65005 | 4.42 | 1 | 365 | 5.0321 | 0.12894 | 5 | 0.16108
65011 | 5.7 | 1 | 365 | 6.4894 | 0.062211 | 6 | 0.55162
63793 | 8.4 | 1 | 365 | 9.5633 | 0.24957 | 9 | 0.81292
63467 | 5.32 | 1 | 365 | 6.0568 | 0.1914 | 6 | 0.24818
63831 | 5.83 | 1 | 365 | 6.6374 | 0.36012 | 6 | 0.99754
62921 | 10.865 | 1 | 365 | 12.3697 | 0.89841 | 13 | 0.26814
63530 | 7.8 | 1 | 365 | 8.8803 | 0.8746 | 9 | 0.75485
64092 | 8.84 | 1 | 365 | 10.0643 | 0.25789 | 10 | 0.32217
64104 | 9.01 | 1 | 365 | 10.2578 | 0.64746 | 10 | 0.90529
64124 | 6.5 | 1 | 365 | 7.4002 | 0.8955 | 8 | 0.29571
28956 | 5262.57 | 0.7 | 365 | 4193.9816 | 0.85273 | 4194 | 0.83431
64546 | 6.76 | 1 | 365 | 7.6962 | 0.49132 | 8 | 0.18754
64552 | 8.32 | 1 | 365 | 9.4723 | 0.066245 | 9 | 0.53851
64553 | 6.76 | 1 | 365 | 7.6962 | 0.49132 | 8 | 0.18754
63252 | 10.07 | 1 | 365 | 11.4646 | 0.076573 | 11 | 0.5412
51073 | 5.565 | 1 | 365 | 6.3357 | 0.75284 | 7 | 0.08856
63987 | 5.6 | 1 | 365 | 6.3756 | 0.83305 | 7 | 0.20861
63528 | 6.3 | 1 | 365 | 7.1725 | 0.43718 | 7 | 0.60969
63300 | 7.54 | 1 | 365 | 8.5842 | 0.27878 | 8 | 0.86303
58944 | 4.76 | 1 | 365 | 5.4192 | 0.90809 | 6 | 0.32732
56965 | 2.86 | 1 | 365 | 3.2561 | 0.55402 | 3 | 0.81011
57101 | 6.76 | 1 | 365 | 7.6962 | 0.49132 | 8 | 0.18754
56956 | 15.08 | 1 | 365 | 17.1685 | 0.55757 | 17 | 0.72605
48575 | 3.9 | 1 | 365 | 4.4401 | 0.9373 | 5 | 0.37743
54145 | 7.54 | 1 | 365 | 8.5842 | 0.27878 | 8 | 0.86303
54230 | 9.1 | 1 | 365 | 10.3603 | 0.85371 | 11 | 0.214
55207 | 2.6 | 1 | 365 | 2.9601 | 0.9582 | 3 | 0.91828
54252 | 11.44 | 1 | 365 | 13.0244 | 0.21609 | 13 | 0.24045
55243 | 12.22 | 1 | 365 | 13.9124 | 0.0035475 | 13 | 0.91594
54130 | 4.94 | 1 | 365 | 5.6242 | 0.32058 | 5 | 0.94474
63565 | 7.28 | 1 | 365 | 8.2882 | 0.68296 | 8 | 0.9712
57085 | 8.32 | 1 | 365 | 9.4723 | 0.066245 | 9 | 0.53851
45272 | 7.905 | 1 | 365 | 8.9998 | 0.11522 | 9 | 0.11502
64177 | 4.5 | 1 | 365 | 5.1232 | 0.31227 | 5 | 0.43549
64205 | 8.82 | 1 | 365 | 10.0415 | 0.21205 | 10 | 0.25357
64850 | 5.83 | 1 | 365 | 6.6374 | 0.36012 | 6 | 0.99754
50668 | 5.1 | 1 | 365 | 5.8063 | 0.68724 | 6 | 0.49356
44930 | 3.6 | 1 | 365 | 4.0986 | 0.24982 | 4 | 0.34839
59416 | 5.035 | 1 | 365 | 5.7323 | 0.53829 | 6 | 0.2706
60577 | 6.625 | 1 | 365 | 7.5425 | 0.18196 | 7 | 0.72448
60631 | 10.6 | 1 | 365 | 12.068 | 0.29113 | 12 | 0.35916
60761 | 9.01 | 1 | 365 | 10.2578 | 0.64746 | 10 | 0.90529
61350 | 2.65 | 1 | 365 | 3.017 | 0.072782 | 3 | 0.08979
61133 | 8.4 | 1 | 365 | 9.5633 | 0.24957 | 9 | 0.81292
61137 | 7 | 1 | 365 | 7.9695 | 0.041312 | 8 | 0.010767
61140 | 8.48 | 1 | 365 | 9.6544 | 0.4329 | 10 | 0.087329
61142 | 11.2 | 1 | 365 | 12.7511 | 0.6661 | 13 | 0.41723
61159 | 7.84 | 1 | 365 | 8.9258 | 0.96627 | 9 | 0.89206
61164 | 7.28 | 1 | 365 | 8.2882 | 0.68296 | 8 | 0.9712
61286 | 10.6 | 1 | 365 | 12.068 | 0.29113 | 12 | 0.35916
63011 | 2.28 | 1 | 365 | 2.5958 | 0.22488 | 2 | 0.82065
54514 | 182.865 | 0.9 | 365 | 187.3716 | 0.15072 | 187 | 0.52229
54512 | 234.58 | 0.9 | 365 | 240.361 | 0.81055 | 241 | 0.1716
45440 | 6.36 | 1 | 365 | 7.2408 | 0.57468 | 7 | 0.8155
59191 | 7.155 | 1 | 365 | 8.1459 | 0.39651 | 8 | 0.54243
60960 | 7.155 | 1 | 365 | 8.1459 | 0.39651 | 8 | 0.54243
61207 | 4.94 | 1 | 365 | 5.6242 | 0.32058 | 5 | 0.94474
61214 | 2.08 | 1 | 365 | 2.3681 | 0.76656 | 3 | 0.13463
59883 | 6.96 | 1 | 365 | 7.9239 | 0.94965 | 8 | 0.87356
62459 | 13.2 | 1 | 365 | 15.0281 | 0.24933 | 15 | 0.27745
62463 | 8.82 | 1 | 365 | 10.0415 | 0.21205 | 10 | 0.25357
63115 | 9.99 | 1 | 365 | 11.3736 | 0.89324 | 12 | 0.26679
62487 | 12.6 | 1 | 365 | 14.345 | 0.87436 | 15 | 0.21938
35268 | 217.782 | 1 | 365 | 247.9434 | 0.072716 | 248 | 0.016129
63553 | 6.72 | 1 | 365 | 7.6507 | 0.39966 | 8 | 0.050337
64364 | 7.8 | 1 | 365 | 8.8803 | 0.8746 | 9 | 0.75485
64764 | 4.41 | 1 | 365 | 5.0208 | 0.10603 | 5 | 0.12678
63746 | 32.01 | 0.9 | 365 | 32.7989 | 0.019165 | 32 | 0.81803
63156 | 11.7 | 1 | 365 | 13.3204 | 0.81191 | 14 | 0.13228
63769 | 5.035 | 1 | 365 | 5.7323 | 0.53829 | 6 | 0.2706
64410 | 13.52 | 1 | 365 | 15.3924 | 0.98265 | 16 | 0.37508
63920 | 8.415 | 1 | 365 | 9.5804 | 0.28395 | 9 | 0.86437
61227 | 4.335 | 1 | 365 | 4.9354 | 0.93416 | 5 | 0.86953
64844 | 6.24 | 1 | 365 | 7.1042 | 0.29968 | 7 | 0.40388
63679 | 9.975 | 1 | 365 | 11.3565 | 0.85887 | 12 | 0.21534
63739 | 24.9 | 1 | 365 | 28.3485 | 0.061238 | 28 | 0.40973
63598 | 2.85 | 1 | 365 | 3.2447 | 0.53111 | 3 | 0.77581
64570 | 11.66 | 1 | 365 | 13.2748 | 0.72024 | 13 | 0.99508
63290 | 5.46 | 1 | 365 | 6.2162 | 0.51222 | 6 | 0.7284
63783 | 11.34 | 1 | 365 | 12.9105 | 0.98693 | 13 | 0.89744
63801 | 9.3 | 1 | 365 | 10.588 | 0.31203 | 10 | 0.90002
28699 | 647.28 | 1 | 365 | 736.9241 | 0.3172 | 737 | 0.24134
63232 | 6.27 | 1 | 365 | 7.1384 | 0.36843 | 7 | 0.50679
49797 | 7.84 | 1 | 365 | 8.9258 | 0.96627 | 9 | 0.89206
62916 | 6.095 | 1 | 365 | 6.9391 | 0.9674 | 7 | 0.90652
63215 | 13.26 | 1 | 365 | 15.0964 | 0.38683 | 15 | 0.48325
64405 | 10.4 | 1 | 365 | 11.8403 | 0.83281 | 12 | 0.67314
63374 | 5.04 | 1 | 365 | 5.738 | 0.54974 | 6 | 0.28775
64381 | 7.2 | 1 | 365 | 8.1972 | 0.49964 | 8 | 0.69679
64079 | 12.16 | 1 | 365 | 13.8441 | 0.86605 | 14 | 0.71013
63822 | 5.035 | 1 | 365 | 5.7323 | 0.53829 | 6 | 0.2706
65078 | 8.67 | 1 | 365 | 9.8707 | 0.86831 | 10 | 0.73905
63826 | 11.84 | 1 | 365 | 13.4798 | 0.13273 | 13 | 0.6125
63059 | 13.25 | 1 | 365 | 15.085 | 0.36391 | 15 | 0.44895
63767 | 4.5 | 1 | 365 | 5.1232 | 0.31227 | 5 | 0.43549
63294 | 4.505 | 1 | 365 | 5.1289 | 0.32373 | 5 | 0.45264
63653 | 6.625 | 1 | 365 | 7.5425 | 0.18196 | 7 | 0.72448
63244 | 17.68 | 1 | 365 | 20.1286 | 0.51577 | 20 | 0.64434
62255 | 8.215 | 1 | 365 | 9.3527 | 0.82563 | 10 | 0.17835
63181 | 8.745 | 1 | 365 | 9.9561 | 0.040182 | 9 | 0.99631
63797 | 9.18 | 1 | 365 | 10.4514 | 0.037035 | 10 | 0.48841
63800 | 3.315 | 1 | 365 | 3.7741 | 0.59671 | 4 | 0.37081
63876 | 76.8 | 0.9 | 365 | 78.6927 | 0.3965 | 79 | 0.089176
64005 | 3.64 | 1 | 365 | 4.1441 | 0.34148 | 4 | 0.4856
64013 | 7.95 | 1 | 365 | 9.051 | 0.21835 | 9 | 0.26937
64045 | 6.89 | 1 | 365 | 7.8442 | 0.78923 | 8 | 0.63346
64140 | 19.765 | 1 | 365 | 22.5023 | 0.29379 | 22 | 0.79612
64218 | 6.375 | 1 | 365 | 7.2579 | 0.60905 | 7 | 0.86695
64219 | 13.25 | 1 | 365 | 15.085 | 0.36391 | 15 | 0.44895
64221 | 13.515 | 1 | 365 | 15.3867 | 0.97119 | 16 | 0.35793
64228 | 5.1 | 1 | 365 | 5.8063 | 0.68724 | 6 | 0.49356
64230 | 7.395 | 1 | 365 | 8.4192 | 0.9465 | 9 | 0.36566
64233 | 11.44 | 1 | 365 | 13.0244 | 0.21609 | 13 | 0.24045
64877 | 6.3 | 1 | 365 | 7.1725 | 0.43718 | 7 | 0.60969
64878 | 6 | 1 | 365 | 6.831 | 0.7497 | 7 | 0.58066
64987 | 8 | 1 | 365 | 9.1079 | 0.33293 | 9 | 0.44088
65062 | 12.48 | 1 | 365 | 14.2084 | 0.59937 | 14 | 0.80777
51626 | 71.82 | 0.9 | 365 | 73.5899 | 0.12548 | 73 | 0.71542
63812 | 7.245 | 1 | 365 | 8.2484 | 0.60276 | 8 | 0.85114
64382 | 7.04 | 1 | 365 | 8.015 | 0.13298 | 8 | 0.14797
63233 | 11.115 | 1 | 365 | 12.6544 | 0.47131 | 13 | 0.12567
63283 | 9 | 1 | 365 | 10.2464 | 0.62454 | 10 | 0.87099
63839 | 24.645 | 1 | 365 | 28.0582 | 0.47688 | 28 | 0.53505
64113 | 5.3 | 1 | 365 | 6.034 | 0.14556 | 6 | 0.17958
64324 | 9.52 | 1 | 365 | 10.8385 | 0.81618 | 11 | 0.65464
64838 | 2.86 | 1 | 365 | 3.2561 | 0.55402 | 3 | 0.81011
63726 | 6.84 | 1 | 365 | 7.7873 | 0.67465 | 8 | 0.46195
59983 | 9.28 | 1 | 365 | 10.5652 | 0.2662 | 10 | 0.83142
26698 | 471.225 | 0.9 | 365 | 482.838 | 0.88007 | 483 | 0.71806
62772 | 12.8 | 1 | 365 | 14.5727 | 0.33268 | 14 | 0.9054
64114 | 9.72 | 1 | 365 | 11.0662 | 0.27451 | 11 | 0.34067
63756 | 6.2 | 1 | 365 | 7.0587 | 0.20802 | 7 | 0.26668
64182 | 12 | 1 | 365 | 13.6619 | 0.49939 | 14 | 0.16132
65132 | 3.72 | 1 | 365 | 4.2352 | 0.52481 | 4 | 0.76001
64029 | 10.5 | 1 | 365 | 11.9542 | 0.061968 | 12 | 0.016151
63856 | 6.24 | 1 | 365 | 7.1042 | 0.29968 | 7 | 0.40388
50571 | 8.16 | 1 | 365 | 9.2901 | 0.69959 | 9 | 0.98969
61660 | 3.71 | 1 | 365 | 4.2238 | 0.5019 | 4 | 0.72571
60660 | 7.695 | 1 | 365 | 8.7607 | 0.63399 | 9 | 0.39469
42343 | 42 | 0.9 | 365 | 43.0351 | 0.62308 | 43 | 0.65814
42142 | 4.688 | 1 | 365 | 5.3373 | 0.7431 | 6 | 0.080354
63200 | 5.355 | 1 | 365 | 6.0966 | 0.2716 | 6 | 0.36824
63784 | 7.56 | 1 | 365 | 8.607 | 0.32462 | 8 | 0.93163
58587 | 2 | 1 | 365 | 2.277 | 0.58323 | 2 | 0.86022
63285 | 6.375 | 1 | 365 | 7.2579 | 0.60905 | 7 | 0.86695
63287 | 5.1 | 1 | 365 | 5.8063 | 0.68724 | 6 | 0.49356
63588 | 7.5 | 1 | 365 | 8.5387 | 0.18712 | 8 | 0.72582
63717 | 11.22 | 1 | 365 | 12.7739 | 0.71193 | 13 | 0.48583
63718 | 6 | 1 | 365 | 6.831 | 0.7497 | 7 | 0.58066
64978 | 8.7 | 1 | 365 | 9.9049 | 0.93706 | 10 | 0.84195
63533 | 5.83 | 1 | 365 | 6.6374 | 0.36012 | 6 | 0.99754
64343 | 10.35 | 1 | 365 | 11.7834 | 0.71823 | 12 | 0.50163
64652 | 4.5 | 1 | 365 | 5.1232 | 0.31227 | 5 | 0.43549
64726 | 6 | 1 | 365 | 6.831 | 0.7497 | 7 | 0.58066
64736 | 10.26 | 1 | 365 | 11.6809 | 0.51198 | 12 | 0.19292
64738 | 8.4 | 1 | 365 | 9.5633 | 0.24957 | 9 | 0.81292
64486 | 4.125 | 1 | 365 | 4.6963 | 0.45292 | 5 | 0.1492
64754 | 2.88 | 1 | 365 | 3.2789 | 0.59985 | 3 | 0.87872
50907 | 7.848 | 1 | 365 | 8.9349 | 0.9846 | 9 | 0.9195
61217 | 9.54 | 1 | 365 | 10.8612 | 0.86202 | 11 | 0.72325
61253 | 8.68 | 1 | 365 | 9.8821 | 0.89123 | 10 | 0.77335
62366 | 3.12 | 1 | 365 | 3.5521 | 0.14984 | 3 | 0.70194
65054 | 4.77 | 1 | 365 | 5.4306 | 0.93101 | 6 | 0.36162
65057 | 4.24 | 1 | 365 | 4.8272 | 0.71645 | 5 | 0.54366
65061 | 4.24 | 1 | 365 | 4.8272 | 0.71645 | 5 | 0.54366
65063 | 5.04 | 1 | 365 | 5.738 | 0.54974 | 6 | 0.28775
65065 | 16.96 | 1 | 365 | 19.3089 | 0.86581 | 20 | 0.17466
65070 | 10 | 1 | 365 | 11.3849 | 0.91616 | 12 | 0.3011
65222 | 7.875 | 1 | 365 | 8.9656 | 0.046476 | 9 | 0.012113
65409 | 6.625 | 1 | 365 | 7.5425 | 0.18196 | 7 | 0.72448
65439 | 4.77 | 1 | 365 | 5.4306 | 0.93101 | 6 | 0.36162
65445 | 5.035 | 1 | 365 | 5.7323 | 0.53829 | 6 | 0.2706
65466 | 11.13 | 1 | 365 | 12.6714 | 0.50569 | 13 | 0.17712
65473 | 6.3 | 1 | 365 | 7.1725 | 0.43718 | 7 | 0.60969
65477 | 2.915 | 1 | 365 | 3.3187 | 0.68006 | 3 | 0.99877
65482 | 4.77 | 1 | 365 | 5.4306 | 0.93101 | 6 | 0.36162
65485 | 13.25 | 1 | 365 | 15.085 | 0.36391 | 15 | 0.44895
65487 | 6.36 | 1 | 365 | 7.2408 | 0.57468 | 7 | 0.8155
65490 | 9.36 | 1 | 365 | 10.6563 | 0.44953 | 11 | 0.10583
65494 | 8.502 | 1 | 365 | 9.6795 | 0.48332 | 10 | 0.16279
65495 | 9.45 | 1 | 365 | 10.7588 | 0.65577 | 11 | 0.41454
65504 | 5.035 | 1 | 365 | 5.7323 | 0.53829 | 6 | 0.2706
65509 | 5.83 | 1 | 365 | 6.6374 | 0.36012 | 6 | 0.99754
65512 | 6.095 | 1 | 365 | 6.9391 | 0.9674 | 7 | 0.90652
65516 | 6.36 | 1 | 365 | 7.2408 | 0.57468 | 7 | 0.8155
65527 | 3.975 | 1 | 365 | 4.5255 | 0.10917 | 4 | 0.63469
65530 | 6.3 | 1 | 365 | 7.1725 | 0.43718 | 7 | 0.60969
65532 | 10.07 | 1 | 365 | 11.4646 | 0.076573 | 11 | 0.5412
65534 | 5.035 | 1 | 365 | 5.7323 | 0.53829 | 6 | 0.2706
65544 | 4.24 | 1 | 365 | 4.8272 | 0.71645 | 5 | 0.54366
65549 | 2.915 | 1 | 365 | 3.3187 | 0.68006 | 3 | 0.99877
65551 | 11.395 | 1 | 365 | 12.9731 | 0.11296 | 13 | 0.086099
65553 | 8.745 | 1 | 365 | 9.9561 | 0.040182 | 9 | 0.99631
65555 | 13.25 | 1 | 365 | 15.085 | 0.36391 | 15 | 0.44895
65561 | 4.77 | 1 | 365 | 5.4306 | 0.93101 | 6 | 0.36162
65562 | 8.97 | 1 | 365 | 10.2123 | 0.5558 | 10 | 0.76808
65563 | 6.89 | 1 | 365 | 7.8442 | 0.78923 | 8 | 0.63346
65564 | 4.505 | 1 | 365 | 5.1289 | 0.32373 | 5 | 0.45264
65567 | 18.27 | 1 | 365 | 20.8003 | 0.86782 | 21 | 0.6681
65575 | 4.32 | 1 | 365 | 4.9183 | 0.89978 | 5 | 0.81807
65580 | 4.5 | 1 | 365 | 5.1232 | 0.31227 | 5 | 0.43549
65593 | 9.36 | 1 | 365 | 10.6563 | 0.44953 | 11 | 0.10583
65597 | 8.505 | 1 | 365 | 9.6829 | 0.49019 | 10 | 0.17308
65598 | 7.04 | 1 | 365 | 8.015 | 0.13298 | 8 | 0.14797
65600 | 8.4 | 1 | 365 | 9.5633 | 0.24957 | 9 | 0.81292
44972 | 24.852 | 1 | 365 | 28.2938 | 0.95124 | 29 | 0.24508
65582 | 5.355 | 1 | 365 | 6.0966 | 0.2716 | 6 | 0.36824
65584 | 6.885 | 1 | 365 | 7.8385 | 0.77778 | 8 | 0.6163
49425 | 14.715 | 1 | 365 | 16.7529 | 0.72113 | 17 | 0.47406
64154 | 7.95 | 1 | 365 | 9.051 | 0.21835 | 9 | 0.26937
65623 | 7.42 | 1 | 365 | 8.4476 | 0.0037907 | 8 | 0.45141
64163 | 4.77 | 1 | 365 | 5.4306 | 0.93101 | 6 | 0.36162
65626 | 5.7 | 1 | 365 | 6.4894 | 0.062211 | 6 | 0.55162
64158 | 8.48 | 1 | 365 | 9.6544 | 0.4329 | 10 | 0.087329
65643 | 11.4 | 1 | 365 | 12.9788 | 0.12442 | 13 | 0.10325
64082 | 4.5 | 1 | 365 | 5.1232 | 0.31227 | 5 | 0.43549
63093 | 7.56 | 1 | 365 | 8.607 | 0.32462 | 8 | 0.93163
65655 | 3.9 | 1 | 365 | 4.4401 | 0.9373 | 5 | 0.37743
64733 | 13.2 | 1 | 365 | 15.0281 | 0.24933 | 15 | 0.27745
65661 | 6.555 | 1 | 365 | 7.4628 | 0.021543 | 7 | 0.48437
65663 | 5.2 | 1 | 365 | 5.9202 | 0.9164 | 6 | 0.83657
62619 | 7.56 | 1 | 365 | 8.607 | 0.32462 | 8 | 0.93163
65664 | 4.845 | 1 | 365 | 5.516 | 0.10288 | 5 | 0.61888
64447 | 6.3 | 1 | 365 | 7.1725 | 0.43718 | 7 | 0.60969
65666 | 11.4 | 1 | 365 | 12.9788 | 0.12442 | 13 | 0.10325
59963 | 12.48 | 1 | 365 | 14.2084 | 0.59937 | 14 | 0.80777
65668 | 8.7 | 1 | 365 | 9.9049 | 0.93706 | 10 | 0.84195
63092 | 13.545 | 1 | 365 | 15.4209 | 0.039939 | 15 | 0.46083
65669 | 12.18 | 1 | 365 | 13.8669 | 0.91188 | 14 | 0.77873
65671 | 8.745 | 1 | 365 | 9.9561 | 0.040182 | 9 | 0.99631
62185 | 6.4 | 1 | 365 | 7.2864 | 0.66634 | 7 | 0.9527
65674 | 5.46 | 1 | 365 | 6.2162 | 0.51222 | 6 | 0.7284
65675 | 24.48 | 1 | 365 | 27.8703 | 0.09876 | 27 | 0.96908
36151 | 14.96 | 1 | 365 | 17.0319 | 0.28258 | 17 | 0.31444
65676 | 2.85 | 1 | 365 | 3.2447 | 0.53111 | 3 | 0.77581
63722 | 9.24 | 1 | 365 | 10.5197 | 0.17453 | 10 | 0.69421
65677 | 6.96 | 1 | 365 | 7.9239 | 0.94965 | 8 | 0.87356
63720 | 12.18 | 1 | 365 | 13.8669 | 0.91188 | 14 | 0.77873
65678 | 7.02 | 1 | 365 | 7.9922 | 0.087144 | 8 | 0.079369
65681 | 7.68 | 1 | 365 | 8.7436 | 0.59961 | 9 | 0.34324
64458 | 6 | 1 | 365 | 6.831 | 0.7497 | 7 | 0.58066
65685 | 5.72 | 1 | 365 | 6.5122 | 0.10804 | 6 | 0.62023
65687 | 12.9 | 1 | 365 | 14.6866 | 0.56185 | 15 | 0.24841
64467 | 24.852 | 1 | 365 | 28.2938 | 0.95124 | 29 | 0.24508
65688 | 7.194 | 1 | 365 | 8.1903 | 0.48589 | 8 | 0.67621
65690 | 18.285 | 1 | 365 | 20.8174 | 0.9022 | 21 | 0.71955
65313 | 13.5 | 1 | 365 | 15.3697 | 0.93682 | 16 | 0.30648
64326 | 7.74 | 1 | 365 | 8.8119 | 0.73711 | 9 | 0.54905
65694 | 7.245 | 1 | 365 | 8.2484 | 0.60276 | 8 | 0.85114
65700 | 6.89 | 1 | 365 | 7.8442 | 0.78923 | 8 | 0.63346
62072 | 6.625 | 1 | 365 | 7.5425 | 0.18196 | 7 | 0.72448
56950 | 14.88 | 1 | 365 | 16.9408 | 0.099246 | 17 | 0.040031
65707 | 7.2 | 1 | 365 | 8.1972 | 0.49964 | 8 | 0.69679
63254 | 5.83 | 1 | 365 | 6.6374 | 0.36012 | 6 | 0.99754
65716 | 10.14 | 1 | 365 | 11.5443 | 0.23699 | 11 | 0.78131
64146 | 5.46 | 1 | 365 | 6.2162 | 0.51222 | 6 | 0.7284
65717 | 7.41 | 1 | 365 | 8.4362 | 0.98087 | 9 | 0.41711
64629 | 2.915 | 1 | 365 | 3.3187 | 0.68006 | 3 | 0.99877
62442 | 7.54 | 1 | 365 | 8.5842 | 0.27878 | 8 | 0.86303
65720 | 10.4 | 1 | 365 | 11.8403 | 0.83281 | 12 | 0.67314
64946 | 4.93 | 1 | 365 | 5.6128 | 0.29767 | 5 | 0.91044
65722 | 10.66 | 1 | 365 | 12.1363 | 0.42863 | 12 | 0.56497
35617 | 37.485 | 0.9 | 365 | 38.4088 | 0.3111 | 38 | 0.71989
65725 | 6.5 | 1 | 365 | 7.4002 | 0.8955 | 8 | 0.29571
65726 | 11.34 | 1 | 365 | 12.9105 | 0.98693 | 13 | 0.89744
65728 | 13.26 | 1 | 365 | 15.0964 | 0.38683 | 15 | 0.48325
65729 | 13 | 1 | 365 | 14.8004 | 0.79101 | 15 | 0.59142
65744 | 8.12 | 1 | 365 | 9.2446 | 0.60792 | 9 | 0.85249
63056 | 2.8 | 1 | 365 | 3.1878 | 0.41652 | 3 | 0.60431
64421 | 4.2 | 1 | 365 | 4.7817 | 0.62479 | 5 | 0.40646
65013 | 7.65 | 1 | 365 | 8.7095 | 0.53086 | 9 | 0.24034
65067 | 9.8 | 1 | 365 | 11.1572 | 0.45784 | 11 | 0.61507
63937 | 4.845 | 1 | 365 | 5.516 | 0.10288 | 5 | 0.61888
65746 | 12.74 | 1 | 365 | 14.5044 | 0.19519 | 14 | 0.6996
63208 | 3.6 | 1 | 365 | 4.0986 | 0.24982 | 4 | 0.34839
65747 | 5.72 | 1 | 365 | 6.5122 | 0.10804 | 6 | 0.62023
63799 | 4.8 | 1 | 365 | 5.4648 | 0.99976 | 6 | 0.46453
65748 | 4.93 | 1 | 365 | 5.6128 | 0.29767 | 5 | 0.91044
50068 | 3.6 | 1 | 365 | 4.0986 | 0.24982 | 4 | 0.34839
65749 | 3.705 | 1 | 365 | 4.2181 | 0.49044 | 4 | 0.70856
64299 | 6 | 1 | 365 | 6.831 | 0.7497 | 7 | 0.58066
65750 | 7.28 | 1 | 365 | 8.2882 | 0.68296 | 8 | 0.9712
64477 | 8.4 | 1 | 365 | 9.5633 | 0.24957 | 9 | 0.81292
65751 | 4.275 | 1 | 365 | 4.8671 | 0.79666 | 5 | 0.66372
64482 | 5.1 | 1 | 365 | 5.8063 | 0.68724 | 6 | 0.49356
65752 | 6.36 | 1 | 365 | 7.2408 | 0.57468 | 7 | 0.8155
64041 | 8.48 | 1 | 365 | 9.6544 | 0.4329 | 10 | 0.087329
65753 | 4.56 | 1 | 365 | 5.1915 | 0.44977 | 5 | 0.6413
60516 | 11.1 | 1 | 365 | 12.6373 | 0.43694 | 13 | 0.074217
65754 | 6.84 | 1 | 365 | 7.7873 | 0.67465 | 8 | 0.46195
65755 | 6.48 | 1 | 365 | 7.3774 | 0.84967 | 8 | 0.22711
65757 | 6.24 | 1 | 365 | 7.1042 | 0.29968 | 7 | 0.40388
65758 | 4.68 | 1 | 365 | 5.3282 | 0.72476 | 6 | 0.052913
65759 | 13.395 | 1 | 365 | 15.2501 | 0.6962 | 15 | 0.94632
65760 | 9.36 | 1 | 365 | 10.6563 | 0.44953 | 11 | 0.10583
65761 | 7.42 | 1 | 365 | 8.4476 | 0.0037907 | 8 | 0.45141
65763 | 5.98 | 1 | 365 | 6.8082 | 0.70386 | 7 | 0.51206
65764 | 3.9 | 1 | 365 | 4.4401 | 0.9373 | 5 | 0.37743
65765 | 3.48 | 1 | 365 | 3.962 | 0.97482 | 4 | 0.93678
65766 | 6.67 | 1 | 365 | 7.5938 | 0.28508 | 7 | 0.87883
65767 | 4.68 | 1 | 365 | 5.3282 | 0.72476 | 6 | 0.052913
65771 | 10.26 | 1 | 365 | 11.6809 | 0.51198 | 12 | 0.19292
65772 | 3.705 | 1 | 365 | 4.2181 | 0.49044 | 4 | 0.70856
65773 | 5.035 | 1 | 365 | 5.7323 | 0.53829 | 6 | 0.2706
65775 | 7.41 | 1 | 365 | 8.4362 | 0.98087 | 9 | 0.41711
65776 | 10.07 | 1 | 365 | 11.4646 | 0.076573 | 11 | 0.5412
65778 | 13.515 | 1 | 365 | 15.3867 | 0.97119 | 16 | 0.35793
65779 | 2.28 | 1 | 365 | 2.5958 | 0.22488 | 2 | 0.82065
65780 | 5.415 | 1 | 365 | 6.1649 | 0.4091 | 6 | 0.57404
65781 | 11.115 | 1 | 365 | 12.6544 | 0.47131 | 13 | 0.12567
65782 | 5.98 | 1 | 365 | 6.8082 | 0.70386 | 7 | 0.51206
65784 | 5.46 | 1 | 365 | 6.2162 | 0.51222 | 6 | 0.7284
65786 | 8.41 | 1 | 365 | 9.5747 | 0.27249 | 9 | 0.84722
65787 | 7.95 | 1 | 365 | 9.051 | 0.21835 | 9 | 0.26937
65788 | 6.09 | 1 | 365 | 6.9334 | 0.95594 | 7 | 0.88937
65802 | 6 | 1 | 365 | 6.831 | 0.7497 | 7 | 0.58066
65804 | 8.4 | 1 | 365 | 9.5633 | 0.24957 | 9 | 0.81292
65805 | 5.36 | 1 | 365 | 6.1023 | 0.28306 | 6 | 0.38539
65807 | 9.81 | 1 | 365 | 11.1686 | 0.48075 | 11 | 0.64938
65809 | 6.9 | 1 | 365 | 7.8556 | 0.81215 | 8 | 0.66776
65817 | 11.66 | 1 | 365 | 13.2748 | 0.72024 | 13 | 0.99508
65818 | 7.28 | 1 | 365 | 8.2882 | 0.68296 | 8 | 0.9712
65820 | 12.75 | 1 | 365 | 14.5158 | 0.2181 | 14 | 0.7339
65821 | 10.395 | 1 | 365 | 11.8346 | 0.82135 | 12 | 0.65599
65824 | 3.36 | 1 | 365 | 3.8253 | 0.69983 | 4 | 0.52517
65827 | 10.14 | 1 | 365 | 11.5443 | 0.23699 | 11 | 0.78131
65828 | 11.4 | 1 | 365 | 12.9788 | 0.12442 | 13 | 0.10325
65829 | 5.4 | 1 | 365 | 6.1479 | 0.37473 | 6 | 0.52259
65838 | 6.38 | 1 | 365 | 7.2636 | 0.62051 | 7 | 0.8841
65841 | 8.06 | 1 | 365 | 9.1763 | 0.47042 | 9 | 0.64668
65843 | 5.83 | 1 | 365 | 6.6374 | 0.36012 | 6 | 0.99754
65844 | 8.12 | 1 | 365 | 9.2446 | 0.60792 | 9 | 0.85249
65846 | 6.5 | 1 | 365 | 7.4002 | 0.8955 | 8 | 0.29571
65847 | 7.695 | 1 | 365 | 8.7607 | 0.63399 | 9 | 0.39469
65848 | 6.48 | 1 | 365 | 7.3774 | 0.84967 | 8 | 0.22711
65849 | 2.65 | 1 | 365 | 3.017 | 0.072782 | 3 | 0.08979
65851 | 8.48 | 1 | 365 | 9.6544 | 0.4329 | 10 | 0.087329
65853 | 9 | 1 | 365 | 10.2464 | 0.62454 | 10 | 0.87099
65855 | 12.4 | 1 | 365 | 14.1173 | 0.41604 | 14 | 0.53336
65856 | 5.83 | 1 | 365 | 6.6374 | 0.36012 | 6 | 0.99754
65857 | 21.6 | 1 | 365 | 24.5915 | 0.49891 | 25 | 0.090367
65859 | 7.8 | 1 | 365 | 8.8803 | 0.8746 | 9 | 0.75485
65862 | 12.19 | 1 | 365 | 13.8782 | 0.9348 | 14 | 0.81304
65864 | 6.36 | 1 | 365 | 7.2408 | 0.57468 | 7 | 0.8155
65866 | 3.6 | 1 | 365 | 4.0986 | 0.24982 | 4 | 0.34839
65869 | 10.24 | 1 | 365 | 11.6582 | 0.46615 | 12 | 0.12432
65875 | 8.37 | 1 | 365 | 9.5292 | 0.18083 | 9 | 0.71002
65880 | 9.6 | 1 | 365 | 10.9295 | 0.99951 | 11 | 0.92905
65881 | 8.84 | 1 | 365 | 10.0643 | 0.25789 | 10 | 0.32217
65882 | 4.8 | 1 | 365 | 5.4648 | 0.99976 | 6 | 0.46453
65887 | 8.1 | 1 | 365 | 9.2218 | 0.56209 | 9 | 0.78389
65892 | 9 | 1 | 365 | 10.2464 | 0.62454 | 10 | 0.87099
65906 | 5.44 | 1 | 365 | 6.1934 | 0.46639 | 6 | 0.6598
65952 | 2.12 | 1 | 365 | 2.4136 | 0.85823 | 3 | 0.27183
65955 | 3.71 | 1 | 365 | 4.2238 | 0.5019 | 4 | 0.72571
65975 | 9.36 | 1 | 365 | 10.6563 | 0.44953 | 11 | 0.10583
65976 | 9.54 | 1 | 365 | 10.8612 | 0.86202 | 11 | 0.72325
65977 | 8.1 | 1 | 365 | 9.2218 | 0.56209 | 9 | 0.78389
65980 | 10.8 | 1 | 365 | 12.2957 | 0.74945 | 13 | 0.045184
65981 | 7.65 | 1 | 365 | 8.7095 | 0.53086 | 9 | 0.24034
65985 | 4.94 | 1 | 365 | 5.6242 | 0.32058 | 5 | 0.94474
65987 | 3.99 | 1 | 365 | 4.5426 | 0.14355 | 4 | 0.68614
65994 | 5.985 | 1 | 365 | 6.8139 | 0.71532 | 7 | 0.52921
66024 | 7.8 | 1 | 365 | 8.8803 | 0.8746 | 9 | 0.75485
66059 | 10.865 | 1 | 365 | 12.3697 | 0.89841 | 13 | 0.26814
66076 | 5.1 | 1 | 365 | 5.8063 | 0.68724 | 6 | 0.49356
66120 | 18.9 | 1 | 365 | 21.5175 | 0.31154 | 21 | 0.82907
66121 | 7.155 | 1 | 365 | 8.1459 | 0.39651 | 8 | 0.54243
66125 | 9.69 | 1 | 365 | 11.032 | 0.20576 | 11 | 0.23776
66129 | 6.89 | 1 | 365 | 7.8442 | 0.78923 | 8 | 0.63346
66133 | 3.975 | 1 | 365 | 4.5255 | 0.10917 | 4 | 0.63469
66140 | 9.01 | 1 | 365 | 10.2578 | 0.64746 | 10 | 0.90529
66156 | 4.24 | 1 | 365 | 4.8272 | 0.71645 | 5 | 0.54366
66161 | 5.565 | 1 | 365 | 6.3357 | 0.75284 | 7 | 0.08856
66163 | 8.215 | 1 | 365 | 9.3527 | 0.82563 | 10 | 0.17835
66182 | 6.095 | 1 | 365 | 6.9391 | 0.9674 | 7 | 0.90652
66188 | 3.12 | 1 | 365 | 3.5521 | 0.14984 | 3 | 0.70194
66232 | 4.8 | 1 | 365 | 5.4648 | 0.99976 | 6 | 0.46453
66233 | 9 | 1 | 365 | 10.2464 | 0.62454 | 10 | 0.87099
66235 | 5.4 | 1 | 365 | 6.1479 | 0.37473 | 6 | 0.52259
66237 | 9.6 | 1 | 365 | 10.9295 | 0.99951 | 11 | 0.92905
66240 | 4.2 | 1 | 365 | 4.7817 | 0.62479 | 5 | 0.40646
66247 | 5.2 | 1 | 365 | 5.9202 | 0.9164 | 6 | 0.83657
66254 | 3.6 | 1 | 365 | 4.0986 | 0.24982 | 4 | 0.34839
66258 | 7.8 | 1 | 365 | 8.8803 | 0.8746 | 9 | 0.75485
66259 | 5.4 | 1 | 365 | 6.1479 | 0.37473 | 6 | 0.52259
66260 | 10.965 | 1 | 365 | 12.4836 | 0.12757 | 12 | 0.61115
66261 | 6.6 | 1 | 365 | 7.5141 | 0.12467 | 7 | 0.63872
66262 | 8.4 | 1 | 365 | 9.5633 | 0.24957 | 9 | 0.81292
66263 | 7.5 | 1 | 365 | 8.5387 | 0.18712 | 8 | 0.72582
66265 | 7.5 | 1 | 365 | 8.5387 | 0.18712 | 8 | 0.72582
66270 | 4.14 | 1 | 365 | 4.7134 | 0.48729 | 5 | 0.20065
66284 | 8.4 | 1 | 365 | 9.5633 | 0.24957 | 9 | 0.81292
66286 | 5.7 | 1 | 365 | 6.4894 | 0.062211 | 6 | 0.55162
66292 | 6.27 | 1 | 365 | 7.1384 | 0.36843 | 7 | 0.50679
66293 | 6.76 | 1 | 365 | 7.6962 | 0.49132 | 8 | 0.18754
66295 | 9 | 1 | 365 | 10.2464 | 0.62454 | 10 | 0.87099
66297 | 8.215 | 1 | 365 | 9.3527 | 0.82563 | 10 | 0.17835
66396 | 8.4 | 1 | 365 | 9.5633 | 0.24957 | 9 | 0.81292
66411 | 17.1 | 1 | 365 | 19.4682 | 0.18663 | 19 | 0.65487
66425 | 12.16 | 1 | 365 | 13.8441 | 0.86605 | 14 | 0.71013
66437 | 7.625 | 1 | 365 | 8.681 | 0.47357 | 9 | 0.15459
66442 | 11.895 | 1 | 365 | 13.5424 | 0.25877 | 13 | 0.80115
66502 | 8.175 | 1 | 365 | 9.3072 | 0.73396 | 10 | 0.041146
66513 | 3.2 | 1 | 365 | 3.6432 | 0.33317 | 3 | 0.97635
66526 | 5.94 | 1 | 365 | 6.7627 | 0.6122 | 7 | 0.37485
66529 | 6.5 | 1 | 365 | 7.4002 | 0.8955 | 8 | 0.29571
66530 | 10.4 | 1 | 365 | 11.8403 | 0.83281 | 12 | 0.67314
66531 | 5.3 | 1 | 365 | 6.034 | 0.14556 | 6 | 0.17958
66532 | 12.6 | 1 | 365 | 14.345 | 0.87436 | 15 | 0.21938
66534 | 7.245 | 1 | 365 | 8.2484 | 0.60276 | 8 | 0.85114
66535 | 4.5 | 1 | 365 | 5.1232 | 0.31227 | 5 | 0.43549
66537 | 18.639 | 1 | 365 | 21.2204 | 0.71343 | 21 | 0.93381
66539 | 6.3 | 1 | 365 | 7.1725 | 0.43718 | 7 | 0.60969
66543 | 5.1 | 1 | 365 | 5.8063 | 0.68724 | 6 | 0.49356
66547 | 2.4 | 1 | 365 | 2.7324 | 0.49988 | 3 | 0.23226
66558 | 13.5 | 1 | 365 | 15.3697 | 0.93682 | 16 | 0.30648
66563 | 22.12 | 1 | 365 | 25.1835 | 0.69055 | 25 | 0.87402
66564 | 12.4 | 1 | 365 | 14.1173 | 0.41604 | 14 | 0.53336
66566 | 2.943 | 1 | 365 | 3.3506 | 0.74423 | 4 | 0.094813
66567 | 10.07 | 1 | 365 | 11.4646 | 0.076573 | 11 | 0.5412
66568 | 8.8 | 1 | 365 | 10.0187 | 0.16622 | 10 | 0.18496
66569 | 7.685 | 1 | 365 | 8.7493 | 0.61107 | 9 | 0.36039
66572 | 6.3 | 1 | 365 | 7.1725 | 0.43718 | 7 | 0.60969
66573 | 10.62 | 1 | 365 | 12.0908 | 0.33696 | 12 | 0.42776
66597 | 11.772 | 1 | 365 | 13.4023 | 0.9769 | 14 | 0.37925
66600 | 7.04 | 1 | 365 | 8.015 | 0.13298 | 8 | 0.14797
66601 | 5.83 | 1 | 365 | 6.6374 | 0.36012 | 6 | 0.99754
66602 | 9 | 1 | 365 | 10.2464 | 0.62454 | 10 | 0.87099
66603 | 9.28 | 1 | 365 | 10.5652 | 0.2662 | 10 | 0.83142
60760 | 2.5 | 1 | 365 | 2.8462 | 0.72904 | 3 | 0.57527
60191 | 9.975 | 1 | 365 | 11.3565 | 0.85887 | 12 | 0.21534
34355 | 28.449 | 0.9 | 365 | 29.1501 | 0.67477 | 29 | 0.82487
63334 | 32.76 | 0.9 | 365 | 33.5673 | 0.56601 | 34 | 0.13335
63048 | 98.1 | 1 | 365 | 111.6862 | 0.80753 | 112 | 0.49375
36652 | 200.52 | 0.9 | 365 | 205.4617 | 0.56336 | 206 | 0.025019
7472 | 506.835 | 0.9 | 365 | 519.3256 | 0.32408 | 519 | 0.64964
7478 | 449.82 | 0.9 | 365 | 460.9055 | 0.73324 | 461 | 0.63871
7477 | 404.43 | 0.9 | 365 | 414.3969 | 0.11843 | 414 | 0.5153
35049 | 64 | 0.9 | 365 | 65.5772 | 0.99708 | 66 | 0.57431
42344 | 9 | 1 | 365 | 10.2464 | 0.62454 | 10 | 0.87099
45068 | 9 | 1 | 365 | 10.2464 | 0.62454 | 10 | 0.87099
47942 | 7.8 | 1 | 365 | 8.8803 | 0.8746 | 9 | 0.75485
49160 | 4.505 | 1 | 365 | 5.1289 | 0.32373 | 5 | 0.45264
49733 | 7.56 | 1 | 365 | 8.607 | 0.32462 | 8 | 0.93163
50983 | 11.4 | 1 | 365 | 12.9788 | 0.12442 | 13 | 0.10325
51041 | 12.825 | 1 | 365 | 14.6012 | 0.38998 | 14 | 0.99116
51538 | 13.26 | 1 | 365 | 15.0964 | 0.38683 | 15 | 0.48325
62927 | 9.483 | 1 | 365 | 10.7963 | 0.73139 | 11 | 0.52773
63195 | 7.15 | 1 | 365 | 8.1402 | 0.38505 | 8 | 0.52528
64799 | 8.7 | 1 | 365 | 9.9049 | 0.93706 | 10 | 0.84195
65025 | 6.75 | 1 | 365 | 7.6848 | 0.46841 | 8 | 0.15324
65093 | 8.215 | 1 | 365 | 9.3527 | 0.82563 | 10 | 0.17835
65380 | 5.4 | 1 | 365 | 6.1479 | 0.37473 | 6 | 0.52259
65392 | 7.2 | 1 | 365 | 8.1972 | 0.49964 | 8 | 0.69679
65393 | 7.5 | 1 | 365 | 8.5387 | 0.18712 | 8 | 0.72582
65397 | 6.615 | 1 | 365 | 7.5311 | 0.15904 | 7 | 0.69018
65403 | 16.32 | 1 | 365 | 18.5802 | 0.39917 | 18 | 0.97939
65417 | 8.829 | 1 | 365 | 10.0518 | 0.23268 | 10 | 0.28444
65428 | 7.8 | 1 | 365 | 8.8803 | 0.8746 | 9 | 0.75485
65429 | 7.2 | 1 | 365 | 8.1972 | 0.49964 | 8 | 0.69679
65431 | 3.42 | 1 | 365 | 3.8936 | 0.83733 | 4 | 0.73097
65435 | 4.24 | 1 | 365 | 4.8272 | 0.71645 | 5 | 0.54366
65454 | 9.6 | 1 | 365 | 10.9295 | 0.99951 | 11 | 0.92905
65459 | 22.8 | 1 | 365 | 25.9577 | 0.24884 | 26 | 0.2065
65461 | 5.7 | 1 | 365 | 6.4894 | 0.062211 | 6 | 0.55162
65463 | 3.71 | 1 | 365 | 4.2238 | 0.5019 | 4 | 0.72571
65503 | 5.3 | 1 | 365 | 6.034 | 0.14556 | 6 | 0.17958
65506 | 10.2 | 1 | 365 | 11.6126 | 0.37448 | 11 | 0.98712
65513 | 6.5 | 1 | 365 | 7.4002 | 0.8955 | 8 | 0.29571
65517 | 2.65 | 1 | 365 | 3.017 | 0.072782 | 3 | 0.08979
65522 | 7.2 | 1 | 365 | 8.1972 | 0.49964 | 8 | 0.69679
65537 | 5.3 | 1 | 365 | 6.034 | 0.14556 | 6 | 0.17958
65548 | 5.4 | 1 | 365 | 6.1479 | 0.37473 | 6 | 0.52259
65769 | 7.83 | 1 | 365 | 8.9144 | 0.94335 | 9 | 0.85776
60563 | 6.76 | 1 | 365 | 7.6962 | 0.49132 | 8 | 0.18754
60735 | 8.32 | 1 | 365 | 9.4723 | 0.066245 | 9 | 0.53851
60881 | 10.66 | 1 | 365 | 12.1363 | 0.42863 | 12 | 0.56497
60932 | 5.83 | 1 | 365 | 6.6374 | 0.36012 | 6 | 0.99754
61479 | 3.315 | 1 | 365 | 3.7741 | 0.59671 | 4 | 0.37081
66606 | 6.48 | 1 | 365 | 7.3774 | 0.84967 | 8 | 0.22711
66609 | 11.04 | 1 | 365 | 12.569 | 0.29944 | 12 | 0.86841
66636 | 7.8 | 1 | 365 | 8.8803 | 0.8746 | 9 | 0.75485
65200 | 8.7 | 1 | 365 | 9.9049 | 0.93706 | 10 | 0.84195
66656 | 12.42 | 1 | 365 | 14.1401 | 0.46187 | 14 | 0.60196
66664 | 7.194 | 1 | 365 | 8.1903 | 0.48589 | 8 | 0.67621
66666 | 12.4 | 1 | 365 | 14.1173 | 0.41604 | 14 | 0.53336
66667 | 8.7 | 1 | 365 | 9.9049 | 0.93706 | 10 | 0.84195
66671 | 6 | 1 | 365 | 6.831 | 0.7497 | 7 | 0.58066
43856 | 8.4 | 1 | 365 | 9.5633 | 0.24957 | 9 | 0.81292
65916 | 6.44 | 1 | 365 | 7.3319 | 0.75801 | 8 | 0.089906
65917 | 11.2 | 1 | 365 | 12.7511 | 0.6661 | 13 | 0.41723
66257 | 7.2 | 1 | 365 | 8.1972 | 0.49964 | 8 | 0.69679
61543 | 4.5 | 1 | 365 | 5.1232 | 0.31227 | 5 | 0.43549
59608 | 24.91 | 1 | 365 | 28.3599 | 0.084155 | 28 | 0.44403
61549 | 20.4 | 1 | 365 | 23.2253 | 0.74897 | 23 | 0.97424
64334 | 10.8 | 1 | 365 | 12.2957 | 0.74945 | 13 | 0.045184
66271 | 2.16 | 1 | 365 | 2.4591 | 0.94989 | 3 | 0.40904
66698 | 10.35 | 1 | 365 | 11.7834 | 0.71823 | 12 | 0.50163
66716 | 7.2 | 1 | 365 | 8.1972 | 0.49964 | 8 | 0.69679
64503 | 3.975 | 1 | 365 | 4.5255 | 0.10917 | 4 | 0.63469
63420 | 3.64 | 1 | 365 | 4.1441 | 0.34148 | 4 | 0.4856
63858 | 4.77 | 1 | 365 | 5.4306 | 0.93101 | 6 | 0.36162
48228 | 7.56 | 1 | 365 | 8.607 | 0.32462 | 8 | 0.93163
62197 | 6.93 | 1 | 365 | 7.8898 | 0.8809 | 8 | 0.77066
63869 | 6.213 | 1 | 365 | 7.0735 | 0.23781 | 7 | 0.31127
64119 | 5.355 | 1 | 365 | 6.0966 | 0.2716 | 6 | 0.36824
64683 | 9.6 | 1 | 365 | 10.9295 | 0.99951 | 11 | 0.92905
65293 | 12.06 | 1 | 365 | 13.7302 | 0.63689 | 14 | 0.36712
63573 | 10.8 | 1 | 365 | 12.2957 | 0.74945 | 13 | 0.045184
36543 | 988.35 | 1 | 365 | 1125.2301 | 0.91867 | 1126 | 0.14882
65898 | 7.155 | 1 | 365 | 8.1459 | 0.39651 | 8 | 0.54243
66732 | 8.28 | 1 | 365 | 9.4267 | 0.97458 | 10 | 0.40131
64129 | 11.4 | 1 | 365 | 12.9788 | 0.12442 | 13 | 0.10325
66736 | 2.76 | 1 | 365 | 3.1422 | 0.32486 | 3 | 0.4671
66751 | 6.095 | 1 | 365 | 6.9391 | 0.9674 | 7 | 0.90652
64243 | 22.8 | 1 | 365 | 25.9577 | 0.24884 | 26 | 0.2065
66756 | 6.67 | 1 | 365 | 7.5938 | 0.28508 | 7 | 0.87883
63416 | 16.815 | 1 | 365 | 19.1438 | 0.53352 | 19 | 0.67729
45247 | 9.975 | 1 | 365 | 11.3565 | 0.85887 | 12 | 0.21534
66773 | 3.45 | 1 | 365 | 3.9278 | 0.90608 | 4 | 0.83388
66446 | 12 | 1 | 365 | 13.6619 | 0.49939 | 14 | 0.16132
61320 | 16.64 | 1 | 365 | 18.9445 | 0.13249 | 19 | 0.077024
66778 | 8.28 | 1 | 365 | 9.4267 | 0.97458 | 10 | 0.40131
61405 | 9.28 | 1 | 365 | 10.5652 | 0.2662 | 10 | 0.83142
66786 | 9.6 | 1 | 365 | 10.9295 | 0.99951 | 11 | 0.92905
66811 | 11.89 | 1 | 365 | 13.5367 | 0.24731 | 13 | 0.784
63468 | 9.3 | 1 | 365 | 10.588 | 0.31203 | 10 | 0.90002
66281 | 15.9 | 1 | 365 | 18.102 | 0.43669 | 18 | 0.53874
65721 | 13.395 | 1 | 365 | 15.2501 | 0.6962 | 15 | 0.94632
66288 | 5.035 | 1 | 365 | 5.7323 | 0.53829 | 6 | 0.2706
66301 | 8.1 | 1 | 365 | 9.2218 | 0.56209 | 9 | 0.78389
65724 | 8.55 | 1 | 365 | 9.7341 | 0.59332 | 10 | 0.32744
66304 | 8.96 | 1 | 365 | 10.2009 | 0.53288 | 10 | 0.73378
64152 | 4.68 | 1 | 365 | 5.3282 | 0.72476 | 6 | 0.052913
66896 | 8.829 | 1 | 365 | 10.0518 | 0.23268 | 10 | 0.28444
51227 | 6.5 | 1 | 365 | 7.4002 | 0.8955 | 8 | 0.29571
63292 | 7.95 | 1 | 365 | 9.051 | 0.21835 | 9 | 0.26937
66919 | 4.905 | 1 | 365 | 5.5843 | 0.24038 | 5 | 0.82469
66927 | 9.81 | 1 | 365 | 11.1686 | 0.48075 | 11 | 0.64938
65352 | 12 | 1 | 365 | 13.6619 | 0.49939 | 14 | 0.16132
63973 | 13.78 | 1 | 365 | 15.6884 | 0.57847 | 16 | 0.26691
66552 | 9.69 | 1 | 365 | 11.032 | 0.20576 | 11 | 0.23776
62246 | 3.15 | 1 | 365 | 3.5863 | 0.21859 | 3 | 0.80485
66745 | 5.72 | 1 | 365 | 6.5122 | 0.10804 | 6 | 0.62023
65719 | 15.86 | 1 | 365 | 18.0565 | 0.34503 | 18 | 0.40154
66748 | 5.1 | 1 | 365 | 5.8063 | 0.68724 | 6 | 0.49356
65770 | 4.32 | 1 | 365 | 4.9183 | 0.89978 | 5 | 0.81807
66639 | 8.1 | 1 | 365 | 9.2218 | 0.56209 | 9 | 0.78389
27165 | 3222.63 | 0.9 | 365 | 3302.0493 | 0.52742 | 3302 | 0.57669
59974 | 6.625 | 1 | 365 | 7.5425 | 0.18196 | 7 | 0.72448
34548 | 285 | 0.9 | 365 | 292.0236 | 0.7995 | 292 | 0.82311
64654 | 5.7 | 1 | 365 | 6.4894 | 0.062211 | 6 | 0.55162
65080 | 108.46 | 0.9 | 365 | 111.1329 | 0.6938 | 111 | 0.82672
65913 | 10.08 | 1 | 365 | 11.476 | 0.099489 | 11 | 0.5755
66879 | 8.4 | 1 | 365 | 9.5633 | 0.24957 | 9 | 0.81292
66785 | 13.44 | 1 | 365 | 15.3014 | 0.79932 | 16 | 0.10067
44172 | 8.55 | 1 | 365 | 9.7341 | 0.59332 | 10 | 0.32744
63730 | 12.753 | 1 | 365 | 14.5192 | 0.22498 | 14 | 0.74419
63732 | 8.175 | 1 | 365 | 9.3072 | 0.73396 | 10 | 0.041146
61683 | 6.3 | 1 | 365 | 7.1725 | 0.43718 | 7 | 0.60969
62235 | 12.4 | 1 | 365 | 14.1173 | 0.41604 | 14 | 0.53336
44936 | 58.14 | 0.9 | 365 | 59.5728 | 0.9111 | 60 | 0.48391
66940 | 7.8 | 1 | 365 | 8.8803 | 0.8746 | 9 | 0.75485
66942 | 4.8 | 1 | 365 | 5.4648 | 0.99976 | 6 | 0.46453
66982 | 7.56 | 1 | 365 | 8.607 | 0.32462 | 8 | 0.93163
66984 | 12.6 | 1 | 365 | 14.345 | 0.87436 | 15 | 0.21938
66985 | 6.54 | 1 | 365 | 7.4457 | 0.98717 | 8 | 0.43292
66986 | 7.41 | 1 | 365 | 8.4362 | 0.98087 | 9 | 0.41711
66998 | 8.96 | 1 | 365 | 10.2009 | 0.53288 | 10 | 0.73378
67007 | 8.1 | 1 | 365 | 9.2218 | 0.56209 | 9 | 0.78389
67017 | 7.95 | 1 | 365 | 9.051 | 0.21835 | 9 | 0.26937
67018 | 14.7 | 1 | 365 | 16.7359 | 0.68676 | 17 | 0.42261
67019 | 10.8 | 1 | 365 | 12.2957 | 0.74945 | 13 | 0.045184
67024 | 12 | 1 | 365 | 13.6619 | 0.49939 | 14 | 0.16132
67025 | 7.15 | 1 | 365 | 8.1402 | 0.38505 | 8 | 0.52528
67027 | 5.3 | 1 | 365 | 6.034 | 0.14556 | 6 | 0.17958
67029 | 6 | 1 | 365 | 6.831 | 0.7497 | 7 | 0.58066
67030 | 14.49 | 1 | 365 | 16.4968 | 0.20552 | 16 | 0.70229
67046 | 3.64 | 1 | 365 | 4.1441 | 0.34148 | 4 | 0.4856
67047 | 6.16 | 1 | 365 | 7.0131 | 0.11635 | 7 | 0.12948
64815 | 3.375 | 1 | 365 | 3.8424 | 0.7342 | 4 | 0.57662
61409 | 7.56 | 1 | 365 | 8.607 | 0.32462 | 8 | 0.93163
35801 | 30.45 | 0.9 | 365 | 31.2004 | 0.80174 | 32 | 0.0021536
66031 | 7.68 | 1 | 365 | 8.7436 | 0.59961 | 9 | 0.34324
65800 | 3.51 | 1 | 365 | 3.9961 | 0.043572 | 4 | 0.039685
63465 | 631.84 | 0.8 | 365 | 575.4766 | 0.34772 | 575 | 0.82436
57992 | 6.48 | 1 | 365 | 7.3774 | 0.84967 | 8 | 0.22711
67051 | 4.76 | 1 | 365 | 5.4192 | 0.90809 | 6 | 0.32732
67053 | 5.88 | 1 | 365 | 6.6943 | 0.4747 | 7 | 0.16904
67063 | 6.72 | 1 | 365 | 7.6507 | 0.39966 | 8 | 0.050337
67016 | 12.375 | 1 | 365 | 14.0889 | 0.35875 | 14 | 0.44761
67074 | 9.3 | 1 | 365 | 10.588 | 0.31203 | 10 | 0.90002
67077 | 9.483 | 1 | 365 | 10.7963 | 0.73139 | 11 | 0.52773
67089 | 5.83 | 1 | 365 | 6.6374 | 0.36012 | 6 | 0.99754
67091 | 10.675 | 1 | 365 | 12.1534 | 0.463 | 12 | 0.61642
67093 | 6.89 | 1 | 365 | 7.8442 | 0.78923 | 8 | 0.63346
67110 | 6.3 | 1 | 365 | 7.1725 | 0.43718 | 7 | 0.60969
67156 | 8.48 | 1 | 365 | 9.6544 | 0.4329 | 10 | 0.087329
67189 | 11.13 | 1 | 365 | 12.6714 | 0.50569 | 13 | 0.17712
67003 | 5.8 | 1 | 365 | 6.6033 | 0.29137 | 6 | 0.89464
67230 | 4.8 | 1 | 365 | 5.4648 | 0.99976 | 6 | 0.46453
67313 | 7.59 | 1 | 365 | 8.6412 | 0.39337 | 9 | 0.034532
67317 | 4.56 | 1 | 365 | 5.1915 | 0.44977 | 5 | 0.6413
67321 | 9.81 | 1 | 365 | 11.1686 | 0.48075 | 11 | 0.64938
67333 | 15.39 | 1 | 365 | 17.5214 | 0.26797 | 17 | 0.78939
67336 | 4.64 | 1 | 365 | 5.2826 | 0.6331 | 5 | 0.91571
67339 | 9.975 | 1 | 365 | 11.3565 | 0.85887 | 12 | 0.21534
67340 | 4.83 | 1 | 365 | 5.4989 | 0.068505 | 5 | 0.56743
67345 | 11.118 | 1 | 365 | 12.6578 | 0.47819 | 13 | 0.13596
67346 | 6.84 | 1 | 365 | 7.7873 | 0.67465 | 8 | 0.46195
67348 | 8.55 | 1 | 365 | 9.7341 | 0.59332 | 10 | 0.32744
67363 | 8 | 1 | 365 | 9.1079 | 0.33293 | 9 | 0.44088
64792 | 7.15 | 1 | 365 | 8.1402 | 0.38505 | 8 | 0.52528
65879 | 2.943 | 1 | 365 | 3.3506 | 0.74423 | 4 | 0.094813
64793 | 6.4 | 1 | 365 | 7.2864 | 0.66634 | 7 | 0.9527
66250 | 5.7 | 1 | 365 | 6.4894 | 0.062211 | 6 | 0.55162
64795 | 4.59 | 1 | 365 | 5.2257 | 0.51852 | 5 | 0.7442
34362 | 115.758 | 0.9 | 365 | 118.6108 | 0.7456 | 119 | 0.35636
67395 | 3.9 | 1 | 365 | 4.4401 | 0.9373 | 5 | 0.37743
65662 | 10.26 | 1 | 365 | 11.6809 | 0.51198 | 12 | 0.19292
65689 | 13.34 | 1 | 365 | 15.1875 | 0.57016 | 15 | 0.75766
65693 | 13.34 | 1 | 365 | 15.1875 | 0.57016 | 15 | 0.75766
65835 | 6.48 | 1 | 365 | 7.3774 | 0.84967 | 8 | 0.22711
43249 | 384.8 | 0.9 | 365 | 394.2831 | 0.63245 | 394 | 0.91556
67427 | 6.36 | 1 | 365 | 7.2408 | 0.57468 | 7 | 0.8155
67432 | 6.3 | 1 | 365 | 7.1725 | 0.43718 | 7 | 0.60969
65894 | 9.35 | 1 | 365 | 10.6449 | 0.42661 | 11 | 0.071525
67435 | 7.685 | 1 | 365 | 8.7493 | 0.61107 | 9 | 0.36039
67438 | 9.69 | 1 | 365 | 11.032 | 0.20576 | 11 | 0.23776
65904 | 7.685 | 1 | 365 | 8.7493 | 0.61107 | 9 | 0.36039
67441 | 8 | 1 | 365 | 9.1079 | 0.33293 | 9 | 0.44088
67443 | 7.8 | 1 | 365 | 8.8803 | 0.8746 | 9 | 0.75485
67442 | 9.483 | 1 | 365 | 10.7963 | 0.73139 | 11 | 0.52773
64521 | 2.52 | 1 | 365 | 2.869 | 0.77487 | 3 | 0.64388
67445 | 11.7 | 1 | 365 | 13.3204 | 0.81191 | 14 | 0.13228
63203 | 6 | 1 | 365 | 6.831 | 0.7497 | 7 | 0.58066
46634 | 5 | 1 | 365 | 5.6925 | 0.45808 | 6 | 0.15055
66267 | 12 | 1 | 365 | 13.6619 | 0.49939 | 14 | 0.16132
33916 | 612.48 | 1 | 365 | 697.3046 | 0.56897 | 697 | 0.87353
67582 | 6.21 | 1 | 365 | 7.07 | 0.23094 | 7 | 0.30098
67637 | 8.96 | 1 | 365 | 10.2009 | 0.53288 | 10 | 0.73378
67638 | 7.36 | 1 | 365 | 8.3793 | 0.86629 | 9 | 0.24561
67324 | 12.753 | 1 | 365 | 14.5192 | 0.22498 | 14 | 0.74419
67447 | 12.16 | 1 | 365 | 13.8441 | 0.86605 | 14 | 0.71013
65702 | 9.765 | 1 | 365 | 11.1174 | 0.37763 | 11 | 0.49502
67451 | 9.6 | 1 | 365 | 10.9295 | 0.99951 | 11 | 0.92905
67453 | 12.48 | 1 | 365 | 14.2084 | 0.59937 | 14 | 0.80777
67455 | 6.4 | 1 | 365 | 7.2864 | 0.66634 | 7 | 0.9527
67460 | 8.32 | 1 | 365 | 9.4723 | 0.066245 | 9 | 0.53851
67463 | 12.19 | 1 | 365 | 13.8782 | 0.9348 | 14 | 0.81304
67462 | 13.23 | 1 | 365 | 15.0623 | 0.31808 | 15 | 0.38035
67465 | 9.9 | 1 | 365 | 11.2711 | 0.687 | 11 | 0.95809
67467 | 13.8 | 1 | 365 | 15.7112 | 0.6243 | 16 | 0.33551
66607 | 8.64 | 1 | 365 | 9.8366 | 0.79956 | 10 | 0.63615
67476 | 7.56 | 1 | 365 | 8.607 | 0.32462 | 8 | 0.93163
67479 | 9.86 | 1 | 365 | 11.2255 | 0.59533 | 11 | 0.82088
67480 | 8.7 | 1 | 365 | 9.9049 | 0.93706 | 10 | 0.84195
67482 | 10.2 | 1 | 365 | 11.6126 | 0.37448 | 11 | 0.98712
67483 | 8.06 | 1 | 365 | 9.1763 | 0.47042 | 9 | 0.64668
35266 | 31.065 | 0.9 | 365 | 31.8306 | 0.070146 | 31 | 0.90072
67485 | 6.63 | 1 | 365 | 7.5482 | 0.19341 | 7 | 0.74163
67489 | 8.4 | 1 | 365 | 9.5633 | 0.24957 | 9 | 0.81292
67520 | 12.42 | 1 | 365 | 14.1401 | 0.46187 | 14 | 0.60196
67525 | 4.16 | 1 | 365 | 4.7361 | 0.53312 | 5 | 0.26926
66700 | 7.8 | 1 | 365 | 8.8803 | 0.8746 | 9 | 0.75485
67571 | 10.335 | 1 | 365 | 11.7663 | 0.68385 | 12 | 0.45018
67581 | 8.48 | 1 | 365 | 9.6544 | 0.4329 | 10 | 0.087329
66718 | 10.2 | 1 | 365 | 11.6126 | 0.37448 | 11 | 0.98712
64604 | 3.92 | 1 | 365 | 4.4629 | 0.98313 | 5 | 0.44603
66719 | 11.4 | 1 | 365 | 12.9788 | 0.12442 | 13 | 0.10325
66256 | 9.9 | 1 | 365 | 11.2711 | 0.687 | 11 | 0.95809
66721 | 11.4 | 1 | 365 | 12.9788 | 0.12442 | 13 | 0.10325
66724 | 11.34 | 1 | 365 | 12.9105 | 0.98693 | 13 | 0.89744
46333 | 9.69 | 1 | 365 | 11.032 | 0.20576 | 11 | 0.23776
67440 | 12 | 1 | 365 | 13.6619 | 0.49939 | 14 | 0.16132
67613 | 12 | 1 | 365 | 13.6619 | 0.49939 | 14 | 0.16132
67622 | 10.5 | 1 | 365 | 11.9542 | 0.061968 | 12 | 0.016151
66782 | 12 | 1 | 365 | 13.6619 | 0.49939 | 14 | 0.16132
67623 | 6.12 | 1 | 365 | 6.9676 | 0.02469 | 6 | 0.99227
67624 | 11.475 | 1 | 365 | 13.0642 | 0.29629 | 13 | 0.36051
67626 | 2.75 | 1 | 365 | 3.1309 | 0.30194 | 3 | 0.4328
67629 | 6.12 | 1 | 365 | 6.9676 | 0.02469 | 6 | 0.99227
67630 | 6.84 | 1 | 365 | 7.7873 | 0.67465 | 8 | 0.46195
60795 | 2.04 | 1 | 365 | 2.3225 | 0.6749 | 2 | 0.99742
67631 | 4.335 | 1 | 365 | 4.9354 | 0.93416 | 5 | 0.86953
67633 | 6.72 | 1 | 365 | 7.6507 | 0.39966 | 8 | 0.050337
67636 | 4.59 | 1 | 365 | 5.2257 | 0.51852 | 5 | 0.7442
67641 | 5.1 | 1 | 365 | 5.8063 | 0.68724 | 6 | 0.49356
67639 | 5.175 | 1 | 365 | 5.8917 | 0.85911 | 6 | 0.75082
67644 | 6.72 | 1 | 365 | 7.6507 | 0.39966 | 8 | 0.050337
66274 | 14.56 | 1 | 365 | 16.5765 | 0.36593 | 16 | 0.9424
67645 | 7.02 | 1 | 365 | 7.9922 | 0.087144 | 8 | 0.079369
67646 | 13.12 | 1 | 365 | 14.937 | 0.066002 | 15 | 0.0030379
67648 | 10.88 | 1 | 365 | 12.3868 | 0.93278 | 13 | 0.31959
67650 | 6.76 | 1 | 365 | 7.6962 | 0.49132 | 8 | 0.18754
67651 | 6.24 | 1 | 365 | 7.1042 | 0.29968 | 7 | 0.40388
67653 | 4.24 | 1 | 365 | 4.8272 | 0.71645 | 5 | 0.54366
67056 | 7.95 | 1 | 365 | 9.051 | 0.21835 | 9 | 0.26937
67049 | 5.6 | 1 | 365 | 6.3756 | 0.83305 | 7 | 0.20861
51293 | 7.2 | 1 | 365 | 8.1972 | 0.49964 | 8 | 0.69679
61916 | 7.155 | 1 | 365 | 8.1459 | 0.39651 | 8 | 0.54243
66717 | 8.19 | 1 | 365 | 9.3243 | 0.76834 | 10 | 0.092598
60709 | 6.75 | 1 | 365 | 7.6848 | 0.46841 | 8 | 0.15324
62269 | 2.65 | 1 | 365 | 3.017 | 0.072782 | 3 | 0.08979
46626 | 5 | 1 | 365 | 5.6925 | 0.45808 | 6 | 0.15055
67092 | 13.5 | 1 | 365 | 15.3697 | 0.93682 | 16 | 0.30648
58365 | 3.64 | 1 | 365 | 4.1441 | 0.34148 | 4 | 0.4856
66987 | 6.6 | 1 | 365 | 7.5141 | 0.12467 | 7 | 0.63872
67458 | 12.9 | 1 | 365 | 14.6866 | 0.56185 | 15 | 0.24841
63833 | 7.5 | 1 | 365 | 8.5387 | 0.18712 | 8 | 0.72582
67216 | 3.6 | 1 | 365 | 4.0986 | 0.24982 | 4 | 0.34839
58648 | 3.975 | 1 | 365 | 4.5255 | 0.10917 | 4 | 0.63469
66252 | 7.95 | 1 | 365 | 9.051 | 0.21835 | 9 | 0.26937
66937 | 6.555 | 1 | 365 | 7.4628 | 0.021543 | 7 | 0.48437
67112 | 9 | 1 | 365 | 10.2464 | 0.62454 | 10 | 0.87099
67145 | 9.45 | 1 | 365 | 10.7588 | 0.65577 | 11 | 0.41454
67353 | 6.4 | 1 | 365 | 7.2864 | 0.66634 | 7 | 0.9527
66192 | 1.995 | 1 | 365 | 2.2713 | 0.57177 | 2 | 0.84307
66275 | 8.745 | 1 | 365 | 9.9561 | 0.040182 | 9 | 0.99631
67487 | 6.3 | 1 | 365 | 7.1725 | 0.43718 | 7 | 0.60969
66720 | 13.34 | 1 | 365 | 15.1875 | 0.57016 | 15 | 0.75766
64443 | 12.24 | 1 | 365 | 13.9352 | 0.04938 | 13 | 0.98454
64322 | 11.2 | 1 | 365 | 12.7511 | 0.6661 | 13 | 0.41723
65715 | 13.33 | 1 | 365 | 15.1761 | 0.54724 | 15 | 0.72336
62046 | 8.829 | 1 | 365 | 10.0518 | 0.23268 | 10 | 0.28444
50849 | 6.82 | 1 | 365 | 7.7645 | 0.62882 | 8 | 0.39335
50703 | 7.98 | 1 | 365 | 9.0852 | 0.2871 | 9 | 0.37227
61693 | 15.075 | 1 | 365 | 17.1628 | 0.54611 | 17 | 0.7089
66540 | 5.72 | 1 | 365 | 6.5122 | 0.10804 | 6 | 0.62023
60542 | 10.2 | 1 | 365 | 11.6126 | 0.37448 | 11 | 0.98712
66524 | 12.19 | 1 | 365 | 13.8782 | 0.9348 | 14 | 0.81304
66948 | 9 | 1 | 365 | 10.2464 | 0.62454 | 10 | 0.87099
67203 | 10.865 | 1 | 365 | 12.3697 | 0.89841 | 13 | 0.26814
65756 | 6.75 | 1 | 365 | 7.6848 | 0.46841 | 8 | 0.15324
66565 | 3.18 | 1 | 365 | 3.6204 | 0.28734 | 3 | 0.90775
66945 | 7.395 | 1 | 365 | 8.4192 | 0.9465 | 9 | 0.36566
66979 | 7.56 | 1 | 365 | 8.607 | 0.32462 | 8 | 0.93163
66983 | 10.2 | 1 | 365 | 11.6126 | 0.37448 | 11 | 0.98712
67264 | 8.12 | 1 | 365 | 9.2446 | 0.60792 | 9 | 0.85249
66923 | 9.135 | 1 | 365 | 10.4001 | 0.93391 | 11 | 0.33405
66980 | 10.464 | 1 | 365 | 11.9132 | 0.97947 | 12 | 0.89267
67128 | 5.12 | 1 | 365 | 5.8291 | 0.73307 | 6 | 0.56216
67133 | 9.6 | 1 | 365 | 10.9295 | 0.99951 | 11 | 0.92905
67137 | 7.28 | 1 | 365 | 8.2882 | 0.68296 | 8 | 0.9712
67141 | 12.075 | 1 | 365 | 13.7473 | 0.67126 | 14 | 0.41857
67146 | 4.69 | 1 | 365 | 5.3395 | 0.74768 | 6 | 0.087214
67152 | 12.22 | 1 | 365 | 13.9124 | 0.0035475 | 13 | 0.91594
67155 | 13.5 | 1 | 365 | 15.3697 | 0.93682 | 16 | 0.30648
67158 | 11.34 | 1 | 365 | 12.9105 | 0.98693 | 13 | 0.89744
67160 | 9.6 | 1 | 365 | 10.9295 | 0.99951 | 11 | 0.92905
67162 | 8.175 | 1 | 365 | 9.3072 | 0.73396 | 10 | 0.041146
67165 | 9.36 | 1 | 365 | 10.6563 | 0.44953 | 11 | 0.10583
67197 | 9 | 1 | 365 | 10.2464 | 0.62454 | 10 | 0.87099
67201 | 12.24 | 1 | 365 | 13.9352 | 0.04938 | 13 | 0.98454
67207 | 8.625 | 1 | 365 | 9.8195 | 0.76519 | 10 | 0.5847
67229 | 5.76 | 1 | 365 | 6.5577 | 0.19971 | 6 | 0.75743
67233 | 13.2 | 1 | 365 | 15.0281 | 0.24933 | 15 | 0.27745
67235 | 9.54 | 1 | 365 | 10.8612 | 0.86202 | 11 | 0.72325
67298 | 9.6 | 1 | 365 | 10.9295 | 0.99951 | 11 | 0.92905
67327 | 5.232 | 1 | 365 | 5.9566 | 0.98973 | 6 | 0.94633
67563 | 12.8 | 1 | 365 | 14.5727 | 0.33268 | 14 | 0.9054
67564 | 11.16 | 1 | 365 | 12.7056 | 0.57443 | 13 | 0.28002
67575 | 9.483 | 1 | 365 | 10.7963 | 0.73139 | 11 | 0.52773
67620 | 9.405 | 1 | 365 | 10.7075 | 0.55265 | 11 | 0.26018
67131 | 6.72 | 1 | 365 | 7.6507 | 0.39966 | 8 | 0.050337
67288 | 11.48 | 1 | 365 | 13.0699 | 0.30775 | 13 | 0.37766
65226 | 89.32 | 0.9 | 365 | 91.5212 | 0.21843 | 91 | 0.73965
67320 | 7.194 | 1 | 365 | 8.1903 | 0.48589 | 8 | 0.67621
67477 | 6.213 | 1 | 365 | 7.0735 | 0.23781 | 7 | 0.31127
67567 | 9.81 | 1 | 365 | 11.1686 | 0.48075 | 11 | 0.64938
66878 | 12.6 | 1 | 365 | 14.345 | 0.87436 | 15 | 0.21938
66243 | 10.8 | 1 | 365 | 12.2957 | 0.74945 | 13 | 0.045184
63724 | 10.05 | 1 | 365 | 11.4419 | 0.030741 | 11 | 0.4726
64340 | 3.35 | 1 | 365 | 3.814 | 0.67691 | 4 | 0.49087
61697 | 6.6 | 1 | 365 | 7.5141 | 0.12467 | 7 | 0.63872
61700 | 8.1 | 1 | 365 | 9.2218 | 0.56209 | 9 | 0.78389
46267 | 7.44 | 1 | 365 | 8.4704 | 0.049623 | 8 | 0.52002
66238 | 4.24 | 1 | 365 | 4.8272 | 0.71645 | 5 | 0.54366
59837 | 12.19 | 1 | 365 | 13.8782 | 0.9348 | 14 | 0.81304
66195 | 8.12 | 1 | 365 | 9.2446 | 0.60792 | 9 | 0.85249
66737 | 9.18 | 1 | 365 | 10.4514 | 0.037035 | 10 | 0.48841
66775 | 11.118 | 1 | 365 | 12.6578 | 0.47819 | 13 | 0.13596
66883 | 9 | 1 | 365 | 10.2464 | 0.62454 | 10 | 0.87099
66905 | 10.137 | 1 | 365 | 11.5409 | 0.23011 | 11 | 0.77102
66904 | 15.87 | 1 | 365 | 18.0679 | 0.36795 | 18 | 0.43584
66903 | 6.867 | 1 | 365 | 7.818 | 0.73653 | 8 | 0.55456
66772 | 5.559 | 1 | 365 | 6.3289 | 0.73909 | 7 | 0.067979
66865 | 8.502 | 1 | 365 | 9.6795 | 0.48332 | 10 | 0.16279
66868 | 8.829 | 1 | 365 | 10.0518 | 0.23268 | 10 | 0.28444
66869 | 7.848 | 1 | 365 | 8.9349 | 0.9846 | 9 | 0.9195
66885 | 10.385 | 1 | 365 | 11.8233 | 0.79843 | 12 | 0.62169
67386 | 3 | 1 | 365 | 3.4155 | 0.87485 | 4 | 0.29033
67484 | 13.395 | 1 | 365 | 15.2501 | 0.6962 | 15 | 0.94632
67495 | 4.48 | 1 | 365 | 5.1005 | 0.26644 | 5 | 0.36689
64863 | 4.24 | 1 | 365 | 4.8272 | 0.71645 | 5 | 0.54366
66705 | 4.64 | 1 | 365 | 5.2826 | 0.6331 | 5 | 0.91571
66549 | 5.865 | 1 | 365 | 6.6773 | 0.44033 | 7 | 0.11759
66816 | 4.06 | 1 | 365 | 4.6223 | 0.30396 | 4 | 0.92624
66723 | 13.26 | 1 | 365 | 15.0964 | 0.38683 | 15 | 0.48325
67362 | 4.83 | 1 | 365 | 5.4989 | 0.068505 | 5 | 0.56743
67367 | 4.83 | 1 | 365 | 5.4989 | 0.068505 | 5 | 0.56743
66111 | 2.6 | 1 | 365 | 2.9601 | 0.9582 | 3 | 0.91828
61092 | 6.6 | 1 | 365 | 7.5141 | 0.12467 | 7 | 0.63872
65926 | 6.5 | 1 | 365 | 7.4002 | 0.8955 | 8 | 0.29571
61769 | 9.805 | 1 | 365 | 11.1629 | 0.46929 | 11 | 0.63222
61883 | 7.02 | 1 | 365 | 7.9922 | 0.087144 | 8 | 0.079369
50806 | 7.848 | 1 | 365 | 8.9349 | 0.9846 | 9 | 0.9195
62302 | 10.66 | 1 | 365 | 12.1363 | 0.42863 | 12 | 0.56497
62315 | 8.84 | 1 | 365 | 10.0643 | 0.25789 | 10 | 0.32217
62341 | 7.8 | 1 | 365 | 8.8803 | 0.8746 | 9 | 0.75485
62347 | 4.42 | 1 | 365 | 5.0321 | 0.12894 | 5 | 0.16108
62359 | 16.12 | 1 | 365 | 18.3525 | 0.94085 | 19 | 0.29337
67186 | 7.04 | 1 | 365 | 8.015 | 0.13298 | 8 | 0.14797
62396 | 4.335 | 1 | 365 | 4.9354 | 0.93416 | 5 | 0.86953
62405 | 5.2 | 1 | 365 | 5.9202 | 0.9164 | 6 | 0.83657
62429 | 4.16 | 1 | 365 | 4.7361 | 0.53312 | 5 | 0.26926
62452 | 9.36 | 1 | 365 | 10.6563 | 0.44953 | 11 | 0.10583
67365 | 12.16 | 1 | 365 | 13.8441 | 0.86605 | 14 | 0.71013
61812 | 9.9 | 1 | 365 | 11.2711 | 0.687 | 11 | 0.95809
62136 | 6.9 | 1 | 365 | 7.8556 | 0.81215 | 8 | 0.66776
62391 | 9.945 | 1 | 365 | 11.3223 | 0.79012 | 12 | 0.11244
62162 | 10.175 | 1 | 365 | 11.5842 | 0.31719 | 11 | 0.90137
63128 | 10.395 | 1 | 365 | 11.8346 | 0.82135 | 12 | 0.65599
63051 | 23.94 | 1 | 365 | 27.2555 | 0.86129 | 28 | 0.11682
63542 | 5.4 | 1 | 365 | 6.1479 | 0.37473 | 6 | 0.52259
33740 | 347.2 | 0.9 | 365 | 355.7565 | 0.084168 | 355 | 0.84065
64142 | 7.68 | 1 | 365 | 8.7436 | 0.59961 | 9 | 0.34324
64336 | 7.2 | 1 | 365 | 8.1972 | 0.49964 | 8 | 0.69679
34468 | 1300.005 | 0.9 | 365 | 1332.0426 | 0.20103 | 1332 | 0.24367
49975 | 7.848 | 1 | 365 | 8.9349 | 0.9846 | 9 | 0.9195
64396 | 2.7 | 1 | 365 | 3.0739 | 0.18736 | 3 | 0.2613
64430 | 12 | 1 | 365 | 13.6619 | 0.49939 | 14 | 0.16132
51029 | 7.56 | 1 | 365 | 8.607 | 0.32462 | 8 | 0.93163
64471 | 4.69 | 1 | 365 | 5.3395 | 0.74768 | 6 | 0.087214
64475 | 7.155 | 1 | 365 | 8.1459 | 0.39651 | 8 | 0.54243
64476 | 9 | 1 | 365 | 10.2464 | 0.62454 | 10 | 0.87099
64479 | 13.34 | 1 | 365 | 15.1875 | 0.57016 | 15 | 0.75766
64607 | 7.68 | 1 | 365 | 8.7436 | 0.59961 | 9 | 0.34324
64612 | 13.34 | 1 | 365 | 15.1875 | 0.57016 | 15 | 0.75766
64614 | 5.795 | 1 | 365 | 6.5976 | 0.27991 | 6 | 0.87749
64576 | 5.44 | 1 | 365 | 6.1934 | 0.46639 | 6 | 0.6598
64474 | 11.6 | 1 | 365 | 13.2065 | 0.58275 | 13 | 0.78927
64545 | 12.19 | 1 | 365 | 13.8782 | 0.9348 | 14 | 0.81304
64699 | 11.925 | 1 | 365 | 13.5765 | 0.32752 | 13 | 0.90406
33810 | 620.16 | 0.9 | 365 | 635.4434 | 0.051721 | 635 | 0.49509
29619 | 1309.68 | 1 | 365 | 1491.0623 | 0.28364 | 1491 | 0.34594
64713 | 10.5 | 1 | 365 | 11.9542 | 0.061968 | 12 | 0.016151
64698 | 5.4 | 1 | 365 | 6.1479 | 0.37473 | 6 | 0.52259
43653 | 14.96 | 1 | 365 | 17.0319 | 0.28258 | 17 | 0.31444
44484 | 11.34 | 1 | 365 | 12.9105 | 0.98693 | 13 | 0.89744
33931 | 60.495 | 0.9 | 365 | 61.9859 | 0.76818 | 62 | 0.75403
46119 | 11.4 | 1 | 365 | 12.9788 | 0.12442 | 13 | 0.10325
64804 | 2.85 | 1 | 365 | 3.2447 | 0.53111 | 3 | 0.77581
63328 | 43.68 | 0.9 | 365 | 44.7565 | 0.088008 | 44 | 0.84447
64805 | 7.32 | 1 | 365 | 8.3338 | 0.77463 | 9 | 0.1084
64807 | 8.1 | 1 | 365 | 9.2218 | 0.56209 | 9 | 0.78389
64831 | 10.965 | 1 | 365 | 12.4836 | 0.12757 | 12 | 0.61115
64833 | 5.2 | 1 | 365 | 5.9202 | 0.9164 | 6 | 0.83657
64606 | 9.44 | 1 | 365 | 10.7474 | 0.63286 | 11 | 0.38023
64893 | 4.41 | 1 | 365 | 5.0208 | 0.10603 | 5 | 0.12678
64920 | 5.985 | 1 | 365 | 6.8139 | 0.71532 | 7 | 0.52921
64947 | 7.685 | 1 | 365 | 8.7493 | 0.61107 | 9 | 0.36039
64088 | 4.725 | 1 | 365 | 5.3794 | 0.82789 | 6 | 0.20727
38119 | 259.875 | 1 | 365 | 295.866 | 0.53371 | 296 | 0.39973
21030 | 639.78 | 0.8 | 365 | 582.7083 | 0.90407 | 583 | 0.61242
64980 | 8.745 | 1 | 365 | 9.9561 | 0.040182 | 9 | 0.99631
64988 | 4.725 | 1 | 365 | 5.3794 | 0.82789 | 6 | 0.20727
65046 | 12.255 | 1 | 365 | 13.9522 | 0.083754 | 14 | 0.035993
64778 | 9.45 | 1 | 365 | 10.7588 | 0.65577 | 11 | 0.41454
65081 | 7.2 | 1 | 365 | 8.1972 | 0.49964 | 8 | 0.69679
65088 | 2.48 | 1 | 365 | 2.8235 | 0.68321 | 3 | 0.50667
32925 | 3953.52 | 0.9 | 365 | 4050.9515 | 0.95472 | 4051 | 0.90621
52395 | 312.32 | 0.8 | 365 | 284.4595 | 0.57401 | 285 | 0.033464
63957 | 103.74 | 0.9 | 365 | 106.2966 | 0.95902 | 107 | 0.25561
36653 | 19.38 | 1 | 365 | 22.064 | 0.41152 | 22 | 0.47552
63958 | 115.32 | 0.9 | 365 | 118.162 | 0.84224 | 119 | 0.0042151
65143 | 5.72 | 1 | 365 | 6.5122 | 0.10804 | 6 | 0.62023
65147 | 4.68 | 1 | 365 | 5.3282 | 0.72476 | 6 | 0.052913
63968 | 29.76 | 0.9 | 365 | 30.4934 | 0.37864 | 30 | 0.87206
65158 | 5.565 | 1 | 365 | 6.3357 | 0.75284 | 7 | 0.08856
65165 | 9.62 | 1 | 365 | 10.9523 | 0.045346 | 10 | 0.99765
57225 | 2.385 | 1 | 365 | 2.7153 | 0.4655 | 3 | 0.18081
65213 | 11.2 | 1 | 365 | 12.7511 | 0.6661 | 13 | 0.41723
32272 | 5994.88 | 0.8 | 365 | 5460.106 | 0.37034 | 5460 | 0.47635
32293 | 1233.86 | 0.8 | 365 | 1123.7934 | 0.026654 | 1123 | 0.82002
64361 | 319.725 | 0.9 | 365 | 327.6044 | 0.41823 | 328 | 0.022613
35125 | 302.4 | 0.9 | 365 | 309.8524 | 0.68621 | 310 | 0.53863
64200 | 216.92 | 0.9 | 365 | 222.2658 | 0.38761 | 222 | 0.65344
65218 | 7.28 | 1 | 365 | 8.2882 | 0.68296 | 8 | 0.9712
63954 | 83.7 | 0.9 | 365 | 85.7627 | 0.62743 | 86 | 0.39016
64954 | 4.77 | 1 | 365 | 5.4306 | 0.93101 | 6 | 0.36162
65401 | 12.32 | 1 | 365 | 14.0262 | 0.23271 | 14 | 0.25895
65414 | 10.464 | 1 | 365 | 11.9132 | 0.97947 | 12 | 0.89267
43637 | 7.93 | 1 | 365 | 9.0283 | 0.17251 | 9 | 0.20077
63971 | 23.87 | 0.8 | 365 | 21.7407 | 0.7607 | 22 | 0.50137
48241 | 12.73 | 1 | 365 | 14.493 | 0.17227 | 14 | 0.6653
64911 | 5.12 | 1 | 365 | 5.8291 | 0.73307 | 6 | 0.56216
64327 | 4.2 | 0.8 | 365 | 3.8253 | 0.69983 | 4 | 0.52517
65510 | 2.915 | 1 | 365 | 3.3187 | 0.68006 | 3 | 0.99877
58323 | 9.6 | 0.8 | 365 | 8.7436 | 0.59961 | 9 | 0.34324
49192 | 7.84 | 1 | 365 | 8.9258 | 0.96627 | 9 | 0.89206
65605 | 6.7 | 1 | 365 | 7.6279 | 0.35383 | 7 | 0.98173
65606 | 9 | 1 | 365 | 10.2464 | 0.62454 | 10 | 0.87099
65617 | 16.677 | 1 | 365 | 18.9867 | 0.21728 | 19 | 0.20394
62852 | 6.76 | 1 | 365 | 7.6962 | 0.49132 | 8 | 0.18754
65629 | 13.44 | 1 | 365 | 15.3014 | 0.79932 | 16 | 0.10067
65660 | 6.27 | 1 | 365 | 7.1384 | 0.36843 | 7 | 0.50679
48752 | 12.825 | 1 | 365 | 14.6012 | 0.38998 | 14 | 0.99116
65697 | 10.2 | 1 | 365 | 11.6126 | 0.37448 | 11 | 0.98712
65703 | 9 | 0.8 | 365 | 8.1972 | 0.49964 | 8 | 0.69679
65712 | 3.78 | 1 | 365 | 4.3035 | 0.66231 | 4 | 0.96581
65657 | 13.34 | 1 | 365 | 15.1875 | 0.57016 | 15 | 0.75766
65723 | 6.5 | 1 | 365 | 7.4002 | 0.8955 | 8 | 0.29571
65745 | 4.16 | 1 | 365 | 4.7361 | 0.53312 | 5 | 0.26926
65743 | 5.67 | 0.8 | 365 | 5.1642 | 0.39477 | 5 | 0.55898
65777 | 6.9 | 1 | 365 | 7.8556 | 0.81215 | 8 | 0.66776
65736 | 5.886 | 1 | 365 | 6.7012 | 0.48845 | 7 | 0.18963
10933 | 995.41 | 0.7 | 365 | 793.2875 | 0.76824 | 794 | 0.055778
11354 | 995.41 | 0.7 | 365 | 793.2875 | 0.76824 | 794 | 0.055778
65795 | 9.69 | 1 | 365 | 11.032 | 0.20576 | 11 | 0.23776
65798 | 6.05 | 1 | 365 | 6.8879 | 0.86428 | 7 | 0.75216
65801 | 8.4 | 1 | 365 | 9.5633 | 0.24957 | 9 | 0.81292
65501 | 8.32 | 1 | 365 | 9.4723 | 0.066245 | 9 | 0.53851
48263 | 3.05 | 1 | 365 | 3.4724 | 0.98943 | 4 | 0.46183
65833 | 5.67 | 1 | 365 | 6.4553 | 0.99346 | 7 | 0.44872
65837 | 7.935 | 1 | 365 | 9.0339 | 0.18397 | 9 | 0.21792
65842 | 6.93 | 1 | 365 | 7.8898 | 0.8809 | 8 | 0.77066
65845 | 19.38 | 1 | 365 | 22.064 | 0.41152 | 22 | 0.47552
65854 | 13.12 | 1 | 365 | 14.937 | 0.066002 | 15 | 0.0030379
65860 | 13.734 | 1 | 365 | 15.6361 | 0.47305 | 16 | 0.10913
65867 | 4.578 | 0.8 | 365 | 4.1696 | 0.39281 | 4 | 0.56243
65870 | 8.55 | 1 | 365 | 9.7341 | 0.59332 | 10 | 0.32744
65873 | 12.42 | 0.8 | 365 | 11.3121 | 0.7695 | 12 | 0.081569
65876 | 12 | 1 | 365 | 13.6619 | 0.49939 | 14 | 0.16132
65878 | 6.38 | 1 | 365 | 7.2636 | 0.62051 | 7 | 0.8841
65834 | 9.52 | 1 | 365 | 10.8385 | 0.81618 | 11 | 0.65464
65909 | 4.5 | 1 | 365 | 5.1232 | 0.31227 | 5 | 0.43549
32281 | 2261 | 0.8 | 365 | 2059.3072 | 0.075021 | 2059 | 0.38224
65915 | 3.12 | 0.8 | 365 | 2.8417 | 0.71987 | 3 | 0.56155
65934 | 9.62 | 0.8 | 365 | 8.7618 | 0.63628 | 9 | 0.39812
65941 | 6.76 | 0.8 | 365 | 6.157 | 0.39306 | 6 | 0.55003
65945 | 2.34 | 1 | 365 | 2.6641 | 0.36238 | 3 | 0.026456
65949 | 11.22 | 1 | 365 | 12.7739 | 0.71193 | 13 | 0.48583
65951 | 9.88 | 1 | 365 | 11.2483 | 0.64117 | 11 | 0.88948
65953 | 5.83 | 1 | 365 | 6.6374 | 0.36012 | 6 | 0.99754
65954 | 8.58 | 1 | 365 | 9.7683 | 0.66207 | 10 | 0.43034
65956 | 4.77 | 1 | 365 | 5.4306 | 0.93101 | 6 | 0.36162
65082 | 85.25 | 0.9 | 365 | 87.3509 | 0.82424 | 88 | 0.17516
65958 | 10.88 | 1 | 365 | 12.3868 | 0.93278 | 13 | 0.31959
65347 | 7.8 | 1 | 365 | 8.8803 | 0.8746 | 9 | 0.75485
65962 | 8.28 | 0.8 | 365 | 7.5414 | 0.17966 | 7 | 0.72105
65970 | 5.1 | 0.8 | 365 | 4.6451 | 0.34979 | 4 | 0.99485
65971 | 5.61 | 0.8 | 365 | 5.1096 | 0.28477 | 5 | 0.39433
65852 | 18 | 1 | 365 | 20.4929 | 0.24909 | 20 | 0.74197
65988 | 6.76 | 1 | 365 | 7.6962 | 0.49132 | 8 | 0.18754
65986 | 12.6 | 1 | 365 | 14.345 | 0.87436 | 15 | 0.21938
65965 | 7.5 | 1 | 365 | 8.5387 | 0.18712 | 8 | 0.72582
66043 | 11.7 | 1 | 365 | 13.3204 | 0.81191 | 14 | 0.13228
66045 | 7.28 | 1 | 365 | 8.2882 | 0.68296 | 8 | 0.9712
66052 | 4.68 | 1 | 365 | 5.3282 | 0.72476 | 6 | 0.052913
66056 | 10.4 | 1 | 365 | 11.8403 | 0.83281 | 12 | 0.67314
66051 | 8.84 | 0.8 | 365 | 8.0514 | 0.20631 | 8 | 0.25774
66068 | 8.58 | 1 | 365 | 9.7683 | 0.66207 | 10 | 0.43034
66070 | 12.88 | 1 | 365 | 14.6638 | 0.51601 | 15 | 0.17981
63969 | 3.48 | 1 | 365 | 3.962 | 0.97482 | 4 | 0.93678
66291 | 2.65 | 1 | 365 | 3.017 | 0.072782 | 3 | 0.08979
67584 | 4.5 | 1 | 365 | 5.1232 | 0.31227 | 5 | 0.43549
66071 | 9.57 | 1 | 365 | 10.8954 | 0.93077 | 11 | 0.82615
66069 | 10.07 | 0.8 | 365 | 9.1717 | 0.46126 | 9 | 0.63296
12766 | 649.04 | 0.8 | 365 | 591.1423 | 0.88036 | 592 | 0.022668
65959 | 8.16 | 0.8 | 365 | 7.4321 | 0.95967 | 8 | 0.39176
66078 | 12.15 | 0.8 | 365 | 11.0662 | 0.27451 | 11 | 0.34067
66079 | 5.44 | 1 | 365 | 6.1934 | 0.46639 | 6 | 0.6598
65967 | 8.16 | 0.8 | 365 | 7.4321 | 0.95967 | 8 | 0.39176
66090 | 5.46 | 1 | 365 | 6.2162 | 0.51222 | 6 | 0.7284
27518 | 8.16 | 1 | 365 | 9.2901 | 0.69959 | 9 | 0.98969
65905 | 9.86 | 1 | 365 | 11.2255 | 0.59533 | 11 | 0.82088
66114 | 11.1 | 0.8 | 365 | 10.1098 | 0.34955 | 10 | 0.45937
66116 | 3.15 | 1 | 365 | 3.5863 | 0.21859 | 3 | 0.80485
66117 | 8.84 | 1 | 365 | 10.0643 | 0.25789 | 10 | 0.32217
66119 | 8.04 | 0.8 | 365 | 7.3228 | 0.73967 | 8 | 0.062465
66118 | 5.2 | 1 | 365 | 5.9202 | 0.9164 | 6 | 0.83657
66128 | 2.86 | 1 | 365 | 3.2561 | 0.55402 | 3 | 0.81011
66130 | 4.42 | 1 | 365 | 5.0321 | 0.12894 | 5 | 0.16108
66131 | 11.6 | 1 | 365 | 13.2065 | 0.58275 | 13 | 0.78927
66134 | 7.28 | 1 | 365 | 8.2882 | 0.68296 | 8 | 0.9712
66142 | 7.28 | 0.8 | 365 | 6.6306 | 0.34637 | 6 | 0.97696
66143 | 8.32 | 1 | 365 | 9.4723 | 0.066245 | 9 | 0.53851
66148 | 11.96 | 1 | 365 | 13.6164 | 0.40773 | 14 | 0.024111
66149 | 3.64 | 0.8 | 365 | 3.3153 | 0.67319 | 3 | 0.98848
66152 | 4.16 | 0.8 | 365 | 3.7889 | 0.6265 | 4 | 0.4154
66157 | 9.62 | 0.8 | 365 | 8.7618 | 0.63628 | 9 | 0.39812
66158 | 3.64 | 1 | 365 | 4.1441 | 0.34148 | 4 | 0.4856
66167 | 6.44 | 0.8 | 365 | 5.8655 | 0.80641 | 6 | 0.67192
66168 | 10.15 | 1 | 365 | 11.5557 | 0.2599 | 11 | 0.81561
66190 | 4.24 | 1 | 365 | 4.8272 | 0.71645 | 5 | 0.54366
66191 | 7.95 | 0.8 | 365 | 7.2408 | 0.57468 | 7 | 0.8155
66199 | 6.89 | 1 | 365 | 7.8442 | 0.78923 | 8 | 0.63346
66202 | 3.975 | 1 | 365 | 4.5255 | 0.10917 | 4 | 0.63469
66203 | 5.3 | 1 | 365 | 6.034 | 0.14556 | 6 | 0.17958
66204 | 4.24 | 1 | 365 | 4.8272 | 0.71645 | 5 | 0.54366
66189 | 11.985 | 0.8 | 365 | 10.9159 | 0.97201 | 11 | 0.88789
65921 | 6.44 | 1 | 365 | 7.3319 | 0.75801 | 8 | 0.089906
66231 | 7.8 | 1 | 365 | 8.8803 | 0.8746 | 9 | 0.75485
66241 | 5.98 | 0.8 | 365 | 5.4466 | 0.96309 | 6 | 0.40964
66264 | 7.2 | 0.8 | 365 | 6.5577 | 0.19971 | 6 | 0.75743
66266 | 12.06 | 0.8 | 365 | 10.9842 | 0.10951 | 11 | 0.093697
65840 | 8.16 | 1 | 365 | 9.2901 | 0.69959 | 9 | 0.98969
55212 | 2.45 | 1 | 365 | 2.7893 | 0.61446 | 3 | 0.40377
32269 | 1996.14 | 0.8 | 365 | 1818.0741 | 0.50909 | 1818 | 0.58318
64697 | 410.8 | 1 | 365 | 467.6932 | 0.39585 | 468 | 0.089024
31323 | 227.43 | 0.9 | 365 | 233.0348 | 0.064004 | 233 | 0.098844
49599 | 13.455 | 1 | 365 | 15.3184 | 0.83369 | 16 | 0.15212
65604 | 9.66 | 1 | 365 | 10.9978 | 0.13701 | 11 | 0.13486
65699 | 7.245 | 1 | 365 | 8.2484 | 0.60276 | 8 | 0.85114
65701 | 9.66 | 1 | 365 | 10.9978 | 0.13701 | 11 | 0.13486
65713 | 7.194 | 0.8 | 365 | 6.5523 | 0.18871 | 6 | 0.74097
65836 | 8.04 | 1 | 365 | 9.1535 | 0.42459 | 9 | 0.57808
65858 | 4.905 | 1 | 365 | 5.5843 | 0.24038 | 5 | 0.82469
65863 | 8.175 | 1 | 365 | 9.3072 | 0.73396 | 10 | 0.041146
61319 | 3.42 | 1 | 365 | 3.8936 | 0.83733 | 4 | 0.73097
31092 | 2909.09 | 0.8 | 365 | 2649.5843 | 0.21375 | 2649 | 0.79803
62306 | 14.04 | 1 | 365 | 15.9845 | 0.17429 | 16 | 0.15874
63931 | 13.5 | 1 | 365 | 15.3697 | 0.93682 | 16 | 0.30648
64483 | 9.405 | 1 | 365 | 10.7075 | 0.55265 | 11 | 0.26018
64615 | 7.875 | 1 | 365 | 8.9656 | 0.046476 | 9 | 0.012113
43144 | 13.86 | 1 | 365 | 15.7795 | 0.7618 | 16 | 0.54132
64619 | 93.6 | 0.9 | 365 | 95.9067 | 0.045732 | 95 | 0.95243
64700 | 9.12 | 1 | 365 | 10.3831 | 0.89954 | 11 | 0.2826
64924 | 22.2 | 1 | 365 | 25.2746 | 0.87388 | 26 | 0.14843
31327 | 238.14 | 1 | 365 | 271.1209 | 0.72543 | 271 | 0.8463
65670 | 4.64 | 1 | 365 | 5.2826 | 0.6331 | 5 | 0.91571
65711 | 13.44 | 1 | 365 | 15.3014 | 0.79932 | 16 | 0.10067
65727 | 8.12 | 1 | 365 | 9.2446 | 0.60792 | 9 | 0.85249
65785 | 5.13 | 1 | 365 | 5.8405 | 0.75599 | 6 | 0.59646
65831 | 17.98 | 1 | 365 | 20.4701 | 0.20326 | 20 | 0.67337
65871 | 5.7 | 1 | 365 | 6.4894 | 0.062211 | 6 | 0.55162
65872 | 24.96 | 1 | 365 | 28.4168 | 0.19874 | 28 | 0.61554
65963 | 8.12 | 1 | 365 | 9.2446 | 0.60792 | 9 | 0.85249
65969 | 13.52 | 1 | 365 | 15.3924 | 0.98265 | 16 | 0.37508
58578 | 996.74 | 0.9 | 365 | 1021.3039 | 0.7308 | 1022 | 0.034698
66077 | 7.125 | 0.8 | 365 | 6.4894 | 0.062211 | 6 | 0.55162
66081 | 8.64 | 0.8 | 365 | 7.8693 | 0.83965 | 8 | 0.70892
66102 | 7.54 | 1 | 365 | 8.5842 | 0.27878 | 8 | 0.86303
66074 | 8.745 | 1 | 365 | 9.9561 | 0.040182 | 9 | 0.99631
65515 | 9.69 | 1 | 365 | 11.032 | 0.20576 | 11 | 0.23776
66197 | 4.505 | 1 | 365 | 5.1289 | 0.32373 | 5 | 0.45264
64870 | 9.86 | 1 | 365 | 11.2255 | 0.59533 | 11 | 0.82088
31329 | 610.47 | 1 | 365 | 695.0162 | 0.96282 | 695 | 0.97901
65154 | 13.08 | 1 | 365 | 14.8915 | 0.97434 | 15 | 0.86583
36178 | 17.004 | 1 | 365 | 19.3589 | 0.96664 | 20 | 0.32558
65850 | 19.38 | 1 | 365 | 22.064 | 0.41152 | 22 | 0.47552
62687 | 4.24 | 1 | 365 | 4.8272 | 0.71645 | 5 | 0.54366
62692 | 5.565 | 1 | 365 | 6.3357 | 0.75284 | 7 | 0.08856
62961 | 3.9 | 1 | 365 | 4.4401 | 0.9373 | 5 | 0.37743
63575 | 9.765 | 1 | 365 | 11.1174 | 0.37763 | 11 | 0.49502
63961 | 13.545 | 1 | 365 | 15.4209 | 0.039939 | 15 | 0.46083
10986 | 2062.08 | 1 | 365 | 2347.6649 | 0.49552 | 2348 | 0.1604
64441 | 11.445 | 1 | 365 | 13.0301 | 0.22755 | 13 | 0.2576
64484 | 4.8 | 1 | 365 | 5.4648 | 0.99976 | 6 | 0.46453
64800 | 5.22 | 1 | 365 | 5.9429 | 0.96224 | 6 | 0.90517
65456 | 12.6 | 1 | 365 | 14.345 | 0.87436 | 15 | 0.21938
66884 | 5.36 | 1 | 365 | 6.1023 | 0.28306 | 6 | 0.38539
64687 | 9.28 | 1 | 365 | 10.5652 | 0.2662 | 10 | 0.83142
34494 | 2568.87 | 1 | 365 | 2924.6421 | 0.86359 | 2925 | 0.50565
34447 | 249.795 | 0.9 | 365 | 255.951 | 0.1908 | 256 | 0.1418
34478 | 154.665 | 0.9 | 365 | 158.4766 | 0.98951 | 159 | 0.46611
44120 | 5.98 | 1 | 365 | 6.8082 | 0.70386 | 7 | 0.51206
49014 | 24.14 | 1 | 365 | 27.4832 | 0.31961 | 27 | 0.80285
34484 | 30.87 | 0.9 | 365 | 31.6308 | 0.66797 | 32 | 0.29874
64409 | 308 | 0.9 | 365 | 315.5904 | 0.23596 | 315 | 0.82638
64821 | 4.77 | 1 | 365 | 5.4306 | 0.93101 | 6 | 0.36162
64822 | 2.385 | 1 | 365 | 2.7153 | 0.4655 | 3 | 0.18081
64824 | 4.42 | 1 | 365 | 5.0321 | 0.12894 | 5 | 0.16108
64830 | 5.355 | 1 | 365 | 6.0966 | 0.2716 | 6 | 0.36824
64832 | 3.12 | 1 | 365 | 3.5521 | 0.14984 | 3 | 0.70194
64834 | 3.64 | 1 | 365 | 4.1441 | 0.34148 | 4 | 0.4856
64835 | 2.08 | 1 | 365 | 2.3681 | 0.76656 | 3 | 0.13463
64837 | 7.02 | 1 | 365 | 7.9922 | 0.087144 | 8 | 0.079369
64839 | 8.745 | 1 | 365 | 9.9561 | 0.040182 | 9 | 0.99631
64840 | 9.62 | 1 | 365 | 10.9523 | 0.045346 | 10 | 0.99765
64843 | 7.8 | 1 | 365 | 8.8803 | 0.8746 | 9 | 0.75485
64845 | 5.035 | 1 | 365 | 5.7323 | 0.53829 | 6 | 0.2706
33823 | 498.96 | 0.9 | 365 | 511.2565 | 0.082247 | 511 | 0.33874
34491 | 241.92 | 0.9 | 365 | 247.8819 | 0.94897 | 248 | 0.8309
64864 | 7.28 | 1 | 365 | 8.2882 | 0.68296 | 8 | 0.9712
64865 | 5.035 | 1 | 365 | 5.7323 | 0.53829 | 6 | 0.2706
64892 | 14.31 | 1 | 365 | 16.2918 | 0.79302 | 17 | 0.084868
61607 | 13.25 | 1 | 365 | 15.085 | 0.36391 | 15 | 0.44895
63266 | 5.565 | 1 | 365 | 6.3357 | 0.75284 | 7 | 0.08856
62211 | 5.3 | 1 | 365 | 6.034 | 0.14556 | 6 | 0.17958
24010 | 3.9 | 1 | 365 | 4.4401 | 0.9373 | 5 | 0.37743
50902 | 3.64 | 1 | 365 | 4.1441 | 0.34148 | 4 | 0.4856
64937 | 5.2 | 1 | 365 | 5.9202 | 0.9164 | 6 | 0.83657
64942 | 18.72 | 1 | 365 | 21.3126 | 0.89905 | 22 | 0.21165
64949 | 8.84 | 1 | 365 | 10.0643 | 0.25789 | 10 | 0.32217
51064 | 10.4 | 1 | 365 | 11.8403 | 0.83281 | 12 | 0.67314
50824 | 5.46 | 1 | 365 | 6.2162 | 0.51222 | 6 | 0.7284
22443 | 8.84 | 1 | 365 | 10.0643 | 0.25789 | 10 | 0.32217
44931 | 11.7 | 1 | 365 | 13.3204 | 0.81191 | 14 | 0.13228
47862 | 8.06 | 1 | 365 | 9.1763 | 0.47042 | 9 | 0.64668
64989 | 6.625 | 1 | 365 | 7.5425 | 0.18196 | 7 | 0.72448
64992 | 8.06 | 1 | 365 | 9.1763 | 0.47042 | 9 | 0.64668
65019 | 3.18 | 1 | 365 | 3.6204 | 0.28734 | 3 | 0.90775
50912 | 9.1 | 1 | 365 | 10.3603 | 0.85371 | 11 | 0.214
22420 | 10.92 | 1 | 365 | 12.4324 | 0.024447 | 12 | 0.4568
49111 | 8.58 | 1 | 365 | 9.7683 | 0.66207 | 10 | 0.43034
46254 | 5.72 | 1 | 365 | 6.5122 | 0.10804 | 6 | 0.62023
51375 | 8.84 | 1 | 365 | 10.0643 | 0.25789 | 10 | 0.32217
32351 | 8.06 | 1 | 365 | 9.1763 | 0.47042 | 9 | 0.64668
37114 | 8.32 | 1 | 365 | 9.4723 | 0.066245 | 9 | 0.53851
65030 | 6.36 | 1 | 365 | 7.2408 | 0.57468 | 7 | 0.8155
65076 | 11.4 | 1 | 365 | 12.9788 | 0.12442 | 13 | 0.10325
65029 | 68 | 0.9 | 365 | 69.6758 | 0.2469 | 69 | 0.92271
49571 | 992.07 | 0.9 | 365 | 1016.5188 | 0.099137 | 1016 | 0.61795
36725 | 645.12 | 0.8 | 365 | 587.572 | 0.69385 | 588 | 0.26584
32538 | 639.36 | 0.8 | 365 | 582.3258 | 0.13408 | 582 | 0.4599
32541 | 4124.16 | 0.8 | 365 | 3756.2638 | 0.79283 | 3757 | 0.056646
32530 | 639.36 | 0.8 | 365 | 582.3258 | 0.13408 | 582 | 0.4599
32536 | 639.36 | 0.8 | 365 | 582.3258 | 0.13408 | 582 | 0.4599
30423 | 639.36 | 0.8 | 365 | 582.3258 | 0.13408 | 582 | 0.4599
54267 | 2.34 | 1 | 365 | 2.6641 | 0.36238 | 3 | 0.026456
56999 | 17.94 | 1 | 365 | 20.4246 | 0.11159 | 20 | 0.53617
58635 | 9.315 | 1 | 365 | 10.6051 | 0.3464 | 10 | 0.95147
65173 | 5.232 | 1 | 365 | 5.9566 | 0.98973 | 6 | 0.94633
57239 | 2.385 | 1 | 365 | 2.7153 | 0.4655 | 3 | 0.18081
52842 | 6.24 | 1 | 365 | 7.1042 | 0.29968 | 7 | 0.40388
58191 | 12.985 | 1 | 365 | 14.7833 | 0.75663 | 15 | 0.53997
65225 | 4.94 | 1 | 365 | 5.6242 | 0.32058 | 5 | 0.94474
65237 | 4.94 | 1 | 365 | 5.6242 | 0.32058 | 5 | 0.94474
65253 | 5.98 | 1 | 365 | 6.8082 | 0.70386 | 7 | 0.51206
65412 | 7.685 | 1 | 365 | 8.7493 | 0.61107 | 9 | 0.36039
65418 | 3.71 | 1 | 365 | 4.2238 | 0.5019 | 4 | 0.72571
65419 | 3.78 | 1 | 365 | 4.3035 | 0.66231 | 4 | 0.96581
65416 | 9.945 | 1 | 365 | 11.3223 | 0.79012 | 12 | 0.11244
65447 | 9.765 | 1 | 365 | 11.1174 | 0.37763 | 11 | 0.49502
65476 | 5.035 | 1 | 365 | 5.7323 | 0.53829 | 6 | 0.2706
65546 | 9.36 | 1 | 365 | 10.6563 | 0.44953 | 11 | 0.10583
65568 | 5.3 | 1 | 365 | 6.034 | 0.14556 | 6 | 0.17958
65574 | 7.155 | 1 | 365 | 8.1459 | 0.39651 | 8 | 0.54243
65578 | 10.92 | 1 | 365 | 12.4324 | 0.024447 | 12 | 0.4568
65586 | 3.64 | 1 | 365 | 4.1441 | 0.34148 | 4 | 0.4856
65589 | 4.24 | 1 | 365 | 4.8272 | 0.71645 | 5 | 0.54366
65595 | 5.985 | 1 | 365 | 6.8139 | 0.71532 | 7 | 0.52921
65599 | 10.07 | 1 | 365 | 11.4646 | 0.076573 | 11 | 0.5412
65603 | 3.06 | 0.8 | 365 | 2.787 | 0.60988 | 3 | 0.39691
65634 | 6.89 | 0.8 | 365 | 6.2754 | 0.63139 | 6 | 0.90676
63412 | 67.5 | 0.9 | 365 | 69.1635 | 0.21567 | 69 | 0.37916
34783 | 75.64 | 1 | 365 | 86.1157 | 0.33783 | 86 | 0.45349
37612 | 13.52 | 1 | 365 | 15.3924 | 0.98265 | 16 | 0.37508
66594 | 10.56 | 1 | 365 | 12.0225 | 0.19946 | 12 | 0.22196
61500 | 6.03 | 1 | 365 | 6.8651 | 0.81844 | 7 | 0.68356
60837 | 10.24 | 1 | 365 | 11.6582 | 0.46615 | 12 | 0.12432
63559 | 14.4 | 1 | 365 | 16.3943 | 0.99927 | 17 | 0.39358
67315 | 9.92 | 1 | 365 | 11.2939 | 0.73283 | 12 | 0.026687
63866 | 564.48 | 0.8 | 365 | 514.1255 | 0.85712 | 514 | 0.98261
67494 | 8.375 | 1 | 365 | 9.5349 | 0.19228 | 9 | 0.72717
63749 | 184 | 0.9 | 365 | 188.5345 | 0.49161 | 189 | 0.02615
50684 | 6.615 | 1 | 365 | 7.5311 | 0.15904 | 7 | 0.69018
64661 | 7.28 | 1 | 365 | 8.2882 | 0.68296 | 8 | 0.9712
64663 | 13.8 | 1 | 365 | 15.7112 | 0.6243 | 16 | 0.33551
64669 | 16.8 | 1 | 365 | 19.1267 | 0.49915 | 19 | 0.62584
64670 | 12.075 | 1 | 365 | 13.7473 | 0.67126 | 14 | 0.41857
34428 | 646.38 | 0.8 | 365 | 588.7196 | 0.0038001 | 588 | 0.72339
33800 | 645.84 | 0.8 | 365 | 588.2278 | 0.013822 | 588 | 0.24159
64763 | 2.745 | 1 | 365 | 3.1252 | 0.29049 | 3 | 0.41565
64766 | 6.82 | 1 | 365 | 7.7645 | 0.62882 | 8 | 0.39335
64781 | 6.325 | 1 | 365 | 7.201 | 0.49447 | 7 | 0.69544
64782 | 11.52 | 1 | 365 | 13.1154 | 0.39942 | 13 | 0.51486
64789 | 8 | 1 | 365 | 9.1079 | 0.33293 | 9 | 0.44088
64790 | 8.64 | 1 | 365 | 9.8366 | 0.79956 | 10 | 0.63615
64796 | 6.72 | 1 | 365 | 7.6507 | 0.39966 | 8 | 0.050337
64811 | 7.56 | 1 | 365 | 8.607 | 0.32462 | 8 | 0.93163
64797 | 7.8 | 1 | 365 | 8.8803 | 0.8746 | 9 | 0.75485
64794 | 5.49 | 1 | 365 | 6.2503 | 0.58097 | 6 | 0.8313
64901 | 8.68 | 1 | 365 | 9.8821 | 0.89123 | 10 | 0.77335
64906 | 7.84 | 1 | 365 | 8.9258 | 0.96627 | 9 | 0.89206
64912 | 9.75 | 1 | 365 | 11.1003 | 0.34326 | 11 | 0.44357
63841 | 4.8 | 1 | 365 | 5.4648 | 0.99976 | 6 | 0.46453
64917 | 10.26 | 1 | 365 | 11.6809 | 0.51198 | 12 | 0.19292
64921 | 9.765 | 1 | 365 | 11.1174 | 0.37763 | 11 | 0.49502
64930 | 6.93 | 1 | 365 | 7.8898 | 0.8809 | 8 | 0.77066
64936 | 4.5 | 1 | 365 | 5.1232 | 0.31227 | 5 | 0.43549
64939 | 4.48 | 1 | 365 | 5.1005 | 0.26644 | 5 | 0.36689
50839 | 5.04 | 1 | 365 | 5.738 | 0.54974 | 6 | 0.28775
46266 | 8.505 | 1 | 365 | 9.6829 | 0.49019 | 10 | 0.17308
49597 | 5.04 | 1 | 365 | 5.738 | 0.54974 | 6 | 0.28775
35033 | 187.044 | 0.9 | 365 | 191.6536 | 0.76972 | 192 | 0.42328
65641 | 2.915 | 1 | 365 | 3.3187 | 0.68006 | 3 | 0.99877
65642 | 7.875 | 1 | 365 | 8.9656 | 0.046476 | 9 | 0.012113
65644 | 4.68 | 1 | 365 | 5.3282 | 0.72476 | 6 | 0.052913
65646 | 7.685 | 0.8 | 365 | 6.9995 | 0.088855 | 7 | 0.088314
65648 | 4.24 | 1 | 365 | 4.8272 | 0.71645 | 5 | 0.54366
65649 | 8.745 | 1 | 365 | 9.9561 | 0.040182 | 9 | 0.99631
65650 | 5.83 | 1 | 365 | 6.6374 | 0.36012 | 6 | 0.99754
65653 | 4.59 | 0.8 | 365 | 4.1805 | 0.41481 | 4 | 0.59536
65665 | 7.54 | 0.8 | 365 | 6.8674 | 0.82303 | 7 | 0.69042
65667 | 6.36 | 0.8 | 365 | 5.7927 | 0.65974 | 6 | 0.4524
51274 | 10.05 | 1 | 365 | 11.4419 | 0.030741 | 11 | 0.4726
65134 | 9 | 1 | 365 | 10.2464 | 0.62454 | 10 | 0.87099
65166 | 6.72 | 1 | 365 | 7.6507 | 0.39966 | 8 | 0.050337
37098 | 5564.79 | 0.8 | 365 | 5068.3822 | 0.88944 | 5069 | 0.27168
33269 | 767 | 0.9 | 365 | 785.9021 | 0.90252 | 786 | 0.80466
34946 | 762.12 | 1 | 365 | 867.6687 | 0.48639 | 868 | 0.15513
23634 | 748.775 | 0.9 | 365 | 767.228 | 0.31429 | 767 | 0.54228
34481 | 155.62 | 0.9 | 365 | 159.4551 | 0.95915 | 160 | 0.41429
65152 | 30.35 | 1 | 365 | 34.5533 | 0.55055 | 35 | 0.10383
65271 | 8.1 | 1 | 365 | 9.2218 | 0.56209 | 9 | 0.78389
65272 | 4.32 | 1 | 365 | 4.9183 | 0.89978 | 5 | 0.81807
65274 | 4.725 | 1 | 365 | 5.3794 | 0.82789 | 6 | 0.20727
65297 | 9.92 | 1 | 365 | 11.2939 | 0.73283 | 12 | 0.026687
65319 | 11.7 | 1 | 365 | 13.3204 | 0.81191 | 14 | 0.13228
65326 | 10.56 | 1 | 365 | 12.0225 | 0.19946 | 12 | 0.22196
65288 | 24.9 | 1 | 365 | 28.3485 | 0.061238 | 28 | 0.40973
65351 | 10.07 | 1 | 365 | 11.4646 | 0.076573 | 11 | 0.5412
65353 | 9.275 | 1 | 365 | 10.5595 | 0.25474 | 10 | 0.81427
65354 | 4.77 | 1 | 365 | 5.4306 | 0.93101 | 6 | 0.36162
65357 | 4.24 | 1 | 365 | 4.8272 | 0.71645 | 5 | 0.54366
65361 | 4.24 | 1 | 365 | 4.8272 | 0.71645 | 5 | 0.54366
65362 | 4.24 | 1 | 365 | 4.8272 | 0.71645 | 5 | 0.54366
65363 | 6.625 | 1 | 365 | 7.5425 | 0.18196 | 7 | 0.72448
65370 | 14.04 | 1 | 365 | 15.9845 | 0.17429 | 16 | 0.15874
65375 | 8.745 | 1 | 365 | 9.9561 | 0.040182 | 9 | 0.99631
65360 | 9 | 1 | 365 | 10.2464 | 0.62454 | 10 | 0.87099
65378 | 14.84 | 1 | 365 | 16.8952 | 0.0075814 | 16 | 0.90283
65384 | 6.095 | 1 | 365 | 6.9391 | 0.9674 | 7 | 0.90652
65390 | 7.95 | 1 | 365 | 9.051 | 0.21835 | 9 | 0.26937
65395 | 5.83 | 1 | 365 | 6.6374 | 0.36012 | 6 | 0.99754
65299 | 7.28 | 1 | 365 | 8.2882 | 0.68296 | 8 | 0.9712
65400 | 6.36 | 1 | 365 | 7.2408 | 0.57468 | 7 | 0.8155
65434 | 5.035 | 1 | 365 | 5.7323 | 0.53829 | 6 | 0.2706
65437 | 2.915 | 1 | 365 | 3.3187 | 0.68006 | 3 | 0.99877
65443 | 5.83 | 1 | 365 | 6.6374 | 0.36012 | 6 | 0.99754
65446 | 10.335 | 1 | 365 | 11.7663 | 0.68385 | 12 | 0.45018
65452 | 7.95 | 1 | 365 | 9.051 | 0.21835 | 9 | 0.26937
65462 | 5.83 | 1 | 365 | 6.6374 | 0.36012 | 6 | 0.99754
65364 | 10.791 | 1 | 365 | 12.2855 | 0.72883 | 13 | 0.014313
65377 | 10.791 | 1 | 365 | 12.2855 | 0.72883 | 13 | 0.014313
65464 | 3.18 | 1 | 365 | 3.6204 | 0.28734 | 3 | 0.90775
65335 | 10.64 | 1 | 365 | 12.1136 | 0.38279 | 12 | 0.49637
65465 | 11.96 | 1 | 365 | 13.6164 | 0.40773 | 14 | 0.024111
65467 | 10.64 | 1 | 365 | 12.1136 | 0.38279 | 12 | 0.49637
65475 | 8.96 | 1 | 365 | 10.2009 | 0.53288 | 10 | 0.73378
65479 | 12.255 | 1 | 365 | 13.9522 | 0.083754 | 14 | 0.035993
65481 | 5.7 | 1 | 365 | 6.4894 | 0.062211 | 6 | 0.55162
65483 | 5.88 | 1 | 365 | 6.6943 | 0.4747 | 7 | 0.16904
65484 | 10.36 | 1 | 365 | 11.7948 | 0.74114 | 12 | 0.53594
65486 | 5.88 | 1 | 365 | 6.6943 | 0.4747 | 7 | 0.16904
65488 | 6.44 | 1 | 365 | 7.3319 | 0.75801 | 8 | 0.089906
65491 | 6.63 | 1 | 365 | 7.5482 | 0.19341 | 7 | 0.74163
65492 | 5.46 | 1 | 365 | 6.2162 | 0.51222 | 6 | 0.7284
65497 | 10.88 | 1 | 365 | 12.3868 | 0.93278 | 13 | 0.31959
65499 | 3.18 | 1 | 365 | 3.6204 | 0.28734 | 3 | 0.90775
65507 | 10.6 | 1 | 365 | 12.068 | 0.29113 | 12 | 0.35916
65514 | 8.48 | 1 | 365 | 9.6544 | 0.4329 | 10 | 0.087329
65519 | 7.44 | 1 | 365 | 8.4704 | 0.049623 | 8 | 0.52002
65520 | 7.155 | 1 | 365 | 8.1459 | 0.39651 | 8 | 0.54243
65523 | 9.01 | 1 | 365 | 10.2578 | 0.64746 | 10 | 0.90529
65533 | 11.66 | 1 | 365 | 13.2748 | 0.72024 | 13 | 0.99508
65536 | 4.24 | 1 | 365 | 4.8272 | 0.71645 | 5 | 0.54366
65538 | 9.275 | 1 | 365 | 10.5595 | 0.25474 | 10 | 0.81427
65543 | 8.7 | 1 | 365 | 9.9049 | 0.93706 | 10 | 0.84195
65545 | 11.14 | 1 | 365 | 12.6828 | 0.5286 | 13 | 0.21142
65547 | 11.16 | 1 | 365 | 12.7056 | 0.57443 | 13 | 0.28002
65550 | 9.805 | 1 | 365 | 11.1629 | 0.46929 | 11 | 0.63222
59060 | 7.28 | 1 | 365 | 8.2882 | 0.68296 | 8 | 0.9712
65554 | 7.44 | 1 | 365 | 8.4704 | 0.049623 | 8 | 0.52002
65556 | 3.18 | 1 | 365 | 3.6204 | 0.28734 | 3 | 0.90775
65560 | 10.07 | 1 | 365 | 11.4646 | 0.076573 | 11 | 0.5412
65559 | 10.35 | 1 | 365 | 11.7834 | 0.71823 | 12 | 0.50163
65566 | 5.035 | 1 | 365 | 5.7323 | 0.53829 | 6 | 0.2706
65570 | 5.83 | 1 | 365 | 6.6374 | 0.36012 | 6 | 0.99754
65572 | 4.24 | 1 | 365 | 4.8272 | 0.71645 | 5 | 0.54366
65576 | 12.19 | 1 | 365 | 13.8782 | 0.9348 | 14 | 0.81304
65577 | 5.83 | 1 | 365 | 6.6374 | 0.36012 | 6 | 0.99754
65581 | 4.77 | 1 | 365 | 5.4306 | 0.93101 | 6 | 0.36162
65591 | 6.095 | 1 | 365 | 6.9391 | 0.9674 | 7 | 0.90652
65592 | 10.2 | 1 | 365 | 11.6126 | 0.37448 | 11 | 0.98712
65618 | 10.07 | 1 | 365 | 11.4646 | 0.076573 | 11 | 0.5412
65614 | 9.805 | 1 | 365 | 11.1629 | 0.46929 | 11 | 0.63222
65619 | 11.66 | 1 | 365 | 13.2748 | 0.72024 | 13 | 0.99508
58672 | 3.975 | 1 | 365 | 4.5255 | 0.10917 | 4 | 0.63469
65622 | 6.625 | 1 | 365 | 7.5425 | 0.18196 | 7 | 0.72448
65624 | 12.48 | 1 | 365 | 14.2084 | 0.59937 | 14 | 0.80777
65625 | 13.25 | 1 | 365 | 15.085 | 0.36391 | 15 | 0.44895
65627 | 7.42 | 1 | 365 | 8.4476 | 0.0037907 | 8 | 0.45141
63165 | 3.18 | 1 | 365 | 3.6204 | 0.28734 | 3 | 0.90775
65628 | 13.78 | 1 | 365 | 15.6884 | 0.57847 | 16 | 0.26691
63546 | 7.155 | 1 | 365 | 8.1459 | 0.39651 | 8 | 0.54243
63549 | 9.54 | 1 | 365 | 10.8612 | 0.86202 | 11 | 0.72325
63443 | 6.625 | 1 | 365 | 7.5425 | 0.18196 | 7 | 0.72448
63440 | 7.155 | 1 | 365 | 8.1459 | 0.39651 | 8 | 0.54243
63329 | 8.745 | 1 | 365 | 9.9561 | 0.040182 | 9 | 0.99631
63436 | 4.24 | 1 | 365 | 4.8272 | 0.71645 | 5 | 0.54366
63434 | 3.18 | 1 | 365 | 3.6204 | 0.28734 | 3 | 0.90775
63552 | 3.18 | 1 | 365 | 3.6204 | 0.28734 | 3 | 0.90775
63438 | 12.985 | 1 | 365 | 14.7833 | 0.75663 | 15 | 0.53997
63544 | 4.24 | 1 | 365 | 4.8272 | 0.71645 | 5 | 0.54366
63338 | 6.89 | 1 | 365 | 7.8442 | 0.78923 | 8 | 0.63346
63444 | 8.745 | 1 | 365 | 9.9561 | 0.040182 | 9 | 0.99631
63437 | 7.155 | 1 | 365 | 8.1459 | 0.39651 | 8 | 0.54243
65672 | 13.395 | 1 | 365 | 15.2501 | 0.6962 | 15 | 0.94632
65686 | 10.385 | 1 | 365 | 11.8233 | 0.79843 | 12 | 0.62169
65682 | 7.98 | 1 | 365 | 9.0852 | 0.2871 | 9 | 0.37227
65692 | 4.16 | 1 | 365 | 4.7361 | 0.53312 | 5 | 0.26926
65695 | 4.68 | 1 | 365 | 5.3282 | 0.72476 | 6 | 0.052913
65696 | 3.38 | 1 | 365 | 3.8481 | 0.74566 | 4 | 0.59377
50853 | 20.8 | 1 | 365 | 23.6807 | 0.66561 | 24 | 0.34628
65730 | 7.125 | 1 | 365 | 8.1118 | 0.32776 | 8 | 0.43953
65733 | 4.68 | 1 | 365 | 5.3282 | 0.72476 | 6 | 0.052913
65734 | 6.63 | 1 | 365 | 7.5482 | 0.19341 | 7 | 0.74163
65684 | 9.01 | 1 | 365 | 10.2578 | 0.64746 | 10 | 0.90529
65742 | 7.68 | 1 | 365 | 8.7436 | 0.59961 | 9 | 0.34324
65762 | 13.26 | 0.8 | 365 | 12.0771 | 0.30946 | 12 | 0.3866
65298 | 7.54 | 1 | 365 | 8.5842 | 0.27878 | 8 | 0.86303
65796 | 7.54 | 1 | 365 | 8.5842 | 0.27878 | 8 | 0.86303
65813 | 5.1 | 1 | 365 | 5.8063 | 0.68724 | 6 | 0.49356
65874 | 7.695 | 1 | 365 | 8.7607 | 0.63399 | 9 | 0.39469
65885 | 5.04 | 1 | 365 | 5.738 | 0.54974 | 6 | 0.28775
65889 | 6.84 | 1 | 365 | 7.7873 | 0.67465 | 8 | 0.46195
65901 | 11.97 | 1 | 365 | 13.6278 | 0.43064 | 14 | 0.058412
65903 | 2.745 | 1 | 365 | 3.1252 | 0.29049 | 3 | 0.41565
65907 | 6.405 | 1 | 365 | 7.2921 | 0.6778 | 7 | 0.96985
65928 | 6.5 | 1 | 365 | 7.4002 | 0.8955 | 8 | 0.29571
65930 | 13.78 | 1 | 365 | 15.6884 | 0.57847 | 16 | 0.26691
65932 | 3.71 | 1 | 365 | 4.2238 | 0.5019 | 4 | 0.72571
65933 | 8.58 | 1 | 365 | 9.7683 | 0.66207 | 10 | 0.43034
65935 | 2.86 | 1 | 365 | 3.2561 | 0.55402 | 3 | 0.81011
65938 | 3.64 | 0.8 | 365 | 3.3153 | 0.67319 | 3 | 0.98848
65939 | 3.78 | 1 | 365 | 4.3035 | 0.66231 | 4 | 0.96581
65940 | 7.875 | 1 | 365 | 8.9656 | 0.046476 | 9 | 0.012113
65942 | 5.985 | 0.8 | 365 | 5.4511 | 0.97226 | 6 | 0.42336
65944 | 4.725 | 0.8 | 365 | 4.3035 | 0.66231 | 4 | 0.96581
65946 | 2.6 | 1 | 365 | 2.9601 | 0.9582 | 3 | 0.91828
65947 | 9.88 | 0.8 | 365 | 8.9987 | 0.11293 | 9 | 0.11159
66112 | 9.62 | 1 | 365 | 10.9523 | 0.045346 | 10 | 0.99765
66166 | 5.98 | 1 | 365 | 6.8082 | 0.70386 | 7 | 0.51206
65072 | 8.64 | 1 | 365 | 9.8366 | 0.79956 | 10 | 0.63615
63462 | 5.7 | 1 | 365 | 6.4894 | 0.062211 | 6 | 0.55162
64465 | 8.745 | 1 | 365 | 9.9561 | 0.040182 | 9 | 0.99631
64036 | 6.36 | 1 | 365 | 7.2408 | 0.57468 | 7 | 0.8155
65639 | 5.7 | 1 | 365 | 6.4894 | 0.062211 | 6 | 0.55162
49121 | 5.5 | 1 | 365 | 6.2617 | 0.60389 | 6 | 0.8656
64564 | 5.83 | 1 | 365 | 6.6374 | 0.36012 | 6 | 0.99754
62314 | 11.52 | 1 | 365 | 13.1154 | 0.39942 | 13 | 0.51486
60182 | 4.95 | 1 | 365 | 5.6355 | 0.3435 | 5 | 0.97904
65891 | 10.35 | 1 | 365 | 11.7834 | 0.71823 | 12 | 0.50163
66193 | 11.66 | 1 | 365 | 13.2748 | 0.72024 | 13 | 0.99508
61895 | 19.08 | 1 | 365 | 21.7225 | 0.72403 | 22 | 0.44649
65068 | 5.67 | 1 | 365 | 6.4553 | 0.99346 | 7 | 0.44872
53954 | 64.89 | 0.9 | 365 | 66.4892 | 0.83267 | 67 | 0.32183
62484 | 3.12 | 1 | 365 | 3.5521 | 0.14984 | 3 | 0.70194
62150 | 10.2 | 1 | 365 | 11.6126 | 0.37448 | 11 | 0.98712
63032 | 6.93 | 1 | 365 | 7.8898 | 0.8809 | 8 | 0.77066
62783 | 5.83 | 1 | 365 | 6.6374 | 0.36012 | 6 | 0.99754
62966 | 17.1 | 1 | 365 | 19.4682 | 0.18663 | 19 | 0.65487
63029 | 3.38 | 1 | 365 | 3.8481 | 0.74566 | 4 | 0.59377
63226 | 8.55 | 1 | 365 | 9.7341 | 0.59332 | 10 | 0.32744
62964 | 10.83 | 1 | 365 | 12.3299 | 0.8182 | 13 | 0.14809
63138 | 6 | 1 | 365 | 6.831 | 0.7497 | 7 | 0.58066
63645 | 14.76 | 1 | 365 | 16.8042 | 0.82425 | 17 | 0.62842
63851 | 11.2 | 1 | 365 | 12.7511 | 0.6661 | 13 | 0.41723
63980 | 9.1 | 1 | 365 | 10.3603 | 0.85371 | 11 | 0.214
64132 | 3.12 | 1 | 365 | 3.5521 | 0.14984 | 3 | 0.70194
64642 | 6.3 | 1 | 365 | 7.1725 | 0.43718 | 7 | 0.60969
65948 | 8.06 | 0.8 | 365 | 7.341 | 0.77634 | 8 | 0.11735
64548 | 8.1 | 1 | 365 | 9.2218 | 0.56209 | 9 | 0.78389
65201 | 6.27 | 1 | 365 | 7.1384 | 0.36843 | 7 | 0.50679
30742 | 10.92 | 1 | 365 | 12.4324 | 0.024447 | 12 | 0.4568
65007 | 4.275 | 1 | 365 | 4.8671 | 0.79666 | 5 | 0.66372
63835 | 50.96 | 0.9 | 365 | 52.2159 | 0.10268 | 52 | 0.31855
32523 | 639.36 | 0.8 | 365 | 582.3258 | 0.13408 | 582 | 0.4599
65204 | 7 | 1 | 365 | 7.9695 | 0.041312 | 8 | 0.010767
65468 | 4.24 | 1 | 365 | 4.8272 | 0.71645 | 5 | 0.54366
65205 | 8.64 | 1 | 365 | 9.8366 | 0.79956 | 10 | 0.63615
65209 | 7.84 | 1 | 365 | 8.9258 | 0.96627 | 9 | 0.89206
65211 | 8.12 | 1 | 365 | 9.2446 | 0.60792 | 9 | 0.85249
65212 | 3.38 | 1 | 365 | 3.8481 | 0.74566 | 4 | 0.59377
65950 | 7.54 | 0.8 | 365 | 6.8674 | 0.82303 | 7 | 0.69042
65508 | 8.16 | 1 | 365 | 9.2901 | 0.69959 | 9 | 0.98969
65957 | 13.395 | 1 | 365 | 15.2501 | 0.6962 | 15 | 0.94632
65989 | 10.83 | 1 | 365 | 12.3299 | 0.8182 | 13 | 0.14809
65990 | 2.85 | 1 | 365 | 3.2447 | 0.53111 | 3 | 0.77581
65992 | 9.405 | 0.8 | 365 | 8.566 | 0.24212 | 8 | 0.80814
65998 | 6.615 | 1 | 365 | 7.5311 | 0.15904 | 7 | 0.69018
65999 | 20.16 | 1 | 365 | 22.952 | 0.19898 | 23 | 0.15101
66000 | 7.56 | 1 | 365 | 8.607 | 0.32462 | 8 | 0.93163
66003 | 21.105 | 1 | 365 | 24.0279 | 0.36456 | 24 | 0.39246
66004 | 14.805 | 1 | 365 | 16.8554 | 0.92737 | 17 | 0.78277
66006 | 13.52 | 0.8 | 365 | 12.3139 | 0.78612 | 13 | 0.10007
66012 | 10.14 | 1 | 365 | 11.5443 | 0.23699 | 11 | 0.78131
66017 | 4.16 | 1 | 365 | 4.7361 | 0.53312 | 5 | 0.26926
66016 | 24.75 | 1 | 365 | 28.1777 | 0.7175 | 28 | 0.89521
66018 | 5.2 | 1 | 365 | 5.9202 | 0.9164 | 6 | 0.83657
66019 | 4.77 | 1 | 365 | 5.4306 | 0.93101 | 6 | 0.36162
66020 | 6.095 | 0.8 | 365 | 5.5513 | 0.17392 | 5 | 0.72521
66021 | 7.685 | 0.8 | 365 | 6.9995 | 0.088855 | 7 | 0.088314
66023 | 4.42 | 1 | 365 | 5.0321 | 0.12894 | 5 | 0.16108
66029 | 4.725 | 0.8 | 365 | 4.3035 | 0.66231 | 4 | 0.96581
66030 | 5.49 | 1 | 365 | 6.2503 | 0.58097 | 6 | 0.8313
66035 | 3.66 | 1 | 365 | 4.1669 | 0.38731 | 4 | 0.5542
66037 | 7.84 | 1 | 365 | 8.9258 | 0.96627 | 9 | 0.89206
66040 | 21.12 | 1 | 365 | 24.045 | 0.39893 | 24 | 0.44391
66041 | 6.84 | 1 | 365 | 7.7873 | 0.67465 | 8 | 0.46195
66042 | 13.395 | 1 | 365 | 15.2501 | 0.6962 | 15 | 0.94632
66044 | 4.77 | 1 | 365 | 5.4306 | 0.93101 | 6 | 0.36162
66047 | 5.985 | 1 | 365 | 6.8139 | 0.71532 | 7 | 0.52921
66050 | 8.835 | 0.8 | 365 | 8.0469 | 0.19714 | 8 | 0.24401
66053 | 3.135 | 1 | 365 | 3.5692 | 0.18422 | 3 | 0.75339
66054 | 4.275 | 1 | 365 | 4.8671 | 0.79666 | 5 | 0.66372
66057 | 2.28 | 1 | 365 | 2.5958 | 0.22488 | 2 | 0.82065
66058 | 3.705 | 1 | 365 | 4.2181 | 0.49044 | 4 | 0.70856
66060 | 9.405 | 1 | 365 | 10.7075 | 0.55265 | 11 | 0.26018
66061 | 9.69 | 1 | 365 | 11.032 | 0.20576 | 11 | 0.23776
66062 | 4.56 | 0.8 | 365 | 4.1532 | 0.35982 | 4 | 0.51304
66063 | 5.13 | 1 | 365 | 5.8405 | 0.75599 | 6 | 0.59646
66064 | 5.7 | 1 | 365 | 6.4894 | 0.062211 | 6 | 0.55162
66066 | 3.99 | 1 | 365 | 4.5426 | 0.14355 | 4 | 0.68614
66067 | 10.26 | 1 | 365 | 11.6809 | 0.51198 | 12 | 0.19292
66072 | 9.69 | 1 | 365 | 11.032 | 0.20576 | 11 | 0.23776
66084 | 5.7 | 0.8 | 365 | 5.1915 | 0.44977 | 5 | 0.6413
66085 | 7.695 | 0.8 | 365 | 7.0086 | 0.10719 | 7 | 0.11575
33452 | 7.8 | 1 | 365 | 8.8803 | 0.8746 | 9 | 0.75485
48707 | 13.26 | 1 | 365 | 15.0964 | 0.38683 | 15 | 0.48325
66087 | 7.14 | 0.8 | 365 | 6.5031 | 0.089711 | 6 | 0.59279
66096 | 13.26 | 0.8 | 365 | 12.0771 | 0.30946 | 12 | 0.3866
66106 | 11.2 | 1 | 365 | 12.7511 | 0.6661 | 13 | 0.41723
65406 | 7.95 | 1 | 365 | 9.051 | 0.21835 | 9 | 0.26937
66123 | 13.11 | 1 | 365 | 14.9257 | 0.043086 | 14 | 0.96874
66127 | 4.2 | 1 | 365 | 4.7817 | 0.62479 | 5 | 0.40646
66135 | 7.98 | 0.8 | 365 | 7.2681 | 0.62968 | 7 | 0.89782
66141 | 9.975 | 1 | 365 | 11.3565 | 0.85887 | 12 | 0.21534
66144 | 3.99 | 1 | 365 | 4.5426 | 0.14355 | 4 | 0.68614
66145 | 9.12 | 1 | 365 | 10.3831 | 0.89954 | 11 | 0.2826
66146 | 10.66 | 1 | 365 | 12.1363 | 0.42863 | 12 | 0.56497
66147 | 8.265 | 1 | 365 | 9.4096 | 0.94021 | 10 | 0.34986
66150 | 7.695 | 1 | 365 | 8.7607 | 0.63399 | 9 | 0.39469
66151 | 10.26 | 1 | 365 | 11.6809 | 0.51198 | 12 | 0.19292
66153 | 2.85 | 1 | 365 | 3.2447 | 0.53111 | 3 | 0.77581
66154 | 8.55 | 1 | 365 | 9.7341 | 0.59332 | 10 | 0.32744
66159 | 6.84 | 1 | 365 | 7.7873 | 0.67465 | 8 | 0.46195
66164 | 11.4 | 1 | 365 | 12.9788 | 0.12442 | 13 | 0.10325
66165 | 5.985 | 1 | 365 | 6.8139 | 0.71532 | 7 | 0.52921
66169 | 7.695 | 0.8 | 365 | 7.0086 | 0.10719 | 7 | 0.11575
66172 | 14.88 | 1 | 365 | 16.9408 | 0.099246 | 17 | 0.040031
66177 | 9.01 | 1 | 365 | 10.2578 | 0.64746 | 10 | 0.90529
66178 | 5.46 | 1 | 365 | 6.2162 | 0.51222 | 6 | 0.7284
66181 | 6.5 | 1 | 365 | 7.4002 | 0.8955 | 8 | 0.29571
66183 | 2.6 | 1 | 365 | 2.9601 | 0.9582 | 3 | 0.91828
65474 | 7.42 | 1 | 365 | 8.4476 | 0.0037907 | 8 | 0.45141
55810 | 10.4 | 1 | 365 | 11.8403 | 0.83281 | 12 | 0.67314
54777 | 5.46 | 1 | 365 | 6.2162 | 0.51222 | 6 | 0.7284
56943 | 11.7 | 1 | 365 | 13.3204 | 0.81191 | 14 | 0.13228
65583 | 4.94 | 1 | 365 | 5.6242 | 0.32058 | 5 | 0.94474
66208 | 6.76 | 0.8 | 365 | 6.157 | 0.39306 | 6 | 0.55003
66210 | 6.5 | 0.8 | 365 | 5.9202 | 0.9164 | 6 | 0.83657
66225 | 13.005 | 1 | 365 | 14.8061 | 0.80247 | 15 | 0.60858
66230 | 3.9 | 1 | 365 | 4.4401 | 0.9373 | 5 | 0.37743
65596 | 5.035 | 1 | 365 | 5.7323 | 0.53829 | 6 | 0.2706
64820 | 5.13 | 1 | 365 | 5.8405 | 0.75599 | 6 | 0.59646
66239 | 6.625 | 0.8 | 365 | 6.034 | 0.14556 | 6 | 0.17958
54220 | 5.72 | 1 | 365 | 6.5122 | 0.10804 | 6 | 0.62023
66246 | 7.56 | 1 | 365 | 8.607 | 0.32462 | 8 | 0.93163
66249 | 8.16 | 0.8 | 365 | 7.4321 | 0.95967 | 8 | 0.39176
66253 | 3.38 | 0.8 | 365 | 3.0785 | 0.19653 | 3 | 0.27502
51602 | 14.3 | 1 | 365 | 16.2805 | 0.77011 | 17 | 0.050567
66268 | 11.66 | 0.8 | 365 | 10.6199 | 0.37619 | 10 | 0.99606
66269 | 2.86 | 0.8 | 365 | 2.6049 | 0.24322 | 2 | 0.84809
59156 | 14.04 | 1 | 365 | 15.9845 | 0.17429 | 16 | 0.15874
66289 | 14.04 | 1 | 365 | 15.9845 | 0.17429 | 16 | 0.15874
66287 | 11.44 | 1 | 365 | 13.0244 | 0.21609 | 13 | 0.24045
27446 | 12.455 | 1 | 365 | 14.1799 | 0.54208 | 14 | 0.72202
30972 | 11.96 | 1 | 365 | 13.6164 | 0.40773 | 14 | 0.024111
66299 | 2.6 | 1 | 365 | 2.9601 | 0.9582 | 3 | 0.91828
66296 | 6.76 | 1 | 365 | 7.6962 | 0.49132 | 8 | 0.18754
50560 | 2.34 | 1 | 365 | 2.6641 | 0.36238 | 3 | 0.026456
66309 | 8.58 | 1 | 365 | 9.7683 | 0.66207 | 10 | 0.43034
66314 | 5.46 | 1 | 365 | 6.2162 | 0.51222 | 6 | 0.7284
66316 | 6.24 | 1 | 365 | 7.1042 | 0.29968 | 7 | 0.40388
34055 | 861 | 1 | 365 | 980.243 | 0.081376 | 980 | 0.32437
34268 | 647.46 | 0.8 | 365 | 589.7033 | 0.98376 | 590 | 0.68701
36171 | 35.316 | 0.9 | 365 | 36.1863 | 0.83764 | 37 | 0.023976
38514 | 266.4 | 0.9 | 365 | 272.9652 | 0.43785 | 273 | 0.40308
40516 | 426.24 | 0.9 | 365 | 436.7444 | 0.10056 | 436 | 0.84492
64976 | 26.24 | 0.9 | 365 | 26.8867 | 0.1188 | 27 | 0.0054683
66317 | 5.46 | 1 | 365 | 6.2162 | 0.51222 | 6 | 0.7284
66303 | 7.02 | 1 | 365 | 7.9922 | 0.087144 | 8 | 0.079369
66321 | 9.945 | 1 | 365 | 11.3223 | 0.79012 | 12 | 0.11244
66320 | 7.14 | 1 | 365 | 8.1288 | 0.36214 | 8 | 0.49098
39697 | 4.68 | 1 | 365 | 5.3282 | 0.72476 | 6 | 0.052913
66323 | 6.24 | 1 | 365 | 7.1042 | 0.29968 | 7 | 0.40388
66326 | 6.5 | 1 | 365 | 7.4002 | 0.8955 | 8 | 0.29571
66327 | 9.945 | 1 | 365 | 11.3223 | 0.79012 | 12 | 0.11244
34553 | 349.74 | 0.9 | 365 | 358.3591 | 0.3228 | 358 | 0.68188
35982 | 10.35 | 0.8 | 365 | 9.4267 | 0.97458 | 10 | 0.40131
66560 | 6.12 | 1 | 365 | 6.9676 | 0.02469 | 6 | 0.99227
66781 | 9.81 | 1 | 365 | 11.1686 | 0.48075 | 11 | 0.64938
66777 | 6.54 | 1 | 365 | 7.4457 | 0.98717 | 8 | 0.43292
62500 | 10.2 | 1 | 365 | 11.6126 | 0.37448 | 11 | 0.98712
35306 | 69.36 | 0.8 | 365 | 63.1727 | 0.15719 | 63 | 0.32992
64905 | 9 | 1 | 365 | 10.2464 | 0.62454 | 10 | 0.87099
64953 | 7.685 | 1 | 365 | 8.7493 | 0.61107 | 9 | 0.36039
65168 | 6.89 | 1 | 365 | 7.8442 | 0.78923 | 8 | 0.63346
65186 | 10.6 | 1 | 365 | 12.068 | 0.29113 | 12 | 0.35916
65190 | 6.625 | 1 | 365 | 7.5425 | 0.18196 | 7 | 0.72448
65196 | 10.6 | 1 | 365 | 12.068 | 0.29113 | 12 | 0.35916
65282 | 4.8 | 1 | 365 | 5.4648 | 0.99976 | 6 | 0.46453
65920 | 9.72 | 1 | 365 | 11.0662 | 0.27451 | 11 | 0.34067
65997 | 5.7 | 1 | 365 | 6.4894 | 0.062211 | 6 | 0.55162
66008 | 7.705 | 1 | 365 | 8.7721 | 0.6569 | 9 | 0.42899
66034 | 8.64 | 1 | 365 | 9.8366 | 0.79956 | 10 | 0.63615
66139 | 12.96 | 1 | 365 | 14.7549 | 0.69934 | 15 | 0.45422
66171 | 12.4 | 1 | 365 | 14.1173 | 0.41604 | 14 | 0.53336
65797 | 23.04 | 1 | 365 | 26.2309 | 0.79883 | 27 | 0.029725
46287 | 43.82 | 0.9 | 365 | 44.8999 | 0.37675 | 45 | 0.27666
63423 | 9.275 | 1 | 365 | 10.5595 | 0.25474 | 10 | 0.81427
65235 | 123.82 | 0.9 | 365 | 126.8714 | 0.3731 | 127 | 0.24455
61496 | 6 | 1 | 365 | 6.831 | 0.7497 | 7 | 0.58066
63273 | 7.2 | 1 | 365 | 8.1972 | 0.49964 | 8 | 0.69679
65652 | 7.28 | 1 | 365 | 8.2882 | 0.68296 | 8 | 0.9712
32083 | 5.72 | 1 | 365 | 6.5122 | 0.10804 | 6 | 0.62023
63301 | 5.16 | 1 | 365 | 5.8746 | 0.82474 | 6 | 0.69937
65238 | 5.565 | 1 | 365 | 6.3357 | 0.75284 | 7 | 0.08856
64508 | 8.625 | 1 | 365 | 9.8195 | 0.76519 | 10 | 0.5847
65415 | 5.3 | 1 | 365 | 6.034 | 0.14556 | 6 | 0.17958
65449 | 7.42 | 1 | 365 | 8.4476 | 0.0037907 | 8 | 0.45141
65451 | 5.565 | 1 | 365 | 6.3357 | 0.75284 | 7 | 0.08856
65455 | 5.2 | 1 | 365 | 5.9202 | 0.9164 | 6 | 0.83657
65502 | 5.3 | 1 | 365 | 6.034 | 0.14556 | 6 | 0.17958
65511 | 5.3 | 1 | 365 | 6.034 | 0.14556 | 6 | 0.17958
65528 | 5.3 | 1 | 365 | 6.034 | 0.14556 | 6 | 0.17958
65535 | 3.18 | 1 | 365 | 3.6204 | 0.28734 | 3 | 0.90775
59157 | 2.12 | 1 | 365 | 2.4136 | 0.85823 | 3 | 0.27183
65571 | 5.565 | 1 | 365 | 6.3357 | 0.75284 | 7 | 0.08856
65579 | 9.805 | 1 | 365 | 11.1629 | 0.46929 | 11 | 0.63222
62696 | 8.48 | 1 | 365 | 9.6544 | 0.4329 | 10 | 0.087329
62850 | 6.625 | 1 | 365 | 7.5425 | 0.18196 | 7 | 0.72448
65630 | 10.335 | 1 | 365 | 11.7663 | 0.68385 | 12 | 0.45018
64268 | 3.71 | 1 | 365 | 4.2238 | 0.5019 | 4 | 0.72571
65633 | 2.52 | 1 | 365 | 2.869 | 0.77487 | 3 | 0.64388
65635 | 10.335 | 1 | 365 | 11.7663 | 0.68385 | 12 | 0.45018
63554 | 2.12 | 1 | 365 | 2.4136 | 0.85823 | 3 | 0.27183
56743 | 2.08 | 1 | 365 | 2.3681 | 0.76656 | 3 | 0.13463
65705 | 24.885 | 1 | 365 | 28.3314 | 0.026864 | 28 | 0.35828
65714 | 8.415 | 0.8 | 365 | 7.6643 | 0.42716 | 8 | 0.091498
65908 | 6.825 | 1 | 365 | 7.7702 | 0.64028 | 8 | 0.4105
65923 | 5.4 | 1 | 365 | 6.1479 | 0.37473 | 6 | 0.52259
65489 | 2.835 | 1 | 365 | 3.2276 | 0.49673 | 3 | 0.72436
66088 | 9.805 | 0.8 | 365 | 8.9303 | 0.97544 | 9 | 0.90578
66092 | 6.84 | 0.8 | 365 | 6.2298 | 0.53972 | 6 | 0.76956
62154 | 14.061 | 1 | 365 | 16.0084 | 0.22241 | 16 | 0.23077
65902 | 8.125 | 0.8 | 365 | 7.4002 | 0.8955 | 8 | 0.29571
66194 | 5.2 | 0.8 | 365 | 4.7361 | 0.53312 | 5 | 0.26926
59671 | 8.48 | 1 | 365 | 9.6544 | 0.4329 | 10 | 0.087329
66206 | 2.34 | 1 | 365 | 2.6641 | 0.36238 | 3 | 0.026456
64507 | 8.625 | 1 | 365 | 9.8195 | 0.76519 | 10 | 0.5847
65611 | 9.275 | 1 | 365 | 10.5595 | 0.25474 | 10 | 0.81427
59898 | 2.65 | 1 | 365 | 3.017 | 0.072782 | 3 | 0.08979
59920 | 5.3 | 1 | 365 | 6.034 | 0.14556 | 6 | 0.17958
60092 | 3.18 | 1 | 365 | 3.6204 | 0.28734 | 3 | 0.90775
60097 | 4.77 | 1 | 365 | 5.4306 | 0.93101 | 6 | 0.36162
59687 | 3.18 | 1 | 365 | 3.6204 | 0.28734 | 3 | 0.90775
57092 | 2.12 | 1 | 365 | 2.4136 | 0.85823 | 3 | 0.27183
29181 | 2.34 | 1 | 365 | 2.6641 | 0.36238 | 3 | 0.026456
57494 | 2.08 | 1 | 365 | 2.3681 | 0.76656 | 3 | 0.13463
34258 | 2.34 | 1 | 365 | 2.6641 | 0.36238 | 3 | 0.026456
66305 | 11.44 | 1 | 365 | 13.0244 | 0.21609 | 13 | 0.24045
66324 | 2.08 | 1 | 365 | 2.3681 | 0.76656 | 3 | 0.13463
65587 | 4.76 | 0.8 | 365 | 4.3354 | 0.72647 | 5 | 0.061857
65588 | 10.36 | 0.8 | 365 | 9.4358 | 0.99291 | 10 | 0.42875
65656 | 7.56 | 0.8 | 365 | 6.8856 | 0.85969 | 7 | 0.7453
65590 | 7.28 | 0.8 | 365 | 6.6306 | 0.34637 | 6 | 0.97696
65704 | 10.08 | 0.8 | 365 | 9.1808 | 0.47959 | 9 | 0.6604
65706 | 3.08 | 0.8 | 365 | 2.8052 | 0.64654 | 3 | 0.45179
65708 | 11.115 | 0.8 | 365 | 10.1235 | 0.37705 | 10 | 0.50053
65709 | 11.2 | 0.8 | 365 | 10.2009 | 0.53288 | 10 | 0.73378
65710 | 11.2 | 0.8 | 365 | 10.2009 | 0.53288 | 10 | 0.73378
65731 | 7.65 | 0.8 | 365 | 6.9676 | 0.02469 | 6 | 0.99227
65774 | 5.88 | 0.8 | 365 | 5.3555 | 0.77976 | 6 | 0.13524
65790 | 3.92 | 0.8 | 365 | 3.5703 | 0.18651 | 3 | 0.75682
65794 | 9.01 | 0.8 | 365 | 8.2063 | 0.51797 | 8 | 0.72423
67199 | 9.315 | 1 | 365 | 10.6051 | 0.3464 | 10 | 0.95147
66086 | 3.71 | 0.8 | 365 | 3.379 | 0.80152 | 4 | 0.18057
66091 | 5.88 | 0.8 | 365 | 5.3555 | 0.77976 | 6 | 0.13524
66095 | 5.04 | 0.8 | 365 | 4.5904 | 0.2398 | 4 | 0.8302
66097 | 6.44 | 0.8 | 365 | 5.8655 | 0.80641 | 6 | 0.67192
66099 | 6.89 | 0.8 | 365 | 6.2754 | 0.63139 | 6 | 0.90676
66100 | 6.885 | 0.8 | 365 | 6.2708 | 0.62222 | 6 | 0.89304
66105 | 9.24 | 0.8 | 365 | 8.4157 | 0.93963 | 9 | 0.35537
67318 | 12.47 | 1 | 365 | 14.197 | 0.57645 | 14 | 0.77347
66107 | 10.36 | 0.8 | 365 | 9.4358 | 0.99291 | 10 | 0.42875
66212 | 7.84 | 0.8 | 365 | 7.1406 | 0.37302 | 7 | 0.51365
66214 | 6.72 | 0.8 | 365 | 6.1205 | 0.31973 | 6 | 0.44027
66215 | 11.2 | 0.8 | 365 | 10.2009 | 0.53288 | 10 | 0.73378
64253 | 5.13 | 1 | 365 | 5.8405 | 0.75599 | 6 | 0.59646
66216 | 7.28 | 0.8 | 365 | 6.6306 | 0.34637 | 6 | 0.97696
66217 | 3.36 | 0.8 | 365 | 3.0603 | 0.15986 | 3 | 0.22013
57082 | 8.84 | 1 | 365 | 10.0643 | 0.25789 | 10 | 0.32217
66218 | 7.28 | 0.8 | 365 | 6.6306 | 0.34637 | 6 | 0.97696
65478 | 3.71 | 1 | 365 | 4.2238 | 0.5019 | 4 | 0.72571
66219 | 3.18 | 0.8 | 365 | 2.8963 | 0.82987 | 3 | 0.7262
65615 | 4.505 | 1 | 365 | 5.1289 | 0.32373 | 5 | 0.45264
66220 | 6.16 | 0.8 | 365 | 5.6105 | 0.29308 | 5 | 0.90358
66221 | 10.36 | 0.8 | 365 | 9.4358 | 0.99291 | 10 | 0.42875
66222 | 6.3 | 0.8 | 365 | 5.738 | 0.54974 | 6 | 0.28775
66223 | 13.5 | 0.8 | 365 | 12.2957 | 0.74945 | 13 | 0.045184
66224 | 6.76 | 0.8 | 365 | 6.157 | 0.39306 | 6 | 0.55003
66226 | 8.32 | 0.8 | 365 | 7.5778 | 0.253 | 7 | 0.83081
66227 | 6.89 | 0.8 | 365 | 6.2754 | 0.63139 | 6 | 0.90676
66228 | 10.4 | 0.8 | 365 | 9.4723 | 0.066245 | 9 | 0.53851
64489 | 4.16 | 1 | 365 | 4.7361 | 0.53312 | 5 | 0.26926
65645 | 13.25 | 0.8 | 365 | 12.068 | 0.29113 | 12 | 0.35916
65658 | 4.505 | 0.8 | 365 | 4.1031 | 0.25898 | 4 | 0.36211
65659 | 5.72 | 0.8 | 365 | 5.2097 | 0.48643 | 5 | 0.69618
65737 | 6.095 | 0.8 | 365 | 5.5513 | 0.17392 | 5 | 0.72521
65738 | 10.07 | 0.8 | 365 | 9.1717 | 0.46126 | 9 | 0.63296
65739 | 6.36 | 0.8 | 365 | 5.7927 | 0.65974 | 6 | 0.4524
65832 | 9.805 | 0.8 | 365 | 8.9303 | 0.97544 | 9 | 0.90578
66319 | 4.42 | 1 | 365 | 5.0321 | 0.12894 | 5 | 0.16108
66329 | 6.24 | 1 | 365 | 7.1042 | 0.29968 | 7 | 0.40388
66330 | 6.375 | 1 | 365 | 7.2579 | 0.60905 | 7 | 0.86695
66334 | 8.32 | 1 | 365 | 9.4723 | 0.066245 | 9 | 0.53851
50619 | 20.4 | 1 | 365 | 23.2253 | 0.74897 | 23 | 0.97424
66337 | 6.885 | 1 | 365 | 7.8385 | 0.77778 | 8 | 0.6163
66338 | 6.5 | 1 | 365 | 7.4002 | 0.8955 | 8 | 0.29571
66340 | 5.72 | 1 | 365 | 6.5122 | 0.10804 | 6 | 0.62023
66344 | 5.035 | 1 | 365 | 5.7323 | 0.53829 | 6 | 0.2706
66347 | 6.89 | 1 | 365 | 7.8442 | 0.78923 | 8 | 0.63346
66349 | 11.7 | 1 | 365 | 13.3204 | 0.81191 | 14 | 0.13228
40232 | 8.06 | 1 | 365 | 9.1763 | 0.47042 | 9 | 0.64668
65895 | 4.24 | 1 | 365 | 4.8272 | 0.71645 | 5 | 0.54366
65899 | 11.2 | 1 | 365 | 12.7511 | 0.6661 | 13 | 0.41723
66361 | 5.3 | 1 | 365 | 6.034 | 0.14556 | 6 | 0.17958
50429 | 4.34 | 1 | 365 | 4.9411 | 0.94561 | 5 | 0.88668
66362 | 4.24 | 1 | 365 | 4.8272 | 0.71645 | 5 | 0.54366
66368 | 5.565 | 1 | 365 | 6.3357 | 0.75284 | 7 | 0.08856
66366 | 4.845 | 1 | 365 | 5.516 | 0.10288 | 5 | 0.61888
66364 | 5.865 | 0.8 | 365 | 5.3418 | 0.75226 | 6 | 0.094074
66371 | 6.24 | 1 | 365 | 7.1042 | 0.29968 | 7 | 0.40388
66369 | 5.46 | 1 | 365 | 6.2162 | 0.51222 | 6 | 0.7284
66376 | 4.16 | 1 | 365 | 4.7361 | 0.53312 | 5 | 0.26926
66374 | 5.61 | 1 | 365 | 6.3869 | 0.85597 | 7 | 0.24291
66380 | 8.84 | 1 | 365 | 10.0643 | 0.25789 | 10 | 0.32217
66383 | 8.06 | 1 | 365 | 9.1763 | 0.47042 | 9 | 0.64668
66278 | 11.52 | 1 | 365 | 13.1154 | 0.39942 | 13 | 0.51486
66370 | 10.5 | 0.8 | 365 | 9.5633 | 0.24957 | 9 | 0.81292
66382 | 9.36 | 1 | 365 | 10.6563 | 0.44953 | 11 | 0.10583
66386 | 2.86 | 1 | 365 | 3.2561 | 0.55402 | 3 | 0.81011
66384 | 4.24 | 1 | 365 | 4.8272 | 0.71645 | 5 | 0.54366
66387 | 5.83 | 1 | 365 | 6.6374 | 0.36012 | 6 | 0.99754
66389 | 6.24 | 1 | 365 | 7.1042 | 0.29968 | 7 | 0.40388
66393 | 4.94 | 1 | 365 | 5.6242 | 0.32058 | 5 | 0.94474
66397 | 6.36 | 1 | 365 | 7.2408 | 0.57468 | 7 | 0.8155
66395 | 8.215 | 1 | 365 | 9.3527 | 0.82563 | 10 | 0.17835
66400 | 7.95 | 1 | 365 | 9.051 | 0.21835 | 9 | 0.26937
66402 | 2.6 | 1 | 365 | 2.9601 | 0.9582 | 3 | 0.91828
66403 | 8.4 | 1 | 365 | 9.5633 | 0.24957 | 9 | 0.81292
66406 | 7.54 | 0.8 | 365 | 6.8674 | 0.82303 | 7 | 0.69042
66407 | 5.72 | 1 | 365 | 6.5122 | 0.10804 | 6 | 0.62023
66408 | 4.94 | 1 | 365 | 5.6242 | 0.32058 | 5 | 0.94474
66412 | 7.28 | 1 | 365 | 8.2882 | 0.68296 | 8 | 0.9712
66414 | 3.975 | 1 | 365 | 4.5255 | 0.10917 | 4 | 0.63469
66417 | 9.36 | 0.8 | 365 | 8.525 | 0.15962 | 8 | 0.68466
66418 | 6.36 | 1 | 365 | 7.2408 | 0.57468 | 7 | 0.8155
66421 | 4.94 | 1 | 365 | 5.6242 | 0.32058 | 5 | 0.94474
66424 | 7.42 | 0.8 | 365 | 6.7581 | 0.60303 | 7 | 0.36113
60126 | 8.06 | 1 | 365 | 9.1763 | 0.47042 | 9 | 0.64668
65814 | 9.54 | 1 | 365 | 10.8612 | 0.86202 | 11 | 0.72325
66426 | 6.36 | 1 | 365 | 7.2408 | 0.57468 | 7 | 0.8155
66427 | 4.77 | 1 | 365 | 5.4306 | 0.93101 | 6 | 0.36162
66429 | 5.035 | 0.8 | 365 | 4.5859 | 0.23063 | 4 | 0.81648
66428 | 5.565 | 1 | 365 | 6.3357 | 0.75284 | 7 | 0.08856
66431 | 5.3 | 1 | 365 | 6.034 | 0.14556 | 6 | 0.17958
66432 | 6.89 | 1 | 365 | 7.8442 | 0.78923 | 8 | 0.63346
66434 | 3.975 | 1 | 365 | 4.5255 | 0.10917 | 4 | 0.63469
66435 | 4.505 | 1 | 365 | 5.1289 | 0.32373 | 5 | 0.45264
66436 | 3.64 | 1 | 365 | 4.1441 | 0.34148 | 4 | 0.4856
66438 | 7.42 | 1 | 365 | 8.4476 | 0.0037907 | 8 | 0.45141
66439 | 6.095 | 1 | 365 | 6.9391 | 0.9674 | 7 | 0.90652
66440 | 6.095 | 1 | 365 | 6.9391 | 0.9674 | 7 | 0.90652
66445 | 6.5 | 1 | 365 | 7.4002 | 0.8955 | 8 | 0.29571
66449 | 4.68 | 0.8 | 365 | 4.2625 | 0.57981 | 4 | 0.84233
18624 | 17.94 | 1 | 365 | 20.4246 | 0.11159 | 20 | 0.53617
66451 | 6.76 | 0.8 | 365 | 6.157 | 0.39306 | 6 | 0.55003
66447 | 9.805 | 1 | 365 | 11.1629 | 0.46929 | 11 | 0.63222
55468 | 5.2 | 1 | 365 | 5.9202 | 0.9164 | 6 | 0.83657
66454 | 6.5 | 1 | 365 | 7.4002 | 0.8955 | 8 | 0.29571
66450 | 5.2 | 0.8 | 365 | 4.7361 | 0.53312 | 5 | 0.26926
66456 | 5.2 | 1 | 365 | 5.9202 | 0.9164 | 6 | 0.83657
66455 | 6.16 | 1 | 365 | 7.0131 | 0.11635 | 7 | 0.12948
66457 | 3.975 | 1 | 365 | 4.5255 | 0.10917 | 4 | 0.63469
61172 | 4.505 | 1 | 365 | 5.1289 | 0.32373 | 5 | 0.45264
66458 | 10.6 | 1 | 365 | 12.068 | 0.29113 | 12 | 0.35916
66461 | 6.615 | 0.8 | 365 | 6.0249 | 0.12723 | 6 | 0.15214
66448 | 4.24 | 1 | 365 | 4.8272 | 0.71645 | 5 | 0.54366
66464 | 7.28 | 1 | 365 | 8.2882 | 0.68296 | 8 | 0.9712
66463 | 6.76 | 1 | 365 | 7.6962 | 0.49132 | 8 | 0.18754
66466 | 9.1 | 0.8 | 365 | 8.2882 | 0.68296 | 8 | 0.9712
66467 | 3.18 | 0.8 | 365 | 2.8963 | 0.82987 | 3 | 0.7262
66470 | 4.41 | 1 | 365 | 5.0208 | 0.10603 | 5 | 0.12678
66472 | 9.36 | 0.8 | 365 | 8.525 | 0.15962 | 8 | 0.68466
66471 | 9.45 | 1 | 365 | 10.7588 | 0.65577 | 11 | 0.41454
66473 | 5.46 | 1 | 365 | 6.2162 | 0.51222 | 6 | 0.7284
66475 | 6.24 | 1 | 365 | 7.1042 | 0.29968 | 7 | 0.40388
66477 | 8.06 | 0.8 | 365 | 7.341 | 0.77634 | 8 | 0.11735
66482 | 6.24 | 0.8 | 365 | 5.6834 | 0.43975 | 6 | 0.12311
66486 | 6.93 | 1 | 365 | 7.8898 | 0.8809 | 8 | 0.77066
66489 | 9.135 | 0.8 | 365 | 8.3201 | 0.74713 | 9 | 0.067241
66491 | 6.625 | 0.8 | 365 | 6.034 | 0.14556 | 6 | 0.17958
66507 | 8.215 | 1 | 365 | 9.3527 | 0.82563 | 10 | 0.17835
66009 | 4.24 | 1 | 365 | 4.8272 | 0.71645 | 5 | 0.54366
66010 | 10.24 | 1 | 365 | 11.6582 | 0.46615 | 12 | 0.12432
66011 | 11.2 | 1 | 365 | 12.7511 | 0.6661 | 13 | 0.41723
66518 | 2.34 | 1 | 365 | 2.6641 | 0.36238 | 3 | 0.026456
66517 | 5.46 | 1 | 365 | 6.2162 | 0.51222 | 6 | 0.7284
61444 | 11.13 | 1 | 365 | 12.6714 | 0.50569 | 13 | 0.17712
66521 | 5.04 | 1 | 365 | 5.738 | 0.54974 | 6 | 0.28775
66522 | 6.5 | 1 | 365 | 7.4002 | 0.8955 | 8 | 0.29571
61458 | 15.86 | 1 | 365 | 18.0565 | 0.34503 | 18 | 0.40154
66523 | 4.24 | 0.8 | 365 | 3.8618 | 0.77316 | 4 | 0.63493
66525 | 8.58 | 1 | 365 | 9.7683 | 0.66207 | 10 | 0.43034
66527 | 22.95 | 0.8 | 365 | 20.9027 | 0.07407 | 20 | 0.97681
66538 | 4.77 | 0.8 | 365 | 4.3445 | 0.74481 | 5 | 0.089298
66548 | 13 | 0.8 | 365 | 11.8403 | 0.83281 | 12 | 0.67314
66039 | 12.6 | 1 | 365 | 14.345 | 0.87436 | 15 | 0.21938
66546 | 6.21 | 0.8 | 365 | 5.656 | 0.38475 | 6 | 0.040784
66550 | 6.375 | 0.8 | 365 | 5.8063 | 0.68724 | 6 | 0.49356
66065 | 6.72 | 1 | 365 | 7.6507 | 0.39966 | 8 | 0.050337
66556 | 6.3 | 0.8 | 365 | 5.738 | 0.54974 | 6 | 0.28775
66554 | 6 | 0.8 | 365 | 5.4648 | 0.99976 | 6 | 0.46453
66557 | 12.915 | 1 | 365 | 14.7036 | 0.59622 | 15 | 0.29987
66561 | 5.7 | 1 | 365 | 6.4894 | 0.062211 | 6 | 0.55162
61575 | 4.16 | 1 | 365 | 4.7361 | 0.53312 | 5 | 0.26926
66132 | 10.2 | 1 | 365 | 11.6126 | 0.37448 | 11 | 0.98712
66137 | 5.04 | 0.8 | 365 | 4.5904 | 0.2398 | 4 | 0.8302
65311 | 11.1 | 1 | 365 | 12.6373 | 0.43694 | 13 | 0.074217
40915 | 11.118 | 1 | 365 | 12.6578 | 0.47819 | 13 | 0.13596
65680 | 9.805 | 1 | 365 | 11.1629 | 0.46929 | 11 | 0.63222
66578 | 7.36 | 1 | 365 | 8.3793 | 0.86629 | 9 | 0.24561
66579 | 4.05 | 1 | 365 | 4.6109 | 0.28104 | 4 | 0.89194
66580 | 11.96 | 1 | 365 | 13.6164 | 0.40773 | 14 | 0.024111
66581 | 5.04 | 1 | 365 | 5.738 | 0.54974 | 6 | 0.28775
66582 | 10.08 | 1 | 365 | 11.476 | 0.099489 | 11 | 0.5755
66583 | 7.695 | 1 | 365 | 8.7607 | 0.63399 | 9 | 0.39469
66592 | 10.15 | 1 | 365 | 11.5557 | 0.2599 | 11 | 0.81561
66595 | 12.426 | 1 | 365 | 14.1469 | 0.47562 | 14 | 0.62254
50296 | 7.95 | 1 | 365 | 9.051 | 0.21835 | 9 | 0.26937
66596 | 10.5 | 1 | 365 | 11.9542 | 0.061968 | 12 | 0.016151
66610 | 11.13 | 1 | 365 | 12.6714 | 0.50569 | 13 | 0.17712
66613 | 7.695 | 0.8 | 365 | 7.0086 | 0.10719 | 7 | 0.11575
66612 | 5.355 | 0.8 | 365 | 4.8773 | 0.81728 | 5 | 0.69459
66616 | 5.72 | 0.8 | 365 | 5.2097 | 0.48643 | 5 | 0.69618
66618 | 6.36 | 0.8 | 365 | 5.7927 | 0.65974 | 6 | 0.4524
66619 | 9.01 | 0.8 | 365 | 8.2063 | 0.51797 | 8 | 0.72423
66623 | 4.94 | 0.8 | 365 | 4.4993 | 0.056466 | 4 | 0.55579
66622 | 9.62 | 0.8 | 365 | 8.7618 | 0.63628 | 9 | 0.39812
66625 | 5.46 | 0.8 | 365 | 4.9729 | 0.0097787 | 4 | 0.98272
66627 | 13.545 | 0.8 | 365 | 12.3367 | 0.83195 | 13 | 0.16867
65632 | 4.505 | 1 | 365 | 5.1289 | 0.32373 | 5 | 0.45264
66628 | 4.16 | 0.8 | 365 | 3.7889 | 0.6265 | 4 | 0.4154
66626 | 9.805 | 0.8 | 365 | 8.9303 | 0.97544 | 9 | 0.90578
66630 | 10.66 | 0.8 | 365 | 9.7091 | 0.5429 | 10 | 0.25197
66632 | 8.16 | 0.8 | 365 | 7.4321 | 0.95967 | 8 | 0.39176
66631 | 2.6 | 0.8 | 365 | 2.3681 | 0.76656 | 3 | 0.13463
66634 | 6.76 | 0.8 | 365 | 6.157 | 0.39306 | 6 | 0.55003
66637 | 4.68 | 0.8 | 365 | 4.2625 | 0.57981 | 4 | 0.84233
66638 | 6.36 | 1 | 365 | 7.2408 | 0.57468 | 7 | 0.8155
66641 | 18.24 | 1 | 365 | 20.7661 | 0.79908 | 21 | 0.5652
66642 | 8.4 | 1 | 365 | 9.5633 | 0.24957 | 9 | 0.81292
66651 | 8.58 | 0.8 | 365 | 7.8146 | 0.72965 | 8 | 0.54427
66647 | 7.44 | 0.8 | 365 | 6.7763 | 0.6397 | 7 | 0.41601
66655 | 7.28 | 0.8 | 365 | 6.6306 | 0.34637 | 6 | 0.97696
66658 | 7.28 | 0.8 | 365 | 6.6306 | 0.34637 | 6 | 0.97696
66660 | 5.72 | 0.8 | 365 | 5.2097 | 0.48643 | 5 | 0.69618
66662 | 4.68 | 0.8 | 365 | 4.2625 | 0.57981 | 4 | 0.84233
66663 | 7.125 | 0.8 | 365 | 6.4894 | 0.062211 | 6 | 0.55162
66672 | 12 | 1 | 365 | 13.6619 | 0.49939 | 14 | 0.16132
66673 | 4.8 | 1 | 365 | 5.4648 | 0.99976 | 6 | 0.46453
66677 | 6.6 | 1 | 365 | 7.5141 | 0.12467 | 7 | 0.63872
66678 | 8.4 | 1 | 365 | 9.5633 | 0.24957 | 9 | 0.81292
65283 | 12.6 | 1 | 365 | 14.345 | 0.87436 | 15 | 0.21938
66683 | 3.9 | 0.8 | 365 | 3.5521 | 0.14984 | 3 | 0.70194
49726 | 9.735 | 1 | 365 | 11.0832 | 0.30888 | 11 | 0.39212
66684 | 9.36 | 0.8 | 365 | 8.525 | 0.15962 | 8 | 0.68466
66685 | 8.82 | 0.8 | 365 | 8.0332 | 0.16964 | 8 | 0.20285
65355 | 10.03 | 1 | 365 | 11.4191 | 0.98491 | 12 | 0.404
66686 | 10.14 | 0.8 | 365 | 9.2355 | 0.58959 | 9 | 0.82505
66689 | 2.415 | 1 | 365 | 2.7495 | 0.53425 | 3 | 0.28371
66691 | 4.578 | 1 | 365 | 5.212 | 0.49102 | 5 | 0.70304
66694 | 4.69 | 1 | 365 | 5.3395 | 0.74768 | 6 | 0.087214
66695 | 11.66 | 1 | 365 | 13.2748 | 0.72024 | 13 | 0.99508
66696 | 4.59 | 1 | 365 | 5.2257 | 0.51852 | 5 | 0.7442
66138 | 3.64 | 0.8 | 365 | 3.3153 | 0.67319 | 3 | 0.98848
66701 | 5.7 | 0.8 | 365 | 5.1915 | 0.44977 | 5 | 0.6413
66703 | 6 | 0.8 | 365 | 5.4648 | 0.99976 | 6 | 0.46453
66704 | 6.27 | 1 | 365 | 7.1384 | 0.36843 | 7 | 0.50679
66709 | 8.58 | 0.8 | 365 | 7.8146 | 0.72965 | 8 | 0.54427
66711 | 5.565 | 0.8 | 365 | 5.0686 | 0.20227 | 5 | 0.27085
66714 | 5.98 | 0.8 | 365 | 5.4466 | 0.96309 | 6 | 0.40964
66715 | 4.68 | 0.8 | 365 | 4.2625 | 0.57981 | 4 | 0.84233
66725 | 6.36 | 0.8 | 365 | 5.7927 | 0.65974 | 6 | 0.4524
66728 | 4.42 | 0.8 | 365 | 4.0257 | 0.10315 | 4 | 0.12887
66726 | 13.23 | 0.8 | 365 | 12.0498 | 0.25446 | 12 | 0.30428
66730 | 8.32 | 0.8 | 365 | 7.5778 | 0.253 | 7 | 0.83081
66729 | 5.76 | 0.8 | 365 | 5.2462 | 0.55977 | 5 | 0.80595
66734 | 3.38 | 0.8 | 365 | 3.0785 | 0.19653 | 3 | 0.27502
66752 | 13.545 | 0.8 | 365 | 12.3367 | 0.83195 | 13 | 0.16867
66753 | 3.38 | 1 | 365 | 3.8481 | 0.74566 | 4 | 0.59377
66754 | 6.24 | 0.8 | 365 | 5.6834 | 0.43975 | 6 | 0.12311
66755 | 4.68 | 0.8 | 365 | 4.2625 | 0.57981 | 4 | 0.84233
66757 | 8.505 | 0.8 | 365 | 7.7463 | 0.59216 | 8 | 0.33847
66759 | 10.14 | 0.8 | 365 | 9.2355 | 0.58959 | 9 | 0.82505
66760 | 4.68 | 1 | 365 | 5.3282 | 0.72476 | 6 | 0.052913
66761 | 11.96 | 0.8 | 365 | 10.8931 | 0.92618 | 11 | 0.81929
66762 | 5.035 | 1 | 365 | 5.7323 | 0.53829 | 6 | 0.2706
66763 | 7.56 | 0.8 | 365 | 6.8856 | 0.85969 | 7 | 0.7453
66764 | 6.24 | 0.8 | 365 | 5.6834 | 0.43975 | 6 | 0.12311
66765 | 12.6 | 0.8 | 365 | 11.476 | 0.099489 | 11 | 0.5755
66766 | 9.52 | 0.8 | 365 | 8.6708 | 0.45295 | 9 | 0.12371
66767 | 4.24 | 0.8 | 365 | 3.8618 | 0.77316 | 4 | 0.63493
66768 | 5.1 | 1 | 365 | 5.8063 | 0.68724 | 6 | 0.49356
66774 | 4.355 | 1 | 365 | 4.9581 | 0.97999 | 5 | 0.93813
66776 | 6 | 1 | 365 | 6.831 | 0.7497 | 7 | 0.58066
66779 | 10.92 | 1 | 365 | 12.4324 | 0.024447 | 12 | 0.4568
66784 | 8.97 | 1 | 365 | 10.2123 | 0.5558 | 10 | 0.76808
66788 | 3.38 | 0.8 | 365 | 3.0785 | 0.19653 | 3 | 0.27502
66789 | 10.6 | 0.8 | 365 | 9.6544 | 0.4329 | 10 | 0.087329
66790 | 5.72 | 0.8 | 365 | 5.2097 | 0.48643 | 5 | 0.69618
66792 | 7.02 | 0.8 | 365 | 6.3938 | 0.86972 | 7 | 0.2635
66791 | 7.15 | 1 | 365 | 8.1402 | 0.38505 | 8 | 0.52528
66795 | 6.5 | 0.8 | 365 | 5.9202 | 0.9164 | 6 | 0.83657
66796 | 5.355 | 0.8 | 365 | 4.8773 | 0.81728 | 5 | 0.69459
66409 | 5.865 | 0.8 | 365 | 5.3418 | 0.75226 | 6 | 0.094074
66798 | 8.32 | 0.8 | 365 | 7.5778 | 0.253 | 7 | 0.83081
66797 | 5.12 | 1 | 365 | 5.8291 | 0.73307 | 6 | 0.56216
66799 | 11.7 | 0.8 | 365 | 10.6563 | 0.44953 | 11 | 0.10583
66800 | 6.625 | 0.8 | 365 | 6.034 | 0.14556 | 6 | 0.17958
65408 | 8.58 | 1 | 365 | 9.7683 | 0.66207 | 10 | 0.43034
65383 | 11.055 | 1 | 365 | 12.586 | 0.33381 | 12 | 0.91986
66080 | 9.045 | 1 | 365 | 10.2977 | 0.72767 | 11 | 0.025341
66802 | 9.275 | 0.8 | 365 | 8.4476 | 0.0037907 | 8 | 0.45141
66807 | 6.24 | 0.8 | 365 | 5.6834 | 0.43975 | 6 | 0.12311
66808 | 5.13 | 0.8 | 365 | 4.6724 | 0.40479 | 5 | 0.07717
66812 | 7.245 | 1 | 365 | 8.2484 | 0.60276 | 8 | 0.85114
66815 | 5.76 | 1 | 365 | 6.5577 | 0.19971 | 6 | 0.75743
66818 | 11.4 | 1 | 365 | 12.9788 | 0.12442 | 13 | 0.10325
66817 | 3.52 | 1 | 365 | 4.0075 | 0.066488 | 4 | 0.073986
65032 | 7.41 | 1 | 365 | 8.4362 | 0.98087 | 9 | 0.41711
66820 | 13.395 | 1 | 365 | 15.2501 | 0.6962 | 15 | 0.94632
66822 | 6.76 | 0.8 | 365 | 6.157 | 0.39306 | 6 | 0.55003
66823 | 3.9 | 0.8 | 365 | 3.5521 | 0.14984 | 3 | 0.70194
66824 | 7.98 | 0.8 | 365 | 7.2681 | 0.62968 | 7 | 0.89782
66828 | 5.7 | 0.8 | 365 | 5.1915 | 0.44977 | 5 | 0.6413
66830 | 7.125 | 0.8 | 365 | 6.4894 | 0.062211 | 6 | 0.55162
66831 | 13.395 | 0.8 | 365 | 12.2001 | 0.55696 | 12 | 0.75705
66834 | 6.555 | 0.8 | 365 | 5.9703 | 0.017234 | 5 | 0.98749
66836 | 5.7 | 0.8 | 365 | 5.1915 | 0.44977 | 5 | 0.6413
66838 | 11.7 | 0.8 | 365 | 10.6563 | 0.44953 | 11 | 0.10583
66840 | 3.77 | 0.8 | 365 | 3.4337 | 0.91151 | 4 | 0.34521
66841 | 7.41 | 0.8 | 365 | 6.749 | 0.5847 | 7 | 0.33369
66842 | 4.24 | 0.8 | 365 | 3.8618 | 0.77316 | 4 | 0.63493
66845 | 6.84 | 0.8 | 365 | 6.2298 | 0.53972 | 6 | 0.76956
66846 | 5.67 | 0.8 | 365 | 5.1642 | 0.39477 | 5 | 0.55898
66847 | 10.83 | 0.8 | 365 | 9.8639 | 0.85456 | 10 | 0.71847
66848 | 7.28 | 0.8 | 365 | 6.6306 | 0.34637 | 6 | 0.97696
66849 | 6.5 | 0.8 | 365 | 5.9202 | 0.9164 | 6 | 0.83657
66850 | 3.705 | 0.8 | 365 | 3.3745 | 0.79235 | 4 | 0.16684
66852 | 3.99 | 0.8 | 365 | 3.6341 | 0.31484 | 3 | 0.94891
66853 | 12.54 | 0.8 | 365 | 11.4214 | 0.98949 | 12 | 0.41086
66854 | 8.55 | 0.8 | 365 | 7.7873 | 0.67465 | 8 | 0.46195
66855 | 5.7 | 0.8 | 365 | 5.1915 | 0.44977 | 5 | 0.6413
66856 | 3.9 | 0.8 | 365 | 3.5521 | 0.14984 | 3 | 0.70194
66857 | 5.415 | 0.8 | 365 | 4.932 | 0.92728 | 5 | 0.85923
66858 | 13.395 | 0.8 | 365 | 12.2001 | 0.55696 | 12 | 0.75705
66859 | 6.84 | 0.8 | 365 | 6.2298 | 0.53972 | 6 | 0.76956
66860 | 10.44 | 0.8 | 365 | 9.5087 | 0.13958 | 9 | 0.64828
66861 | 2.6 | 0.8 | 365 | 2.3681 | 0.76656 | 3 | 0.13463
66862 | 11.4 | 0.8 | 365 | 10.3831 | 0.89954 | 11 | 0.2826
66863 | 7.695 | 0.8 | 365 | 7.0086 | 0.10719 | 7 | 0.11575
59622 | 8.4 | 1 | 365 | 9.5633 | 0.24957 | 9 | 0.81292
66866 | 4.94 | 0.8 | 365 | 4.4993 | 0.056466 | 4 | 0.55579
66870 | 8.19 | 0.8 | 365 | 7.4594 | 0.014668 | 7 | 0.47408
66874 | 7.685 | 1 | 365 | 8.7493 | 0.61107 | 9 | 0.36039
66872 | 4.77 | 0.8 | 365 | 4.3445 | 0.74481 | 5 | 0.089298
66333 | 8.58 | 1 | 365 | 9.7683 | 0.66207 | 10 | 0.43034
66880 | 10.695 | 1 | 365 | 12.1762 | 0.50883 | 12 | 0.68502
66886 | 3.975 | 0.8 | 365 | 3.6204 | 0.28734 | 3 | 0.90775
66888 | 11.18 | 0.8 | 365 | 10.1827 | 0.49621 | 10 | 0.6789
66890 | 7.92 | 1 | 365 | 9.0169 | 0.1496 | 9 | 0.16647
66882 | 8.64 | 1 | 365 | 9.8366 | 0.79956 | 10 | 0.63615
66892 | 7.2 | 1 | 365 | 8.1972 | 0.49964 | 8 | 0.69679
66893 | 6.27 | 1 | 365 | 7.1384 | 0.36843 | 7 | 0.50679
66895 | 9.69 | 1 | 365 | 11.032 | 0.20576 | 11 | 0.23776
66899 | 12.96 | 1 | 365 | 14.7549 | 0.69934 | 15 | 0.45422
66900 | 9.76 | 1 | 365 | 11.1117 | 0.36617 | 11 | 0.47787
36797 | 35.316 | 0.9 | 365 | 36.1863 | 0.83764 | 37 | 0.023976
64812 | 12.48 | 1 | 365 | 14.2084 | 0.59937 | 14 | 0.80777
66780 | 10.26 | 1 | 365 | 11.6809 | 0.51198 | 12 | 0.19292
66908 | 3.71 | 0.8 | 365 | 3.379 | 0.80152 | 4 | 0.18057
66914 | 7.155 | 0.8 | 365 | 6.5167 | 0.11721 | 6 | 0.63395
65740 | 15.36 | 1 | 365 | 17.4873 | 0.19922 | 17 | 0.68648
66916 | 4.16 | 1 | 365 | 4.7361 | 0.53312 | 5 | 0.26926
47877 | 48.36 | 0.9 | 365 | 49.5518 | 0.74029 | 50 | 0.29209
66918 | 3.38 | 1 | 365 | 3.8481 | 0.74566 | 4 | 0.59377
43098 | 34.21 | 0.9 | 365 | 35.0531 | 0.55657 | 35 | 0.60964
66922 | 25 | 1 | 365 | 28.4623 | 0.2904 | 28 | 0.75274
66920 | 13.25 | 0.8 | 365 | 12.068 | 0.29113 | 12 | 0.35916
66926 | 5.83 | 0.8 | 365 | 5.3099 | 0.6881 | 5 | 0.99803
66928 | 6.89 | 0.8 | 365 | 6.2754 | 0.63139 | 6 | 0.90676
66932 | 8.745 | 0.8 | 365 | 7.9649 | 0.032146 | 7 | 0.99705
66575 | 3.135 | 1 | 365 | 3.5692 | 0.18422 | 3 | 0.75339
67086 | 5.2 | 0.8 | 365 | 4.7361 | 0.53312 | 5 | 0.26926
66814 | 9.28 | 1 | 365 | 10.5652 | 0.2662 | 10 | 0.83142
62205 | 16.99 | 1 | 365 | 19.343 | 0.93456 | 20 | 0.27756
66832 | 6.54 | 0.8 | 365 | 5.9566 | 0.98973 | 6 | 0.94633
66747 | 6.36 | 0.8 | 365 | 5.7927 | 0.65974 | 6 | 0.4524
36944 | 15.045 | 1 | 365 | 17.1286 | 0.47736 | 17 | 0.606
45582 | 9.62 | 1 | 365 | 10.9523 | 0.045346 | 10 | 0.99765
63687 | 5.3 | 1 | 365 | 6.034 | 0.14556 | 6 | 0.17958
59784 | 8.55 | 1 | 365 | 9.7341 | 0.59332 | 10 | 0.32744
61932 | 110.88 | 0.9 | 365 | 113.6126 | 0.68494 | 114 | 0.2975
29686 | 595.68 | 0.9 | 365 | 610.3601 | 0.56284 | 610 | 0.92292
65194 | 10.6 | 1 | 365 | 12.068 | 0.29113 | 12 | 0.35916
34497 | 1918.44 | 1 | 365 | 2184.1317 | 0.3278 | 2184 | 0.45946
66001 | 8.64 | 1 | 365 | 9.8366 | 0.79956 | 10 | 0.63615
50838 | 5.72 | 1 | 365 | 6.5122 | 0.10804 | 6 | 0.62023
65496 | 8.06 | 1 | 365 | 9.1763 | 0.47042 | 9 | 0.64668
65500 | 6.24 | 1 | 365 | 7.1042 | 0.29968 | 7 | 0.40388
65552 | 12.72 | 1 | 365 | 14.4816 | 0.14936 | 14 | 0.63099
65830 | 4.24 | 0.8 | 365 | 3.8618 | 0.77316 | 4 | 0.63493
65732 | 9 | 1 | 365 | 10.2464 | 0.62454 | 10 | 0.87099
65900 | 10.26 | 1 | 365 | 11.6809 | 0.51198 | 12 | 0.19292
66015 | 5.04 | 1 | 365 | 5.738 | 0.54974 | 6 | 0.28775
66055 | 5.415 | 1 | 365 | 6.1649 | 0.4091 | 6 | 0.57404
66093 | 7.41 | 1 | 365 | 8.4362 | 0.98087 | 9 | 0.41711
66160 | 4.845 | 1 | 365 | 5.516 | 0.10288 | 5 | 0.61888
65558 | 9.9 | 1 | 365 | 11.2711 | 0.687 | 11 | 0.95809
66743 | 5.1 | 1 | 365 | 5.8063 | 0.68724 | 6 | 0.49356
66738 | 6.6 | 1 | 365 | 7.5141 | 0.12467 | 7 | 0.63872
63650 | 7.54 | 1 | 365 | 8.5842 | 0.27878 | 8 | 0.86303
66680 | 11.34 | 1 | 365 | 12.9105 | 0.98693 | 13 | 0.89744
66679 | 11.34 | 1 | 365 | 12.9105 | 0.98693 | 13 | 0.89744
66643 | 6.63 | 1 | 365 | 7.5482 | 0.19341 | 7 | 0.74163
27723 | 3.57 | 1 | 365 | 4.0644 | 0.18107 | 4 | 0.24549
39043 | 6.375 | 1 | 365 | 7.2579 | 0.60905 | 7 | 0.86695
63177 | 3.975 | 1 | 365 | 4.5255 | 0.10917 | 4 | 0.63469
46917 | 7.705 | 0.8 | 365 | 7.0177 | 0.12552 | 7 | 0.1432
67355 | 10.92 | 0.8 | 365 | 9.9459 | 0.019557 | 9 | 0.96544
51273 | 7.8 | 1 | 365 | 8.8803 | 0.8746 | 9 | 0.75485
66901 | 11.2 | 1 | 365 | 12.7511 | 0.6661 | 13 | 0.41723
65402 | 7.56 | 1 | 365 | 8.607 | 0.32462 | 8 | 0.93163
31502 | 2598.97 | 0.8 | 365 | 2367.1286 | 0.67299 | 2367 | 0.80156
63505 | 9.88 | 1 | 365 | 11.2483 | 0.64117 | 11 | 0.88948
65741 | 3.445 | 0.8 | 365 | 3.1377 | 0.31569 | 3 | 0.45338
59429 | 5.72 | 1 | 365 | 6.5122 | 0.10804 | 6 | 0.62023
58527 | 10.66 | 1 | 365 | 12.1363 | 0.42863 | 12 | 0.56497
63163 | 2.6 | 1 | 365 | 2.9601 | 0.9582 | 3 | 0.91828
63377 | 4.24 | 1 | 365 | 4.8272 | 0.71645 | 5 | 0.54366
63069 | 8.32 | 1 | 365 | 9.4723 | 0.066245 | 9 | 0.53851
62884 | 5.83 | 1 | 365 | 6.6374 | 0.36012 | 6 | 0.99754
62807 | 5.46 | 1 | 365 | 6.2162 | 0.51222 | 6 | 0.7284
62691 | 3.975 | 1 | 365 | 4.5255 | 0.10917 | 4 | 0.63469
62685 | 7.14 | 1 | 365 | 8.1288 | 0.36214 | 8 | 0.49098
62702 | 7.155 | 1 | 365 | 8.1459 | 0.39651 | 8 | 0.54243
59575 | 9.435 | 1 | 365 | 10.7417 | 0.6214 | 11 | 0.36308
59535 | 2.34 | 1 | 365 | 2.6641 | 0.36238 | 3 | 0.026456
48243 | 12.6 | 1 | 365 | 14.345 | 0.87436 | 15 | 0.21938
66939 | 4.16 | 0.8 | 365 | 3.7889 | 0.6265 | 4 | 0.4154
66941 | 9.275 | 0.8 | 365 | 8.4476 | 0.0037907 | 8 | 0.45141
66943 | 8.06 | 0.8 | 365 | 7.341 | 0.77634 | 8 | 0.11735
66946 | 5.565 | 0.8 | 365 | 5.0686 | 0.20227 | 5 | 0.27085
66953 | 4.77 | 0.8 | 365 | 4.3445 | 0.74481 | 5 | 0.089298
66952 | 11.13 | 0.8 | 365 | 10.1371 | 0.40455 | 10 | 0.5417
66957 | 4.505 | 0.8 | 365 | 4.1031 | 0.25898 | 4 | 0.36211
66960 | 6.36 | 0.8 | 365 | 5.7927 | 0.65974 | 6 | 0.4524
66961 | 6.12 | 0.8 | 365 | 5.5741 | 0.21975 | 5 | 0.79382
66962 | 2.915 | 0.8 | 365 | 2.655 | 0.34405 | 2 | 0.99902
66965 | 6.48 | 0.8 | 365 | 5.902 | 0.87974 | 6 | 0.78169
66967 | 6.625 | 0.8 | 365 | 6.034 | 0.14556 | 6 | 0.17958
66966 | 4.77 | 0.8 | 365 | 4.3445 | 0.74481 | 5 | 0.089298
66964 | 3.9 | 0.8 | 365 | 3.5521 | 0.14984 | 3 | 0.70194
66970 | 10.865 | 0.8 | 365 | 9.8958 | 0.91873 | 10 | 0.81451
66971 | 13 | 0.8 | 365 | 11.8403 | 0.83281 | 12 | 0.67314
66972 | 4.86 | 0.8 | 365 | 4.4265 | 0.9098 | 5 | 0.33627
66968 | 3.445 | 0.8 | 365 | 3.1377 | 0.31569 | 3 | 0.45338
66974 | 3.9 | 0.8 | 365 | 3.5521 | 0.14984 | 3 | 0.70194
66978 | 4.16 | 0.8 | 365 | 3.7889 | 0.6265 | 4 | 0.4154
66989 | 5.46 | 0.8 | 365 | 4.9729 | 0.0097787 | 4 | 0.98272
66991 | 3.18 | 0.8 | 365 | 2.8963 | 0.82987 | 3 | 0.7262
66994 | 6.89 | 0.8 | 365 | 6.2754 | 0.63139 | 6 | 0.90676
66995 | 5.46 | 0.8 | 365 | 4.9729 | 0.0097787 | 4 | 0.98272
66997 | 5.72 | 0.8 | 365 | 5.2097 | 0.48643 | 5 | 0.69618
66999 | 5.04 | 0.8 | 365 | 4.5904 | 0.2398 | 4 | 0.8302
67005 | 7.02 | 0.8 | 365 | 6.3938 | 0.86972 | 7 | 0.2635
66783 | 6.4 | 1 | 365 | 7.2864 | 0.66634 | 7 | 0.9527
63966 | 42.16 | 0.9 | 365 | 43.199 | 0.95308 | 44 | 0.15208
63986 | 25.11 | 0.9 | 365 | 25.7288 | 0.78823 | 26 | 0.51705
45580 | 25.2 | 0.9 | 365 | 25.821 | 0.97385 | 26 | 0.79489
67026 | 12.985 | 0.8 | 365 | 11.8267 | 0.80531 | 12 | 0.63198
66981 | 4.59 | 0.8 | 365 | 4.1805 | 0.41481 | 4 | 0.59536
67035 | 6.24 | 0.8 | 365 | 5.6834 | 0.43975 | 6 | 0.12311
67036 | 4.86 | 0.8 | 365 | 4.4265 | 0.9098 | 5 | 0.33627
67037 | 9.62 | 0.8 | 365 | 8.7618 | 0.63628 | 9 | 0.39812
67038 | 4.48 | 0.8 | 365 | 4.0804 | 0.21315 | 4 | 0.29351
67039 | 4.24 | 0.8 | 365 | 3.8618 | 0.77316 | 4 | 0.63493
67040 | 7.95 | 0.8 | 365 | 7.2408 | 0.57468 | 7 | 0.8155
67045 | 9.36 | 0.8 | 365 | 8.525 | 0.15962 | 8 | 0.68466
67052 | 15.105 | 0.8 | 365 | 13.7576 | 0.69189 | 14 | 0.44944
67058 | 6.36 | 0.8 | 365 | 5.7927 | 0.65974 | 6 | 0.4524
67064 | 6.095 | 0.8 | 365 | 5.5513 | 0.17392 | 5 | 0.72521
67067 | 11.44 | 0.8 | 365 | 10.4195 | 0.97287 | 11 | 0.39236
67070 | 6.3 | 0.8 | 365 | 5.738 | 0.54974 | 6 | 0.28775
67073 | 8.505 | 0.8 | 365 | 7.7463 | 0.59216 | 8 | 0.33847
67075 | 8.4 | 0.8 | 365 | 7.6507 | 0.39966 | 8 | 0.050337
67076 | 13.545 | 0.8 | 365 | 12.3367 | 0.83195 | 13 | 0.16867
67078 | 6.93 | 0.8 | 365 | 6.3118 | 0.70472 | 7 | 0.016528
67079 | 8.84 | 0.8 | 365 | 8.0514 | 0.20631 | 8 | 0.25774
67080 | 9.765 | 1 | 365 | 11.1174 | 0.37763 | 11 | 0.49502
67081 | 6.76 | 0.8 | 365 | 6.157 | 0.39306 | 6 | 0.55003
67082 | 7.54 | 0.8 | 365 | 6.8674 | 0.82303 | 7 | 0.69042
67083 | 9.45 | 0.8 | 365 | 8.607 | 0.32462 | 8 | 0.93163
67084 | 6.76 | 0.8 | 365 | 6.157 | 0.39306 | 6 | 0.55003
67085 | 12.74 | 0.8 | 365 | 11.6035 | 0.35615 | 11 | 0.95968
67087 | 5.98 | 0.8 | 365 | 5.4466 | 0.96309 | 6 | 0.40964
67088 | 12.285 | 0.8 | 365 | 11.1891 | 0.522 | 11 | 0.71112
67094 | 3.975 | 0.8 | 365 | 3.6204 | 0.28734 | 3 | 0.90775
67095 | 8.48 | 0.8 | 365 | 7.7235 | 0.54632 | 8 | 0.26986
67096 | 4.68 | 0.8 | 365 | 4.2625 | 0.57981 | 4 | 0.84233
67097 | 11.44 | 0.8 | 365 | 10.4195 | 0.97287 | 11 | 0.39236
67098 | 9.62 | 0.8 | 365 | 8.7618 | 0.63628 | 9 | 0.39812
67099 | 6.76 | 0.8 | 365 | 6.157 | 0.39306 | 6 | 0.55003
67100 | 5.72 | 1 | 365 | 6.5122 | 0.10804 | 6 | 0.62023
67102 | 8.48 | 0.8 | 365 | 7.7235 | 0.54632 | 8 | 0.26986
67103 | 9.18 | 0.8 | 365 | 8.3611 | 0.82963 | 9 | 0.19072
67105 | 3.975 | 1 | 365 | 4.5255 | 0.10917 | 4 | 0.63469
67106 | 3.71 | 1 | 365 | 4.2238 | 0.5019 | 4 | 0.72571
63279 | 7.28 | 1 | 365 | 8.2882 | 0.68296 | 8 | 0.9712
67108 | 7.42 | 1 | 365 | 8.4476 | 0.0037907 | 8 | 0.45141
66342 | 8.84 | 1 | 365 | 10.0643 | 0.25789 | 10 | 0.32217
67111 | 6.615 | 0.8 | 365 | 6.0249 | 0.12723 | 6 | 0.15214
67113 | 5.2 | 0.8 | 365 | 4.7361 | 0.53312 | 5 | 0.26926
67114 | 8.505 | 0.8 | 365 | 7.7463 | 0.59216 | 8 | 0.33847
67116 | 2.6 | 0.8 | 365 | 2.3681 | 0.76656 | 3 | 0.13463
67117 | 5.46 | 0.8 | 365 | 4.9729 | 0.0097787 | 4 | 0.98272
67121 | 7.54 | 0.8 | 365 | 6.8674 | 0.82303 | 7 | 0.69042
67118 | 8.19 | 1 | 365 | 9.3243 | 0.76834 | 10 | 0.092598
67119 | 7.28 | 0.8 | 365 | 6.6306 | 0.34637 | 6 | 0.97696
67122 | 9.45 | 0.8 | 365 | 8.607 | 0.32462 | 8 | 0.93163
67123 | 8.06 | 0.8 | 365 | 7.341 | 0.77634 | 8 | 0.11735
67126 | 8.19 | 0.8 | 365 | 7.4594 | 0.014668 | 7 | 0.47408
67124 | 5.72 | 0.8 | 365 | 5.2097 | 0.48643 | 5 | 0.69618
67132 | 11.395 | 1 | 365 | 12.9731 | 0.11296 | 13 | 0.086099
67130 | 8.32 | 1 | 365 | 9.4723 | 0.066245 | 9 | 0.53851
67134 | 13.25 | 1 | 365 | 15.085 | 0.36391 | 15 | 0.44895
67135 | 8.91 | 0.8 | 365 | 8.1152 | 0.33464 | 8 | 0.44982
67138 | 8.32 | 1 | 365 | 9.4723 | 0.066245 | 9 | 0.53851
67142 | 4.505 | 0.8 | 365 | 4.1031 | 0.25898 | 4 | 0.36211
67144 | 8.58 | 1 | 365 | 9.7683 | 0.66207 | 10 | 0.43034
61036 | 8.745 | 1 | 365 | 9.9561 | 0.040182 | 9 | 0.99631
67147 | 6.625 | 1 | 365 | 7.5425 | 0.18196 | 7 | 0.72448
67151 | 5.565 | 0.8 | 365 | 5.0686 | 0.20227 | 5 | 0.27085
67150 | 6.36 | 0.8 | 365 | 5.7927 | 0.65974 | 6 | 0.4524
67154 | 4.24 | 0.8 | 365 | 3.8618 | 0.77316 | 4 | 0.63493
67159 | 7.29 | 0.8 | 365 | 6.6397 | 0.3647 | 7 | 0.0043992
67164 | 7.42 | 0.8 | 365 | 6.7581 | 0.60303 | 7 | 0.36113
67166 | 10.865 | 0.8 | 365 | 9.8958 | 0.91873 | 10 | 0.81451
67168 | 6.625 | 0.8 | 365 | 6.034 | 0.14556 | 6 | 0.17958
67170 | 8.48 | 1 | 365 | 9.6544 | 0.4329 | 10 | 0.087329
67171 | 12.42 | 0.8 | 365 | 11.3121 | 0.7695 | 12 | 0.081569
67172 | 3.78 | 0.8 | 365 | 3.4428 | 0.92985 | 4 | 0.37265
67173 | 5.035 | 0.8 | 365 | 4.5859 | 0.23063 | 4 | 0.81648
67180 | 7.42 | 0.8 | 365 | 6.7581 | 0.60303 | 7 | 0.36113
67181 | 5.2 | 0.8 | 365 | 4.7361 | 0.53312 | 5 | 0.26926
67183 | 4.24 | 0.8 | 365 | 3.8618 | 0.77316 | 4 | 0.63493
67184 | 8.06 | 0.8 | 365 | 7.341 | 0.77634 | 8 | 0.11735
67193 | 8.96 | 1 | 365 | 10.2009 | 0.53288 | 10 | 0.73378
67200 | 15.68 | 1 | 365 | 17.8516 | 0.93254 | 18 | 0.78412
67205 | 13.25 | 0.8 | 365 | 12.068 | 0.29113 | 12 | 0.35916
52000 | 4.68 | 1 | 365 | 5.3282 | 0.72476 | 6 | 0.052913
67214 | 10.6 | 0.8 | 365 | 9.6544 | 0.4329 | 10 | 0.087329
67212 | 6.72 | 1 | 365 | 7.6507 | 0.39966 | 8 | 0.050337
67215 | 7.68 | 1 | 365 | 8.7436 | 0.59961 | 9 | 0.34324
67218 | 5.83 | 0.8 | 365 | 5.3099 | 0.6881 | 5 | 0.99803
67219 | 7.695 | 1 | 365 | 8.7607 | 0.63399 | 9 | 0.39469
67221 | 7.15 | 1 | 365 | 8.1402 | 0.38505 | 8 | 0.52528
67222 | 14.4 | 1 | 365 | 16.3943 | 0.99927 | 17 | 0.39358
34885 | 466.83 | 0.9 | 365 | 478.3347 | 0.81559 | 479 | 0.15026
60478 | 150.04 | 0.9 | 365 | 153.7376 | 0.45066 | 154 | 0.18828
35337 | 65.96 | 0.9 | 365 | 67.5855 | 0.039492 | 67 | 0.62503
45091 | 34.8 | 0.9 | 365 | 35.6576 | 0.77341 | 36 | 0.43103
67306 | 27 | 0.9 | 365 | 27.6654 | 0.68627 | 28 | 0.35166
67307 | 27 | 0.9 | 365 | 27.6654 | 0.68627 | 28 | 0.35166
67308 | 27 | 0.9 | 365 | 27.6654 | 0.68627 | 28 | 0.35166
67224 | 4.86 | 0.8 | 365 | 4.4265 | 0.9098 | 5 | 0.33627
67246 | 5.355 | 0.8 | 365 | 4.8773 | 0.81728 | 5 | 0.69459
67206 | 11.2 | 1 | 365 | 12.7511 | 0.6661 | 13 | 0.41723
66969 | 6.24 | 0.8 | 365 | 5.6834 | 0.43975 | 6 | 0.12311
63281 | 12.22 | 1 | 365 | 13.9124 | 0.0035475 | 13 | 0.91594
66506 | 7.875 | 0.8 | 365 | 7.1725 | 0.43718 | 7 | 0.60969
66793 | 7.875 | 0.8 | 365 | 7.1725 | 0.43718 | 7 | 0.60969
67606 | 8.1 | 0.8 | 365 | 7.3774 | 0.84967 | 8 | 0.22711
63710 | 5.2 | 1 | 365 | 5.9202 | 0.9164 | 6 | 0.83657
63009 | 7.02 | 1 | 365 | 7.9922 | 0.087144 | 8 | 0.079369
66007 | 8.25 | 1 | 365 | 9.3926 | 0.90583 | 10 | 0.2984
67902 | 8.37 | 0.8 | 365 | 7.6234 | 0.34466 | 7 | 0.96801
66617 | 3.38 | 0.8 | 365 | 3.0785 | 0.19653 | 3 | 0.27502
67814 | 9 | 0.8 | 365 | 8.1972 | 0.49964 | 8 | 0.69679
66355 | 13.25 | 1 | 365 | 15.085 | 0.36391 | 15 | 0.44895
67739 | 12.19 | 0.8 | 365 | 11.1026 | 0.34784 | 11 | 0.45043
40836 | 11.772 | 1 | 365 | 13.4023 | 0.9769 | 14 | 0.37925
66420 | 7.8 | 0.8 | 365 | 7.1042 | 0.29968 | 7 | 0.40388
67136 | 7.42 | 0.8 | 365 | 6.7581 | 0.60303 | 7 | 0.36113
67227 | 4.16 | 0.8 | 365 | 3.7889 | 0.6265 | 4 | 0.4154
67293 | 6.21 | 0.8 | 365 | 5.656 | 0.38475 | 6 | 0.040784
66577 | 9.28 | 1 | 365 | 10.5652 | 0.2662 | 10 | 0.83142
67228 | 4.77 | 0.8 | 365 | 4.3445 | 0.74481 | 5 | 0.089298
67232 | 4.59 | 0.8 | 365 | 4.1805 | 0.41481 | 4 | 0.59536
66033 | 3.2 | 1 | 365 | 3.6432 | 0.33317 | 3 | 0.97635
61579 | 6.36 | 1 | 365 | 7.2408 | 0.57468 | 7 | 0.8155
66336 | 3.825 | 1 | 365 | 4.3547 | 0.76543 | 5 | 0.12017
67751 | 8.1 | 0.8 | 365 | 7.3774 | 0.84967 | 8 | 0.22711
65914 | 7.08 | 1 | 365 | 8.0605 | 0.22464 | 8 | 0.28518
66013 | 7.56 | 1 | 365 | 8.607 | 0.32462 | 8 | 0.93163
67240 | 5.67 | 0.8 | 365 | 5.1642 | 0.39477 | 5 | 0.55898
66917 | 11.61 | 0.8 | 365 | 10.5743 | 0.28453 | 10 | 0.85886
67242 | 13.78 | 0.8 | 365 | 12.5508 | 0.26277 | 12 | 0.81353
67618 | 8.4 | 1 | 365 | 9.5633 | 0.24957 | 9 | 0.81292
67839 | 3.445 | 0.8 | 365 | 3.1377 | 0.31569 | 3 | 0.45338
67243 | 5.98 | 0.8 | 365 | 5.4466 | 0.96309 | 6 | 0.40964
67245 | 3.64 | 0.8 | 365 | 3.3153 | 0.67319 | 3 | 0.98848
66401 | 3.12 | 1 | 365 | 3.5521 | 0.14984 | 3 | 0.70194
67827 | 13.5 | 0.8 | 365 | 12.2957 | 0.74945 | 13 | 0.045184
67248 | 9.72 | 0.8 | 365 | 8.8529 | 0.81961 | 9 | 0.67253
67249 | 3.78 | 0.8 | 365 | 3.4428 | 0.92985 | 4 | 0.37265
67251 | 14.04 | 0.8 | 365 | 12.7876 | 0.73943 | 13 | 0.52699
60832 | 5.565 | 1 | 365 | 6.3357 | 0.75284 | 7 | 0.08856
67250 | 5.94 | 0.8 | 365 | 5.4101 | 0.88976 | 6 | 0.29988
58559 | 11.7 | 1 | 365 | 13.3204 | 0.81191 | 14 | 0.13228
67260 | 5.94 | 0.8 | 365 | 5.4101 | 0.88976 | 6 | 0.29988
67261 | 13.78 | 0.8 | 365 | 12.5508 | 0.26277 | 12 | 0.81353
67263 | 2.65 | 0.8 | 365 | 2.4136 | 0.85823 | 3 | 0.27183
67266 | 5.46 | 0.8 | 365 | 4.9729 | 0.0097787 | 4 | 0.98272
67265 | 14.04 | 0.8 | 365 | 12.7876 | 0.73943 | 13 | 0.52699
67157 | 7.29 | 0.8 | 365 | 6.6397 | 0.3647 | 7 | 0.0043992
64836 | 9.135 | 1 | 365 | 10.4001 | 0.93391 | 11 | 0.33405
64853 | 11.7 | 1 | 365 | 13.3204 | 0.81191 | 14 | 0.13228
64848 | 3.38 | 1 | 365 | 3.8481 | 0.74566 | 4 | 0.59377
64571 | 5.67 | 1 | 365 | 6.4553 | 0.99346 | 7 | 0.44872
66551 | 4.16 | 1 | 365 | 4.7361 | 0.53312 | 5 | 0.26926
64520 | 5.72 | 1 | 365 | 6.5122 | 0.10804 | 6 | 0.62023
50831 | 9.3 | 0.8 | 365 | 8.4704 | 0.049623 | 8 | 0.52002
64531 | 9.18 | 1 | 365 | 10.4514 | 0.037035 | 10 | 0.48841
66367 | 8.4 | 0.8 | 365 | 7.6507 | 0.39966 | 8 | 0.050337
67797 | 5.94 | 0.8 | 365 | 5.4101 | 0.88976 | 6 | 0.29988
67812 | 5.46 | 0.8 | 365 | 4.9729 | 0.0097787 | 4 | 0.98272
64400 | 14.04 | 1 | 365 | 15.9845 | 0.17429 | 16 | 0.15874
62449 | 3.57 | 1 | 365 | 4.0644 | 0.18107 | 4 | 0.24549
67897 | 8.19 | 0.8 | 365 | 7.4594 | 0.014668 | 7 | 0.47408
64164 | 5.565 | 1 | 365 | 6.3357 | 0.75284 | 7 | 0.08856
67903 | 9.12 | 0.8 | 365 | 8.3064 | 0.71963 | 9 | 0.02608
63694 | 5.72 | 1 | 365 | 6.5122 | 0.10804 | 6 | 0.62023
67975 | 5.4 | 0.8 | 365 | 4.9183 | 0.89978 | 5 | 0.81807
63042 | 3.71 | 1 | 365 | 4.2238 | 0.5019 | 4 | 0.72571
63990 | 7.02 | 1 | 365 | 7.9922 | 0.087144 | 8 | 0.079369
65471 | 3.71 | 1 | 365 | 4.2238 | 0.5019 | 4 | 0.72571
63943 | 6.24 | 1 | 365 | 7.1042 | 0.29968 | 7 | 0.40388
63913 | 5.035 | 1 | 365 | 5.7323 | 0.53829 | 6 | 0.2706
63796 | 4.725 | 1 | 365 | 5.3794 | 0.82789 | 6 | 0.20727
67275 | 5.72 | 0.8 | 365 | 5.2097 | 0.48643 | 5 | 0.69618
67276 | 9.45 | 0.8 | 365 | 8.607 | 0.32462 | 8 | 0.93163
63790 | 14.04 | 1 | 365 | 15.9845 | 0.17429 | 16 | 0.15874
48865 | 7.695 | 1 | 365 | 8.7607 | 0.63399 | 9 | 0.39469
67268 | 5.72 | 0.8 | 365 | 5.2097 | 0.48643 | 5 | 0.69618
67277 | 6.48 | 0.8 | 365 | 5.902 | 0.87974 | 6 | 0.78169
60969 | 5.035 | 1 | 365 | 5.7323 | 0.53829 | 6 | 0.2706
67278 | 11.88 | 0.8 | 365 | 10.8202 | 0.77952 | 11 | 0.59976
67280 | 4.42 | 0.8 | 365 | 4.0257 | 0.10315 | 4 | 0.12887
67267 | 8.1 | 0.8 | 365 | 7.3774 | 0.84967 | 8 | 0.22711
67282 | 3.24 | 0.8 | 365 | 2.951 | 0.93987 | 3 | 0.89084
67269 | 12.15 | 0.8 | 365 | 11.0662 | 0.27451 | 11 | 0.34067
67271 | 7.8 | 0.8 | 365 | 7.1042 | 0.29968 | 7 | 0.40388
67283 | 7.8 | 0.8 | 365 | 7.1042 | 0.29968 | 7 | 0.40388
67287 | 4.59 | 0.8 | 365 | 4.1805 | 0.41481 | 4 | 0.59536
67273 | 5.83 | 0.8 | 365 | 5.3099 | 0.6881 | 5 | 0.99803
67291 | 4.59 | 0.8 | 365 | 4.1805 | 0.41481 | 4 | 0.59536
66955 | 12.15 | 0.8 | 365 | 11.0662 | 0.27451 | 11 | 0.34067
67295 | 6.625 | 0.8 | 365 | 6.034 | 0.14556 | 6 | 0.17958
42446 | 8.415 | 1 | 365 | 9.5804 | 0.28395 | 9 | 0.86437
67294 | 2.28 | 0.8 | 365 | 2.0766 | 0.17991 | 2 | 0.25652
67297 | 12.15 | 0.8 | 365 | 11.0662 | 0.27451 | 11 | 0.34067
67302 | 12.6 | 0.8 | 365 | 11.476 | 0.099489 | 11 | 0.5755
67303 | 11.34 | 0.8 | 365 | 10.3284 | 0.78954 | 11 | 0.11795
67304 | 5.7 | 1 | 365 | 6.4894 | 0.062211 | 6 | 0.55162
67310 | 3.24 | 0.8 | 365 | 2.951 | 0.93987 | 3 | 0.89084
61033 | 2.915 | 1 | 365 | 3.3187 | 0.68006 | 3 | 0.99877
67312 | 14.85 | 0.8 | 365 | 13.5253 | 0.2244 | 13 | 0.7497
67314 | 7.02 | 0.8 | 365 | 6.3938 | 0.86972 | 7 | 0.2635
66934 | 10.26 | 0.8 | 365 | 9.3448 | 0.80958 | 10 | 0.15434
65637 | 15.105 | 0.8 | 365 | 13.7576 | 0.69189 | 14 | 0.44944
67322 | 6.89 | 0.8 | 365 | 6.2754 | 0.63139 | 6 | 0.90676
63357 | 5.035 | 1 | 365 | 5.7323 | 0.53829 | 6 | 0.2706
67325 | 4.32 | 0.8 | 365 | 3.9346 | 0.91982 | 4 | 0.85446
65631 | 13.25 | 1 | 365 | 15.085 | 0.36391 | 15 | 0.44895
62828 | 4.505 | 1 | 365 | 5.1289 | 0.32373 | 5 | 0.45264
62273 | 14.045 | 1 | 365 | 15.9901 | 0.18575 | 16 | 0.17589
67332 | 4.32 | 0.8 | 365 | 3.9346 | 0.91982 | 4 | 0.85446
67335 | 3.18 | 0.8 | 365 | 2.8963 | 0.82987 | 3 | 0.7262
61067 | 5.3 | 1 | 365 | 6.034 | 0.14556 | 6 | 0.17958
67343 | 4.68 | 0.8 | 365 | 4.2625 | 0.57981 | 4 | 0.84233
67349 | 3.51 | 0.8 | 365 | 3.1969 | 0.43486 | 3 | 0.63175
67350 | 8.19 | 0.8 | 365 | 7.4594 | 0.014668 | 7 | 0.47408
67352 | 4.24 | 0.8 | 365 | 3.8618 | 0.77316 | 4 | 0.63493
46628 | 5 | 1 | 365 | 5.6925 | 0.45808 | 6 | 0.15055
67354 | 12.72 | 0.8 | 365 | 11.5853 | 0.31948 | 11 | 0.9048
67358 | 4.24 | 0.8 | 365 | 3.8618 | 0.77316 | 4 | 0.63493
67359 | 5.83 | 0.8 | 365 | 5.3099 | 0.6881 | 5 | 0.99803
67366 | 11.34 | 0.8 | 365 | 10.3284 | 0.78954 | 11 | 0.11795
67375 | 6.21 | 0.8 | 365 | 5.656 | 0.38475 | 6 | 0.040784
67376 | 4.32 | 0.8 | 365 | 3.9346 | 0.91982 | 4 | 0.85446
67377 | 7.56 | 0.8 | 365 | 6.8856 | 0.85969 | 7 | 0.7453
67380 | 6.36 | 0.8 | 365 | 5.7927 | 0.65974 | 6 | 0.4524
67381 | 7.02 | 0.8 | 365 | 6.3938 | 0.86972 | 7 | 0.2635
67383 | 6.75 | 0.8 | 365 | 6.1479 | 0.37473 | 6 | 0.52259
67385 | 3.18 | 0.8 | 365 | 2.8963 | 0.82987 | 3 | 0.7262
67405 | 6.93 | 1 | 365 | 7.8898 | 0.8809 | 8 | 0.77066
67406 | 8.8 | 1 | 365 | 10.0187 | 0.16622 | 10 | 0.18496
67407 | 3.6 | 1 | 365 | 4.0986 | 0.24982 | 4 | 0.34839
67396 | 8.4 | 1 | 365 | 9.5633 | 0.24957 | 9 | 0.81292
66794 | 4.16 | 1 | 365 | 4.7361 | 0.53312 | 5 | 0.26926
67401 | 7.56 | 1 | 365 | 8.607 | 0.32462 | 8 | 0.93163
67393 | 5.1 | 1 | 365 | 5.8063 | 0.68724 | 6 | 0.49356
67412 | 3.24 | 1 | 365 | 3.6887 | 0.42484 | 4 | 0.11356
67414 | 3.975 | 1 | 365 | 4.5255 | 0.10917 | 4 | 0.63469
67416 | 8.06 | 0.8 | 365 | 7.341 | 0.77634 | 8 | 0.11735
67417 | 4.76 | 0.8 | 365 | 4.3354 | 0.72647 | 5 | 0.061857
67418 | 5.12 | 0.8 | 365 | 4.6633 | 0.38646 | 5 | 0.049729
67421 | 4.578 | 0.8 | 365 | 4.1696 | 0.39281 | 4 | 0.56243
67422 | 24.852 | 0.8 | 365 | 22.6351 | 0.56099 | 23 | 0.19607
67423 | 4.41 | 0.8 | 365 | 4.0166 | 0.084821 | 4 | 0.10143
67424 | 7.36 | 0.8 | 365 | 6.7035 | 0.49304 | 7 | 0.19649
67425 | 4.8 | 0.8 | 365 | 4.3718 | 0.79981 | 5 | 0.17162
67426 | 8.68 | 0.8 | 365 | 7.9057 | 0.91298 | 8 | 0.81868
67403 | 10.5 | 1 | 365 | 11.9542 | 0.061968 | 12 | 0.016151
67305 | 9.6 | 1 | 365 | 10.9295 | 0.99951 | 11 | 0.92905
67431 | 9.9 | 1 | 365 | 11.2711 | 0.687 | 11 | 0.95809
67433 | 6.6 | 1 | 365 | 7.5141 | 0.12467 | 7 | 0.63872
67434 | 14.49 | 1 | 365 | 16.4968 | 0.20552 | 16 | 0.70229
67437 | 4.32 | 0.8 | 365 | 3.9346 | 0.91982 | 4 | 0.85446
67428 | 7.68 | 1 | 365 | 8.7436 | 0.59961 | 9 | 0.34324
67429 | 4.77 | 1 | 365 | 5.4306 | 0.93101 | 6 | 0.36162
67430 | 6.08 | 1 | 365 | 6.922 | 0.93303 | 7 | 0.85507
49088 | 4.615 | 1 | 365 | 5.2541 | 0.57581 | 5 | 0.82996
67167 | 3.24 | 0.8 | 365 | 2.951 | 0.93987 | 3 | 0.89084
67456 | 3.24 | 0.8 | 365 | 2.951 | 0.93987 | 3 | 0.89084
67459 | 8.32 | 0.8 | 365 | 7.5778 | 0.253 | 7 | 0.83081
67466 | 4.41 | 0.8 | 365 | 4.0166 | 0.084821 | 4 | 0.10143
67502 | 8.64 | 0.8 | 365 | 7.8693 | 0.83965 | 8 | 0.70892
67504 | 11.96 | 0.8 | 365 | 10.8931 | 0.92618 | 11 | 0.81929
67505 | 8.68 | 0.8 | 365 | 7.9057 | 0.91298 | 8 | 0.81868
67506 | 5.04 | 0.8 | 365 | 4.5904 | 0.2398 | 4 | 0.8302
67507 | 8.32 | 0.8 | 365 | 7.5778 | 0.253 | 7 | 0.83081
67508 | 5.27 | 1 | 365 | 5.9999 | 0.076816 | 6 | 0.076678
67509 | 7.685 | 0.8 | 365 | 6.9995 | 0.088855 | 7 | 0.088314
67510 | 7.155 | 0.8 | 365 | 6.5167 | 0.11721 | 6 | 0.63395
48308 | 5.035 | 1 | 365 | 5.7323 | 0.53829 | 6 | 0.2706
67514 | 5.04 | 0.8 | 365 | 4.5904 | 0.2398 | 4 | 0.8302
48859 | 24.885 | 1 | 365 | 28.3314 | 0.026864 | 28 | 0.35828
67518 | 3.78 | 0.8 | 365 | 3.4428 | 0.92985 | 4 | 0.37265
67519 | 7.245 | 0.8 | 365 | 6.5987 | 0.28221 | 6 | 0.88092
67522 | 4.86 | 0.8 | 365 | 4.4265 | 0.9098 | 5 | 0.33627
67521 | 6.625 | 0.8 | 365 | 6.034 | 0.14556 | 6 | 0.17958
67528 | 2.616 | 0.8 | 365 | 2.3826 | 0.79589 | 3 | 0.17853
67532 | 4.32 | 0.8 | 365 | 3.9346 | 0.91982 | 4 | 0.85446
43645 | 14.96 | 0.8 | 365 | 13.6255 | 0.42606 | 14 | 0.051552
67540 | 2.97 | 0.8 | 365 | 2.7051 | 0.44488 | 3 | 0.14994
67541 | 5.83 | 0.8 | 365 | 5.3099 | 0.6881 | 5 | 0.99803
67544 | 6.615 | 0.8 | 365 | 6.0249 | 0.12723 | 6 | 0.15214
67546 | 2.85 | 0.8 | 365 | 2.5958 | 0.22488 | 2 | 0.82065
67547 | 9.8 | 0.8 | 365 | 8.9258 | 0.96627 | 9 | 0.89206
67551 | 6.72 | 0.8 | 365 | 6.1205 | 0.31973 | 6 | 0.44027
67552 | 7.41 | 0.8 | 365 | 6.749 | 0.5847 | 7 | 0.33369
67555 | 7.155 | 0.8 | 365 | 6.5167 | 0.11721 | 6 | 0.63395
67558 | 6.405 | 1 | 365 | 7.2921 | 0.6778 | 7 | 0.96985
67560 | 6.36 | 1 | 365 | 7.2408 | 0.57468 | 7 | 0.8155
67561 | 5.232 | 1 | 365 | 5.9566 | 0.98973 | 6 | 0.94633
67562 | 4.578 | 1 | 365 | 5.212 | 0.49102 | 5 | 0.70304
60222 | 3.08 | 1 | 365 | 3.5066 | 0.058177 | 3 | 0.56474
67500 | 10.14 | 0.8 | 365 | 9.2355 | 0.58959 | 9 | 0.82505
62669 | 3.12 | 1 | 365 | 3.5521 | 0.14984 | 3 | 0.70194
67586 | 3.18 | 0.8 | 365 | 2.8963 | 0.82987 | 3 | 0.7262
67589 | 7.29 | 0.8 | 365 | 6.6397 | 0.3647 | 7 | 0.0043992
67590 | 3 | 0.8 | 365 | 2.7324 | 0.49988 | 3 | 0.23226
67592 | 6.75 | 0.8 | 365 | 6.1479 | 0.37473 | 6 | 0.52259
67591 | 8.64 | 0.8 | 365 | 7.8693 | 0.83965 | 8 | 0.70892
67596 | 11.07 | 0.8 | 365 | 10.0825 | 0.29455 | 10 | 0.37705
67598 | 10.72 | 0.8 | 365 | 9.7637 | 0.6529 | 10 | 0.41662
67600 | 4.68 | 0.8 | 365 | 4.2625 | 0.57981 | 4 | 0.84233
67602 | 4.02 | 0.8 | 365 | 3.6614 | 0.36984 | 4 | 0.031232
67601 | 5.98 | 0.8 | 365 | 5.4466 | 0.96309 | 6 | 0.40964
67604 | 9.88 | 0.8 | 365 | 8.9987 | 0.11293 | 9 | 0.11159
67605 | 5.4 | 0.8 | 365 | 4.9183 | 0.89978 | 5 | 0.81807
67609 | 9.975 | 0.8 | 365 | 9.0852 | 0.2871 | 9 | 0.37227
67611 | 3.99 | 0.8 | 365 | 3.6341 | 0.31484 | 3 | 0.94891
67610 | 6.54 | 1 | 365 | 7.4457 | 0.98717 | 8 | 0.43292
67615 | 6.375 | 0.8 | 365 | 5.8063 | 0.68724 | 6 | 0.49356
67616 | 7.695 | 1 | 365 | 8.7607 | 0.63399 | 9 | 0.39469
67614 | 4.251 | 0.8 | 365 | 3.8718 | 0.79333 | 4 | 0.66512
67617 | 9.6 | 1 | 365 | 10.9295 | 0.99951 | 11 | 0.92905
67642 | 10.545 | 0.8 | 365 | 9.6043 | 0.33207 | 9 | 0.9364
67643 | 3.825 | 0.8 | 365 | 3.4838 | 0.012345 | 3 | 0.49614
67659 | 9.275 | 0.8 | 365 | 8.4476 | 0.0037907 | 8 | 0.45141
67663 | 10.6 | 1 | 365 | 12.068 | 0.29113 | 12 | 0.35916
67667 | 5.72 | 0.8 | 365 | 5.2097 | 0.48643 | 5 | 0.69618
67666 | 5.13 | 0.8 | 365 | 4.6724 | 0.40479 | 5 | 0.07717
67669 | 7.02 | 0.8 | 365 | 6.3938 | 0.86972 | 7 | 0.2635
66977 | 11.34 | 1 | 365 | 12.9105 | 0.98693 | 13 | 0.89744
66947 | 6.76 | 1 | 365 | 7.6962 | 0.49132 | 8 | 0.18754
66924 | 9.61 | 0.8 | 365 | 8.7527 | 0.61794 | 9 | 0.37068
67515 | 9.6 | 0.8 | 365 | 8.7436 | 0.59961 | 9 | 0.34324
67022 | 10.545 | 1 | 365 | 12.0054 | 0.16509 | 12 | 0.17051
64935 | 4.68 | 1 | 365 | 5.3282 | 0.72476 | 6 | 0.052913
67262 | 7.29 | 0.8 | 365 | 6.6397 | 0.3647 | 7 | 0.0043992
62383 | 7.28 | 1 | 365 | 8.2882 | 0.68296 | 8 | 0.9712
63975 | 7.02 | 1 | 365 | 7.9922 | 0.087144 | 8 | 0.079369
67225 | 3.975 | 0.8 | 365 | 3.6204 | 0.28734 | 3 | 0.90775
45375 | 9.88 | 1 | 365 | 11.2483 | 0.64117 | 11 | 0.88948
50453 | 9.69 | 0.8 | 365 | 8.8256 | 0.76461 | 9 | 0.59021
33886 | 1483.76 | 0.9 | 365 | 1520.3261 | 0.18734 | 1520 | 0.51348
67671 | 3.24 | 0.8 | 365 | 2.951 | 0.93987 | 3 | 0.89084
67672 | 10.53 | 0.8 | 365 | 9.5907 | 0.30457 | 9 | 0.89524
67889 | 7.28 | 0.8 | 365 | 6.6306 | 0.34637 | 6 | 0.97696
67677 | 8.64 | 0.8 | 365 | 7.8693 | 0.83965 | 8 | 0.70892
67678 | 9.72 | 0.8 | 365 | 8.8529 | 0.81961 | 9 | 0.67253
67679 | 4.77 | 0.8 | 365 | 4.3445 | 0.74481 | 5 | 0.089298
67680 | 8.215 | 0.8 | 365 | 7.4822 | 0.0605 | 7 | 0.54268
31364 | 1295.91 | 1 | 365 | 1475.3852 | 0.72809 | 1476 | 0.11333
34656 | 585 | 0.9 | 365 | 599.4169 | 0.53582 | 599 | 0.9527
67681 | 4.05 | 0.8 | 365 | 3.6887 | 0.42484 | 4 | 0.11356
67686 | 11.4 | 0.8 | 365 | 10.3831 | 0.89954 | 11 | 0.2826
67687 | 5.355 | 0.8 | 365 | 4.8773 | 0.81728 | 5 | 0.69459
67688 | 8.06 | 0.8 | 365 | 7.341 | 0.77634 | 8 | 0.11735
67690 | 8.215 | 0.8 | 365 | 7.4822 | 0.0605 | 7 | 0.54268
67691 | 5.98 | 0.8 | 365 | 5.4466 | 0.96309 | 6 | 0.40964
67695 | 5.035 | 0.8 | 365 | 4.5859 | 0.23063 | 4 | 0.81648
67696 | 3.975 | 0.8 | 365 | 3.6204 | 0.28734 | 3 | 0.90775
67697 | 5.2 | 0.8 | 365 | 4.7361 | 0.53312 | 5 | 0.26926
67698 | 3.38 | 0.8 | 365 | 3.0785 | 0.19653 | 3 | 0.27502
67699 | 7.8 | 0.8 | 365 | 7.1042 | 0.29968 | 7 | 0.40388
67704 | 9.45 | 0.8 | 365 | 8.607 | 0.32462 | 8 | 0.93163
67705 | 7.56 | 0.8 | 365 | 6.8856 | 0.85969 | 7 | 0.7453
29155 | 6.5 | 1 | 365 | 7.4002 | 0.8955 | 8 | 0.29571
67706 | 7.29 | 0.8 | 365 | 6.6397 | 0.3647 | 7 | 0.0043992
36340 | 5.355 | 1 | 365 | 6.0966 | 0.2716 | 6 | 0.36824
63445 | 7.155 | 1 | 365 | 8.1459 | 0.39651 | 8 | 0.54243
67708 | 12.22 | 0.8 | 365 | 11.1299 | 0.40284 | 11 | 0.53275
67709 | 7.56 | 0.8 | 365 | 6.8856 | 0.85969 | 7 | 0.7453
67710 | 5.67 | 0.8 | 365 | 5.1642 | 0.39477 | 5 | 0.55898
67712 | 6.625 | 0.8 | 365 | 6.034 | 0.14556 | 6 | 0.17958
67713 | 6.54 | 0.8 | 365 | 5.9566 | 0.98973 | 6 | 0.94633
67714 | 5.565 | 0.8 | 365 | 5.0686 | 0.20227 | 5 | 0.27085
67718 | 7.54 | 0.8 | 365 | 6.8674 | 0.82303 | 7 | 0.69042
67717 | 8.64 | 0.8 | 365 | 7.8693 | 0.83965 | 8 | 0.70892
67720 | 7.54 | 0.8 | 365 | 6.8674 | 0.82303 | 7 | 0.69042
67721 | 3.445 | 1 | 365 | 3.9221 | 0.89462 | 4 | 0.81673
67724 | 11.2 | 0.8 | 365 | 10.2009 | 0.53288 | 10 | 0.73378
67726 | 9.72 | 0.8 | 365 | 8.8529 | 0.81961 | 9 | 0.67253
67473 | 7.95 | 1 | 365 | 9.051 | 0.21835 | 9 | 0.26937
67491 | 5.12 | 1 | 365 | 5.8291 | 0.73307 | 6 | 0.56216
67492 | 9.9 | 1 | 365 | 11.2711 | 0.687 | 11 | 0.95809
67496 | 9.66 | 1 | 365 | 10.9978 | 0.13701 | 11 | 0.13486
67534 | 4.77 | 0.8 | 365 | 4.3445 | 0.74481 | 5 | 0.089298
67572 | 4.2 | 1 | 365 | 4.7817 | 0.62479 | 5 | 0.40646
67574 | 9.57 | 1 | 365 | 10.8954 | 0.93077 | 11 | 0.82615
39066 | 15.86 | 0.8 | 365 | 14.4452 | 0.076024 | 14 | 0.52123
67728 | 4.86 | 0.8 | 365 | 4.4265 | 0.9098 | 5 | 0.33627
67730 | 8.64 | 0.8 | 365 | 7.8693 | 0.83965 | 8 | 0.70892
67731 | 7.56 | 0.8 | 365 | 6.8856 | 0.85969 | 7 | 0.7453
67733 | 13.23 | 0.8 | 365 | 12.0498 | 0.25446 | 12 | 0.30428
48612 | 3.9 | 1 | 365 | 4.4401 | 0.9373 | 5 | 0.37743
67741 | 8.215 | 0.8 | 365 | 7.4822 | 0.0605 | 7 | 0.54268
67743 | 4.68 | 0.8 | 365 | 4.2625 | 0.57981 | 4 | 0.84233
67744 | 9.62 | 0.8 | 365 | 8.7618 | 0.63628 | 9 | 0.39812
67745 | 9.135 | 0.8 | 365 | 8.3201 | 0.74713 | 9 | 0.067241
67746 | 6.24 | 0.8 | 365 | 5.6834 | 0.43975 | 6 | 0.12311
67747 | 9.18 | 0.8 | 365 | 8.3611 | 0.82963 | 9 | 0.19072
67749 | 9.805 | 0.8 | 365 | 8.9303 | 0.97544 | 9 | 0.90578
67754 | 9.18 | 0.8 | 365 | 8.3611 | 0.82963 | 9 | 0.19072
67755 | 9.6 | 0.8 | 365 | 8.7436 | 0.59961 | 9 | 0.34324
67760 | 6.867 | 0.8 | 365 | 6.2544 | 0.58922 | 6 | 0.84365
67766 | 7.29 | 0.8 | 365 | 6.6397 | 0.3647 | 7 | 0.0043992
67775 | 4.59 | 0.8 | 365 | 4.1805 | 0.41481 | 4 | 0.59536
67776 | 8.4 | 1 | 365 | 9.5633 | 0.24957 | 9 | 0.81292
67777 | 7.04 | 1 | 365 | 8.015 | 0.13298 | 8 | 0.14797
67779 | 8.84 | 1 | 365 | 10.0643 | 0.25789 | 10 | 0.32217
67780 | 4.83 | 1 | 365 | 5.4989 | 0.068505 | 5 | 0.56743
67781 | 12.426 | 1 | 365 | 14.1469 | 0.47562 | 14 | 0.62254
67783 | 11.4 | 1 | 365 | 12.9788 | 0.12442 | 13 | 0.10325
67784 | 4.8 | 1 | 365 | 5.4648 | 0.99976 | 6 | 0.46453
67792 | 7.54 | 1 | 365 | 8.5842 | 0.27878 | 8 | 0.86303
67793 | 5.76 | 1 | 365 | 6.5577 | 0.19971 | 6 | 0.75743
67794 | 15.41 | 1 | 365 | 17.5442 | 0.3138 | 17 | 0.85799
67798 | 9.54 | 0.8 | 365 | 8.689 | 0.48961 | 9 | 0.1786
67800 | 6 | 0.8 | 365 | 5.4648 | 0.99976 | 6 | 0.46453
67801 | 11.2 | 0.8 | 365 | 10.2009 | 0.53288 | 10 | 0.73378
63315 | 22.1 | 1 | 365 | 25.1607 | 0.64471 | 25 | 0.80542
25775 | 3.9 | 1 | 365 | 4.4401 | 0.9373 | 5 | 0.37743
67816 | 7.02 | 1 | 365 | 7.9922 | 0.087144 | 8 | 0.079369
67818 | 10.865 | 0.8 | 365 | 9.8958 | 0.91873 | 10 | 0.81451
67821 | 11.66 | 0.8 | 365 | 10.6199 | 0.37619 | 10 | 0.99606
67823 | 3.24 | 0.8 | 365 | 2.951 | 0.93987 | 3 | 0.89084
67824 | 7.56 | 0.8 | 365 | 6.8856 | 0.85969 | 7 | 0.7453
67825 | 4.86 | 0.8 | 365 | 4.4265 | 0.9098 | 5 | 0.33627
67829 | 7.42 | 0.8 | 365 | 6.7581 | 0.60303 | 7 | 0.36113
67832 | 4.505 | 0.8 | 365 | 4.1031 | 0.25898 | 4 | 0.36211
67833 | 4.77 | 0.8 | 365 | 4.3445 | 0.74481 | 5 | 0.089298
67834 | 7.2 | 1 | 365 | 8.1972 | 0.49964 | 8 | 0.69679
67835 | 13.25 | 0.8 | 365 | 12.068 | 0.29113 | 12 | 0.35916
67841 | 13.5 | 0.8 | 365 | 12.2957 | 0.74945 | 13 | 0.045184
67844 | 3.445 | 0.8 | 365 | 3.1377 | 0.31569 | 3 | 0.45338
67845 | 6.72 | 0.8 | 365 | 6.1205 | 0.31973 | 6 | 0.44027
67847 | 9.8 | 0.8 | 365 | 8.9258 | 0.96627 | 9 | 0.89206
67850 | 5.04 | 0.8 | 365 | 4.5904 | 0.2398 | 4 | 0.8302
67852 | 8.64 | 0.8 | 365 | 7.8693 | 0.83965 | 8 | 0.70892
67853 | 2.6 | 0.8 | 365 | 2.3681 | 0.76656 | 3 | 0.13463
67854 | 7.7 | 0.8 | 365 | 7.0131 | 0.11635 | 7 | 0.12948
67859 | 9.36 | 0.8 | 365 | 8.525 | 0.15962 | 8 | 0.68466
67860 | 22.5 | 0.8 | 365 | 20.4929 | 0.24909 | 20 | 0.74197
67861 | 8 | 0.8 | 365 | 7.2864 | 0.66634 | 7 | 0.9527
67862 | 13.5 | 0.8 | 365 | 12.2957 | 0.74945 | 13 | 0.045184
67863 | 2.88 | 0.8 | 365 | 2.6231 | 0.27988 | 2 | 0.90297
67866 | 6.21 | 0.8 | 365 | 5.656 | 0.38475 | 6 | 0.040784
67867 | 4.32 | 0.8 | 365 | 3.9346 | 0.91982 | 4 | 0.85446
67868 | 7.95 | 0.8 | 365 | 7.2408 | 0.57468 | 7 | 0.8155
67869 | 8.37 | 0.8 | 365 | 7.6234 | 0.34466 | 7 | 0.96801
67871 | 7.83 | 0.8 | 365 | 7.1315 | 0.35468 | 7 | 0.48621
67872 | 12.24 | 0.8 | 365 | 11.1481 | 0.4395 | 11 | 0.58763
67874 | 3.18 | 0.8 | 365 | 2.8963 | 0.82987 | 3 | 0.7262
67875 | 9.88 | 0.8 | 365 | 8.9987 | 0.11293 | 9 | 0.11159
67876 | 4.48 | 1 | 365 | 5.1005 | 0.26644 | 5 | 0.36689
67878 | 5.565 | 0.8 | 365 | 5.0686 | 0.20227 | 5 | 0.27085
67883 | 7.56 | 0.8 | 365 | 6.8856 | 0.85969 | 7 | 0.7453
67884 | 7.02 | 0.8 | 365 | 6.3938 | 0.86972 | 7 | 0.2635
67886 | 5.94 | 0.8 | 365 | 5.4101 | 0.88976 | 6 | 0.29988
67890 | 8.91 | 0.8 | 365 | 8.1152 | 0.33464 | 8 | 0.44982
67891 | 9.45 | 0.8 | 365 | 8.607 | 0.32462 | 8 | 0.93163
68031 | 7.56 | 0.8 | 365 | 6.8856 | 0.85969 | 7 | 0.7453
68032 | 5.88 | 0.8 | 365 | 5.3555 | 0.77976 | 6 | 0.13524
68033 | 7.41 | 0.8 | 365 | 6.749 | 0.5847 | 7 | 0.33369
68034 | 10.64 | 0.8 | 365 | 9.6909 | 0.50624 | 10 | 0.19709
68036 | 13.08 | 1 | 365 | 14.8915 | 0.97434 | 15 | 0.86583
68038 | 12.16 | 1 | 365 | 13.8441 | 0.86605 | 14 | 0.71013
65259 | 48 | 0.9 | 365 | 49.1829 | 0.99781 | 50 | 0.18073
63422 | 144 | 0.9 | 365 | 147.5488 | 0.99343 | 148 | 0.5422
68039 | 7.68 | 0.8 | 365 | 6.9949 | 0.079689 | 7 | 0.074593
68040 | 4.32 | 0.8 | 365 | 3.9346 | 0.91982 | 4 | 0.85446
68041 | 7.2 | 1 | 365 | 8.1972 | 0.49964 | 8 | 0.69679
68045 | 6.625 | 0.8 | 365 | 6.034 | 0.14556 | 6 | 0.17958
68047 | 6.38 | 0.8 | 365 | 5.8109 | 0.69641 | 6 | 0.50728
68046 | 13.475 | 0.8 | 365 | 12.273 | 0.70362 | 12 | 0.97658
68048 | 8.91 | 0.8 | 365 | 8.1152 | 0.33464 | 8 | 0.44982
68049 | 4.5 | 0.8 | 365 | 4.0986 | 0.24982 | 4 | 0.34839
65116 | 37.12 | 0.9 | 365 | 38.0348 | 0.55831 | 38 | 0.5931
65008 | 27.36 | 0.9 | 365 | 28.0343 | 0.42875 | 28 | 0.46302
65683 | 7.875 | 1 | 365 | 8.9656 | 0.046476 | 9 | 0.012113
67879 | 7.82 | 0.8 | 365 | 7.1224 | 0.33635 | 7 | 0.45877
68055 | 5.88 | 0.8 | 365 | 5.3555 | 0.77976 | 6 | 0.13524
68056 | 9.52 | 0.8 | 365 | 8.6708 | 0.45295 | 9 | 0.12371
67413 | 10.07 | 1 | 365 | 11.4646 | 0.076573 | 11 | 0.5412
68058 | 11.895 | 0.8 | 365 | 10.8339 | 0.80702 | 11 | 0.64092
66343 | 7.56 | 1 | 365 | 8.607 | 0.32462 | 8 | 0.93163
66460 | 5.1 | 1 | 365 | 5.8063 | 0.68724 | 6 | 0.49356
66604 | 12.753 | 1 | 365 | 14.5192 | 0.22498 | 14 | 0.74419
66615 | 7.56 | 0.8 | 365 | 6.8856 | 0.85969 | 7 | 0.7453
63707 | 49.5 | 0.9 | 365 | 50.7199 | 0.091493 | 50 | 0.81138
66722 | 7.68 | 1 | 365 | 8.7436 | 0.59961 | 9 | 0.34324
66912 | 8.829 | 0.8 | 365 | 8.0414 | 0.18614 | 8 | 0.22755
66929 | 7.68 | 0.8 | 365 | 6.9949 | 0.079689 | 7 | 0.074593
66839 | 5.985 | 0.8 | 365 | 5.4511 | 0.97226 | 6 | 0.42336
66851 | 7.125 | 0.8 | 365 | 6.4894 | 0.062211 | 6 | 0.55162
66819 | 4.56 | 0.8 | 365 | 4.1532 | 0.35982 | 4 | 0.51304
67044 | 11.445 | 0.8 | 365 | 10.424 | 0.98204 | 11 | 0.40608
67050 | 11.2 | 1 | 365 | 12.7511 | 0.6661 | 13 | 0.41723
67054 | 6.44 | 0.8 | 365 | 5.8655 | 0.80641 | 6 | 0.67192
67055 | 8.4 | 1 | 365 | 9.5633 | 0.24957 | 9 | 0.81292
67057 | 11.2 | 1 | 365 | 12.7511 | 0.6661 | 13 | 0.41723
67059 | 11.2 | 1 | 365 | 12.7511 | 0.6661 | 13 | 0.41723
67061 | 5.88 | 1 | 365 | 6.6943 | 0.4747 | 7 | 0.16904
67066 | 3.9 | 1 | 365 | 4.4401 | 0.9373 | 5 | 0.37743
67174 | 5.232 | 0.8 | 365 | 4.7653 | 0.59179 | 5 | 0.35707
67179 | 10.791 | 0.8 | 365 | 9.8284 | 0.78306 | 10 | 0.61145
65182 | 28.665 | 0.9 | 365 | 29.3714 | 0.12026 | 29 | 0.49168
67736 | 10.26 | 0.8 | 365 | 9.3448 | 0.80958 | 10 | 0.15434
67734 | 6.38 | 0.8 | 365 | 5.8109 | 0.69641 | 6 | 0.50728
67257 | 7.2 | 0.8 | 365 | 6.5577 | 0.19971 | 6 | 0.75743
48235 | 8.04 | 0.8 | 365 | 7.3228 | 0.73967 | 8 | 0.062465
67331 | 17.28 | 0.8 | 365 | 15.7385 | 0.6793 | 16 | 0.41784
67334 | 15 | 1 | 365 | 17.0774 | 0.37424 | 17 | 0.45164
67338 | 8.55 | 0.8 | 365 | 7.7873 | 0.67465 | 8 | 0.46195
67341 | 7.41 | 1 | 365 | 8.4362 | 0.98087 | 9 | 0.41711
67342 | 5.865 | 0.8 | 365 | 5.3418 | 0.75226 | 6 | 0.094074
67351 | 5.36 | 0.8 | 365 | 4.8819 | 0.82645 | 5 | 0.70831
67361 | 13.42 | 1 | 365 | 15.2786 | 0.75349 | 16 | 0.032071
67378 | 6.76 | 1 | 365 | 7.6962 | 0.49132 | 8 | 0.18754
67410 | 5.1 | 1 | 365 | 5.8063 | 0.68724 | 6 | 0.49356
67411 | 8.48 | 1 | 365 | 9.6544 | 0.4329 | 10 | 0.087329
67457 | 5.565 | 1 | 365 | 6.3357 | 0.75284 | 7 | 0.08856
46976 | 3.84 | 1 | 365 | 4.3718 | 0.79981 | 5 | 0.17162
67548 | 8.1 | 1 | 365 | 9.2218 | 0.56209 | 9 | 0.78389
67550 | 3.3 | 0.8 | 365 | 3.0056 | 0.049866 | 3 | 0.055489
67580 | 11.025 | 0.8 | 365 | 10.0415 | 0.21205 | 10 | 0.25357
67603 | 5.4 | 1 | 365 | 6.1479 | 0.37473 | 6 | 0.52259
67612 | 6.84 | 0.8 | 365 | 6.2298 | 0.53972 | 6 | 0.76956
66949 | 5.7 | 1 | 365 | 6.4894 | 0.062211 | 6 | 0.55162
67436 | 11.84 | 0.8 | 365 | 10.7838 | 0.70619 | 11 | 0.49
44531 | 7.41 | 0.8 | 365 | 6.749 | 0.5847 | 7 | 0.33369
67196 | 10.865 | 1 | 365 | 12.3697 | 0.89841 | 13 | 0.26814
67685 | 5.1 | 0.8 | 365 | 4.6451 | 0.34979 | 4 | 0.99485
67700 | 12.06 | 0.8 | 365 | 10.9842 | 0.10951 | 11 | 0.093697
67701 | 9.315 | 0.8 | 365 | 8.4841 | 0.077122 | 8 | 0.56118
67148 | 9.483 | 1 | 365 | 10.7963 | 0.73139 | 11 | 0.52773
67702 | 11.055 | 0.8 | 365 | 10.0688 | 0.26705 | 10 | 0.33589
67470 | 7.13 | 0.8 | 365 | 6.494 | 0.071378 | 6 | 0.56535
67469 | 12.3 | 1 | 365 | 14.0035 | 0.18688 | 14 | 0.19035
67570 | 8.71 | 1 | 365 | 9.9163 | 0.95998 | 10 | 0.87625
67577 | 12.426 | 1 | 365 | 14.1469 | 0.47562 | 14 | 0.62254
67579 | 8.45 | 1 | 365 | 9.6203 | 0.36416 | 9 | 0.98443
67368 | 6.9 | 1 | 365 | 7.8556 | 0.81215 | 8 | 0.66776
65839 | 10.08 | 1 | 365 | 11.476 | 0.099489 | 11 | 0.5755
67684 | 5.13 | 1 | 365 | 5.8405 | 0.75599 | 6 | 0.59646
67729 | 6.24 | 0.8 | 365 | 5.6834 | 0.43975 | 6 | 0.12311
67732 | 14.25 | 0.8 | 365 | 12.9788 | 0.12442 | 13 | 0.10325
67737 | 5.7 | 0.8 | 365 | 5.1915 | 0.44977 | 5 | 0.6413
67738 | 2.6 | 0.8 | 365 | 2.3681 | 0.76656 | 3 | 0.13463
67740 | 3.99 | 0.8 | 365 | 3.6341 | 0.31484 | 3 | 0.94891
67756 | 11.115 | 0.8 | 365 | 10.1235 | 0.37705 | 10 | 0.50053
65127 | 9.69 | 1 | 365 | 11.032 | 0.20576 | 11 | 0.23776
67761 | 8.84 | 0.8 | 365 | 8.0514 | 0.20631 | 8 | 0.25774
67759 | 8.1 | 1 | 365 | 9.2218 | 0.56209 | 9 | 0.78389
67762 | 4.56 | 0.8 | 365 | 4.1532 | 0.35982 | 4 | 0.51304
67763 | 3.975 | 0.8 | 365 | 3.6204 | 0.28734 | 3 | 0.90775
67764 | 2.86 | 0.8 | 365 | 2.6049 | 0.24322 | 2 | 0.84809
67765 | 4.42 | 0.8 | 365 | 4.0257 | 0.10315 | 4 | 0.12887
67767 | 4.275 | 0.8 | 365 | 3.8936 | 0.83733 | 4 | 0.73097
67769 | 4.845 | 0.8 | 365 | 4.4128 | 0.8823 | 5 | 0.2951
67770 | 11.115 | 0.8 | 365 | 10.1235 | 0.37705 | 10 | 0.50053
67771 | 4.56 | 0.8 | 365 | 4.1532 | 0.35982 | 4 | 0.51304
67772 | 13.395 | 0.8 | 365 | 12.2001 | 0.55696 | 12 | 0.75705
67773 | 7.25 | 0.8 | 365 | 6.6033 | 0.29137 | 6 | 0.89464
67788 | 9.275 | 1 | 365 | 10.5595 | 0.25474 | 10 | 0.81427
67809 | 13.25 | 0.8 | 365 | 12.068 | 0.29113 | 12 | 0.35916
67810 | 11.385 | 0.8 | 365 | 10.3694 | 0.87204 | 11 | 0.24144
67873 | 16.2 | 0.8 | 365 | 14.7549 | 0.69934 | 15 | 0.45422
67893 | 4.32 | 0.8 | 365 | 3.9346 | 0.91982 | 4 | 0.85446
67894 | 7.29 | 0.8 | 365 | 6.6397 | 0.3647 | 7 | 0.0043992
67896 | 7.8 | 0.8 | 365 | 7.1042 | 0.29968 | 7 | 0.40388
67898 | 5.94 | 0.8 | 365 | 5.4101 | 0.88976 | 6 | 0.29988
67900 | 4.5 | 0.8 | 365 | 4.0986 | 0.24982 | 4 | 0.34839
67901 | 9.1 | 0.8 | 365 | 8.2882 | 0.68296 | 8 | 0.9712
67904 | 4.77 | 0.8 | 365 | 4.3445 | 0.74481 | 5 | 0.089298
67905 | 7.15 | 0.8 | 365 | 6.5122 | 0.10804 | 6 | 0.62023
67906 | 5.83 | 0.8 | 365 | 5.3099 | 0.6881 | 5 | 0.99803
67907 | 9.45 | 0.8 | 365 | 8.607 | 0.32462 | 8 | 0.93163
67909 | 4.68 | 0.8 | 365 | 4.2625 | 0.57981 | 4 | 0.84233
67908 | 7.15 | 0.8 | 365 | 6.5122 | 0.10804 | 6 | 0.62023
67913 | 5.6 | 0.8 | 365 | 5.1005 | 0.26644 | 5 | 0.36689
67912 | 10.92 | 0.8 | 365 | 9.9459 | 0.019557 | 9 | 0.96544
67914 | 9.52 | 0.8 | 365 | 8.6708 | 0.45295 | 9 | 0.12371
67915 | 8.68 | 0.8 | 365 | 7.9057 | 0.91298 | 8 | 0.81868
67916 | 8.4 | 0.8 | 365 | 7.6507 | 0.39966 | 8 | 0.050337
67917 | 9.975 | 0.8 | 365 | 9.0852 | 0.2871 | 9 | 0.37227
67919 | 8.835 | 0.8 | 365 | 8.0469 | 0.19714 | 8 | 0.24401
67920 | 7.56 | 0.8 | 365 | 6.8856 | 0.85969 | 7 | 0.7453
67922 | 6.72 | 0.8 | 365 | 6.1205 | 0.31973 | 6 | 0.44027
67923 | 7.155 | 0.8 | 365 | 6.5167 | 0.11721 | 6 | 0.63395
67925 | 8.4 | 0.8 | 365 | 7.6507 | 0.39966 | 8 | 0.050337
67927 | 9.12 | 0.8 | 365 | 8.3064 | 0.71963 | 9 | 0.02608
67928 | 8.06 | 0.8 | 365 | 7.341 | 0.77634 | 8 | 0.11735
67934 | 8.48 | 0.8 | 365 | 7.7235 | 0.54632 | 8 | 0.26986
67935 | 5.13 | 0.8 | 365 | 4.6724 | 0.40479 | 5 | 0.07717
67936 | 6.095 | 0.8 | 365 | 5.5513 | 0.17392 | 5 | 0.72521
67931 | 8.67 | 0.8 | 365 | 7.8966 | 0.89465 | 8 | 0.79124
67937 | 8.68 | 0.8 | 365 | 7.9057 | 0.91298 | 8 | 0.81868
67938 | 5.415 | 0.8 | 365 | 4.932 | 0.92728 | 5 | 0.85923
67939 | 6.375 | 0.8 | 365 | 5.8063 | 0.68724 | 6 | 0.49356
67941 | 11.97 | 0.8 | 365 | 10.9022 | 0.94451 | 11 | 0.84673
67943 | 9.135 | 0.8 | 365 | 8.3201 | 0.74713 | 9 | 0.067241
67944 | 5.2 | 0.8 | 365 | 4.7361 | 0.53312 | 5 | 0.26926
67945 | 7.56 | 0.8 | 365 | 6.8856 | 0.85969 | 7 | 0.7453
31836 | 221.445 | 0.9 | 365 | 226.9023 | 0.72021 | 227 | 0.62256
34887 | 239.4 | 0.9 | 365 | 245.2998 | 0.75158 | 246 | 0.051414
67409 | 5.1 | 1 | 365 | 5.8063 | 0.68724 | 6 | 0.49356
67471 | 11.772 | 1 | 365 | 13.4023 | 0.9769 | 14 | 0.37925
67475 | 4.578 | 1 | 365 | 5.212 | 0.49102 | 5 | 0.70304
67635 | 8.502 | 1 | 365 | 9.6795 | 0.48332 | 10 | 0.16279
67948 | 5.1 | 0.8 | 365 | 4.6451 | 0.34979 | 4 | 0.99485
67950 | 10.08 | 1 | 365 | 11.476 | 0.099489 | 11 | 0.5755
67947 | 10.66 | 0.8 | 365 | 9.7091 | 0.5429 | 10 | 0.25197
67953 | 5.886 | 0.8 | 365 | 5.3609 | 0.79076 | 6 | 0.1517
67952 | 12.6 | 0.8 | 365 | 11.476 | 0.099489 | 11 | 0.5755
67959 | 8.215 | 0.8 | 365 | 7.4822 | 0.0605 | 7 | 0.54268
67960 | 4.16 | 0.8 | 365 | 3.7889 | 0.6265 | 4 | 0.4154
67962 | 13 | 0.8 | 365 | 11.8403 | 0.83281 | 12 | 0.67314
67964 | 11.395 | 0.8 | 365 | 10.3785 | 0.89037 | 11 | 0.26888
67966 | 12.42 | 0.8 | 365 | 11.3121 | 0.7695 | 12 | 0.081569
67967 | 5.67 | 0.8 | 365 | 5.1642 | 0.39477 | 5 | 0.55898
67969 | 13.545 | 0.8 | 365 | 12.3367 | 0.83195 | 13 | 0.16867
67970 | 13.78 | 0.8 | 365 | 12.5508 | 0.26277 | 12 | 0.81353
67971 | 2.835 | 0.8 | 365 | 2.5821 | 0.19739 | 2 | 0.77949
67972 | 9.36 | 0.8 | 365 | 8.525 | 0.15962 | 8 | 0.68466
67973 | 5.12 | 0.8 | 365 | 4.6633 | 0.38646 | 5 | 0.049729
67976 | 4.68 | 0.8 | 365 | 4.2625 | 0.57981 | 4 | 0.84233
67977 | 11.025 | 0.8 | 365 | 10.0415 | 0.21205 | 10 | 0.25357
67978 | 3.975 | 0.8 | 365 | 3.6204 | 0.28734 | 3 | 0.90775
67979 | 10.24 | 0.8 | 365 | 9.3265 | 0.77292 | 10 | 0.099458
67983 | 12.8 | 1 | 365 | 14.5727 | 0.33268 | 14 | 0.9054
67984 | 6.12 | 0.8 | 365 | 5.5741 | 0.21975 | 5 | 0.79382
67985 | 4.68 | 0.8 | 365 | 4.2625 | 0.57981 | 4 | 0.84233
67991 | 11.34 | 0.8 | 365 | 10.3284 | 0.78954 | 11 | 0.11795
67994 | 8.12 | 0.8 | 365 | 7.3957 | 0.88634 | 8 | 0.28199
67993 | 12.22 | 0.8 | 365 | 11.1299 | 0.40284 | 11 | 0.53275
67997 | 2.6 | 1 | 365 | 2.9601 | 0.9582 | 3 | 0.91828
67995 | 6.93 | 0.8 | 365 | 6.3118 | 0.70472 | 7 | 0.016528
67999 | 7.155 | 0.8 | 365 | 6.5167 | 0.11721 | 6 | 0.63395
68001 | 7.28 | 0.8 | 365 | 6.6306 | 0.34637 | 6 | 0.97696
68002 | 6.93 | 0.8 | 365 | 6.3118 | 0.70472 | 7 | 0.016528
68004 | 4.095 | 0.8 | 365 | 3.7297 | 0.50733 | 4 | 0.23704
67870 | 18.9 | 0.8 | 365 | 17.214 | 0.64923 | 17 | 0.86326
68008 | 7.42 | 0.8 | 365 | 6.7581 | 0.60303 | 7 | 0.36113
68006 | 5.94 | 0.8 | 365 | 5.4101 | 0.88976 | 6 | 0.29988
68010 | 4.68 | 0.8 | 365 | 4.2625 | 0.57981 | 4 | 0.84233
35285 | 1033.01 | 0.9 | 365 | 1058.4677 | 0.53602 | 1059 | 0.0037659
68012 | 5.98 | 0.8 | 365 | 5.4466 | 0.96309 | 6 | 0.40964
68011 | 9.36 | 0.8 | 365 | 8.525 | 0.15962 | 8 | 0.68466
68013 | 4.24 | 0.8 | 365 | 3.8618 | 0.77316 | 4 | 0.63493
68014 | 8.12 | 0.8 | 365 | 7.3957 | 0.88634 | 8 | 0.28199
68015 | 7.84 | 0.8 | 365 | 7.1406 | 0.37302 | 7 | 0.51365
47679 | 24.852 | 1 | 365 | 28.2938 | 0.95124 | 29 | 0.24508
68018 | 7.155 | 0.8 | 365 | 6.5167 | 0.11721 | 6 | 0.63395
68020 | 11.18 | 0.8 | 365 | 10.1827 | 0.49621 | 10 | 0.6789
48259 | 5.52 | 0.8 | 365 | 5.0276 | 0.11978 | 5 | 0.14736
65115 | 26.56 | 0.9 | 365 | 27.2146 | 0.77879 | 27 | 0.99334
68021 | 12 | 0.8 | 365 | 10.9295 | 0.99951 | 11 | 0.92905
68024 | 5.3 | 0.8 | 365 | 4.8272 | 0.71645 | 5 | 0.54366
68025 | 8.7 | 0.8 | 365 | 7.9239 | 0.94965 | 8 | 0.87356
67963 | 18.285 | 0.8 | 365 | 16.6539 | 0.52176 | 17 | 0.17564
68030 | 6.27 | 0.8 | 365 | 5.7107 | 0.49475 | 6 | 0.20543
66391 | 2.43 | 1 | 365 | 2.7665 | 0.56863 | 3 | 0.33517
66394 | 1.82 | 1 | 365 | 2.0721 | 0.17074 | 2 | 0.2428
66392 | 10.14 | 1 | 365 | 11.5443 | 0.23699 | 11 | 0.78131
66410 | 2.08 | 1 | 365 | 2.3681 | 0.76656 | 3 | 0.13463
66441 | 1.82 | 1 | 365 | 2.0721 | 0.17074 | 2 | 0.2428
61521 | 4.505 | 1 | 365 | 5.1289 | 0.32373 | 5 | 0.45264
66608 | 2.34 | 0.8 | 365 | 2.1313 | 0.28991 | 2 | 0.42117
66621 | 2.08 | 0.8 | 365 | 1.8945 | 0.81325 | 2 | 0.7077
66688 | 9.52 | 1 | 365 | 10.8385 | 0.81618 | 11 | 0.65464
65273 | 8.4 | 1 | 365 | 9.5633 | 0.24957 | 9 | 0.81292
66692 | 9.9 | 1 | 365 | 11.2711 | 0.687 | 11 | 0.95809
66712 | 2.12 | 0.8 | 365 | 1.9309 | 0.88658 | 2 | 0.81747
66825 | 2.34 | 0.8 | 365 | 2.1313 | 0.28991 | 2 | 0.42117
66877 | 6.095 | 0.8 | 365 | 5.5513 | 0.17392 | 5 | 0.72521
65912 | 5.4 | 1 | 365 | 6.1479 | 0.37473 | 6 | 0.52259
66907 | 3.975 | 1 | 365 | 4.5255 | 0.10917 | 4 | 0.63469
64275 | 4.77 | 1 | 365 | 5.4306 | 0.93101 | 6 | 0.36162
59306 | 2.86 | 1 | 365 | 3.2561 | 0.55402 | 3 | 0.81011
61518 | 5.035 | 1 | 365 | 5.7323 | 0.53829 | 6 | 0.2706
62675 | 2.08 | 1 | 365 | 2.3681 | 0.76656 | 3 | 0.13463
62427 | 1.59 | 1 | 365 | 1.8102 | 0.64367 | 2 | 0.45387
62326 | 2.385 | 1 | 365 | 2.7153 | 0.4655 | 3 | 0.18081
62488 | 4.68 | 1 | 365 | 5.3282 | 0.72476 | 6 | 0.052913
59951 | 2.385 | 1 | 365 | 2.7153 | 0.4655 | 3 | 0.18081
60894 | 1.59 | 1 | 365 | 1.8102 | 0.64367 | 2 | 0.45387
66933 | 2.56 | 1 | 365 | 2.9145 | 0.86654 | 3 | 0.78108
66944 | 6.75 | 0.8 | 365 | 6.1479 | 0.37473 | 6 | 0.52259
66951 | 7.685 | 1 | 365 | 8.7493 | 0.61107 | 9 | 0.36039
66956 | 3.975 | 0.8 | 365 | 3.6204 | 0.28734 | 3 | 0.90775
66973 | 4.505 | 0.8 | 365 | 4.1031 | 0.25898 | 4 | 0.36211
66992 | 2.12 | 0.8 | 365 | 1.9309 | 0.88658 | 2 | 0.81747
67001 | 1.56 | 0.8 | 365 | 1.4208 | 0.85994 | 2 | 0.28078
67034 | 4.05 | 0.8 | 365 | 3.6887 | 0.42484 | 4 | 0.11356
67041 | 6.89 | 0.8 | 365 | 6.2754 | 0.63139 | 6 | 0.90676
67109 | 3.12 | 0.8 | 365 | 2.8417 | 0.71987 | 3 | 0.56155
67182 | 2.08 | 0.8 | 365 | 1.8945 | 0.81325 | 2 | 0.7077
67190 | 2.97 | 0.8 | 365 | 2.7051 | 0.44488 | 3 | 0.14994
67195 | 2.16 | 0.8 | 365 | 1.9673 | 0.95991 | 2 | 0.92723
67198 | 5.67 | 0.8 | 365 | 5.1642 | 0.39477 | 5 | 0.55898
67208 | 4.59 | 0.8 | 365 | 4.1805 | 0.41481 | 4 | 0.59536
67210 | 3.78 | 0.8 | 365 | 3.4428 | 0.92985 | 4 | 0.37265
67223 | 4.94 | 0.8 | 365 | 4.4993 | 0.056466 | 4 | 0.55579
60638 | 242.11 | 0.9 | 365 | 248.0766 | 0.34083 | 248 | 0.41745
67231 | 4.24 | 0.8 | 365 | 3.8618 | 0.77316 | 4 | 0.63493
67234 | 4.86 | 0.8 | 365 | 4.4265 | 0.9098 | 5 | 0.33627
67252 | 4.32 | 0.8 | 365 | 3.9346 | 0.91982 | 4 | 0.85446
67253 | 5.035 | 0.8 | 365 | 4.5859 | 0.23063 | 4 | 0.81648
66379 | 3.06 | 1 | 365 | 3.4838 | 0.012345 | 3 | 0.49614
66708 | 5.46 | 1 | 365 | 6.2162 | 0.51222 | 6 | 0.7284
62992 | 3.9 | 1 | 365 | 4.4401 | 0.9373 | 5 | 0.37743
67002 | 4.275 | 0.8 | 365 | 3.8936 | 0.83733 | 4 | 0.73097
67188 | 4.86 | 0.8 | 365 | 4.4265 | 0.9098 | 5 | 0.33627
64573 | 2.6 | 1 | 365 | 2.9601 | 0.9582 | 3 | 0.91828
64404 | 2.34 | 1 | 365 | 2.6641 | 0.36238 | 3 | 0.026456
64517 | 4.94 | 1 | 365 | 5.6242 | 0.32058 | 5 | 0.94474
64367 | 1.855 | 1 | 365 | 2.1119 | 0.25095 | 2 | 0.36285
64209 | 4.94 | 1 | 365 | 5.6242 | 0.32058 | 5 | 0.94474
64223 | 2.08 | 1 | 365 | 2.3681 | 0.76656 | 3 | 0.13463
63496 | 2.08 | 1 | 365 | 2.3681 | 0.76656 | 3 | 0.13463
63977 | 2.08 | 1 | 365 | 2.3681 | 0.76656 | 3 | 0.13463
63891 | 2.08 | 1 | 365 | 2.3681 | 0.76656 | 3 | 0.13463
63849 | 2.34 | 1 | 365 | 2.6641 | 0.36238 | 3 | 0.026456
67272 | 7.02 | 0.8 | 365 | 6.3938 | 0.86972 | 7 | 0.2635
67274 | 3.51 | 0.8 | 365 | 3.1969 | 0.43486 | 3 | 0.63175
67279 | 3.445 | 0.8 | 365 | 3.1377 | 0.31569 | 3 | 0.45338
67042 | 5.94 | 0.8 | 365 | 5.4101 | 0.88976 | 6 | 0.29988
67299 | 4.24 | 0.8 | 365 | 3.8618 | 0.77316 | 4 | 0.63493
67300 | 6.21 | 0.8 | 365 | 5.656 | 0.38475 | 6 | 0.040784
67337 | 6.21 | 0.8 | 365 | 5.656 | 0.38475 | 6 | 0.040784
67364 | 3.78 | 0.8 | 365 | 3.4428 | 0.92985 | 4 | 0.37265
67370 | 5.94 | 0.8 | 365 | 5.4101 | 0.88976 | 6 | 0.29988
67371 | 2.43 | 0.8 | 365 | 2.2132 | 0.4549 | 2 | 0.66813
67372 | 4.32 | 0.8 | 365 | 3.9346 | 0.91982 | 4 | 0.85446
67379 | 8.32 | 1 | 365 | 9.4723 | 0.066245 | 9 | 0.53851
67446 | 2.97 | 0.8 | 365 | 2.7051 | 0.44488 | 3 | 0.14994
67448 | 3.24 | 0.8 | 365 | 2.951 | 0.93987 | 3 | 0.89084
67512 | 11.025 | 0.8 | 365 | 10.0415 | 0.21205 | 10 | 0.25357
67527 | 10.8 | 0.8 | 365 | 9.8366 | 0.79956 | 10 | 0.63615
67529 | 8.1 | 0.8 | 365 | 7.3774 | 0.84967 | 8 | 0.22711
67535 | 4.86 | 0.8 | 365 | 4.4265 | 0.9098 | 5 | 0.33627
67539 | 6.48 | 0.8 | 365 | 5.902 | 0.87974 | 6 | 0.78169
62471 | 6.095 | 1 | 365 | 6.9391 | 0.9674 | 7 | 0.90652
67588 | 5.4 | 0.8 | 365 | 4.9183 | 0.89978 | 5 | 0.81807
67594 | 6.21 | 0.8 | 365 | 5.656 | 0.38475 | 6 | 0.040784
67660 | 4.505 | 1 | 365 | 5.1289 | 0.32373 | 5 | 0.45264
65425 | 7.8 | 1 | 365 | 8.8803 | 0.8746 | 9 | 0.75485
65542 | 5.565 | 1 | 365 | 6.3357 | 0.75284 | 7 | 0.08856
65210 | 1.855 | 1 | 365 | 2.1119 | 0.25095 | 2 | 0.36285
65232 | 14.04 | 1 | 365 | 15.9845 | 0.17429 | 16 | 0.15874
66913 | 7.29 | 0.8 | 365 | 6.6397 | 0.3647 | 7 | 0.0043992
67888 | 10.07 | 0.8 | 365 | 9.1717 | 0.46126 | 9 | 0.63296
67674 | 2.7 | 0.8 | 365 | 2.4591 | 0.94989 | 3 | 0.40904
67675 | 4.32 | 0.8 | 365 | 3.9346 | 0.91982 | 4 | 0.85446
67682 | 7.56 | 0.8 | 365 | 6.8856 | 0.85969 | 7 | 0.7453
67694 | 1.82 | 0.8 | 365 | 1.6576 | 0.33659 | 1 | 0.99424
67748 | 5.13 | 0.8 | 365 | 4.6724 | 0.40479 | 5 | 0.07717
67750 | 7.29 | 0.8 | 365 | 6.6397 | 0.3647 | 7 | 0.0043992
67752 | 3.24 | 0.8 | 365 | 2.951 | 0.93987 | 3 | 0.89084
67815 | 12 | 0.8 | 365 | 10.9295 | 0.99951 | 11 | 0.92905
67851 | 3.825 | 0.8 | 365 | 3.4838 | 0.012345 | 3 | 0.49614
67885 | 12.455 | 0.8 | 365 | 11.344 | 0.83366 | 12 | 0.17761
67992 | 4.16 | 0.8 | 365 | 3.7889 | 0.6265 | 4 | 0.4154
68000 | 12 | 0.8 | 365 | 10.9295 | 0.99951 | 11 | 0.92905
68007 | 1.855 | 0.8 | 365 | 1.6895 | 0.40076 | 2 | 0.090283
68016 | 2.34 | 0.8 | 365 | 2.1313 | 0.28991 | 2 | 0.42117
46467 | 10.5 | 1 | 365 | 11.9542 | 0.061968 | 12 | 0.016151
68043 | 6.365 | 0.8 | 365 | 5.7972 | 0.66891 | 6 | 0.46612
60815 | 2.12 | 1 | 365 | 2.4136 | 0.85823 | 3 | 0.27183
66346 | 5.565 | 1 | 365 | 6.3357 | 0.75284 | 7 | 0.08856
66351 | 5.3 | 1 | 365 | 6.034 | 0.14556 | 6 | 0.17958
66360 | 5.565 | 1 | 365 | 6.3357 | 0.75284 | 7 | 0.08856
60993 | 2.12 | 1 | 365 | 2.4136 | 0.85823 | 3 | 0.27183
66875 | 2.65 | 1 | 365 | 3.017 | 0.072782 | 3 | 0.08979
66911 | 5.3 | 0.8 | 365 | 4.8272 | 0.71645 | 5 | 0.54366
62135 | 5.3 | 1 | 365 | 6.034 | 0.14556 | 6 | 0.17958
64741 | 5.565 | 1 | 365 | 6.3357 | 0.75284 | 7 | 0.08856
24328 | 7.8 | 1 | 365 | 8.8803 | 0.8746 | 9 | 0.75485
63148 | 2.385 | 1 | 365 | 2.7153 | 0.4655 | 3 | 0.18081
61806 | 2.12 | 1 | 365 | 2.4136 | 0.85823 | 3 | 0.27183
61619 | 2.12 | 1 | 365 | 2.4136 | 0.85823 | 3 | 0.27183
66935 | 2.385 | 0.8 | 365 | 2.1722 | 0.3724 | 2 | 0.54465
66950 | 5.3 | 0.8 | 365 | 4.8272 | 0.71645 | 5 | 0.54366
66959 | 5.3 | 0.8 | 365 | 4.8272 | 0.71645 | 5 | 0.54366
67028 | 5.035 | 0.8 | 365 | 4.5859 | 0.23063 | 4 | 0.81648
67217 | 2.16 | 0.8 | 365 | 1.9673 | 0.95991 | 2 | 0.92723
67220 | 2.43 | 0.8 | 365 | 2.2132 | 0.4549 | 2 | 0.66813
67236 | 2.7 | 0.8 | 365 | 2.4591 | 0.94989 | 3 | 0.40904
67255 | 2.16 | 0.8 | 365 | 1.9673 | 0.95991 | 2 | 0.92723
63342 | 2.385 | 1 | 365 | 2.7153 | 0.4655 | 3 | 0.18081
67319 | 5.13 | 0.8 | 365 | 4.6724 | 0.40479 | 5 | 0.07717
67329 | 5.3 | 0.8 | 365 | 4.8272 | 0.71645 | 5 | 0.54366
67373 | 2.43 | 0.8 | 365 | 2.2132 | 0.4549 | 2 | 0.66813
67390 | 5.4 | 0.8 | 365 | 4.9183 | 0.89978 | 5 | 0.81807
67444 | 5.4 | 0.8 | 365 | 4.9183 | 0.89978 | 5 | 0.81807
67454 | 2.16 | 0.8 | 365 | 1.9673 | 0.95991 | 2 | 0.92723
67517 | 2.7 | 0.8 | 365 | 2.4591 | 0.94989 | 3 | 0.40904
67533 | 2.43 | 0.8 | 365 | 2.2132 | 0.4549 | 2 | 0.66813
67536 | 2.12 | 0.8 | 365 | 1.9309 | 0.88658 | 2 | 0.81747
67676 | 5.4 | 0.8 | 365 | 4.9183 | 0.89978 | 5 | 0.81807
67753 | 5.4 | 0.8 | 365 | 4.9183 | 0.89978 | 5 | 0.81807
67820 | 5.13 | 0.8 | 365 | 4.6724 | 0.40479 | 5 | 0.07717
67828 | 5.4 | 0.8 | 365 | 4.9183 | 0.89978 | 5 | 0.81807
67837 | 5.4 | 0.8 | 365 | 4.9183 | 0.89978 | 5 | 0.81807
67846 | 5.3 | 0.8 | 365 | 4.8272 | 0.71645 | 5 | 0.54366
60818 | 8.06 | 1 | 365 | 9.1763 | 0.47042 | 9 | 0.64668
54984 | 3.12 | 1 | 365 | 3.5521 | 0.14984 | 3 | 0.70194
62938 | 2.915 | 1 | 365 | 3.3187 | 0.68006 | 3 | 0.99877
64097 | 7.42 | 1 | 365 | 8.4476 | 0.0037907 | 8 | 0.45141
62836 | 2.12 | 1 | 365 | 2.4136 | 0.85823 | 3 | 0.27183
62825 | 5.565 | 1 | 365 | 6.3357 | 0.75284 | 7 | 0.08856
64762 | 3.975 | 1 | 365 | 4.5255 | 0.10917 | 4 | 0.63469
64759 | 3.975 | 1 | 365 | 4.5255 | 0.10917 | 4 | 0.63469
64720 | 5.565 | 1 | 365 | 6.3357 | 0.75284 | 7 | 0.08856
64704 | 5.3 | 1 | 365 | 6.034 | 0.14556 | 6 | 0.17958
58629 | 2.6 | 1 | 365 | 2.9601 | 0.9582 | 3 | 0.91828
57103 | 2.6 | 1 | 365 | 2.9601 | 0.9582 | 3 | 0.91828
62230 | 5.035 | 1 | 365 | 5.7323 | 0.53829 | 6 | 0.2706
63311 | 10.4 | 1 | 365 | 11.8403 | 0.83281 | 12 | 0.67314
63313 | 5.3 | 1 | 365 | 6.034 | 0.14556 | 6 | 0.17958
63310 | 5.565 | 1 | 365 | 6.3357 | 0.75284 | 7 | 0.08856
63154 | 12.985 | 1 | 365 | 14.7833 | 0.75663 | 15 | 0.53997
52292 | 4.16 | 1 | 365 | 4.7361 | 0.53312 | 5 | 0.26926
62688 | 5.035 | 1 | 365 | 5.7323 | 0.53829 | 6 | 0.2706
61563 | 4.24 | 1 | 365 | 4.8272 | 0.71645 | 5 | 0.54366
64089 | 7.42 | 1 | 365 | 8.4476 | 0.0037907 | 8 | 0.45141
67177 | 6.7 | 0.8 | 365 | 6.1023 | 0.28306 | 6 | 0.38539
50926 | 8.58 | 1 | 365 | 9.7683 | 0.66207 | 10 | 0.43034
66835 | 4.845 | 0.8 | 365 | 4.4128 | 0.8823 | 5 | 0.2951
66837 | 8.58 | 0.8 | 365 | 7.8146 | 0.72965 | 8 | 0.54427
49063 | 8.06 | 1 | 365 | 9.1763 | 0.47042 | 9 | 0.64668
60183 | 7.8 | 1 | 365 | 8.8803 | 0.8746 | 9 | 0.75485
52940 | 4.42 | 1 | 365 | 5.0321 | 0.12894 | 5 | 0.16108
50882 | 13 | 1 | 365 | 14.8004 | 0.79101 | 15 | 0.59142
66876 | 17.94 | 1 | 365 | 20.4246 | 0.11159 | 20 | 0.53617
62847 | 10.865 | 1 | 365 | 12.3697 | 0.89841 | 13 | 0.26814
62934 | 5.3 | 1 | 365 | 6.034 | 0.14556 | 6 | 0.17958
64711 | 5.2 | 1 | 365 | 5.9202 | 0.9164 | 6 | 0.83657
52173 | 5.2 | 1 | 365 | 5.9202 | 0.9164 | 6 | 0.83657
67523 | 6.48 | 0.8 | 365 | 5.902 | 0.87974 | 6 | 0.78169
52164 | 5.72 | 1 | 365 | 6.5122 | 0.10804 | 6 | 0.62023
62926 | 7.685 | 1 | 365 | 8.7493 | 0.61107 | 9 | 0.36039
66990 | 9.24 | 0.8 | 365 | 8.4157 | 0.93963 | 9 | 0.35537
66993 | 6.12 | 0.8 | 365 | 5.5741 | 0.21975 | 5 | 0.79382
67048 | 8.4 | 1 | 365 | 9.5633 | 0.24957 | 9 | 0.81292
67394 | 24.57 | 1 | 365 | 27.9728 | 0.30501 | 28 | 0.27779
67807 | 5.94 | 1 | 365 | 6.7627 | 0.6122 | 7 | 0.37485
53765 | 12.48 | 0.8 | 365 | 11.3667 | 0.87949 | 12 | 0.24621
53763 | 11.2 | 0.8 | 365 | 10.2009 | 0.53288 | 10 | 0.73378
43829 | 6.9 | 0.8 | 365 | 6.2845 | 0.64972 | 6 | 0.9342
66804 | 6 | 1 | 365 | 6.831 | 0.7497 | 7 | 0.58066
66805 | 6.96 | 1 | 365 | 7.9239 | 0.94965 | 8 | 0.87356
65893 | 8.04 | 1 | 365 | 9.1535 | 0.42459 | 9 | 0.57808
63697 | 2.08 | 1 | 365 | 2.3681 | 0.76656 | 3 | 0.13463
63659 | 2.385 | 1 | 365 | 2.7153 | 0.4655 | 3 | 0.18081
32244 | 3.12 | 1 | 365 | 3.5521 | 0.14984 | 3 | 0.70194
47349 | 5.2 | 1 | 365 | 5.9202 | 0.9164 | 6 | 0.83657
64055 | 7.155 | 1 | 365 | 8.1459 | 0.39651 | 8 | 0.54243
65208 | 7.42 | 1 | 365 | 8.4476 | 0.0037907 | 8 | 0.45141
66280 | 9.425 | 1 | 365 | 10.7303 | 0.59848 | 11 | 0.32878
36395 | 4.16 | 1 | 365 | 4.7361 | 0.53312 | 5 | 0.26926
32302 | 4.94 | 1 | 365 | 5.6242 | 0.32058 | 5 | 0.94474
63580 | 2.86 | 1 | 365 | 3.2561 | 0.55402 | 3 | 0.81011
41174 | 5.46 | 1 | 365 | 6.2162 | 0.51222 | 6 | 0.7284
67727 | 5.36 | 1 | 365 | 6.1023 | 0.28306 | 6 | 0.38539
67785 | 8.32 | 1 | 365 | 9.4723 | 0.066245 | 9 | 0.53851
67789 | 7.04 | 1 | 365 | 8.015 | 0.13298 | 8 | 0.14797
67790 | 9.6 | 1 | 365 | 10.9295 | 0.99951 | 11 | 0.92905
67817 | 5.98 | 1 | 365 | 6.8082 | 0.70386 | 7 | 0.51206
43654 | 11.96 | 1 | 365 | 13.6164 | 0.40773 | 14 | 0.024111
31838 | 612.36 | 1 | 365 | 697.1679 | 0.29397 | 697 | 0.46191
67998 | 9.1 | 1 | 365 | 10.3603 | 0.85371 | 11 | 0.214
36800 | 200.64 | 0.9 | 365 | 205.5846 | 0.81085 | 206 | 0.39547
47891 | 37.8 | 0.9 | 365 | 38.7316 | 0.96078 | 39 | 0.69233
66843 | 12.6 | 0.8 | 365 | 11.476 | 0.099489 | 11 | 0.5755
65270 | 2.56 | 1 | 365 | 2.9145 | 0.86654 | 3 | 0.78108
66404 | 3.57 | 0.8 | 365 | 3.2515 | 0.54486 | 3 | 0.79639
66419 | 11.2 | 0.8 | 365 | 10.2009 | 0.53288 | 10 | 0.73378
66465 | 9.52 | 0.8 | 365 | 8.6708 | 0.45295 | 9 | 0.12371
65886 | 8.97 | 1 | 365 | 10.2123 | 0.5558 | 10 | 0.76808
66480 | 10.64 | 0.8 | 365 | 9.6909 | 0.50624 | 10 | 0.19709
66488 | 3.64 | 0.8 | 365 | 3.3153 | 0.67319 | 3 | 0.98848
50017 | 14.4 | 1 | 365 | 16.3943 | 0.99927 | 17 | 0.39358
66492 | 6.89 | 0.8 | 365 | 6.2754 | 0.63139 | 6 | 0.90676
66496 | 3.64 | 0.8 | 365 | 3.3153 | 0.67319 | 3 | 0.98848
66497 | 5.46 | 0.8 | 365 | 4.9729 | 0.0097787 | 4 | 0.98272
66501 | 8.12 | 0.8 | 365 | 7.3957 | 0.88634 | 8 | 0.28199
66505 | 3.92 | 0.8 | 365 | 3.5703 | 0.18651 | 3 | 0.75682
66510 | 2.8 | 0.8 | 365 | 2.5502 | 0.13322 | 2 | 0.68345
66645 | 7.56 | 0.8 | 365 | 6.8856 | 0.85969 | 7 | 0.7453
66646 | 7.84 | 0.8 | 365 | 7.1406 | 0.37302 | 7 | 0.51365
66652 | 6.76 | 0.8 | 365 | 6.157 | 0.39306 | 6 | 0.55003
66661 | 4.16 | 0.8 | 365 | 3.7889 | 0.6265 | 4 | 0.4154
66702 | 4.68 | 0.8 | 365 | 4.2625 | 0.57981 | 4 | 0.84233
66032 | 24.885 | 1 | 365 | 28.3314 | 0.026864 | 28 | 0.35828
66073 | 11.34 | 1 | 365 | 12.9105 | 0.98693 | 13 | 0.89744
66574 | 9.61 | 1 | 365 | 10.9409 | 0.02243 | 10 | 0.96335
66593 | 7.68 | 1 | 365 | 8.7436 | 0.59961 | 9 | 0.34324
64810 | 7.2 | 1 | 365 | 8.1972 | 0.49964 | 8 | 0.69679
66739 | 3.71 | 0.8 | 365 | 3.379 | 0.80152 | 4 | 0.18057
66742 | 8.215 | 0.8 | 365 | 7.4822 | 0.0605 | 7 | 0.54268
66746 | 7.56 | 0.8 | 365 | 6.8856 | 0.85969 | 7 | 0.7453
66806 | 5.04 | 0.8 | 365 | 4.5904 | 0.2398 | 4 | 0.8302
66809 | 7.56 | 0.8 | 365 | 6.8856 | 0.85969 | 7 | 0.7453
66827 | 12.255 | 0.8 | 365 | 11.1618 | 0.467 | 11 | 0.62879
66829 | 5.13 | 0.8 | 365 | 4.6724 | 0.40479 | 5 | 0.07717
66833 | 5.4 | 0.8 | 365 | 4.9183 | 0.89978 | 5 | 0.81807
66996 | 7.28 | 0.8 | 365 | 6.6306 | 0.34637 | 6 | 0.97696
67000 | 7.695 | 0.8 | 365 | 7.0086 | 0.10719 | 7 | 0.11575
67004 | 9.52 | 0.8 | 365 | 8.6708 | 0.45295 | 9 | 0.12371
67006 | 3.42 | 0.8 | 365 | 3.1149 | 0.26986 | 3 | 0.38478
68042 | 11.16 | 0.8 | 365 | 10.1645 | 0.45955 | 10 | 0.62402
67578 | 12 | 1 | 365 | 13.6619 | 0.49939 | 14 | 0.16132
65269 | 13.28 | 1 | 365 | 15.1192 | 0.43266 | 15 | 0.55186
51283 | 8.55 | 1 | 365 | 9.7341 | 0.59332 | 10 | 0.32744
67559 | 4.59 | 1 | 365 | 5.2257 | 0.51852 | 5 | 0.7442
67778 | 18 | 1 | 365 | 20.4929 | 0.24909 | 20 | 0.74197
67795 | 12.15 | 0.8 | 365 | 11.0662 | 0.27451 | 11 | 0.34067
67796 | 4.86 | 0.8 | 365 | 4.4265 | 0.9098 | 5 | 0.33627
67802 | 9.45 | 0.8 | 365 | 8.607 | 0.32462 | 8 | 0.93163
67974 | 7.2 | 0.8 | 365 | 6.5577 | 0.19971 | 6 | 0.75743
67989 | 1.59 | 0.8 | 365 | 1.4482 | 0.91494 | 2 | 0.3631
67382 | 6.54 | 1 | 365 | 7.4457 | 0.98717 | 8 | 0.43292
67389 | 10.8 | 1 | 365 | 12.2957 | 0.74945 | 13 | 0.045184
66740 | 13.5 | 1 | 365 | 15.3697 | 0.93682 | 16 | 0.30648
66681 | 15.39 | 1 | 365 | 17.5214 | 0.26797 | 17 | 0.78939
66867 | 18.312 | 1 | 365 | 20.8481 | 0.96407 | 21 | 0.81217
63716 | 3.9 | 1 | 365 | 4.4401 | 0.9373 | 5 | 0.37743
55399 | 13.005 | 1 | 365 | 14.8061 | 0.80247 | 15 | 0.60858
63854 | 7.65 | 1 | 365 | 8.7095 | 0.53086 | 9 | 0.24034
66909 | 5.83 | 0.8 | 365 | 5.3099 | 0.6881 | 5 | 0.99803
66910 | 6.36 | 0.8 | 365 | 5.7927 | 0.65974 | 6 | 0.4524
66931 | 4.505 | 0.8 | 365 | 4.1031 | 0.25898 | 4 | 0.36211
65169 | 5.83 | 1 | 365 | 6.6374 | 0.36012 | 6 | 0.99754
66697 | 12.8 | 1 | 365 | 14.5727 | 0.33268 | 14 | 0.9054
66272 | 5.985 | 1 | 365 | 6.8139 | 0.71532 | 7 | 0.52921
67023 | 15.125 | 1 | 365 | 17.2197 | 0.66069 | 17 | 0.88041
67161 | 23.65 | 1 | 365 | 26.9254 | 0.19672 | 27 | 0.12209
67501 | 8.96 | 0.8 | 365 | 8.1607 | 0.4263 | 8 | 0.58703
68044 | 4.24 | 1 | 365 | 4.8272 | 0.71645 | 5 | 0.54366
66273 | 2.44 | 1 | 365 | 2.7779 | 0.59154 | 3 | 0.36947
59793 | 11.13 | 1 | 365 | 12.6714 | 0.50569 | 13 | 0.17712
60569 | 11.13 | 1 | 365 | 12.6714 | 0.50569 | 13 | 0.17712
59744 | 10.4 | 1 | 365 | 11.8403 | 0.83281 | 12 | 0.67314
59881 | 10.865 | 1 | 365 | 12.3697 | 0.89841 | 13 | 0.26814
60044 | 11.66 | 1 | 365 | 13.2748 | 0.72024 | 13 | 0.99508
60212 | 10.4 | 1 | 365 | 11.8403 | 0.83281 | 12 | 0.67314
60311 | 10.07 | 1 | 365 | 11.4646 | 0.076573 | 11 | 0.5412
60574 | 10.4 | 1 | 365 | 11.8403 | 0.83281 | 12 | 0.67314
60739 | 10.4 | 1 | 365 | 11.8403 | 0.83281 | 12 | 0.67314
60749 | 10.335 | 1 | 365 | 11.7663 | 0.68385 | 12 | 0.45018
60934 | 10.07 | 1 | 365 | 11.4646 | 0.076573 | 11 | 0.5412
61023 | 11.7 | 1 | 365 | 13.3204 | 0.81191 | 14 | 0.13228
61062 | 10.335 | 1 | 365 | 11.7663 | 0.68385 | 12 | 0.45018
61121 | 11.18 | 1 | 365 | 12.7284 | 0.62027 | 13 | 0.34863
61221 | 11.395 | 1 | 365 | 12.9731 | 0.11296 | 13 | 0.086099
61229 | 12.985 | 1 | 365 | 14.7833 | 0.75663 | 15 | 0.53997
61363 | 10.335 | 1 | 365 | 11.7663 | 0.68385 | 12 | 0.45018
61485 | 10.07 | 1 | 365 | 11.4646 | 0.076573 | 11 | 0.5412
61760 | 11.44 | 1 | 365 | 13.0244 | 0.21609 | 13 | 0.24045
61888 | 12.22 | 1 | 365 | 13.9124 | 0.0035475 | 13 | 0.91594
62011 | 10.6 | 1 | 365 | 12.068 | 0.29113 | 12 | 0.35916
62236 | 14.82 | 1 | 365 | 16.8725 | 0.96175 | 17 | 0.83422
62329 | 11.925 | 1 | 365 | 13.5765 | 0.32752 | 13 | 0.90406
62414 | 11.44 | 1 | 365 | 13.0244 | 0.21609 | 13 | 0.24045
62465 | 12.19 | 1 | 365 | 13.8782 | 0.9348 | 14 | 0.81304
62461 | 10.6 | 1 | 365 | 12.068 | 0.29113 | 12 | 0.35916
62664 | 12.455 | 1 | 365 | 14.1799 | 0.54208 | 14 | 0.72202
62681 | 11.13 | 1 | 365 | 12.6714 | 0.50569 | 13 | 0.17712
62680 | 11.66 | 1 | 365 | 13.2748 | 0.72024 | 13 | 0.99508
62779 | 15.6 | 1 | 365 | 17.7605 | 0.74921 | 18 | 0.50971
62858 | 10.14 | 1 | 365 | 11.5443 | 0.23699 | 11 | 0.78131
62951 | 10.92 | 1 | 365 | 12.4324 | 0.024447 | 12 | 0.4568
62952 | 11.44 | 1 | 365 | 13.0244 | 0.21609 | 13 | 0.24045
62956 | 11.96 | 1 | 365 | 13.6164 | 0.40773 | 14 | 0.024111
63057 | 11.96 | 1 | 365 | 13.6164 | 0.40773 | 14 | 0.024111
63090 | 11.44 | 1 | 365 | 13.0244 | 0.21609 | 13 | 0.24045
63168 | 11.925 | 1 | 365 | 13.5765 | 0.32752 | 13 | 0.90406
63234 | 10.14 | 1 | 365 | 11.5443 | 0.23699 | 11 | 0.78131
63670 | 11.475 | 1 | 365 | 13.0642 | 0.29629 | 13 | 0.36051
63705 | 11.96 | 1 | 365 | 13.6164 | 0.40773 | 14 | 0.024111
63709 | 10.6 | 1 | 365 | 12.068 | 0.29113 | 12 | 0.35916
63712 | 10.14 | 1 | 365 | 11.5443 | 0.23699 | 11 | 0.78131
63729 | 11.18 | 1 | 365 | 12.7284 | 0.62027 | 13 | 0.34863
63760 | 12.48 | 1 | 365 | 14.2084 | 0.59937 | 14 | 0.80777
63773 | 10.4 | 1 | 365 | 11.8403 | 0.83281 | 12 | 0.67314
63850 | 10.92 | 1 | 365 | 12.4324 | 0.024447 | 12 | 0.4568
63889 | 11.7 | 1 | 365 | 13.3204 | 0.81191 | 14 | 0.13228
63945 | 10.4 | 1 | 365 | 11.8403 | 0.83281 | 12 | 0.67314
63965 | 10.4 | 1 | 365 | 11.8403 | 0.83281 | 12 | 0.67314
63996 | 10.92 | 1 | 365 | 12.4324 | 0.024447 | 12 | 0.4568
64026 | 10.335 | 1 | 365 | 11.7663 | 0.68385 | 12 | 0.45018
64018 | 11.44 | 1 | 365 | 13.0244 | 0.21609 | 13 | 0.24045
64183 | 11.395 | 1 | 365 | 12.9731 | 0.11296 | 13 | 0.086099
64196 | 10.08 | 1 | 365 | 11.476 | 0.099489 | 11 | 0.5755
64532 | 10.07 | 1 | 365 | 11.4646 | 0.076573 | 11 | 0.5412
64568 | 11.13 | 1 | 365 | 12.6714 | 0.50569 | 13 | 0.17712
64579 | 10.07 | 1 | 365 | 11.4646 | 0.076573 | 11 | 0.5412
64584 | 11.13 | 1 | 365 | 12.6714 | 0.50569 | 13 | 0.17712
64742 | 10.4 | 1 | 365 | 11.8403 | 0.83281 | 12 | 0.67314
64929 | 10.14 | 1 | 365 | 11.5443 | 0.23699 | 11 | 0.78131
65137 | 10.07 | 1 | 365 | 11.4646 | 0.076573 | 11 | 0.5412
62455 | 10.07 | 1 | 365 | 11.4646 | 0.076573 | 11 | 0.5412
66180 | 14.56 | 1 | 365 | 16.5765 | 0.36593 | 16 | 0.9424
62192 | 7.035 | 1 | 365 | 8.0093 | 0.12152 | 8 | 0.13082
62996 | 82.16 | 0.9 | 365 | 84.1848 | 0.45125 | 84 | 0.63602
68059 | 5.985 | 1 | 365 | 6.8139 | 0.71532 | 7 | 0.52921
68060 | 12.8 | 0.8 | 365 | 11.6582 | 0.46615 | 12 | 0.12432
68061 | 12.65 | 0.8 | 365 | 11.5216 | 0.19115 | 11 | 0.71271
68054 | 9.156 | 1 | 365 | 10.424 | 0.98204 | 11 | 0.40608
68062 | 9.9 | 0.8 | 365 | 9.0169 | 0.1496 | 9 | 0.16647
68068 | 12.915 | 0.8 | 365 | 11.7629 | 0.67698 | 12 | 0.43989
63979 | 37.8 | 0.9 | 365 | 38.7316 | 0.96078 | 39 | 0.69233
67988 | 13.25 | 1 | 365 | 15.085 | 0.36391 | 15 | 0.44895
64269 | 35.34 | 0.9 | 365 | 36.2109 | 0.88714 | 37 | 0.098066
64709 | 261.44 | 0.9 | 365 | 267.883 | 0.20808 | 268 | 0.091068
51516 | 265.2 | 0.9 | 365 | 271.7357 | 0.96291 | 272 | 0.69856
67954 | 9.69 | 1 | 365 | 11.032 | 0.20576 | 11 | 0.23776
44932 | 9.9 | 1 | 365 | 11.2711 | 0.687 | 11 | 0.95809
66750 | 11.34 | 1 | 365 | 12.9105 | 0.98693 | 13 | 0.89744
54562 | 28.6 | 0.9 | 365 | 29.3048 | 0.9862 | 30 | 0.29102
54565 | 28.6 | 0.9 | 365 | 29.3048 | 0.9862 | 30 | 0.29102
43094 | 7.54 | 1 | 365 | 8.5842 | 0.27878 | 8 | 0.86303
68078 | 13.5 | 0.8 | 365 | 12.2957 | 0.74945 | 13 | 0.045184
68079 | 10.8 | 0.8 | 365 | 9.8366 | 0.79956 | 10 | 0.63615
68080 | 13 | 0.8 | 365 | 11.8403 | 0.83281 | 12 | 0.67314
68082 | 4.76 | 0.8 | 365 | 4.3354 | 0.72647 | 5 | 0.061857
68083 | 6.71 | 0.8 | 365 | 6.1114 | 0.30139 | 6 | 0.41283
68085 | 4.68 | 0.8 | 365 | 4.2625 | 0.57981 | 4 | 0.84233
68086 | 9.975 | 0.8 | 365 | 9.0852 | 0.2871 | 9 | 0.37227
68087 | 5.2 | 0.8 | 365 | 4.7361 | 0.53312 | 5 | 0.26926
68088 | 6.3 | 0.8 | 365 | 5.738 | 0.54974 | 6 | 0.28775
68091 | 5.67 | 0.8 | 365 | 5.1642 | 0.39477 | 5 | 0.55898
64028 | 55.8 | 0.9 | 365 | 57.1751 | 0.084956 | 57 | 0.2601
68092 | 13.5 | 0.8 | 365 | 12.2957 | 0.74945 | 13 | 0.045184
68094 | 11.61 | 0.8 | 365 | 10.5743 | 0.28453 | 10 | 0.85886
68095 | 6.05 | 0.8 | 365 | 5.5103 | 0.091421 | 5 | 0.60173
68096 | 5.985 | 0.8 | 365 | 5.4511 | 0.97226 | 6 | 0.42336
68066 | 7.56 | 0.8 | 365 | 6.8856 | 0.85969 | 7 | 0.7453
68097 | 24.96 | 1 | 365 | 28.4168 | 0.19874 | 28 | 0.61554
68098 | 7.68 | 0.8 | 365 | 6.9949 | 0.079689 | 7 | 0.074593
68099 | 12.15 | 0.8 | 365 | 11.0662 | 0.27451 | 11 | 0.34067
68084 | 5.88 | 1 | 365 | 6.6943 | 0.4747 | 7 | 0.16904
67619 | 12.96 | 1 | 365 | 14.7549 | 0.69934 | 15 | 0.45422
68101 | 5.12 | 1 | 365 | 5.8291 | 0.73307 | 6 | 0.56216
68102 | 10.36 | 0.8 | 365 | 9.4358 | 0.99291 | 10 | 0.42875
68103 | 7 | 0.8 | 365 | 6.3756 | 0.83305 | 7 | 0.20861
68104 | 5.76 | 0.8 | 365 | 5.2462 | 0.55977 | 5 | 0.80595
68106 | 3.92 | 0.8 | 365 | 3.5703 | 0.18651 | 3 | 0.75682
68100 | 11.34 | 0.8 | 365 | 10.3284 | 0.78954 | 11 | 0.11795
68107 | 5.1 | 0.8 | 365 | 4.6451 | 0.34979 | 4 | 0.99485
68109 | 5.04 | 0.8 | 365 | 4.5904 | 0.2398 | 4 | 0.8302
68110 | 3.64 | 0.8 | 365 | 3.3153 | 0.67319 | 3 | 0.98848
68112 | 3.51 | 0.8 | 365 | 3.1969 | 0.43486 | 3 | 0.63175
65922 | 6.63 | 1 | 365 | 7.5482 | 0.19341 | 7 | 0.74163
65983 | 13.78 | 0.8 | 365 | 12.5508 | 0.26277 | 12 | 0.81353
65924 | 10.92 | 0.8 | 365 | 9.9459 | 0.019557 | 9 | 0.96544
64866 | 13 | 1 | 365 | 14.8004 | 0.79101 | 15 | 0.59142
65929 | 10.4 | 1 | 365 | 11.8403 | 0.83281 | 12 | 0.67314
65943 | 10.4 | 0.8 | 365 | 9.4723 | 0.066245 | 9 | 0.53851
66026 | 10.4 | 1 | 365 | 11.8403 | 0.83281 | 12 | 0.67314
66027 | 10.07 | 0.8 | 365 | 9.1717 | 0.46126 | 9 | 0.63296
66186 | 10.14 | 0.8 | 365 | 9.2355 | 0.58959 | 9 | 0.82505
66372 | 11.22 | 1 | 365 | 12.7739 | 0.71193 | 13 | 0.48583
66405 | 11.18 | 1 | 365 | 12.7284 | 0.62027 | 13 | 0.34863
66469 | 12.48 | 0.8 | 365 | 11.3667 | 0.87949 | 12 | 0.24621
66479 | 10.4 | 0.8 | 365 | 9.4723 | 0.066245 | 9 | 0.53851
66493 | 10.08 | 0.8 | 365 | 9.1808 | 0.47959 | 9 | 0.6604
66733 | 10.08 | 0.8 | 365 | 9.1808 | 0.47959 | 9 | 0.6604
63981 | 12.22 | 1 | 365 | 13.9124 | 0.0035475 | 13 | 0.91594
67356 | 10.865 | 0.8 | 365 | 9.8958 | 0.91873 | 10 | 0.81451
67662 | 11.66 | 0.8 | 365 | 10.6199 | 0.37619 | 10 | 0.99606
67838 | 11.18 | 0.8 | 365 | 10.1827 | 0.49621 | 10 | 0.6789
67880 | 10.08 | 0.8 | 365 | 9.1808 | 0.47959 | 9 | 0.6604
68116 | 4.68 | 0.8 | 365 | 4.2625 | 0.57981 | 4 | 0.84233
67486 | 10.05 | 1 | 365 | 11.4419 | 0.030741 | 11 | 0.4726
67478 | 8 | 1 | 365 | 9.1079 | 0.33293 | 9 | 0.44088
66089 | 12.22 | 1 | 365 | 13.9124 | 0.0035475 | 13 | 0.91594
66098 | 11.13 | 1 | 365 | 12.6714 | 0.50569 | 13 | 0.17712
66184 | 9.36 | 0.8 | 365 | 8.525 | 0.15962 | 8 | 0.68466
66255 | 9.805 | 0.8 | 365 | 8.9303 | 0.97544 | 9 | 0.90578
39717 | 14.535 | 1 | 365 | 16.548 | 0.30864 | 16 | 0.85664
68123 | 12.255 | 0.8 | 365 | 11.1618 | 0.467 | 11 | 0.62879
68125 | 7.41 | 0.8 | 365 | 6.749 | 0.5847 | 7 | 0.33369
68126 | 8.68 | 0.8 | 365 | 7.9057 | 0.91298 | 8 | 0.81868
66205 | 12.19 | 1 | 365 | 13.8782 | 0.9348 | 14 | 0.81304
67400 | 10.8 | 1 | 365 | 12.2957 | 0.74945 | 13 | 0.045184
68127 | 5.32 | 0.8 | 365 | 4.8454 | 0.75312 | 5 | 0.59855
66325 | 17.34 | 1 | 365 | 19.7415 | 0.73662 | 20 | 0.4781
42200 | 6.5 | 1 | 365 | 7.4002 | 0.8955 | 8 | 0.29571
66300 | 13 | 1 | 365 | 14.8004 | 0.79101 | 15 | 0.59142
66485 | 7.155 | 1 | 365 | 8.1459 | 0.39651 | 8 | 0.54243
66516 | 10.6 | 1 | 365 | 12.068 | 0.29113 | 12 | 0.35916
68081 | 7.04 | 1 | 365 | 8.015 | 0.13298 | 8 | 0.14797
68135 | 12.96 | 0.8 | 365 | 11.8039 | 0.75947 | 12 | 0.56338
68137 | 7.29 | 0.8 | 365 | 6.6397 | 0.3647 | 7 | 0.0043992
68139 | 4.86 | 0.8 | 365 | 4.4265 | 0.9098 | 5 | 0.33627
68143 | 6.48 | 0.8 | 365 | 5.902 | 0.87974 | 6 | 0.78169
68144 | 4.505 | 0.8 | 365 | 4.1031 | 0.25898 | 4 | 0.36211
68145 | 4.59 | 0.8 | 365 | 4.1805 | 0.41481 | 4 | 0.59536
68146 | 5.94 | 0.8 | 365 | 5.4101 | 0.88976 | 6 | 0.29988
68148 | 15.6 | 0.8 | 365 | 14.2084 | 0.59937 | 14 | 0.80777
68108 | 6 | 0.8 | 365 | 5.4648 | 0.99976 | 6 | 0.46453
68149 | 8.91 | 0.8 | 365 | 8.1152 | 0.33464 | 8 | 0.44982
68151 | 5.355 | 0.8 | 365 | 4.8773 | 0.81728 | 5 | 0.69459
68152 | 6.6 | 0.8 | 365 | 6.0112 | 0.099732 | 6 | 0.11098
68154 | 10.71 | 0.8 | 365 | 9.7546 | 0.63457 | 10 | 0.38918
68156 | 7.875 | 0.8 | 365 | 7.1725 | 0.43718 | 7 | 0.60969
68157 | 7.29 | 0.8 | 365 | 6.6397 | 0.3647 | 7 | 0.0043992
68158 | 6.84 | 0.8 | 365 | 6.2298 | 0.53972 | 6 | 0.76956
68159 | 3 | 0.8 | 365 | 2.7324 | 0.49988 | 3 | 0.23226
68160 | 6.44 | 0.8 | 365 | 5.8655 | 0.80641 | 6 | 0.67192
68161 | 5.67 | 0.8 | 365 | 5.1642 | 0.39477 | 5 | 0.55898
68162 | 9.405 | 0.8 | 365 | 8.566 | 0.24212 | 8 | 0.80814
68163 | 5.7 | 0.8 | 365 | 5.1915 | 0.44977 | 5 | 0.6413
68165 | 10.8 | 0.8 | 365 | 9.8366 | 0.79956 | 10 | 0.63615
68166 | 8.96 | 0.8 | 365 | 8.1607 | 0.4263 | 8 | 0.58703
68169 | 3.78 | 0.8 | 365 | 3.4428 | 0.92985 | 4 | 0.37265
68170 | 5.98 | 0.8 | 365 | 5.4466 | 0.96309 | 6 | 0.40964
68171 | 8.265 | 0.8 | 365 | 7.5277 | 0.15216 | 7 | 0.67988
68172 | 13.25 | 0.8 | 365 | 12.068 | 0.29113 | 12 | 0.35916
68173 | 6.84 | 0.8 | 365 | 6.2298 | 0.53972 | 6 | 0.76956
67493 | 9.156 | 1 | 365 | 10.424 | 0.98204 | 11 | 0.40608
68114 | 7.395 | 0.8 | 365 | 6.7353 | 0.5572 | 7 | 0.29253
68180 | 11.66 | 0.8 | 365 | 10.6199 | 0.37619 | 10 | 0.99606
68179 | 4.68 | 0.8 | 365 | 4.2625 | 0.57981 | 4 | 0.84233
55315 | 342.68 | 0.9 | 365 | 351.1251 | 0.76187 | 351 | 0.88696
68181 | 12.025 | 1 | 365 | 13.6904 | 0.55668 | 14 | 0.24707
68182 | 15.39 | 0.8 | 365 | 14.0171 | 0.21438 | 14 | 0.23151
68183 | 12.426 | 0.8 | 365 | 11.3175 | 0.7805 | 12 | 0.098034
31438 | 5024.52 | 0.8 | 365 | 4576.3071 | 0.41634 | 4576 | 0.72343
68184 | 10.865 | 0.8 | 365 | 9.8958 | 0.91873 | 10 | 0.81451
68186 | 6.71 | 0.8 | 365 | 6.1114 | 0.30139 | 6 | 0.41283
68185 | 13.25 | 0.8 | 365 | 12.068 | 0.29113 | 12 | 0.35916
68187 | 5.985 | 0.8 | 365 | 5.4511 | 0.97226 | 6 | 0.42336
68189 | 4.485 | 0.8 | 365 | 4.0849 | 0.22232 | 4 | 0.30723
31484 | 646.38 | 0.8 | 365 | 588.7196 | 0.0038001 | 588 | 0.72339
34518 | 529.72 | 0.8 | 365 | 482.4663 | 0.13186 | 482 | 0.59813
34515 | 503.88 | 0.8 | 365 | 458.9313 | 0.75958 | 459 | 0.6909
68195 | 5.76 | 1 | 365 | 6.5577 | 0.19971 | 6 | 0.75743
68197 | 11.34 | 0.8 | 365 | 10.3284 | 0.78954 | 11 | 0.11795
68201 | 6 | 0.8 | 365 | 5.4648 | 0.99976 | 6 | 0.46453
68202 | 12.69 | 0.8 | 365 | 11.558 | 0.26449 | 11 | 0.82247
68204 | 9.135 | 0.8 | 365 | 8.3201 | 0.74713 | 9 | 0.067241
68206 | 12.825 | 0.8 | 365 | 11.6809 | 0.51198 | 12 | 0.19292
68207 | 7.15 | 0.8 | 365 | 6.5122 | 0.10804 | 6 | 0.62023
68208 | 2.16 | 0.8 | 365 | 1.9673 | 0.95991 | 2 | 0.92723
68209 | 6.36 | 0.8 | 365 | 5.7927 | 0.65974 | 6 | 0.4524
68211 | 5.025 | 1 | 365 | 5.7209 | 0.51537 | 6 | 0.2363
68212 | 10.695 | 0.8 | 365 | 9.741 | 0.60707 | 10 | 0.34802
68214 | 9.81 | 0.8 | 365 | 8.9349 | 0.9846 | 9 | 0.9195
68216 | 14.85 | 0.8 | 365 | 13.5253 | 0.2244 | 13 | 0.7497
68217 | 13.25 | 1 | 365 | 15.085 | 0.36391 | 15 | 0.44895
68223 | 7.685 | 0.8 | 365 | 6.9995 | 0.088855 | 7 | 0.088314
68224 | 12.255 | 0.8 | 365 | 11.1618 | 0.467 | 11 | 0.62879
68225 | 3.42 | 0.8 | 365 | 3.1149 | 0.26986 | 3 | 0.38478
68226 | 6.16 | 0.8 | 365 | 5.6105 | 0.29308 | 5 | 0.90358
68227 | 11.115 | 0.8 | 365 | 10.1235 | 0.37705 | 10 | 0.50053
68237 | 9.135 | 0.8 | 365 | 8.3201 | 0.74713 | 9 | 0.067241
68239 | 15.3 | 0.8 | 365 | 13.9352 | 0.04938 | 13 | 0.98454
68245 | 12.75 | 1 | 365 | 14.5158 | 0.2181 | 14 | 0.7339
68246 | 10.335 | 0.8 | 365 | 9.4131 | 0.94708 | 10 | 0.36015
68248 | 8 | 1 | 365 | 9.1079 | 0.33293 | 9 | 0.44088
68251 | 7.8 | 0.8 | 365 | 7.1042 | 0.29968 | 7 | 0.40388
68257 | 4.32 | 0.8 | 365 | 3.9346 | 0.91982 | 4 | 0.85446
68249 | 7.28 | 0.8 | 365 | 6.6306 | 0.34637 | 6 | 0.97696
68260 | 11.07 | 0.8 | 365 | 10.0825 | 0.29455 | 10 | 0.37705
68259 | 5.83 | 0.8 | 365 | 5.3099 | 0.6881 | 5 | 0.99803
68261 | 9 | 0.8 | 365 | 8.1972 | 0.49964 | 8 | 0.69679
68268 | 6.6 | 1 | 365 | 7.5141 | 0.12467 | 7 | 0.63872
68265 | 8.7 | 0.8 | 365 | 7.9239 | 0.94965 | 8 | 0.87356
68270 | 9.54 | 1 | 365 | 10.8612 | 0.86202 | 11 | 0.72325
68271 | 6.93 | 0.8 | 365 | 6.3118 | 0.70472 | 7 | 0.016528
68272 | 11.7 | 0.8 | 365 | 10.6563 | 0.44953 | 11 | 0.10583
68273 | 8.1 | 1 | 365 | 9.2218 | 0.56209 | 9 | 0.78389
68274 | 7.84 | 0.8 | 365 | 7.1406 | 0.37302 | 7 | 0.51365
68276 | 3.36 | 0.8 | 365 | 3.0603 | 0.15986 | 3 | 0.22013
60016 | 44.16 | 1 | 365 | 50.2759 | 0.19776 | 50 | 0.47364
46713 | 12.22 | 1 | 365 | 13.9124 | 0.0035475 | 13 | 0.91594
66385 | 4.59 | 1 | 365 | 5.2257 | 0.51852 | 5 | 0.7442
68293 | 4.2 | 0.8 | 365 | 3.8253 | 0.69983 | 4 | 0.52517
68294 | 7.56 | 0.8 | 365 | 6.8856 | 0.85969 | 7 | 0.7453
68023 | 5.5 | 1 | 365 | 6.2617 | 0.60389 | 6 | 0.8656
68028 | 9.72 | 1 | 365 | 11.0662 | 0.27451 | 11 | 0.34067
68073 | 8.28 | 1 | 365 | 9.4267 | 0.97458 | 10 | 0.40131
68074 | 5.886 | 1 | 365 | 6.7012 | 0.48845 | 7 | 0.18963
68218 | 4.251 | 0.8 | 365 | 3.8718 | 0.79333 | 4 | 0.66512
68228 | 8.829 | 0.8 | 365 | 8.0414 | 0.18614 | 8 | 0.22755
68244 | 6.36 | 1 | 365 | 7.2408 | 0.57468 | 7 | 0.8155
68254 | 8.64 | 0.8 | 365 | 7.8693 | 0.83965 | 8 | 0.70892
68297 | 13.25 | 0.8 | 365 | 12.068 | 0.29113 | 12 | 0.35916
68269 | 5.76 | 0.8 | 365 | 5.2462 | 0.55977 | 5 | 0.80595
68275 | 5.12 | 1 | 365 | 5.8291 | 0.73307 | 6 | 0.56216
68279 | 8.96 | 1 | 365 | 10.2009 | 0.53288 | 10 | 0.73378
68282 | 4.905 | 1 | 365 | 5.5843 | 0.24038 | 5 | 0.82469
68299 | 10.8 | 0.8 | 365 | 9.8366 | 0.79956 | 10 | 0.63615
68284 | 7.848 | 1 | 365 | 8.9349 | 0.9846 | 9 | 0.9195
68300 | 2.7 | 0.8 | 365 | 2.4591 | 0.94989 | 3 | 0.40904
68303 | 8.28 | 0.8 | 365 | 7.5414 | 0.17966 | 7 | 0.72105
68305 | 12.15 | 0.8 | 365 | 11.0662 | 0.27451 | 11 | 0.34067
68306 | 2.16 | 0.8 | 365 | 1.9673 | 0.95991 | 2 | 0.92723
68308 | 5.035 | 0.8 | 365 | 4.5859 | 0.23063 | 4 | 0.81648
68309 | 3.78 | 0.8 | 365 | 3.4428 | 0.92985 | 4 | 0.37265
68310 | 3.51 | 0.8 | 365 | 3.1969 | 0.43486 | 3 | 0.63175
68311 | 2.7 | 0.8 | 365 | 2.4591 | 0.94989 | 3 | 0.40904
68250 | 7.41 | 0.8 | 365 | 6.749 | 0.5847 | 7 | 0.33369
67918 | 6.48 | 0.8 | 365 | 5.902 | 0.87974 | 6 | 0.78169
68117 | 6.867 | 0.8 | 365 | 6.2544 | 0.58922 | 6 | 0.84365
68118 | 10.05 | 0.8 | 365 | 9.1535 | 0.42459 | 9 | 0.57808
68119 | 5.22 | 1 | 365 | 5.9429 | 0.96224 | 6 | 0.90517
68121 | 10.05 | 0.8 | 365 | 9.1535 | 0.42459 | 9 | 0.57808
68122 | 6.9 | 0.8 | 365 | 6.2845 | 0.64972 | 6 | 0.9342
68133 | 9.8 | 0.8 | 365 | 8.9258 | 0.96627 | 9 | 0.89206
68134 | 8.502 | 0.8 | 365 | 7.7436 | 0.58666 | 8 | 0.33023
68136 | 9.38 | 0.8 | 365 | 8.5433 | 0.19629 | 8 | 0.73954
68138 | 5.04 | 0.8 | 365 | 4.5904 | 0.2398 | 4 | 0.8302
68141 | 6.27 | 0.8 | 365 | 5.7107 | 0.49475 | 6 | 0.20543
65344 | 58.206 | 0.9 | 365 | 59.6404 | 0.047221 | 59 | 0.68766
68289 | 7.848 | 0.8 | 365 | 7.1479 | 0.38768 | 7 | 0.5356
68290 | 4.76 | 0.8 | 365 | 4.3354 | 0.72647 | 5 | 0.061857
68291 | 10.15 | 0.8 | 365 | 9.2446 | 0.60792 | 9 | 0.85249
68317 | 6.095 | 0.8 | 365 | 5.5513 | 0.17392 | 5 | 0.72521
68316 | 5.355 | 1 | 365 | 6.0966 | 0.2716 | 6 | 0.36824
68318 | 9.01 | 0.8 | 365 | 8.2063 | 0.51797 | 8 | 0.72423
68312 | 4.24 | 0.8 | 365 | 3.8618 | 0.77316 | 4 | 0.63493
68322 | 8.12 | 0.8 | 365 | 7.3957 | 0.88634 | 8 | 0.28199
68255 | 2.7 | 0.8 | 365 | 2.4591 | 0.94989 | 3 | 0.40904
68323 | 8.1 | 0.8 | 365 | 7.3774 | 0.84967 | 8 | 0.22711
68326 | 4.68 | 1 | 365 | 5.3282 | 0.72476 | 6 | 0.052913
68325 | 8.1 | 0.8 | 365 | 7.3774 | 0.84967 | 8 | 0.22711
68327 | 5.76 | 0.8 | 365 | 5.2462 | 0.55977 | 5 | 0.80595
68329 | 3.15 | 0.8 | 365 | 2.869 | 0.77487 | 3 | 0.64388
68330 | 4.8 | 0.8 | 365 | 4.3718 | 0.79981 | 5 | 0.17162
68332 | 9.15 | 0.8 | 365 | 8.3338 | 0.77463 | 9 | 0.1084
68334 | 12.6 | 0.8 | 365 | 11.476 | 0.099489 | 11 | 0.5755
68335 | 6.375 | 0.8 | 365 | 5.8063 | 0.68724 | 6 | 0.49356
68336 | 9.38 | 0.8 | 365 | 8.5433 | 0.19629 | 8 | 0.73954
68341 | 5.7 | 0.8 | 365 | 5.1915 | 0.44977 | 5 | 0.6413
64155 | 54.6 | 0.9 | 365 | 55.9456 | 0.61001 | 56 | 0.55559
68344 | 13.115 | 0.8 | 365 | 11.9451 | 0.043635 | 11 | 0.98871
68349 | 12 | 1 | 365 | 13.6619 | 0.49939 | 14 | 0.16132
68350 | 13.23 | 1 | 365 | 15.0623 | 0.31808 | 15 | 0.38035
68351 | 5.13 | 0.8 | 365 | 4.6724 | 0.40479 | 5 | 0.07717
68352 | 4.251 | 1 | 365 | 4.8397 | 0.74166 | 5 | 0.5814
68354 | 7.848 | 1 | 365 | 8.9349 | 0.9846 | 9 | 0.9195
68356 | 7.2 | 0.8 | 365 | 6.5577 | 0.19971 | 6 | 0.75743
68358 | 7.848 | 1 | 365 | 8.9349 | 0.9846 | 9 | 0.9195
68359 | 8.375 | 1 | 365 | 9.5349 | 0.19228 | 9 | 0.72717
68360 | 10.865 | 0.8 | 365 | 9.8958 | 0.91873 | 10 | 0.81451
68361 | 5.175 | 0.8 | 365 | 4.7134 | 0.48729 | 5 | 0.20065
68362 | 5.565 | 0.8 | 365 | 5.0686 | 0.20227 | 5 | 0.27085
68363 | 4.86 | 0.8 | 365 | 4.4265 | 0.9098 | 5 | 0.33627
68367 | 2.97 | 0.8 | 365 | 2.7051 | 0.44488 | 3 | 0.14994
68370 | 9.69 | 0.8 | 365 | 8.8256 | 0.76461 | 9 | 0.59021
68371 | 5.98 | 0.8 | 365 | 5.4466 | 0.96309 | 6 | 0.40964
68372 | 6.05 | 1 | 365 | 6.8879 | 0.86428 | 7 | 0.75216
68373 | 11.655 | 0.8 | 365 | 10.6153 | 0.36703 | 10 | 0.98234
68375 | 24.885 | 1 | 365 | 28.3314 | 0.026864 | 28 | 0.35828
68374 | 9.435 | 0.8 | 365 | 8.5933 | 0.29712 | 8 | 0.89047
68377 | 5.88 | 0.8 | 365 | 5.3555 | 0.77976 | 6 | 0.13524
68378 | 3.78 | 0.8 | 365 | 3.4428 | 0.92985 | 4 | 0.37265
68381 | 8.12 | 0.8 | 365 | 7.3957 | 0.88634 | 8 | 0.28199
68382 | 8.7 | 0.8 | 365 | 7.9239 | 0.94965 | 8 | 0.87356
68385 | 2.12 | 0.8 | 365 | 1.9309 | 0.88658 | 2 | 0.81747
68384 | 14.4 | 0.8 | 365 | 13.1154 | 0.39942 | 13 | 0.51486
68386 | 10.464 | 0.8 | 365 | 9.5306 | 0.18358 | 9 | 0.71413
68387 | 5.4 | 0.8 | 365 | 4.9183 | 0.89978 | 5 | 0.81807
68390 | 12 | 0.8 | 365 | 10.9295 | 0.99951 | 11 | 0.92905
68389 | 5.7 | 0.8 | 365 | 5.1915 | 0.44977 | 5 | 0.6413
68391 | 4.42 | 0.8 | 365 | 4.0257 | 0.10315 | 4 | 0.12887
68392 | 4.94 | 0.8 | 365 | 4.4993 | 0.056466 | 4 | 0.55579
68393 | 5.72 | 0.8 | 365 | 5.2097 | 0.48643 | 5 | 0.69618
68394 | 9.45 | 0.8 | 365 | 8.607 | 0.32462 | 8 | 0.93163
68395 | 8.28 | 0.8 | 365 | 7.5414 | 0.17966 | 7 | 0.72105
68396 | 7.695 | 0.8 | 365 | 7.0086 | 0.10719 | 7 | 0.11575
68397 | 9.72 | 0.8 | 365 | 8.8529 | 0.81961 | 9 | 0.67253
68398 | 9.8 | 0.8 | 365 | 8.9258 | 0.96627 | 9 | 0.89206
68400 | 7.035 | 0.8 | 365 | 6.4074 | 0.89721 | 7 | 0.30466
68401 | 6.48 | 1 | 365 | 7.3774 | 0.84967 | 8 | 0.22711
68402 | 12.505 | 0.8 | 365 | 11.3895 | 0.92533 | 12 | 0.31482
68403 | 6 | 0.8 | 365 | 5.4648 | 0.99976 | 6 | 0.46453
68404 | 2.24 | 0.8 | 365 | 2.0402 | 0.10658 | 2 | 0.14676
68405 | 3.66 | 0.8 | 365 | 3.3335 | 0.70985 | 4 | 0.043361
68406 | 11.655 | 0.8 | 365 | 10.6153 | 0.36703 | 10 | 0.98234
68407 | 9.81 | 1 | 365 | 11.1686 | 0.48075 | 11 | 0.64938
51288 | 7.14 | 1 | 365 | 8.1288 | 0.36214 | 8 | 0.49098
68410 | 5.32 | 0.8 | 365 | 4.8454 | 0.75312 | 5 | 0.59855
68411 | 5.83 | 0.8 | 365 | 5.3099 | 0.6881 | 5 | 0.99803
68383 | 5.12 | 0.8 | 365 | 4.6633 | 0.38646 | 5 | 0.049729
68420 | 24.4 | 0.8 | 365 | 22.2234 | 0.73234 | 22 | 0.95574
68232 | 19.8 | 1 | 365 | 22.5422 | 0.374 | 22 | 0.91617
65911 | 3.9 | 1 | 365 | 4.4401 | 0.9373 | 5 | 0.37743
65931 | 5.04 | 1 | 365 | 5.738 | 0.54974 | 6 | 0.28775
65411 | 5.3 | 1 | 365 | 6.034 | 0.14556 | 6 | 0.17958
64927 | 13 | 1 | 365 | 14.8004 | 0.79101 | 15 | 0.59142
63924 | 5.1 | 1 | 365 | 5.8063 | 0.68724 | 6 | 0.49356
67987 | 3.3 | 0.8 | 365 | 3.0056 | 0.049866 | 3 | 0.055489
65972 | 3.12 | 1 | 365 | 3.5521 | 0.14984 | 3 | 0.70194
68422 | 4.05 | 0.8 | 365 | 3.6887 | 0.42484 | 4 | 0.11356
65925 | 5.2 | 1 | 365 | 5.9202 | 0.9164 | 6 | 0.83657
68424 | 6.21 | 0.8 | 365 | 5.656 | 0.38475 | 6 | 0.040784
66113 | 12.455 | 0.8 | 365 | 11.344 | 0.83366 | 12 | 0.17761
68427 | 5.4 | 0.8 | 365 | 4.9183 | 0.89978 | 5 | 0.81807
65973 | 13.26 | 0.8 | 365 | 12.0771 | 0.30946 | 12 | 0.3866
68430 | 3.2 | 0.8 | 365 | 2.9145 | 0.86654 | 3 | 0.78108
66528 | 2.08 | 0.8 | 365 | 1.8945 | 0.81325 | 2 | 0.7077
68432 | 8.625 | 0.8 | 365 | 7.8556 | 0.81215 | 8 | 0.66776
66094 | 2.6 | 0.8 | 365 | 2.3681 | 0.76656 | 3 | 0.13463
68433 | 11.4 | 0.8 | 365 | 10.3831 | 0.89954 | 11 | 0.2826
39721 | 2.6 | 1 | 365 | 2.9601 | 0.9582 | 3 | 0.91828
66611 | 12.285 | 0.8 | 365 | 11.1891 | 0.522 | 11 | 0.71112
68431 | 9 | 1 | 365 | 10.2464 | 0.62454 | 10 | 0.87099
68434 | 7.2 | 0.8 | 365 | 6.5577 | 0.19971 | 6 | 0.75743
66339 | 11.44 | 1 | 365 | 13.0244 | 0.21609 | 13 | 0.24045
68436 | 12.6 | 0.8 | 365 | 11.476 | 0.099489 | 11 | 0.5755
68438 | 19.2 | 0.8 | 365 | 17.4873 | 0.19922 | 17 | 0.68648
68439 | 4.725 | 0.8 | 365 | 4.3035 | 0.66231 | 4 | 0.96581
66614 | 12.22 | 0.8 | 365 | 11.1299 | 0.40284 | 11 | 0.53275
68437 | 11.1 | 0.8 | 365 | 10.1098 | 0.34955 | 10 | 0.45937
67982 | 8.67 | 1 | 365 | 9.8707 | 0.86831 | 10 | 0.73905
68190 | 11.52 | 1 | 365 | 13.1154 | 0.39942 | 13 | 0.51486
67139 | 8.505 | 0.8 | 365 | 7.7463 | 0.59216 | 8 | 0.33847
68191 | 4.27 | 1 | 365 | 4.8614 | 0.7852 | 5 | 0.64657
68442 | 8.4 | 0.8 | 365 | 7.6507 | 0.39966 | 8 | 0.050337
67990 | 5.985 | 0.8 | 365 | 5.4511 | 0.97226 | 6 | 0.42336
67498 | 8.64 | 1 | 365 | 9.8366 | 0.79956 | 10 | 0.63615
68443 | 8.525 | 0.8 | 365 | 7.7645 | 0.62882 | 8 | 0.39335
67284 | 6.89 | 0.8 | 365 | 6.2754 | 0.63139 | 6 | 0.90676
68193 | 11.025 | 1 | 365 | 12.5519 | 0.26507 | 12 | 0.81696
67543 | 8.32 | 0.8 | 365 | 7.5778 | 0.253 | 7 | 0.83081
68194 | 8.4 | 1 | 365 | 9.5633 | 0.24957 | 9 | 0.81292
68210 | 10.5 | 1 | 365 | 11.9542 | 0.061968 | 12 | 0.016151
68199 | 5.7 | 1 | 365 | 6.4894 | 0.062211 | 6 | 0.55162
68445 | 7.155 | 1 | 365 | 8.1459 | 0.39651 | 8 | 0.54243
68213 | 8.4 | 1 | 365 | 9.5633 | 0.24957 | 9 | 0.81292
68200 | 8.505 | 1 | 365 | 9.6829 | 0.49019 | 10 | 0.17308
68215 | 7.75 | 1 | 365 | 8.8233 | 0.76002 | 9 | 0.58335
68220 | 9.6 | 1 | 365 | 10.9295 | 0.99951 | 11 | 0.92905
68221 | 7.04 | 1 | 365 | 8.015 | 0.13298 | 8 | 0.14797
68233 | 4.725 | 1 | 365 | 5.3794 | 0.82789 | 6 | 0.20727
68240 | 11.025 | 0.8 | 365 | 10.0415 | 0.21205 | 10 | 0.25357
68243 | 3.05 | 0.8 | 365 | 2.7779 | 0.59154 | 3 | 0.36947
68446 | 9.975 | 0.8 | 365 | 9.0852 | 0.2871 | 9 | 0.37227
68339 | 13.68 | 0.8 | 365 | 12.4597 | 0.079446 | 12 | 0.53912
68441 | 5.4 | 0.8 | 365 | 4.9183 | 0.89978 | 5 | 0.81807
68453 | 8.1 | 0.8 | 365 | 7.3774 | 0.84967 | 8 | 0.22711
68454 | 4.94 | 0.8 | 365 | 4.4993 | 0.056466 | 4 | 0.55579
68455 | 8.64 | 0.8 | 365 | 7.8693 | 0.83965 | 8 | 0.70892
68456 | 8.64 | 0.8 | 365 | 7.8693 | 0.83965 | 8 | 0.70892
68457 | 11.02 | 0.8 | 365 | 10.037 | 0.20289 | 10 | 0.23985
68458 | 5.83 | 0.8 | 365 | 5.3099 | 0.6881 | 5 | 0.99803
68302 | 5.4 | 0.8 | 365 | 4.9183 | 0.89978 | 5 | 0.81807
68460 | 8.64 | 0.8 | 365 | 7.8693 | 0.83965 | 8 | 0.70892
68461 | 9.6 | 0.8 | 365 | 8.7436 | 0.59961 | 9 | 0.34324
68463 | 3.66 | 0.8 | 365 | 3.3335 | 0.70985 | 4 | 0.043361
68464 | 5.44 | 0.8 | 365 | 4.9547 | 0.97311 | 5 | 0.92784
68467 | 7.56 | 0.8 | 365 | 6.8856 | 0.85969 | 7 | 0.7453
68469 | 4.485 | 0.8 | 365 | 4.0849 | 0.22232 | 4 | 0.30723
68470 | 10.08 | 0.8 | 365 | 9.1808 | 0.47959 | 9 | 0.6604
68471 | 7.5 | 0.8 | 365 | 6.831 | 0.7497 | 7 | 0.58066
68473 | 4.5 | 0.8 | 365 | 4.0986 | 0.24982 | 4 | 0.34839
68474 | 12 | 0.8 | 365 | 10.9295 | 0.99951 | 11 | 0.92905
68475 | 4.68 | 0.8 | 365 | 4.2625 | 0.57981 | 4 | 0.84233
68476 | 10.965 | 0.8 | 365 | 9.9869 | 0.10206 | 10 | 0.088921
68477 | 9.24 | 0.8 | 365 | 8.4157 | 0.93963 | 9 | 0.35537
68478 | 3.92 | 0.8 | 365 | 3.5703 | 0.18651 | 3 | 0.75682
68480 | 5.415 | 0.8 | 365 | 4.932 | 0.92728 | 5 | 0.85923
68481 | 4.08 | 0.8 | 365 | 3.716 | 0.47983 | 4 | 0.19588
68485 | 7.8 | 0.8 | 365 | 7.1042 | 0.29968 | 7 | 0.40388
68486 | 2.08 | 0.8 | 365 | 1.8945 | 0.81325 | 2 | 0.7077
68487 | 8.58 | 0.8 | 365 | 7.8146 | 0.72965 | 8 | 0.54427
68490 | 16.64 | 0.8 | 365 | 15.1556 | 0.50599 | 15 | 0.66162
68491 | 5.035 | 0.8 | 365 | 4.5859 | 0.23063 | 4 | 0.81648
68493 | 7.28 | 0.8 | 365 | 6.6306 | 0.34637 | 6 | 0.97696
68494 | 7.42 | 0.8 | 365 | 6.7581 | 0.60303 | 7 | 0.36113
68495 | 7.8 | 0.8 | 365 | 7.1042 | 0.29968 | 7 | 0.40388
68497 | 7.8 | 0.8 | 365 | 7.1042 | 0.29968 | 7 | 0.40388
68499 | 11.44 | 0.8 | 365 | 10.4195 | 0.97287 | 11 | 0.39236
68505 | 6.48 | 0.8 | 365 | 5.902 | 0.87974 | 6 | 0.78169
68509 | 13.23 | 0.8 | 365 | 12.0498 | 0.25446 | 12 | 0.30428
68510 | 11.025 | 0.8 | 365 | 10.0415 | 0.21205 | 10 | 0.25357
68511 | 7.54 | 0.8 | 365 | 6.8674 | 0.82303 | 7 | 0.69042
68517 | 6.555 | 1 | 365 | 7.4628 | 0.021543 | 7 | 0.48437
68368 | 10.05 | 0.8 | 365 | 9.1535 | 0.42459 | 9 | 0.57808
68516 | 5.355 | 0.8 | 365 | 4.8773 | 0.81728 | 5 | 0.69459
68520 | 6.213 | 1 | 365 | 7.0735 | 0.23781 | 7 | 0.31127
68521 | 4.48 | 0.8 | 365 | 4.0804 | 0.21315 | 4 | 0.29351
68522 | 9.88 | 0.8 | 365 | 8.9987 | 0.11293 | 9 | 0.11159
68525 | 13.44 | 1 | 365 | 15.3014 | 0.79932 | 16 | 0.10067
68519 | 4.69 | 1 | 365 | 5.3395 | 0.74768 | 6 | 0.087214
68524 | 3.36 | 0.8 | 365 | 3.0603 | 0.15986 | 3 | 0.22013
68526 | 3.78 | 0.8 | 365 | 3.4428 | 0.92985 | 4 | 0.37265
68529 | 12.72 | 1 | 365 | 14.4816 | 0.14936 | 14 | 0.63099
68532 | 5.2 | 0.8 | 365 | 4.7361 | 0.53312 | 5 | 0.26926
68530 | 11.655 | 1 | 365 | 13.2691 | 0.70878 | 13 | 0.97793
68531 | 10.08 | 0.8 | 365 | 9.1808 | 0.47959 | 9 | 0.6604
68533 | 11.385 | 1 | 365 | 12.9617 | 0.090048 | 13 | 0.051798
68534 | 9.315 | 1 | 365 | 10.6051 | 0.3464 | 10 | 0.95147
68535 | 3.84 | 1 | 365 | 4.3718 | 0.79981 | 5 | 0.17162
68537 | 8.96 | 1 | 365 | 10.2009 | 0.53288 | 10 | 0.73378
68538 | 6.095 | 0.8 | 365 | 5.5513 | 0.17392 | 5 | 0.72521
68539 | 6.5 | 0.8 | 365 | 5.9202 | 0.9164 | 6 | 0.83657
68540 | 8.06 | 0.8 | 365 | 7.341 | 0.77634 | 8 | 0.11735
68542 | 9.765 | 0.8 | 365 | 8.8939 | 0.9021 | 9 | 0.79602
68544 | 8.505 | 0.8 | 365 | 7.7463 | 0.59216 | 8 | 0.33847
68545 | 3.9 | 0.8 | 365 | 3.5521 | 0.14984 | 3 | 0.70194
68546 | 3.38 | 0.8 | 365 | 3.0785 | 0.19653 | 3 | 0.27502
68547 | 4.8 | 0.8 | 365 | 4.3718 | 0.79981 | 5 | 0.17162
68550 | 6.08 | 1 | 365 | 6.922 | 0.93303 | 7 | 0.85507
64771 | 88.04 | 0.9 | 365 | 90.2097 | 0.57849 | 90 | 0.78816
68552 | 11.4 | 0.8 | 365 | 10.3831 | 0.89954 | 11 | 0.2826
68553 | 12.915 | 0.8 | 365 | 11.7629 | 0.67698 | 12 | 0.43989
68554 | 12.19 | 0.8 | 365 | 11.1026 | 0.34784 | 11 | 0.45043
68555 | 10.865 | 0.8 | 365 | 9.8958 | 0.91873 | 10 | 0.81451
26453 | 696.96 | 1 | 365 | 793.4845 | 0.16469 | 793 | 0.64919
68557 | 7.43 | 1 | 365 | 8.459 | 0.026707 | 8 | 0.48571
68559 | 13.5 | 0.8 | 365 | 12.2957 | 0.74945 | 13 | 0.045184
68560 | 9.86 | 1 | 365 | 11.2255 | 0.59533 | 11 | 0.82088
68549 | 5.13 | 0.8 | 365 | 4.6724 | 0.40479 | 5 | 0.07717
68565 | 7.56 | 1 | 365 | 8.607 | 0.32462 | 8 | 0.93163
68566 | 2.12 | 1 | 365 | 2.4136 | 0.85823 | 3 | 0.27183
68567 | 8.68 | 0.8 | 365 | 7.9057 | 0.91298 | 8 | 0.81868
68568 | 8.55 | 0.8 | 365 | 7.7873 | 0.67465 | 8 | 0.46195
68569 | 6.09 | 1 | 365 | 6.9334 | 0.95594 | 7 | 0.88937
68570 | 11.2 | 0.8 | 365 | 10.2009 | 0.53288 | 10 | 0.73378
68574 | 3.36 | 0.8 | 365 | 3.0603 | 0.15986 | 3 | 0.22013
68575 | 8.45 | 0.8 | 365 | 7.6962 | 0.49132 | 8 | 0.18754
68577 | 5.04 | 0.8 | 365 | 4.5904 | 0.2398 | 4 | 0.8302
68579 | 11.6 | 1 | 365 | 13.2065 | 0.58275 | 13 | 0.78927
68580 | 5.46 | 0.8 | 365 | 4.9729 | 0.0097787 | 4 | 0.98272
68581 | 13.5 | 1 | 365 | 15.3697 | 0.93682 | 16 | 0.30648
68583 | 5.88 | 0.8 | 365 | 5.3555 | 0.77976 | 6 | 0.13524
68585 | 12.426 | 0.8 | 365 | 11.3175 | 0.7805 | 12 | 0.098034
68586 | 4.94 | 0.8 | 365 | 4.4993 | 0.056466 | 4 | 0.55579
68589 | 4.68 | 0.8 | 365 | 4.2625 | 0.57981 | 4 | 0.84233
68590 | 7.68 | 0.8 | 365 | 6.9949 | 0.079689 | 7 | 0.074593
68591 | 8 | 0.8 | 365 | 7.2864 | 0.66634 | 7 | 0.9527
68592 | 14 | 0.8 | 365 | 12.7511 | 0.6661 | 13 | 0.41723
68597 | 9.45 | 0.8 | 365 | 8.607 | 0.32462 | 8 | 0.93163
68598 | 11.76 | 0.8 | 365 | 10.7109 | 0.55952 | 11 | 0.27047
68601 | 10.08 | 0.8 | 365 | 9.1808 | 0.47959 | 9 | 0.6604
68602 | 5.04 | 0.8 | 365 | 4.5904 | 0.2398 | 4 | 0.8302
68603 | 6.72 | 0.8 | 365 | 6.1205 | 0.31973 | 6 | 0.44027
68604 | 7.84 | 0.8 | 365 | 7.1406 | 0.37302 | 7 | 0.51365
68605 | 7.56 | 0.8 | 365 | 6.8856 | 0.85969 | 7 | 0.7453
68606 | 9.45 | 0.8 | 365 | 8.607 | 0.32462 | 8 | 0.93163
68607 | 7.84 | 0.8 | 365 | 7.1406 | 0.37302 | 7 | 0.51365
68608 | 6.447 | 0.8 | 365 | 5.8719 | 0.81924 | 6 | 0.69113
68609 | 6.76 | 0.8 | 365 | 6.157 | 0.39306 | 6 | 0.55003
68610 | 7.65 | 0.8 | 365 | 6.9676 | 0.02469 | 6 | 0.99227
68611 | 13.26 | 0.8 | 365 | 12.0771 | 0.30946 | 12 | 0.3866
68612 | 5.98 | 0.8 | 365 | 5.4466 | 0.96309 | 6 | 0.40964
68613 | 10.92 | 0.8 | 365 | 9.9459 | 0.019557 | 9 | 0.96544
68614 | 7.54 | 0.8 | 365 | 6.8674 | 0.82303 | 7 | 0.69042
68616 | 13.25 | 0.8 | 365 | 12.068 | 0.29113 | 12 | 0.35916
68617 | 2.16 | 0.8 | 365 | 1.9673 | 0.95991 | 2 | 0.92723
52343 | 3.12 | 1 | 365 | 3.5521 | 0.14984 | 3 | 0.70194
68622 | 7.125 | 0.8 | 365 | 6.4894 | 0.062211 | 6 | 0.55162
68623 | 11.13 | 0.8 | 365 | 10.1371 | 0.40455 | 10 | 0.5417
68625 | 9.52 | 0.8 | 365 | 8.6708 | 0.45295 | 9 | 0.12371
68626 | 8.4 | 0.8 | 365 | 7.6507 | 0.39966 | 8 | 0.050337
68627 | 2.24 | 0.8 | 365 | 2.0402 | 0.10658 | 2 | 0.14676
68628 | 5.67 | 0.8 | 365 | 5.1642 | 0.39477 | 5 | 0.55898
68365 | 4.64 | 0.8 | 365 | 4.2261 | 0.50648 | 4 | 0.73257
68629 | 12.075 | 1 | 365 | 13.7473 | 0.67126 | 14 | 0.41857
68630 | 2.86 | 0.8 | 365 | 2.6049 | 0.24322 | 2 | 0.84809
68631 | 5.2 | 0.8 | 365 | 4.7361 | 0.53312 | 5 | 0.26926
68632 | 7 | 0.8 | 365 | 6.3756 | 0.83305 | 7 | 0.20861
68635 | 7.56 | 0.8 | 365 | 6.8856 | 0.85969 | 7 | 0.7453
68637 | 2.08 | 0.8 | 365 | 1.8945 | 0.81325 | 2 | 0.7077
68638 | 9.135 | 0.8 | 365 | 8.3201 | 0.74713 | 9 | 0.067241
68642 | 8.19 | 0.8 | 365 | 7.4594 | 0.014668 | 7 | 0.47408
68641 | 5.88 | 0.8 | 365 | 5.3555 | 0.77976 | 6 | 0.13524
68643 | 10.64 | 0.8 | 365 | 9.6909 | 0.50624 | 10 | 0.19709
68644 | 5.72 | 0.8 | 365 | 5.2097 | 0.48643 | 5 | 0.69618
68646 | 3.36 | 0.8 | 365 | 3.0603 | 0.15986 | 3 | 0.22013
63316 | 75.6 | 0.9 | 365 | 77.4631 | 0.92155 | 78 | 0.38466
68648 | 6.325 | 0.8 | 365 | 5.7608 | 0.59558 | 6 | 0.35635
64881 | 68.48 | 0.9 | 365 | 70.1676 | 0.23688 | 70 | 0.40451
68651 | 6.03 | 0.8 | 365 | 5.4921 | 0.054756 | 5 | 0.54685
68652 | 4.95 | 0.8 | 365 | 4.5084 | 0.074799 | 4 | 0.58323
68653 | 8.96 | 0.8 | 365 | 8.1607 | 0.4263 | 8 | 0.58703
64033 | 74.4 | 0.9 | 365 | 76.2335 | 0.44661 | 76 | 0.68014
64225 | 253.44 | 0.9 | 365 | 259.6858 | 0.70844 | 260 | 0.39428
68654 | 4.93 | 0.8 | 365 | 4.4902 | 0.038134 | 4 | 0.52835
68655 | 3.71 | 0.8 | 365 | 3.379 | 0.80152 | 4 | 0.18057
68659 | 8.1 | 0.8 | 365 | 7.3774 | 0.84967 | 8 | 0.22711
68661 | 5.415 | 0.8 | 365 | 4.932 | 0.92728 | 5 | 0.85923
68663 | 4.42 | 0.8 | 365 | 4.0257 | 0.10315 | 4 | 0.12887
68667 | 5.76 | 0.8 | 365 | 5.2462 | 0.55977 | 5 | 0.80595
68666 | 7.125 | 0.8 | 365 | 6.4894 | 0.062211 | 6 | 0.55162
66363 | 7.68 | 1 | 365 | 8.7436 | 0.59961 | 9 | 0.34324
68669 | 12.255 | 0.8 | 365 | 11.1618 | 0.467 | 11 | 0.62879
66285 | 5.52 | 1 | 365 | 6.2845 | 0.64972 | 6 | 0.9342
68670 | 11.4 | 0.8 | 365 | 10.3831 | 0.89954 | 11 | 0.2826
68671 | 12.74 | 0.8 | 365 | 11.6035 | 0.35615 | 11 | 0.95968
68672 | 2.385 | 1 | 365 | 2.7153 | 0.4655 | 3 | 0.18081
68673 | 11.2 | 0.8 | 365 | 10.2009 | 0.53288 | 10 | 0.73378
68674 | 5.12 | 0.8 | 365 | 4.6633 | 0.38646 | 5 | 0.049729
68676 | 9.315 | 0.8 | 365 | 8.4841 | 0.077122 | 8 | 0.56118
68678 | 19.62 | 0.8 | 365 | 17.8698 | 0.9692 | 18 | 0.839
68679 | 2.205 | 0.8 | 365 | 2.0083 | 0.042411 | 2 | 0.050713
68681 | 4.16 | 0.8 | 365 | 3.7889 | 0.6265 | 4 | 0.4154
68680 | 15.12 | 0.8 | 365 | 13.7712 | 0.71939 | 14 | 0.49061
68682 | 5.1 | 0.8 | 365 | 4.6451 | 0.34979 | 4 | 0.99485
68683 | 8.96 | 0.8 | 365 | 8.1607 | 0.4263 | 8 | 0.58703
68684 | 9.8 | 0.8 | 365 | 8.9258 | 0.96627 | 9 | 0.89206
68686 | 4.2 | 0.8 | 365 | 3.8253 | 0.69983 | 4 | 0.52517
68687 | 7.245 | 0.8 | 365 | 6.5987 | 0.28221 | 6 | 0.88092
68689 | 10.56 | 0.8 | 365 | 9.618 | 0.35957 | 9 | 0.97757
68688 | 7.02 | 0.8 | 365 | 6.3938 | 0.86972 | 7 | 0.2635
68690 | 5.72 | 0.8 | 365 | 5.2097 | 0.48643 | 5 | 0.69618
68691 | 6.48 | 0.8 | 365 | 5.902 | 0.87974 | 6 | 0.78169
68694 | 7 | 0.8 | 365 | 6.3756 | 0.83305 | 7 | 0.20861
68696 | 14.04 | 0.8 | 365 | 12.7876 | 0.73943 | 13 | 0.52699
68697 | 4.42 | 0.8 | 365 | 4.0257 | 0.10315 | 4 | 0.12887
68698 | 14 | 0.8 | 365 | 12.7511 | 0.6661 | 13 | 0.41723
68699 | 1.96 | 0.8 | 365 | 1.7852 | 0.59325 | 2 | 0.37841
68700 | 7.28 | 0.8 | 365 | 6.6306 | 0.34637 | 6 | 0.97696
68701 | 9.36 | 0.8 | 365 | 8.525 | 0.15962 | 8 | 0.68466
68702 | 5.67 | 0.8 | 365 | 5.1642 | 0.39477 | 5 | 0.55898
68703 | 8.505 | 0.8 | 365 | 7.7463 | 0.59216 | 8 | 0.33847
68704 | 7.56 | 0.8 | 365 | 6.8856 | 0.85969 | 7 | 0.7453
68705 | 6.76 | 0.8 | 365 | 6.157 | 0.39306 | 6 | 0.55003
68706 | 4.48 | 0.8 | 365 | 4.0804 | 0.21315 | 4 | 0.29351
68708 | 3.64 | 0.8 | 365 | 3.3153 | 0.67319 | 3 | 0.98848
68709 | 13.78 | 0.8 | 365 | 12.5508 | 0.26277 | 12 | 0.81353
68710 | 8.32 | 0.8 | 365 | 7.5778 | 0.253 | 7 | 0.83081
68711 | 8.82 | 0.8 | 365 | 8.0332 | 0.16964 | 8 | 0.20285
68712 | 6.5 | 0.8 | 365 | 5.9202 | 0.9164 | 6 | 0.83657
68713 | 13.44 | 0.8 | 365 | 12.2411 | 0.63946 | 12 | 0.88054
68714 | 8.82 | 0.8 | 365 | 8.0332 | 0.16964 | 8 | 0.20285
68716 | 6.615 | 0.8 | 365 | 6.0249 | 0.12723 | 6 | 0.15214
65620 | 7.95 | 0.8 | 365 | 7.2408 | 0.57468 | 7 | 0.8155
68722 | 2.43 | 0.8 | 365 | 2.2132 | 0.4549 | 2 | 0.66813
68723 | 6.75 | 0.8 | 365 | 6.1479 | 0.37473 | 6 | 0.52259
66290 | 7.95 | 1 | 365 | 9.051 | 0.21835 | 9 | 0.26937
66352 | 5.72 | 1 | 365 | 6.5122 | 0.10804 | 6 | 0.62023
66399 | 7.54 | 1 | 365 | 8.5842 | 0.27878 | 8 | 0.86303
66430 | 9.01 | 1 | 365 | 10.2578 | 0.64746 | 10 | 0.90529
67033 | 7.56 | 0.8 | 365 | 6.8856 | 0.85969 | 7 | 0.7453
68465 | 9.3 | 0.8 | 365 | 8.4704 | 0.049623 | 8 | 0.52002
68832 | 5.36 | 0.8 | 365 | 4.8819 | 0.82645 | 5 | 0.70831
68167 | 5.4 | 0.8 | 365 | 4.9183 | 0.89978 | 5 | 0.81807
68064 | 12 | 0.8 | 365 | 10.9295 | 0.99951 | 11 | 0.92905
68198 | 6.405 | 1 | 365 | 7.2921 | 0.6778 | 7 | 0.96985
68429 | 21.06 | 0.8 | 365 | 19.1813 | 0.60915 | 19 | 0.79049
68111 | 4.59 | 0.8 | 365 | 4.1805 | 0.41481 | 4 | 0.59536
68287 | 15.96 | 0.8 | 365 | 14.5363 | 0.25935 | 14 | 0.79564
68675 | 14.84 | 0.8 | 365 | 13.5162 | 0.20607 | 13 | 0.72226
68192 | 6.3 | 1 | 365 | 7.1725 | 0.43718 | 7 | 0.60969
67292 | 9.275 | 1 | 365 | 10.5595 | 0.25474 | 10 | 0.81427
68707 | 12.74 | 0.8 | 365 | 11.6035 | 0.35615 | 11 | 0.95968
45560 | 13.16 | 0.8 | 365 | 11.9861 | 0.12613 | 12 | 0.11219
66378 | 6.24 | 1 | 365 | 7.1042 | 0.29968 | 7 | 0.40388
68745 | 7.43 | 1 | 365 | 8.459 | 0.026707 | 8 | 0.48571
39503 | 7.54 | 1 | 365 | 8.5842 | 0.27878 | 8 | 0.86303
34793 | 111.51 | 0.9 | 365 | 114.2581 | 0.98429 | 115 | 0.24237
55058 | 8.215 | 1 | 365 | 9.3527 | 0.82563 | 10 | 0.17835
67758 | 9.57 | 0.8 | 365 | 8.7163 | 0.54461 | 9 | 0.26092
68115 | 7.14 | 0.8 | 365 | 6.5031 | 0.089711 | 6 | 0.59279
68128 | 13.395 | 0.8 | 365 | 12.2001 | 0.55696 | 12 | 0.75705
68399 | 8.04 | 1 | 365 | 9.1535 | 0.42459 | 9 | 0.57808
68447 | 11.76 | 0.8 | 365 | 10.7109 | 0.55952 | 11 | 0.27047
68649 | 6.84 | 1 | 365 | 7.7873 | 0.67465 | 8 | 0.46195
68770 | 7.2 | 1 | 365 | 8.1972 | 0.49964 | 8 | 0.69679
68488 | 5.565 | 0.8 | 365 | 5.0686 | 0.20227 | 5 | 0.27085
59618 | 759.78 | 1 | 365 | 865.0047 | 0.124 | 865 | 0.12867
45410 | 7.98 | 0.8 | 365 | 7.2681 | 0.62968 | 7 | 0.89782
67799 | 11.7 | 1 | 365 | 13.3204 | 0.81191 | 14 | 0.13228
68203 | 7.98 | 0.8 | 365 | 7.2681 | 0.62968 | 7 | 0.89782
68234 | 6.3 | 1 | 365 | 7.1725 | 0.43718 | 7 | 0.60969
68425 | 9.6 | 0.8 | 365 | 8.7436 | 0.59961 | 9 | 0.34324
68496 | 7.8 | 1 | 365 | 8.8803 | 0.8746 | 9 | 0.75485
68615 | 11.96 | 0.8 | 365 | 10.8931 | 0.92618 | 11 | 0.81929
68726 | 5.94 | 0.8 | 365 | 5.4101 | 0.88976 | 6 | 0.29988
68728 | 9.275 | 0.8 | 365 | 8.4476 | 0.0037907 | 8 | 0.45141
68729 | 11.13 | 0.8 | 365 | 10.1371 | 0.40455 | 10 | 0.5417
68732 | 4.32 | 0.8 | 365 | 3.9346 | 0.91982 | 4 | 0.85446
68733 | 11.07 | 0.8 | 365 | 10.0825 | 0.29455 | 10 | 0.37705
68734 | 11.66 | 0.8 | 365 | 10.6199 | 0.37619 | 10 | 0.99606
68735 | 6.095 | 0.8 | 365 | 5.5513 | 0.17392 | 5 | 0.72521
62225 | 56.1 | 0.9 | 365 | 57.4825 | 0.70369 | 58 | 0.18623
68740 | 3.975 | 0.8 | 365 | 3.6204 | 0.28734 | 3 | 0.90775
68743 | 13.52 | 0.8 | 365 | 12.3139 | 0.78612 | 13 | 0.10007
68747 | 3.315 | 0.8 | 365 | 3.0193 | 0.077366 | 3 | 0.096651
68748 | 11.2 | 0.8 | 365 | 10.2009 | 0.53288 | 10 | 0.73378
68750 | 9.52 | 0.8 | 365 | 8.6708 | 0.45295 | 9 | 0.12371
53158 | 44.28 | 0.8 | 365 | 40.33 | 0.17821 | 40 | 0.5082
68558 | 12.88 | 1 | 365 | 14.6638 | 0.51601 | 15 | 0.17981
68752 | 2.34 | 0.8 | 365 | 2.1313 | 0.28991 | 2 | 0.42117
65245 | 28.56 | 0.7 | 365 | 22.7608 | 0.81399 | 23 | 0.57475
49191 | 31.185 | 0.7 | 365 | 24.8527 | 0.024831 | 24 | 0.87758
68725 | 7.155 | 0.8 | 365 | 6.5167 | 0.11721 | 6 | 0.63395
68753 | 9.45 | 0.8 | 365 | 8.607 | 0.32462 | 8 | 0.93163
68578 | 4.275 | 0.8 | 365 | 3.8936 | 0.83733 | 4 | 0.73097
68754 | 9.36 | 0.8 | 365 | 8.525 | 0.15962 | 8 | 0.68466
68755 | 9.135 | 0.8 | 365 | 8.3201 | 0.74713 | 9 | 0.067241
68757 | 12.9 | 0.8 | 365 | 11.7493 | 0.64948 | 12 | 0.39873
68758 | 6.16 | 0.8 | 365 | 5.6105 | 0.29308 | 5 | 0.90358
68760 | 7.56 | 0.8 | 365 | 6.8856 | 0.85969 | 7 | 0.7453
68761 | 5.32 | 0.8 | 365 | 4.8454 | 0.75312 | 5 | 0.59855
68763 | 3.975 | 0.8 | 365 | 3.6204 | 0.28734 | 3 | 0.90775
68765 | 9.6 | 0.8 | 365 | 8.7436 | 0.59961 | 9 | 0.34324
68767 | 16.75 | 0.8 | 365 | 15.2558 | 0.70765 | 15 | 0.96347
68768 | 5.1 | 0.8 | 365 | 4.6451 | 0.34979 | 4 | 0.99485
68769 | 7.68 | 0.8 | 365 | 6.9949 | 0.079689 | 7 | 0.074593
68772 | 6.36 | 0.8 | 365 | 5.7927 | 0.65974 | 6 | 0.4524
68773 | 3.36 | 0.8 | 365 | 3.0603 | 0.15986 | 3 | 0.22013
64042 | 108 | 0.7 | 365 | 86.0701 | 0.24617 | 86 | 0.31629
68774 | 12.825 | 0.8 | 365 | 11.6809 | 0.51198 | 12 | 0.19292
68775 | 12.04 | 0.8 | 365 | 10.966 | 0.072845 | 11 | 0.038816
68776 | 5.565 | 0.8 | 365 | 5.0686 | 0.20227 | 5 | 0.27085
68634 | 10.26 | 1 | 365 | 11.6809 | 0.51198 | 12 | 0.19292
68777 | 6.16 | 0.8 | 365 | 5.6105 | 0.29308 | 5 | 0.90358
68779 | 9.6 | 0.8 | 365 | 8.7436 | 0.59961 | 9 | 0.34324
68778 | 12.915 | 0.8 | 365 | 11.7629 | 0.67698 | 12 | 0.43989
68780 | 2.915 | 0.8 | 365 | 2.655 | 0.34405 | 2 | 0.99902
35243 | 159.48 | 0.9 | 365 | 163.4103 | 0.92023 | 164 | 0.33049
68782 | 4.86 | 0.8 | 365 | 4.4265 | 0.9098 | 5 | 0.33627
68784 | 9.54 | 0.8 | 365 | 8.689 | 0.48961 | 9 | 0.1786
68787 | 5.035 | 0.8 | 365 | 4.5859 | 0.23063 | 4 | 0.81648
68788 | 10.335 | 0.8 | 365 | 9.4131 | 0.94708 | 10 | 0.36015
68792 | 8.96 | 0.8 | 365 | 8.1607 | 0.4263 | 8 | 0.58703
68256 | 4.8 | 0.8 | 365 | 4.3718 | 0.79981 | 5 | 0.17162
68795 | 3.08 | 0.8 | 365 | 2.8052 | 0.64654 | 3 | 0.45179
68794 | 7.56 | 0.8 | 365 | 6.8856 | 0.85969 | 7 | 0.7453
68793 | 5.76 | 0.8 | 365 | 5.2462 | 0.55977 | 5 | 0.80595
68796 | 4.25 | 0.8 | 365 | 3.8709 | 0.79149 | 4 | 0.66237
68798 | 4.56 | 0.8 | 365 | 4.1532 | 0.35982 | 4 | 0.51304
68799 | 5.13 | 0.8 | 365 | 4.6724 | 0.40479 | 5 | 0.07717
68800 | 3.38 | 0.8 | 365 | 3.0785 | 0.19653 | 3 | 0.27502
68801 | 6.21 | 0.8 | 365 | 5.656 | 0.38475 | 6 | 0.040784
68802 | 7.28 | 0.8 | 365 | 6.6306 | 0.34637 | 6 | 0.97696
68803 | 7.935 | 0.8 | 365 | 7.2272 | 0.54718 | 7 | 0.77434
68804 | 8.4 | 0.8 | 365 | 7.6507 | 0.39966 | 8 | 0.050337
68805 | 8.4 | 0.8 | 365 | 7.6507 | 0.39966 | 8 | 0.050337
68806 | 3.05 | 0.8 | 365 | 2.7779 | 0.59154 | 3 | 0.36947
68807 | 11.2 | 0.8 | 365 | 10.2009 | 0.53288 | 10 | 0.73378
68808 | 8.75 | 0.8 | 365 | 7.9695 | 0.041312 | 8 | 0.010767
68809 | 11.97 | 0.8 | 365 | 10.9022 | 0.94451 | 11 | 0.84673
65410 | 24.255 | 0.8 | 365 | 22.0913 | 0.46652 | 22 | 0.55785
68811 | 8.82 | 0.8 | 365 | 8.0332 | 0.16964 | 8 | 0.20285
66586 | 11.772 | 0.8 | 365 | 10.7219 | 0.58152 | 11 | 0.3034
68812 | 8.12 | 1 | 365 | 9.2446 | 0.60792 | 9 | 0.85249
68814 | 3.12 | 0.8 | 365 | 2.8417 | 0.71987 | 3 | 0.56155
68815 | 9.765 | 0.8 | 365 | 8.8939 | 0.9021 | 9 | 0.79602
68819 | 4.56 | 0.8 | 365 | 4.1532 | 0.35982 | 4 | 0.51304
68817 | 7.84 | 0.8 | 365 | 7.1406 | 0.37302 | 7 | 0.51365
68820 | 6.555 | 0.8 | 365 | 5.9703 | 0.017234 | 5 | 0.98749
68824 | 10.08 | 0.8 | 365 | 9.1808 | 0.47959 | 9 | 0.6604
68826 | 5.32 | 0.8 | 365 | 4.8454 | 0.75312 | 5 | 0.59855
64031 | 118.96 | 0.9 | 365 | 121.8917 | 0.34958 | 122 | 0.24125
64040 | 446.16 | 0.9 | 365 | 457.1553 | 0.18466 | 457 | 0.33993
68829 | 12.6 | 0.8 | 365 | 11.476 | 0.099489 | 11 | 0.5755
64266 | 81.9 | 0.9 | 365 | 83.9184 | 0.91502 | 84 | 0.83338
64032 | 156.24 | 0.9 | 365 | 160.0904 | 0.23788 | 160 | 0.32829
68833 | 11.44 | 0.8 | 365 | 10.4195 | 0.97287 | 11 | 0.39236
68834 | 11.88 | 0.8 | 365 | 10.8202 | 0.77952 | 11 | 0.59976
68835 | 9.6 | 0.8 | 365 | 8.7436 | 0.59961 | 9 | 0.34324
68836 | 7.41 | 0.8 | 365 | 6.749 | 0.5847 | 7 | 0.33369
46889 | 10.08 | 0.8 | 365 | 9.1808 | 0.47959 | 9 | 0.6604
68837 | 11.2 | 0.8 | 365 | 10.2009 | 0.53288 | 10 | 0.73378
68839 | 3.6 | 0.8 | 365 | 3.2789 | 0.59985 | 3 | 0.87872
68841 | 9.45 | 0.8 | 365 | 8.607 | 0.32462 | 8 | 0.93163
68842 | 5.94 | 0.8 | 365 | 5.4101 | 0.88976 | 6 | 0.29988
68843 | 13.23 | 0.8 | 365 | 12.0498 | 0.25446 | 12 | 0.30428
62512 | 146.28 | 0.9 | 365 | 149.885 | 0.69583 | 150 | 0.58079
68844 | 6.08 | 1 | 365 | 6.922 | 0.93303 | 7 | 0.85507
68845 | 9.88 | 0.8 | 365 | 8.9987 | 0.11293 | 9 | 0.11159
68846 | 10.88 | 0.8 | 365 | 9.9094 | 0.94623 | 10 | 0.85567
68848 | 7.98 | 0.8 | 365 | 7.2681 | 0.62968 | 7 | 0.89782
68851 | 4.32 | 0.8 | 365 | 3.9346 | 0.91982 | 4 | 0.85446
68852 | 12.825 | 0.8 | 365 | 11.6809 | 0.51198 | 12 | 0.19292
68853 | 4.275 | 0.8 | 365 | 3.8936 | 0.83733 | 4 | 0.73097
68855 | 7.56 | 0.8 | 365 | 6.8856 | 0.85969 | 7 | 0.7453
68857 | 4.68 | 0.8 | 365 | 4.2625 | 0.57981 | 4 | 0.84233
68859 | 2.86 | 0.8 | 365 | 2.6049 | 0.24322 | 2 | 0.84809
68860 | 5.7 | 0.8 | 365 | 5.1915 | 0.44977 | 5 | 0.6413
68861 | 5.8 | 0.8 | 365 | 5.2826 | 0.6331 | 5 | 0.91571
68863 | 6.72 | 0.8 | 365 | 6.1205 | 0.31973 | 6 | 0.44027
68864 | 9.405 | 0.8 | 365 | 8.566 | 0.24212 | 8 | 0.80814
68865 | 7.98 | 0.8 | 365 | 7.2681 | 0.62968 | 7 | 0.89782
68866 | 11.34 | 0.8 | 365 | 10.3284 | 0.78954 | 11 | 0.11795
68867 | 4.76 | 0.8 | 365 | 4.3354 | 0.72647 | 5 | 0.061857
68868 | 2.565 | 0.8 | 365 | 2.3362 | 0.7024 | 3 | 0.038585
68874 | 3.99 | 0.8 | 365 | 3.6341 | 0.31484 | 3 | 0.94891
68875 | 6.555 | 0.8 | 365 | 5.9703 | 0.017234 | 5 | 0.98749
68876 | 14.58 | 0.8 | 365 | 13.2794 | 0.72941 | 14 | 0.0087984
68877 | 10.14 | 0.8 | 365 | 9.2355 | 0.58959 | 9 | 0.82505
68880 | 6.555 | 0.8 | 365 | 5.9703 | 0.017234 | 5 | 0.98749
68881 | 9.765 | 0.8 | 365 | 8.8939 | 0.9021 | 9 | 0.79602
68882 | 10.92 | 0.8 | 365 | 9.9459 | 0.019557 | 9 | 0.96544
68883 | 6.93 | 0.8 | 365 | 6.3118 | 0.70472 | 7 | 0.016528
68884 | 4.275 | 0.8 | 365 | 3.8936 | 0.83733 | 4 | 0.73097
68886 | 10.545 | 0.8 | 365 | 9.6043 | 0.33207 | 9 | 0.9364
68892 | 5.6 | 0.8 | 365 | 5.1005 | 0.26644 | 5 | 0.36689
68872 | 8.835 | 0.8 | 365 | 8.0469 | 0.19714 | 8 | 0.24401
68889 | 4.41 | 0.8 | 365 | 4.0166 | 0.084821 | 4 | 0.10143
68878 | 5.415 | 0.8 | 365 | 4.932 | 0.92728 | 5 | 0.85923
47961 | 11 | 0.8 | 365 | 10.0187 | 0.16622 | 10 | 0.18496
68893 | 4.68 | 0.8 | 365 | 4.2625 | 0.57981 | 4 | 0.84233
68894 | 7.875 | 0.8 | 365 | 7.1725 | 0.43718 | 7 | 0.60969
68895 | 8.96 | 0.8 | 365 | 8.1607 | 0.4263 | 8 | 0.58703
68896 | 3.12 | 0.8 | 365 | 2.8417 | 0.71987 | 3 | 0.56155
68897 | 5.2 | 0.8 | 365 | 4.7361 | 0.53312 | 5 | 0.26926
68899 | 9.88 | 0.8 | 365 | 8.9987 | 0.11293 | 9 | 0.11159
68900 | 6.76 | 0.8 | 365 | 6.157 | 0.39306 | 6 | 0.55003
68901 | 4.48 | 0.8 | 365 | 4.0804 | 0.21315 | 4 | 0.29351
68902 | 12.455 | 0.8 | 365 | 11.344 | 0.83366 | 12 | 0.17761
68904 | 10.4 | 0.8 | 365 | 9.4723 | 0.066245 | 9 | 0.53851
68905 | 9.8 | 1 | 365 | 11.1572 | 0.45784 | 11 | 0.61507
68906 | 7.02 | 0.8 | 365 | 6.3938 | 0.86972 | 7 | 0.2635
68911 | 13.8 | 0.8 | 365 | 12.569 | 0.29944 | 12 | 0.86841
68908 | 9.38 | 0.8 | 365 | 8.5433 | 0.19629 | 8 | 0.73954
68916 | 6.21 | 0.8 | 365 | 5.656 | 0.38475 | 6 | 0.040784
68920 | 5.67 | 0.8 | 365 | 5.1642 | 0.39477 | 5 | 0.55898
68919 | 14.28 | 1 | 365 | 16.2577 | 0.72428 | 16 | 0.98197
68923 | 11.4 | 1 | 365 | 12.9788 | 0.12442 | 13 | 0.10325
68924 | 10.73 | 0.8 | 365 | 9.7728 | 0.67123 | 10 | 0.44406
68932 | 8.25 | 0.8 | 365 | 7.5141 | 0.12467 | 7 | 0.63872
68935 | 6.09 | 0.8 | 365 | 5.5467 | 0.16475 | 5 | 0.71149
68936 | 5.04 | 0.8 | 365 | 4.5904 | 0.2398 | 4 | 0.8302
68933 | 8.215 | 0.8 | 365 | 7.4822 | 0.0605 | 7 | 0.54268
53767 | 302.08 | 1 | 365 | 343.9161 | 0.25136 | 344 | 0.16751
68940 | 3.78 | 0.8 | 365 | 3.4428 | 0.92985 | 4 | 0.37265
68942 | 2.34 | 0.8 | 365 | 2.1313 | 0.28991 | 2 | 0.42117
68943 | 10.4 | 0.8 | 365 | 9.4723 | 0.066245 | 9 | 0.53851
64718 | 75.6 | 0.9 | 365 | 77.4631 | 0.92155 | 78 | 0.38466
64038 | 150.255 | 0.9 | 365 | 153.9579 | 0.89409 | 154 | 0.85201
13235 | 1797.12 | 0.8 | 365 | 1636.8077 | 0.64716 | 1637 | 0.45485
68479 | 11 | 0.8 | 365 | 10.0187 | 0.16622 | 10 | 0.18496
68242 | 12.2 | 0.8 | 365 | 11.1117 | 0.36617 | 11 | 0.47787
67593 | 10.26 | 0.8 | 365 | 9.3448 | 0.80958 | 10 | 0.15434
67658 | 4.77 | 1 | 365 | 5.4306 | 0.93101 | 6 | 0.36162
49223 | 6.76 | 1 | 365 | 7.6962 | 0.49132 | 8 | 0.18754
67831 | 4.59 | 0.8 | 365 | 4.1805 | 0.41481 | 4 | 0.59536
67924 | 5.4 | 0.8 | 365 | 4.9183 | 0.89978 | 5 | 0.81807
68093 | 5.94 | 0.8 | 365 | 5.4101 | 0.88976 | 6 | 0.29988
68132 | 7.56 | 1 | 365 | 8.607 | 0.32462 | 8 | 0.93163
68140 | 8.64 | 0.8 | 365 | 7.8693 | 0.83965 | 8 | 0.70892
68147 | 8.91 | 0.8 | 365 | 8.1152 | 0.33464 | 8 | 0.44982
68153 | 6.16 | 0.8 | 365 | 5.6105 | 0.29308 | 5 | 0.90358
68188 | 11.4 | 0.8 | 365 | 10.3831 | 0.89954 | 11 | 0.2826
68205 | 4.05 | 0.8 | 365 | 3.6887 | 0.42484 | 4 | 0.11356
68258 | 4.32 | 0.8 | 365 | 3.9346 | 0.91982 | 4 | 0.85446
68262 | 4.32 | 0.8 | 365 | 3.9346 | 0.91982 | 4 | 0.85446
68267 | 9 | 1 | 365 | 10.2464 | 0.62454 | 10 | 0.87099
68285 | 8.4 | 1 | 365 | 9.5633 | 0.24957 | 9 | 0.81292
68301 | 6.48 | 0.8 | 365 | 5.902 | 0.87974 | 6 | 0.78169
68307 | 4.93 | 0.8 | 365 | 4.4902 | 0.038134 | 4 | 0.52835
68314 | 4.5 | 0.8 | 365 | 4.0986 | 0.24982 | 4 | 0.34839
68337 | 5.13 | 0.8 | 365 | 4.6724 | 0.40479 | 5 | 0.07717
68338 | 4.32 | 0.8 | 365 | 3.9346 | 0.91982 | 4 | 0.85446
68345 | 8.82 | 0.8 | 365 | 8.0332 | 0.16964 | 8 | 0.20285
68366 | 3.24 | 0.8 | 365 | 2.951 | 0.93987 | 3 | 0.89084
68423 | 5.4 | 0.8 | 365 | 4.9183 | 0.89978 | 5 | 0.81807
68426 | 4.32 | 0.8 | 365 | 3.9346 | 0.91982 | 4 | 0.85446
68435 | 16.5 | 1 | 365 | 18.7851 | 0.81166 | 19 | 0.59681
68230 | 11.34 | 1 | 365 | 12.9105 | 0.98693 | 13 | 0.89744
68235 | 10.675 | 0.8 | 365 | 9.7227 | 0.5704 | 10 | 0.29314
68452 | 4.24 | 0.8 | 365 | 3.8618 | 0.77316 | 4 | 0.63493
68462 | 5.12 | 0.8 | 365 | 4.6633 | 0.38646 | 5 | 0.049729
68468 | 8.37 | 0.8 | 365 | 7.6234 | 0.34466 | 7 | 0.96801
68472 | 7.2 | 0.8 | 365 | 6.5577 | 0.19971 | 6 | 0.75743
68482 | 5.355 | 1 | 365 | 6.0966 | 0.2716 | 6 | 0.36824
68484 | 12 | 1 | 365 | 13.6619 | 0.49939 | 14 | 0.16132
68450 | 12.925 | 0.8 | 365 | 11.772 | 0.69531 | 12 | 0.46733
68379 | 9.975 | 1 | 365 | 11.3565 | 0.85887 | 12 | 0.21534
68556 | 5.13 | 0.8 | 365 | 4.6724 | 0.40479 | 5 | 0.07717
68561 | 3.51 | 1 | 365 | 3.9961 | 0.043572 | 4 | 0.039685
68595 | 11.05 | 0.8 | 365 | 10.0643 | 0.25789 | 10 | 0.32217
66248 | 446.4 | 0.9 | 365 | 457.4012 | 0.67964 | 458 | 0.080833
68658 | 4.86 | 0.8 | 365 | 4.4265 | 0.9098 | 5 | 0.33627
68660 | 2.16 | 0.8 | 365 | 1.9673 | 0.95991 | 2 | 0.92723
68664 | 6.38 | 0.8 | 365 | 5.8109 | 0.69641 | 6 | 0.50728
68693 | 8.1 | 0.8 | 365 | 7.3774 | 0.84967 | 8 | 0.22711
68620 | 5.13 | 1 | 365 | 5.8405 | 0.75599 | 6 | 0.59646
68762 | 9 | 0.8 | 365 | 8.1972 | 0.49964 | 8 | 0.69679
68790 | 7.83 | 0.8 | 365 | 7.1315 | 0.35468 | 7 | 0.48621
68870 | 3.71 | 1 | 365 | 4.2238 | 0.5019 | 4 | 0.72571
59613 | 948.72 | 1 | 365 | 1080.1116 | 0.10193 | 1080 | 0.21358
68945 | 6.76 | 0.8 | 365 | 6.157 | 0.39306 | 6 | 0.55003
68947 | 5.72 | 0.8 | 365 | 5.2097 | 0.48643 | 5 | 0.69618
68948 | 4.48 | 0.8 | 365 | 4.0804 | 0.21315 | 4 | 0.29351
68950 | 4.48 | 0.8 | 365 | 4.0804 | 0.21315 | 4 | 0.29351
68951 | 1.68 | 0.8 | 365 | 1.5301 | 0.079932 | 1 | 0.61007
68952 | 14.3 | 0.8 | 365 | 13.0244 | 0.21609 | 13 | 0.24045
68949 | 6.3 | 0.8 | 365 | 5.738 | 0.54974 | 6 | 0.28775
68953 | 11.2 | 0.8 | 365 | 10.2009 | 0.53288 | 10 | 0.73378
68958 | 10.2 | 0.8 | 365 | 9.2901 | 0.69959 | 9 | 0.98969
68959 | 5.04 | 0.8 | 365 | 4.5904 | 0.2398 | 4 | 0.8302
68962 | 7.28 | 0.8 | 365 | 6.6306 | 0.34637 | 6 | 0.97696
68963 | 13.44 | 0.8 | 365 | 12.2411 | 0.63946 | 12 | 0.88054
68966 | 4.41 | 0.8 | 365 | 4.0166 | 0.084821 | 4 | 0.10143
68967 | 6.48 | 0.8 | 365 | 5.902 | 0.87974 | 6 | 0.78169
68968 | 12 | 0.8 | 365 | 10.9295 | 0.99951 | 11 | 0.92905
68971 | 6.48 | 0.8 | 365 | 5.902 | 0.87974 | 6 | 0.78169
68972 | 6.6 | 0.8 | 365 | 6.0112 | 0.099732 | 6 | 0.11098
49061 | 10.2 | 0.8 | 365 | 9.2901 | 0.69959 | 9 | 0.98969
68975 | 14.04 | 0.8 | 365 | 12.7876 | 0.73943 | 13 | 0.52699
68976 | 5.985 | 1 | 365 | 6.8139 | 0.71532 | 7 | 0.52921
47859 | 76.44 | 0.9 | 365 | 78.3238 | 0.65401 | 78 | 0.97782
68979 | 2.52 | 0.8 | 365 | 2.2952 | 0.6199 | 2 | 0.9151
68980 | 11.18 | 0.8 | 365 | 10.1827 | 0.49621 | 10 | 0.6789
68981 | 11.655 | 0.8 | 365 | 10.6153 | 0.36703 | 10 | 0.98234
68982 | 5.88 | 0.8 | 365 | 5.3555 | 0.77976 | 6 | 0.13524
68983 | 8.58 | 0.8 | 365 | 7.8146 | 0.72965 | 8 | 0.54427
68984 | 5.2 | 0.8 | 365 | 4.7361 | 0.53312 | 5 | 0.26926
68985 | 3.12 | 0.8 | 365 | 2.8417 | 0.71987 | 3 | 0.56155
68986 | 10.92 | 0.8 | 365 | 9.9459 | 0.019557 | 9 | 0.96544
68989 | 5.6 | 0.8 | 365 | 5.1005 | 0.26644 | 5 | 0.36689
68988 | 9.8 | 0.8 | 365 | 8.9258 | 0.96627 | 9 | 0.89206
68990 | 5.04 | 0.8 | 365 | 4.5904 | 0.2398 | 4 | 0.8302
68991 | 5.32 | 0.8 | 365 | 4.8454 | 0.75312 | 5 | 0.59855
68992 | 4.59 | 0.8 | 365 | 4.1805 | 0.41481 | 4 | 0.59536
68993 | 6 | 0.8 | 365 | 5.4648 | 0.99976 | 6 | 0.46453
68994 | 6 | 0.8 | 365 | 5.4648 | 0.99976 | 6 | 0.46453
68996 | 9.435 | 0.8 | 365 | 8.5933 | 0.29712 | 8 | 0.89047
69001 | 9.92 | 0.8 | 365 | 9.0351 | 0.18626 | 9 | 0.22135
69005 | 8.32 | 0.8 | 365 | 7.5778 | 0.253 | 7 | 0.83081
69011 | 10.35 | 0.8 | 365 | 9.4267 | 0.97458 | 10 | 0.40131
69013 | 9.81 | 0.8 | 365 | 8.9349 | 0.9846 | 9 | 0.9195
69016 | 8.125 | 0.8 | 365 | 7.4002 | 0.8955 | 8 | 0.29571
69017 | 5.04 | 0.8 | 365 | 4.5904 | 0.2398 | 4 | 0.8302
69014 | 14.04 | 0.8 | 365 | 12.7876 | 0.73943 | 13 | 0.52699
69022 | 7.848 | 0.8 | 365 | 7.1479 | 0.38768 | 7 | 0.5356
69023 | 6.12 | 0.8 | 365 | 5.5741 | 0.21975 | 5 | 0.79382
69024 | 11.96 | 0.8 | 365 | 10.8931 | 0.92618 | 11 | 0.81929
69025 | 7.245 | 0.8 | 365 | 6.5987 | 0.28221 | 6 | 0.88092
69026 | 10.66 | 0.8 | 365 | 9.7091 | 0.5429 | 10 | 0.25197
69029 | 5.44 | 0.8 | 365 | 4.9547 | 0.97311 | 5 | 0.92784
69028 | 5.8 | 1 | 365 | 6.6033 | 0.29137 | 6 | 0.89464
69030 | 6.7 | 0.8 | 365 | 6.1023 | 0.28306 | 6 | 0.38539
69031 | 6.7 | 0.8 | 365 | 6.1023 | 0.28306 | 6 | 0.38539
69032 | 3.6 | 0.8 | 365 | 3.2789 | 0.59985 | 3 | 0.87872
69033 | 13 | 0.8 | 365 | 11.8403 | 0.83281 | 12 | 0.67314
69034 | 21.375 | 0.8 | 365 | 19.4682 | 0.18663 | 19 | 0.65487
69036 | 11.13 | 0.8 | 365 | 10.1371 | 0.40455 | 10 | 0.5417
69038 | 3.3 | 0.8 | 365 | 3.0056 | 0.049866 | 3 | 0.055489
69037 | 6.48 | 1 | 365 | 7.3774 | 0.84967 | 8 | 0.22711
68929 | 10.8 | 0.8 | 365 | 9.8366 | 0.79956 | 10 | 0.63615
69044 | 8.1 | 0.8 | 365 | 7.3774 | 0.84967 | 8 | 0.22711
69047 | 7.2 | 0.8 | 365 | 6.5577 | 0.19971 | 6 | 0.75743
69046 | 24.795 | 0.8 | 365 | 22.5832 | 0.45649 | 23 | 0.039654
69049 | 11.16 | 0.8 | 365 | 10.1645 | 0.45955 | 10 | 0.62402
69050 | 7.8 | 0.8 | 365 | 7.1042 | 0.29968 | 7 | 0.40388
67285 | 5.2 | 0.8 | 365 | 4.7361 | 0.53312 | 5 | 0.26926
69053 | 4.8 | 0.8 | 365 | 4.3718 | 0.79981 | 5 | 0.17162
69056 | 7.2 | 0.8 | 365 | 6.5577 | 0.19971 | 6 | 0.75743
69057 | 12.69 | 0.8 | 365 | 11.558 | 0.26449 | 11 | 0.82247
69058 | 6.76 | 0.8 | 365 | 6.157 | 0.39306 | 6 | 0.55003
69060 | 5.355 | 0.8 | 365 | 4.8773 | 0.81728 | 5 | 0.69459
69059 | 18.9 | 1 | 365 | 21.5175 | 0.31154 | 21 | 0.82907
69061 | 7.68 | 0.8 | 365 | 6.9949 | 0.079689 | 7 | 0.074593
69062 | 9 | 0.8 | 365 | 8.1972 | 0.49964 | 8 | 0.69679
69064 | 13.26 | 0.8 | 365 | 12.0771 | 0.30946 | 12 | 0.3866
69065 | 12.8 | 0.8 | 365 | 11.6582 | 0.46615 | 12 | 0.12432
69066 | 8.84 | 0.8 | 365 | 8.0514 | 0.20631 | 8 | 0.25774
69063 | 8.32 | 0.8 | 365 | 7.5778 | 0.253 | 7 | 0.83081
69067 | 6.3 | 0.8 | 365 | 5.738 | 0.54974 | 6 | 0.28775
69069 | 7.28 | 0.8 | 365 | 6.6306 | 0.34637 | 6 | 0.97696
69071 | 5.2 | 0.8 | 365 | 4.7361 | 0.53312 | 5 | 0.26926
69072 | 5.6 | 0.8 | 365 | 5.1005 | 0.26644 | 5 | 0.36689
69073 | 2.86 | 0.8 | 365 | 2.6049 | 0.24322 | 2 | 0.84809
49458 | 8.82 | 0.8 | 365 | 8.0332 | 0.16964 | 8 | 0.20285
69074 | 7.28 | 0.8 | 365 | 6.6306 | 0.34637 | 6 | 0.97696
69075 | 9.24 | 0.8 | 365 | 8.4157 | 0.93963 | 9 | 0.35537
69076 | 10.07 | 0.8 | 365 | 9.1717 | 0.46126 | 9 | 0.63296
69077 | 5.67 | 0.8 | 365 | 5.1642 | 0.39477 | 5 | 0.55898
69078 | 3.64 | 0.8 | 365 | 3.3153 | 0.67319 | 3 | 0.98848
69079 | 6.27 | 0.8 | 365 | 5.7107 | 0.49475 | 6 | 0.20543
69081 | 6.72 | 0.8 | 365 | 6.1205 | 0.31973 | 6 | 0.44027
69082 | 8.375 | 0.8 | 365 | 7.6279 | 0.35383 | 7 | 0.98173
68910 | 12.06 | 0.8 | 365 | 10.9842 | 0.10951 | 11 | 0.093697
69083 | 10.26 | 0.8 | 365 | 9.3448 | 0.80958 | 10 | 0.15434
69085 | 10.05 | 0.8 | 365 | 9.1535 | 0.42459 | 9 | 0.57808
69088 | 7.521 | 0.8 | 365 | 6.8501 | 0.7882 | 7 | 0.63828
69089 | 9.81 | 0.8 | 365 | 8.9349 | 0.9846 | 9 | 0.9195
69091 | 8.4 | 0.8 | 365 | 7.6507 | 0.39966 | 8 | 0.050337
59565 | 98.45 | 0.9 | 365 | 100.8762 | 0.048636 | 100 | 0.92486
69093 | 5.3 | 1 | 365 | 6.034 | 0.14556 | 6 | 0.17958
69096 | 4.2 | 1 | 365 | 4.7817 | 0.62479 | 5 | 0.40646
69098 | 8.1 | 1 | 365 | 9.2218 | 0.56209 | 9 | 0.78389
69099 | 6.6 | 0.8 | 365 | 6.0112 | 0.099732 | 6 | 0.11098
65275 | 39 | 0.7 | 365 | 31.0809 | 0.56112 | 31 | 0.64199
69105 | 7.245 | 0.8 | 365 | 6.5987 | 0.28221 | 6 | 0.88092
69106 | 11.025 | 0.8 | 365 | 10.0415 | 0.21205 | 10 | 0.25357
69107 | 3.42 | 0.8 | 365 | 3.1149 | 0.26986 | 3 | 0.38478
69109 | 2.16 | 0.8 | 365 | 1.9673 | 0.95991 | 2 | 0.92723
69110 | 10.36 | 0.8 | 365 | 9.4358 | 0.99291 | 10 | 0.42875
69111 | 8.06 | 1 | 365 | 9.1763 | 0.47042 | 9 | 0.64668
69113 | 2.08 | 0.8 | 365 | 1.8945 | 0.81325 | 2 | 0.7077
69112 | 5.04 | 0.8 | 365 | 4.5904 | 0.2398 | 4 | 0.8302
36728 | 576 | 1 | 365 | 655.7723 | 0.97082 | 656 | 0.74313
69120 | 4.68 | 0.8 | 365 | 4.2625 | 0.57981 | 4 | 0.84233
69122 | 3.92 | 0.8 | 365 | 3.5703 | 0.18651 | 3 | 0.75682
69126 | 5.46 | 0.8 | 365 | 4.9729 | 0.0097787 | 4 | 0.98272
69128 | 6.75 | 1 | 365 | 7.6848 | 0.46841 | 8 | 0.15324
69124 | 8 | 0.8 | 365 | 7.2864 | 0.66634 | 7 | 0.9527
69129 | 11.6 | 1 | 365 | 13.2065 | 0.58275 | 13 | 0.78927
69130 | 13.545 | 0.8 | 365 | 12.3367 | 0.83195 | 13 | 0.16867
69132 | 4.41 | 0.8 | 365 | 4.0166 | 0.084821 | 4 | 0.10143
66245 | 30.16 | 0.9 | 365 | 30.9033 | 0.20362 | 31 | 0.10689
67857 | 3.71 | 0.8 | 365 | 3.379 | 0.80152 | 4 | 0.18057
67664 | 12.74 | 0.8 | 365 | 11.6035 | 0.35615 | 11 | 0.95968
67692 | 5.67 | 0.8 | 365 | 5.1642 | 0.39477 | 5 | 0.55898
67608 | 8.58 | 0.8 | 365 | 7.8146 | 0.72965 | 8 | 0.54427
67892 | 4.32 | 0.8 | 365 | 3.9346 | 0.91982 | 4 | 0.85446
67060 | 3.78 | 0.8 | 365 | 3.4428 | 0.92985 | 4 | 0.37265
62219 | 3.12 | 1 | 365 | 3.5521 | 0.14984 | 3 | 0.70194
67542 | 5.67 | 0.8 | 365 | 5.1642 | 0.39477 | 5 | 0.55898
56378 | 2.6 | 1 | 365 | 2.9601 | 0.9582 | 3 | 0.91828
67237 | 5.94 | 0.8 | 365 | 5.4101 | 0.88976 | 6 | 0.29988
63289 | 17.755 | 1 | 365 | 20.214 | 0.68764 | 20 | 0.9016
67323 | 17.755 | 0.8 | 365 | 16.1712 | 0.55011 | 16 | 0.72128
66963 | 7.54 | 0.8 | 365 | 6.8674 | 0.82303 | 7 | 0.69042
66938 | 2.65 | 0.8 | 365 | 2.4136 | 0.85823 | 3 | 0.27183
66954 | 4.505 | 0.8 | 365 | 4.1031 | 0.25898 | 4 | 0.36211
66958 | 4.24 | 0.8 | 365 | 3.8618 | 0.77316 | 4 | 0.63493
66975 | 7.42 | 0.8 | 365 | 6.7581 | 0.60303 | 7 | 0.36113
67357 | 5.4 | 0.8 | 365 | 4.9183 | 0.89978 | 5 | 0.81807
68771 | 6.27 | 0.8 | 365 | 5.7107 | 0.49475 | 6 | 0.20543
68364 | 9.81 | 0.8 | 365 | 8.9349 | 0.9846 | 9 | 0.9195
69027 | 10.92 | 0.8 | 365 | 9.9459 | 0.019557 | 9 | 0.96544
68964 | 2.88 | 0.8 | 365 | 2.6231 | 0.27988 | 2 | 0.90297
69380 | 4.64 | 0.8 | 365 | 4.2261 | 0.50648 | 4 | 0.73257
60221 | 271.675 | 1 | 365 | 309.3002 | 0.57478 | 309 | 0.87503
66649 | 8.96 | 0.8 | 365 | 8.1607 | 0.4263 | 8 | 0.58703
66902 | 12.42 | 0.8 | 365 | 11.3121 | 0.7695 | 12 | 0.081569
67787 | 10.08 | 0.8 | 365 | 9.1808 | 0.47959 | 9 | 0.6604
59685 | 307.56 | 0.9 | 365 | 315.1396 | 0.32848 | 315 | 0.46806
64991 | 71.25 | 0.9 | 365 | 73.0059 | 0.94988 | 73 | 0.95578
69133 | 8.82 | 0.8 | 365 | 8.0332 | 0.16964 | 8 | 0.20285
69134 | 7.2 | 0.8 | 365 | 6.5577 | 0.19971 | 6 | 0.75743
69135 | 7.685 | 0.8 | 365 | 6.9995 | 0.088855 | 7 | 0.088314
69121 | 2.385 | 0.8 | 365 | 2.1722 | 0.3724 | 2 | 0.54465
69140 | 2.12 | 0.8 | 365 | 1.9309 | 0.88658 | 2 | 0.81747
69141 | 9.275 | 0.8 | 365 | 8.4476 | 0.0037907 | 8 | 0.45141
69143 | 5.94 | 0.8 | 365 | 5.4101 | 0.88976 | 6 | 0.29988
69144 | 7.54 | 0.8 | 365 | 6.8674 | 0.82303 | 7 | 0.69042
69145 | 5.94 | 0.8 | 365 | 5.4101 | 0.88976 | 6 | 0.29988
69147 | 8.68 | 0.8 | 365 | 7.9057 | 0.91298 | 8 | 0.81868
69148 | 24.3 | 1 | 365 | 27.6654 | 0.68627 | 28 | 0.35166
69149 | 3.84 | 0.8 | 365 | 3.4975 | 0.039844 | 3 | 0.5373
69150 | 2.24 | 0.8 | 365 | 2.0402 | 0.10658 | 2 | 0.14676
69151 | 8.28 | 0.8 | 365 | 7.5414 | 0.17966 | 7 | 0.72105
69152 | 8.7 | 0.8 | 365 | 7.9239 | 0.94965 | 8 | 0.87356
69153 | 12.3 | 0.8 | 365 | 11.2028 | 0.5495 | 11 | 0.75228
69154 | 6.93 | 0.8 | 365 | 6.3118 | 0.70472 | 7 | 0.016528
69155 | 9.72 | 0.8 | 365 | 8.8529 | 0.81961 | 9 | 0.67253
69156 | 8.19 | 0.8 | 365 | 7.4594 | 0.014668 | 7 | 0.47408
69157 | 7.245 | 0.8 | 365 | 6.5987 | 0.28221 | 6 | 0.88092
69158 | 10.98 | 0.8 | 365 | 10.0005 | 0.12955 | 10 | 0.13008
69159 | 8.19 | 0.8 | 365 | 7.4594 | 0.014668 | 7 | 0.47408
68928 | 5.695 | 0.8 | 365 | 5.187 | 0.4406 | 5 | 0.62758
69164 | 10.88 | 0.8 | 365 | 9.9094 | 0.94623 | 10 | 0.85567
69165 | 3.6 | 0.8 | 365 | 3.2789 | 0.59985 | 3 | 0.87872
69101 | 21.6 | 0.8 | 365 | 19.6732 | 0.59912 | 20 | 0.27229
69167 | 7.56 | 1 | 365 | 8.607 | 0.32462 | 8 | 0.93163
69168 | 10.965 | 1 | 365 | 12.4836 | 0.12757 | 12 | 0.61115
69169 | 7.37 | 0.8 | 365 | 6.7126 | 0.51137 | 7 | 0.22393
29593 | 2609.84 | 0.8 | 365 | 2377.0289 | 0.60088 | 2377 | 0.62979
69171 | 10.44 | 0.8 | 365 | 9.5087 | 0.13958 | 9 | 0.64828
69175 | 11.76 | 0.8 | 365 | 10.7109 | 0.55952 | 11 | 0.27047
69176 | 6.4 | 0.8 | 365 | 5.8291 | 0.73307 | 6 | 0.56216
69177 | 5.025 | 0.8 | 365 | 4.5767 | 0.2123 | 4 | 0.78904
69178 | 4.578 | 0.8 | 365 | 4.1696 | 0.39281 | 4 | 0.56243
69170 | 6.48 | 0.8 | 365 | 5.902 | 0.87974 | 6 | 0.78169
69179 | 8.1 | 0.8 | 365 | 7.3774 | 0.84967 | 8 | 0.22711
69180 | 13.395 | 0.8 | 365 | 12.2001 | 0.55696 | 12 | 0.75705
69181 | 11.16 | 0.8 | 365 | 10.1645 | 0.45955 | 10 | 0.62402
68969 | 11.97 | 1 | 365 | 13.6278 | 0.43064 | 14 | 0.058412
69183 | 7.8 | 0.8 | 365 | 7.1042 | 0.29968 | 7 | 0.40388
69185 | 6.89 | 0.8 | 365 | 6.2754 | 0.63139 | 6 | 0.90676
69187 | 7.04 | 0.8 | 365 | 6.412 | 0.90638 | 7 | 0.31838
69188 | 2.52 | 0.8 | 365 | 2.2952 | 0.6199 | 2 | 0.9151
69189 | 10.08 | 0.8 | 365 | 9.1808 | 0.47959 | 9 | 0.6604
69186 | 6.24 | 0.8 | 365 | 5.6834 | 0.43975 | 6 | 0.12311
69191 | 6.36 | 0.8 | 365 | 5.7927 | 0.65974 | 6 | 0.4524
69195 | 6.72 | 0.8 | 365 | 6.1205 | 0.31973 | 6 | 0.44027
69119 | 8.91 | 0.8 | 365 | 8.1152 | 0.33464 | 8 | 0.44982
69199 | 3.77 | 0.8 | 365 | 3.4337 | 0.91151 | 4 | 0.34521
69200 | 9.86 | 0.8 | 365 | 8.9804 | 0.076267 | 9 | 0.056705
69201 | 6.36 | 0.8 | 365 | 5.7927 | 0.65974 | 6 | 0.4524
69202 | 4.505 | 0.8 | 365 | 4.1031 | 0.25898 | 4 | 0.36211
69203 | 5.12 | 0.8 | 365 | 4.6633 | 0.38646 | 5 | 0.049729
69206 | 10.05 | 0.8 | 365 | 9.1535 | 0.42459 | 9 | 0.57808
69210 | 5.035 | 0.8 | 365 | 4.5859 | 0.23063 | 4 | 0.81648
69212 | 7.875 | 0.8 | 365 | 7.1725 | 0.43718 | 7 | 0.60969
69215 | 6.095 | 0.8 | 365 | 5.5513 | 0.17392 | 5 | 0.72521
69216 | 5.04 | 0.8 | 365 | 4.5904 | 0.2398 | 4 | 0.8302
69217 | 3.38 | 0.8 | 365 | 3.0785 | 0.19653 | 3 | 0.27502
69219 | 9.975 | 0.8 | 365 | 9.0852 | 0.2871 | 9 | 0.37227
65812 | 362.56 | 0.8 | 365 | 330.2178 | 0.67864 | 330 | 0.89643
26543 | 287.37 | 0.8 | 365 | 261.7351 | 0.83335 | 262 | 0.56848
69220 | 8.265 | 0.8 | 365 | 7.5277 | 0.15216 | 7 | 0.67988
69221 | 5.7 | 0.8 | 365 | 5.1915 | 0.44977 | 5 | 0.6413
36121 | 3.64 | 0.8 | 365 | 3.3153 | 0.67319 | 3 | 0.98848
69222 | 3.99 | 0.8 | 365 | 3.6341 | 0.31484 | 3 | 0.94891
69223 | 3.42 | 0.8 | 365 | 3.1149 | 0.26986 | 3 | 0.38478
69224 | 5.985 | 0.8 | 365 | 5.4511 | 0.97226 | 6 | 0.42336
69225 | 2.85 | 0.8 | 365 | 2.5958 | 0.22488 | 2 | 0.82065
69226 | 6.96 | 0.8 | 365 | 6.3391 | 0.75972 | 7 | 0.09885
69227 | 10.83 | 0.8 | 365 | 9.8639 | 0.85456 | 10 | 0.71847
69228 | 7.41 | 0.8 | 365 | 6.749 | 0.5847 | 7 | 0.33369
69229 | 5.7 | 0.8 | 365 | 5.1915 | 0.44977 | 5 | 0.6413
69231 | 9.405 | 0.8 | 365 | 8.566 | 0.24212 | 8 | 0.80814
69232 | 6.555 | 0.8 | 365 | 5.9703 | 0.017234 | 5 | 0.98749
69233 | 4.845 | 0.8 | 365 | 4.4128 | 0.8823 | 5 | 0.2951
69230 | 6.84 | 0.8 | 365 | 6.2298 | 0.53972 | 6 | 0.76956
69234 | 8.96 | 0.8 | 365 | 8.1607 | 0.4263 | 8 | 0.58703
69235 | 5.415 | 0.8 | 365 | 4.932 | 0.92728 | 5 | 0.85923
69236 | 10.545 | 0.8 | 365 | 9.6043 | 0.33207 | 9 | 0.9364
69237 | 7.125 | 0.8 | 365 | 6.4894 | 0.062211 | 6 | 0.55162
69238 | 5.985 | 0.8 | 365 | 5.4511 | 0.97226 | 6 | 0.42336
69239 | 8.265 | 0.8 | 365 | 7.5277 | 0.15216 | 7 | 0.67988
69240 | 5.415 | 0.8 | 365 | 4.932 | 0.92728 | 5 | 0.85923
69241 | 3.42 | 0.8 | 365 | 3.1149 | 0.26986 | 3 | 0.38478
69205 | 11.01 | 0.8 | 365 | 10.0279 | 0.18455 | 10 | 0.21241
69242 | 2.565 | 0.8 | 365 | 2.3362 | 0.7024 | 3 | 0.038585
69243 | 7.41 | 0.8 | 365 | 6.749 | 0.5847 | 7 | 0.33369
69244 | 7.695 | 0.8 | 365 | 7.0086 | 0.10719 | 7 | 0.11575
69246 | 4.845 | 0.8 | 365 | 4.4128 | 0.8823 | 5 | 0.2951
69247 | 8.835 | 0.8 | 365 | 8.0469 | 0.19714 | 8 | 0.24401
69248 | 2.565 | 0.8 | 365 | 2.3362 | 0.7024 | 3 | 0.038585
69249 | 6.27 | 0.8 | 365 | 5.7107 | 0.49475 | 6 | 0.20543
69250 | 12.255 | 0.8 | 365 | 11.1618 | 0.467 | 11 | 0.62879
69208 | 5.94 | 0.8 | 365 | 5.4101 | 0.88976 | 6 | 0.29988
69211 | 2.32 | 0.8 | 365 | 2.113 | 0.25324 | 2 | 0.36628
69254 | 6.44 | 0.8 | 365 | 5.8655 | 0.80641 | 6 | 0.67192
69258 | 6.36 | 1 | 365 | 7.2408 | 0.57468 | 7 | 0.8155
69259 | 5.04 | 0.8 | 365 | 4.5904 | 0.2398 | 4 | 0.8302
69261 | 5.67 | 0.8 | 365 | 5.1642 | 0.39477 | 5 | 0.55898
69263 | 10.24 | 0.8 | 365 | 9.3265 | 0.77292 | 10 | 0.099458
69264 | 9.6 | 0.8 | 365 | 8.7436 | 0.59961 | 9 | 0.34324
50718 | 7.54 | 1 | 365 | 8.5842 | 0.27878 | 8 | 0.86303
64567 | 12.22 | 1 | 365 | 13.9124 | 0.0035475 | 13 | 0.91594
69086 | 8.71 | 0.8 | 365 | 7.933 | 0.96798 | 8 | 0.901
65241 | 27.3 | 0.9 | 365 | 27.9728 | 0.30501 | 28 | 0.27779
65799 | 371.32 | 1 | 365 | 422.7454 | 0.92285 | 423 | 0.6683
65803 | 371.32 | 1 | 365 | 422.7454 | 0.92285 | 423 | 0.6683
65810 | 82.855 | 1 | 365 | 94.3299 | 0.87184 | 95 | 0.20173
69218 | 4.86 | 0.8 | 365 | 4.4265 | 0.9098 | 5 | 0.33627
69266 | 4.32 | 0.8 | 365 | 3.9346 | 0.91982 | 4 | 0.85446
69267 | 8.12 | 0.8 | 365 | 7.3957 | 0.88634 | 8 | 0.28199
69268 | 11.13 | 0.8 | 365 | 10.1371 | 0.40455 | 10 | 0.5417
66022 | 9.88 | 1 | 365 | 11.2483 | 0.64117 | 11 | 0.88948
69269 | 4.24 | 0.8 | 365 | 3.8618 | 0.77316 | 4 | 0.63493
69204 | 5.76 | 0.8 | 365 | 5.2462 | 0.55977 | 5 | 0.80595
69273 | 10.56 | 0.8 | 365 | 9.618 | 0.35957 | 9 | 0.97757
69274 | 5.67 | 0.8 | 365 | 5.1642 | 0.39477 | 5 | 0.55898
64990 | 182.24 | 0.9 | 365 | 186.7312 | 0.86169 | 187 | 0.59286
69278 | 8.7 | 0.8 | 365 | 7.9239 | 0.94965 | 8 | 0.87356
69277 | 6.72 | 0.8 | 365 | 6.1205 | 0.31973 | 6 | 0.44027
69280 | 7.56 | 0.8 | 365 | 6.8856 | 0.85969 | 7 | 0.7453
69282 | 12.455 | 0.8 | 365 | 11.344 | 0.83366 | 12 | 0.17761
69283 | 7.59 | 0.8 | 365 | 6.9129 | 0.91469 | 7 | 0.82763
69284 | 9.72 | 0.8 | 365 | 8.8529 | 0.81961 | 9 | 0.67253
69286 | 8.32 | 0.8 | 365 | 7.5778 | 0.253 | 7 | 0.83081
69285 | 5.886 | 0.8 | 365 | 5.3609 | 0.79076 | 6 | 0.1517
69287 | 2.9 | 0.8 | 365 | 2.6413 | 0.31655 | 2 | 0.95785
69290 | 4.05 | 0.8 | 365 | 3.6887 | 0.42484 | 4 | 0.11356
69289 | 5.13 | 1 | 365 | 5.8405 | 0.75599 | 6 | 0.59646
69291 | 3.84 | 0.8 | 365 | 3.4975 | 0.039844 | 3 | 0.5373
69292 | 10.8 | 0.8 | 365 | 9.8366 | 0.79956 | 10 | 0.63615
69272 | 8.45 | 0.8 | 365 | 7.6962 | 0.49132 | 8 | 0.18754
69293 | 2.97 | 0.8 | 365 | 2.7051 | 0.44488 | 3 | 0.14994
69298 | 3.15 | 0.8 | 365 | 2.869 | 0.77487 | 3 | 0.64388
69300 | 6.16 | 0.8 | 365 | 5.6105 | 0.29308 | 5 | 0.90358
67062 | 2.65 | 0.8 | 365 | 2.4136 | 0.85823 | 3 | 0.27183
62767 | 6.095 | 1 | 365 | 6.9391 | 0.9674 | 7 | 0.90652
64756 | 2.915 | 1 | 365 | 3.3187 | 0.68006 | 3 | 0.99877
64751 | 4.24 | 1 | 365 | 4.8272 | 0.71645 | 5 | 0.54366
67043 | 4.32 | 0.8 | 365 | 3.9346 | 0.91982 | 4 | 0.85446
67238 | 3.51 | 0.8 | 365 | 3.1969 | 0.43486 | 3 | 0.63175
67239 | 7.56 | 0.8 | 365 | 6.8856 | 0.85969 | 7 | 0.7453
67301 | 5.035 | 0.8 | 365 | 4.5859 | 0.23063 | 4 | 0.81648
61629 | 7.905 | 1 | 365 | 8.9998 | 0.11522 | 9 | 0.11502
69302 | 5.1 | 0.8 | 365 | 4.6451 | 0.34979 | 4 | 0.99485
69303 | 10.6 | 0.8 | 365 | 9.6544 | 0.4329 | 10 | 0.087329
69305 | 3.36 | 0.8 | 365 | 3.0603 | 0.15986 | 3 | 0.22013
69306 | 11.655 | 0.8 | 365 | 10.6153 | 0.36703 | 10 | 0.98234
69307 | 12 | 0.8 | 365 | 10.9295 | 0.99951 | 11 | 0.92905
69310 | 5.565 | 0.8 | 365 | 5.0686 | 0.20227 | 5 | 0.27085
69311 | 6.36 | 0.8 | 365 | 5.7927 | 0.65974 | 6 | 0.4524
69313 | 12 | 0.8 | 365 | 10.9295 | 0.99951 | 11 | 0.92905
69271 | 7 | 0.8 | 365 | 6.3756 | 0.83305 | 7 | 0.20861
66390 | 2.08 | 1 | 365 | 2.3681 | 0.76656 | 3 | 0.13463
69308 | 4.505 | 0.8 | 365 | 4.1031 | 0.25898 | 4 | 0.36211
66542 | 11.44 | 0.8 | 365 | 10.4195 | 0.97287 | 11 | 0.39236
69316 | 5.83 | 0.8 | 365 | 5.3099 | 0.6881 | 5 | 0.99803
69317 | 8.41 | 0.8 | 365 | 7.6598 | 0.41799 | 8 | 0.077777
66536 | 10.4 | 0.8 | 365 | 9.4723 | 0.066245 | 9 | 0.53851
69319 | 2.7 | 0.8 | 365 | 2.4591 | 0.94989 | 3 | 0.40904
66605 | 14.04 | 0.8 | 365 | 12.7876 | 0.73943 | 13 | 0.52699
66635 | 12.22 | 0.8 | 365 | 11.1299 | 0.40284 | 11 | 0.53275
66731 | 11.44 | 0.8 | 365 | 10.4195 | 0.97287 | 11 | 0.39236
69320 | 5.67 | 0.8 | 365 | 5.1642 | 0.39477 | 5 | 0.55898
69325 | 5.232 | 0.8 | 365 | 4.7653 | 0.59179 | 5 | 0.35707
69312 | 4.16 | 0.8 | 365 | 3.7889 | 0.6265 | 4 | 0.4154
69323 | 3.12 | 0.8 | 365 | 2.8417 | 0.71987 | 3 | 0.56155
69326 | 7.95 | 0.8 | 365 | 7.2408 | 0.57468 | 7 | 0.8155
34779 | 206.15 | 0.9 | 365 | 211.2304 | 0.17497 | 211 | 0.40538
69329 | 9.54 | 0.8 | 365 | 8.689 | 0.48961 | 9 | 0.1786
69331 | 6.24 | 0.8 | 365 | 5.6834 | 0.43975 | 6 | 0.12311
69332 | 8.16 | 0.8 | 365 | 7.4321 | 0.95967 | 8 | 0.39176
69333 | 3.36 | 0.8 | 365 | 3.0603 | 0.15986 | 3 | 0.22013
69334 | 10.36 | 0.8 | 365 | 9.4358 | 0.99291 | 10 | 0.42875
69335 | 6.44 | 0.8 | 365 | 5.8655 | 0.80641 | 6 | 0.67192
69338 | 7.28 | 0.8 | 365 | 6.6306 | 0.34637 | 6 | 0.97696
69340 | 9.1 | 0.8 | 365 | 8.2882 | 0.68296 | 8 | 0.9712
69342 | 2.32 | 0.8 | 365 | 2.113 | 0.25324 | 2 | 0.36628
69343 | 7.54 | 0.8 | 365 | 6.8674 | 0.82303 | 7 | 0.69042
69345 | 12.985 | 0.8 | 365 | 11.8267 | 0.80531 | 12 | 0.63198
69347 | 4.35 | 0.8 | 365 | 3.962 | 0.97482 | 4 | 0.93678
69348 | 5.83 | 0.8 | 365 | 5.3099 | 0.6881 | 5 | 0.99803
69349 | 2.52 | 0.8 | 365 | 2.2952 | 0.6199 | 2 | 0.9151
69352 | 10.36 | 0.8 | 365 | 9.4358 | 0.99291 | 10 | 0.42875
69350 | 3.78 | 1 | 365 | 4.3035 | 0.66231 | 4 | 0.96581
69353 | 11.7 | 0.8 | 365 | 10.6563 | 0.44953 | 11 | 0.10583
69354 | 7 | 0.8 | 365 | 6.3756 | 0.83305 | 7 | 0.20861
69355 | 11.2 | 0.8 | 365 | 10.2009 | 0.53288 | 10 | 0.73378
67281 | 3.18 | 0.8 | 365 | 2.8963 | 0.82987 | 3 | 0.7262
67241 | 2.44 | 0.8 | 365 | 2.2223 | 0.47323 | 2 | 0.69557
67464 | 7.8 | 0.8 | 365 | 7.1042 | 0.29968 | 7 | 0.40388
69041 | 8.06 | 0.8 | 365 | 7.341 | 0.77634 | 8 | 0.11735
67545 | 7.42 | 0.8 | 365 | 6.7581 | 0.60303 | 7 | 0.36113
67607 | 14.04 | 0.8 | 365 | 12.7876 | 0.73943 | 13 | 0.52699
69276 | 8.4 | 1 | 365 | 9.5633 | 0.24957 | 9 | 0.81292
69360 | 6.625 | 0.8 | 365 | 6.034 | 0.14556 | 6 | 0.17958
69361 | 3.92 | 0.8 | 365 | 3.5703 | 0.18651 | 3 | 0.75682
69362 | 4.59 | 0.8 | 365 | 4.1805 | 0.41481 | 4 | 0.59536
69363 | 4.06 | 0.8 | 365 | 3.6978 | 0.44317 | 4 | 0.141
69364 | 7.95 | 0.8 | 365 | 7.2408 | 0.57468 | 7 | 0.8155
69260 | 10.08 | 0.8 | 365 | 9.1808 | 0.47959 | 9 | 0.6604
69318 | 14.29 | 0.8 | 365 | 13.0153 | 0.19775 | 13 | 0.21301
69366 | 4.64 | 0.8 | 365 | 4.2261 | 0.50648 | 4 | 0.73257
69367 | 5.88 | 0.8 | 365 | 5.3555 | 0.77976 | 6 | 0.13524
69368 | 7.54 | 0.8 | 365 | 6.8674 | 0.82303 | 7 | 0.69042
69371 | 5.3 | 0.8 | 365 | 4.8272 | 0.71645 | 5 | 0.54366
69372 | 11.07 | 0.8 | 365 | 10.0825 | 0.29455 | 10 | 0.37705
69373 | 3.77 | 0.8 | 365 | 3.4337 | 0.91151 | 4 | 0.34521
69374 | 4.35 | 0.8 | 365 | 3.962 | 0.97482 | 4 | 0.93678
66179 | 4.08 | 0.8 | 365 | 3.716 | 0.47983 | 4 | 0.19588
69376 | 3.78 | 0.8 | 365 | 3.4428 | 0.92985 | 4 | 0.37265
69377 | 8.1 | 0.8 | 365 | 7.3774 | 0.84967 | 8 | 0.22711
69378 | 3.24 | 0.8 | 365 | 2.951 | 0.93987 | 3 | 0.89084
66244 | 10.66 | 1 | 365 | 12.1363 | 0.42863 | 12 | 0.56497
69382 | 11.34 | 0.8 | 365 | 10.3284 | 0.78954 | 11 | 0.11795
65099 | 32.55 | 0.9 | 365 | 33.3522 | 0.13289 | 33 | 0.48506
65126 | 226.81 | 0.9 | 365 | 232.3996 | 0.78528 | 233 | 0.18484
2246 | 3582.72 | 0.7 | 365 | 2855.2327 | 0.15293 | 2855 | 0.38559
69116 | 7.56 | 0.8 | 365 | 6.8856 | 0.85969 | 7 | 0.7453
69381 | 6.6 | 0.8 | 365 | 6.0112 | 0.099732 | 6 | 0.11098
69384 | 14.58 | 0.8 | 365 | 13.2794 | 0.72941 | 14 | 0.0087984
69387 | 3.48 | 0.8 | 365 | 3.1696 | 0.37986 | 3 | 0.54943
69385 | 5.22 | 0.8 | 365 | 4.7543 | 0.56979 | 5 | 0.32414
69388 | 5.67 | 0.8 | 365 | 5.1642 | 0.39477 | 5 | 0.55898
69390 | 2.16 | 0.8 | 365 | 1.9673 | 0.95991 | 2 | 0.92723
69389 | 9.99 | 0.8 | 365 | 9.0988 | 0.3146 | 9 | 0.41344
69391 | 4.64 | 0.8 | 365 | 4.2261 | 0.50648 | 4 | 0.73257
69392 | 4.05 | 0.8 | 365 | 3.6887 | 0.42484 | 4 | 0.11356
69393 | 5.8 | 0.8 | 365 | 5.2826 | 0.6331 | 5 | 0.91571
69394 | 4.35 | 0.8 | 365 | 3.962 | 0.97482 | 4 | 0.93678
69395 | 7.02 | 0.8 | 365 | 6.3938 | 0.86972 | 7 | 0.2635
66459 | 6.5 | 0.8 | 365 | 5.9202 | 0.9164 | 6 | 0.83657
69396 | 6.75 | 0.8 | 365 | 6.1479 | 0.37473 | 6 | 0.52259
69401 | 5.13 | 0.8 | 365 | 4.6724 | 0.40479 | 5 | 0.07717
69402 | 24.44 | 0.8 | 365 | 22.2598 | 0.80568 | 23 | 0.065503
69403 | 11.34 | 0.8 | 365 | 10.3284 | 0.78954 | 11 | 0.11795
69405 | 4.59 | 0.8 | 365 | 4.1805 | 0.41481 | 4 | 0.59536
69406 | 12.15 | 0.8 | 365 | 11.0662 | 0.27451 | 11 | 0.34067
69408 | 4.05 | 0.8 | 365 | 3.6887 | 0.42484 | 4 | 0.11356
69409 | 7.36 | 0.8 | 365 | 6.7035 | 0.49304 | 7 | 0.19649
69411 | 8.96 | 0.8 | 365 | 8.1607 | 0.4263 | 8 | 0.58703
13220 | 1371.5 | 1 | 365 | 1561.444 | 0.95134 | 1562 | 0.39532
69413 | 9.86 | 0.8 | 365 | 8.9804 | 0.076267 | 9 | 0.056705
69412 | 6.5 | 0.8 | 365 | 5.9202 | 0.9164 | 6 | 0.83657
69414 | 6.84 | 0.8 | 365 | 6.2298 | 0.53972 | 6 | 0.76956
69416 | 3.05 | 0.8 | 365 | 2.7779 | 0.59154 | 3 | 0.36947
69356 | 12.32 | 0.8 | 365 | 11.221 | 0.58617 | 11 | 0.80716
69419 | 9.72 | 0.8 | 365 | 8.8529 | 0.81961 | 9 | 0.67253
69418 | 5.7 | 1 | 365 | 6.4894 | 0.062211 | 6 | 0.55162
69421 | 6.6 | 0.8 | 365 | 6.0112 | 0.099732 | 6 | 0.11098
65263 | 35.2 | 0.9 | 365 | 36.0675 | 0.59839 | 36 | 0.66587
69422 | 6 | 0.8 | 365 | 5.4648 | 0.99976 | 6 | 0.46453
69424 | 4.68 | 0.8 | 365 | 4.2625 | 0.57981 | 4 | 0.84233
69423 | 10.26 | 0.8 | 365 | 9.3448 | 0.80958 | 10 | 0.15434
69425 | 3.77 | 0.8 | 365 | 3.4337 | 0.91151 | 4 | 0.34521
69426 | 6.9 | 0.8 | 365 | 6.2845 | 0.64972 | 6 | 0.9342
69427 | 4.59 | 0.8 | 365 | 4.1805 | 0.41481 | 4 | 0.59536
69428 | 4.32 | 0.8 | 365 | 3.9346 | 0.91982 | 4 | 0.85446
69399 | 14.82 | 0.8 | 365 | 13.498 | 0.1694 | 13 | 0.66738
69430 | 4.86 | 0.8 | 365 | 4.4265 | 0.9098 | 5 | 0.33627
69432 | 3.84 | 0.8 | 365 | 3.4975 | 0.039844 | 3 | 0.5373
69433 | 5.94 | 0.8 | 365 | 5.4101 | 0.88976 | 6 | 0.29988
69434 | 4.59 | 0.8 | 365 | 4.1805 | 0.41481 | 4 | 0.59536
69435 | 7.915 | 0.8 | 365 | 7.2089 | 0.51051 | 7 | 0.71945
69437 | 6.38 | 0.8 | 365 | 5.8109 | 0.69641 | 6 | 0.50728
69438 | 10.98 | 0.8 | 365 | 10.0005 | 0.12955 | 10 | 0.13008
69440 | 3.24 | 0.8 | 365 | 2.951 | 0.93987 | 3 | 0.89084
69442 | 5.51 | 0.8 | 365 | 5.0185 | 0.10144 | 5 | 0.11992
69443 | 3.48 | 0.8 | 365 | 3.1696 | 0.37986 | 3 | 0.54943
69445 | 11.16 | 0.8 | 365 | 10.1645 | 0.45955 | 10 | 0.62402
69448 | 3.924 | 0.8 | 365 | 3.574 | 0.19384 | 3 | 0.7678
69449 | 7.92 | 1 | 365 | 9.0169 | 0.1496 | 9 | 0.16647
69450 | 4.86 | 0.8 | 365 | 4.4265 | 0.9098 | 5 | 0.33627
69452 | 2.32 | 0.8 | 365 | 2.113 | 0.25324 | 2 | 0.36628
69454 | 5.8 | 0.8 | 365 | 5.2826 | 0.6331 | 5 | 0.91571
69456 | 5.94 | 0.8 | 365 | 5.4101 | 0.88976 | 6 | 0.29988
69458 | 3.48 | 0.8 | 365 | 3.1696 | 0.37986 | 3 | 0.54943
69455 | 7.83 | 0.8 | 365 | 7.1315 | 0.35468 | 7 | 0.48621
69460 | 6.05 | 0.8 | 365 | 5.5103 | 0.091421 | 5 | 0.60173
69462 | 2.9 | 0.8 | 365 | 2.6413 | 0.31655 | 2 | 0.95785
69464 | 4.05 | 0.8 | 365 | 3.6887 | 0.42484 | 4 | 0.11356
69463 | 7.28 | 0.8 | 365 | 6.6306 | 0.34637 | 6 | 0.97696
69465 | 4.93 | 0.8 | 365 | 4.4902 | 0.038134 | 4 | 0.52835
69467 | 5.94 | 0.8 | 365 | 5.4101 | 0.88976 | 6 | 0.29988
69468 | 5.035 | 0.8 | 365 | 4.5859 | 0.23063 | 4 | 0.81648
69469 | 7.54 | 0.8 | 365 | 6.8674 | 0.82303 | 7 | 0.69042
69470 | 2.08 | 0.8 | 365 | 1.8945 | 0.81325 | 2 | 0.7077
69471 | 3.19 | 0.8 | 365 | 2.9054 | 0.8482 | 3 | 0.75364
69472 | 7.8 | 0.8 | 365 | 7.1042 | 0.29968 | 7 | 0.40388
69420 | 3.78 | 0.8 | 365 | 3.4428 | 0.92985 | 4 | 0.37265
69473 | 7.56 | 0.8 | 365 | 6.8856 | 0.85969 | 7 | 0.7453
69304 | 9.18 | 0.8 | 365 | 8.3611 | 0.82963 | 9 | 0.19072
69383 | 12.15 | 0.8 | 365 | 11.0662 | 0.27451 | 11 | 0.34067
69475 | 6.3 | 0.8 | 365 | 5.738 | 0.54974 | 6 | 0.28775
31831 | 248.57 | 0.8 | 365 | 226.3963 | 0.70159 | 227 | 0.097875
64456 | 29.12 | 0.7 | 365 | 23.2071 | 0.7123 | 23 | 0.91935
1973 | 3580.2 | 1 | 365 | 4076.0348 | 0.4436 | 4076 | 0.47839
1978 | 2410.2 | 1 | 365 | 2743.9973 | 0.25288 | 2744 | 0.25016
1974 | 1199.25 | 1 | 365 | 1365.3384 | 0.22049 | 1365 | 0.55894
1975 | 2796.3 | 1 | 365 | 3183.5697 | 0.045821 | 3183 | 0.61547
1972 | 825.66 | 1 | 365 | 940.0086 | 0.095667 | 940 | 0.10429
1976 | 2796.3 | 1 | 365 | 3183.5697 | 0.045821 | 3183 | 0.61547
1971 | 516.78 | 1 | 365 | 588.3507 | 0.26132 | 588 | 0.61204
69481 | 11.2 | 0.8 | 365 | 10.2009 | 0.53288 | 10 | 0.73378
69482 | 6.96 | 0.8 | 365 | 6.3391 | 0.75972 | 7 | 0.09885
69453 | 8.12 | 0.8 | 365 | 7.3957 | 0.88634 | 8 | 0.28199
69483 | 10.08 | 0.8 | 365 | 9.1808 | 0.47959 | 9 | 0.6604
46564 | 14.3 | 1 | 365 | 16.2805 | 0.77011 | 17 | 0.050567
69043 | 5.7 | 0.8 | 365 | 5.1915 | 0.44977 | 5 | 0.6413
69484 | 8.12 | 0.8 | 365 | 7.3957 | 0.88634 | 8 | 0.28199
69485 | 10.8 | 0.8 | 365 | 9.8366 | 0.79956 | 10 | 0.63615
69486 | 2.8 | 0.8 | 365 | 2.5502 | 0.13322 | 2 | 0.68345
69488 | 5.04 | 0.8 | 365 | 4.5904 | 0.2398 | 4 | 0.8302
69487 | 3.99 | 0.8 | 365 | 3.6341 | 0.31484 | 3 | 0.94891
69490 | 9.24 | 0.8 | 365 | 8.4157 | 0.93963 | 9 | 0.35537
69489 | 11.285 | 0.8 | 365 | 10.2783 | 0.68871 | 10 | 0.96703
69491 | 6.84 | 0.8 | 365 | 6.2298 | 0.53972 | 6 | 0.76956
69492 | 8.265 | 0.8 | 365 | 7.5277 | 0.15216 | 7 | 0.67988
69494 | 9.8 | 0.8 | 365 | 8.9258 | 0.96627 | 9 | 0.89206
69493 | 7.25 | 0.8 | 365 | 6.6033 | 0.29137 | 6 | 0.89464
1969 | 2791.8 | 1 | 365 | 3178.4464 | 0.73355 | 3179 | 0.17998
1967 | 1342.44 | 1 | 365 | 1528.3593 | 0.35698 | 1528 | 0.71633
69495 | 5.6 | 0.8 | 365 | 5.1005 | 0.26644 | 5 | 0.36689
69496 | 6.44 | 0.8 | 365 | 5.8655 | 0.80641 | 6 | 0.67192
69498 | 10.07 | 0.8 | 365 | 9.1717 | 0.46126 | 9 | 0.63296
69499 | 10.26 | 0.8 | 365 | 9.3448 | 0.80958 | 10 | 0.15434
69500 | 5.88 | 0.8 | 365 | 5.3555 | 0.77976 | 6 | 0.13524
69501 | 8.96 | 0.8 | 365 | 8.1607 | 0.4263 | 8 | 0.58703
69502 | 4.48 | 0.8 | 365 | 4.0804 | 0.21315 | 4 | 0.29351
69503 | 6.16 | 0.8 | 365 | 5.6105 | 0.29308 | 5 | 0.90358
69504 | 11.2 | 0.8 | 365 | 10.2009 | 0.53288 | 10 | 0.73378
69505 | 9.8 | 0.8 | 365 | 8.9258 | 0.96627 | 9 | 0.89206
69506 | 3.08 | 0.8 | 365 | 2.8052 | 0.64654 | 3 | 0.45179
69507 | 5.51 | 0.8 | 365 | 5.0185 | 0.10144 | 5 | 0.11992
69508 | 2.32 | 0.8 | 365 | 2.113 | 0.25324 | 2 | 0.36628
69509 | 12.42 | 0.8 | 365 | 11.3121 | 0.7695 | 12 | 0.081569
69510 | 4.93 | 0.8 | 365 | 4.4902 | 0.038134 | 4 | 0.52835
69511 | 5.67 | 0.8 | 365 | 5.1642 | 0.39477 | 5 | 0.55898
69512 | 6.21 | 0.8 | 365 | 5.656 | 0.38475 | 6 | 0.040784
69514 | 5.51 | 0.8 | 365 | 5.0185 | 0.10144 | 5 | 0.11992
69515 | 4.93 | 0.8 | 365 | 4.4902 | 0.038134 | 4 | 0.52835
69516 | 4.35 | 0.8 | 365 | 3.962 | 0.97482 | 4 | 0.93678
69518 | 3.77 | 0.8 | 365 | 3.4337 | 0.91151 | 4 | 0.34521
69520 | 5.94 | 0.8 | 365 | 5.4101 | 0.88976 | 6 | 0.29988
69521 | 3.24 | 0.8 | 365 | 2.951 | 0.93987 | 3 | 0.89084
69522 | 7.25 | 0.8 | 365 | 6.6033 | 0.29137 | 6 | 0.89464
69523 | 6.24 | 0.8 | 365 | 5.6834 | 0.43975 | 6 | 0.12311
36759 | 249.6 | 0.8 | 365 | 227.3344 | 0.58988 | 227 | 0.92428
69524 | 5.025 | 0.8 | 365 | 4.5767 | 0.2123 | 4 | 0.78904
69526 | 4.251 | 0.8 | 365 | 3.8718 | 0.79333 | 4 | 0.66512
69527 | 6.89 | 0.8 | 365 | 6.2754 | 0.63139 | 6 | 0.90676
69528 | 2.1 | 0.8 | 365 | 1.9127 | 0.84991 | 2 | 0.76258
66358 | 7.92 | 1 | 365 | 9.0169 | 0.1496 | 9 | 0.16647
35260 | 102.69 | 0.9 | 365 | 105.2207 | 0.79344 | 106 | 0.014159
67786 | 9.72 | 0.8 | 365 | 8.8529 | 0.81961 | 9 | 0.67253
67887 | 2.16 | 0.8 | 365 | 1.9673 | 0.95991 | 2 | 0.92723
64705 | 3.71 | 1 | 365 | 4.2238 | 0.5019 | 4 | 0.72571
64276 | 4.77 | 1 | 365 | 5.4306 | 0.93101 | 6 | 0.36162
67169 | 3.18 | 0.8 | 365 | 2.8963 | 0.82987 | 3 | 0.7262
67289 | 2.97 | 0.8 | 365 | 2.7051 | 0.44488 | 3 | 0.14994
67296 | 2.7 | 0.8 | 365 | 2.4591 | 0.94989 | 3 | 0.40904
67347 | 4.59 | 0.8 | 365 | 4.1805 | 0.41481 | 4 | 0.59536
67360 | 3.78 | 0.8 | 365 | 3.4428 | 0.92985 | 4 | 0.37265
67439 | 2.16 | 0.8 | 365 | 1.9673 | 0.95991 | 2 | 0.92723
67452 | 2.16 | 0.8 | 365 | 1.9673 | 0.95991 | 2 | 0.92723
67524 | 4.05 | 0.8 | 365 | 3.6887 | 0.42484 | 4 | 0.11356
67530 | 6.625 | 0.8 | 365 | 6.034 | 0.14556 | 6 | 0.17958
67531 | 2.7 | 0.8 | 365 | 2.4591 | 0.94989 | 3 | 0.40904
67538 | 4.59 | 0.8 | 365 | 4.1805 | 0.41481 | 4 | 0.59536
67585 | 6.36 | 0.8 | 365 | 5.7927 | 0.65974 | 6 | 0.4524
64109 | 70.98 | 0.9 | 365 | 72.7292 | 0.39301 | 73 | 0.12226
43480 | 977.73 | 0.9 | 365 | 1001.8254 | 0.52354 | 1002 | 0.34895
69531 | 8.04 | 0.8 | 365 | 7.3228 | 0.73967 | 8 | 0.062465
33286 | 3992.28 | 0.8 | 365 | 3636.1482 | 0.01818 | 3636 | 0.16636
69532 | 4.2 | 0.8 | 365 | 3.8253 | 0.69983 | 4 | 0.52517
69533 | 24.96 | 0.8 | 365 | 22.7334 | 0.75899 | 23 | 0.49243
69174 | 6.93 | 0.8 | 365 | 6.3118 | 0.70472 | 7 | 0.016528
69535 | 5.13 | 0.8 | 365 | 4.6724 | 0.40479 | 5 | 0.07717
69400 | 10.8 | 0.8 | 365 | 9.8366 | 0.79956 | 10 | 0.63615
69288 | 7.28 | 0.8 | 365 | 6.6306 | 0.34637 | 6 | 0.97696
69407 | 7.04 | 0.8 | 365 | 6.412 | 0.90638 | 7 | 0.31838
69537 | 4.335 | 1 | 365 | 4.9354 | 0.93416 | 5 | 0.86953
69538 | 6.6 | 0.8 | 365 | 6.0112 | 0.099732 | 6 | 0.11098
69539 | 7.8 | 0.8 | 365 | 7.1042 | 0.29968 | 7 | 0.40388
69540 | 9.72 | 0.8 | 365 | 8.8529 | 0.81961 | 9 | 0.67253
69541 | 11.4 | 0.8 | 365 | 10.3831 | 0.89954 | 11 | 0.2826
69262 | 6.6 | 0.8 | 365 | 6.0112 | 0.099732 | 6 | 0.11098
69543 | 8.64 | 0.8 | 365 | 7.8693 | 0.83965 | 8 | 0.70892
1977 | 1842.75 | 1 | 365 | 2097.9591 | 0.87538 | 2098 | 0.83447
68563 | 5.4 | 1 | 365 | 6.1479 | 0.37473 | 6 | 0.52259
68241 | 9.315 | 1 | 365 | 10.6051 | 0.3464 | 10 | 0.95147
34329 | 347.76 | 1 | 365 | 395.9225 | 0.93238 | 396 | 0.85491
68419 | 3.92 | 1 | 365 | 4.4629 | 0.98313 | 5 | 0.44603
68633 | 15.39 | 1 | 365 | 17.5214 | 0.26797 | 17 | 0.78939
68503 | 8.48 | 1 | 365 | 9.6544 | 0.4329 | 10 | 0.087329
68089 | 8.502 | 1 | 365 | 9.6795 | 0.48332 | 10 | 0.16279
69094 | 8.925 | 1 | 365 | 10.1611 | 0.45267 | 10 | 0.61373
68130 | 9.12 | 1 | 365 | 10.3831 | 0.89954 | 11 | 0.2826
68295 | 10.26 | 1 | 365 | 11.6809 | 0.51198 | 12 | 0.19292
68624 | 7.41 | 1 | 365 | 8.4362 | 0.98087 | 9 | 0.41711
50000 | 5.4 | 1 | 365 | 6.1479 | 0.37473 | 6 | 0.52259
68879 | 12.54 | 0.8 | 365 | 11.4214 | 0.98949 | 12 | 0.41086
48699 | 6.5 | 1 | 365 | 7.4002 | 0.8955 | 8 | 0.29571
69545 | 3.6 | 0.8 | 365 | 3.2789 | 0.59985 | 3 | 0.87872
44143 | 11.772 | 1 | 365 | 13.4023 | 0.9769 | 14 | 0.37925
69548 | 8.4 | 1 | 365 | 9.5633 | 0.24957 | 9 | 0.81292
69549 | 4.8 | 1 | 365 | 5.4648 | 0.99976 | 6 | 0.46453
63019 | 110.24 | 0.9 | 365 | 112.9568 | 0.36497 | 113 | 0.32175
69550 | 6.3 | 1 | 365 | 7.1725 | 0.43718 | 7 | 0.60969
68849 | 5.12 | 0.8 | 365 | 4.6633 | 0.38646 | 5 | 0.049729
68965 | 7.95 | 0.8 | 365 | 7.2408 | 0.57468 | 7 | 0.8155
68645 | 6.16 | 0.8 | 365 | 5.6105 | 0.29308 | 5 | 0.90358
69551 | 4.8 | 1 | 365 | 5.4648 | 0.99976 | 6 | 0.46453
69552 | 22.68 | 0.8 | 365 | 20.6568 | 0.57908 | 21 | 0.23591
69553 | 5.61 | 0.8 | 365 | 5.1096 | 0.28477 | 5 | 0.39433
69554 | 4.5 | 0.8 | 365 | 4.0986 | 0.24982 | 4 | 0.34839
69351 | 3.12 | 0.8 | 365 | 2.8417 | 0.71987 | 3 | 0.56155
69547 | 3.92 | 0.8 | 365 | 3.5703 | 0.18651 | 3 | 0.75682
69558 | 6.615 | 0.8 | 365 | 6.0249 | 0.12723 | 6 | 0.15214
69559 | 8.4 | 0.8 | 365 | 7.6507 | 0.39966 | 8 | 0.050337
69451 | 4.35 | 0.8 | 365 | 3.962 | 0.97482 | 4 | 0.93678
69560 | 9.88 | 0.8 | 365 | 8.9987 | 0.11293 | 9 | 0.11159
69561 | 4.68 | 0.8 | 365 | 4.2625 | 0.57981 | 4 | 0.84233
68523 | 9.45 | 1 | 365 | 10.7588 | 0.65577 | 11 | 0.41454
69562 | 11.2 | 0.8 | 365 | 10.2009 | 0.53288 | 10 | 0.73378
69564 | 9.52 | 0.8 | 365 | 8.6708 | 0.45295 | 9 | 0.12371
69563 | 1.96 | 0.8 | 365 | 1.7852 | 0.59325 | 2 | 0.37841
69565 | 8.68 | 0.8 | 365 | 7.9057 | 0.91298 | 8 | 0.81868
69566 | 6.72 | 0.8 | 365 | 6.1205 | 0.31973 | 6 | 0.44027
69567 | 3.445 | 0.8 | 365 | 3.1377 | 0.31569 | 3 | 0.45338
69570 | 3.92 | 0.8 | 365 | 3.5703 | 0.18651 | 3 | 0.75682
69569 | 1.89 | 0.8 | 365 | 1.7214 | 0.46492 | 2 | 0.18633
69571 | 8.68 | 0.8 | 365 | 7.9057 | 0.91298 | 8 | 0.81868
69572 | 12.04 | 0.8 | 365 | 10.966 | 0.072845 | 11 | 0.038816
69573 | 4.275 | 0.8 | 365 | 3.8936 | 0.83733 | 4 | 0.73097
69574 | 3.64 | 0.8 | 365 | 3.3153 | 0.67319 | 3 | 0.98848
69576 | 7.56 | 0.8 | 365 | 6.8856 | 0.85969 | 7 | 0.7453
69577 | 3.36 | 0.8 | 365 | 3.0603 | 0.15986 | 3 | 0.22013
69579 | 7.84 | 0.8 | 365 | 7.1406 | 0.37302 | 7 | 0.51365
69575 | 2.6 | 0.8 | 365 | 2.3681 | 0.76656 | 3 | 0.13463
69580 | 6.555 | 0.8 | 365 | 5.9703 | 0.017234 | 5 | 0.98749
69530 | 9.69 | 0.8 | 365 | 8.8256 | 0.76461 | 9 | 0.59021
69582 | 8.68 | 0.8 | 365 | 7.9057 | 0.91298 | 8 | 0.81868
69194 | 4.94 | 0.8 | 365 | 4.4993 | 0.056466 | 4 | 0.55579
69583 | 7.84 | 0.8 | 365 | 7.1406 | 0.37302 | 7 | 0.51365
69581 | 20.54 | 0.8 | 365 | 18.7077 | 0.65583 | 19 | 0.36356
69584 | 7.84 | 0.8 | 365 | 7.1406 | 0.37302 | 7 | 0.51365
69190 | 5.67 | 0.8 | 365 | 5.1642 | 0.39477 | 5 | 0.55898
69193 | 12.285 | 0.8 | 365 | 11.1891 | 0.522 | 11 | 0.71112
69585 | 9.275 | 0.8 | 365 | 8.4476 | 0.0037907 | 8 | 0.45141
67768 | 12.8 | 0.8 | 365 | 11.6582 | 0.46615 | 12 | 0.12432
69589 | 9.6 | 0.8 | 365 | 8.7436 | 0.59961 | 9 | 0.34324
69587 | 3.9 | 1 | 365 | 4.4401 | 0.9373 | 5 | 0.37743
69590 | 5.8 | 0.8 | 365 | 5.2826 | 0.6331 | 5 | 0.91571
69592 | 6.9 | 0.8 | 365 | 6.2845 | 0.64972 | 6 | 0.9342
69593 | 8.32 | 0.8 | 365 | 7.5778 | 0.253 | 7 | 0.83081
69594 | 8.67 | 0.8 | 365 | 7.8966 | 0.89465 | 8 | 0.79124
69595 | 4.845 | 0.8 | 365 | 4.4128 | 0.8823 | 5 | 0.2951
69596 | 6.6 | 0.8 | 365 | 6.0112 | 0.099732 | 6 | 0.11098
69358 | 7.42 | 0.8 | 365 | 6.7581 | 0.60303 | 7 | 0.36113
69597 | 2.6 | 0.8 | 365 | 2.3681 | 0.76656 | 3 | 0.13463
65075 | 30.015 | 0.7 | 365 | 23.9203 | 0.148 | 24 | 0.068318
69598 | 2.52 | 0.8 | 365 | 2.2952 | 0.6199 | 2 | 0.9151
69601 | 6.16 | 0.8 | 365 | 5.6105 | 0.29308 | 5 | 0.90358
69602 | 14 | 0.8 | 365 | 12.7511 | 0.6661 | 13 | 0.41723
69603 | 2.4 | 0.8 | 365 | 2.1859 | 0.3999 | 2 | 0.58581
68113 | 3.77 | 0.8 | 365 | 3.4337 | 0.91151 | 4 | 0.34521
68142 | 5.67 | 0.8 | 365 | 5.1642 | 0.39477 | 5 | 0.55898
69605 | 13.52 | 0.8 | 365 | 12.3139 | 0.78612 | 13 | 0.10007
68155 | 3.24 | 0.8 | 365 | 2.951 | 0.93987 | 3 | 0.89084
68353 | 4.35 | 0.8 | 365 | 3.962 | 0.97482 | 4 | 0.93678
69606 | 9.24 | 0.8 | 365 | 8.4157 | 0.93963 | 9 | 0.35537
69608 | 8.16 | 0.8 | 365 | 7.4321 | 0.95967 | 8 | 0.39176
68355 | 5.94 | 0.8 | 365 | 5.4101 | 0.88976 | 6 | 0.29988
68357 | 4.06 | 0.8 | 365 | 3.6978 | 0.44317 | 4 | 0.141
68421 | 4.35 | 0.8 | 365 | 3.962 | 0.97482 | 4 | 0.93678
68562 | 7.56 | 0.8 | 365 | 6.8856 | 0.85969 | 7 | 0.7453
69610 | 3.92 | 0.8 | 365 | 3.5703 | 0.18651 | 3 | 0.75682
69611 | 11.025 | 0.8 | 365 | 10.0415 | 0.21205 | 10 | 0.25357
68564 | 4.06 | 0.8 | 365 | 3.6978 | 0.44317 | 4 | 0.141
69612 | 8.58 | 0.8 | 365 | 7.8146 | 0.72965 | 8 | 0.54427
69613 | 14 | 0.8 | 365 | 12.7511 | 0.6661 | 13 | 0.41723
69604 | 6.9 | 0.8 | 365 | 6.2845 | 0.64972 | 6 | 0.9342
34047 | 112 | 0.9 | 365 | 114.7602 | 0.99489 | 115 | 0.75505
35098 | 201.6 | 0.9 | 365 | 206.5683 | 0.79081 | 207 | 0.35909
36939 | 628.5 | 0.8 | 365 | 572.4346 | 0.22452 | 572 | 0.65911
48851 | 9.805 | 1 | 365 | 11.1629 | 0.46929 | 11 | 0.63222
49700 | 6 | 1 | 365 | 6.831 | 0.7497 | 7 | 0.58066
56762 | 653.49 | 0.9 | 365 | 669.5948 | 0.79333 | 670 | 0.38809
60180 | 11.44 | 1 | 365 | 13.0244 | 0.21609 | 13 | 0.24045
61015 | 2064.48 | 0.9 | 365 | 2115.3575 | 0.89586 | 2116 | 0.2534
65006 | 77.72 | 0.9 | 365 | 79.6354 | 0.29396 | 79 | 0.92931
66674 | 507 | 0.9 | 365 | 519.4946 | 0.66438 | 520 | 0.15901
67247 | 5.12 | 1 | 365 | 5.8291 | 0.73307 | 6 | 0.56216
67290 | 5.83 | 0.8 | 365 | 5.3099 | 0.6881 | 5 | 0.99803
67326 | 14.82 | 1 | 365 | 16.8725 | 0.96175 | 17 | 0.83422
68063 | 9.92 | 1 | 365 | 11.2939 | 0.73283 | 12 | 0.026687
68065 | 4.05 | 0.8 | 365 | 3.6887 | 0.42484 | 4 | 0.11356
68067 | 7.92 | 0.8 | 365 | 7.2135 | 0.51968 | 7 | 0.73317
68168 | 15.36 | 0.8 | 365 | 13.9898 | 0.15938 | 14 | 0.14919
68219 | 10.8 | 1 | 365 | 12.2957 | 0.74945 | 13 | 0.045184
68346 | 10.71 | 0.8 | 365 | 9.7546 | 0.63457 | 10 | 0.38918
68348 | 6.84 | 1 | 365 | 7.7873 | 0.67465 | 8 | 0.46195
68409 | 16.9 | 0.8 | 365 | 15.3924 | 0.98265 | 16 | 0.37508
68440 | 7.77 | 0.8 | 365 | 7.0769 | 0.24469 | 7 | 0.32156
68618 | 2.61 | 0.8 | 365 | 2.3772 | 0.78489 | 3 | 0.16207
68656 | 5.035 | 0.8 | 365 | 4.5859 | 0.23063 | 4 | 0.81648
68668 | 7.29 | 0.8 | 365 | 6.6397 | 0.3647 | 7 | 0.0043992
68727 | 2.61 | 0.8 | 365 | 2.3772 | 0.78489 | 3 | 0.16207
68766 | 11.6 | 1 | 365 | 13.2065 | 0.58275 | 13 | 0.78927
68786 | 4.93 | 0.8 | 365 | 4.4902 | 0.038134 | 4 | 0.52835
68791 | 4.35 | 0.8 | 365 | 3.962 | 0.97482 | 4 | 0.93678
68840 | 7.25 | 0.8 | 365 | 6.6033 | 0.29137 | 6 | 0.89464
68847 | 25.65 | 0.6 | 365 | 17.5214 | 0.26797 | 17 | 0.78939
68917 | 8.1 | 0.8 | 365 | 7.3774 | 0.84967 | 8 | 0.22711
68918 | 10.15 | 0.8 | 365 | 9.2446 | 0.60792 | 9 | 0.85249
68921 | 6.38 | 0.8 | 365 | 5.8109 | 0.69641 | 6 | 0.50728
68922 | 4.86 | 0.8 | 365 | 4.4265 | 0.9098 | 5 | 0.33627
68925 | 3.48 | 0.8 | 365 | 3.1696 | 0.37986 | 3 | 0.54943
68926 | 4.77 | 0.8 | 365 | 4.3445 | 0.74481 | 5 | 0.089298
69003 | 25.2 | 0.6 | 365 | 17.214 | 0.64923 | 17 | 0.86326
69035 | 11.97 | 0.8 | 365 | 10.9022 | 0.94451 | 11 | 0.84673
69068 | 6 | 0.8 | 365 | 5.4648 | 0.99976 | 6 | 0.46453
69097 | 6.6 | 1 | 365 | 7.5141 | 0.12467 | 7 | 0.63872
69108 | 4.86 | 0.8 | 365 | 4.4265 | 0.9098 | 5 | 0.33627
69163 | 24.885 | 0.8 | 365 | 22.6651 | 0.62149 | 23 | 0.28662
69213 | 3.77 | 0.8 | 365 | 3.4337 | 0.91151 | 4 | 0.34521
69365 | 5.8 | 0.8 | 365 | 5.2826 | 0.6331 | 5 | 0.91571
69417 | 40.28 | 0.6 | 365 | 27.5151 | 0.38378 | 27 | 0.89889
69517 | 3.24 | 0.8 | 365 | 2.951 | 0.93987 | 3 | 0.89084
69557 | 4.59 | 0.8 | 365 | 4.1805 | 0.41481 | 4 | 0.59536
69578 | 7.02 | 0.8 | 365 | 6.3938 | 0.86972 | 7 | 0.2635
69591 | 9.72 | 0.8 | 365 | 8.8529 | 0.81961 | 9 | 0.67253
69614 | 5.7 | 0.8 | 365 | 5.1915 | 0.44977 | 5 | 0.6413
69615 | 2.835 | 0.8 | 365 | 2.5821 | 0.19739 | 2 | 0.77949
69616 | 11.7 | 0.8 | 365 | 10.6563 | 0.44953 | 11 | 0.10583
69617 | 3.64 | 0.8 | 365 | 3.3153 | 0.67319 | 3 | 0.98848
69618 | 9.735 | 0.8 | 365 | 8.8666 | 0.84711 | 9 | 0.71369
69619 | 6.72 | 0.8 | 365 | 6.1205 | 0.31973 | 6 | 0.44027
69620 | 5.67 | 0.8 | 365 | 5.1642 | 0.39477 | 5 | 0.55898
69622 | 4.76 | 0.8 | 365 | 4.3354 | 0.72647 | 5 | 0.061857
69623 | 4.56 | 0.8 | 365 | 4.1532 | 0.35982 | 4 | 0.51304
69625 | 5.985 | 0.8 | 365 | 5.4511 | 0.97226 | 6 | 0.42336
69626 | 6.44 | 0.8 | 365 | 5.8655 | 0.80641 | 6 | 0.67192
69627 | 5.7 | 0.8 | 365 | 5.1915 | 0.44977 | 5 | 0.6413
69628 | 10.8 | 0.8 | 365 | 9.8366 | 0.79956 | 10 | 0.63615
69629 | 8.82 | 0.8 | 365 | 8.0332 | 0.16964 | 8 | 0.20285
69631 | 7.8 | 0.8 | 365 | 7.1042 | 0.29968 | 7 | 0.40388
69632 | 14.04 | 0.8 | 365 | 12.7876 | 0.73943 | 13 | 0.52699
69633 | 5.6 | 0.8 | 365 | 5.1005 | 0.26644 | 5 | 0.36689
69634 | 8.68 | 0.8 | 365 | 7.9057 | 0.91298 | 8 | 0.81868
69635 | 2.4 | 0.8 | 365 | 2.1859 | 0.3999 | 2 | 0.58581
69636 | 6.72 | 0.8 | 365 | 6.1205 | 0.31973 | 6 | 0.44027
69637 | 8.12 | 0.8 | 365 | 7.3957 | 0.88634 | 8 | 0.28199
69638 | 9.62 | 0.8 | 365 | 8.7618 | 0.63628 | 9 | 0.39812
69639 | 8.82 | 0.8 | 365 | 8.0332 | 0.16964 | 8 | 0.20285
69640 | 6.3 | 0.8 | 365 | 5.738 | 0.54974 | 6 | 0.28775
69641 | 6.615 | 0.8 | 365 | 6.0249 | 0.12723 | 6 | 0.15214
69642 | 4.5 | 0.8 | 365 | 4.0986 | 0.24982 | 4 | 0.34839
69643 | 4.94 | 0.8 | 365 | 4.4993 | 0.056466 | 4 | 0.55579
69644 | 7.02 | 0.8 | 365 | 6.3938 | 0.86972 | 7 | 0.2635
69645 | 12.04 | 0.8 | 365 | 10.966 | 0.072845 | 11 | 0.038816
69646 | 7.08 | 0.8 | 365 | 6.4484 | 0.97971 | 7 | 0.42814
69647 | 9.15 | 0.8 | 365 | 8.3338 | 0.77463 | 9 | 0.1084
69648 | 5.7 | 0.8 | 365 | 5.1915 | 0.44977 | 5 | 0.6413
69649 | 8.82 | 0.8 | 365 | 8.0332 | 0.16964 | 8 | 0.20285
69650 | 9.18 | 0.8 | 365 | 8.3611 | 0.82963 | 9 | 0.19072
69651 | 10.53 | 0.8 | 365 | 9.5907 | 0.30457 | 9 | 0.89524
69653 | 6.21 | 0.8 | 365 | 5.656 | 0.38475 | 6 | 0.040784
69655 | 8.64 | 0.8 | 365 | 7.8693 | 0.83965 | 8 | 0.70892
69656 | 9.92 | 1 | 365 | 11.2939 | 0.73283 | 12 | 0.026687
69657 | 7.56 | 0.8 | 365 | 6.8856 | 0.85969 | 7 | 0.7453
69659 | 11.02 | 0.8 | 365 | 10.037 | 0.20289 | 10 | 0.23985
69660 | 5.559 | 1 | 365 | 6.3289 | 0.73909 | 7 | 0.067979
69661 | 6.16 | 0.8 | 365 | 5.6105 | 0.29308 | 5 | 0.90358
69663 | 13.16 | 0.8 | 365 | 11.9861 | 0.12613 | 12 | 0.11219
69665 | 17.28 | 1 | 365 | 19.6732 | 0.59912 | 20 | 0.27229
69666 | 7.8 | 0.8 | 365 | 7.1042 | 0.29968 | 7 | 0.40388
69667 | 2.4 | 0.8 | 365 | 2.1859 | 0.3999 | 2 | 0.58581
69668 | 4.06 | 0.8 | 365 | 3.6978 | 0.44317 | 4 | 0.141
69669 | 4.59 | 0.8 | 365 | 4.1805 | 0.41481 | 4 | 0.59536
69671 | 7.56 | 0.8 | 365 | 6.8856 | 0.85969 | 7 | 0.7453
69672 | 6.67 | 0.8 | 365 | 6.075 | 0.22806 | 6 | 0.30306
69673 | 2.97 | 0.8 | 365 | 2.7051 | 0.44488 | 3 | 0.14994
69674 | 13.2 | 0.8 | 365 | 12.0225 | 0.19946 | 12 | 0.22196
69676 | 6.6 | 0.8 | 365 | 6.0112 | 0.099732 | 6 | 0.11098
69677 | 8.37 | 0.8 | 365 | 7.6234 | 0.34466 | 7 | 0.96801
66002 | 2.12 | 1 | 365 | 2.4136 | 0.85823 | 3 | 0.27183
69678 | 3.18 | 0.8 | 365 | 2.8963 | 0.82987 | 3 | 0.7262
69679 | 3.36 | 0.8 | 365 | 3.0603 | 0.15986 | 3 | 0.22013
69680 | 2.12 | 0.8 | 365 | 1.9309 | 0.88658 | 2 | 0.81747
69681 | 4.59 | 0.8 | 365 | 4.1805 | 0.41481 | 4 | 0.59536
69682 | 4.06 | 0.8 | 365 | 3.6978 | 0.44317 | 4 | 0.141
69683 | 5.51 | 0.8 | 365 | 5.0185 | 0.10144 | 5 | 0.11992
69684 | 5.8 | 0.8 | 365 | 5.2826 | 0.6331 | 5 | 0.91571
69686 | 7.37 | 0.8 | 365 | 6.7126 | 0.51137 | 7 | 0.22393
69687 | 7.29 | 0.8 | 365 | 6.6397 | 0.3647 | 7 | 0.0043992
69688 | 7.83 | 0.8 | 365 | 7.1315 | 0.35468 | 7 | 0.48621
69689 | 6.67 | 0.8 | 365 | 6.075 | 0.22806 | 6 | 0.30306
69690 | 2.24 | 0.8 | 365 | 2.0402 | 0.10658 | 2 | 0.14676
69691 | 10.24 | 0.8 | 365 | 9.3265 | 0.77292 | 10 | 0.099458
69692 | 8.505 | 0.8 | 365 | 7.7463 | 0.59216 | 8 | 0.33847
69693 | 3.36 | 0.8 | 365 | 3.0603 | 0.15986 | 3 | 0.22013
69694 | 5.12 | 0.8 | 365 | 4.6633 | 0.38646 | 5 | 0.049729
69695 | 3.51 | 0.8 | 365 | 3.1969 | 0.43486 | 3 | 0.63175
69696 | 5.88 | 0.8 | 365 | 5.3555 | 0.77976 | 6 | 0.13524
69697 | 8.625 | 0.8 | 365 | 7.8556 | 0.81215 | 8 | 0.66776
69698 | 13.5 | 0.8 | 365 | 12.2957 | 0.74945 | 13 | 0.045184
69699 | 9.72 | 0.8 | 365 | 8.8529 | 0.81961 | 9 | 0.67253
69700 | 6.76 | 0.8 | 365 | 6.157 | 0.39306 | 6 | 0.55003
69701 | 6.36 | 0.8 | 365 | 5.7927 | 0.65974 | 6 | 0.4524
69702 | 2.34 | 0.8 | 365 | 2.1313 | 0.28991 | 2 | 0.42117
69704 | 8.68 | 1 | 365 | 9.8821 | 0.89123 | 10 | 0.77335
69705 | 4.8 | 0.8 | 365 | 4.3718 | 0.79981 | 5 | 0.17162
69706 | 7.848 | 0.8 | 365 | 7.1479 | 0.38768 | 7 | 0.5356
69707 | 9.54 | 1 | 365 | 10.8612 | 0.86202 | 11 | 0.72325
69708 | 9.6 | 0.8 | 365 | 8.7436 | 0.59961 | 9 | 0.34324
69710 | 11.285 | 0.8 | 365 | 10.2783 | 0.68871 | 10 | 0.96703
69711 | 5.4 | 0.8 | 365 | 4.9183 | 0.89978 | 5 | 0.81807
65171 | 8.215 | 1 | 365 | 9.3527 | 0.82563 | 10 | 0.17835
69712 | 4.8 | 0.8 | 365 | 4.3718 | 0.79981 | 5 | 0.17162
69713 | 10.56 | 0.8 | 365 | 9.618 | 0.35957 | 9 | 0.97757
69714 | 6.4 | 0.8 | 365 | 5.8291 | 0.73307 | 6 | 0.56216
69715 | 16.08 | 1 | 365 | 18.307 | 0.84919 | 19 | 0.15616
69716 | 6.3 | 0.8 | 365 | 5.738 | 0.54974 | 6 | 0.28775
69717 | 6.4 | 0.8 | 365 | 5.8291 | 0.73307 | 6 | 0.56216
69719 | 6.03 | 0.8 | 365 | 5.4921 | 0.054756 | 5 | 0.54685
69720 | 4.8 | 0.8 | 365 | 4.3718 | 0.79981 | 5 | 0.17162
69721 | 8.4 | 0.8 | 365 | 7.6507 | 0.39966 | 8 | 0.050337
69722 | 6.21 | 0.8 | 365 | 5.656 | 0.38475 | 6 | 0.040784
69724 | 4.86 | 0.8 | 365 | 4.4265 | 0.9098 | 5 | 0.33627
69725 | 4.06 | 0.8 | 365 | 3.6978 | 0.44317 | 4 | 0.141
69727 | 3 | 0.8 | 365 | 2.7324 | 0.49988 | 3 | 0.23226
69729 | 10.005 | 0.8 | 365 | 9.1125 | 0.34209 | 9 | 0.4546
69730 | 5.8 | 1 | 365 | 6.6033 | 0.29137 | 6 | 0.89464
69732 | 11.96 | 0.8 | 365 | 10.8931 | 0.92618 | 11 | 0.81929
69733 | 4.725 | 0.8 | 365 | 4.3035 | 0.66231 | 4 | 0.96581
69734 | 14.535 | 0.8 | 365 | 13.2384 | 0.64691 | 13 | 0.88531
69735 | 5.04 | 0.8 | 365 | 4.5904 | 0.2398 | 4 | 0.8302
69736 | 36.6 | 0.9 | 365 | 37.502 | 0.48583 | 37 | 0.98781
69737 | 7.28 | 0.8 | 365 | 6.6306 | 0.34637 | 6 | 0.97696
69738 | 8.265 | 0.8 | 365 | 7.5277 | 0.15216 | 7 | 0.67988
69739 | 4.42 | 0.8 | 365 | 4.0257 | 0.10315 | 4 | 0.12887
69740 | 3.6 | 0.8 | 365 | 3.2789 | 0.59985 | 3 | 0.87872
69741 | 12.16 | 0.8 | 365 | 11.0753 | 0.29284 | 11 | 0.36811
69742 | 7.02 | 0.8 | 365 | 6.3938 | 0.86972 | 7 | 0.2635
69743 | 7.83 | 0.8 | 365 | 7.1315 | 0.35468 | 7 | 0.48621
69745 | 6.67 | 0.8 | 365 | 6.075 | 0.22806 | 6 | 0.30306
69746 | 8.32 | 0.8 | 365 | 7.5778 | 0.253 | 7 | 0.83081
69747 | 2.8 | 0.8 | 365 | 2.5502 | 0.13322 | 2 | 0.68345
69748 | 3.77 | 0.8 | 365 | 3.4337 | 0.91151 | 4 | 0.34521
69749 | 2.16 | 0.8 | 365 | 1.9673 | 0.95991 | 2 | 0.92723
69750 | 3.77 | 0.8 | 365 | 3.4337 | 0.91151 | 4 | 0.34521
69751 | 5.13 | 0.8 | 365 | 4.6724 | 0.40479 | 5 | 0.07717
69752 | 3.77 | 0.8 | 365 | 3.4337 | 0.91151 | 4 | 0.34521
69754 | 5.51 | 0.8 | 365 | 5.0185 | 0.10144 | 5 | 0.11992
69755 | 5.88 | 0.8 | 365 | 5.3555 | 0.77976 | 6 | 0.13524
69756 | 7.685 | 0.8 | 365 | 6.9995 | 0.088855 | 7 | 0.088314
69757 | 5.4 | 0.8 | 365 | 4.9183 | 0.89978 | 5 | 0.81807
69758 | 4.32 | 0.8 | 365 | 3.9346 | 0.91982 | 4 | 0.85446
69759 | 5.13 | 0.8 | 365 | 4.6724 | 0.40479 | 5 | 0.07717
69760 | 3.24 | 0.8 | 365 | 2.951 | 0.93987 | 3 | 0.89084
69762 | 7.29 | 0.8 | 365 | 6.6397 | 0.3647 | 7 | 0.0043992
69763 | 2.16 | 0.8 | 365 | 1.9673 | 0.95991 | 2 | 0.92723
69766 | 3.78 | 0.8 | 365 | 3.4428 | 0.92985 | 4 | 0.37265
69767 | 1.96 | 0.8 | 365 | 1.7852 | 0.59325 | 2 | 0.37841
69770 | 14.04 | 0.8 | 365 | 12.7876 | 0.73943 | 13 | 0.52699
69771 | 10.53 | 0.8 | 365 | 9.5907 | 0.30457 | 9 | 0.89524
69772 | 6.615 | 0.8 | 365 | 6.0249 | 0.12723 | 6 | 0.15214
69774 | 4.32 | 0.8 | 365 | 3.9346 | 0.91982 | 4 | 0.85446
69775 | 5.8 | 0.8 | 365 | 5.2826 | 0.6331 | 5 | 0.91571
69776 | 6.76 | 0.8 | 365 | 6.157 | 0.39306 | 6 | 0.55003
69778 | 7.28 | 0.8 | 365 | 6.6306 | 0.34637 | 6 | 0.97696
69779 | 5.72 | 0.8 | 365 | 5.2097 | 0.48643 | 5 | 0.69618
69780 | 3.6 | 0.8 | 365 | 3.2789 | 0.59985 | 3 | 0.87872
69781 | 7.8 | 0.8 | 365 | 7.1042 | 0.29968 | 7 | 0.40388
69782 | 6.3 | 0.8 | 365 | 5.738 | 0.54974 | 6 | 0.28775
69784 | 7.02 | 0.8 | 365 | 6.3938 | 0.86972 | 7 | 0.2635
69785 | 9.28 | 0.8 | 365 | 8.4522 | 0.012957 | 8 | 0.46513
69786 | 8.1 | 0.8 | 365 | 7.3774 | 0.84967 | 8 | 0.22711
69787 | 6.213 | 0.8 | 365 | 5.6588 | 0.39025 | 6 | 0.049017
69788 | 16.96 | 0.8 | 365 | 15.4471 | 0.092646 | 15 | 0.53973
69790 | 5.67 | 1 | 365 | 6.4553 | 0.99346 | 7 | 0.44872
69792 | 8.28 | 0.8 | 365 | 7.5414 | 0.17966 | 7 | 0.72105
69794 | 6.09 | 0.8 | 365 | 5.5467 | 0.16475 | 5 | 0.71149
69795 | 7.25 | 0.8 | 365 | 6.6033 | 0.29137 | 6 | 0.89464
69796 | 7.25 | 0.8 | 365 | 6.6033 | 0.29137 | 6 | 0.89464
69798 | 8.4 | 1 | 365 | 9.5633 | 0.24957 | 9 | 0.81292
69799 | 5.4 | 1 | 365 | 6.1479 | 0.37473 | 6 | 0.52259
69801 | 12.76 | 0.8 | 365 | 11.6217 | 0.39282 | 12 | 0.014559
69802 | 5.886 | 0.8 | 365 | 5.3609 | 0.79076 | 6 | 0.1517
69803 | 12.15 | 0.8 | 365 | 11.0662 | 0.27451 | 11 | 0.34067
69804 | 6.21 | 0.8 | 365 | 5.656 | 0.38475 | 6 | 0.040784
69805 | 9.45 | 0.8 | 365 | 8.607 | 0.32462 | 8 | 0.93163
69807 | 8.04 | 0.8 | 365 | 7.3228 | 0.73967 | 8 | 0.062465
69810 | 6.27 | 0.8 | 365 | 5.7107 | 0.49475 | 6 | 0.20543
69811 | 12.96 | 0.8 | 365 | 11.8039 | 0.75947 | 12 | 0.56338
69813 | 11.02 | 0.8 | 365 | 10.037 | 0.20289 | 10 | 0.23985
69814 | 4.59 | 0.8 | 365 | 4.1805 | 0.41481 | 4 | 0.59536
69815 | 11.2 | 0.8 | 365 | 10.2009 | 0.53288 | 10 | 0.73378
69816 | 6.08 | 0.8 | 365 | 5.5376 | 0.14642 | 5 | 0.68405
69817 | 9.3 | 0.8 | 365 | 8.4704 | 0.049623 | 8 | 0.52002
69818 | 3.18 | 0.8 | 365 | 2.8963 | 0.82987 | 3 | 0.7262
69820 | 9.135 | 0.8 | 365 | 8.3201 | 0.74713 | 9 | 0.067241
69821 | 6.36 | 0.8 | 365 | 5.7927 | 0.65974 | 6 | 0.4524
69823 | 12 | 0.8 | 365 | 10.9295 | 0.99951 | 11 | 0.92905
69825 | 11.4 | 0.8 | 365 | 10.3831 | 0.89954 | 11 | 0.2826
69826 | 9.975 | 0.8 | 365 | 9.0852 | 0.2871 | 9 | 0.37227
69828 | 4.06 | 0.8 | 365 | 3.6978 | 0.44317 | 4 | 0.141
69829 | 5.886 | 0.8 | 365 | 5.3609 | 0.79076 | 6 | 0.1517
69831 | 3.84 | 0.8 | 365 | 3.4975 | 0.039844 | 3 | 0.5373
69832 | 4.27 | 0.8 | 365 | 3.8891 | 0.82816 | 4 | 0.71725
69833 | 5.44 | 0.8 | 365 | 4.9547 | 0.97311 | 5 | 0.92784
69835 | 3.12 | 0.8 | 365 | 2.8417 | 0.71987 | 3 | 0.56155
65861 | 6.84 | 1 | 365 | 7.7873 | 0.67465 | 8 | 0.46195
50556 | 7.8 | 1 | 365 | 8.8803 | 0.8746 | 9 | 0.75485
65407 | 10.15 | 1 | 365 | 11.5557 | 0.2599 | 11 | 0.81561
68717 | 9.045 | 0.8 | 365 | 8.2381 | 0.58213 | 8 | 0.82027
69114 | 6.48 | 0.8 | 365 | 5.902 | 0.87974 | 6 | 0.78169
34321 | 657 | 1 | 365 | 747.9903 | 0.59171 | 748 | 0.58201
67244 | 7.8 | 1 | 365 | 8.8803 | 0.8746 | 9 | 0.75485
64867 | 28.81 | 0.9 | 365 | 29.52 | 0.41931 | 29 | 0.93931
69837 | 6.72 | 0.8 | 365 | 6.1205 | 0.31973 | 6 | 0.44027
69839 | 2.72 | 0.8 | 365 | 2.4774 | 0.98656 | 3 | 0.46392
69840 | 7.015 | 0.8 | 365 | 6.3892 | 0.86055 | 7 | 0.24978
69841 | 3.92 | 0.8 | 365 | 3.5703 | 0.18651 | 3 | 0.75682
69843 | 8.32 | 0.8 | 365 | 7.5778 | 0.253 | 7 | 0.83081
69845 | 24.96 | 1 | 365 | 28.4168 | 0.19874 | 28 | 0.61554
69359 | 5.36 | 0.8 | 365 | 4.8819 | 0.82645 | 5 | 0.70831
69090 | 6.21 | 0.8 | 365 | 5.656 | 0.38475 | 6 | 0.040784
69847 | 2.97 | 0.8 | 365 | 2.7051 | 0.44488 | 3 | 0.14994
69846 | 11.2 | 0.8 | 365 | 10.2009 | 0.53288 | 10 | 0.73378
69848 | 3.92 | 0.8 | 365 | 3.5703 | 0.18651 | 3 | 0.75682
69850 | 9.01 | 0.8 | 365 | 8.2063 | 0.51797 | 8 | 0.72423
69851 | 10.92 | 0.8 | 365 | 9.9459 | 0.019557 | 9 | 0.96544
69100 | 9.45 | 0.8 | 365 | 8.607 | 0.32462 | 8 | 0.93163
69529 | 10.137 | 1 | 365 | 11.5409 | 0.23011 | 11 | 0.77102
31461 | 2794.995 | 1 | 365 | 3182.0839 | 0.055262 | 3182 | 0.13918
69852 | 9.28 | 0.8 | 365 | 8.4522 | 0.012957 | 8 | 0.46513
69853 | 10.8 | 0.8 | 365 | 9.8366 | 0.79956 | 10 | 0.63615
69854 | 7.8 | 0.8 | 365 | 7.1042 | 0.29968 | 7 | 0.40388
64889 | 56 | 0.9 | 365 | 57.3801 | 0.49745 | 57 | 0.87752
68178 | 2.97 | 0.8 | 365 | 2.7051 | 0.44488 | 3 | 0.14994
69858 | 5.3 | 0.8 | 365 | 4.8272 | 0.71645 | 5 | 0.54366
69859 | 6.27 | 0.8 | 365 | 5.7107 | 0.49475 | 6 | 0.20543
35961 | 61.11 | 0.9 | 365 | 62.616 | 0.036588 | 62 | 0.6526
69256 | 11.02 | 0.8 | 365 | 10.037 | 0.20289 | 10 | 0.23985
68298 | 4.05 | 0.8 | 365 | 3.6887 | 0.42484 | 4 | 0.11356
69309 | 8.7 | 0.8 | 365 | 7.9239 | 0.94965 | 8 | 0.87356
33973 | 649.35 | 0.8 | 365 | 591.4247 | 0.44868 | 591 | 0.87333
65258 | 31.28 | 0.7 | 365 | 24.9285 | 0.17722 | 25 | 0.10568
64767 | 122.76 | 1 | 365 | 139.7615 | 0.31878 | 140 | 0.080254
68304 | 2.7 | 0.8 | 365 | 2.4591 | 0.94989 | 3 | 0.40904
68785 | 2.97 | 0.8 | 365 | 2.7051 | 0.44488 | 3 | 0.14994
65791 | 371.32 | 1 | 365 | 422.7454 | 0.92285 | 423 | 0.6683
26541 | 1856.6 | 1 | 365 | 2113.7272 | 0.61427 | 2114 | 0.34148
68730 | 3.24 | 0.8 | 365 | 2.951 | 0.93987 | 3 | 0.89084
69861 | 5.98 | 0.8 | 365 | 5.4466 | 0.96309 | 6 | 0.40964
69139 | 8.12 | 0.8 | 365 | 7.3957 | 0.88634 | 8 | 0.28199
69142 | 6.75 | 0.8 | 365 | 6.1479 | 0.37473 | 6 | 0.52259
69198 | 6.09 | 0.8 | 365 | 5.5467 | 0.16475 | 5 | 0.71149
35151 | 78.12 | 0.9 | 365 | 80.0452 | 0.11894 | 80 | 0.16415
69245 | 8.91 | 0.8 | 365 | 8.1152 | 0.33464 | 8 | 0.44982
69863 | 11.2 | 0.8 | 365 | 10.2009 | 0.53288 | 10 | 0.73378
69265 | 2.9 | 0.8 | 365 | 2.6413 | 0.31655 | 2 | 0.95785
69874 | 8.48 | 0.8 | 365 | 7.7235 | 0.54632 | 8 | 0.26986
69294 | 4.32 | 0.8 | 365 | 3.9346 | 0.91982 | 4 | 0.85446
69849 | 2.56 | 0.8 | 365 | 2.3316 | 0.69323 | 3 | 0.024864
65305 | 31.392 | 0.7 | 365 | 25.0177 | 0.35689 | 25 | 0.3746
69864 | 8.835 | 0.8 | 365 | 8.0469 | 0.19714 | 8 | 0.24401
69865 | 10.15 | 0.8 | 365 | 9.2446 | 0.60792 | 9 | 0.85249
69866 | 8.28 | 0.8 | 365 | 7.5414 | 0.17966 | 7 | 0.72105
69867 | 11.055 | 0.8 | 365 | 10.0688 | 0.26705 | 10 | 0.33589
69869 | 4.64 | 0.8 | 365 | 4.2261 | 0.50648 | 4 | 0.73257
69868 | 596.31 | 0.9 | 365 | 611.0056 | 0.86218 | 611 | 0.86779
69870 | 34.125 | 0.9 | 365 | 34.966 | 0.38126 | 35 | 0.34724
69872 | 6.71 | 0.8 | 365 | 6.1114 | 0.30139 | 6 | 0.41283
69873 | 9.45 | 0.8 | 365 | 8.607 | 0.32462 | 8 | 0.93163
69875 | 6.44 | 0.8 | 365 | 5.8655 | 0.80641 | 6 | 0.67192
69876 | 11.34 | 0.8 | 365 | 10.3284 | 0.78954 | 11 | 0.11795
69878 | 7.42 | 0.8 | 365 | 6.7581 | 0.60303 | 7 | 0.36113
69879 | 3.135 | 0.8 | 365 | 2.8553 | 0.74737 | 3 | 0.60271
69881 | 6.89 | 1 | 365 | 7.8442 | 0.78923 | 8 | 0.63346
69299 | 4.48 | 0.8 | 365 | 4.0804 | 0.21315 | 4 | 0.29351
69883 | 6.09 | 0.8 | 365 | 5.5467 | 0.16475 | 5 | 0.71149
69301 | 4.35 | 0.8 | 365 | 3.962 | 0.97482 | 4 | 0.93678
69321 | 4.35 | 0.8 | 365 | 3.962 | 0.97482 | 4 | 0.93678
69884 | 7.245 | 0.8 | 365 | 6.5987 | 0.28221 | 6 | 0.88092
69117 | 8.91 | 0.8 | 365 | 8.1152 | 0.33464 | 8 | 0.44982
69885 | 3.38 | 1 | 365 | 3.8481 | 0.74566 | 4 | 0.59377
69322 | 8.7 | 0.8 | 365 | 7.9239 | 0.94965 | 8 | 0.87356
69330 | 13.34 | 0.8 | 365 | 12.15 | 0.45613 | 12 | 0.60613
69886 | 11.655 | 0.8 | 365 | 10.6153 | 0.36703 | 10 | 0.98234
69341 | 4.32 | 0.8 | 365 | 3.9346 | 0.91982 | 4 | 0.85446
69887 | 12.6 | 0.8 | 365 | 11.476 | 0.099489 | 11 | 0.5755
69415 | 10.14 | 0.8 | 365 | 9.2355 | 0.58959 | 9 | 0.82505
69447 | 4.76 | 0.8 | 365 | 4.3354 | 0.72647 | 5 | 0.061857
69513 | 8.99 | 0.8 | 365 | 8.188 | 0.4813 | 8 | 0.66935
68459 | 4.59 | 0.8 | 365 | 4.1805 | 0.41481 | 4 | 0.59536
69889 | 4.68 | 0.8 | 365 | 4.2625 | 0.57981 | 4 | 0.84233
69890 | 4.8 | 0.8 | 365 | 4.3718 | 0.79981 | 5 | 0.17162
63346 | 138.6 | 0.9 | 365 | 142.0157 | 0.85618 | 142 | 0.87187
69891 | 9.9 | 0.8 | 365 | 9.0169 | 0.1496 | 9 | 0.16647
69871 | 9.315 | 0.8 | 365 | 8.4841 | 0.077122 | 8 | 0.56118
69894 | 7.98 | 0.8 | 365 | 7.2681 | 0.62968 | 7 | 0.89782
69896 | 3.42 | 0.8 | 365 | 3.1149 | 0.26986 | 3 | 0.38478
69899 | 4.48 | 0.8 | 365 | 4.0804 | 0.21315 | 4 | 0.29351
63515 | 234.5 | 0.7 | 365 | 186.8837 | 0.16877 | 187 | 0.052491
43620 | 18.425 | 0.8 | 365 | 16.7814 | 0.77842 | 17 | 0.55982
69902 | 10.24 | 0.8 | 365 | 9.3265 | 0.77292 | 10 | 0.099458
69905 | 5.6 | 0.8 | 365 | 5.1005 | 0.26644 | 5 | 0.36689
65250 | 26.4 | 0.9 | 365 | 27.0506 | 0.4488 | 27 | 0.4994
69908 | 9.6 | 0.8 | 365 | 8.7436 | 0.59961 | 9 | 0.34324
69909 | 8.8 | 0.8 | 365 | 8.015 | 0.13298 | 8 | 0.14797
69910 | 6.96 | 0.8 | 365 | 6.3391 | 0.75972 | 7 | 0.09885
66377 | 9.92 | 0.8 | 365 | 9.0351 | 0.18626 | 9 | 0.22135
66283 | 4.485 | 1 | 365 | 5.1061 | 0.2779 | 5 | 0.38404
64197 | 13.11 | 1 | 365 | 14.9257 | 0.043086 | 14 | 0.96874
69914 | 9.6 | 0.8 | 365 | 8.7436 | 0.59961 | 9 | 0.34324
69916 | 6.875 | 1 | 365 | 7.8271 | 0.75486 | 8 | 0.582
69917 | 4.2 | 0.8 | 365 | 3.8253 | 0.69983 | 4 | 0.52517
69918 | 24.795 | 1 | 365 | 28.2289 | 0.82062 | 29 | 0.049568
69919 | 3.92 | 0.8 | 365 | 3.5703 | 0.18651 | 3 | 0.75682
69920 | 7.035 | 0.8 | 365 | 6.4074 | 0.89721 | 7 | 0.30466
69915 | 7.84 | 0.8 | 365 | 7.1406 | 0.37302 | 7 | 0.51365
69921 | 10.791 | 0.8 | 365 | 9.8284 | 0.78306 | 10 | 0.61145
69923 | 9.405 | 1 | 365 | 10.7075 | 0.55265 | 11 | 0.26018
69924 | 9.92 | 0.8 | 365 | 9.0351 | 0.18626 | 9 | 0.22135
69927 | 5.94 | 0.8 | 365 | 5.4101 | 0.88976 | 6 | 0.29988
35287 | 1059.27 | 0.9 | 365 | 1085.3749 | 0.69607 | 1086 | 0.070976
69929 | 4.83 | 0.8 | 365 | 4.3991 | 0.8548 | 5 | 0.25394
69930 | 7.2 | 0.8 | 365 | 6.5577 | 0.19971 | 6 | 0.75743
69926 | 4.5 | 0.8 | 365 | 4.0986 | 0.24982 | 4 | 0.34839
69931 | 14.835 | 0.8 | 365 | 13.5116 | 0.1969 | 13 | 0.70854
63952 | 326.4 | 0.9 | 365 | 334.4439 | 0.18512 | 334 | 0.629
68417 | 52.49 | 0.9 | 365 | 53.7836 | 0.25823 | 54 | 0.041808
69934 | 4.41 | 0.8 | 365 | 4.0166 | 0.084821 | 4 | 0.10143
69791 | 11.725 | 1 | 365 | 13.3488 | 0.8692 | 14 | 0.21804
69800 | 14.74 | 0.8 | 365 | 13.4251 | 0.022736 | 13 | 0.44785
69812 | 8.829 | 0.8 | 365 | 8.0414 | 0.18614 | 8 | 0.22755
69935 | 8.64 | 0.8 | 365 | 7.8693 | 0.83965 | 8 | 0.70892
69588 | 14.5 | 0.8 | 365 | 13.2065 | 0.58275 | 13 | 0.78927
69936 | 8.12 | 0.8 | 365 | 7.3957 | 0.88634 | 8 | 0.28199
69939 | 8.55 | 0.8 | 365 | 7.7873 | 0.67465 | 8 | 0.46195
69942 | 5.7 | 0.8 | 365 | 5.1915 | 0.44977 | 5 | 0.6413
69941 | 5.76 | 0.8 | 365 | 5.2462 | 0.55977 | 5 | 0.80595
69944 | 11.4 | 0.8 | 365 | 10.3831 | 0.89954 | 11 | 0.2826
69938 | 9.88 | 1 | 365 | 11.2483 | 0.64117 | 11 | 0.88948
69946 | 8.375 | 0.8 | 365 | 7.6279 | 0.35383 | 7 | 0.98173
34875 | 47.85 | 0.9 | 365 | 49.0292 | 0.68844 | 49 | 0.71767
69948 | 11.73 | 0.8 | 365 | 10.6836 | 0.50452 | 11 | 0.18815
69950 | 8.54 | 0.8 | 365 | 7.7782 | 0.65632 | 8 | 0.43451
69951 | 7.935 | 0.8 | 365 | 7.2272 | 0.54718 | 7 | 0.77434
69952 | 11.73 | 0.8 | 365 | 10.6836 | 0.50452 | 11 | 0.18815
69953 | 8.04 | 0.8 | 365 | 7.3228 | 0.73967 | 8 | 0.062465
69954 | 14.145 | 0.8 | 365 | 12.8832 | 0.93193 | 13 | 0.81512
69956 | 9.156 | 0.8 | 365 | 8.3392 | 0.78563 | 9 | 0.12487
69957 | 8.375 | 0.8 | 365 | 7.6279 | 0.35383 | 7 | 0.98173
69958 | 13.08 | 0.8 | 365 | 11.9132 | 0.97947 | 12 | 0.89267
69959 | 8.375 | 0.8 | 365 | 7.6279 | 0.35383 | 7 | 0.98173
69960 | 10.695 | 0.8 | 365 | 9.741 | 0.60707 | 10 | 0.34802
69961 | 6.82 | 0.8 | 365 | 6.2116 | 0.50306 | 6 | 0.71468
64037 | 104.94 | 0.9 | 365 | 107.5262 | 0.43396 | 107 | 0.96013
69964 | 7.848 | 0.8 | 365 | 7.1479 | 0.38768 | 7 | 0.5356
69965 | 13.407 | 0.8 | 365 | 12.211 | 0.57896 | 12 | 0.78998
64030 | 663.3 | 1 | 365 | 755.1628 | 0.028893 | 755 | 0.1917
69966 | 5.49 | 0.8 | 365 | 5.0003 | 0.064777 | 5 | 0.065041
4916 | 4135.86 | 0.7 | 365 | 3296.0551 | 0.46206 | 3296 | 0.51716
32651 | 596.7 | 0.9 | 365 | 611.4052 | 0.66654 | 612 | 0.071758
66332 | 4.24 | 0.8 | 365 | 3.8618 | 0.77316 | 4 | 0.63493
66415 | 8.4 | 0.8 | 365 | 7.6507 | 0.39966 | 8 | 0.050337
66423 | 6.84 | 0.8 | 365 | 6.2298 | 0.53972 | 6 | 0.76956
66462 | 6.89 | 0.8 | 365 | 6.2754 | 0.63139 | 6 | 0.90676
66468 | 7.695 | 0.8 | 365 | 7.0086 | 0.10719 | 7 | 0.11575
66474 | 3.64 | 0.8 | 365 | 3.3153 | 0.67319 | 3 | 0.98848
66476 | 6.44 | 0.8 | 365 | 5.8655 | 0.80641 | 6 | 0.67192
66483 | 4.505 | 0.8 | 365 | 4.1031 | 0.25898 | 4 | 0.36211
66484 | 10.335 | 0.8 | 365 | 9.4131 | 0.94708 | 10 | 0.36015
66490 | 5.83 | 0.8 | 365 | 5.3099 | 0.6881 | 5 | 0.99803
66494 | 2.8 | 0.8 | 365 | 2.5502 | 0.13322 | 2 | 0.68345
66498 | 4.48 | 0.8 | 365 | 4.0804 | 0.21315 | 4 | 0.29351
66499 | 10.08 | 0.8 | 365 | 9.1808 | 0.47959 | 9 | 0.6604
42679 | 6.6 | 0.8 | 365 | 6.0112 | 0.099732 | 6 | 0.11098
66644 | 4.505 | 0.8 | 365 | 4.1031 | 0.25898 | 4 | 0.36211
66654 | 8.4 | 0.8 | 365 | 7.6507 | 0.39966 | 8 | 0.050337
66657 | 7 | 0.8 | 365 | 6.3756 | 0.83305 | 7 | 0.20861
66659 | 6.72 | 0.8 | 365 | 6.1205 | 0.31973 | 6 | 0.44027
66710 | 7.54 | 0.8 | 365 | 6.8674 | 0.82303 | 7 | 0.69042
66744 | 11.2 | 0.8 | 365 | 10.2009 | 0.53288 | 10 | 0.73378
66801 | 2.65 | 0.8 | 365 | 2.4136 | 0.85823 | 3 | 0.27183
66803 | 10.08 | 0.8 | 365 | 9.1808 | 0.47959 | 9 | 0.6604
66826 | 4.76 | 0.8 | 365 | 4.3354 | 0.72647 | 5 | 0.061857
66345 | 5.3 | 1 | 365 | 6.034 | 0.14556 | 6 | 0.17958
66348 | 3.12 | 1 | 365 | 3.5521 | 0.14984 | 3 | 0.70194
66356 | 3.64 | 1 | 365 | 4.1441 | 0.34148 | 4 | 0.4856
66365 | 2.34 | 1 | 365 | 2.6641 | 0.36238 | 3 | 0.026456
66373 | 2.295 | 1 | 365 | 2.6128 | 0.25926 | 2 | 0.8721
66481 | 6.76 | 0.8 | 365 | 6.157 | 0.39306 | 6 | 0.55003
69021 | 7.194 | 0.8 | 365 | 6.5523 | 0.18871 | 6 | 0.74097
68292 | 14.3 | 0.8 | 365 | 13.0244 | 0.21609 | 13 | 0.24045
69830 | 2.86 | 0.8 | 365 | 2.6049 | 0.24322 | 2 | 0.84809
69797 | 6.93 | 1 | 365 | 7.8898 | 0.8809 | 8 | 0.77066
69670 | 12.455 | 0.8 | 365 | 11.344 | 0.83366 | 12 | 0.17761
64095 | 211.68 | 0.9 | 365 | 216.8967 | 0.58035 | 217 | 0.47704
69947 | 2.943 | 0.8 | 365 | 2.6805 | 0.39538 | 3 | 0.07585
69962 | 9.92 | 0.8 | 365 | 9.0351 | 0.18626 | 9 | 0.22135
69932 | 11.4 | 0.8 | 365 | 10.3831 | 0.89954 | 11 | 0.2826
69967 | 5.04 | 0.8 | 365 | 4.5904 | 0.2398 | 4 | 0.8302
69968 | 11.2 | 0.8 | 365 | 10.2009 | 0.53288 | 10 | 0.73378
69969 | 5 | 0.8 | 365 | 4.554 | 0.16646 | 4 | 0.72044
69970 | 4.2 | 0.8 | 365 | 3.8253 | 0.69983 | 4 | 0.52517
70046 | 7.5 | 0.8 | 365 | 6.831 | 0.7497 | 7 | 0.58066
70052 | 3.64 | 0.8 | 365 | 3.3153 | 0.67319 | 3 | 0.98848
69972 | 18 | 0.8 | 365 | 16.3943 | 0.99927 | 17 | 0.39358
69975 | 9.92 | 0.8 | 365 | 9.0351 | 0.18626 | 9 | 0.22135
70057 | 5.7 | 0.8 | 365 | 5.1915 | 0.44977 | 5 | 0.6413
69976 | 5.44 | 1 | 365 | 6.1934 | 0.46639 | 6 | 0.6598
70058 | 6.21 | 0.8 | 365 | 5.656 | 0.38475 | 6 | 0.040784
69977 | 6 | 0.8 | 365 | 5.4648 | 0.99976 | 6 | 0.46453
63955 | 40.25 | 0.7 | 365 | 32.0771 | 0.56628 | 32 | 0.64334
69978 | 8.4 | 0.8 | 365 | 7.6507 | 0.39966 | 8 | 0.050337
70063 | 8.7 | 0.8 | 365 | 7.9239 | 0.94965 | 8 | 0.87356
69979 | 11.2 | 0.8 | 365 | 10.2009 | 0.53288 | 10 | 0.73378
69980 | 11.52 | 0.8 | 365 | 10.4924 | 0.11953 | 10 | 0.61189
70064 | 10.83 | 0.8 | 365 | 9.8639 | 0.85456 | 10 | 0.71847
69981 | 3.3 | 0.8 | 365 | 3.0056 | 0.049866 | 3 | 0.055489
69982 | 11.118 | 1 | 365 | 12.6578 | 0.47819 | 13 | 0.13596
70066 | 10.545 | 0.8 | 365 | 9.6043 | 0.33207 | 9 | 0.9364
69983 | 17.28 | 1 | 365 | 19.6732 | 0.59912 | 20 | 0.27229
69984 | 12.8 | 0.8 | 365 | 11.6582 | 0.46615 | 12 | 0.12432
69986 | 4.96 | 0.8 | 365 | 4.5175 | 0.093132 | 4 | 0.61067
69987 | 9.405 | 0.8 | 365 | 8.566 | 0.24212 | 8 | 0.80814
69988 | 8.41 | 0.8 | 365 | 7.6598 | 0.41799 | 8 | 0.077777
70056 | 3.975 | 0.8 | 365 | 3.6204 | 0.28734 | 3 | 0.90775
69989 | 10.725 | 0.8 | 365 | 9.7683 | 0.66207 | 10 | 0.43034
70067 | 24.82 | 0.8 | 365 | 22.6059 | 0.50233 | 23 | 0.10826
69990 | 5.22 | 0.8 | 365 | 4.7543 | 0.56979 | 5 | 0.32414
70062 | 8.4 | 0.8 | 365 | 7.6507 | 0.39966 | 8 | 0.050337
70072 | 8.265 | 0.8 | 365 | 7.5277 | 0.15216 | 7 | 0.67988
69992 | 8.82 | 0.8 | 365 | 8.0332 | 0.16964 | 8 | 0.20285
70074 | 4.42 | 0.8 | 365 | 4.0257 | 0.10315 | 4 | 0.12887
69993 | 16.2 | 0.8 | 365 | 14.7549 | 0.69934 | 15 | 0.45422
69994 | 10.08 | 0.8 | 365 | 9.1808 | 0.47959 | 9 | 0.6604
69995 | 4.76 | 0.8 | 365 | 4.3354 | 0.72647 | 5 | 0.061857
70075 | 9.405 | 0.8 | 365 | 8.566 | 0.24212 | 8 | 0.80814
69996 | 4.48 | 0.8 | 365 | 4.0804 | 0.21315 | 4 | 0.29351
69997 | 12.96 | 0.8 | 365 | 11.8039 | 0.75947 | 12 | 0.56338
70079 | 4.56 | 0.8 | 365 | 4.1532 | 0.35982 | 4 | 0.51304
69998 | 20.79 | 0.8 | 365 | 18.9354 | 0.11416 | 19 | 0.049583
70076 | 5.6 | 0.8 | 365 | 5.1005 | 0.26644 | 5 | 0.36689
70000 | 5.76 | 0.8 | 365 | 5.2462 | 0.55977 | 5 | 0.80595
70080 | 3.42 | 0.8 | 365 | 3.1149 | 0.26986 | 3 | 0.38478
70001 | 7.92 | 0.8 | 365 | 7.2135 | 0.51968 | 7 | 0.73317
70002 | 10.08 | 0.8 | 365 | 9.1808 | 0.47959 | 9 | 0.6604
70003 | 4.56 | 0.8 | 365 | 4.1532 | 0.35982 | 4 | 0.51304
70069 | 7.2 | 0.8 | 365 | 6.5577 | 0.19971 | 6 | 0.75743
70004 | 5.175 | 0.8 | 365 | 4.7134 | 0.48729 | 5 | 0.20065
70005 | 14.4 | 0.8 | 365 | 13.1154 | 0.39942 | 13 | 0.51486
70008 | 5.12 | 0.8 | 365 | 4.6633 | 0.38646 | 5 | 0.049729
70009 | 5.46 | 0.8 | 365 | 4.9729 | 0.0097787 | 4 | 0.98272
70010 | 8.502 | 0.8 | 365 | 7.7436 | 0.58666 | 8 | 0.33023
70013 | 4.905 | 0.8 | 365 | 4.4674 | 0.9923 | 5 | 0.45975
70014 | 10.464 | 0.8 | 365 | 9.5306 | 0.18358 | 9 | 0.71413
70016 | 5.98 | 1 | 365 | 6.8082 | 0.70386 | 7 | 0.51206
69943 | 13.395 | 0.8 | 365 | 12.2001 | 0.55696 | 12 | 0.75705
70017 | 11.4 | 1 | 365 | 12.9788 | 0.12442 | 13 | 0.10325
70018 | 10.395 | 1 | 365 | 11.8346 | 0.82135 | 12 | 0.65599
70019 | 7.2 | 0.8 | 365 | 6.5577 | 0.19971 | 6 | 0.75743
70020 | 6.9 | 0.8 | 365 | 6.2845 | 0.64972 | 6 | 0.9342
70059 | 9.45 | 0.8 | 365 | 8.607 | 0.32462 | 8 | 0.93163
70060 | 3.38 | 0.8 | 365 | 3.0785 | 0.19653 | 3 | 0.27502
70021 | 7.2 | 0.8 | 365 | 6.5577 | 0.19971 | 6 | 0.75743
70084 | 11.96 | 0.8 | 365 | 10.8931 | 0.92618 | 11 | 0.81929
69379 | 3.08 | 0.8 | 365 | 2.8052 | 0.64654 | 3 | 0.45179
69375 | 2.32 | 0.8 | 365 | 2.113 | 0.25324 | 2 | 0.36628
69429 | 3.19 | 0.8 | 365 | 2.9054 | 0.8482 | 3 | 0.75364
69446 | 3.24 | 0.8 | 365 | 2.951 | 0.93987 | 3 | 0.89084
69478 | 4.06 | 0.8 | 365 | 3.6978 | 0.44317 | 4 | 0.141
69519 | 3.24 | 0.8 | 365 | 2.951 | 0.93987 | 3 | 0.89084
70006 | 9.57 | 0.8 | 365 | 8.7163 | 0.54461 | 9 | 0.26092
65251 | 100.64 | 0.7 | 365 | 80.2046 | 0.43976 | 80 | 0.64436
70024 | 8 | 0.8 | 365 | 7.2864 | 0.66634 | 7 | 0.9527
70025 | 6.82 | 0.8 | 365 | 6.2116 | 0.50306 | 6 | 0.71468
70027 | 14.57 | 0.8 | 365 | 13.2703 | 0.71108 | 13 | 0.98136
70029 | 13.23 | 0.8 | 365 | 12.0498 | 0.25446 | 12 | 0.30428
70007 | 10.24 | 0.8 | 365 | 9.3265 | 0.77292 | 10 | 0.099458
70030 | 4.16 | 0.8 | 365 | 3.7889 | 0.6265 | 4 | 0.4154
70031 | 8.175 | 0.8 | 365 | 7.4457 | 0.98717 | 8 | 0.43292
70032 | 8.28 | 0.8 | 365 | 7.5414 | 0.17966 | 7 | 0.72105
70033 | 6.48 | 0.8 | 365 | 5.902 | 0.87974 | 6 | 0.78169
70034 | 11.52 | 0.8 | 365 | 10.4924 | 0.11953 | 10 | 0.61189
70035 | 8 | 0.8 | 365 | 7.2864 | 0.66634 | 7 | 0.9527
70036 | 8.25 | 0.8 | 365 | 7.5141 | 0.12467 | 7 | 0.63872
70037 | 12.285 | 0.8 | 365 | 11.1891 | 0.522 | 11 | 0.71112
70038 | 4.14 | 0.8 | 365 | 3.7707 | 0.58983 | 4 | 0.36052
70040 | 8.68 | 0.8 | 365 | 7.9057 | 0.91298 | 8 | 0.81868
69675 | 2.24 | 0.8 | 365 | 2.0402 | 0.10658 | 2 | 0.14676
69827 | 4.93 | 0.8 | 365 | 4.4902 | 0.038134 | 4 | 0.52835
69685 | 8.37 | 0.8 | 365 | 7.6234 | 0.34466 | 7 | 0.96801
69744 | 5.04 | 0.8 | 365 | 4.5904 | 0.2398 | 4 | 0.8302
69753 | 2.61 | 0.8 | 365 | 2.3772 | 0.78489 | 3 | 0.16207
69773 | 2.7 | 0.8 | 365 | 2.4591 | 0.94989 | 3 | 0.40904
70042 | 4.27 | 0.8 | 365 | 3.8891 | 0.82816 | 4 | 0.71725
70044 | 3.135 | 0.8 | 365 | 2.8553 | 0.74737 | 3 | 0.60271
70045 | 8.96 | 0.8 | 365 | 8.1607 | 0.4263 | 8 | 0.58703
32924 | 646.38 | 1 | 365 | 735.8995 | 0.25475 | 736 | 0.15424
32926 | 649.085 | 1 | 365 | 738.9791 | 0.45357 | 739 | 0.43269
51466 | 1082.88 | 1 | 365 | 1232.8519 | 0.54513 | 1233 | 0.39708
70049 | 6.76 | 0.8 | 365 | 6.157 | 0.39306 | 6 | 0.55003
70077 | 6.9 | 0.8 | 365 | 6.2845 | 0.64972 | 6 | 0.9342
70085 | 7.56 | 0.8 | 365 | 6.8856 | 0.85969 | 7 | 0.7453
70083 | 5.225 | 0.8 | 365 | 4.7589 | 0.57895 | 5 | 0.33786
70090 | 11.655 | 0.8 | 365 | 10.6153 | 0.36703 | 10 | 0.98234
70086 | 9.6 | 0.8 | 365 | 8.7436 | 0.59961 | 9 | 0.34324
70061 | 4.48 | 0.8 | 365 | 4.0804 | 0.21315 | 4 | 0.29351
70048 | 10.2 | 0.8 | 365 | 9.2901 | 0.69959 | 9 | 0.98969
34541 | 382.8 | 0.8 | 365 | 348.6523 | 0.78448 | 349 | 0.43676
70094 | 3.465 | 0.8 | 365 | 3.1559 | 0.35236 | 3 | 0.50826
70091 | 4.2 | 0.8 | 365 | 3.8253 | 0.69983 | 4 | 0.52517
70101 | 3.36 | 0.8 | 365 | 3.0603 | 0.15986 | 3 | 0.22013
70099 | 9.1 | 1 | 365 | 10.3603 | 0.85371 | 11 | 0.214
70103 | 3.12 | 0.8 | 365 | 2.8417 | 0.71987 | 3 | 0.56155
70098 | 5.7 | 0.8 | 365 | 5.1915 | 0.44977 | 5 | 0.6413
70065 | 9.1 | 0.8 | 365 | 8.2882 | 0.68296 | 8 | 0.9712
70106 | 4.56 | 0.8 | 365 | 4.1532 | 0.35982 | 4 | 0.51304
70108 | 5.7 | 0.8 | 365 | 5.1915 | 0.44977 | 5 | 0.6413
70110 | 10.83 | 0.8 | 365 | 9.8639 | 0.85456 | 10 | 0.71847
70112 | 7.695 | 0.8 | 365 | 7.0086 | 0.10719 | 7 | 0.11575
70104 | 7.14 | 0.8 | 365 | 6.5031 | 0.089711 | 6 | 0.59279
70126 | 10.53 | 0.8 | 365 | 9.5907 | 0.30457 | 9 | 0.89524
70124 | 9 | 0.8 | 365 | 8.1972 | 0.49964 | 8 | 0.69679
70127 | 2.65 | 0.8 | 365 | 2.4136 | 0.85823 | 3 | 0.27183
70125 | 7.02 | 0.8 | 365 | 6.3938 | 0.86972 | 7 | 0.2635
70100 | 13.72 | 0.8 | 365 | 12.4961 | 0.15278 | 12 | 0.64888
70111 | 8.12 | 0.8 | 365 | 7.3957 | 0.88634 | 8 | 0.28199
70121 | 3.38 | 0.8 | 365 | 3.0785 | 0.19653 | 3 | 0.27502
70128 | 6.625 | 0.8 | 365 | 6.034 | 0.14556 | 6 | 0.17958
70117 | 10.8 | 0.8 | 365 | 9.8366 | 0.79956 | 10 | 0.63615
70129 | 3.36 | 0.8 | 365 | 3.0603 | 0.15986 | 3 | 0.22013
70133 | 5.2 | 0.8 | 365 | 4.7361 | 0.53312 | 5 | 0.26926
70132 | 12.22 | 0.8 | 365 | 11.1299 | 0.40284 | 11 | 0.53275
70071 | 10.83 | 0.8 | 365 | 9.8639 | 0.85456 | 10 | 0.71847
70138 | 7.28 | 0.8 | 365 | 6.6306 | 0.34637 | 6 | 0.97696
70139 | 4.275 | 0.8 | 365 | 3.8936 | 0.83733 | 4 | 0.73097
70140 | 2.85 | 0.8 | 365 | 2.5958 | 0.22488 | 2 | 0.82065
70141 | 5.13 | 0.8 | 365 | 4.6724 | 0.40479 | 5 | 0.07717
70142 | 8.12 | 0.8 | 365 | 7.3957 | 0.88634 | 8 | 0.28199
70147 | 10.8 | 0.8 | 365 | 9.8366 | 0.79956 | 10 | 0.63615
70149 | 4.16 | 0.8 | 365 | 3.7889 | 0.6265 | 4 | 0.4154
70150 | 9.69 | 0.8 | 365 | 8.8256 | 0.76461 | 9 | 0.59021
70151 | 3.975 | 0.8 | 365 | 3.6204 | 0.28734 | 3 | 0.90775
70152 | 9.45 | 0.8 | 365 | 8.607 | 0.32462 | 8 | 0.93163
70153 | 10.8 | 0.8 | 365 | 9.8366 | 0.79956 | 10 | 0.63615
70155 | 9.35 | 1 | 365 | 10.6449 | 0.42661 | 11 | 0.071525
70157 | 7.2 | 0.8 | 365 | 6.5577 | 0.19971 | 6 | 0.75743
70156 | 11.025 | 0.8 | 365 | 10.0415 | 0.21205 | 10 | 0.25357
70158 | 5.559 | 0.8 | 365 | 5.0631 | 0.19127 | 5 | 0.25438
70159 | 5.8 | 0.8 | 365 | 5.2826 | 0.6331 | 5 | 0.91571
70161 | 4.48 | 0.8 | 365 | 4.0804 | 0.21315 | 4 | 0.29351
69279 | 7.155 | 1 | 365 | 8.1459 | 0.39651 | 8 | 0.54243
70162 | 4.355 | 0.8 | 365 | 3.9665 | 0.98399 | 4 | 0.9505
70163 | 9.38 | 0.8 | 365 | 8.5433 | 0.19629 | 8 | 0.73954
70165 | 9.483 | 0.8 | 365 | 8.6371 | 0.38512 | 9 | 0.022183
70167 | 10.98 | 0.8 | 365 | 10.0005 | 0.12955 | 10 | 0.13008
70166 | 5.7 | 0.8 | 365 | 5.1915 | 0.44977 | 5 | 0.6413
70168 | 12.81 | 0.8 | 365 | 11.6673 | 0.48448 | 12 | 0.15176
70169 | 7.98 | 0.8 | 365 | 7.2681 | 0.62968 | 7 | 0.89782
70170 | 11.88 | 0.8 | 365 | 10.8202 | 0.77952 | 11 | 0.59976
70171 | 5.36 | 0.8 | 365 | 4.8819 | 0.82645 | 5 | 0.70831
70172 | 5.232 | 0.8 | 365 | 4.7653 | 0.59179 | 5 | 0.35707
70173 | 10.23 | 0.8 | 365 | 9.3174 | 0.75459 | 10 | 0.072017
70174 | 7.245 | 0.8 | 365 | 6.5987 | 0.28221 | 6 | 0.88092
70175 | 4.62 | 0.8 | 365 | 4.2079 | 0.46981 | 4 | 0.67769
70177 | 8.25 | 0.8 | 365 | 7.5141 | 0.12467 | 7 | 0.63872
70183 | 8.4 | 0.8 | 365 | 7.6507 | 0.39966 | 8 | 0.050337
70184 | 3.48 | 0.8 | 365 | 3.1696 | 0.37986 | 3 | 0.54943
70186 | 8 | 0.8 | 365 | 7.2864 | 0.66634 | 7 | 0.9527
70185 | 5.1 | 0.8 | 365 | 4.6451 | 0.34979 | 4 | 0.99485
70190 | 8.7 | 0.8 | 365 | 7.9239 | 0.94965 | 8 | 0.87356
70191 | 7.15 | 0.8 | 365 | 6.5122 | 0.10804 | 6 | 0.62023
70192 | 5.04 | 0.8 | 365 | 4.5904 | 0.2398 | 4 | 0.8302
70194 | 10.35 | 0.8 | 365 | 9.4267 | 0.97458 | 10 | 0.40131
59845 | 298.224 | 0.9 | 365 | 305.5735 | 0.073401 | 305 | 0.6469
59848 | 439.488 | 0.9 | 365 | 450.3188 | 0.42396 | 450 | 0.74281
70196 | 9.52 | 0.8 | 365 | 8.6708 | 0.45295 | 9 | 0.12371
70198 | 4.5 | 0.8 | 365 | 4.0986 | 0.24982 | 4 | 0.34839
70199 | 13.78 | 0.8 | 365 | 12.5508 | 0.26277 | 12 | 0.81353
70202 | 10.08 | 0.8 | 365 | 9.1808 | 0.47959 | 9 | 0.6604
70203 | 7.56 | 0.8 | 365 | 6.8856 | 0.85969 | 7 | 0.7453
70204 | 8.7 | 0.8 | 365 | 7.9239 | 0.94965 | 8 | 0.87356
70205 | 4.725 | 0.8 | 365 | 4.3035 | 0.66231 | 4 | 0.96581
70206 | 9.135 | 0.8 | 365 | 8.3201 | 0.74713 | 9 | 0.067241
70211 | 6.93 | 0.8 | 365 | 6.3118 | 0.70472 | 7 | 0.016528
70213 | 6.16 | 0.8 | 365 | 5.6105 | 0.29308 | 5 | 0.90358
70217 | 6.24 | 0.8 | 365 | 5.6834 | 0.43975 | 6 | 0.12311
70214 | 5.46 | 0.8 | 365 | 4.9729 | 0.0097787 | 4 | 0.98272
70218 | 3.6 | 0.8 | 365 | 3.2789 | 0.59985 | 3 | 0.87872
70220 | 14.04 | 0.8 | 365 | 12.7876 | 0.73943 | 13 | 0.52699
70201 | 11.772 | 0.8 | 365 | 10.7219 | 0.58152 | 11 | 0.3034
70207 | 10.5 | 0.8 | 365 | 9.5633 | 0.24957 | 9 | 0.81292
70221 | 10.005 | 0.8 | 365 | 9.1125 | 0.34209 | 9 | 0.4546
69933 | 25.65 | 0.6 | 365 | 17.5214 | 0.26797 | 17 | 0.78939
70224 | 11.655 | 0.8 | 365 | 10.6153 | 0.36703 | 10 | 0.98234
70225 | 6.867 | 0.8 | 365 | 6.2544 | 0.58922 | 6 | 0.84365
70228 | 8.4 | 0.8 | 365 | 7.6507 | 0.39966 | 8 | 0.050337
70208 | 5.72 | 0.8 | 365 | 5.2097 | 0.48643 | 5 | 0.69618
70222 | 5.32 | 0.8 | 365 | 4.8454 | 0.75312 | 5 | 0.59855
70109 | 7.8 | 0.8 | 365 | 7.1042 | 0.29968 | 7 | 0.40388
70092 | 13.5 | 0.8 | 365 | 12.2957 | 0.74945 | 13 | 0.045184
70233 | 4.94 | 0.8 | 365 | 4.4993 | 0.056466 | 4 | 0.55579
70234 | 3.9 | 0.8 | 365 | 3.5521 | 0.14984 | 3 | 0.70194
70236 | 4.76 | 0.8 | 365 | 4.3354 | 0.72647 | 5 | 0.061857
70239 | 14.04 | 0.8 | 365 | 12.7876 | 0.73943 | 13 | 0.52699
70240 | 7.5 | 0.8 | 365 | 6.831 | 0.7497 | 7 | 0.58066
70226 | 5.4 | 0.8 | 365 | 4.9183 | 0.89978 | 5 | 0.81807
70244 | 3.64 | 0.8 | 365 | 3.3153 | 0.67319 | 3 | 0.98848
70235 | 5.72 | 0.8 | 365 | 5.2097 | 0.48643 | 5 | 0.69618
70230 | 9.54 | 0.8 | 365 | 8.689 | 0.48961 | 9 | 0.1786
70245 | 3.9 | 0.8 | 365 | 3.5521 | 0.14984 | 3 | 0.70194
70247 | 9 | 0.8 | 365 | 8.1972 | 0.49964 | 8 | 0.69679
70248 | 3.6 | 0.8 | 365 | 3.2789 | 0.59985 | 3 | 0.87872
70249 | 5.46 | 0.8 | 365 | 4.9729 | 0.0097787 | 4 | 0.98272
70200 | 3.78 | 0.8 | 365 | 3.4428 | 0.92985 | 4 | 0.37265
70252 | 11.44 | 0.8 | 365 | 10.4195 | 0.97287 | 11 | 0.39236
70251 | 7.56 | 0.8 | 365 | 6.8856 | 0.85969 | 7 | 0.7453
70253 | 12.96 | 0.8 | 365 | 11.8039 | 0.75947 | 12 | 0.56338
70254 | 9.8 | 0.8 | 365 | 8.9258 | 0.96627 | 9 | 0.89206
70255 | 6.3 | 0.8 | 365 | 5.738 | 0.54974 | 6 | 0.28775
70257 | 11.73 | 0.8 | 365 | 10.6836 | 0.50452 | 11 | 0.18815
70258 | 11.04 | 0.8 | 365 | 10.0552 | 0.23955 | 10 | 0.29473
70259 | 5.72 | 0.8 | 365 | 5.2097 | 0.48643 | 5 | 0.69618
70260 | 12.54 | 0.8 | 365 | 11.4214 | 0.98949 | 12 | 0.41086
70261 | 6.48 | 0.8 | 365 | 5.902 | 0.87974 | 6 | 0.78169
70262 | 8.8 | 0.8 | 365 | 8.015 | 0.13298 | 8 | 0.14797
70263 | 7.848 | 0.8 | 365 | 7.1479 | 0.38768 | 7 | 0.5356
70264 | 12.15 | 0.8 | 365 | 11.0662 | 0.27451 | 11 | 0.34067
70266 | 5.2 | 0.8 | 365 | 4.7361 | 0.53312 | 5 | 0.26926
70267 | 9.72 | 0.8 | 365 | 8.8529 | 0.81961 | 9 | 0.67253
70268 | 10.335 | 0.8 | 365 | 9.4131 | 0.94708 | 10 | 0.36015
70269 | 6.05 | 0.8 | 365 | 5.5103 | 0.091421 | 5 | 0.60173
70270 | 7.54 | 0.8 | 365 | 6.8674 | 0.82303 | 7 | 0.69042
64985 | 120.75 | 0.9 | 365 | 123.7258 | 0.041369 | 123 | 0.76716
70275 | 3.77 | 0.8 | 365 | 3.4337 | 0.91151 | 4 | 0.34521
70277 | 2.85 | 0.8 | 365 | 2.5958 | 0.22488 | 2 | 0.82065
70276 | 2.16 | 0.8 | 365 | 1.9673 | 0.95991 | 2 | 0.92723
70279 | 5.7 | 0.8 | 365 | 5.1915 | 0.44977 | 5 | 0.6413
70135 | 3.92 | 0.8 | 365 | 3.5703 | 0.18651 | 3 | 0.75682
67009 | 8.835 | 0.8 | 365 | 8.0469 | 0.19714 | 8 | 0.24401
67010 | 4.845 | 0.8 | 365 | 4.4128 | 0.8823 | 5 | 0.2951
67015 | 3.12 | 0.8 | 365 | 2.8417 | 0.71987 | 3 | 0.56155
67849 | 7.8 | 0.8 | 365 | 7.1042 | 0.29968 | 7 | 0.40388
67855 | 10.4 | 0.8 | 365 | 9.4723 | 0.066245 | 9 | 0.53851
70555 | 10.08 | 0.8 | 365 | 9.1808 | 0.47959 | 9 | 0.6604
66359 | 6.375 | 1 | 365 | 7.2579 | 0.60905 | 7 | 0.86695
66381 | 5.98 | 1 | 365 | 6.8082 | 0.70386 | 7 | 0.51206
66478 | 6.24 | 0.8 | 365 | 5.6834 | 0.43975 | 6 | 0.12311
12491 | 348.92 | 0.9 | 365 | 357.5189 | 0.63159 | 358 | 0.15046
67661 | 1.59 | 0.8 | 365 | 1.4482 | 0.91494 | 2 | 0.3631
67668 | 14.04 | 0.8 | 365 | 12.7876 | 0.73943 | 13 | 0.52699
67670 | 5.2 | 0.8 | 365 | 4.7361 | 0.53312 | 5 | 0.26926
67774 | 12.74 | 0.8 | 365 | 11.6035 | 0.35615 | 11 | 0.95968
67996 | 7.155 | 0.8 | 365 | 6.5167 | 0.11721 | 6 | 0.63395
68003 | 2.6 | 0.8 | 365 | 2.3681 | 0.76656 | 3 | 0.13463
66590 | 3.3 | 1 | 365 | 3.757 | 0.56233 | 4 | 0.31936
67374 | 6.24 | 1 | 365 | 7.1042 | 0.29968 | 7 | 0.40388
66398 | 7.8 | 0.8 | 365 | 7.1042 | 0.29968 | 7 | 0.40388
50060 | 5.232 | 0.8 | 365 | 4.7653 | 0.59179 | 5 | 0.35707
69838 | 4.64 | 0.8 | 365 | 4.2261 | 0.50648 | 4 | 0.73257
70209 | 7.125 | 0.8 | 365 | 6.4894 | 0.062211 | 6 | 0.55162
70280 | 12.825 | 0.8 | 365 | 11.6809 | 0.51198 | 12 | 0.19292
70281 | 6.84 | 0.8 | 365 | 6.2298 | 0.53972 | 6 | 0.76956
70274 | 9.8 | 0.8 | 365 | 8.9258 | 0.96627 | 9 | 0.89206
70284 | 6.84 | 0.8 | 365 | 6.2298 | 0.53972 | 6 | 0.76956
70285 | 4.56 | 0.8 | 365 | 4.1532 | 0.35982 | 4 | 0.51304
70286 | 8.55 | 0.8 | 365 | 7.7873 | 0.67465 | 8 | 0.46195
70287 | 5.13 | 0.8 | 365 | 4.6724 | 0.40479 | 5 | 0.07717
70288 | 9.975 | 0.8 | 365 | 9.0852 | 0.2871 | 9 | 0.37227
70290 | 3.99 | 0.8 | 365 | 3.6341 | 0.31484 | 3 | 0.94891
70292 | 9.45 | 0.8 | 365 | 8.607 | 0.32462 | 8 | 0.93163
70293 | 7.695 | 0.8 | 365 | 7.0086 | 0.10719 | 7 | 0.11575
70296 | 6.16 | 0.8 | 365 | 5.6105 | 0.29308 | 5 | 0.90358
70278 | 9.975 | 0.8 | 365 | 9.0852 | 0.2871 | 9 | 0.37227
70297 | 4.59 | 0.8 | 365 | 4.1805 | 0.41481 | 4 | 0.59536
70298 | 5.2 | 1 | 365 | 5.9202 | 0.9164 | 6 | 0.83657
70299 | 5.4 | 0.8 | 365 | 4.9183 | 0.89978 | 5 | 0.81807
70300 | 4.86 | 0.8 | 365 | 4.4265 | 0.9098 | 5 | 0.33627
70301 | 7.685 | 0.8 | 365 | 6.9995 | 0.088855 | 7 | 0.088314
70302 | 2.16 | 0.8 | 365 | 1.9673 | 0.95991 | 2 | 0.92723
70303 | 4.35 | 0.8 | 365 | 3.962 | 0.97482 | 4 | 0.93678
70304 | 8.68 | 0.8 | 365 | 7.9057 | 0.91298 | 8 | 0.81868
70305 | 11.07 | 0.8 | 365 | 10.0825 | 0.29455 | 10 | 0.37705
70306 | 9.805 | 0.8 | 365 | 8.9303 | 0.97544 | 9 | 0.90578
70309 | 7.56 | 0.8 | 365 | 6.8856 | 0.85969 | 7 | 0.7453
70310 | 6.44 | 0.8 | 365 | 5.8655 | 0.80641 | 6 | 0.67192
70313 | 11.2 | 0.8 | 365 | 10.2009 | 0.53288 | 10 | 0.73378
70317 | 3.92 | 0.8 | 365 | 3.5703 | 0.18651 | 3 | 0.75682
70324 | 9.8 | 0.8 | 365 | 8.9258 | 0.96627 | 9 | 0.89206
64267 | 180.831 | 0.8 | 365 | 164.6999 | 0.51617 | 165 | 0.21612
68955 | 6.5 | 1 | 365 | 7.4002 | 0.8955 | 8 | 0.29571
44315 | 11.055 | 0.8 | 365 | 10.0688 | 0.26705 | 10 | 0.33589
70271 | 7.84 | 0.8 | 365 | 7.1406 | 0.37302 | 7 | 0.51365
70325 | 9.9 | 0.8 | 365 | 9.0169 | 0.1496 | 9 | 0.16647
70326 | 5.985 | 0.8 | 365 | 5.4511 | 0.97226 | 6 | 0.42336
70327 | 9.045 | 0.8 | 365 | 8.2381 | 0.58213 | 8 | 0.82027
69006 | 3.597 | 0.8 | 365 | 3.2761 | 0.59435 | 3 | 0.87048
69007 | 7.035 | 0.8 | 365 | 6.4074 | 0.89721 | 7 | 0.30466
68584 | 3.924 | 0.8 | 365 | 3.574 | 0.19384 | 3 | 0.7678
70328 | 5.232 | 0.8 | 365 | 4.7653 | 0.59179 | 5 | 0.35707
68588 | 5.232 | 0.8 | 365 | 4.7653 | 0.59179 | 5 | 0.35707
70331 | 7.84 | 0.8 | 365 | 7.1406 | 0.37302 | 7 | 0.51365
70332 | 8.28 | 0.8 | 365 | 7.5414 | 0.17966 | 7 | 0.72105
70219 | 4.59 | 0.8 | 365 | 4.1805 | 0.41481 | 4 | 0.59536
70334 | 2.4 | 0.8 | 365 | 2.1859 | 0.3999 | 2 | 0.58581
70339 | 8.4 | 0.8 | 365 | 7.6507 | 0.39966 | 8 | 0.050337
70337 | 6.16 | 0.8 | 365 | 5.6105 | 0.29308 | 5 | 0.90358
70341 | 8.64 | 0.8 | 365 | 7.8693 | 0.83965 | 8 | 0.70892
70342 | 13.8 | 0.8 | 365 | 12.569 | 0.29944 | 12 | 0.86841
66103 | 175.43 | 0.7 | 365 | 139.8082 | 0.41274 | 140 | 0.22089
70315 | 4.2 | 0.8 | 365 | 3.8253 | 0.69983 | 4 | 0.52517
70039 | 5.13 | 0.8 | 365 | 4.6724 | 0.40479 | 5 | 0.07717
70229 | 8.16 | 0.8 | 365 | 7.4321 | 0.95967 | 8 | 0.39176
70344 | 11.4 | 0.8 | 365 | 10.3831 | 0.89954 | 11 | 0.2826
70346 | 10.08 | 0.8 | 365 | 9.1808 | 0.47959 | 9 | 0.6604
70311 | 10.64 | 0.8 | 365 | 9.6909 | 0.50624 | 10 | 0.19709
70314 | 5.88 | 0.8 | 365 | 5.3555 | 0.77976 | 6 | 0.13524
70345 | 10.8 | 0.8 | 365 | 9.8366 | 0.79956 | 10 | 0.63615
68621 | 6.84 | 0.8 | 365 | 6.2298 | 0.53972 | 6 | 0.76956
69877 | 5.4 | 0.8 | 365 | 4.9183 | 0.89978 | 5 | 0.81807
69880 | 7 | 0.8 | 365 | 6.3756 | 0.83305 | 7 | 0.20861
70347 | 8.96 | 0.8 | 365 | 8.1607 | 0.4263 | 8 | 0.58703
70348 | 7.56 | 0.8 | 365 | 6.8856 | 0.85969 | 7 | 0.7453
69913 | 7.95 | 0.8 | 365 | 7.2408 | 0.57468 | 7 | 0.8155
68177 | 4.42 | 0.8 | 365 | 4.0257 | 0.10315 | 4 | 0.12887
70351 | 13.34 | 1 | 365 | 15.1875 | 0.57016 | 15 | 0.75766
70353 | 6.9 | 0.8 | 365 | 6.2845 | 0.64972 | 6 | 0.9342
70354 | 3.99 | 0.8 | 365 | 3.6341 | 0.31484 | 3 | 0.94891
70355 | 3.15 | 0.8 | 365 | 2.869 | 0.77487 | 3 | 0.64388
70356 | 6.38 | 0.8 | 365 | 5.8109 | 0.69641 | 6 | 0.50728
70358 | 3.92 | 0.8 | 365 | 3.5703 | 0.18651 | 3 | 0.75682
69337 | 7 | 0.8 | 365 | 6.3756 | 0.83305 | 7 | 0.20861
35085 | 5764.68 | 1 | 365 | 6563.0513 | 0.43292 | 6563 | 0.48421
70043 | 8.7 | 1 | 365 | 9.9049 | 0.93706 | 10 | 0.84195
70366 | 7.41 | 0.8 | 365 | 6.749 | 0.5847 | 7 | 0.33369
47892 | 2702.385 | 0.9 | 365 | 2768.9832 | 0.54583 | 2769 | 0.52906
70107 | 9.69 | 0.8 | 365 | 8.8256 | 0.76461 | 9 | 0.59021
70372 | 6.555 | 0.8 | 365 | 5.9703 | 0.017234 | 5 | 0.98749
70375 | 11.115 | 0.8 | 365 | 10.1235 | 0.37705 | 10 | 0.50053
70376 | 2.28 | 0.8 | 365 | 2.0766 | 0.17991 | 2 | 0.25652
70373 | 7.695 | 0.8 | 365 | 7.0086 | 0.10719 | 7 | 0.11575
70378 | 6.84 | 0.8 | 365 | 6.2298 | 0.53972 | 6 | 0.76956
70379 | 4.845 | 0.8 | 365 | 4.4128 | 0.8823 | 5 | 0.2951
70380 | 9.975 | 0.8 | 365 | 9.0852 | 0.2871 | 9 | 0.37227
70368 | 2.4 | 0.8 | 365 | 2.1859 | 0.3999 | 2 | 0.58581
70382 | 9.405 | 0.8 | 365 | 8.566 | 0.24212 | 8 | 0.80814
70383 | 2.565 | 0.8 | 365 | 2.3362 | 0.7024 | 3 | 0.038585
70381 | 5.13 | 0.8 | 365 | 4.6724 | 0.40479 | 5 | 0.07717
70384 | 13.395 | 0.8 | 365 | 12.2001 | 0.55696 | 12 | 0.75705
70385 | 5.7 | 0.8 | 365 | 5.1915 | 0.44977 | 5 | 0.6413
70386 | 12.255 | 0.8 | 365 | 11.1618 | 0.467 | 11 | 0.62879
70388 | 7.56 | 0.8 | 365 | 6.8856 | 0.85969 | 7 | 0.7453
70387 | 5.8 | 0.8 | 365 | 5.2826 | 0.6331 | 5 | 0.91571
70391 | 7.125 | 0.8 | 365 | 6.4894 | 0.062211 | 6 | 0.55162
70392 | 7.98 | 0.8 | 365 | 7.2681 | 0.62968 | 7 | 0.89782
70394 | 8.265 | 0.8 | 365 | 7.5277 | 0.15216 | 7 | 0.67988
70389 | 5.13 | 0.8 | 365 | 4.6724 | 0.40479 | 5 | 0.07717
70395 | 3.135 | 0.8 | 365 | 2.8553 | 0.74737 | 3 | 0.60271
70390 | 9.275 | 0.8 | 365 | 8.4476 | 0.0037907 | 8 | 0.45141
70393 | 10.08 | 0.8 | 365 | 9.1808 | 0.47959 | 9 | 0.6604
70398 | 5.13 | 0.8 | 365 | 4.6724 | 0.40479 | 5 | 0.07717
70399 | 3.08 | 0.8 | 365 | 2.8052 | 0.64654 | 3 | 0.45179
70401 | 5.565 | 0.8 | 365 | 5.0686 | 0.20227 | 5 | 0.27085
70250 | 7.28 | 0.8 | 365 | 6.6306 | 0.34637 | 6 | 0.97696
70405 | 11.1 | 0.8 | 365 | 10.1098 | 0.34955 | 10 | 0.45937
70409 | 5.72 | 0.8 | 365 | 5.2097 | 0.48643 | 5 | 0.69618
70412 | 9.275 | 0.8 | 365 | 8.4476 | 0.0037907 | 8 | 0.45141
70413 | 7.8 | 0.8 | 365 | 7.1042 | 0.29968 | 7 | 0.40388
70414 | 6 | 0.8 | 365 | 5.4648 | 0.99976 | 6 | 0.46453
70415 | 11.7 | 0.8 | 365 | 10.6563 | 0.44953 | 11 | 0.10583
70416 | 8.4 | 0.8 | 365 | 7.6507 | 0.39966 | 8 | 0.050337
70418 | 4.5 | 0.8 | 365 | 4.0986 | 0.24982 | 4 | 0.34839
70419 | 9.01 | 0.8 | 365 | 8.2063 | 0.51797 | 8 | 0.72423
70246 | 4.8 | 0.8 | 365 | 4.3718 | 0.79981 | 5 | 0.17162
70421 | 10.5 | 0.8 | 365 | 9.5633 | 0.24957 | 9 | 0.81292
70420 | 12.6 | 0.8 | 365 | 11.476 | 0.099489 | 11 | 0.5755
70422 | 6.16 | 0.8 | 365 | 5.6105 | 0.29308 | 5 | 0.90358
70428 | 23.32 | 1 | 365 | 26.5497 | 0.44049 | 26 | 0.99016
70429 | 9.6 | 0.8 | 365 | 8.7436 | 0.59961 | 9 | 0.34324
70417 | 13.8 | 0.8 | 365 | 12.569 | 0.29944 | 12 | 0.86841
70371 | 5.46 | 0.8 | 365 | 4.9729 | 0.0097787 | 4 | 0.98272
70273 | 8.82 | 0.8 | 365 | 8.0332 | 0.16964 | 8 | 0.20285
64777 | 4.77 | 1 | 365 | 5.4306 | 0.93101 | 6 | 0.36162
70438 | 8.4 | 0.8 | 365 | 7.6507 | 0.39966 | 8 | 0.050337
66443 | 5.2 | 1 | 365 | 5.9202 | 0.9164 | 6 | 0.83657
70439 | 7.2 | 0.8 | 365 | 6.5577 | 0.19971 | 6 | 0.75743
66388 | 4.94 | 1 | 365 | 5.6242 | 0.32058 | 5 | 0.94474
50936 | 24.48 | 1 | 365 | 27.8703 | 0.09876 | 27 | 0.96908
70441 | 10.15 | 1 | 365 | 11.5557 | 0.2599 | 11 | 0.81561
70442 | 9.81 | 1 | 365 | 11.1686 | 0.48075 | 11 | 0.64938
70443 | 10.4 | 1 | 365 | 11.8403 | 0.83281 | 12 | 0.67314
70446 | 8.502 | 0.8 | 365 | 7.7436 | 0.58666 | 8 | 0.33023
70445 | 7.68 | 0.8 | 365 | 6.9949 | 0.079689 | 7 | 0.074593
67881 | 3.9 | 0.8 | 365 | 3.5521 | 0.14984 | 3 | 0.70194
70450 | 12.825 | 0.8 | 365 | 11.6809 | 0.51198 | 12 | 0.19292
13236 | 2788.8 | 1 | 365 | 3175.031 | 0.8587 | 3175 | 0.88965
13232 | 2668 | 1 | 365 | 3037.5009 | 0.031488 | 3037 | 0.53241
13234 | 2665.495 | 1 | 365 | 3034.649 | 0.29099 | 3034 | 0.93999
70451 | 11.52 | 0.8 | 365 | 10.4924 | 0.11953 | 10 | 0.61189
68376 | 2.52 | 0.8 | 365 | 2.2952 | 0.6199 | 2 | 0.9151
68600 | 7 | 0.8 | 365 | 6.3756 | 0.83305 | 7 | 0.20861
68692 | 5.04 | 0.8 | 365 | 4.5904 | 0.2398 | 4 | 0.8302
68695 | 11.76 | 0.8 | 365 | 10.7109 | 0.55952 | 11 | 0.27047
68821 | 5.88 | 0.8 | 365 | 5.3555 | 0.77976 | 6 | 0.13524
68873 | 9.01 | 0.8 | 365 | 8.2063 | 0.51797 | 8 | 0.72423
68909 | 5.6 | 0.8 | 365 | 5.1005 | 0.26644 | 5 | 0.36689
68987 | 6.72 | 0.8 | 365 | 6.1205 | 0.31973 | 6 | 0.44027
69125 | 7.02 | 0.8 | 365 | 6.3938 | 0.86972 | 7 | 0.2635
69192 | 4.94 | 0.8 | 365 | 4.4993 | 0.056466 | 4 | 0.55579
69888 | 7.2 | 0.8 | 365 | 6.5577 | 0.19971 | 6 | 0.75743
70455 | 7.36 | 0.8 | 365 | 6.7035 | 0.49304 | 7 | 0.19649
70458 | 3 | 0.8 | 365 | 2.7324 | 0.49988 | 3 | 0.23226
70459 | 9.81 | 1 | 365 | 11.1686 | 0.48075 | 11 | 0.64938
70461 | 4.68 | 0.8 | 365 | 4.2625 | 0.57981 | 4 | 0.84233
70460 | 4.32 | 0.8 | 365 | 3.9346 | 0.91982 | 4 | 0.85446
70462 | 9.156 | 0.8 | 365 | 8.3392 | 0.78563 | 9 | 0.12487
70464 | 11.16 | 0.8 | 365 | 10.1645 | 0.45955 | 10 | 0.62402
70467 | 5.46 | 0.8 | 365 | 4.9729 | 0.0097787 | 4 | 0.98272
70466 | 10.695 | 0.8 | 365 | 9.741 | 0.60707 | 10 | 0.34802
70468 | 11.16 | 0.8 | 365 | 10.1645 | 0.45955 | 10 | 0.62402
70465 | 5.4 | 0.8 | 365 | 4.9183 | 0.89978 | 5 | 0.81807
70470 | 11.16 | 0.8 | 365 | 10.1645 | 0.45955 | 10 | 0.62402
70473 | 10.464 | 0.8 | 365 | 9.5306 | 0.18358 | 9 | 0.71413
70471 | 6.89 | 1 | 365 | 7.8442 | 0.78923 | 8 | 0.63346
70474 | 6.93 | 0.8 | 365 | 6.3118 | 0.70472 | 7 | 0.016528
70475 | 7.42 | 1 | 365 | 8.4476 | 0.0037907 | 8 | 0.45141
70476 | 4.68 | 0.8 | 365 | 4.2625 | 0.57981 | 4 | 0.84233
70477 | 6.3 | 0.8 | 365 | 5.738 | 0.54974 | 6 | 0.28775
70478 | 11.16 | 0.8 | 365 | 10.1645 | 0.45955 | 10 | 0.62402
70479 | 7.848 | 0.8 | 365 | 7.1479 | 0.38768 | 7 | 0.5356
70480 | 16.75 | 0.8 | 365 | 15.2558 | 0.70765 | 15 | 0.96347
70482 | 11.16 | 0.8 | 365 | 10.1645 | 0.45955 | 10 | 0.62402
70485 | 5.6 | 0.8 | 365 | 5.1005 | 0.26644 | 5 | 0.36689
70486 | 4.77 | 0.8 | 365 | 4.3445 | 0.74481 | 5 | 0.089298
70488 | 7.2 | 0.8 | 365 | 6.5577 | 0.19971 | 6 | 0.75743
70491 | 5.46 | 0.8 | 365 | 4.9729 | 0.0097787 | 4 | 0.98272
70492 | 2.34 | 0.8 | 365 | 2.1313 | 0.28991 | 2 | 0.42117
70493 | 10.545 | 0.8 | 365 | 9.6043 | 0.33207 | 9 | 0.9364
69173 | 5.355 | 0.8 | 365 | 4.8773 | 0.81728 | 5 | 0.69459
70496 | 11.4 | 0.8 | 365 | 10.3831 | 0.89954 | 11 | 0.2826
69664 | 3 | 0.8 | 365 | 2.7324 | 0.49988 | 3 | 0.23226
70498 | 6.44 | 0.8 | 365 | 5.8655 | 0.80641 | 6 | 0.67192
70499 | 9.483 | 0.8 | 365 | 8.6371 | 0.38512 | 9 | 0.022183
70503 | 9.8 | 0.8 | 365 | 8.9258 | 0.96627 | 9 | 0.89206
70504 | 6.96 | 0.8 | 365 | 6.3391 | 0.75972 | 7 | 0.09885
70507 | 10.8 | 0.8 | 365 | 9.8366 | 0.79956 | 10 | 0.63615
70508 | 5.4 | 0.8 | 365 | 4.9183 | 0.89978 | 5 | 0.81807
70509 | 5.04 | 0.8 | 365 | 4.5904 | 0.2398 | 4 | 0.8302
70511 | 8.1 | 0.8 | 365 | 7.3774 | 0.84967 | 8 | 0.22711
70510 | 9.975 | 1 | 365 | 11.3565 | 0.85887 | 12 | 0.21534
70512 | 4.86 | 0.8 | 365 | 4.4265 | 0.9098 | 5 | 0.33627
70515 | 4.64 | 0.8 | 365 | 4.2261 | 0.50648 | 4 | 0.73257
70514 | 2.9 | 0.8 | 365 | 2.6413 | 0.31655 | 2 | 0.95785
70516 | 2.61 | 0.8 | 365 | 2.3772 | 0.78489 | 3 | 0.16207
70518 | 3.19 | 0.8 | 365 | 2.9054 | 0.8482 | 3 | 0.75364
70519 | 4.48 | 0.8 | 365 | 4.0804 | 0.21315 | 4 | 0.29351
70520 | 5.8 | 0.8 | 365 | 5.2826 | 0.6331 | 5 | 0.91571
70521 | 7 | 0.8 | 365 | 6.3756 | 0.83305 | 7 | 0.20861
70522 | 6.38 | 0.8 | 365 | 5.8109 | 0.69641 | 6 | 0.50728
70523 | 3.77 | 0.8 | 365 | 3.4337 | 0.91151 | 4 | 0.34521
70524 | 4.32 | 0.8 | 365 | 3.9346 | 0.91982 | 4 | 0.85446
70525 | 10.92 | 0.8 | 365 | 9.9459 | 0.019557 | 9 | 0.96544
69103 | 11.39 | 0.8 | 365 | 10.374 | 0.8812 | 11 | 0.25516
70527 | 7.5 | 0.8 | 365 | 6.831 | 0.7497 | 7 | 0.58066
70528 | 23.625 | 0.8 | 365 | 21.5175 | 0.31154 | 21 | 0.82907
70529 | 4.56 | 0.8 | 365 | 4.1532 | 0.35982 | 4 | 0.51304
70530 | 11.04 | 0.8 | 365 | 10.0552 | 0.23955 | 10 | 0.29473
70531 | 18.72 | 0.8 | 365 | 17.0501 | 0.31924 | 17 | 0.36932
70533 | 3.135 | 0.8 | 365 | 2.8553 | 0.74737 | 3 | 0.60271
70536 | 4.86 | 0.8 | 365 | 4.4265 | 0.9098 | 5 | 0.33627
70537 | 7.28 | 0.8 | 365 | 6.6306 | 0.34637 | 6 | 0.97696
70538 | 3.78 | 0.8 | 365 | 3.4428 | 0.92985 | 4 | 0.37265
70540 | 5.8 | 0.8 | 365 | 5.2826 | 0.6331 | 5 | 0.91571
70543 | 8.1 | 0.8 | 365 | 7.3774 | 0.84967 | 8 | 0.22711
70548 | 7 | 0.8 | 365 | 6.3756 | 0.83305 | 7 | 0.20861
70546 | 10.36 | 0.8 | 365 | 9.4358 | 0.99291 | 10 | 0.42875
70547 | 7.35 | 1 | 365 | 8.3679 | 0.84338 | 9 | 0.21131
70549 | 6.09 | 0.8 | 365 | 5.5467 | 0.16475 | 5 | 0.71149
70551 | 2.24 | 0.8 | 365 | 2.0402 | 0.10658 | 2 | 0.14676
70552 | 4.76 | 0.8 | 365 | 4.3354 | 0.72647 | 5 | 0.061857
70554 | 3.64 | 0.8 | 365 | 3.3153 | 0.67319 | 3 | 0.98848
70557 | 8.68 | 0.8 | 365 | 7.9057 | 0.91298 | 8 | 0.81868
70560 | 10.08 | 0.8 | 365 | 9.1808 | 0.47959 | 9 | 0.6604
70558 | 19.76 | 0.8 | 365 | 17.9973 | 0.22587 | 18 | 0.22317
70561 | 8.68 | 0.8 | 365 | 7.9057 | 0.91298 | 8 | 0.81868
70562 | 7.56 | 0.8 | 365 | 6.8856 | 0.85969 | 7 | 0.7453
70563 | 6.38 | 0.8 | 365 | 5.8109 | 0.69641 | 6 | 0.50728
70565 | 4.76 | 0.8 | 365 | 4.3354 | 0.72647 | 5 | 0.061857
70564 | 13.02 | 0.8 | 365 | 11.8585 | 0.86947 | 12 | 0.72802
70567 | 8.7 | 0.8 | 365 | 7.9239 | 0.94965 | 8 | 0.87356
70568 | 13.34 | 0.8 | 365 | 12.15 | 0.45613 | 12 | 0.60613
70569 | 9.24 | 0.8 | 365 | 8.4157 | 0.93963 | 9 | 0.35537
69844 | 11.7 | 1 | 365 | 13.3204 | 0.81191 | 14 | 0.13228
13227 | 622.275 | 1 | 365 | 708.4561 | 0.015346 | 708 | 0.47145
13238 | 1414.32 | 1 | 365 | 1610.1943 | 0.078341 | 1610 | 0.27261
13224 | 698.64 | 1 | 365 | 795.3972 | 0.014602 | 795 | 0.41177
13237 | 2762.4 | 1 | 365 | 3144.9747 | 0.36004 | 3145 | 0.33476
64201 | 102.06 | 0.9 | 365 | 104.5752 | 0.4941 | 105 | 0.069287
70424 | 13.545 | 0.8 | 365 | 12.3367 | 0.83195 | 13 | 0.16867
70436 | 6.3 | 0.8 | 365 | 5.738 | 0.54974 | 6 | 0.28775
70430 | 12 | 0.8 | 365 | 10.9295 | 0.99951 | 11 | 0.92905
68444 | 5.67 | 0.8 | 365 | 5.1642 | 0.39477 | 5 | 0.55898
68903 | 8.32 | 0.8 | 365 | 7.5778 | 0.253 | 7 | 0.83081
70506 | 6.16 | 0.8 | 365 | 5.6105 | 0.29308 | 5 | 0.90358
70448 | 5.85 | 0.8 | 365 | 5.3282 | 0.72476 | 6 | 0.052913
70572 | 9.165 | 1 | 365 | 10.4343 | 0.0026606 | 10 | 0.43695
70580 | 5.035 | 0.8 | 365 | 4.5859 | 0.23063 | 4 | 0.81648
70585 | 3.6 | 0.8 | 365 | 3.2789 | 0.59985 | 3 | 0.87872
70593 | 7.28 | 0.8 | 365 | 6.6306 | 0.34637 | 6 | 0.97696
70599 | 5.04 | 0.8 | 365 | 4.5904 | 0.2398 | 4 | 0.8302
70495 | 12.6 | 1 | 365 | 14.345 | 0.87436 | 15 | 0.21938
70505 | 9.38 | 0.8 | 365 | 8.5433 | 0.19629 | 8 | 0.73954
70632 | 9.72 | 0.8 | 365 | 8.8529 | 0.81961 | 9 | 0.67253
70634 | 7.8 | 1 | 365 | 8.8803 | 0.8746 | 9 | 0.75485
68582 | 10.545 | 1 | 365 | 12.0054 | 0.16509 | 12 | 0.17051
70636 | 4.48 | 1 | 365 | 5.1005 | 0.26644 | 5 | 0.36689
70532 | 12 | 0.8 | 365 | 10.9295 | 0.99951 | 11 | 0.92905
70637 | 9.156 | 0.8 | 365 | 8.3392 | 0.78563 | 9 | 0.12487
69621 | 7.68 | 0.8 | 365 | 6.9949 | 0.079689 | 7 | 0.074593
70653 | 6.44 | 1 | 365 | 7.3319 | 0.75801 | 8 | 0.089906
70661 | 14 | 0.8 | 365 | 12.7511 | 0.6661 | 13 | 0.41723
70662 | 10.24 | 1 | 365 | 11.6582 | 0.46615 | 12 | 0.12432
70663 | 10.92 | 0.8 | 365 | 9.9459 | 0.019557 | 9 | 0.96544
70665 | 11.97 | 0.8 | 365 | 10.9022 | 0.94451 | 11 | 0.84673
70666 | 4.505 | 0.8 | 365 | 4.1031 | 0.25898 | 4 | 0.36211
70667 | 10.2 | 0.8 | 365 | 9.2901 | 0.69959 | 9 | 0.98969
70668 | 11.825 | 0.8 | 365 | 10.7701 | 0.67869 | 11 | 0.44884
70669 | 7.155 | 0.8 | 365 | 6.5167 | 0.11721 | 6 | 0.63395
70670 | 11.4 | 1 | 365 | 12.9788 | 0.12442 | 13 | 0.10325
70671 | 5.5 | 0.8 | 365 | 5.0094 | 0.08311 | 5 | 0.092482
70672 | 10.6 | 0.8 | 365 | 9.6544 | 0.4329 | 10 | 0.087329
70673 | 9.805 | 1 | 365 | 11.1629 | 0.46929 | 11 | 0.63222
70674 | 5.3 | 0.8 | 365 | 4.8272 | 0.71645 | 5 | 0.54366
70675 | 5.85 | 0.8 | 365 | 5.3282 | 0.72476 | 6 | 0.052913
70676 | 4.8 | 0.8 | 365 | 4.3718 | 0.79981 | 5 | 0.17162
70677 | 6.6 | 0.8 | 365 | 6.0112 | 0.099732 | 6 | 0.11098
70678 | 12 | 0.8 | 365 | 10.9295 | 0.99951 | 11 | 0.92905
70679 | 8.4 | 0.8 | 365 | 7.6507 | 0.39966 | 8 | 0.050337
70680 | 14.575 | 0.8 | 365 | 13.2748 | 0.72024 | 13 | 0.99508
68907 | 13.08 | 0.8 | 365 | 11.9132 | 0.97947 | 12 | 0.89267
69040 | 9.81 | 0.8 | 365 | 8.9349 | 0.9846 | 9 | 0.9195
70047 | 4.2 | 0.8 | 365 | 3.8253 | 0.69983 | 4 | 0.52517
69963 | 8.64 | 0.8 | 365 | 7.8693 | 0.83965 | 8 | 0.70892
69955 | 8.64 | 0.8 | 365 | 7.8693 | 0.83965 | 8 | 0.70892
69945 | 5.232 | 0.8 | 365 | 4.7653 | 0.59179 | 5 | 0.35707
70628 | 9.86 | 0.8 | 365 | 8.9804 | 0.076267 | 9 | 0.056705
70687 | 13.34 | 1 | 365 | 15.1875 | 0.57016 | 15 | 0.75766
70012 | 10.965 | 1 | 365 | 12.4836 | 0.12757 | 12 | 0.61115
70692 | 8.48 | 0.8 | 365 | 7.7235 | 0.54632 | 8 | 0.26986
70566 | 6.72 | 0.8 | 365 | 6.1205 | 0.31973 | 6 | 0.44027
70694 | 12 | 0.8 | 365 | 10.9295 | 0.99951 | 11 | 0.92905
70696 | 9.6 | 0.8 | 365 | 8.7436 | 0.59961 | 9 | 0.34324
70698 | 10.725 | 1 | 365 | 12.2103 | 0.57758 | 12 | 0.78793
70699 | 10.075 | 1 | 365 | 11.4703 | 0.088031 | 11 | 0.55835
35280 | 40.96 | 0.9 | 365 | 41.9694 | 0.47813 | 42 | 0.44756
70705 | 8.99 | 0.8 | 365 | 8.188 | 0.4813 | 8 | 0.66935
70711 | 10.2 | 0.8 | 365 | 9.2901 | 0.69959 | 9 | 0.98969
70713 | 3.64 | 0.8 | 365 | 3.3153 | 0.67319 | 3 | 0.98848
67689 | 3.38 | 0.8 | 365 | 3.0785 | 0.19653 | 3 | 0.27502
67665 | 2.34 | 0.8 | 365 | 2.1313 | 0.28991 | 2 | 0.42117
67715 | 4.94 | 0.8 | 365 | 4.4993 | 0.056466 | 4 | 0.55579
67725 | 6.615 | 0.8 | 365 | 6.0249 | 0.12723 | 6 | 0.15214
68500 | 5.565 | 0.8 | 365 | 5.0686 | 0.20227 | 5 | 0.27085
68508 | 6.5 | 0.8 | 365 | 5.9202 | 0.9164 | 6 | 0.83657
70659 | 5.83 | 1 | 365 | 6.6374 | 0.36012 | 6 | 0.99754
70714 | 21.045 | 1 | 365 | 23.9596 | 0.22706 | 24 | 0.18666
70715 | 5.72 | 0.8 | 365 | 5.2097 | 0.48643 | 5 | 0.69618
68005 | 7.155 | 0.8 | 365 | 6.5167 | 0.11721 | 6 | 0.63395
70513 | 4.575 | 1 | 365 | 5.2086 | 0.48414 | 5 | 0.69275
68543 | 11.76 | 0.8 | 365 | 10.7109 | 0.55952 | 11 | 0.27047
68017 | 11.655 | 0.8 | 365 | 10.6153 | 0.36703 | 10 | 0.98234
70716 | 4.8 | 0.8 | 365 | 4.3718 | 0.79981 | 5 | 0.17162
70440 | 5.3 | 0.8 | 365 | 4.8272 | 0.71645 | 5 | 0.54366
70710 | 7.28 | 0.8 | 365 | 6.6306 | 0.34637 | 6 | 0.97696
70681 | 9.69 | 1 | 365 | 11.032 | 0.20576 | 11 | 0.23776
70722 | 8.04 | 0.8 | 365 | 7.3228 | 0.73967 | 8 | 0.062465
70723 | 7.521 | 0.8 | 365 | 6.8501 | 0.7882 | 7 | 0.63828
70724 | 12.765 | 0.8 | 365 | 11.6263 | 0.40198 | 12 | 0.028279
63344 | 32.4 | 0.9 | 365 | 33.1985 | 0.82352 | 34 | 0.021996
70706 | 207.9 | 0.9 | 365 | 213.0235 | 0.78427 | 213 | 0.80781
53766 | 135.68 | 0.9 | 365 | 139.0237 | 0.83381 | 139 | 0.85754
53760 | 46.08 | 0.9 | 365 | 47.2156 | 0.037899 | 47 | 0.25351
64417 | 22 | 0.8 | 365 | 20.0375 | 0.33244 | 20 | 0.36993
63243 | 3.42 | 1 | 365 | 3.8936 | 0.83733 | 4 | 0.73097
63512 | 7.56 | 1 | 365 | 8.607 | 0.32462 | 8 | 0.93163
63914 | 2.4 | 1 | 365 | 2.7324 | 0.49988 | 3 | 0.23226
49159 | 7.8 | 1 | 365 | 8.8803 | 0.8746 | 9 | 0.75485
64509 | 2.4 | 1 | 365 | 2.7324 | 0.49988 | 3 | 0.23226
64536 | 2.7 | 1 | 365 | 3.0739 | 0.18736 | 3 | 0.2613
53762 | 79.04 | 0.9 | 365 | 80.9879 | 0.016396 | 81 | 0.0042765
69991 | 8.64 | 0.8 | 365 | 7.8693 | 0.83965 | 8 | 0.70892
70457 | 9.9 | 1 | 365 | 11.2711 | 0.687 | 11 | 0.95809
34545 | 448.175 | 0.9 | 365 | 459.2199 | 0.3405 | 459 | 0.56043
70023 | 7.02 | 0.8 | 365 | 6.3938 | 0.86972 | 7 | 0.2635
70011 | 15.68 | 1 | 365 | 17.8516 | 0.93254 | 18 | 0.78412
70502 | 4.2 | 0.8 | 365 | 3.8253 | 0.69983 | 4 | 0.52517
70570 | 11.48 | 0.8 | 365 | 10.4559 | 0.046201 | 10 | 0.50213
70573 | 8.4 | 0.8 | 365 | 7.6507 | 0.39966 | 8 | 0.050337
70576 | 9.12 | 0.8 | 365 | 8.3064 | 0.71963 | 9 | 0.02608
70578 | 5.88 | 0.8 | 365 | 5.3555 | 0.77976 | 6 | 0.13524
70577 | 4.48 | 0.8 | 365 | 4.0804 | 0.21315 | 4 | 0.29351
70582 | 10.26 | 0.8 | 365 | 9.3448 | 0.80958 | 10 | 0.15434
70583 | 9.52 | 0.8 | 365 | 8.6708 | 0.45295 | 9 | 0.12371
70586 | 6.38 | 0.8 | 365 | 5.8109 | 0.69641 | 6 | 0.50728
70589 | 8.4 | 0.8 | 365 | 7.6507 | 0.39966 | 8 | 0.050337
70579 | 12.06 | 0.8 | 365 | 10.9842 | 0.10951 | 11 | 0.093697
70591 | 8.96 | 0.8 | 365 | 8.1607 | 0.4263 | 8 | 0.58703
70598 | 4.64 | 0.8 | 365 | 4.2261 | 0.50648 | 4 | 0.73257
70596 | 3.99 | 0.8 | 365 | 3.6341 | 0.31484 | 3 | 0.94891
70597 | 6.16 | 0.8 | 365 | 5.6105 | 0.29308 | 5 | 0.90358
70600 | 4.2 | 0.8 | 365 | 3.8253 | 0.69983 | 4 | 0.52517
70601 | 16.695 | 0.8 | 365 | 15.2057 | 0.60682 | 15 | 0.81254
70603 | 8.96 | 0.8 | 365 | 8.1607 | 0.4263 | 8 | 0.58703
70604 | 7.56 | 0.8 | 365 | 6.8856 | 0.85969 | 7 | 0.7453
70605 | 7.84 | 0.8 | 365 | 7.1406 | 0.37302 | 7 | 0.51365
70606 | 9.86 | 0.8 | 365 | 8.9804 | 0.076267 | 9 | 0.056705
70602 | 5.4 | 0.8 | 365 | 4.9183 | 0.89978 | 5 | 0.81807
70608 | 6.67 | 0.8 | 365 | 6.075 | 0.22806 | 6 | 0.30306
70607 | 10.08 | 0.8 | 365 | 9.1808 | 0.47959 | 9 | 0.6604
70609 | 13.44 | 0.8 | 365 | 12.2411 | 0.63946 | 12 | 0.88054
70612 | 7.8 | 0.8 | 365 | 7.1042 | 0.29968 | 7 | 0.40388
70613 | 3.48 | 0.8 | 365 | 3.1696 | 0.37986 | 3 | 0.54943
70614 | 4.64 | 0.8 | 365 | 4.2261 | 0.50648 | 4 | 0.73257
70611 | 12.18 | 0.8 | 365 | 11.0935 | 0.32951 | 11 | 0.42299
70616 | 3.92 | 0.8 | 365 | 3.5703 | 0.18651 | 3 | 0.75682
70617 | 5.88 | 0.8 | 365 | 5.3555 | 0.77976 | 6 | 0.13524
70615 | 5.51 | 0.8 | 365 | 5.0185 | 0.10144 | 5 | 0.11992
70618 | 4.64 | 0.8 | 365 | 4.2261 | 0.50648 | 4 | 0.73257
70610 | 9.135 | 1 | 365 | 10.4001 | 0.93391 | 11 | 0.33405
70619 | 14 | 0.8 | 365 | 12.7511 | 0.6661 | 13 | 0.41723
70621 | 11.61 | 0.8 | 365 | 10.5743 | 0.28453 | 10 | 0.85886
70622 | 9.24 | 0.8 | 365 | 8.4157 | 0.93963 | 9 | 0.35537
70624 | 10.73 | 0.8 | 365 | 9.7728 | 0.67123 | 10 | 0.44406
70626 | 9.57 | 0.8 | 365 | 8.7163 | 0.54461 | 9 | 0.26092
70481 | 6.867 | 0.8 | 365 | 6.2544 | 0.58922 | 6 | 0.84365
70148 | 4.56 | 0.8 | 365 | 4.1532 | 0.35982 | 4 | 0.51304
70630 | 6.095 | 0.8 | 365 | 5.5513 | 0.17392 | 5 | 0.72521
70483 | 7.035 | 0.8 | 365 | 6.4074 | 0.89721 | 7 | 0.30466
70629 | 4.725 | 0.8 | 365 | 4.3035 | 0.66231 | 4 | 0.96581
70631 | 2.32 | 0.8 | 365 | 2.113 | 0.25324 | 2 | 0.36628
42993 | 16.9 | 1 | 365 | 19.2405 | 0.72831 | 19 | 0.96885
68528 | 10.395 | 0.8 | 365 | 9.4677 | 0.057079 | 9 | 0.52479
70633 | 2.61 | 0.8 | 365 | 2.3772 | 0.78489 | 3 | 0.16207
70635 | 2.16 | 0.8 | 365 | 1.9673 | 0.95991 | 2 | 0.92723
70638 | 3.51 | 0.8 | 365 | 3.1969 | 0.43486 | 3 | 0.63175
70639 | 3.24 | 0.8 | 365 | 2.951 | 0.93987 | 3 | 0.89084
70640 | 9.24 | 0.8 | 365 | 8.4157 | 0.93963 | 9 | 0.35537
70641 | 4.06 | 0.8 | 365 | 3.6978 | 0.44317 | 4 | 0.141
70642 | 2.61 | 0.8 | 365 | 2.3772 | 0.78489 | 3 | 0.16207
70644 | 11.76 | 0.8 | 365 | 10.7109 | 0.55952 | 11 | 0.27047
70645 | 6.44 | 0.8 | 365 | 5.8655 | 0.80641 | 6 | 0.67192
70646 | 2.24 | 0.8 | 365 | 2.0402 | 0.10658 | 2 | 0.14676
70647 | 4.06 | 0.8 | 365 | 3.6978 | 0.44317 | 4 | 0.141
70648 | 5.6 | 0.8 | 365 | 5.1005 | 0.26644 | 5 | 0.36689
70649 | 8.91 | 0.8 | 365 | 8.1152 | 0.33464 | 8 | 0.44982
70650 | 3.92 | 0.8 | 365 | 3.5703 | 0.18651 | 3 | 0.75682
70651 | 4.48 | 0.8 | 365 | 4.0804 | 0.21315 | 4 | 0.29351
70652 | 7.848 | 0.8 | 365 | 7.1479 | 0.38768 | 7 | 0.5356
70654 | 8.84 | 0.8 | 365 | 8.0514 | 0.20631 | 8 | 0.25774
70655 | 13.395 | 0.8 | 365 | 12.2001 | 0.55696 | 12 | 0.75705
70682 | 7.245 | 0.8 | 365 | 6.5987 | 0.28221 | 6 | 0.88092
70683 | 9.12 | 0.8 | 365 | 8.3064 | 0.71963 | 9 | 0.02608
70130 | 11.395 | 0.8 | 365 | 10.3785 | 0.89037 | 11 | 0.26888
70685 | 5.44 | 0.8 | 365 | 4.9547 | 0.97311 | 5 | 0.92784
70686 | 7.2 | 0.8 | 365 | 6.5577 | 0.19971 | 6 | 0.75743
69769 | 9.54 | 0.8 | 365 | 8.689 | 0.48961 | 9 | 0.1786
69386 | 3.24 | 0.8 | 365 | 2.951 | 0.93987 | 3 | 0.89084
70497 | 8.64 | 0.8 | 365 | 7.8693 | 0.83965 | 8 | 0.70892
70571 | 6.44 | 0.8 | 365 | 5.8655 | 0.80641 | 6 | 0.67192
70688 | 7.935 | 0.8 | 365 | 7.2272 | 0.54718 | 7 | 0.77434
70689 | 12.285 | 0.8 | 365 | 11.1891 | 0.522 | 11 | 0.71112
70500 | 7.84 | 0.8 | 365 | 7.1406 | 0.37302 | 7 | 0.51365
70581 | 5.6 | 0.8 | 365 | 5.1005 | 0.26644 | 5 | 0.36689
70691 | 16.9 | 0.8 | 365 | 15.3924 | 0.98265 | 16 | 0.37508
70693 | 9.1 | 0.8 | 365 | 8.2882 | 0.68296 | 8 | 0.9712
70702 | 2.56 | 0.8 | 365 | 2.3316 | 0.69323 | 3 | 0.024864
70704 | 9.92 | 0.8 | 365 | 9.0351 | 0.18626 | 9 | 0.22135
70707 | 6.625 | 0.8 | 365 | 6.034 | 0.14556 | 6 | 0.17958
70708 | 2.745 | 0.8 | 365 | 2.5001 | 0.032389 | 2 | 0.53252
70160 | 8.41 | 0.8 | 365 | 7.6598 | 0.41799 | 8 | 0.077777
70164 | 4.8 | 0.8 | 365 | 4.3718 | 0.79981 | 5 | 0.17162
70717 | 6.3 | 0.8 | 365 | 5.738 | 0.54974 | 6 | 0.28775
70720 | 4.94 | 0.8 | 365 | 4.4993 | 0.056466 | 4 | 0.55579
70725 | 6.48 | 0.8 | 365 | 5.902 | 0.87974 | 6 | 0.78169
70726 | 3.924 | 0.8 | 365 | 3.574 | 0.19384 | 3 | 0.7678
70727 | 7.2 | 0.8 | 365 | 6.5577 | 0.19971 | 6 | 0.75743
70733 | 9.36 | 0.8 | 365 | 8.525 | 0.15962 | 8 | 0.68466
70734 | 7.56 | 0.8 | 365 | 6.8856 | 0.85969 | 7 | 0.7453
70735 | 2.385 | 0.8 | 365 | 2.1722 | 0.3724 | 2 | 0.54465
70738 | 11.89 | 0.8 | 365 | 10.8294 | 0.79785 | 11 | 0.6272
70739 | 9 | 0.8 | 365 | 8.1972 | 0.49964 | 8 | 0.69679
63832 | 181.125 | 0.9 | 365 | 185.5887 | 0.56205 | 186 | 0.15074
63367 | 99.36 | 0.9 | 365 | 101.8087 | 0.92547 | 102 | 0.73412
63738 | 150.765 | 0.9 | 365 | 154.4805 | 0.94594 | 155 | 0.42643
34901 | 1249.92 | 1 | 365 | 1423.0259 | 0.33667 | 1423 | 0.36259
70740 | 6.1 | 0.8 | 365 | 5.5558 | 0.18309 | 5 | 0.73893
70737 | 5.7 | 0.8 | 365 | 5.1915 | 0.44977 | 5 | 0.6413
54640 | 193.05 | 1 | 365 | 219.7862 | 0.39647 | 220 | 0.18266
62258 | 187.2 | 1 | 365 | 213.126 | 0.99052 | 214 | 0.11652
70590 | 9.62 | 0.8 | 365 | 8.7618 | 0.63628 | 9 | 0.39812
70741 | 4.2 | 0.8 | 365 | 3.8253 | 0.69983 | 4 | 0.52517
70742 | 7.56 | 0.8 | 365 | 6.8856 | 0.85969 | 7 | 0.7453
70743 | 5.6 | 0.8 | 365 | 5.1005 | 0.26644 | 5 | 0.36689
70744 | 3.71 | 0.8 | 365 | 3.379 | 0.80152 | 4 | 0.18057
70745 | 5.6 | 0.8 | 365 | 5.1005 | 0.26644 | 5 | 0.36689
70747 | 7.125 | 0.8 | 365 | 6.4894 | 0.062211 | 6 | 0.55162
70748 | 10.64 | 0.8 | 365 | 9.6909 | 0.50624 | 10 | 0.19709
70749 | 5.22 | 0.8 | 365 | 4.7543 | 0.56979 | 5 | 0.32414
63046 | 186.3 | 0.9 | 365 | 190.8912 | 0.23525 | 191 | 0.12648
70753 | 10.5 | 0.8 | 365 | 9.5633 | 0.24957 | 9 | 0.81292
70755 | 10.5 | 0.8 | 365 | 9.5633 | 0.24957 | 9 | 0.81292
70746 | 7.695 | 0.8 | 365 | 7.0086 | 0.10719 | 7 | 0.11575
70754 | 8.525 | 0.8 | 365 | 7.7645 | 0.62882 | 8 | 0.39335
70757 | 4.8 | 0.8 | 365 | 4.3718 | 0.79981 | 5 | 0.17162
70758 | 9.57 | 0.8 | 365 | 8.7163 | 0.54461 | 9 | 0.26092
70759 | 9.72 | 0.8 | 365 | 8.8529 | 0.81961 | 9 | 0.67253
70762 | 3.9 | 0.8 | 365 | 3.5521 | 0.14984 | 3 | 0.70194
70761 | 11.52 | 0.8 | 365 | 10.4924 | 0.11953 | 10 | 0.61189
70763 | 6.93 | 0.8 | 365 | 6.3118 | 0.70472 | 7 | 0.016528
70764 | 4.48 | 0.8 | 365 | 4.0804 | 0.21315 | 4 | 0.29351
70765 | 12.42 | 0.8 | 365 | 11.3121 | 0.7695 | 12 | 0.081569
70767 | 5.12 | 0.8 | 365 | 4.6633 | 0.38646 | 5 | 0.049729
70773 | 9.24 | 0.8 | 365 | 8.4157 | 0.93963 | 9 | 0.35537
70776 | 8.58 | 0.8 | 365 | 7.8146 | 0.72965 | 8 | 0.54427
70777 | 4.41 | 0.8 | 365 | 4.0166 | 0.084821 | 4 | 0.10143
70778 | 7.25 | 0.8 | 365 | 6.6033 | 0.29137 | 6 | 0.89464
70779 | 6.38 | 0.8 | 365 | 5.8109 | 0.69641 | 6 | 0.50728
70768 | 7.68 | 0.8 | 365 | 6.9949 | 0.079689 | 7 | 0.074593
70775 | 8.505 | 0.8 | 365 | 7.7463 | 0.59216 | 8 | 0.33847
70780 | 8.99 | 0.8 | 365 | 8.188 | 0.4813 | 8 | 0.66935
70781 | 3.19 | 0.8 | 365 | 2.9054 | 0.8482 | 3 | 0.75364
70782 | 6 | 0.8 | 365 | 5.4648 | 0.99976 | 6 | 0.46453
70785 | 3.64 | 0.8 | 365 | 3.3153 | 0.67319 | 3 | 0.98848
70787 | 2.7 | 0.8 | 365 | 2.4591 | 0.94989 | 3 | 0.40904
70786 | 3.445 | 1 | 365 | 3.9221 | 0.89462 | 4 | 0.81673
70783 | 9.9 | 0.8 | 365 | 9.0169 | 0.1496 | 9 | 0.16647
70788 | 6.48 | 0.8 | 365 | 5.902 | 0.87974 | 6 | 0.78169
70789 | 6.44 | 0.8 | 365 | 5.8655 | 0.80641 | 6 | 0.67192
70790 | 4.48 | 0.8 | 365 | 4.0804 | 0.21315 | 4 | 0.29351
70791 | 2.52 | 0.8 | 365 | 2.2952 | 0.6199 | 2 | 0.9151
70792 | 2.52 | 0.8 | 365 | 2.2952 | 0.6199 | 2 | 0.9151
48810 | 3.12 | 1 | 365 | 3.5521 | 0.14984 | 3 | 0.70194
70793 | 3.36 | 0.8 | 365 | 3.0603 | 0.15986 | 3 | 0.22013
70794 | 6.4 | 0.8 | 365 | 5.8291 | 0.73307 | 6 | 0.56216
70795 | 5.6 | 0.8 | 365 | 5.1005 | 0.26644 | 5 | 0.36689
70797 | 6.09 | 0.8 | 365 | 5.5467 | 0.16475 | 5 | 0.71149
70798 | 12.47 | 0.8 | 365 | 11.3576 | 0.86116 | 12 | 0.21877
70799 | 8.1 | 0.8 | 365 | 7.3774 | 0.84967 | 8 | 0.22711
70796 | 8.7 | 0.8 | 365 | 7.9239 | 0.94965 | 8 | 0.87356
70800 | 3.92 | 0.8 | 365 | 3.5703 | 0.18651 | 3 | 0.75682
70801 | 3.64 | 0.8 | 365 | 3.3153 | 0.67319 | 3 | 0.98848
68541 | 13.545 | 0.8 | 365 | 12.3367 | 0.83195 | 13 | 0.16867
70575 | 11.2 | 0.8 | 365 | 10.2009 | 0.53288 | 10 | 0.73378
70771 | 9.24 | 0.8 | 365 | 8.4157 | 0.93963 | 9 | 0.35537
70803 | 8.48 | 0.8 | 365 | 7.7235 | 0.54632 | 8 | 0.26986
70804 | 8.68 | 0.8 | 365 | 7.9057 | 0.91298 | 8 | 0.81868
70805 | 5.04 | 0.8 | 365 | 4.5904 | 0.2398 | 4 | 0.8302
70811 | 5.13 | 0.8 | 365 | 4.6724 | 0.40479 | 5 | 0.07717
70809 | 10.5 | 0.8 | 365 | 9.5633 | 0.24957 | 9 | 0.81292
70810 | 11.16 | 0.8 | 365 | 10.1645 | 0.45955 | 10 | 0.62402
70814 | 7.194 | 0.8 | 365 | 6.5523 | 0.18871 | 6 | 0.74097
70815 | 14.49 | 0.8 | 365 | 13.1974 | 0.56441 | 13 | 0.76183
70818 | 5.76 | 0.8 | 365 | 5.2462 | 0.55977 | 5 | 0.80595
70820 | 9.81 | 0.8 | 365 | 8.9349 | 0.9846 | 9 | 0.9195
70821 | 8.97 | 0.8 | 365 | 8.1698 | 0.44464 | 8 | 0.61447
70330 | 8.12 | 0.8 | 365 | 7.3957 | 0.88634 | 8 | 0.28199
70822 | 5.8 | 0.8 | 365 | 5.2826 | 0.6331 | 5 | 0.91571
70823 | 12.915 | 0.8 | 365 | 11.7629 | 0.67698 | 12 | 0.43989
70824 | 16.47 | 0.8 | 365 | 15.0008 | 0.19433 | 15 | 0.19512
70826 | 11.76 | 0.8 | 365 | 10.7109 | 0.55952 | 11 | 0.27047
70827 | 4.32 | 0.8 | 365 | 3.9346 | 0.91982 | 4 | 0.85446
70828 | 3.92 | 0.8 | 365 | 3.5703 | 0.18651 | 3 | 0.75682
70825 | 6.405 | 0.8 | 365 | 5.8336 | 0.74224 | 6 | 0.57588
70830 | 8.68 | 0.8 | 365 | 7.9057 | 0.91298 | 8 | 0.81868
70831 | 13.42 | 0.8 | 365 | 12.2229 | 0.60279 | 12 | 0.82566
70489 | 6.7 | 0.8 | 365 | 6.1023 | 0.28306 | 6 | 0.38539
70494 | 8.505 | 0.8 | 365 | 7.7463 | 0.59216 | 8 | 0.33847
70283 | 9.36 | 0.8 | 365 | 8.525 | 0.15962 | 8 | 0.68466
70832 | 2.52 | 0.8 | 365 | 2.2952 | 0.6199 | 2 | 0.9151
70834 | 5.04 | 0.8 | 365 | 4.5904 | 0.2398 | 4 | 0.8302
70835 | 8.41 | 0.8 | 365 | 7.6598 | 0.41799 | 8 | 0.077777
70836 | 5.88 | 0.8 | 365 | 5.3555 | 0.77976 | 6 | 0.13524
70837 | 4.76 | 0.8 | 365 | 4.3354 | 0.72647 | 5 | 0.061857
70838 | 4.68 | 0.8 | 365 | 4.2625 | 0.57981 | 4 | 0.84233
70842 | 3 | 0.8 | 365 | 2.7324 | 0.49988 | 3 | 0.23226
34252 | 805.14 | 0.8 | 365 | 733.3174 | 0.057365 | 733 | 0.37475
70844 | 4.24 | 0.8 | 365 | 3.8618 | 0.77316 | 4 | 0.63493
70684 | 9.765 | 1 | 365 | 11.1174 | 0.37763 | 11 | 0.49502
51713 | 652.05 | 0.9 | 365 | 668.1193 | 0.82339 | 668 | 0.94267
3816 | 1265.22 | 0.7 | 365 | 1008.3114 | 0.57888 | 1008 | 0.89029
70431 | 7.425 | 0.8 | 365 | 6.7627 | 0.6122 | 7 | 0.37485
70472 | 9.01 | 0.8 | 365 | 8.2063 | 0.51797 | 8 | 0.72423
67640 | 8.175 | 0.8 | 365 | 7.4457 | 0.98717 | 8 | 0.43292
13225 | 1414.32 | 1 | 365 | 1610.1943 | 0.078341 | 1610 | 0.27261
69115 | 8.19 | 1 | 365 | 9.3243 | 0.76834 | 10 | 0.092598
35305 | 35.64 | 0.9 | 365 | 36.5183 | 0.50587 | 37 | 0.024196
53584 | 599.04 | 1 | 365 | 682.0032 | 0.76965 | 682 | 0.77285
70712 | 7.83 | 1 | 365 | 8.9144 | 0.94335 | 9 | 0.85776
70690 | 8.64 | 1 | 365 | 9.8366 | 0.79956 | 10 | 0.63615
68856 | 9.81 | 0.8 | 365 | 8.9349 | 0.9846 | 9 | 0.9195
70701 | 7.41 | 0.8 | 365 | 6.749 | 0.5847 | 7 | 0.33369
13226 | 1413.965 | 1 | 365 | 1609.7901 | 0.26482 | 1610 | 0.05492
70843 | 3.92 | 0.8 | 365 | 3.5703 | 0.18651 | 3 | 0.75682
70845 | 6.44 | 0.8 | 365 | 5.8655 | 0.80641 | 6 | 0.67192
70846 | 5.6 | 0.8 | 365 | 5.1005 | 0.26644 | 5 | 0.36689
70847 | 12.47 | 0.8 | 365 | 11.3576 | 0.86116 | 12 | 0.21877
70849 | 5.88 | 0.8 | 365 | 5.3555 | 0.77976 | 6 | 0.13524
70852 | 2.52 | 0.8 | 365 | 2.2952 | 0.6199 | 2 | 0.9151
70857 | 6.09 | 0.8 | 365 | 5.5467 | 0.16475 | 5 | 0.71149
70858 | 5.4 | 0.8 | 365 | 4.9183 | 0.89978 | 5 | 0.81807
70861 | 5.4 | 0.8 | 365 | 4.9183 | 0.89978 | 5 | 0.81807
70860 | 10.08 | 0.8 | 365 | 9.1808 | 0.47959 | 9 | 0.6604
70862 | 5.6 | 0.8 | 365 | 5.1005 | 0.26644 | 5 | 0.36689
34626 | 61.6 | 0.8 | 365 | 56.105 | 0.93084 | 57 | 0.035801
42561 | 13 | 0.8 | 365 | 11.8403 | 0.83281 | 12 | 0.67314
70863 | 11.89 | 0.8 | 365 | 10.8294 | 0.79785 | 11 | 0.6272
70865 | 3.78 | 0.8 | 365 | 3.4428 | 0.92985 | 4 | 0.37265
70866 | 2.52 | 0.8 | 365 | 2.2952 | 0.6199 | 2 | 0.9151
70868 | 6.72 | 0.8 | 365 | 6.1205 | 0.31973 | 6 | 0.44027
70869 | 2.52 | 0.8 | 365 | 2.2952 | 0.6199 | 2 | 0.9151
70870 | 6.16 | 0.8 | 365 | 5.6105 | 0.29308 | 5 | 0.90358
70876 | 7.28 | 0.8 | 365 | 6.6306 | 0.34637 | 6 | 0.97696
70882 | 3.64 | 0.8 | 365 | 3.3153 | 0.67319 | 3 | 0.98848
51714 | 256.26 | 0.9 | 365 | 262.5753 | 0.52456 | 263 | 0.099897
55288 | 15.6 | 1 | 365 | 17.7605 | 0.74921 | 18 | 0.50971
70881 | 6.615 | 0.8 | 365 | 6.0249 | 0.12723 | 6 | 0.15214
68009 | 6.93 | 0.8 | 365 | 6.3118 | 0.70472 | 7 | 0.016528
70885 | 3.92 | 0.8 | 365 | 3.5703 | 0.18651 | 3 | 0.75682
70289 | 4.275 | 0.8 | 365 | 3.8936 | 0.83733 | 4 | 0.73097
70888 | 7.28 | 0.8 | 365 | 6.6306 | 0.34637 | 6 | 0.97696
70889 | 6.44 | 0.8 | 365 | 5.8655 | 0.80641 | 6 | 0.67192
70891 | 4.2 | 0.8 | 365 | 3.8253 | 0.69983 | 4 | 0.52517
70892 | 3.92 | 0.8 | 365 | 3.5703 | 0.18651 | 3 | 0.75682
70893 | 7.28 | 0.8 | 365 | 6.6306 | 0.34637 | 6 | 0.97696
70926 | 11.66 | 0.8 | 365 | 10.6199 | 0.37619 | 10 | 0.99606
70898 | 4.06 | 0.8 | 365 | 3.6978 | 0.44317 | 4 | 0.141
70897 | 9.24 | 0.8 | 365 | 8.4157 | 0.93963 | 9 | 0.35537
70899 | 4.35 | 0.8 | 365 | 3.962 | 0.97482 | 4 | 0.93678
70901 | 4.05 | 0.8 | 365 | 3.6887 | 0.42484 | 4 | 0.11356
70902 | 13.8 | 0.8 | 365 | 12.569 | 0.29944 | 12 | 0.86841
70895 | 5.88 | 0.8 | 365 | 5.3555 | 0.77976 | 6 | 0.13524
70906 | 11.02 | 0.8 | 365 | 10.037 | 0.20289 | 10 | 0.23985
70907 | 4.35 | 0.8 | 365 | 3.962 | 0.97482 | 4 | 0.93678
70908 | 9.8 | 0.8 | 365 | 8.9258 | 0.96627 | 9 | 0.89206
70910 | 5.32 | 0.8 | 365 | 4.8454 | 0.75312 | 5 | 0.59855
70912 | 6.16 | 0.8 | 365 | 5.6105 | 0.29308 | 5 | 0.90358
70913 | 9.99 | 0.8 | 365 | 9.0988 | 0.3146 | 9 | 0.41344
70917 | 10.15 | 0.8 | 365 | 9.2446 | 0.60792 | 9 | 0.85249
70854 | 2.32 | 0.8 | 365 | 2.113 | 0.25324 | 2 | 0.36628
70918 | 10.98 | 0.8 | 365 | 10.0005 | 0.12955 | 10 | 0.13008
70919 | 6.3 | 0.8 | 365 | 5.738 | 0.54974 | 6 | 0.28775
70920 | 17.658 | 0.8 | 365 | 16.0828 | 0.37228 | 16 | 0.4551
70922 | 3.77 | 0.8 | 365 | 3.4337 | 0.91151 | 4 | 0.34521
70921 | 5.865 | 0.8 | 365 | 5.3418 | 0.75226 | 6 | 0.094074
70923 | 3.64 | 0.8 | 365 | 3.3153 | 0.67319 | 3 | 0.98848
61069 | 1423.17 | 0.8 | 365 | 1296.2159 | 0.087314 | 1296 | 0.30326
70924 | 12.255 | 0.8 | 365 | 11.1618 | 0.467 | 11 | 0.62879
70927 | 4.8 | 0.8 | 365 | 4.3718 | 0.79981 | 5 | 0.17162
70928 | 4.48 | 0.8 | 365 | 4.0804 | 0.21315 | 4 | 0.29351
70931 | 4.32 | 0.8 | 365 | 3.9346 | 0.91982 | 4 | 0.85446
70932 | 8.8 | 0.8 | 365 | 8.015 | 0.13298 | 8 | 0.14797
70925 | 6.4 | 0.8 | 365 | 5.8291 | 0.73307 | 6 | 0.56216
70933 | 4.4 | 0.8 | 365 | 4.0075 | 0.066488 | 4 | 0.073986
70934 | 7.04 | 0.8 | 365 | 6.412 | 0.90638 | 7 | 0.31838
70935 | 7.36 | 0.8 | 365 | 6.7035 | 0.49304 | 7 | 0.19649
70937 | 7.56 | 0.8 | 365 | 6.8856 | 0.85969 | 7 | 0.7453
70939 | 4.2 | 0.8 | 365 | 3.8253 | 0.69983 | 4 | 0.52517
70941 | 3.64 | 0.8 | 365 | 3.3153 | 0.67319 | 3 | 0.98848
70942 | 12.2 | 0.8 | 365 | 11.1117 | 0.36617 | 11 | 0.47787
70943 | 8.96 | 0.8 | 365 | 8.1607 | 0.4263 | 8 | 0.58703
70944 | 5.04 | 0.8 | 365 | 4.5904 | 0.2398 | 4 | 0.8302
70945 | 7.2 | 0.8 | 365 | 6.5577 | 0.19971 | 6 | 0.75743
70946 | 7.2 | 1 | 365 | 8.1972 | 0.49964 | 8 | 0.69679
70947 | 11.655 | 0.8 | 365 | 10.6153 | 0.36703 | 10 | 0.98234
70948 | 7.56 | 0.8 | 365 | 6.8856 | 0.85969 | 7 | 0.7453
70949 | 10.395 | 0.8 | 365 | 9.4677 | 0.057079 | 9 | 0.52479
70950 | 6.4 | 0.8 | 365 | 5.8291 | 0.73307 | 6 | 0.56216
70952 | 6.4 | 0.8 | 365 | 5.8291 | 0.73307 | 6 | 0.56216
70953 | 6.6 | 0.8 | 365 | 6.0112 | 0.099732 | 6 | 0.11098
70954 | 5.355 | 0.8 | 365 | 4.8773 | 0.81728 | 5 | 0.69459
59048 | 574.86 | 1 | 365 | 654.4744 | 0.35837 | 654 | 0.8328
70955 | 20.25 | 0.8 | 365 | 18.4436 | 0.12418 | 18 | 0.56778
70951 | 9.92 | 0.8 | 365 | 9.0351 | 0.18626 | 9 | 0.22135
70956 | 12.753 | 0.8 | 365 | 11.6154 | 0.37998 | 11 | 0.99535
70957 | 12.32 | 0.8 | 365 | 11.221 | 0.58617 | 11 | 0.80716
70959 | 7.28 | 0.8 | 365 | 6.6306 | 0.34637 | 6 | 0.97696
70960 | 6.72 | 0.8 | 365 | 6.1205 | 0.31973 | 6 | 0.44027
70961 | 11.76 | 0.8 | 365 | 10.7109 | 0.55952 | 11 | 0.27047
70962 | 13.2 | 0.8 | 365 | 12.0225 | 0.19946 | 12 | 0.22196
70963 | 5.51 | 0.8 | 365 | 5.0185 | 0.10144 | 5 | 0.11992
70964 | 4.76 | 0.8 | 365 | 4.3354 | 0.72647 | 5 | 0.061857
70965 | 7.84 | 0.8 | 365 | 7.1406 | 0.37302 | 7 | 0.51365
70966 | 3.92 | 0.8 | 365 | 3.5703 | 0.18651 | 3 | 0.75682
70967 | 7.245 | 0.8 | 365 | 6.5987 | 0.28221 | 6 | 0.88092
70968 | 5.4 | 0.8 | 365 | 4.9183 | 0.89978 | 5 | 0.81807
70969 | 3.27 | 0.8 | 365 | 2.9783 | 0.99487 | 3 | 0.97317
70971 | 2.32 | 0.8 | 365 | 2.113 | 0.25324 | 2 | 0.36628
70970 | 8.925 | 1 | 365 | 10.1611 | 0.45267 | 10 | 0.61373
70973 | 8.96 | 0.8 | 365 | 8.1607 | 0.4263 | 8 | 0.58703
70974 | 5.88 | 0.8 | 365 | 5.3555 | 0.77976 | 6 | 0.13524
70871 | 705.6 | 0.9 | 365 | 722.989 | 0.26782 | 723 | 0.2568
70872 | 705.6 | 0.9 | 365 | 722.989 | 0.26782 | 723 | 0.2568
70873 | 604.8 | 0.9 | 365 | 619.7048 | 0.37242 | 620 | 0.077257
70877 | 655.2 | 0.8 | 365 | 596.7528 | 0.17344 | 596 | 0.92625
70975 | 8.04 | 0.8 | 365 | 7.3228 | 0.73967 | 8 | 0.062465
70977 | 7.59 | 0.8 | 365 | 6.9129 | 0.91469 | 7 | 0.82763
70978 | 4.48 | 0.8 | 365 | 4.0804 | 0.21315 | 4 | 0.29351
70982 | 4.2 | 0.8 | 365 | 3.8253 | 0.69983 | 4 | 0.52517
70985 | 8.96 | 0.8 | 365 | 8.1607 | 0.4263 | 8 | 0.58703
70988 | 9.8 | 0.8 | 365 | 8.9258 | 0.96627 | 9 | 0.89206
70984 | 4.41 | 0.8 | 365 | 4.0166 | 0.084821 | 4 | 0.10143
70986 | 20.88 | 0.8 | 365 | 19.0174 | 0.27915 | 19 | 0.29655
70990 | 4.48 | 0.8 | 365 | 4.0804 | 0.21315 | 4 | 0.29351
70896 | 655.2 | 0.8 | 365 | 596.7528 | 0.17344 | 596 | 0.92625
70880 | 604.8 | 0.8 | 365 | 550.8487 | 0.77549 | 551 | 0.62423
70992 | 13.72 | 0.8 | 365 | 12.4961 | 0.15278 | 12 | 0.64888
70976 | 5.4 | 0.8 | 365 | 4.9183 | 0.89978 | 5 | 0.81807
70993 | 15.696 | 0.8 | 365 | 14.2958 | 0.77536 | 15 | 0.0712
70997 | 10.5 | 0.8 | 365 | 9.5633 | 0.24957 | 9 | 0.81292
70998 | 8.4 | 0.8 | 365 | 7.6507 | 0.39966 | 8 | 0.050337
43633 | 12.4 | 0.8 | 365 | 11.2939 | 0.73283 | 12 | 0.026687
70999 | 4.55 | 0.8 | 365 | 4.1441 | 0.34148 | 4 | 0.4856
71000 | 8.04 | 0.8 | 365 | 7.3228 | 0.73967 | 8 | 0.062465
71001 | 11.2 | 0.8 | 365 | 10.2009 | 0.53288 | 10 | 0.73378
71003 | 5.4 | 0.8 | 365 | 4.9183 | 0.89978 | 5 | 0.81807
49758 | 12 | 0.8 | 365 | 10.9295 | 0.99951 | 11 | 0.92905
63137 | 800.73 | 0.9 | 365 | 820.4634 | 0.46911 | 820 | 0.93249
71007 | 8.32 | 0.8 | 365 | 7.5778 | 0.253 | 7 | 0.83081
71008 | 2.52 | 0.8 | 365 | 2.2952 | 0.6199 | 2 | 0.9151
60848 | 663.3 | 0.7 | 365 | 528.614 | 0.020225 | 528 | 0.63419
71009 | 6.16 | 0.8 | 365 | 5.6105 | 0.29308 | 5 | 0.90358
71010 | 4.35 | 0.8 | 365 | 3.962 | 0.97482 | 4 | 0.93678
70539 | 9.52 | 0.8 | 365 | 8.6708 | 0.45295 | 9 | 0.12371
70550 | 4.48 | 0.8 | 365 | 4.0804 | 0.21315 | 4 | 0.29351
70878 | 705.6 | 0.8 | 365 | 642.6569 | 0.5714 | 643 | 0.22827
71013 | 11.2 | 0.8 | 365 | 10.2009 | 0.53288 | 10 | 0.73378
70553 | 4.93 | 0.8 | 365 | 4.4902 | 0.038134 | 4 | 0.52835
71015 | 9.52 | 0.8 | 365 | 8.6708 | 0.45295 | 9 | 0.12371
70620 | 2.7 | 0.8 | 365 | 2.4591 | 0.94989 | 3 | 0.40904
65346 | 90.75 | 1 | 365 | 103.3183 | 0.96415 | 104 | 0.28245
71016 | 7.56 | 0.8 | 365 | 6.8856 | 0.85969 | 7 | 0.7453
71019 | 5.04 | 0.8 | 365 | 4.5904 | 0.2398 | 4 | 0.8302
70829 | 4.93 | 0.8 | 365 | 4.4902 | 0.038134 | 4 | 0.52835
63339 | 94.52 | 0.9 | 365 | 96.8494 | 0.94319 | 97 | 0.79256
34817 | 479.96 | 0.9 | 365 | 491.7882 | 0.89561 | 492 | 0.68386
71020 | 3 | 0.8 | 365 | 2.7324 | 0.49988 | 3 | 0.23226
48891 | 51.1 | 0.7 | 365 | 40.7239 | 0.9711 | 41 | 0.69502
71022 | 12.81 | 0.8 | 365 | 11.6673 | 0.48448 | 12 | 0.15176
71017 | 4.24 | 0.8 | 365 | 3.8618 | 0.77316 | 4 | 0.63493
70994 | 2.88 | 0.8 | 365 | 2.6231 | 0.27988 | 2 | 0.90297
71002 | 9.315 | 0.8 | 365 | 8.4841 | 0.077122 | 8 | 0.56118
63347 | 300.22 | 0.7 | 365 | 239.259 | 0.59227 | 239 | 0.85125
71026 | 7.2 | 0.8 | 365 | 6.5577 | 0.19971 | 6 | 0.75743
71027 | 8.4 | 0.8 | 365 | 7.6507 | 0.39966 | 8 | 0.050337
71028 | 5.4 | 0.8 | 365 | 4.9183 | 0.89978 | 5 | 0.81807
71029 | 5.4 | 0.8 | 365 | 4.9183 | 0.89978 | 5 | 0.81807
71030 | 5.83 | 0.8 | 365 | 5.3099 | 0.6881 | 5 | 0.99803
71031 | 7.2 | 0.8 | 365 | 6.5577 | 0.19971 | 6 | 0.75743
71032 | 5.4 | 0.8 | 365 | 4.9183 | 0.89978 | 5 | 0.81807
71033 | 7.84 | 0.8 | 365 | 7.1406 | 0.37302 | 7 | 0.51365
71035 | 3.64 | 0.8 | 365 | 3.3153 | 0.67319 | 3 | 0.98848
71036 | 5.4 | 0.8 | 365 | 4.9183 | 0.89978 | 5 | 0.81807
71037 | 7.84 | 0.8 | 365 | 7.1406 | 0.37302 | 7 | 0.51365
71038 | 6.21 | 0.8 | 365 | 5.656 | 0.38475 | 6 | 0.040784
71039 | 12.42 | 0.8 | 365 | 11.3121 | 0.7695 | 12 | 0.081569
71040 | 12.76 | 0.8 | 365 | 11.6217 | 0.39282 | 12 | 0.014559
30569 | 1118.72 | 1 | 365 | 1273.6556 | 0.67665 | 1274 | 0.33221
20174 | 1385.7 | 1 | 365 | 1577.6106 | 0.49229 | 1578 | 0.10287
30580 | 899.84 | 1 | 365 | 1024.4621 | 0.087741 | 1024 | 0.54982
30594 | 1382.4 | 1 | 365 | 1573.8536 | 0.92996 | 1574 | 0.78351
33996 | 1335.15 | 1 | 365 | 1520.0597 | 0.6511 | 1520 | 0.71083
70874 | 655.2 | 0.9 | 365 | 671.3469 | 0.32012 | 671 | 0.66703
70890 | 10.5 | 0.8 | 365 | 9.5633 | 0.24957 | 9 | 0.81292
70911 | 3.36 | 0.8 | 365 | 3.0603 | 0.15986 | 3 | 0.22013
50182 | 12.72 | 0.8 | 365 | 11.5853 | 0.31948 | 11 | 0.9048
70979 | 9.6 | 0.8 | 365 | 8.7436 | 0.59961 | 9 | 0.34324
70989 | 6.6 | 0.8 | 365 | 6.0112 | 0.099732 | 6 | 0.11098
70991 | 8.502 | 0.8 | 365 | 7.7436 | 0.58666 | 8 | 0.33023
70995 | 9 | 0.8 | 365 | 8.1972 | 0.49964 | 8 | 0.69679
70996 | 8.4 | 0.8 | 365 | 7.6507 | 0.39966 | 8 | 0.050337
51582 | 166.4 | 0.9 | 365 | 170.5008 | 0.19241 | 170 | 0.69321
59640 | 5.3 | 1 | 365 | 6.034 | 0.14556 | 6 | 0.17958
32923 | 2530.8 | 1 | 365 | 2881.2996 | 0.62177 | 2881 | 0.92138
70658 | 9.6 | 1 | 365 | 10.9295 | 0.99951 | 11 | 0.92905
49504 | 12.19 | 1 | 365 | 13.8782 | 0.9348 | 14 | 0.81304
71041 | 12 | 0.8 | 365 | 10.9295 | 0.99951 | 11 | 0.92905
71043 | 11.52 | 0.8 | 365 | 10.4924 | 0.11953 | 10 | 0.61189
71044 | 8.1 | 0.8 | 365 | 7.3774 | 0.84967 | 8 | 0.22711
71045 | 12.32 | 0.8 | 365 | 11.221 | 0.58617 | 11 | 0.80716
71046 | 10.2 | 0.8 | 365 | 9.2901 | 0.69959 | 9 | 0.98969
36214 | 39.894 | 0.9 | 365 | 40.8772 | 0.27956 | 41 | 0.15671
71048 | 5.1 | 0.8 | 365 | 4.6451 | 0.34979 | 4 | 0.99485
71051 | 5.46 | 0.8 | 365 | 4.9729 | 0.0097787 | 4 | 0.98272
71054 | 5.1 | 0.8 | 365 | 4.6451 | 0.34979 | 4 | 0.99485
71055 | 3 | 0.8 | 365 | 2.7324 | 0.49988 | 3 | 0.23226
71056 | 4.68 | 0.8 | 365 | 4.2625 | 0.57981 | 4 | 0.84233
71057 | 6.3 | 0.8 | 365 | 5.738 | 0.54974 | 6 | 0.28775
71059 | 7.5 | 0.8 | 365 | 6.831 | 0.7497 | 7 | 0.58066
71061 | 9.86 | 0.8 | 365 | 8.9804 | 0.076267 | 9 | 0.056705
71014 | 31.5 | 0.9 | 365 | 32.2763 | 0.96731 | 33 | 0.24361
71062 | 6.16 | 0.8 | 365 | 5.6105 | 0.29308 | 5 | 0.90358
71064 | 7 | 0.8 | 365 | 6.3756 | 0.83305 | 7 | 0.20861
71066 | 8.68 | 0.8 | 365 | 7.9057 | 0.91298 | 8 | 0.81868
71065 | 12.32 | 0.8 | 365 | 11.221 | 0.58617 | 11 | 0.80716
71067 | 6.72 | 0.8 | 365 | 6.1205 | 0.31973 | 6 | 0.44027
71069 | 7.84 | 0.8 | 365 | 7.1406 | 0.37302 | 7 | 0.51365
71070 | 10.8 | 0.8 | 365 | 9.8366 | 0.79956 | 10 | 0.63615
71071 | 3.36 | 0.8 | 365 | 3.0603 | 0.15986 | 3 | 0.22013
71072 | 2.24 | 0.8 | 365 | 2.0402 | 0.10658 | 2 | 0.14676
71073 | 9.45 | 0.8 | 365 | 8.607 | 0.32462 | 8 | 0.93163
71074 | 6.3 | 0.8 | 365 | 5.738 | 0.54974 | 6 | 0.28775
71053 | 7.41 | 0.8 | 365 | 6.749 | 0.5847 | 7 | 0.33369
71075 | 7.125 | 0.8 | 365 | 6.4894 | 0.062211 | 6 | 0.55162
70625 | 8.4 | 0.8 | 365 | 7.6507 | 0.39966 | 8 | 0.050337
70770 | 9.52 | 0.8 | 365 | 8.6708 | 0.45295 | 9 | 0.12371
71076 | 7 | 0.8 | 365 | 6.3756 | 0.83305 | 7 | 0.20861
70400 | 3.36 | 0.8 | 365 | 3.0603 | 0.15986 | 3 | 0.22013
70323 | 11.2 | 0.8 | 365 | 10.2009 | 0.53288 | 10 | 0.73378
71079 | 9.8 | 0.8 | 365 | 8.9258 | 0.96627 | 9 | 0.89206
71077 | 8.505 | 0.8 | 365 | 7.7463 | 0.59216 | 8 | 0.33847
71080 | 10.8 | 0.8 | 365 | 9.8366 | 0.79956 | 10 | 0.63615
71081 | 7.2 | 0.8 | 365 | 6.5577 | 0.19971 | 6 | 0.75743
71063 | 11.48 | 0.8 | 365 | 10.4559 | 0.046201 | 10 | 0.50213
71082 | 5.415 | 0.8 | 365 | 4.932 | 0.92728 | 5 | 0.85923
71083 | 4.8 | 0.8 | 365 | 4.3718 | 0.79981 | 5 | 0.17162
71085 | 5.22 | 0.8 | 365 | 4.7543 | 0.56979 | 5 | 0.32414
71086 | 7.5 | 0.8 | 365 | 6.831 | 0.7497 | 7 | 0.58066
71088 | 4.95 | 0.8 | 365 | 4.5084 | 0.074799 | 4 | 0.58323
71089 | 6.6 | 0.8 | 365 | 6.0112 | 0.099732 | 6 | 0.11098
71090 | 5.51 | 0.8 | 365 | 5.0185 | 0.10144 | 5 | 0.11992
71091 | 2.6 | 0.8 | 365 | 2.3681 | 0.76656 | 3 | 0.13463
40688 | 5.2 | 0.8 | 365 | 4.7361 | 0.53312 | 5 | 0.26926
71094 | 7.8 | 0.8 | 365 | 7.1042 | 0.29968 | 7 | 0.40388
71095 | 3.6 | 0.8 | 365 | 3.2789 | 0.59985 | 3 | 0.87872
64702 | 229.554 | 0.9 | 365 | 235.2112 | 0.44466 | 235 | 0.65584
71098 | 10.08 | 0.8 | 365 | 9.1808 | 0.47959 | 9 | 0.6604
64703 | 130.56 | 0.9 | 365 | 133.7776 | 0.27405 | 134 | 0.051598
71099 | 4.5 | 0.8 | 365 | 4.0986 | 0.24982 | 4 | 0.34839
71100 | 4.68 | 0.8 | 365 | 4.2625 | 0.57981 | 4 | 0.84233
34659 | 125.28 | 1 | 365 | 142.6305 | 0.093652 | 142 | 0.72413
70760 | 4.48 | 0.8 | 365 | 4.0804 | 0.21315 | 4 | 0.29351
71103 | 11.025 | 0.8 | 365 | 10.0415 | 0.21205 | 10 | 0.25357
64904 | 41.44 | 0.7 | 365 | 33.0254 | 0.4752 | 33 | 0.50062
71104 | 10.2 | 0.8 | 365 | 9.2901 | 0.69959 | 9 | 0.98969
71105 | 5.025 | 0.8 | 365 | 4.5767 | 0.2123 | 4 | 0.78904
71102 | 24.795 | 0.8 | 365 | 22.5832 | 0.45649 | 23 | 0.039654
71107 | 4.2 | 0.8 | 365 | 3.8253 | 0.69983 | 4 | 0.52517
71108 | 9.9 | 0.8 | 365 | 9.0169 | 0.1496 | 9 | 0.16647
71106 | 4.68 | 0.8 | 365 | 4.2625 | 0.57981 | 4 | 0.84233
70806 | 11.2 | 0.8 | 365 | 10.2009 | 0.53288 | 10 | 0.73378
70930 | 7.02 | 1 | 365 | 7.9922 | 0.087144 | 8 | 0.079369
71109 | 5.32 | 0.8 | 365 | 4.8454 | 0.75312 | 5 | 0.59855
71110 | 8.96 | 0.8 | 365 | 8.1607 | 0.4263 | 8 | 0.58703
71111 | 8.845 | 0.8 | 365 | 8.056 | 0.21547 | 8 | 0.27146
71052 | 5.1 | 0.8 | 365 | 4.6451 | 0.34979 | 4 | 0.99485
71113 | 4.845 | 0.8 | 365 | 4.4128 | 0.8823 | 5 | 0.2951
71114 | 13.08 | 0.8 | 365 | 11.9132 | 0.97947 | 12 | 0.89267
71116 | 8.32 | 0.8 | 365 | 7.5778 | 0.253 | 7 | 0.83081
71117 | 12.255 | 0.8 | 365 | 11.1618 | 0.467 | 11 | 0.62879
71118 | 2.52 | 0.8 | 365 | 2.2952 | 0.6199 | 2 | 0.9151
71120 | 6.72 | 0.8 | 365 | 6.1205 | 0.31973 | 6 | 0.44027
71121 | 6.09 | 0.8 | 365 | 5.5467 | 0.16475 | 5 | 0.71149
71124 | 6.44 | 0.8 | 365 | 5.8655 | 0.80641 | 6 | 0.67192
71126 | 5.88 | 0.8 | 365 | 5.3555 | 0.77976 | 6 | 0.13524
71125 | 4.76 | 0.8 | 365 | 4.3354 | 0.72647 | 5 | 0.061857
71128 | 7.8 | 0.8 | 365 | 7.1042 | 0.29968 | 7 | 0.40388
71129 | 6.05 | 0.8 | 365 | 5.5103 | 0.091421 | 5 | 0.60173
71130 | 5.32 | 0.8 | 365 | 4.8454 | 0.75312 | 5 | 0.59855
71131 | 3.77 | 0.8 | 365 | 3.4337 | 0.91151 | 4 | 0.34521
71132 | 6.96 | 0.8 | 365 | 6.3391 | 0.75972 | 7 | 0.09885
71133 | 7.425 | 0.8 | 365 | 6.7627 | 0.6122 | 7 | 0.37485
71137 | 8.4 | 0.8 | 365 | 7.6507 | 0.39966 | 8 | 0.050337
71136 | 5.886 | 0.8 | 365 | 5.3609 | 0.79076 | 6 | 0.1517
71140 | 9.6 | 0.8 | 365 | 8.7436 | 0.59961 | 9 | 0.34324
32137 | 1298.08 | 1 | 365 | 1477.8558 | 0.7009 | 1478 | 0.55667
71142 | 10.24 | 0.8 | 365 | 9.3265 | 0.77292 | 10 | 0.099458
71143 | 13.5 | 0.8 | 365 | 12.2957 | 0.74945 | 13 | 0.045184
71144 | 3.9 | 0.8 | 365 | 3.5521 | 0.14984 | 3 | 0.70194
71146 | 9.6 | 0.8 | 365 | 8.7436 | 0.59961 | 9 | 0.34324
71151 | 5.7 | 0.8 | 365 | 5.1915 | 0.44977 | 5 | 0.6413
71152 | 3.05 | 0.8 | 365 | 2.7779 | 0.59154 | 3 | 0.36947
71153 | 7.425 | 0.8 | 365 | 6.7627 | 0.6122 | 7 | 0.37485
71155 | 5.035 | 0.8 | 365 | 4.5859 | 0.23063 | 4 | 0.81648
71156 | 3.36 | 0.8 | 365 | 3.0603 | 0.15986 | 3 | 0.22013
71157 | 7.25 | 0.8 | 365 | 6.6033 | 0.29137 | 6 | 0.89464
65096 | 49.8 | 0.7 | 365 | 39.6879 | 0.88573 | 40 | 0.57362
70864 | 8.12 | 0.8 | 365 | 7.3957 | 0.88634 | 8 | 0.28199
70905 | 5.22 | 0.8 | 365 | 4.7543 | 0.56979 | 5 | 0.32414
70909 | 9.86 | 0.8 | 365 | 8.9804 | 0.076267 | 9 | 0.056705
32929 | 1341.9 | 1 | 365 | 1527.7446 | 0.11951 | 1527 | 0.86407
32930 | 2409.75 | 1 | 365 | 2743.485 | 0.22166 | 2743 | 0.70661
71158 | 12.285 | 0.8 | 365 | 11.1891 | 0.522 | 11 | 0.71112
71160 | 5.49 | 0.8 | 365 | 5.0003 | 0.064777 | 5 | 0.065041
70131 | 35.7 | 0.6 | 365 | 24.3865 | 0.086415 | 24 | 0.47295
71161 | 5.4 | 0.8 | 365 | 4.9183 | 0.89978 | 5 | 0.81807
71162 | 6.555 | 0.8 | 365 | 5.9703 | 0.017234 | 5 | 0.98749
71163 | 10.24 | 1 | 365 | 11.6582 | 0.46615 | 12 | 0.12432
71164 | 3.2 | 0.8 | 365 | 2.9145 | 0.86654 | 3 | 0.78108
71165 | 4.5 | 0.8 | 365 | 4.0986 | 0.24982 | 4 | 0.34839
71166 | 6.93 | 0.8 | 365 | 6.3118 | 0.70472 | 7 | 0.016528
71169 | 3.9 | 1 | 365 | 4.4401 | 0.9373 | 5 | 0.37743
71170 | 11.84 | 0.8 | 365 | 10.7838 | 0.70619 | 11 | 0.49
31109 | 999.305 | 1 | 365 | 1137.7023 | 0.023327 | 1137 | 0.72567
70879 | 705.6 | 0.8 | 365 | 642.6569 | 0.5714 | 643 | 0.22827
64620 | 40.2 | 0.9 | 365 | 41.1907 | 0.91067 | 42 | 0.10137
71171 | 4.48 | 0.8 | 365 | 4.0804 | 0.21315 | 4 | 0.29351
71172 | 10.08 | 0.8 | 365 | 9.1808 | 0.47959 | 9 | 0.6604
71174 | 8.68 | 0.8 | 365 | 7.9057 | 0.91298 | 8 | 0.81868
71175 | 6.9 | 0.8 | 365 | 6.2845 | 0.64972 | 6 | 0.9342
71176 | 6.6 | 0.8 | 365 | 6.0112 | 0.099732 | 6 | 0.11098
70936 | 7.56 | 0.8 | 365 | 6.8856 | 0.85969 | 7 | 0.7453
68662 | 5.035 | 0.8 | 365 | 4.5859 | 0.23063 | 4 | 0.81648
71191 | 10.385 | 0.8 | 365 | 9.4586 | 0.038746 | 9 | 0.49735
71194 | 13.16 | 0.8 | 365 | 11.9861 | 0.12613 | 12 | 0.11219
71197 | 5.04 | 0.8 | 365 | 4.5904 | 0.2398 | 4 | 0.8302
71199 | 5.6 | 0.8 | 365 | 5.1005 | 0.26644 | 5 | 0.36689
71200 | 5.88 | 0.8 | 365 | 5.3555 | 0.77976 | 6 | 0.13524
71203 | 4.48 | 0.8 | 365 | 4.0804 | 0.21315 | 4 | 0.29351
71205 | 11.385 | 0.8 | 365 | 10.3694 | 0.87204 | 11 | 0.24144
70848 | 16.8 | 0.8 | 365 | 15.3014 | 0.79932 | 16 | 0.10067
71177 | 11.2 | 0.8 | 365 | 10.2009 | 0.53288 | 10 | 0.73378
71181 | 9.28 | 0.8 | 365 | 8.4522 | 0.012957 | 8 | 0.46513
71183 | 8.96 | 0.8 | 365 | 8.1607 | 0.4263 | 8 | 0.58703
71184 | 4.48 | 0.8 | 365 | 4.0804 | 0.21315 | 4 | 0.29351
71185 | 5.6 | 0.8 | 365 | 5.1005 | 0.26644 | 5 | 0.36689
54494 | 673.28 | 1 | 365 | 766.525 | 0.89922 | 767 | 0.42419
71198 | 7 | 0.8 | 365 | 6.3756 | 0.83305 | 7 | 0.20861
71186 | 6.72 | 0.8 | 365 | 6.1205 | 0.31973 | 6 | 0.44027
71204 | 8.4 | 0.8 | 365 | 7.6507 | 0.39966 | 8 | 0.050337
71211 | 7.905 | 0.8 | 365 | 7.1998 | 0.49218 | 7 | 0.69201
63753 | 64.26 | 0.9 | 365 | 65.8436 | 0.53332 | 66 | 0.37696
31559 | 5928.16 | 1 | 365 | 6749.1722 | 0.066307 | 6749 | 0.23853
71042 | 18.9 | 0.8 | 365 | 17.214 | 0.64923 | 17 | 0.86326
64469 | 68 | 0.7 | 365 | 54.1923 | 0.080922 | 54 | 0.27322
71215 | 7.84 | 0.8 | 365 | 7.1406 | 0.37302 | 7 | 0.51365
71214 | 10.4 | 0.8 | 365 | 9.4723 | 0.066245 | 9 | 0.53851
71216 | 8.96 | 0.8 | 365 | 8.1607 | 0.4263 | 8 | 0.58703
71217 | 7.5 | 0.8 | 365 | 6.831 | 0.7497 | 7 | 0.58066
71218 | 5.88 | 0.8 | 365 | 5.3555 | 0.77976 | 6 | 0.13524
71219 | 8.64 | 0.8 | 365 | 7.8693 | 0.83965 | 8 | 0.70892
71220 | 12.76 | 1 | 365 | 14.5272 | 0.24102 | 14 | 0.7682
71221 | 1.83 | 0.8 | 365 | 1.6668 | 0.35493 | 2 | 0.02168
71222 | 8 | 0.8 | 365 | 7.2864 | 0.66634 | 7 | 0.9527
71223 | 7.92 | 0.8 | 365 | 7.2135 | 0.51968 | 7 | 0.73317
71224 | 11.97 | 0.8 | 365 | 10.9022 | 0.94451 | 11 | 0.84673
71226 | 6.54 | 0.8 | 365 | 5.9566 | 0.98973 | 6 | 0.94633
71228 | 5.67 | 0.8 | 365 | 5.1642 | 0.39477 | 5 | 0.55898
71229 | 14.175 | 0.8 | 365 | 12.9105 | 0.98693 | 13 | 0.89744
71231 | 7.84 | 0.8 | 365 | 7.1406 | 0.37302 | 7 | 0.51365
71233 | 7.36 | 0.8 | 365 | 6.7035 | 0.49304 | 7 | 0.19649
71234 | 9.92 | 0.8 | 365 | 9.0351 | 0.18626 | 9 | 0.22135
71235 | 6.48 | 0.8 | 365 | 5.902 | 0.87974 | 6 | 0.78169
71237 | 10.98 | 0.8 | 365 | 10.0005 | 0.12955 | 10 | 0.13008
71242 | 7.848 | 0.8 | 365 | 7.1479 | 0.38768 | 7 | 0.5356
71243 | 9.6 | 0.8 | 365 | 8.7436 | 0.59961 | 9 | 0.34324
71247 | 8.54 | 0.8 | 365 | 7.7782 | 0.65632 | 8 | 0.43451
71248 | 7 | 0.8 | 365 | 6.3756 | 0.83305 | 7 | 0.20861
71250 | 3.19 | 0.8 | 365 | 2.9054 | 0.8482 | 3 | 0.75364
71251 | 7.28 | 0.8 | 365 | 6.6306 | 0.34637 | 6 | 0.97696
71252 | 3.36 | 0.8 | 365 | 3.0603 | 0.15986 | 3 | 0.22013
71255 | 4.24 | 0.8 | 365 | 3.8618 | 0.77316 | 4 | 0.63493
71257 | 2.16 | 0.8 | 365 | 1.9673 | 0.95991 | 2 | 0.92723
71258 | 6.5 | 0.8 | 365 | 5.9202 | 0.9164 | 6 | 0.83657
71259 | 2.16 | 0.8 | 365 | 1.9673 | 0.95991 | 2 | 0.92723
71260 | 6.375 | 0.8 | 365 | 5.8063 | 0.68724 | 6 | 0.49356
71261 | 5.865 | 0.8 | 365 | 5.3418 | 0.75226 | 6 | 0.094074
71263 | 4.845 | 0.8 | 365 | 4.4128 | 0.8823 | 5 | 0.2951
71264 | 2.9 | 0.8 | 365 | 2.6413 | 0.31655 | 2 | 0.95785
71265 | 12.18 | 0.8 | 365 | 11.0935 | 0.32951 | 11 | 0.42299
71266 | 3.19 | 0.8 | 365 | 2.9054 | 0.8482 | 3 | 0.75364
71267 | 12.75 | 0.8 | 365 | 11.6126 | 0.37448 | 11 | 0.98712
71268 | 8.175 | 0.8 | 365 | 7.4457 | 0.98717 | 8 | 0.43292
71269 | 5.22 | 0.8 | 365 | 4.7543 | 0.56979 | 5 | 0.32414
71270 | 3.92 | 0.8 | 365 | 3.5703 | 0.18651 | 3 | 0.75682
71271 | 6.6 | 0.8 | 365 | 6.0112 | 0.099732 | 6 | 0.11098
71272 | 10.15 | 0.8 | 365 | 9.2446 | 0.60792 | 9 | 0.85249
71273 | 7.905 | 0.8 | 365 | 7.1998 | 0.49218 | 7 | 0.69201
71274 | 10.98 | 0.8 | 365 | 10.0005 | 0.12955 | 10 | 0.13008
71275 | 10.725 | 0.8 | 365 | 9.7683 | 0.66207 | 10 | 0.43034
71276 | 12.81 | 0.8 | 365 | 11.6673 | 0.48448 | 12 | 0.15176
71277 | 10.44 | 0.8 | 365 | 9.5087 | 0.13958 | 9 | 0.64828
71278 | 12.18 | 0.8 | 365 | 11.0935 | 0.32951 | 11 | 0.42299
71279 | 6.96 | 0.8 | 365 | 6.3391 | 0.75972 | 7 | 0.09885
71280 | 3.9 | 0.8 | 365 | 3.5521 | 0.14984 | 3 | 0.70194
71282 | 6.72 | 0.8 | 365 | 6.1205 | 0.31973 | 6 | 0.44027
71283 | 5.565 | 0.8 | 365 | 5.0686 | 0.20227 | 5 | 0.27085
71281 | 9.66 | 0.8 | 365 | 8.7983 | 0.70961 | 9 | 0.50789
71284 | 9.28 | 0.8 | 365 | 8.4522 | 0.012957 | 8 | 0.46513
71286 | 8.4 | 0.8 | 365 | 7.6507 | 0.39966 | 8 | 0.050337
71287 | 2.9 | 0.8 | 365 | 2.6413 | 0.31655 | 2 | 0.95785
71288 | 4.2 | 0.8 | 365 | 3.8253 | 0.69983 | 4 | 0.52517
71289 | 2.9 | 0.8 | 365 | 2.6413 | 0.31655 | 2 | 0.95785
71290 | 3.48 | 0.8 | 365 | 3.1696 | 0.37986 | 3 | 0.54943
71292 | 2.32 | 0.8 | 365 | 2.113 | 0.25324 | 2 | 0.36628
71293 | 11.925 | 0.8 | 365 | 10.8612 | 0.86202 | 11 | 0.72325
71294 | 2.32 | 0.8 | 365 | 2.113 | 0.25324 | 2 | 0.36628
71296 | 3.51 | 0.8 | 365 | 3.1969 | 0.43486 | 3 | 0.63175
71297 | 2.43 | 0.8 | 365 | 2.2132 | 0.4549 | 2 | 0.66813
67104 | 7.28 | 0.8 | 365 | 6.6306 | 0.34637 | 6 | 0.97696
67090 | 5.04 | 0.8 | 365 | 4.5904 | 0.2398 | 4 | 0.8302
67013 | 11.2 | 0.8 | 365 | 10.2009 | 0.53288 | 10 | 0.73378
67014 | 7.56 | 0.8 | 365 | 6.8856 | 0.85969 | 7 | 0.7453
67011 | 3.92 | 0.8 | 365 | 3.5703 | 0.18651 | 3 | 0.75682
71298 | 2.24 | 0.8 | 365 | 2.0402 | 0.10658 | 2 | 0.14676
67012 | 7.28 | 0.8 | 365 | 6.6306 | 0.34637 | 6 | 0.97696
71299 | 3.77 | 0.8 | 365 | 3.4337 | 0.91151 | 4 | 0.34521
71300 | 2.16 | 0.8 | 365 | 1.9673 | 0.95991 | 2 | 0.92723
71301 | 2.97 | 0.8 | 365 | 2.7051 | 0.44488 | 3 | 0.14994
71302 | 2.7 | 0.8 | 365 | 2.4591 | 0.94989 | 3 | 0.40904
71253 | 9.72 | 0.8 | 365 | 8.8529 | 0.81961 | 9 | 0.67253
71306 | 9.28 | 0.8 | 365 | 8.4522 | 0.012957 | 8 | 0.46513
71307 | 5.8 | 0.8 | 365 | 5.2826 | 0.6331 | 5 | 0.91571
71308 | 9.28 | 0.8 | 365 | 8.4522 | 0.012957 | 8 | 0.46513
71249 | 3.51 | 0.8 | 365 | 3.1969 | 0.43486 | 3 | 0.63175
71309 | 3.08 | 0.8 | 365 | 2.8052 | 0.64654 | 3 | 0.45179
71310 | 3.08 | 0.8 | 365 | 2.8052 | 0.64654 | 3 | 0.45179
71311 | 3.975 | 0.8 | 365 | 3.6204 | 0.28734 | 3 | 0.90775
71312 | 4.48 | 0.8 | 365 | 4.0804 | 0.21315 | 4 | 0.29351
71314 | 2.24 | 0.8 | 365 | 2.0402 | 0.10658 | 2 | 0.14676
71313 | 4.86 | 0.8 | 365 | 4.4265 | 0.9098 | 5 | 0.33627
71315 | 3.2 | 0.8 | 365 | 2.9145 | 0.86654 | 3 | 0.78108
71316 | 8.64 | 0.8 | 365 | 7.8693 | 0.83965 | 8 | 0.70892
71213 | 10.2 | 0.8 | 365 | 9.2901 | 0.69959 | 9 | 0.98969
71318 | 7.5 | 0.8 | 365 | 6.831 | 0.7497 | 7 | 0.58066
71320 | 2.24 | 0.8 | 365 | 2.0402 | 0.10658 | 2 | 0.14676
49720 | 7.65 | 1 | 365 | 8.7095 | 0.53086 | 9 | 0.24034
71324 | 8.96 | 0.8 | 365 | 8.1607 | 0.4263 | 8 | 0.58703
71325 | 21.96 | 0.8 | 365 | 20.0011 | 0.25911 | 20 | 0.26017
71326 | 4.32 | 0.8 | 365 | 3.9346 | 0.91982 | 4 | 0.85446
71327 | 10.8 | 0.8 | 365 | 9.8366 | 0.79956 | 10 | 0.63615
71330 | 6.27 | 0.8 | 365 | 5.7107 | 0.49475 | 6 | 0.20543
71331 | 3.52 | 0.8 | 365 | 3.206 | 0.45319 | 3 | 0.65919
68823 | 5.355 | 0.8 | 365 | 4.8773 | 0.81728 | 5 | 0.69459
71329 | 7.65 | 0.8 | 365 | 6.9676 | 0.02469 | 6 | 0.99227
71332 | 13.44 | 0.8 | 365 | 12.2411 | 0.63946 | 12 | 0.88054
43110 | 6.72 | 0.8 | 365 | 6.1205 | 0.31973 | 6 | 0.44027
71334 | 13.2 | 0.8 | 365 | 12.0225 | 0.19946 | 12 | 0.22196
71335 | 9.15 | 0.8 | 365 | 8.3338 | 0.77463 | 9 | 0.1084
71341 | 10.8 | 0.8 | 365 | 9.8366 | 0.79956 | 10 | 0.63615
71342 | 3.38 | 0.8 | 365 | 3.0785 | 0.19653 | 3 | 0.27502
71344 | 7.5 | 0.8 | 365 | 6.831 | 0.7497 | 7 | 0.58066
71345 | 4.8 | 0.8 | 365 | 4.3718 | 0.79981 | 5 | 0.17162
71348 | 8.16 | 0.8 | 365 | 7.4321 | 0.95967 | 8 | 0.39176
71349 | 8.4 | 0.8 | 365 | 7.6507 | 0.39966 | 8 | 0.050337
71352 | 8.58 | 0.8 | 365 | 7.8146 | 0.72965 | 8 | 0.54427
71356 | 7.5 | 0.8 | 365 | 6.831 | 0.7497 | 7 | 0.58066
71357 | 5.72 | 0.8 | 365 | 5.2097 | 0.48643 | 5 | 0.69618
71360 | 3 | 0.8 | 365 | 2.7324 | 0.49988 | 3 | 0.23226
71362 | 13.8 | 0.8 | 365 | 12.569 | 0.29944 | 12 | 0.86841
71364 | 6.9 | 0.8 | 365 | 6.2845 | 0.64972 | 6 | 0.9342
71365 | 9.3 | 1 | 365 | 10.588 | 0.31203 | 10 | 0.90002
71366 | 3.64 | 0.8 | 365 | 3.3153 | 0.67319 | 3 | 0.98848
71367 | 11.7 | 0.8 | 365 | 10.6563 | 0.44953 | 11 | 0.10583
71368 | 8.48 | 0.8 | 365 | 7.7235 | 0.54632 | 8 | 0.26986
71369 | 3.315 | 0.8 | 365 | 3.0193 | 0.077366 | 3 | 0.096651
71370 | 5.355 | 0.8 | 365 | 4.8773 | 0.81728 | 5 | 0.69459
71371 | 4.5 | 0.8 | 365 | 4.0986 | 0.24982 | 4 | 0.34839
71372 | 3.6 | 0.8 | 365 | 3.2789 | 0.59985 | 3 | 0.87872
71373 | 13.63 | 0.8 | 365 | 12.4141 | 0.98778 | 13 | 0.40192
71374 | 6.16 | 0.8 | 365 | 5.6105 | 0.29308 | 5 | 0.90358
71375 | 13.515 | 0.8 | 365 | 12.3094 | 0.77695 | 13 | 0.086345
71376 | 8.99 | 0.8 | 365 | 8.188 | 0.4813 | 8 | 0.66935
71377 | 6.67 | 0.8 | 365 | 6.075 | 0.22806 | 6 | 0.30306
71379 | 8.41 | 0.8 | 365 | 7.6598 | 0.41799 | 8 | 0.077777
71378 | 10.73 | 0.8 | 365 | 9.7728 | 0.67123 | 10 | 0.44406
71380 | 4.35 | 0.8 | 365 | 3.962 | 0.97482 | 4 | 0.93678
71381 | 5.22 | 0.8 | 365 | 4.7543 | 0.56979 | 5 | 0.32414
71383 | 3.48 | 0.8 | 365 | 3.1696 | 0.37986 | 3 | 0.54943
71385 | 2.7 | 0.8 | 365 | 2.4591 | 0.94989 | 3 | 0.40904
71336 | 5.76 | 0.8 | 365 | 5.2462 | 0.55977 | 5 | 0.80595
71384 | 8.96 | 0.8 | 365 | 8.1607 | 0.4263 | 8 | 0.58703
71386 | 8.06 | 0.8 | 365 | 7.341 | 0.77634 | 8 | 0.11735
71389 | 5.04 | 0.8 | 365 | 4.5904 | 0.2398 | 4 | 0.8302
71390 | 5.13 | 0.8 | 365 | 4.6724 | 0.40479 | 5 | 0.07717
71393 | 24.852 | 0.8 | 365 | 22.6351 | 0.56099 | 23 | 0.19607
71394 | 11.76 | 0.8 | 365 | 10.7109 | 0.55952 | 11 | 0.27047
71395 | 3.92 | 0.8 | 365 | 3.5703 | 0.18651 | 3 | 0.75682
71396 | 4.905 | 1 | 365 | 5.5843 | 0.24038 | 5 | 0.82469
71397 | 8.04 | 0.8 | 365 | 7.3228 | 0.73967 | 8 | 0.062465
71392 | 12.2 | 0.8 | 365 | 11.1117 | 0.36617 | 11 | 0.47787
67008 | 3.705 | 0.8 | 365 | 3.3745 | 0.79235 | 4 | 0.16684
71115 | 3.315 | 0.8 | 365 | 3.0193 | 0.077366 | 3 | 0.096651
71196 | 8.68 | 0.8 | 365 | 7.9057 | 0.91298 | 8 | 0.81868
71068 | 5.32 | 0.8 | 365 | 4.8454 | 0.75312 | 5 | 0.59855
71154 | 3.77 | 0.8 | 365 | 3.4337 | 0.91151 | 4 | 0.34521
34442 | 1060.2 | 1 | 365 | 1207.0309 | 0.57128 | 1207 | 0.6022
71208 | 2.6 | 0.8 | 365 | 2.3681 | 0.76656 | 3 | 0.13463
63383 | 40.81 | 0.9 | 365 | 41.8157 | 0.16876 | 41 | 0.9845
71245 | 7.98 | 0.8 | 365 | 7.2681 | 0.62968 | 7 | 0.89782
71262 | 8.32 | 0.8 | 365 | 7.5778 | 0.253 | 7 | 0.83081
71285 | 3.08 | 0.8 | 365 | 2.8052 | 0.64654 | 3 | 0.45179
71337 | 7.705 | 0.8 | 365 | 7.0177 | 0.12552 | 7 | 0.1432
32934 | 5994.12 | 0.8 | 365 | 5459.4138 | 0.97704 | 5460 | 0.39084
32152 | 1359.36 | 1 | 365 | 1547.6227 | 0.13113 | 1547 | 0.75379
71398 | 5.72 | 0.8 | 365 | 5.2097 | 0.48643 | 5 | 0.69618
71400 | 11.96 | 0.8 | 365 | 10.8931 | 0.92618 | 11 | 0.81929
71401 | 5.985 | 0.8 | 365 | 5.4511 | 0.97226 | 6 | 0.42336
71403 | 8.835 | 0.8 | 365 | 8.0469 | 0.19714 | 8 | 0.24401
71405 | 5.46 | 0.8 | 365 | 4.9729 | 0.0097787 | 4 | 0.98272
71406 | 5.415 | 0.8 | 365 | 4.932 | 0.92728 | 5 | 0.85923
71407 | 6.27 | 0.8 | 365 | 5.7107 | 0.49475 | 6 | 0.20543
71410 | 5.22 | 0.8 | 365 | 4.7543 | 0.56979 | 5 | 0.32414
71412 | 9.9 | 0.8 | 365 | 9.0169 | 0.1496 | 9 | 0.16647
71413 | 5.4 | 0.8 | 365 | 4.9183 | 0.89978 | 5 | 0.81807
71414 | 6.6 | 0.8 | 365 | 6.0112 | 0.099732 | 6 | 0.11098
71416 | 12.88 | 0.8 | 365 | 11.731 | 0.61281 | 12 | 0.34385
71418 | 7.54 | 0.8 | 365 | 6.8674 | 0.82303 | 7 | 0.69042
71419 | 5.7 | 0.8 | 365 | 5.1915 | 0.44977 | 5 | 0.6413
71420 | 4.845 | 0.8 | 365 | 4.4128 | 0.8823 | 5 | 0.2951
71417 | 4.16 | 0.8 | 365 | 3.7889 | 0.6265 | 4 | 0.4154
71421 | 8.835 | 0.8 | 365 | 8.0469 | 0.19714 | 8 | 0.24401
71422 | 5.8 | 0.8 | 365 | 5.2826 | 0.6331 | 5 | 0.91571
71423 | 2.32 | 0.8 | 365 | 2.113 | 0.25324 | 2 | 0.36628
71424 | 3.3 | 0.8 | 365 | 3.0056 | 0.049866 | 3 | 0.055489
71426 | 8.625 | 0.8 | 365 | 7.8556 | 0.81215 | 8 | 0.66776
71427 | 4.76 | 0.8 | 365 | 4.3354 | 0.72647 | 5 | 0.061857
71428 | 4.32 | 0.8 | 365 | 3.9346 | 0.91982 | 4 | 0.85446
71429 | 2.24 | 0.8 | 365 | 2.0402 | 0.10658 | 2 | 0.14676
71430 | 3.36 | 0.8 | 365 | 3.0603 | 0.15986 | 3 | 0.22013
64808 | 37.8 | 0.7 | 365 | 30.1245 | 0.63616 | 30 | 0.7607
71432 | 16.43 | 0.8 | 365 | 14.9644 | 0.121 | 15 | 0.085361
71433 | 3.64 | 0.8 | 365 | 3.3153 | 0.67319 | 3 | 0.98848
71434 | 6.96 | 0.8 | 365 | 6.3391 | 0.75972 | 7 | 0.09885
71435 | 7.84 | 0.8 | 365 | 7.1406 | 0.37302 | 7 | 0.51365
71436 | 3.77 | 0.8 | 365 | 3.4337 | 0.91151 | 4 | 0.34521
71437 | 6.16 | 0.8 | 365 | 5.6105 | 0.29308 | 5 | 0.90358
71440 | 9.28 | 0.8 | 365 | 8.4522 | 0.012957 | 8 | 0.46513
71441 | 2.28 | 0.8 | 365 | 2.0766 | 0.17991 | 2 | 0.25652
71442 | 3.19 | 0.8 | 365 | 2.9054 | 0.8482 | 3 | 0.75364
71443 | 5.04 | 0.8 | 365 | 4.5904 | 0.2398 | 4 | 0.8302
71444 | 8.55 | 0.8 | 365 | 7.7873 | 0.67465 | 8 | 0.46195
71445 | 2.9 | 0.8 | 365 | 2.6413 | 0.31655 | 2 | 0.95785
71446 | 2.9 | 0.8 | 365 | 2.6413 | 0.31655 | 2 | 0.95785
71447 | 5.51 | 0.8 | 365 | 5.0185 | 0.10144 | 5 | 0.11992
71448 | 4.56 | 0.8 | 365 | 4.1532 | 0.35982 | 4 | 0.51304
71449 | 13.395 | 0.8 | 365 | 12.2001 | 0.55696 | 12 | 0.75705
71450 | 5.51 | 0.8 | 365 | 5.0185 | 0.10144 | 5 | 0.11992
71451 | 5.7 | 0.8 | 365 | 5.1915 | 0.44977 | 5 | 0.6413
71452 | 7.83 | 0.8 | 365 | 7.1315 | 0.35468 | 7 | 0.48621
71453 | 3.19 | 0.8 | 365 | 2.9054 | 0.8482 | 3 | 0.75364
71454 | 5.7 | 0.8 | 365 | 5.1915 | 0.44977 | 5 | 0.6413
71455 | 4.35 | 0.8 | 365 | 3.962 | 0.97482 | 4 | 0.93678
71457 | 8.835 | 0.8 | 365 | 8.0469 | 0.19714 | 8 | 0.24401
71458 | 4.06 | 0.8 | 365 | 3.6978 | 0.44317 | 4 | 0.141
71459 | 5.8 | 0.8 | 365 | 5.2826 | 0.6331 | 5 | 0.91571
71460 | 3.48 | 0.8 | 365 | 3.1696 | 0.37986 | 3 | 0.54943
71463 | 6.09 | 0.8 | 365 | 5.5467 | 0.16475 | 5 | 0.71149
71464 | 12.88 | 0.8 | 365 | 11.731 | 0.61281 | 12 | 0.34385
71468 | 5.04 | 0.8 | 365 | 4.5904 | 0.2398 | 4 | 0.8302
71469 | 5.51 | 0.8 | 365 | 5.0185 | 0.10144 | 5 | 0.11992
71470 | 5.7 | 0.8 | 365 | 5.1915 | 0.44977 | 5 | 0.6413
71471 | 5.88 | 0.8 | 365 | 5.3555 | 0.77976 | 6 | 0.13524
71472 | 9 | 0.8 | 365 | 8.1972 | 0.49964 | 8 | 0.69679
71190 | 7 | 0.8 | 365 | 6.3756 | 0.83305 | 7 | 0.20861
71473 | 10.07 | 0.8 | 365 | 9.1717 | 0.46126 | 9 | 0.63296
71474 | 4.505 | 0.8 | 365 | 4.1031 | 0.25898 | 4 | 0.36211
71475 | 13.395 | 0.8 | 365 | 12.2001 | 0.55696 | 12 | 0.75705
71477 | 3.08 | 0.8 | 365 | 2.8052 | 0.64654 | 3 | 0.45179
71478 | 5.32 | 0.8 | 365 | 4.8454 | 0.75312 | 5 | 0.59855
71480 | 6.16 | 0.8 | 365 | 5.6105 | 0.29308 | 5 | 0.90358
71481 | 8.68 | 0.8 | 365 | 7.9057 | 0.91298 | 8 | 0.81868
66553 | 13.545 | 1 | 365 | 15.4209 | 0.039939 | 15 | 0.46083
63326 | 649.77 | 0.9 | 365 | 665.7831 | 0.121 | 665 | 0.90408
71486 | 5.04 | 0.8 | 365 | 4.5904 | 0.2398 | 4 | 0.8302
71488 | 8.68 | 0.8 | 365 | 7.9057 | 0.91298 | 8 | 0.81868
71490 | 4.64 | 0.8 | 365 | 4.2261 | 0.50648 | 4 | 0.73257
71491 | 3.99 | 0.8 | 365 | 3.6341 | 0.31484 | 3 | 0.94891
71492 | 12.76 | 0.8 | 365 | 11.6217 | 0.39282 | 12 | 0.014559
71494 | 7.41 | 0.8 | 365 | 6.749 | 0.5847 | 7 | 0.33369
71495 | 6.27 | 0.8 | 365 | 5.7107 | 0.49475 | 6 | 0.20543
71496 | 6.555 | 0.8 | 365 | 5.9703 | 0.017234 | 5 | 0.98749
71497 | 9.405 | 0.8 | 365 | 8.566 | 0.24212 | 8 | 0.80814
69095 | 4.335 | 1 | 365 | 4.9354 | 0.93416 | 5 | 0.86953
71500 | 14.7 | 0.8 | 365 | 13.3887 | 0.9494 | 14 | 0.33809
71501 | 9 | 0.8 | 365 | 8.1972 | 0.49964 | 8 | 0.69679
71503 | 13.4 | 0.8 | 365 | 12.2047 | 0.56612 | 12 | 0.77077
71504 | 10.05 | 0.8 | 365 | 9.1535 | 0.42459 | 9 | 0.57808
69397 | 3.815 | 1 | 365 | 4.3434 | 0.74252 | 5 | 0.085868
71505 | 4.14 | 0.8 | 365 | 3.7707 | 0.58983 | 4 | 0.36052
71506 | 3.92 | 0.8 | 365 | 3.5703 | 0.18651 | 3 | 0.75682
71404 | 27.54 | 0.6 | 365 | 18.8125 | 0.86666 | 19 | 0.67913
71507 | 4.76 | 0.8 | 365 | 4.3354 | 0.72647 | 5 | 0.061857
71508 | 2.24 | 0.8 | 365 | 2.0402 | 0.10658 | 2 | 0.14676
71509 | 4.48 | 0.8 | 365 | 4.0804 | 0.21315 | 4 | 0.29351
71510 | 7.905 | 0.8 | 365 | 7.1998 | 0.49218 | 7 | 0.69201
71511 | 4.93 | 0.8 | 365 | 4.4902 | 0.038134 | 4 | 0.52835
71512 | 5.035 | 0.8 | 365 | 4.5859 | 0.23063 | 4 | 0.81648
71195 | 5.32 | 0.8 | 365 | 4.8454 | 0.75312 | 5 | 0.59855
71408 | 2.565 | 0.8 | 365 | 2.3362 | 0.7024 | 3 | 0.038585
71409 | 3.135 | 0.8 | 365 | 2.8553 | 0.74737 | 3 | 0.60271
71514 | 5.32 | 0.8 | 365 | 4.8454 | 0.75312 | 5 | 0.59855
71168 | 9.8 | 0.8 | 365 | 8.9258 | 0.96627 | 9 | 0.89206
71517 | 11.2 | 0.8 | 365 | 10.2009 | 0.53288 | 10 | 0.73378
71518 | 8.68 | 0.8 | 365 | 7.9057 | 0.91298 | 8 | 0.81868
71520 | 8.96 | 0.8 | 365 | 8.1607 | 0.4263 | 8 | 0.58703
71521 | 4.48 | 0.8 | 365 | 4.0804 | 0.21315 | 4 | 0.29351
71522 | 4.2 | 0.8 | 365 | 3.8253 | 0.69983 | 4 | 0.52517
71524 | 7.36 | 0.8 | 365 | 6.7035 | 0.49304 | 7 | 0.19649
71526 | 5.76 | 1 | 365 | 6.5577 | 0.19971 | 6 | 0.75743
71527 | 7.7 | 0.8 | 365 | 7.0131 | 0.11635 | 7 | 0.12948
71530 | 6.84 | 0.8 | 365 | 6.2298 | 0.53972 | 6 | 0.76956
71531 | 7.59 | 0.8 | 365 | 6.9129 | 0.91469 | 7 | 0.82763
71425 | 10.05 | 1 | 365 | 11.4419 | 0.030741 | 11 | 0.4726
71532 | 9.88 | 0.8 | 365 | 8.9987 | 0.11293 | 9 | 0.11159
71534 | 6.84 | 0.8 | 365 | 6.2298 | 0.53972 | 6 | 0.76956
71533 | 3.99 | 1 | 365 | 4.5426 | 0.14355 | 4 | 0.68614
71535 | 11.925 | 0.8 | 365 | 10.8612 | 0.86202 | 11 | 0.72325
71536 | 11.48 | 0.8 | 365 | 10.4559 | 0.046201 | 10 | 0.50213
71539 | 6.3 | 0.8 | 365 | 5.738 | 0.54974 | 6 | 0.28775
71541 | 8.505 | 0.8 | 365 | 7.7463 | 0.59216 | 8 | 0.33847
71542 | 11.16 | 0.8 | 365 | 10.1645 | 0.45955 | 10 | 0.62402
71543 | 12.6 | 0.8 | 365 | 11.476 | 0.099489 | 11 | 0.5755
71545 | 7.56 | 1 | 365 | 8.607 | 0.32462 | 8 | 0.93163
71544 | 2.4 | 0.8 | 365 | 2.1859 | 0.3999 | 2 | 0.58581
71546 | 5.355 | 0.8 | 365 | 4.8773 | 0.81728 | 5 | 0.69459
71547 | 2.385 | 0.8 | 365 | 2.1722 | 0.3724 | 2 | 0.54465
71549 | 6 | 0.8 | 365 | 5.4648 | 0.99976 | 6 | 0.46453
71550 | 11.48 | 0.8 | 365 | 10.4559 | 0.046201 | 10 | 0.50213
71552 | 3.3 | 0.8 | 365 | 3.0056 | 0.049866 | 3 | 0.055489
71554 | 3 | 0.8 | 365 | 2.7324 | 0.49988 | 3 | 0.23226
71555 | 5.98 | 0.8 | 365 | 5.4466 | 0.96309 | 6 | 0.40964
71553 | 10.2 | 0.8 | 365 | 9.2901 | 0.69959 | 9 | 0.98969
71562 | 4.2 | 0.8 | 365 | 3.8253 | 0.69983 | 4 | 0.52517
71566 | 9.72 | 0.8 | 365 | 8.8529 | 0.81961 | 9 | 0.67253
71568 | 12.099 | 0.8 | 365 | 11.0197 | 0.18101 | 11 | 0.20072
71567 | 8.68 | 0.8 | 365 | 7.9057 | 0.91298 | 8 | 0.81868
71569 | 9.6 | 0.8 | 365 | 8.7436 | 0.59961 | 9 | 0.34324
71570 | 12.099 | 0.8 | 365 | 11.0197 | 0.18101 | 11 | 0.20072
71571 | 7.56 | 0.8 | 365 | 6.8856 | 0.85969 | 7 | 0.7453
71572 | 10.83 | 0.8 | 365 | 9.8639 | 0.85456 | 10 | 0.71847
71574 | 5.04 | 0.8 | 365 | 4.5904 | 0.2398 | 4 | 0.8302
71575 | 3.48 | 0.8 | 365 | 3.1696 | 0.37986 | 3 | 0.54943
71576 | 5.6 | 0.8 | 365 | 5.1005 | 0.26644 | 5 | 0.36689
71577 | 6.09 | 0.8 | 365 | 5.5467 | 0.16475 | 5 | 0.71149
71578 | 10.36 | 0.8 | 365 | 9.4358 | 0.99291 | 10 | 0.42875
71579 | 11.2 | 0.8 | 365 | 10.2009 | 0.53288 | 10 | 0.73378
62971 | 4.64 | 1 | 365 | 5.2826 | 0.6331 | 5 | 0.91571
71580 | 5.88 | 0.8 | 365 | 5.3555 | 0.77976 | 6 | 0.13524
71582 | 4.48 | 0.8 | 365 | 4.0804 | 0.21315 | 4 | 0.29351
71583 | 7 | 0.8 | 365 | 6.3756 | 0.83305 | 7 | 0.20861
23114 | 1064.7 | 1 | 365 | 1212.1541 | 0.88356 | 1213 | 0.037691
71584 | 10.08 | 0.8 | 365 | 9.1808 | 0.47959 | 9 | 0.6604
71585 | 4.2 | 0.8 | 365 | 3.8253 | 0.69983 | 4 | 0.52517
71587 | 10.8 | 0.8 | 365 | 9.8366 | 0.79956 | 10 | 0.63615
71588 | 3.08 | 0.8 | 365 | 2.8052 | 0.64654 | 3 | 0.45179
71589 | 9.8 | 0.8 | 365 | 8.9258 | 0.96627 | 9 | 0.89206
71592 | 2.52 | 0.8 | 365 | 2.2952 | 0.6199 | 2 | 0.9151
71591 | 5.6 | 0.8 | 365 | 5.1005 | 0.26644 | 5 | 0.36689
71590 | 10.5 | 0.8 | 365 | 9.5633 | 0.24957 | 9 | 0.81292
71594 | 5.13 | 0.8 | 365 | 4.6724 | 0.40479 | 5 | 0.07717
71597 | 3.36 | 0.8 | 365 | 3.0603 | 0.15986 | 3 | 0.22013
46764 | 14.82 | 0.8 | 365 | 13.498 | 0.1694 | 13 | 0.66738
71596 | 3.64 | 0.8 | 365 | 3.3153 | 0.67319 | 3 | 0.98848
71598 | 6.72 | 0.8 | 365 | 6.1205 | 0.31973 | 6 | 0.44027
71557 | 4.59 | 0.8 | 365 | 4.1805 | 0.41481 | 4 | 0.59536
68890 | 11.34 | 0.8 | 365 | 10.3284 | 0.78954 | 11 | 0.11795
71600 | 10.065 | 0.8 | 365 | 9.1672 | 0.45209 | 9 | 0.61924
71602 | 3.08 | 0.8 | 365 | 2.8052 | 0.64654 | 3 | 0.45179
71605 | 5.7 | 0.8 | 365 | 5.1915 | 0.44977 | 5 | 0.6413
71606 | 5.4 | 0.8 | 365 | 4.9183 | 0.89978 | 5 | 0.81807
71608 | 8.7 | 0.8 | 365 | 7.9239 | 0.94965 | 8 | 0.87356
71613 | 7.54 | 0.8 | 365 | 6.8674 | 0.82303 | 7 | 0.69042
71614 | 8.12 | 0.8 | 365 | 7.3957 | 0.88634 | 8 | 0.28199
71615 | 10.64 | 0.8 | 365 | 9.6909 | 0.50624 | 10 | 0.19709
71616 | 9.57 | 0.8 | 365 | 8.7163 | 0.54461 | 9 | 0.26092
71617 | 6.38 | 0.8 | 365 | 5.8109 | 0.69641 | 6 | 0.50728
71619 | 10.64 | 0.8 | 365 | 9.6909 | 0.50624 | 10 | 0.19709
71621 | 5.6 | 0.8 | 365 | 5.1005 | 0.26644 | 5 | 0.36689
71620 | 3.3 | 0.8 | 365 | 3.0056 | 0.049866 | 3 | 0.055489
71623 | 6.72 | 0.8 | 365 | 6.1205 | 0.31973 | 6 | 0.44027
71624 | 3.315 | 0.8 | 365 | 3.0193 | 0.077366 | 3 | 0.096651
71626 | 7.84 | 0.8 | 365 | 7.1406 | 0.37302 | 7 | 0.51365
71627 | 7.41 | 0.8 | 365 | 6.749 | 0.5847 | 7 | 0.33369
71630 | 4.2 | 0.8 | 365 | 3.8253 | 0.69983 | 4 | 0.52517
71629 | 12.255 | 0.8 | 365 | 11.1618 | 0.467 | 11 | 0.62879
71631 | 11.685 | 0.8 | 365 | 10.6426 | 0.42203 | 11 | 0.064665
71632 | 10.26 | 0.8 | 365 | 9.3448 | 0.80958 | 10 | 0.15434
71628 | 3.64 | 0.8 | 365 | 3.3153 | 0.67319 | 3 | 0.98848
71634 | 5.7 | 0.8 | 365 | 5.1915 | 0.44977 | 5 | 0.6413
71636 | 13.5 | 1 | 365 | 15.3697 | 0.93682 | 16 | 0.30648
71635 | 9 | 0.8 | 365 | 8.1972 | 0.49964 | 8 | 0.69679
71638 | 9 | 1 | 365 | 10.2464 | 0.62454 | 10 | 0.87099
71639 | 10.64 | 0.8 | 365 | 9.6909 | 0.50624 | 10 | 0.19709
71641 | 6.72 | 0.8 | 365 | 6.1205 | 0.31973 | 6 | 0.44027
71643 | 13.8 | 0.8 | 365 | 12.569 | 0.29944 | 12 | 0.86841
71645 | 11.48 | 0.8 | 365 | 10.4559 | 0.046201 | 10 | 0.50213
71653 | 11.02 | 0.8 | 365 | 10.037 | 0.20289 | 10 | 0.23985
71654 | 5.88 | 0.8 | 365 | 5.3555 | 0.77976 | 6 | 0.13524
71656 | 7.84 | 0.8 | 365 | 7.1406 | 0.37302 | 7 | 0.51365
65087 | 89.76 | 0.7 | 365 | 71.5338 | 0.98682 | 72 | 0.52065
64272 | 345.12 | 0.9 | 365 | 353.6252 | 0.79426 | 354 | 0.41948
68504 | 213.84 | 0.9 | 365 | 219.1099 | 0.035249 | 219 | 0.14517
68507 | 760.32 | 1 | 365 | 865.6195 | 0.36148 | 865 | 0.98093
71658 | 11.2 | 0.8 | 365 | 10.2009 | 0.53288 | 10 | 0.73378
71657 | 7.8 | 0.8 | 365 | 7.1042 | 0.29968 | 7 | 0.40388
71659 | 6.72 | 0.8 | 365 | 6.1205 | 0.31973 | 6 | 0.44027
71660 | 6 | 0.8 | 365 | 5.4648 | 0.99976 | 6 | 0.46453
71652 | 10.2 | 0.8 | 365 | 9.2901 | 0.69959 | 9 | 0.98969
71662 | 17.28 | 0.8 | 365 | 15.7385 | 0.6793 | 16 | 0.41784
71663 | 10.92 | 0.8 | 365 | 9.9459 | 0.019557 | 9 | 0.96544
71666 | 6.6 | 0.8 | 365 | 6.0112 | 0.099732 | 6 | 0.11098
64890 | 711.04 | 0.7 | 365 | 566.6601 | 0.60145 | 567 | 0.26159
71667 | 9.9 | 0.8 | 365 | 9.0169 | 0.1496 | 9 | 0.16647
71668 | 13.11 | 0.8 | 365 | 11.9405 | 0.034469 | 11 | 0.97499
71669 | 13.4 | 0.8 | 365 | 12.2047 | 0.56612 | 12 | 0.77077
71612 | 4.2 | 0.8 | 365 | 3.8253 | 0.69983 | 4 | 0.52517
71673 | 10.88 | 0.8 | 365 | 9.9094 | 0.94623 | 10 | 0.85567
71674 | 5.8 | 0.8 | 365 | 5.2826 | 0.6331 | 5 | 0.91571
65017 | 52.25 | 0.7 | 365 | 41.6404 | 0.81586 | 42 | 0.45626
71675 | 12.8 | 0.8 | 365 | 11.6582 | 0.46615 | 12 | 0.12432
64957 | 97.24 | 0.7 | 365 | 77.495 | 0.98572 | 78 | 0.4807
71676 | 4.76 | 0.8 | 365 | 4.3354 | 0.72647 | 5 | 0.061857
71677 | 10.385 | 0.8 | 365 | 9.4586 | 0.038746 | 9 | 0.49735
71678 | 6.16 | 0.8 | 365 | 5.6105 | 0.29308 | 5 | 0.90358
71679 | 5.88 | 0.8 | 365 | 5.3555 | 0.77976 | 6 | 0.13524
71680 | 4.06 | 0.8 | 365 | 3.6978 | 0.44317 | 4 | 0.141
71681 | 10.8 | 0.8 | 365 | 9.8366 | 0.79956 | 10 | 0.63615
71682 | 10.98 | 0.8 | 365 | 10.0005 | 0.12955 | 10 | 0.13008
71683 | 2.8 | 0.8 | 365 | 2.5502 | 0.13322 | 2 | 0.68345
71684 | 9.6 | 0.8 | 365 | 8.7436 | 0.59961 | 9 | 0.34324
71685 | 6.16 | 0.8 | 365 | 5.6105 | 0.29308 | 5 | 0.90358
71686 | 4.62 | 0.8 | 365 | 4.2079 | 0.46981 | 4 | 0.67769
71688 | 5.51 | 0.8 | 365 | 5.0185 | 0.10144 | 5 | 0.11992
71689 | 11.76 | 0.8 | 365 | 10.7109 | 0.55952 | 11 | 0.27047
71690 | 3.71 | 0.8 | 365 | 3.379 | 0.80152 | 4 | 0.18057
71642 | 7.2 | 0.8 | 365 | 6.5577 | 0.19971 | 6 | 0.75743
71691 | 9.86 | 0.8 | 365 | 8.9804 | 0.076267 | 9 | 0.056705
71692 | 3.36 | 0.8 | 365 | 3.0603 | 0.15986 | 3 | 0.22013
71693 | 4.48 | 0.8 | 365 | 4.0804 | 0.21315 | 4 | 0.29351
71694 | 4.2 | 0.8 | 365 | 3.8253 | 0.69983 | 4 | 0.52517
71696 | 5.67 | 0.8 | 365 | 5.1642 | 0.39477 | 5 | 0.55898
71695 | 12.24 | 0.8 | 365 | 11.1481 | 0.4395 | 11 | 0.58763
71699 | 4.48 | 0.8 | 365 | 4.0804 | 0.21315 | 4 | 0.29351
71698 | 8.64 | 0.8 | 365 | 7.8693 | 0.83965 | 8 | 0.70892
69039 | 9.45 | 0.8 | 365 | 8.607 | 0.32462 | 8 | 0.93163
71703 | 6.16 | 0.8 | 365 | 5.6105 | 0.29308 | 5 | 0.90358
71706 | 5.04 | 0.8 | 365 | 4.5904 | 0.2398 | 4 | 0.8302
71050 | 4.75 | 0.8 | 365 | 4.3263 | 0.70814 | 5 | 0.034416
71710 | 10.37 | 0.8 | 365 | 9.4449 | 0.011246 | 9 | 0.45619
71711 | 5.6 | 0.8 | 365 | 5.1005 | 0.26644 | 5 | 0.36689
71709 | 12.6 | 0.8 | 365 | 11.476 | 0.099489 | 11 | 0.5755
71712 | 5.72 | 0.8 | 365 | 5.2097 | 0.48643 | 5 | 0.69618
71715 | 9.3 | 0.8 | 365 | 8.4704 | 0.049623 | 8 | 0.52002
71714 | 5.3 | 0.8 | 365 | 4.8272 | 0.71645 | 5 | 0.54366
71717 | 4.8 | 0.8 | 365 | 4.3718 | 0.79981 | 5 | 0.17162
71670 | 7.8 | 0.8 | 365 | 7.1042 | 0.29968 | 7 | 0.40388
71718 | 4.59 | 0.8 | 365 | 4.1805 | 0.41481 | 4 | 0.59536
71720 | 4.88 | 0.8 | 365 | 4.4447 | 0.94647 | 5 | 0.39115
71700 | 169.2 | 0.6 | 365 | 115.5799 | 0.64486 | 116 | 0.22473
71719 | 10.36 | 0.8 | 365 | 9.4358 | 0.99291 | 10 | 0.42875
71722 | 5.8 | 0.8 | 365 | 5.2826 | 0.6331 | 5 | 0.91571
71723 | 7.8 | 0.8 | 365 | 7.1042 | 0.29968 | 7 | 0.40388
71724 | 10.175 | 0.8 | 365 | 9.2673 | 0.65375 | 9 | 0.92109
71726 | 6.4 | 0.8 | 365 | 5.8291 | 0.73307 | 6 | 0.56216
71725 | 4.88 | 0.8 | 365 | 4.4447 | 0.94647 | 5 | 0.39115
71727 | 11.4 | 0.8 | 365 | 10.3831 | 0.89954 | 11 | 0.2826
71729 | 6.09 | 0.8 | 365 | 5.5467 | 0.16475 | 5 | 0.71149
71732 | 9.945 | 0.8 | 365 | 9.0579 | 0.2321 | 9 | 0.28995
71734 | 9.45 | 0.8 | 365 | 8.607 | 0.32462 | 8 | 0.93163
71735 | 3.05 | 0.8 | 365 | 2.7779 | 0.59154 | 3 | 0.36947
11791 | 3682.8 | 0.8 | 365 | 3354.2754 | 0.65072 | 3354 | 0.92611
71737 | 10.98 | 0.8 | 365 | 10.0005 | 0.12955 | 10 | 0.13008
71740 | 11.88 | 0.8 | 365 | 10.8202 | 0.77952 | 11 | 0.59976
71741 | 4.62 | 0.8 | 365 | 4.2079 | 0.46981 | 4 | 0.67769
71743 | 12.1 | 0.8 | 365 | 11.0206 | 0.18284 | 11 | 0.20346
71744 | 12 | 0.8 | 365 | 10.9295 | 0.99951 | 11 | 0.92905
71745 | 7.7 | 0.8 | 365 | 7.0131 | 0.11635 | 7 | 0.12948
71746 | 6.615 | 0.8 | 365 | 6.0249 | 0.12723 | 6 | 0.15214
71742 | 6.84 | 0.8 | 365 | 6.2298 | 0.53972 | 6 | 0.76956
71749 | 8.68 | 0.8 | 365 | 7.9057 | 0.91298 | 8 | 0.81868
71750 | 7.41 | 0.8 | 365 | 6.749 | 0.5847 | 7 | 0.33369
71751 | 4.335 | 0.8 | 365 | 3.9483 | 0.94732 | 4 | 0.89562
71752 | 5.985 | 0.8 | 365 | 5.4511 | 0.97226 | 6 | 0.42336
67693 | 2.08 | 0.8 | 365 | 1.8945 | 0.81325 | 2 | 0.7077
71753 | 6.63 | 0.8 | 365 | 6.0386 | 0.15473 | 6 | 0.1933
67711 | 7.685 | 0.8 | 365 | 6.9995 | 0.088855 | 7 | 0.088314
71754 | 5.355 | 0.8 | 365 | 4.8773 | 0.81728 | 5 | 0.69459
71755 | 6.12 | 0.8 | 365 | 5.5741 | 0.21975 | 5 | 0.79382
71756 | 5.61 | 0.8 | 365 | 5.1096 | 0.28477 | 5 | 0.39433
71757 | 8.925 | 0.8 | 365 | 8.1288 | 0.36214 | 8 | 0.49098
71647 | 12.06 | 0.8 | 365 | 10.9842 | 0.10951 | 11 | 0.093697
67735 | 5.46 | 0.8 | 365 | 4.9729 | 0.0097787 | 4 | 0.98272
68822 | 9.8 | 0.8 | 365 | 8.9258 | 0.96627 | 9 | 0.89206
68898 | 8.7 | 0.8 | 365 | 7.9239 | 0.94965 | 8 | 0.87356
69474 | 3 | 0.8 | 365 | 2.7324 | 0.49988 | 3 | 0.23226
69630 | 5.4 | 0.8 | 365 | 4.9183 | 0.89978 | 5 | 0.81807
54559 | 73.45 | 0.7 | 365 | 58.5356 | 0.82344 | 59 | 0.35909
70237 | 13.25 | 0.8 | 365 | 12.068 | 0.29113 | 12 | 0.35916
70242 | 7 | 0.8 | 365 | 6.3756 | 0.83305 | 7 | 0.20861
70256 | 2.4 | 0.8 | 365 | 2.1859 | 0.3999 | 2 | 0.58581
70189 | 8.67 | 0.8 | 365 | 7.8966 | 0.89465 | 8 | 0.79124
70181 | 7.875 | 0.8 | 365 | 7.1725 | 0.43718 | 7 | 0.60969
70197 | 10.08 | 0.8 | 365 | 9.1808 | 0.47959 | 9 | 0.6604
70216 | 4.2 | 0.8 | 365 | 3.8253 | 0.69983 | 4 | 0.52517
70176 | 9.3 | 0.8 | 365 | 8.4704 | 0.049623 | 8 | 0.52002
70193 | 7.54 | 0.8 | 365 | 6.8674 | 0.82303 | 7 | 0.69042
71661 | 9.483 | 0.8 | 365 | 8.6371 | 0.38512 | 9 | 0.022183
71759 | 7.56 | 1 | 365 | 8.607 | 0.32462 | 8 | 0.93163
34628 | 649.955 | 0.8 | 365 | 591.9757 | 0.55782 | 592 | 0.53351
60933 | 737.92 | 0.8 | 365 | 672.0938 | 0.82342 | 672 | 0.91718
71291 | 6.38 | 0.8 | 365 | 5.8109 | 0.69641 | 6 | 0.50728
71760 | 9.45 | 0.8 | 365 | 8.607 | 0.32462 | 8 | 0.93163
71761 | 3.24 | 0.8 | 365 | 2.951 | 0.93987 | 3 | 0.89084
71762 | 8.32 | 0.8 | 365 | 7.5778 | 0.253 | 7 | 0.83081
70188 | 3.9 | 0.8 | 365 | 3.5521 | 0.14984 | 3 | 0.70194
71763 | 6.555 | 0.8 | 365 | 5.9703 | 0.017234 | 5 | 0.98749
70187 | 6.3 | 0.8 | 365 | 5.738 | 0.54974 | 6 | 0.28775
71764 | 10.71 | 0.8 | 365 | 9.7546 | 0.63457 | 10 | 0.38918
71765 | 6.27 | 0.8 | 365 | 5.7107 | 0.49475 | 6 | 0.20543
71766 | 8.68 | 0.8 | 365 | 7.9057 | 0.91298 | 8 | 0.81868
71305 | 4.32 | 0.8 | 365 | 3.9346 | 0.91982 | 4 | 0.85446
71767 | 8.4 | 0.8 | 365 | 7.6507 | 0.39966 | 8 | 0.050337
71768 | 9.9 | 0.8 | 365 | 9.0169 | 0.1496 | 9 | 0.16647
71769 | 5.98 | 0.8 | 365 | 5.4466 | 0.96309 | 6 | 0.40964
54556 | 80.6 | 0.7 | 365 | 64.2338 | 0.29297 | 64 | 0.52678
71771 | 8.175 | 0.8 | 365 | 7.4457 | 0.98717 | 8 | 0.43292
64961 | 13.34 | 0.8 | 365 | 12.15 | 0.45613 | 12 | 0.60613
61296 | 4050.99 | 0.9 | 365 | 4150.8236 | 0.98215 | 4151 | 0.80572
6418 | 974.4 | 0.9 | 365 | 998.4133 | 0.65557 | 999 | 0.068915
30710 | 972.06 | 0.8 | 365 | 885.3473 | 0.070599 | 885 | 0.41787
30713 | 648.04 | 0.8 | 365 | 590.2315 | 0.047066 | 590 | 0.27858
30714 | 965.94 | 0.8 | 365 | 879.7732 | 0.85085 | 880 | 0.62405
30716 | 648.04 | 0.8 | 365 | 590.2315 | 0.047066 | 590 | 0.27858
30717 | 176.8 | 0.8 | 365 | 161.0285 | 0.12617 | 161 | 0.1547
30722 | 271.32 | 0.9 | 365 | 278.0065 | 0.58513 | 278 | 0.5916
32951 | 1326.78 | 0.8 | 365 | 1208.4244 | 0.37622 | 1208 | 0.80065
34216 | 1333.76 | 1 | 365 | 1518.4772 | 0.46576 | 1518 | 0.94298
35114 | 4229.1 | 1 | 365 | 4814.8033 | 0.47323 | 4815 | 0.27651
39541 | 3.9 | 0.8 | 365 | 3.5521 | 0.14984 | 3 | 0.70194
50533 | 6.3 | 1 | 365 | 7.1725 | 0.43718 | 7 | 0.60969
52528 | 552.96 | 0.9 | 365 | 566.5873 | 0.45479 | 567 | 0.042064
62252 | 67.925 | 0.9 | 365 | 69.599 | 0.092215 | 69 | 0.69118
64558 | 189 | 0.7 | 365 | 150.6227 | 0.1808 | 150 | 0.8035
69624 | 4.2 | 0.8 | 365 | 3.8253 | 0.69983 | 4 | 0.52517
70102 | 13.8 | 0.8 | 365 | 12.569 | 0.29944 | 12 | 0.86841
70308 | 6.72 | 0.8 | 365 | 6.1205 | 0.31973 | 6 | 0.44027
70423 | 8.7 | 0.8 | 365 | 7.9239 | 0.94965 | 8 | 0.87356
70427 | 6.6 | 0.8 | 365 | 6.0112 | 0.099732 | 6 | 0.11098
70718 | 5.035 | 1 | 365 | 5.7323 | 0.53829 | 6 | 0.2706
70719 | 12.285 | 0.8 | 365 | 11.1891 | 0.522 | 11 | 0.71112
70750 | 5.1 | 0.8 | 365 | 4.6451 | 0.34979 | 4 | 0.99485
70751 | 5.7 | 0.8 | 365 | 5.1915 | 0.44977 | 5 | 0.6413
70752 | 9 | 0.8 | 365 | 8.1972 | 0.49964 | 8 | 0.69679
70887 | 14.04 | 0.8 | 365 | 12.7876 | 0.73943 | 13 | 0.52699
71049 | 3.3 | 0.8 | 365 | 3.0056 | 0.049866 | 3 | 0.055489
71135 | 7.695 | 1 | 365 | 8.7607 | 0.63399 | 9 | 0.39469
71182 | 5.04 | 0.8 | 365 | 4.5904 | 0.2398 | 4 | 0.8302
71227 | 9.63 | 0.8 | 365 | 8.771 | 0.65461 | 9 | 0.42556
71240 | 6.89 | 0.8 | 365 | 6.2754 | 0.63139 | 6 | 0.90676
71246 | 3.3 | 0.8 | 365 | 3.0056 | 0.049866 | 3 | 0.055489
71354 | 3.6 | 0.8 | 365 | 3.2789 | 0.59985 | 3 | 0.87872
71358 | 6.6 | 0.8 | 365 | 6.0112 | 0.099732 | 6 | 0.11098
71359 | 11.96 | 0.8 | 365 | 10.8931 | 0.92618 | 11 | 0.81929
71361 | 1.89 | 0.8 | 365 | 1.7214 | 0.46492 | 2 | 0.18633
71462 | 11.685 | 0.8 | 365 | 10.6426 | 0.42203 | 11 | 0.064665
71465 | 6.67 | 0.8 | 365 | 6.075 | 0.22806 | 6 | 0.30306
71483 | 6.72 | 0.8 | 365 | 6.1205 | 0.31973 | 6 | 0.44027
71487 | 3.36 | 0.8 | 365 | 3.0603 | 0.15986 | 3 | 0.22013
71523 | 6.21 | 0.8 | 365 | 5.656 | 0.38475 | 6 | 0.040784
71529 | 9.81 | 0.8 | 365 | 8.9349 | 0.9846 | 9 | 0.9195
71556 | 7.56 | 1 | 365 | 8.607 | 0.32462 | 8 | 0.93163
71573 | 6.3 | 0.8 | 365 | 5.738 | 0.54974 | 6 | 0.28775
71637 | 6.095 | 1 | 365 | 6.9391 | 0.9674 | 7 | 0.90652
71640 | 9.6 | 0.8 | 365 | 8.7436 | 0.59961 | 9 | 0.34324
71646 | 5.67 | 0.8 | 365 | 5.1642 | 0.39477 | 5 | 0.55898
71650 | 6 | 0.8 | 365 | 5.4648 | 0.99976 | 6 | 0.46453
71665 | 7.875 | 0.8 | 365 | 7.1725 | 0.43718 | 7 | 0.60969
71687 | 7 | 0.8 | 365 | 6.3756 | 0.83305 | 7 | 0.20861
71708 | 7.905 | 1 | 365 | 8.9998 | 0.11522 | 9 | 0.11502
71770 | 4.48 | 0.8 | 365 | 4.0804 | 0.21315 | 4 | 0.29351
71772 | 13.455 | 0.8 | 365 | 12.2547 | 0.66695 | 12 | 0.9217
71773 | 8.04 | 0.8 | 365 | 7.3228 | 0.73967 | 8 | 0.062465
71774 | 2.88 | 0.8 | 365 | 2.6231 | 0.27988 | 2 | 0.90297
71778 | 5.98 | 0.8 | 365 | 5.4466 | 0.96309 | 6 | 0.40964
71779 | 2.34 | 0.8 | 365 | 2.1313 | 0.28991 | 2 | 0.42117
71784 | 5.51 | 0.8 | 365 | 5.0185 | 0.10144 | 5 | 0.11992
71785 | 5 | 0.8 | 365 | 4.554 | 0.16646 | 4 | 0.72044
71786 | 12.48 | 1 | 365 | 14.2084 | 0.59937 | 14 | 0.80777
71787 | 5.04 | 0.8 | 365 | 4.5904 | 0.2398 | 4 | 0.8302
71788 | 7.92 | 0.8 | 365 | 7.2135 | 0.51968 | 7 | 0.73317
71789 | 6.7 | 0.8 | 365 | 6.1023 | 0.28306 | 6 | 0.38539
71790 | 6.6 | 0.8 | 365 | 6.0112 | 0.099732 | 6 | 0.11098
71791 | 6.05 | 0.8 | 365 | 5.5103 | 0.091421 | 5 | 0.60173
71792 | 6.1 | 0.8 | 365 | 5.5558 | 0.18309 | 5 | 0.73893
71793 | 6.08 | 0.8 | 365 | 5.5376 | 0.14642 | 5 | 0.68405
71794 | 12 | 0.8 | 365 | 10.9295 | 0.99951 | 11 | 0.92905
71796 | 8.64 | 0.8 | 365 | 7.8693 | 0.83965 | 8 | 0.70892
71799 | 5.7 | 0.8 | 365 | 5.1915 | 0.44977 | 5 | 0.6413
71800 | 7.685 | 0.8 | 365 | 6.9995 | 0.088855 | 7 | 0.088314
71801 | 3.6 | 0.8 | 365 | 3.2789 | 0.59985 | 3 | 0.87872
71802 | 10.24 | 0.8 | 365 | 9.3265 | 0.77292 | 10 | 0.099458
71803 | 4.29 | 0.8 | 365 | 3.9073 | 0.86483 | 4 | 0.77214
71804 | 8.1 | 0.8 | 365 | 7.3774 | 0.84967 | 8 | 0.22711
71805 | 7.521 | 0.8 | 365 | 6.8501 | 0.7882 | 7 | 0.63828
71807 | 12.075 | 0.8 | 365 | 10.9978 | 0.13701 | 11 | 0.13486
71808 | 6.48 | 0.8 | 365 | 5.902 | 0.87974 | 6 | 0.78169
71809 | 11.04 | 0.8 | 365 | 10.0552 | 0.23955 | 10 | 0.29473
71810 | 9 | 0.8 | 365 | 8.1972 | 0.49964 | 8 | 0.69679
71811 | 10.24 | 0.8 | 365 | 9.3265 | 0.77292 | 10 | 0.099458
71812 | 4.485 | 0.8 | 365 | 4.0849 | 0.22232 | 4 | 0.30723
71814 | 9.24 | 0.8 | 365 | 8.4157 | 0.93963 | 9 | 0.35537
71815 | 6.44 | 0.8 | 365 | 5.8655 | 0.80641 | 6 | 0.67192
71816 | 4.06 | 0.8 | 365 | 3.6978 | 0.44317 | 4 | 0.141
71818 | 10.08 | 0.8 | 365 | 9.1808 | 0.47959 | 9 | 0.6604
71819 | 7.84 | 0.8 | 365 | 7.1406 | 0.37302 | 7 | 0.51365
71820 | 5.04 | 0.8 | 365 | 4.5904 | 0.2398 | 4 | 0.8302
71821 | 3.15 | 0.8 | 365 | 2.869 | 0.77487 | 3 | 0.64388
71822 | 7.194 | 0.8 | 365 | 6.5523 | 0.18871 | 6 | 0.74097
71823 | 9.28 | 0.8 | 365 | 8.4522 | 0.012957 | 8 | 0.46513
71824 | 6.405 | 0.8 | 365 | 5.8336 | 0.74224 | 6 | 0.57588
71826 | 7.56 | 0.8 | 365 | 6.8856 | 0.85969 | 7 | 0.7453
71828 | 6.1 | 0.8 | 365 | 5.5558 | 0.18309 | 5 | 0.73893
71831 | 9.45 | 0.8 | 365 | 8.607 | 0.32462 | 8 | 0.93163
71833 | 6.4 | 0.8 | 365 | 5.8291 | 0.73307 | 6 | 0.56216
71834 | 2.12 | 0.8 | 365 | 1.9309 | 0.88658 | 2 | 0.81747
71835 | 7.56 | 0.8 | 365 | 6.8856 | 0.85969 | 7 | 0.7453
71836 | 6.44 | 0.8 | 365 | 5.8655 | 0.80641 | 6 | 0.67192
71837 | 3.9 | 0.8 | 365 | 3.5521 | 0.14984 | 3 | 0.70194
71839 | 13.515 | 0.8 | 365 | 12.3094 | 0.77695 | 13 | 0.086345
71840 | 12.24 | 0.8 | 365 | 11.1481 | 0.4395 | 11 | 0.58763
71843 | 5.04 | 0.8 | 365 | 4.5904 | 0.2398 | 4 | 0.8302
71844 | 6.615 | 0.8 | 365 | 6.0249 | 0.12723 | 6 | 0.15214
71845 | 8 | 0.8 | 365 | 7.2864 | 0.66634 | 7 | 0.9527
71846 | 8.99 | 0.8 | 365 | 8.188 | 0.4813 | 8 | 0.66935
71847 | 5.52 | 0.8 | 365 | 5.0276 | 0.11978 | 5 | 0.14736
71848 | 8.25 | 0.8 | 365 | 7.5141 | 0.12467 | 7 | 0.63872
71849 | 6.48 | 0.8 | 365 | 5.902 | 0.87974 | 6 | 0.78169
71851 | 11.16 | 0.8 | 365 | 10.1645 | 0.45955 | 10 | 0.62402
71852 | 1.16 | 0.8 | 365 | 1.0565 | 0.12662 | 1 | 0.18314
71853 | 6.875 | 0.8 | 365 | 6.2617 | 0.60389 | 6 | 0.8656
71855 | 8.06 | 0.8 | 365 | 7.341 | 0.77634 | 8 | 0.11735
71856 | 9.35 | 0.8 | 365 | 8.5159 | 0.14129 | 8 | 0.65722
71858 | 6.09 | 0.8 | 365 | 5.5467 | 0.16475 | 5 | 0.71149
71860 | 6.9 | 0.8 | 365 | 6.2845 | 0.64972 | 6 | 0.9342
71862 | 10.08 | 0.8 | 365 | 9.1808 | 0.47959 | 9 | 0.6604
71863 | 10.44 | 0.8 | 365 | 9.5087 | 0.13958 | 9 | 0.64828
71864 | 6.93 | 0.8 | 365 | 6.3118 | 0.70472 | 7 | 0.016528
71865 | 7.5 | 0.8 | 365 | 6.831 | 0.7497 | 7 | 0.58066
71867 | 4.48 | 0.8 | 365 | 4.0804 | 0.21315 | 4 | 0.29351
71874 | 8.28 | 0.8 | 365 | 7.5414 | 0.17966 | 7 | 0.72105
71876 | 4.845 | 1 | 365 | 5.516 | 0.10288 | 5 | 0.61888
71877 | 5.32 | 0.8 | 365 | 4.8454 | 0.75312 | 5 | 0.59855
71878 | 3.64 | 0.8 | 365 | 3.3153 | 0.67319 | 3 | 0.98848
71879 | 6.89 | 0.8 | 365 | 6.2754 | 0.63139 | 6 | 0.90676
71882 | 10.92 | 0.8 | 365 | 9.9459 | 0.019557 | 9 | 0.96544
71884 | 4.48 | 0.8 | 365 | 4.0804 | 0.21315 | 4 | 0.29351
71885 | 3.64 | 0.8 | 365 | 3.3153 | 0.67319 | 3 | 0.98848
71886 | 4.64 | 0.8 | 365 | 4.2261 | 0.50648 | 4 | 0.73257
71890 | 5.98 | 0.8 | 365 | 5.4466 | 0.96309 | 6 | 0.40964
71891 | 2.61 | 0.8 | 365 | 2.3772 | 0.78489 | 3 | 0.16207
71892 | 11.61 | 0.8 | 365 | 10.5743 | 0.28453 | 10 | 0.85886
71894 | 9.9 | 0.8 | 365 | 9.0169 | 0.1496 | 9 | 0.16647
71898 | 7.56 | 0.8 | 365 | 6.8856 | 0.85969 | 7 | 0.7453
71900 | 6.16 | 0.8 | 365 | 5.6105 | 0.29308 | 5 | 0.90358
71901 | 13.23 | 0.8 | 365 | 12.0498 | 0.25446 | 12 | 0.30428
71904 | 3.92 | 0.8 | 365 | 3.5703 | 0.18651 | 3 | 0.75682
71905 | 3.6 | 0.8 | 365 | 3.2789 | 0.59985 | 3 | 0.87872
71906 | 10.92 | 0.8 | 365 | 9.9459 | 0.019557 | 9 | 0.96544
71908 | 8.7 | 0.8 | 365 | 7.9239 | 0.94965 | 8 | 0.87356
71910 | 9.01 | 0.8 | 365 | 8.2063 | 0.51797 | 8 | 0.72423
71911 | 5.6 | 0.8 | 365 | 5.1005 | 0.26644 | 5 | 0.36689
71913 | 12.15 | 0.8 | 365 | 11.0662 | 0.27451 | 11 | 0.34067
71915 | 2.52 | 0.8 | 365 | 2.2952 | 0.6199 | 2 | 0.9151
71927 | 6.44 | 0.8 | 365 | 5.8655 | 0.80641 | 6 | 0.67192
71928 | 5.04 | 0.8 | 365 | 4.5904 | 0.2398 | 4 | 0.8302
71929 | 4.27 | 0.8 | 365 | 3.8891 | 0.82816 | 4 | 0.71725
71931 | 4.88 | 0.8 | 365 | 4.4447 | 0.94647 | 5 | 0.39115
71932 | 14.84 | 0.8 | 365 | 13.5162 | 0.20607 | 13 | 0.72226
71934 | 7.93 | 0.8 | 365 | 7.2226 | 0.53801 | 7 | 0.76062
71935 | 10.15 | 0.8 | 365 | 9.2446 | 0.60792 | 9 | 0.85249
71936 | 6.44 | 0.8 | 365 | 5.8655 | 0.80641 | 6 | 0.67192
71937 | 7.26 | 0.8 | 365 | 6.6124 | 0.30971 | 6 | 0.92208
71938 | 4.575 | 0.8 | 365 | 4.1669 | 0.38731 | 4 | 0.5542
71940 | 24.79 | 0.8 | 365 | 22.5786 | 0.44733 | 23 | 0.025934
71942 | 6.72 | 0.8 | 365 | 6.1205 | 0.31973 | 6 | 0.44027
71943 | 9.15 | 0.8 | 365 | 8.3338 | 0.77463 | 9 | 0.1084
71945 | 9.8 | 0.8 | 365 | 8.9258 | 0.96627 | 9 | 0.89206
71949 | 6.44 | 0.8 | 365 | 5.8655 | 0.80641 | 6 | 0.67192
71951 | 2.8 | 0.8 | 365 | 2.5502 | 0.13322 | 2 | 0.68345
71952 | 9.145 | 0.8 | 365 | 8.3292 | 0.76546 | 9 | 0.094682
71953 | 7.28 | 0.8 | 365 | 6.6306 | 0.34637 | 6 | 0.97696
71955 | 9.12 | 0.8 | 365 | 8.3064 | 0.71963 | 9 | 0.02608
71956 | 3.77 | 0.8 | 365 | 3.4337 | 0.91151 | 4 | 0.34521
71958 | 3.6 | 0.8 | 365 | 3.2789 | 0.59985 | 3 | 0.87872
71960 | 9.15 | 0.8 | 365 | 8.3338 | 0.77463 | 9 | 0.1084
71961 | 6.405 | 0.8 | 365 | 5.8336 | 0.74224 | 6 | 0.57588
71966 | 19.32 | 0.8 | 365 | 17.5966 | 0.41922 | 18 | 0.015774
71973 | 6 | 0.8 | 365 | 5.4648 | 0.99976 | 6 | 0.46453
71974 | 5.4 | 0.8 | 365 | 4.9183 | 0.89978 | 5 | 0.81807
71977 | 6.96 | 0.8 | 365 | 6.3391 | 0.75972 | 7 | 0.09885
71978 | 4.05 | 0.8 | 365 | 3.6887 | 0.42484 | 4 | 0.11356
71980 | 5.94 | 0.8 | 365 | 5.4101 | 0.88976 | 6 | 0.29988
71981 | 7.5 | 0.8 | 365 | 6.831 | 0.7497 | 7 | 0.58066
71982 | 3.92 | 0.8 | 365 | 3.5703 | 0.18651 | 3 | 0.75682
71983 | 4.2 | 0.8 | 365 | 3.8253 | 0.69983 | 4 | 0.52517
71984 | 5.4 | 0.8 | 365 | 4.9183 | 0.89978 | 5 | 0.81807
71986 | 6 | 0.8 | 365 | 5.4648 | 0.99976 | 6 | 0.46453
71987 | 2.4 | 0.8 | 365 | 2.1859 | 0.3999 | 2 | 0.58581
71989 | 12.9 | 0.8 | 365 | 11.7493 | 0.64948 | 12 | 0.39873
71992 | 13.8 | 0.8 | 365 | 12.569 | 0.29944 | 12 | 0.86841
71994 | 13.2 | 0.8 | 365 | 12.0225 | 0.19946 | 12 | 0.22196
71995 | 3.24 | 0.8 | 365 | 2.951 | 0.93987 | 3 | 0.89084
71997 | 7.84 | 0.8 | 365 | 7.1406 | 0.37302 | 7 | 0.51365
71998 | 4.32 | 0.8 | 365 | 3.9346 | 0.91982 | 4 | 0.85446
71999 | 4.06 | 0.8 | 365 | 3.6978 | 0.44317 | 4 | 0.141
72000 | 5.6 | 0.8 | 365 | 5.1005 | 0.26644 | 5 | 0.36689
72001 | 8.71 | 0.8 | 365 | 7.933 | 0.96798 | 8 | 0.901
72003 | 9.1 | 0.8 | 365 | 8.2882 | 0.68296 | 8 | 0.9712
72004 | 5.04 | 0.8 | 365 | 4.5904 | 0.2398 | 4 | 0.8302
72005 | 8.12 | 0.8 | 365 | 7.3957 | 0.88634 | 8 | 0.28199
71738 | 8.68 | 0.8 | 365 | 7.9057 | 0.91298 | 8 | 0.81868
71797 | 10.05 | 0.8 | 365 | 9.1535 | 0.42459 | 9 | 0.57808
71996 | 8.68 | 0.8 | 365 | 7.9057 | 0.91298 | 8 | 0.81868
63130 | 581.4 | 0.7 | 365 | 463.3441 | 0.64188 | 463 | 0.986
71795 | 9.9 | 0.8 | 365 | 9.0169 | 0.1496 | 9 | 0.16647
71798 | 8.625 | 0.8 | 365 | 7.8556 | 0.81215 | 8 | 0.66776
71857 | 8.99 | 0.8 | 365 | 8.188 | 0.4813 | 8 | 0.66935
71889 | 4.2 | 0.8 | 365 | 3.8253 | 0.69983 | 4 | 0.52517
71959 | 8.4 | 0.8 | 365 | 7.6507 | 0.39966 | 8 | 0.050337
71664 | 5.886 | 0.8 | 365 | 5.3609 | 0.79076 | 6 | 0.1517
70113 | 2.925 | 0.8 | 365 | 2.6641 | 0.36238 | 3 | 0.026456
70404 | 4.55 | 0.8 | 365 | 4.1441 | 0.34148 | 4 | 0.4856
70721 | 11.7 | 0.8 | 365 | 10.6563 | 0.44953 | 11 | 0.10583
70903 | 8.45 | 0.8 | 365 | 7.6962 | 0.49132 | 8 | 0.18754
70980 | 7.475 | 0.8 | 365 | 6.8082 | 0.70386 | 7 | 0.51206
71023 | 6.5 | 0.8 | 365 | 5.9202 | 0.9164 | 6 | 0.83657
71705 | 11.05 | 0.8 | 365 | 10.0643 | 0.25789 | 10 | 0.32217
71747 | 9.1 | 0.8 | 365 | 8.2882 | 0.68296 | 8 | 0.9712
71988 | 11.05 | 0.8 | 365 | 10.0643 | 0.25789 | 10 | 0.32217
64562 | 126 | 0.7 | 365 | 100.4151 | 0.12053 | 100 | 0.53567
72008 | 10.56 | 0.8 | 365 | 9.618 | 0.35957 | 9 | 0.97757
72006 | 11.4 | 0.8 | 365 | 10.3831 | 0.89954 | 11 | 0.2826
72010 | 7 | 0.8 | 365 | 6.3756 | 0.83305 | 7 | 0.20861
72009 | 7.125 | 0.8 | 365 | 6.4894 | 0.062211 | 6 | 0.55162
72011 | 6.96 | 0.8 | 365 | 6.3391 | 0.75972 | 7 | 0.09885
72012 | 8.265 | 0.8 | 365 | 7.5277 | 0.15216 | 7 | 0.67988
72013 | 9.625 | 0.8 | 365 | 8.7664 | 0.64544 | 9 | 0.41184
72014 | 6.27 | 0.8 | 365 | 5.7107 | 0.49475 | 6 | 0.20543
72015 | 20.7 | 0.8 | 365 | 18.8535 | 0.94916 | 19 | 0.80261
34775 | 47 | 0.7 | 365 | 37.4564 | 0.39417 | 37 | 0.85061
71832 | 2.943 | 0.8 | 365 | 2.6805 | 0.39538 | 3 | 0.07585
72016 | 2.24 | 0.8 | 365 | 2.0402 | 0.10658 | 2 | 0.14676
71339 | 2.925 | 0.8 | 365 | 2.6641 | 0.36238 | 3 | 0.026456
72017 | 5.32 | 0.8 | 365 | 4.8454 | 0.75312 | 5 | 0.59855
71343 | 7.8 | 0.8 | 365 | 7.1042 | 0.29968 | 7 | 0.40388
72018 | 6.44 | 0.8 | 365 | 5.8655 | 0.80641 | 6 | 0.67192
71351 | 13.16 | 0.8 | 365 | 11.9861 | 0.12613 | 12 | 0.11219
71461 | 14 | 0.8 | 365 | 12.7511 | 0.6661 | 13 | 0.41723
71467 | 3.12 | 0.8 | 365 | 2.8417 | 0.71987 | 3 | 0.56155
71479 | 4.5 | 0.8 | 365 | 4.0986 | 0.24982 | 4 | 0.34839
71482 | 8.4 | 0.8 | 365 | 7.6507 | 0.39966 | 8 | 0.050337
71484 | 9.75 | 0.8 | 365 | 8.8803 | 0.8746 | 9 | 0.75485
72019 | 6.67 | 0.8 | 365 | 6.075 | 0.22806 | 6 | 0.30306
71701 | 12.1 | 0.8 | 365 | 11.0206 | 0.18284 | 11 | 0.20346
72021 | 6.325 | 0.8 | 365 | 5.7608 | 0.59558 | 6 | 0.35635
72022 | 9 | 0.8 | 365 | 8.1972 | 0.49964 | 8 | 0.69679
72025 | 13.5 | 1 | 365 | 15.3697 | 0.93682 | 16 | 0.30648
70374 | 10.56 | 0.8 | 365 | 9.618 | 0.35957 | 9 | 0.97757
71830 | 8.4 | 0.8 | 365 | 7.6507 | 0.39966 | 8 | 0.050337
71781 | 9.3 | 0.8 | 365 | 8.4704 | 0.049623 | 8 | 0.52002
71739 | 6.5 | 0.8 | 365 | 5.9202 | 0.9164 | 6 | 0.83657
71733 | 5.46 | 0.8 | 365 | 4.9729 | 0.0097787 | 4 | 0.98272
71721 | 6.5 | 0.8 | 365 | 5.9202 | 0.9164 | 6 | 0.83657
71363 | 4.2 | 0.8 | 365 | 3.8253 | 0.69983 | 4 | 0.52517
71355 | 13.5 | 0.8 | 365 | 12.2957 | 0.74945 | 13 | 0.045184
71333 | 3.92 | 0.8 | 365 | 3.5703 | 0.18651 | 3 | 0.75682
71210 | 5.85 | 0.8 | 365 | 5.3282 | 0.72476 | 6 | 0.052913
47649 | 24.84 | 0.8 | 365 | 22.6241 | 0.53899 | 23 | 0.16314
71350 | 4.5 | 0.8 | 365 | 4.0986 | 0.24982 | 4 | 0.34839
71167 | 11.772 | 0.8 | 365 | 10.7219 | 0.58152 | 11 | 0.3034
72026 | 5.12 | 0.8 | 365 | 4.6633 | 0.38646 | 5 | 0.049729
72027 | 11.34 | 0.8 | 365 | 10.3284 | 0.78954 | 11 | 0.11795
72029 | 3.96 | 0.8 | 365 | 3.6067 | 0.25984 | 3 | 0.86659
72032 | 5.85 | 0.8 | 365 | 5.3282 | 0.72476 | 6 | 0.052913
72033 | 4.2 | 0.8 | 365 | 3.8253 | 0.69983 | 4 | 0.52517
34320 | 2378.88 | 1 | 365 | 2708.3397 | 0.47947 | 2708 | 0.81912
67286 | 9.275 | 1 | 365 | 10.5595 | 0.25474 | 10 | 0.81427
72034 | 3.64 | 0.8 | 365 | 3.3153 | 0.67319 | 3 | 0.98848
72035 | 8.12 | 0.8 | 365 | 7.3957 | 0.88634 | 8 | 0.28199
72036 | 5.6 | 0.8 | 365 | 5.1005 | 0.26644 | 5 | 0.36689
72037 | 7.54 | 0.8 | 365 | 6.8674 | 0.82303 | 7 | 0.69042
72038 | 6.095 | 0.8 | 365 | 5.5513 | 0.17392 | 5 | 0.72521
72039 | 4.2 | 0.8 | 365 | 3.8253 | 0.69983 | 4 | 0.52517
71564 | 6.5 | 0.8 | 365 | 5.9202 | 0.9164 | 6 | 0.83657
71970 | 5.04 | 0.8 | 365 | 4.5904 | 0.2398 | 4 | 0.8302
72040 | 4.8 | 0.8 | 365 | 4.3718 | 0.79981 | 5 | 0.17162
72041 | 8.32 | 0.8 | 365 | 7.5778 | 0.253 | 7 | 0.83081
72042 | 11.7 | 0.8 | 365 | 10.6563 | 0.44953 | 11 | 0.10583
72043 | 10.8 | 0.8 | 365 | 9.8366 | 0.79956 | 10 | 0.63615
72370 | 6 | 0.8 | 365 | 5.4648 | 0.99976 | 6 | 0.46453
71941 | 6.67 | 0.8 | 365 | 6.075 | 0.22806 | 6 | 0.30306
71948 | 10.675 | 0.8 | 365 | 9.7227 | 0.5704 | 10 | 0.29314
71964 | 6.1 | 0.8 | 365 | 5.5558 | 0.18309 | 5 | 0.73893
71967 | 9.735 | 0.8 | 365 | 8.8666 | 0.84711 | 9 | 0.71369
71969 | 4.575 | 0.8 | 365 | 4.1669 | 0.38731 | 4 | 0.5542
72045 | 5.04 | 0.8 | 365 | 4.5904 | 0.2398 | 4 | 0.8302
72371 | 7.95 | 1 | 365 | 9.051 | 0.21835 | 9 | 0.26937
72372 | 3.18 | 1 | 365 | 3.6204 | 0.28734 | 3 | 0.90775
72374 | 6.36 | 1 | 365 | 7.2408 | 0.57468 | 7 | 0.8155
72053 | 7.695 | 0.8 | 365 | 7.0086 | 0.10719 | 7 | 0.11575
72375 | 8.48 | 1 | 365 | 9.6544 | 0.4329 | 10 | 0.087329
72054 | 5.76 | 0.8 | 365 | 5.2462 | 0.55977 | 5 | 0.80595
72055 | 13.2 | 0.8 | 365 | 12.0225 | 0.19946 | 12 | 0.22196
72190 | 11.055 | 0.8 | 365 | 10.0688 | 0.26705 | 10 | 0.33589
72186 | 7.2 | 0.8 | 365 | 6.5577 | 0.19971 | 6 | 0.75743
72220 | 10.05 | 0.8 | 365 | 9.1535 | 0.42459 | 9 | 0.57808
72250 | 4.48 | 0.8 | 365 | 4.0804 | 0.21315 | 4 | 0.29351
72242 | 7.37 | 0.8 | 365 | 6.7126 | 0.51137 | 7 | 0.22393
72056 | 6.93 | 0.8 | 365 | 6.3118 | 0.70472 | 7 | 0.016528
72058 | 8.71 | 0.8 | 365 | 7.933 | 0.96798 | 8 | 0.901
72378 | 6.72 | 0.8 | 365 | 6.1205 | 0.31973 | 6 | 0.44027
72377 | 5.355 | 0.8 | 365 | 4.8773 | 0.81728 | 5 | 0.69459
72379 | 3.36 | 0.8 | 365 | 3.0603 | 0.15986 | 3 | 0.22013
72381 | 7.54 | 1 | 365 | 8.5842 | 0.27878 | 8 | 0.86303
72252 | 11.07 | 0.8 | 365 | 10.0825 | 0.29455 | 10 | 0.37705
72382 | 7.56 | 0.8 | 365 | 6.8856 | 0.85969 | 7 | 0.7453
70490 | 5.52 | 0.8 | 365 | 5.0276 | 0.11978 | 5 | 0.14736
72383 | 5.225 | 0.8 | 365 | 4.7589 | 0.57895 | 5 | 0.33786
72384 | 8.75 | 0.8 | 365 | 7.9695 | 0.041312 | 8 | 0.010767
72385 | 7.36 | 0.8 | 365 | 6.7035 | 0.49304 | 7 | 0.19649
72061 | 3.135 | 0.8 | 365 | 2.8553 | 0.74737 | 3 | 0.60271
72386 | 6.08 | 0.8 | 365 | 5.5376 | 0.14642 | 5 | 0.68405
72063 | 10.36 | 0.8 | 365 | 9.4358 | 0.99291 | 10 | 0.42875
72387 | 8.12 | 0.8 | 365 | 7.3957 | 0.88634 | 8 | 0.28199
72388 | 5.04 | 0.8 | 365 | 4.5904 | 0.2398 | 4 | 0.8302
72044 | 8.375 | 0.8 | 365 | 7.6279 | 0.35383 | 7 | 0.98173
72389 | 6.625 | 1 | 365 | 7.5425 | 0.18196 | 7 | 0.72448
72062 | 16.2 | 0.8 | 365 | 14.7549 | 0.69934 | 15 | 0.45422
72369 | 6.095 | 1 | 365 | 6.9391 | 0.9674 | 7 | 0.90652
72368 | 4.68 | 1 | 365 | 5.3282 | 0.72476 | 6 | 0.052913
72366 | 7.8 | 0.8 | 365 | 7.1042 | 0.29968 | 7 | 0.40388
72064 | 8.68 | 0.8 | 365 | 7.9057 | 0.91298 | 8 | 0.81868
72367 | 12.19 | 1 | 365 | 13.8782 | 0.9348 | 14 | 0.81304
72365 | 3.71 | 1 | 365 | 4.2238 | 0.5019 | 4 | 0.72571
72065 | 11.73 | 0.8 | 365 | 10.6836 | 0.50452 | 11 | 0.18815
72363 | 8.48 | 1 | 365 | 9.6544 | 0.4329 | 10 | 0.087329
72361 | 11.13 | 1 | 365 | 12.6714 | 0.50569 | 13 | 0.17712
72360 | 6.3 | 0.8 | 365 | 5.738 | 0.54974 | 6 | 0.28775
72359 | 9.01 | 1 | 365 | 10.2578 | 0.64746 | 10 | 0.90529
72357 | 5.3 | 1 | 365 | 6.034 | 0.14556 | 6 | 0.17958
72356 | 3.71 | 1 | 365 | 4.2238 | 0.5019 | 4 | 0.72571
72355 | 9.6 | 0.8 | 365 | 8.7436 | 0.59961 | 9 | 0.34324
72354 | 5.67 | 0.8 | 365 | 5.1642 | 0.39477 | 5 | 0.55898
72353 | 7.42 | 1 | 365 | 8.4476 | 0.0037907 | 8 | 0.45141
72352 | 8.745 | 1 | 365 | 9.9561 | 0.040182 | 9 | 0.99631
72351 | 4.505 | 1 | 365 | 5.1289 | 0.32373 | 5 | 0.45264
72350 | 4.77 | 1 | 365 | 5.4306 | 0.93101 | 6 | 0.36162
72068 | 8.64 | 0.8 | 365 | 7.8693 | 0.83965 | 8 | 0.70892
72347 | 7.28 | 0.8 | 365 | 6.6306 | 0.34637 | 6 | 0.97696
72346 | 6.16 | 0.8 | 365 | 5.6105 | 0.29308 | 5 | 0.90358
72345 | 3.71 | 1 | 365 | 4.2238 | 0.5019 | 4 | 0.72571
71230 | 9.76 | 0.8 | 365 | 8.8894 | 0.89294 | 9 | 0.7823
72344 | 6.16 | 0.8 | 365 | 5.6105 | 0.29308 | 5 | 0.90358
72070 | 9.8 | 0.8 | 365 | 8.9258 | 0.96627 | 9 | 0.89206
72343 | 5.695 | 0.8 | 365 | 5.187 | 0.4406 | 5 | 0.62758
54591 | 65.975 | 0.7 | 365 | 52.5785 | 0.83256 | 53 | 0.41104
72071 | 12.04 | 0.8 | 365 | 10.966 | 0.072845 | 11 | 0.038816
72342 | 5.025 | 0.8 | 365 | 4.5767 | 0.2123 | 4 | 0.78904
72341 | 10.72 | 0.8 | 365 | 9.7637 | 0.6529 | 10 | 0.41662
72072 | 3.12 | 0.8 | 365 | 2.8417 | 0.71987 | 3 | 0.56155
72340 | 11.34 | 0.8 | 365 | 10.3284 | 0.78954 | 11 | 0.11795
72339 | 8.54 | 0.8 | 365 | 7.7782 | 0.65632 | 8 | 0.43451
72073 | 10.64 | 0.8 | 365 | 9.6909 | 0.50624 | 10 | 0.19709
72338 | 11.88 | 0.8 | 365 | 10.8202 | 0.77952 | 11 | 0.59976
72337 | 23.18 | 0.8 | 365 | 21.1122 | 0.49573 | 21 | 0.60795
72075 | 4.5 | 0.8 | 365 | 4.0986 | 0.24982 | 4 | 0.34839
72336 | 8.48 | 0.8 | 365 | 7.7235 | 0.54632 | 8 | 0.26986
71780 | 10.2 | 0.8 | 365 | 9.2901 | 0.69959 | 9 | 0.98969
71415 | 6.6 | 0.8 | 365 | 6.0112 | 0.099732 | 6 | 0.11098
72078 | 3.9 | 0.8 | 365 | 3.5521 | 0.14984 | 3 | 0.70194
72079 | 6.825 | 0.8 | 365 | 6.2162 | 0.51222 | 6 | 0.7284
72080 | 3.18 | 0.8 | 365 | 2.8963 | 0.82987 | 3 | 0.7262
72082 | 9.6 | 0.8 | 365 | 8.7436 | 0.59961 | 9 | 0.34324
72086 | 4.86 | 0.8 | 365 | 4.4265 | 0.9098 | 5 | 0.33627
72085 | 4.59 | 0.8 | 365 | 4.1805 | 0.41481 | 4 | 0.59536
72087 | 5.04 | 0.8 | 365 | 4.5904 | 0.2398 | 4 | 0.8302
72088 | 4.77 | 0.8 | 365 | 4.3445 | 0.74481 | 5 | 0.089298
72090 | 5.7 | 0.8 | 365 | 5.1915 | 0.44977 | 5 | 0.6413
72093 | 10.92 | 0.8 | 365 | 9.9459 | 0.019557 | 9 | 0.96544
72094 | 5.88 | 0.8 | 365 | 5.3555 | 0.77976 | 6 | 0.13524
72096 | 2.24 | 0.8 | 365 | 2.0402 | 0.10658 | 2 | 0.14676
72097 | 9.6 | 0.8 | 365 | 8.7436 | 0.59961 | 9 | 0.34324
72069 | 10.54 | 0.8 | 365 | 9.5998 | 0.32291 | 9 | 0.92268
72099 | 3.36 | 0.8 | 365 | 3.0603 | 0.15986 | 3 | 0.22013
72101 | 8.12 | 0.8 | 365 | 7.3957 | 0.88634 | 8 | 0.28199
72103 | 8.4 | 0.8 | 365 | 7.6507 | 0.39966 | 8 | 0.050337
72105 | 7.56 | 0.8 | 365 | 6.8856 | 0.85969 | 7 | 0.7453
72106 | 4.2 | 0.8 | 365 | 3.8253 | 0.69983 | 4 | 0.52517
72107 | 4.2 | 0.8 | 365 | 3.8253 | 0.69983 | 4 | 0.52517
72110 | 6.875 | 0.8 | 365 | 6.2617 | 0.60389 | 6 | 0.8656
72108 | 9.045 | 0.8 | 365 | 8.2381 | 0.58213 | 8 | 0.82027
72112 | 7.32 | 0.8 | 365 | 6.667 | 0.4197 | 7 | 0.086722
35463 | 2257.2 | 0.9 | 365 | 2312.827 | 0.37207 | 2313 | 0.19905
72109 | 2.17 | 0.8 | 365 | 1.9764 | 0.97825 | 2 | 0.95467
72113 | 6.72 | 0.8 | 365 | 6.1205 | 0.31973 | 6 | 0.44027
72119 | 4.55 | 0.8 | 365 | 4.1441 | 0.34148 | 4 | 0.4856
72116 | 6.44 | 0.8 | 365 | 5.8655 | 0.80641 | 6 | 0.67192
72120 | 12 | 0.8 | 365 | 10.9295 | 0.99951 | 11 | 0.92905
72122 | 11.44 | 0.8 | 365 | 10.4195 | 0.97287 | 11 | 0.39236
72125 | 11 | 0.8 | 365 | 10.0187 | 0.16622 | 10 | 0.18496
72132 | 4.8 | 0.8 | 365 | 4.3718 | 0.79981 | 5 | 0.17162
72126 | 11.1 | 0.8 | 365 | 10.1098 | 0.34955 | 10 | 0.45937
72127 | 9.35 | 0.8 | 365 | 8.5159 | 0.14129 | 8 | 0.65722
72128 | 8.32 | 0.8 | 365 | 7.5778 | 0.253 | 7 | 0.83081
72129 | 3.18 | 0.8 | 365 | 2.8963 | 0.82987 | 3 | 0.7262
72130 | 9.36 | 0.8 | 365 | 8.525 | 0.15962 | 8 | 0.68466
72134 | 9.6 | 0.8 | 365 | 8.7436 | 0.59961 | 9 | 0.34324
72136 | 11.97 | 0.8 | 365 | 10.9022 | 0.94451 | 11 | 0.84673
72137 | 6.9 | 0.8 | 365 | 6.2845 | 0.64972 | 6 | 0.9342
72140 | 6.12 | 0.8 | 365 | 5.5741 | 0.21975 | 5 | 0.79382
72146 | 3.6 | 0.8 | 365 | 3.2789 | 0.59985 | 3 | 0.87872
72145 | 12.16 | 1 | 365 | 13.8441 | 0.86605 | 14 | 0.71013
72147 | 12.16 | 1 | 365 | 13.8441 | 0.86605 | 14 | 0.71013
72148 | 6.75 | 0.8 | 365 | 6.1479 | 0.37473 | 6 | 0.52259
72150 | 10.24 | 0.8 | 365 | 9.3265 | 0.77292 | 10 | 0.099458
72152 | 10.175 | 0.8 | 365 | 9.2673 | 0.65375 | 9 | 0.92109
72153 | 5.2 | 0.8 | 365 | 4.7361 | 0.53312 | 5 | 0.26926
72156 | 8.4 | 0.8 | 365 | 7.6507 | 0.39966 | 8 | 0.050337
72157 | 7.56 | 0.8 | 365 | 6.8856 | 0.85969 | 7 | 0.7453
72158 | 7.8 | 0.8 | 365 | 7.1042 | 0.29968 | 7 | 0.40388
72160 | 8.4 | 0.8 | 365 | 7.6507 | 0.39966 | 8 | 0.050337
72269 | 11.97 | 0.8 | 365 | 10.9022 | 0.94451 | 11 | 0.84673
72335 | 6.6 | 0.8 | 365 | 6.0112 | 0.099732 | 6 | 0.11098
71916 | 4.5 | 0.8 | 365 | 4.0986 | 0.24982 | 4 | 0.34839
71859 | 5.88 | 0.8 | 365 | 5.3555 | 0.77976 | 6 | 0.13524
72333 | 6.72 | 0.8 | 365 | 6.1205 | 0.31973 | 6 | 0.44027
71871 | 4.76 | 0.8 | 365 | 4.3354 | 0.72647 | 5 | 0.061857
72331 | 3 | 0.8 | 365 | 2.7324 | 0.49988 | 3 | 0.23226
72330 | 9.62 | 0.8 | 365 | 8.7618 | 0.63628 | 9 | 0.39812
72328 | 12.6 | 0.8 | 365 | 11.476 | 0.099489 | 11 | 0.5755
72327 | 3 | 0.8 | 365 | 2.7324 | 0.49988 | 3 | 0.23226
72326 | 4.5 | 0.8 | 365 | 4.0986 | 0.24982 | 4 | 0.34839
72291 | 3.445 | 1 | 365 | 3.9221 | 0.89462 | 4 | 0.81673
72290 | 9.01 | 1 | 365 | 10.2578 | 0.64746 | 10 | 0.90529
72289 | 4.505 | 1 | 365 | 5.1289 | 0.32373 | 5 | 0.45264
72288 | 4.24 | 1 | 365 | 4.8272 | 0.71645 | 5 | 0.54366
72287 | 10.865 | 1 | 365 | 12.3697 | 0.89841 | 13 | 0.26814
72286 | 9.805 | 1 | 365 | 11.1629 | 0.46929 | 11 | 0.63222
72285 | 8.745 | 1 | 365 | 9.9561 | 0.040182 | 9 | 0.99631
72282 | 5.6 | 0.8 | 365 | 5.1005 | 0.26644 | 5 | 0.36689
72281 | 8.4 | 0.8 | 365 | 7.6507 | 0.39966 | 8 | 0.050337
72280 | 4.8 | 0.8 | 365 | 4.3718 | 0.79981 | 5 | 0.17162
72278 | 10.2 | 0.8 | 365 | 9.2901 | 0.69959 | 9 | 0.98969
72279 | 8.64 | 0.8 | 365 | 7.8693 | 0.83965 | 8 | 0.70892
72277 | 8.28 | 0.8 | 365 | 7.5414 | 0.17966 | 7 | 0.72105
72276 | 11.76 | 0.8 | 365 | 10.7109 | 0.55952 | 11 | 0.27047
72275 | 9.625 | 0.8 | 365 | 8.7664 | 0.64544 | 9 | 0.41184
72274 | 2.85 | 0.8 | 365 | 2.5958 | 0.22488 | 2 | 0.82065
72273 | 12.255 | 0.8 | 365 | 11.1618 | 0.467 | 11 | 0.62879
72272 | 10.45 | 0.8 | 365 | 9.5178 | 0.15791 | 9 | 0.67572
72270 | 5.7 | 0.8 | 365 | 5.1915 | 0.44977 | 5 | 0.6413
72271 | 5.8 | 0.8 | 365 | 5.2826 | 0.6331 | 5 | 0.91571
72268 | 7.56 | 0.8 | 365 | 6.8856 | 0.85969 | 7 | 0.7453
72267 | 5.775 | 0.8 | 365 | 5.2598 | 0.58727 | 5 | 0.84711
72265 | 3.3 | 0.8 | 365 | 3.0056 | 0.049866 | 3 | 0.055489
72266 | 2.85 | 0.8 | 365 | 2.5958 | 0.22488 | 2 | 0.82065
72264 | 7.28 | 0.8 | 365 | 6.6306 | 0.34637 | 6 | 0.97696
72263 | 3.64 | 0.8 | 365 | 3.3153 | 0.67319 | 3 | 0.98848
72262 | 5.83 | 1 | 365 | 6.6374 | 0.36012 | 6 | 0.99754
72261 | 5.3 | 1 | 365 | 6.034 | 0.14556 | 6 | 0.17958
72259 | 5.3 | 1 | 365 | 6.034 | 0.14556 | 6 | 0.17958
72258 | 3.445 | 1 | 365 | 3.9221 | 0.89462 | 4 | 0.81673
72257 | 6.24 | 0.8 | 365 | 5.6834 | 0.43975 | 6 | 0.12311
72256 | 3.975 | 1 | 365 | 4.5255 | 0.10917 | 4 | 0.63469
72255 | 8.215 | 1 | 365 | 9.3527 | 0.82563 | 10 | 0.17835
72254 | 6.36 | 1 | 365 | 7.2408 | 0.57468 | 7 | 0.8155
72249 | 8.97 | 0.8 | 365 | 8.1698 | 0.44464 | 8 | 0.61447
72248 | 10.45 | 0.8 | 365 | 9.5178 | 0.15791 | 9 | 0.67572
72247 | 9.66 | 0.8 | 365 | 8.7983 | 0.70961 | 9 | 0.50789
72245 | 7.37 | 0.8 | 365 | 6.7126 | 0.51137 | 7 | 0.22393
72243 | 9.66 | 0.8 | 365 | 8.7983 | 0.70961 | 9 | 0.50789
72161 | 5.04 | 0.8 | 365 | 4.5904 | 0.2398 | 4 | 0.8302
72163 | 5.04 | 0.8 | 365 | 4.5904 | 0.2398 | 4 | 0.8302
72162 | 4.95 | 0.8 | 365 | 4.5084 | 0.074799 | 4 | 0.58323
72164 | 13.44 | 1 | 365 | 15.3014 | 0.79932 | 16 | 0.10067
50667 | 4 | 1 | 365 | 4.554 | 0.16646 | 4 | 0.72044
72165 | 8.68 | 0.8 | 365 | 7.9057 | 0.91298 | 8 | 0.81868
72167 | 2.61 | 0.8 | 365 | 2.3772 | 0.78489 | 3 | 0.16207
72166 | 8.32 | 1 | 365 | 9.4723 | 0.066245 | 9 | 0.53851
72168 | 9.24 | 0.8 | 365 | 8.4157 | 0.93963 | 9 | 0.35537
72169 | 4.48 | 0.8 | 365 | 4.0804 | 0.21315 | 4 | 0.29351
72171 | 4.16 | 0.8 | 365 | 3.7889 | 0.6265 | 4 | 0.4154
72076 | 6.9 | 0.8 | 365 | 6.2845 | 0.64972 | 6 | 0.9342
72084 | 4.76 | 0.8 | 365 | 4.3354 | 0.72647 | 5 | 0.061857
72154 | 1.2 | 0.8 | 365 | 1.093 | 0.19995 | 1 | 0.29291
72177 | 10.24 | 1 | 365 | 11.6582 | 0.46615 | 12 | 0.12432
72175 | 8.1 | 0.8 | 365 | 7.3774 | 0.84967 | 8 | 0.22711
72178 | 8.7 | 0.8 | 365 | 7.9239 | 0.94965 | 8 | 0.87356
64871 | 403.005 | 0.7 | 365 | 321.173 | 0.47289 | 321 | 0.64592
72181 | 9.76 | 0.8 | 365 | 8.8894 | 0.89294 | 9 | 0.7823
72182 | 3.36 | 0.8 | 365 | 3.0603 | 0.15986 | 3 | 0.22013
72183 | 7.59 | 0.8 | 365 | 6.9129 | 0.91469 | 7 | 0.82763
64107 | 5.7 | 0.8 | 365 | 5.1915 | 0.44977 | 5 | 0.6413
72184 | 4.251 | 0.8 | 365 | 3.8718 | 0.79333 | 4 | 0.66512
72189 | 7.848 | 0.8 | 365 | 7.1479 | 0.38768 | 7 | 0.5356
72031 | 14.74 | 0.8 | 365 | 13.4251 | 0.022736 | 13 | 0.44785
72192 | 11.4 | 0.8 | 365 | 10.3831 | 0.89954 | 11 | 0.2826
72193 | 6.05 | 0.8 | 365 | 5.5103 | 0.091421 | 5 | 0.60173
72180 | 6.625 | 1 | 365 | 7.5425 | 0.18196 | 7 | 0.72448
72195 | 13.2 | 0.8 | 365 | 12.0225 | 0.19946 | 12 | 0.22196
69819 | 2.4 | 0.8 | 365 | 2.1859 | 0.3999 | 2 | 0.58581
72199 | 11.76 | 0.8 | 365 | 10.7109 | 0.55952 | 11 | 0.27047
72197 | 3.36 | 0.8 | 365 | 3.0603 | 0.15986 | 3 | 0.22013
72200 | 12.06 | 0.8 | 365 | 10.9842 | 0.10951 | 11 | 0.093697
72201 | 2.44 | 0.8 | 365 | 2.2223 | 0.47323 | 2 | 0.69557
72202 | 2.8 | 0.8 | 365 | 2.5502 | 0.13322 | 2 | 0.68345
72203 | 11.895 | 0.8 | 365 | 10.8339 | 0.80702 | 11 | 0.64092
72204 | 7.28 | 0.8 | 365 | 6.6306 | 0.34637 | 6 | 0.97696
71872 | 10.26 | 0.8 | 365 | 9.3448 | 0.80958 | 10 | 0.15434
72205 | 8.32 | 0.8 | 365 | 7.5778 | 0.253 | 7 | 0.83081
72066 | 3.64 | 0.8 | 365 | 3.3153 | 0.67319 | 3 | 0.98848
71990 | 6.16 | 0.8 | 365 | 5.6105 | 0.29308 | 5 | 0.90358
72206 | 2.745 | 0.8 | 365 | 2.5001 | 0.032389 | 2 | 0.53252
71431 | 3.77 | 0.8 | 365 | 3.4337 | 0.91151 | 4 | 0.34521
70904 | 2.7 | 0.8 | 365 | 2.4591 | 0.94989 | 3 | 0.40904
72208 | 3.52 | 0.8 | 365 | 3.206 | 0.45319 | 3 | 0.65919
71611 | 9.24 | 0.8 | 365 | 8.4157 | 0.93963 | 9 | 0.35537
70884 | 2.8 | 0.8 | 365 | 2.5502 | 0.13322 | 2 | 0.68345
71731 | 12.2 | 0.8 | 365 | 11.1117 | 0.36617 | 11 | 0.47787
72209 | 8.32 | 0.8 | 365 | 7.5778 | 0.253 | 7 | 0.83081
71672 | 6.72 | 0.8 | 365 | 6.1205 | 0.31973 | 6 | 0.44027
72210 | 6.72 | 0.8 | 365 | 6.1205 | 0.31973 | 6 | 0.44027
71697 | 2.52 | 0.8 | 365 | 2.2952 | 0.6199 | 2 | 0.9151
71702 | 5.04 | 0.8 | 365 | 4.5904 | 0.2398 | 4 | 0.8302
71707 | 2.8 | 0.8 | 365 | 2.5502 | 0.13322 | 2 | 0.68345
71954 | 2.9 | 0.8 | 365 | 2.6413 | 0.31655 | 2 | 0.95785
71972 | 7.29 | 0.8 | 365 | 6.6397 | 0.3647 | 7 | 0.0043992
72002 | 3.48 | 0.8 | 365 | 3.1696 | 0.37986 | 3 | 0.54943
72211 | 9.36 | 0.8 | 365 | 8.525 | 0.15962 | 8 | 0.68466
72212 | 10.44 | 0.8 | 365 | 9.5087 | 0.13958 | 9 | 0.64828
72213 | 8.58 | 0.8 | 365 | 7.8146 | 0.72965 | 8 | 0.54427
72214 | 8.775 | 1 | 365 | 9.9903 | 0.10893 | 10 | 0.099212
72215 | 4.77 | 1 | 365 | 5.4306 | 0.93101 | 6 | 0.36162
72050 | 12.6 | 0.8 | 365 | 11.476 | 0.099489 | 11 | 0.5755
72216 | 10.4 | 1 | 365 | 11.8403 | 0.83281 | 12 | 0.67314
72218 | 10.385 | 0.8 | 365 | 9.4586 | 0.038746 | 9 | 0.49735
72219 | 6.27 | 0.8 | 365 | 5.7107 | 0.49475 | 6 | 0.20543
72173 | 4.8 | 0.8 | 365 | 4.3718 | 0.79981 | 5 | 0.17162
72222 | 15.435 | 0.8 | 365 | 14.0581 | 0.29687 | 14 | 0.35499
72223 | 12.505 | 0.8 | 365 | 11.3895 | 0.92533 | 12 | 0.31482
72225 | 4.905 | 0.8 | 365 | 4.4674 | 0.9923 | 5 | 0.45975
72226 | 5.52 | 0.8 | 365 | 5.0276 | 0.11978 | 5 | 0.14736
72227 | 10.385 | 0.8 | 365 | 9.4586 | 0.038746 | 9 | 0.49735
72230 | 6.3 | 0.8 | 365 | 5.738 | 0.54974 | 6 | 0.28775
72228 | 24.852 | 0.8 | 365 | 22.6351 | 0.56099 | 23 | 0.19607
67392 | 7.521 | 0.8 | 365 | 6.8501 | 0.7882 | 7 | 0.63828
68931 | 7.155 | 0.8 | 365 | 6.5167 | 0.11721 | 6 | 0.63395
72231 | 7.875 | 0.8 | 365 | 7.1725 | 0.43718 | 7 | 0.60969
72233 | 5.7 | 0.8 | 365 | 5.1915 | 0.44977 | 5 | 0.6413
72234 | 6.72 | 0.8 | 365 | 6.1205 | 0.31973 | 6 | 0.44027
72235 | 8.4 | 0.8 | 365 | 7.6507 | 0.39966 | 8 | 0.050337
72236 | 4.905 | 0.8 | 365 | 4.4674 | 0.9923 | 5 | 0.45975
72237 | 5.2 | 0.8 | 365 | 4.7361 | 0.53312 | 5 | 0.26926
72238 | 8.68 | 0.8 | 365 | 7.9057 | 0.91298 | 8 | 0.81868
72239 | 7.194 | 0.8 | 365 | 6.5523 | 0.18871 | 6 | 0.74097
72241 | 10.175 | 0.8 | 365 | 9.2673 | 0.65375 | 9 | 0.92109
72240 | 5.4 | 0.8 | 365 | 4.9183 | 0.89978 | 5 | 0.81807
72049 | 10.05 | 0.8 | 365 | 9.1535 | 0.42459 | 9 | 0.57808
72194 | 8.91 | 0.8 | 365 | 8.1152 | 0.33464 | 8 | 0.44982
71924 | 22.8 | 0.8 | 365 | 20.7661 | 0.79908 | 21 | 0.5652
71548 | 10.395 | 0.8 | 365 | 9.4677 | 0.057079 | 9 | 0.52479
72380 | 13.5 | 0.8 | 365 | 12.2957 | 0.74945 | 13 | 0.045184
71303 | 2.61 | 0.8 | 365 | 2.3772 | 0.78489 | 3 | 0.16207
72067 | 9.18 | 0.8 | 365 | 8.3611 | 0.82963 | 9 | 0.19072
72092 | 7.875 | 0.8 | 365 | 7.1725 | 0.43718 | 7 | 0.60969
72221 | 9.156 | 0.8 | 365 | 8.3392 | 0.78563 | 9 | 0.12487
71971 | 9.765 | 0.8 | 365 | 8.8939 | 0.9021 | 9 | 0.79602
72133 | 6.4 | 0.8 | 365 | 5.8291 | 0.73307 | 6 | 0.56216
33969 | 3611.52 | 0.8 | 365 | 3289.3539 | 0.97361 | 3290 | 0.32754
34030 | 2540.16 | 0.8 | 365 | 2313.5647 | 0.85704 | 2314 | 0.42176
29611 | 2197.08 | 0.8 | 365 | 2001.0892 | 0.89095 | 2001 | 0.98016
33871 | 1768.32 | 0.8 | 365 | 1610.5768 | 0.84832 | 1611 | 0.42513
35058 | 476.28 | 0.9 | 365 | 488.0176 | 0.30578 | 488 | 0.32334
65085 | 42.64 | 0.9 | 365 | 43.6908 | 0.94306 | 44 | 0.63389
65264 | 37.12 | 0.7 | 365 | 29.5826 | 0.54535 | 30 | 0.12797
30548 | 1316.7 | 1 | 365 | 1499.0545 | 0.37079 | 1499 | 0.42531
30592 | 2208.46 | 1 | 365 | 2514.3176 | 0.94227 | 2515 | 0.25985
64967 | 386.59 | 0.7 | 365 | 308.0912 | 0.14108 | 308 | 0.23225
72390 | 5.565 | 1 | 365 | 6.3357 | 0.75284 | 7 | 0.08856
72392 | 9.805 | 1 | 365 | 11.1629 | 0.46929 | 11 | 0.63222
72391 | 6.72 | 0.8 | 365 | 6.1205 | 0.31973 | 6 | 0.44027
72393 | 7.685 | 1 | 365 | 8.7493 | 0.61107 | 9 | 0.36039
72394 | 3.92 | 0.8 | 365 | 3.5703 | 0.18651 | 3 | 0.75682
72395 | 10.335 | 1 | 365 | 11.7663 | 0.68385 | 12 | 0.45018
72396 | 4.2 | 0.8 | 365 | 3.8253 | 0.69983 | 4 | 0.52517
72397 | 3.18 | 1 | 365 | 3.6204 | 0.28734 | 3 | 0.90775
72398 | 5.035 | 1 | 365 | 5.7323 | 0.53829 | 6 | 0.2706
72400 | 5.3 | 1 | 365 | 6.034 | 0.14556 | 6 | 0.17958
72402 | 5.83 | 1 | 365 | 6.6374 | 0.36012 | 6 | 0.99754
72401 | 7.28 | 0.8 | 365 | 6.6306 | 0.34637 | 6 | 0.97696
72399 | 6.16 | 0.8 | 365 | 5.6105 | 0.29308 | 5 | 0.90358
72405 | 5.035 | 1 | 365 | 5.7323 | 0.53829 | 6 | 0.2706
72404 | 4.06 | 0.8 | 365 | 3.6978 | 0.44317 | 4 | 0.141
72406 | 4.77 | 1 | 365 | 5.4306 | 0.93101 | 6 | 0.36162
72407 | 3.71 | 1 | 365 | 4.2238 | 0.5019 | 4 | 0.72571
72408 | 3.08 | 0.8 | 365 | 2.8052 | 0.64654 | 3 | 0.45179
72409 | 6.095 | 1 | 365 | 6.9391 | 0.9674 | 7 | 0.90652
72410 | 5.035 | 1 | 365 | 5.7323 | 0.53829 | 6 | 0.2706
72411 | 8.7 | 0.8 | 365 | 7.9239 | 0.94965 | 8 | 0.87356
72412 | 3.24 | 0.8 | 365 | 2.951 | 0.93987 | 3 | 0.89084
72413 | 9.275 | 1 | 365 | 10.5595 | 0.25474 | 10 | 0.81427
72414 | 7.95 | 1 | 365 | 9.051 | 0.21835 | 9 | 0.26937
72416 | 3.9 | 0.8 | 365 | 3.5521 | 0.14984 | 3 | 0.70194
72417 | 6.6 | 0.8 | 365 | 6.0112 | 0.099732 | 6 | 0.11098
72419 | 4.675 | 0.8 | 365 | 4.258 | 0.57064 | 4 | 0.82861
72421 | 14 | 0.8 | 365 | 12.7511 | 0.6661 | 13 | 0.41723
72420 | 4.76 | 0.8 | 365 | 4.3354 | 0.72647 | 5 | 0.061857
72423 | 3.78 | 0.8 | 365 | 3.4428 | 0.92985 | 4 | 0.37265
72422 | 6.5 | 0.8 | 365 | 5.9202 | 0.9164 | 6 | 0.83657
72425 | 10.965 | 0.8 | 365 | 9.9869 | 0.10206 | 10 | 0.088921
72427 | 4.5 | 0.8 | 365 | 4.0986 | 0.24982 | 4 | 0.34839
72428 | 5.13 | 0.8 | 365 | 4.6724 | 0.40479 | 5 | 0.07717
72430 | 6.09 | 0.8 | 365 | 5.5467 | 0.16475 | 5 | 0.71149
72429 | 13.8 | 0.8 | 365 | 12.569 | 0.29944 | 12 | 0.86841
72424 | 3.92 | 0.8 | 365 | 3.5703 | 0.18651 | 3 | 0.75682
71730 | 4.88 | 0.8 | 365 | 4.4447 | 0.94647 | 5 | 0.39115
72426 | 7.98 | 0.8 | 365 | 7.2681 | 0.62968 | 7 | 0.89782
72715 | 23.925 | 0.8 | 365 | 21.7908 | 0.86153 | 22 | 0.6523
72549 | 17.49 | 1 | 365 | 19.9123 | 0.080364 | 19 | 0.99262
72329 | 13.495 | 0.8 | 365 | 12.2912 | 0.74029 | 13 | 0.031463
72714 | 13.435 | 0.8 | 365 | 12.2365 | 0.63029 | 12 | 0.86682
72731 | 12.8 | 0.8 | 365 | 11.6582 | 0.46615 | 12 | 0.12432
72564 | 13.8 | 0.8 | 365 | 12.569 | 0.29944 | 12 | 0.86841
72575 | 12.259 | 0.8 | 365 | 11.1654 | 0.47434 | 11 | 0.63977
72667 | 12.16 | 0.8 | 365 | 11.0753 | 0.29284 | 11 | 0.36811
72558 | 12 | 0.8 | 365 | 10.9295 | 0.99951 | 11 | 0.92905
72676 | 11.88 | 0.8 | 365 | 10.8202 | 0.77952 | 11 | 0.59976
71939 | 11.7 | 0.8 | 365 | 10.6563 | 0.44953 | 11 | 0.10583
72723 | 11.445 | 0.8 | 365 | 10.424 | 0.98204 | 11 | 0.40608
72668 | 11.285 | 0.8 | 365 | 10.2783 | 0.68871 | 10 | 0.96703
72742 | 11.34 | 0.8 | 365 | 10.3284 | 0.78954 | 11 | 0.11795
72601 | 12.76 | 0.8 | 365 | 11.6217 | 0.39282 | 12 | 0.014559
72613 | 11.2 | 0.8 | 365 | 10.2009 | 0.53288 | 10 | 0.73378
72433 | 12 | 0.8 | 365 | 10.9295 | 0.99951 | 11 | 0.92905
37102 | 132.3 | 0.9 | 365 | 135.5604 | 0.86272 | 136 | 0.42315
72480 | 44.37 | 0.6 | 365 | 30.309 | 0.0074012 | 30 | 0.31638
72459 | 27.54 | 0.6 | 365 | 18.8125 | 0.86666 | 19 | 0.67913
72432 | 4.06 | 0.8 | 365 | 3.6978 | 0.44317 | 4 | 0.141
71485 | 8.415 | 0.8 | 365 | 7.6643 | 0.42716 | 8 | 0.091498
71499 | 5.4 | 0.8 | 365 | 4.9183 | 0.89978 | 5 | 0.81807
71565 | 7.8 | 0.8 | 365 | 7.1042 | 0.29968 | 7 | 0.40388
72435 | 7.28 | 0.8 | 365 | 6.6306 | 0.34637 | 6 | 0.97696
71551 | 6.3 | 0.8 | 365 | 5.738 | 0.54974 | 6 | 0.28775
36248 | 649.9 | 0.7 | 365 | 517.9349 | 0.52487 | 518 | 0.45976
37113 | 585.9 | 0.9 | 365 | 600.3391 | 0.39203 | 600 | 0.73109
72436 | 3.48 | 0.8 | 365 | 3.1696 | 0.37986 | 3 | 0.54943
71912 | 10.08 | 0.8 | 365 | 9.1808 | 0.47959 | 9 | 0.6604
72244 | 7.56 | 0.8 | 365 | 6.8856 | 0.85969 | 7 | 0.7453
72437 | 4.93 | 0.8 | 365 | 4.4902 | 0.038134 | 4 | 0.52835
71609 | 7.93 | 0.8 | 365 | 7.2226 | 0.53801 | 7 | 0.76062
71604 | 5.7 | 0.8 | 365 | 5.1915 | 0.44977 | 5 | 0.6413
72438 | 6.16 | 0.8 | 365 | 5.6105 | 0.29308 | 5 | 0.90358
72439 | 5.04 | 0.8 | 365 | 4.5904 | 0.2398 | 4 | 0.8302
72441 | 4.32 | 0.8 | 365 | 3.9346 | 0.91982 | 4 | 0.85446
72443 | 8.68 | 0.8 | 365 | 7.9057 | 0.91298 | 8 | 0.81868
72445 | 11.2 | 0.8 | 365 | 10.2009 | 0.53288 | 10 | 0.73378
70403 | 6.76 | 1 | 365 | 7.6962 | 0.49132 | 8 | 0.18754
72198 | 4.86 | 1 | 365 | 5.5331 | 0.13725 | 5 | 0.67033
72207 | 10.98 | 0.8 | 365 | 10.0005 | 0.12955 | 10 | 0.13008
72253 | 5.83 | 1 | 365 | 6.6374 | 0.36012 | 6 | 0.99754
72260 | 3.445 | 1 | 365 | 3.9221 | 0.89462 | 4 | 0.81673
72349 | 9.805 | 1 | 365 | 11.1629 | 0.46929 | 11 | 0.63222
72446 | 4.2 | 0.8 | 365 | 3.8253 | 0.69983 | 4 | 0.52517
72447 | 11.2 | 0.8 | 365 | 10.2009 | 0.53288 | 10 | 0.73378
72449 | 10.44 | 0.8 | 365 | 9.5087 | 0.13958 | 9 | 0.64828
72450 | 10.08 | 0.8 | 365 | 9.1808 | 0.47959 | 9 | 0.6604
72451 | 3.92 | 0.8 | 365 | 3.5703 | 0.18651 | 3 | 0.75682
72457 | 9 | 0.8 | 365 | 8.1972 | 0.49964 | 8 | 0.69679
54025 | 3.64 | 1 | 365 | 4.1441 | 0.34148 | 4 | 0.4856
72452 | 7.2 | 0.8 | 365 | 6.5577 | 0.19971 | 6 | 0.75743
65043 | 6.67 | 1 | 365 | 7.5938 | 0.28508 | 7 | 0.87883
72461 | 6.625 | 1 | 365 | 7.5425 | 0.18196 | 7 | 0.72448
72462 | 6.96 | 0.8 | 365 | 6.3391 | 0.75972 | 7 | 0.09885
61108 | 4.42 | 1 | 365 | 5.0321 | 0.12894 | 5 | 0.16108
72465 | 7.02 | 1 | 365 | 7.9922 | 0.087144 | 8 | 0.079369
72467 | 8.12 | 0.8 | 365 | 7.3957 | 0.88634 | 8 | 0.28199
72468 | 5.46 | 1 | 365 | 6.2162 | 0.51222 | 6 | 0.7284
72469 | 10.14 | 1 | 365 | 11.5443 | 0.23699 | 11 | 0.78131
62553 | 3.38 | 1 | 365 | 3.8481 | 0.74566 | 4 | 0.59377
72472 | 6.44 | 0.8 | 365 | 5.8655 | 0.80641 | 6 | 0.67192
72476 | 7.125 | 0.8 | 365 | 6.4894 | 0.062211 | 6 | 0.55162
72477 | 3.705 | 0.8 | 365 | 3.3745 | 0.79235 | 4 | 0.16684
72478 | 6.5 | 0.8 | 365 | 5.9202 | 0.9164 | 6 | 0.83657
72481 | 24.48 | 0.8 | 365 | 22.2963 | 0.87901 | 23 | 0.17527
72485 | 7.41 | 0.8 | 365 | 6.749 | 0.5847 | 7 | 0.33369
72486 | 8.99 | 0.8 | 365 | 8.188 | 0.4813 | 8 | 0.66935
72487 | 7 | 0.8 | 365 | 6.3756 | 0.83305 | 7 | 0.20861
72488 | 6.09 | 0.8 | 365 | 5.5467 | 0.16475 | 5 | 0.71149
72489 | 2.85 | 0.8 | 365 | 2.5958 | 0.22488 | 2 | 0.82065
72490 | 4.56 | 0.8 | 365 | 4.1532 | 0.35982 | 4 | 0.51304
72491 | 6.36 | 1 | 365 | 7.2408 | 0.57468 | 7 | 0.8155
72494 | 5.83 | 1 | 365 | 6.6374 | 0.36012 | 6 | 0.99754
72495 | 8.745 | 1 | 365 | 9.9561 | 0.040182 | 9 | 0.99631
72496 | 5.565 | 1 | 365 | 6.3357 | 0.75284 | 7 | 0.08856
72497 | 8.745 | 1 | 365 | 9.9561 | 0.040182 | 9 | 0.99631
72498 | 6.89 | 1 | 365 | 7.8442 | 0.78923 | 8 | 0.63346
72499 | 6.095 | 1 | 365 | 6.9391 | 0.9674 | 7 | 0.90652
34413 | 544.68 | 1 | 365 | 620.1147 | 0.1974 | 620 | 0.3121
72500 | 9.805 | 1 | 365 | 11.1629 | 0.46929 | 11 | 0.63222
72501 | 6.095 | 1 | 365 | 6.9391 | 0.9674 | 7 | 0.90652
72502 | 6.625 | 1 | 365 | 7.5425 | 0.18196 | 7 | 0.72448
72503 | 9.54 | 0.8 | 365 | 8.689 | 0.48961 | 9 | 0.1786
72504 | 4.77 | 0.8 | 365 | 4.3445 | 0.74481 | 5 | 0.089298
72505 | 5.13 | 0.8 | 365 | 4.6724 | 0.40479 | 5 | 0.07717
72506 | 6.67 | 0.8 | 365 | 6.075 | 0.22806 | 6 | 0.30306
72508 | 7.685 | 0.8 | 365 | 6.9995 | 0.088855 | 7 | 0.088314
72509 | 8.41 | 0.8 | 365 | 7.6598 | 0.41799 | 8 | 0.077777
72511 | 4.93 | 0.8 | 365 | 4.4902 | 0.038134 | 4 | 0.52835
72512 | 2.52 | 0.8 | 365 | 2.2952 | 0.6199 | 2 | 0.9151
72513 | 6.96 | 0.8 | 365 | 6.3391 | 0.75972 | 7 | 0.09885
72515 | 9.405 | 0.8 | 365 | 8.566 | 0.24212 | 8 | 0.80814
72514 | 6.89 | 1 | 365 | 7.8442 | 0.78923 | 8 | 0.63346
72516 | 9.52 | 0.8 | 365 | 8.6708 | 0.45295 | 9 | 0.12371
72518 | 9.54 | 0.8 | 365 | 8.689 | 0.48961 | 9 | 0.1786
72520 | 6.67 | 0.8 | 365 | 6.075 | 0.22806 | 6 | 0.30306
72521 | 6.625 | 0.8 | 365 | 6.034 | 0.14556 | 6 | 0.17958
72522 | 4.48 | 0.8 | 365 | 4.0804 | 0.21315 | 4 | 0.29351
72519 | 8.1 | 0.8 | 365 | 7.3774 | 0.84967 | 8 | 0.22711
72525 | 3.99 | 0.8 | 365 | 3.6341 | 0.31484 | 3 | 0.94891
72523 | 8.215 | 0.8 | 365 | 7.4822 | 0.0605 | 7 | 0.54268
72524 | 8.64 | 0.8 | 365 | 7.8693 | 0.83965 | 8 | 0.70892
72526 | 7.695 | 0.8 | 365 | 7.0086 | 0.10719 | 7 | 0.11575
72528 | 3.71 | 0.8 | 365 | 3.379 | 0.80152 | 4 | 0.18057
72529 | 5.985 | 0.8 | 365 | 5.4511 | 0.97226 | 6 | 0.42336
72530 | 3.92 | 0.8 | 365 | 3.5703 | 0.18651 | 3 | 0.75682
72531 | 2.7 | 0.8 | 365 | 2.4591 | 0.94989 | 3 | 0.40904
72532 | 7.28 | 0.8 | 365 | 6.6306 | 0.34637 | 6 | 0.97696
72403 | 9.01 | 1 | 365 | 10.2578 | 0.64746 | 10 | 0.90529
72507 | 7.83 | 0.8 | 365 | 7.1315 | 0.35468 | 7 | 0.48621
68105 | 5.13 | 0.8 | 365 | 4.6724 | 0.40479 | 5 | 0.07717
72534 | 9.805 | 0.8 | 365 | 8.9303 | 0.97544 | 9 | 0.90578
72536 | 3.77 | 0.8 | 365 | 3.4337 | 0.91151 | 4 | 0.34521
72537 | 10.15 | 0.8 | 365 | 9.2446 | 0.60792 | 9 | 0.85249
72538 | 4.42 | 0.8 | 365 | 4.0257 | 0.10315 | 4 | 0.12887
72539 | 7 | 0.8 | 365 | 6.3756 | 0.83305 | 7 | 0.20861
72540 | 3.99 | 0.8 | 365 | 3.6341 | 0.31484 | 3 | 0.94891
72541 | 10.15 | 0.8 | 365 | 9.2446 | 0.60792 | 9 | 0.85249
72543 | 7.695 | 0.8 | 365 | 7.0086 | 0.10719 | 7 | 0.11575
72544 | 4.56 | 0.8 | 365 | 4.1532 | 0.35982 | 4 | 0.51304
72545 | 11.02 | 0.8 | 365 | 10.037 | 0.20289 | 10 | 0.23985
72547 | 5.51 | 0.8 | 365 | 5.0185 | 0.10144 | 5 | 0.11992
72550 | 7.42 | 0.8 | 365 | 6.7581 | 0.60303 | 7 | 0.36113
72551 | 9.275 | 0.8 | 365 | 8.4476 | 0.0037907 | 8 | 0.45141
72552 | 6.3 | 0.8 | 365 | 5.738 | 0.54974 | 6 | 0.28775
72554 | 9.805 | 0.8 | 365 | 8.9303 | 0.97544 | 9 | 0.90578
72553 | 8.64 | 0.8 | 365 | 7.8693 | 0.83965 | 8 | 0.70892
72556 | 8.48 | 0.8 | 365 | 7.7235 | 0.54632 | 8 | 0.26986
72557 | 7.42 | 0.8 | 365 | 6.7581 | 0.60303 | 7 | 0.36113
72559 | 5.565 | 0.8 | 365 | 5.0686 | 0.20227 | 5 | 0.27085
72560 | 7.42 | 0.8 | 365 | 6.7581 | 0.60303 | 7 | 0.36113
72562 | 7.155 | 0.8 | 365 | 6.5167 | 0.11721 | 6 | 0.63395
72563 | 8.12 | 0.8 | 365 | 7.3957 | 0.88634 | 8 | 0.28199
72565 | 8.4 | 0.8 | 365 | 7.6507 | 0.39966 | 8 | 0.050337
72566 | 6.625 | 0.8 | 365 | 6.034 | 0.14556 | 6 | 0.17958
72567 | 6.9 | 0.8 | 365 | 6.2845 | 0.64972 | 6 | 0.9342
72569 | 1.8 | 0.8 | 365 | 1.6394 | 0.29993 | 1 | 0.93936
72570 | 6.84 | 0.8 | 365 | 6.2298 | 0.53972 | 6 | 0.76956
72572 | 6.9 | 0.8 | 365 | 6.2845 | 0.64972 | 6 | 0.9342
72568 | 9.52 | 0.8 | 365 | 8.6708 | 0.45295 | 9 | 0.12371
72578 | 8.4 | 0.8 | 365 | 7.6507 | 0.39966 | 8 | 0.050337
72580 | 8.91 | 0.8 | 365 | 8.1152 | 0.33464 | 8 | 0.44982
72576 | 9.88 | 0.8 | 365 | 8.9987 | 0.11293 | 9 | 0.11159
72581 | 6.24 | 1 | 365 | 7.1042 | 0.29968 | 7 | 0.40388
72582 | 7.59 | 0.8 | 365 | 6.9129 | 0.91469 | 7 | 0.82763
72586 | 5.22 | 0.8 | 365 | 4.7543 | 0.56979 | 5 | 0.32414
72585 | 5.1 | 0.8 | 365 | 4.6451 | 0.34979 | 4 | 0.99485
72590 | 3.6 | 0.8 | 365 | 3.2789 | 0.59985 | 3 | 0.87872
72592 | 12.095 | 0.8 | 365 | 11.0161 | 0.17368 | 11 | 0.18974
72593 | 3.36 | 0.8 | 365 | 3.0603 | 0.15986 | 3 | 0.22013
72597 | 6.48 | 0.8 | 365 | 5.902 | 0.87974 | 6 | 0.78169
72603 | 9.81 | 0.8 | 365 | 8.9349 | 0.9846 | 9 | 0.9195
72604 | 7.56 | 0.8 | 365 | 6.8856 | 0.85969 | 7 | 0.7453
72607 | 9.24 | 0.8 | 365 | 8.4157 | 0.93963 | 9 | 0.35537
72608 | 7 | 0.8 | 365 | 6.3756 | 0.83305 | 7 | 0.20861
72609 | 9.28 | 0.8 | 365 | 8.4522 | 0.012957 | 8 | 0.46513
72610 | 2.6 | 0.8 | 365 | 2.3681 | 0.76656 | 3 | 0.13463
72611 | 4.32 | 0.8 | 365 | 3.9346 | 0.91982 | 4 | 0.85446
72612 | 6.4 | 0.8 | 365 | 5.8291 | 0.73307 | 6 | 0.56216
72605 | 5.5 | 0.8 | 365 | 5.0094 | 0.08311 | 5 | 0.092482
72614 | 6 | 0.8 | 365 | 5.4648 | 0.99976 | 6 | 0.46453
72615 | 6 | 0.8 | 365 | 5.4648 | 0.99976 | 6 | 0.46453
72616 | 9.69 | 0.8 | 365 | 8.8256 | 0.76461 | 9 | 0.59021
72617 | 4.8 | 0.8 | 365 | 4.3718 | 0.79981 | 5 | 0.17162
72618 | 9.86 | 0.8 | 365 | 8.9804 | 0.076267 | 9 | 0.056705
72619 | 8.12 | 0.8 | 365 | 7.3957 | 0.88634 | 8 | 0.28199
72623 | 4.875 | 0.8 | 365 | 4.4401 | 0.9373 | 5 | 0.37743
72624 | 9.18 | 0.8 | 365 | 8.3611 | 0.82963 | 9 | 0.19072
66282 | 10.8 | 1 | 365 | 12.2957 | 0.74945 | 13 | 0.045184
72625 | 7.59 | 0.8 | 365 | 6.9129 | 0.91469 | 7 | 0.82763
72626 | 4.48 | 0.8 | 365 | 4.0804 | 0.21315 | 4 | 0.29351
72627 | 9.92 | 0.8 | 365 | 9.0351 | 0.18626 | 9 | 0.22135
72629 | 10.08 | 0.8 | 365 | 9.1808 | 0.47959 | 9 | 0.6604
72630 | 8.32 | 0.8 | 365 | 7.5778 | 0.253 | 7 | 0.83081
72635 | 7.28 | 0.8 | 365 | 6.6306 | 0.34637 | 6 | 0.97696
72637 | 6.72 | 0.8 | 365 | 6.1205 | 0.31973 | 6 | 0.44027
72636 | 4.76 | 0.8 | 365 | 4.3354 | 0.72647 | 5 | 0.061857
72638 | 9.52 | 0.8 | 365 | 8.6708 | 0.45295 | 9 | 0.12371
72639 | 3.92 | 0.8 | 365 | 3.5703 | 0.18651 | 3 | 0.75682
72640 | 7.5 | 0.8 | 365 | 6.831 | 0.7497 | 7 | 0.58066
72641 | 7.41 | 0.8 | 365 | 6.749 | 0.5847 | 7 | 0.33369
72644 | 3.92 | 0.8 | 365 | 3.5703 | 0.18651 | 3 | 0.75682
72645 | 5.2 | 0.8 | 365 | 4.7361 | 0.53312 | 5 | 0.26926
72649 | 5.72 | 0.8 | 365 | 5.2097 | 0.48643 | 5 | 0.69618
72650 | 6.6 | 0.8 | 365 | 6.0112 | 0.099732 | 6 | 0.11098
72651 | 10.89 | 0.8 | 365 | 9.9186 | 0.96456 | 10 | 0.88311
72652 | 11.16 | 0.8 | 365 | 10.1645 | 0.45955 | 10 | 0.62402
72653 | 3.24 | 0.8 | 365 | 2.951 | 0.93987 | 3 | 0.89084
72654 | 9.1 | 0.8 | 365 | 8.2882 | 0.68296 | 8 | 0.9712
72657 | 7.8 | 0.8 | 365 | 7.1042 | 0.29968 | 7 | 0.40388
72658 | 4.64 | 0.8 | 365 | 4.2261 | 0.50648 | 4 | 0.73257
72659 | 6.72 | 0.8 | 365 | 6.1205 | 0.31973 | 6 | 0.44027
43640 | 4.2 | 0.8 | 365 | 3.8253 | 0.69983 | 4 | 0.52517
72660 | 10.08 | 0.8 | 365 | 9.1808 | 0.47959 | 9 | 0.6604
72661 | 8.82 | 1 | 365 | 10.0415 | 0.21205 | 10 | 0.25357
72662 | 10.8 | 0.8 | 365 | 9.8366 | 0.79956 | 10 | 0.63615
72663 | 8.64 | 0.8 | 365 | 7.8693 | 0.83965 | 8 | 0.70892
72664 | 4.2 | 0.8 | 365 | 3.8253 | 0.69983 | 4 | 0.52517
72665 | 7.59 | 0.8 | 365 | 6.9129 | 0.91469 | 7 | 0.82763
72666 | 7.2 | 0.8 | 365 | 6.5577 | 0.19971 | 6 | 0.75743
72672 | 6.9 | 0.8 | 365 | 6.2845 | 0.64972 | 6 | 0.9342
72673 | 3.18 | 0.8 | 365 | 2.8963 | 0.82987 | 3 | 0.7262
72675 | 4.8 | 0.8 | 365 | 4.3718 | 0.79981 | 5 | 0.17162
72679 | 9.24 | 0.8 | 365 | 8.4157 | 0.93963 | 9 | 0.35537
72680 | 8.28 | 0.8 | 365 | 7.5414 | 0.17966 | 7 | 0.72105
72682 | 8.28 | 0.8 | 365 | 7.5414 | 0.17966 | 7 | 0.72105
72684 | 6.6 | 0.8 | 365 | 6.0112 | 0.099732 | 6 | 0.11098
72685 | 4.76 | 0.8 | 365 | 4.3354 | 0.72647 | 5 | 0.061857
72687 | 7.2 | 0.8 | 365 | 6.5577 | 0.19971 | 6 | 0.75743
72688 | 4.48 | 0.8 | 365 | 4.0804 | 0.21315 | 4 | 0.29351
72691 | 6.095 | 0.8 | 365 | 5.5513 | 0.17392 | 5 | 0.72521
72692 | 7.245 | 0.8 | 365 | 6.5987 | 0.28221 | 6 | 0.88092
72693 | 7.8 | 0.8 | 365 | 7.1042 | 0.29968 | 7 | 0.40388
72694 | 8.04 | 0.8 | 365 | 7.3228 | 0.73967 | 8 | 0.062465
72696 | 7.2 | 0.8 | 365 | 6.5577 | 0.19971 | 6 | 0.75743
72697 | 6.16 | 0.8 | 365 | 5.6105 | 0.29308 | 5 | 0.90358
72699 | 3.92 | 0.8 | 365 | 3.5703 | 0.18651 | 3 | 0.75682
72700 | 5.13 | 0.8 | 365 | 4.6724 | 0.40479 | 5 | 0.07717
72702 | 10.36 | 0.8 | 365 | 9.4358 | 0.99291 | 10 | 0.42875
72703 | 5.4 | 0.8 | 365 | 4.9183 | 0.89978 | 5 | 0.81807
72704 | 9.135 | 0.8 | 365 | 8.3201 | 0.74713 | 9 | 0.067241
72705 | 8.91 | 0.8 | 365 | 8.1152 | 0.33464 | 8 | 0.44982
72709 | 9.6 | 0.8 | 365 | 8.7436 | 0.59961 | 9 | 0.34324
72708 | 3 | 0.8 | 365 | 2.7324 | 0.49988 | 3 | 0.23226
72711 | 10.725 | 0.8 | 365 | 9.7683 | 0.66207 | 10 | 0.43034
72712 | 7.8 | 0.8 | 365 | 7.1042 | 0.29968 | 7 | 0.40388
72713 | 9.135 | 0.8 | 365 | 8.3201 | 0.74713 | 9 | 0.067241
72716 | 4.095 | 0.8 | 365 | 3.7297 | 0.50733 | 4 | 0.23704
72717 | 5.44 | 0.8 | 365 | 4.9547 | 0.97311 | 5 | 0.92784
72718 | 6.76 | 0.8 | 365 | 6.157 | 0.39306 | 6 | 0.55003
72719 | 8.7 | 0.8 | 365 | 7.9239 | 0.94965 | 8 | 0.87356
72720 | 4.2 | 0.8 | 365 | 3.8253 | 0.69983 | 4 | 0.52517
72721 | 6 | 0.8 | 365 | 5.4648 | 0.99976 | 6 | 0.46453
72724 | 7.194 | 0.8 | 365 | 6.5523 | 0.18871 | 6 | 0.74097
72725 | 9.6 | 0.8 | 365 | 8.7436 | 0.59961 | 9 | 0.34324
72726 | 8.215 | 0.8 | 365 | 7.4822 | 0.0605 | 7 | 0.54268
72727 | 8.64 | 0.8 | 365 | 7.8693 | 0.83965 | 8 | 0.70892
72728 | 4.64 | 0.8 | 365 | 4.2261 | 0.50648 | 4 | 0.73257
72729 | 7.26 | 0.8 | 365 | 6.6124 | 0.30971 | 6 | 0.92208
72730 | 5.88 | 0.8 | 365 | 5.3555 | 0.77976 | 6 | 0.13524
71466 | 5.3 | 0.8 | 365 | 4.8272 | 0.71645 | 5 | 0.54366
72733 | 4.94 | 0.8 | 365 | 4.4993 | 0.056466 | 4 | 0.55579
72734 | 9.6 | 0.8 | 365 | 8.7436 | 0.59961 | 9 | 0.34324
72737 | 8.12 | 0.8 | 365 | 7.3957 | 0.88634 | 8 | 0.28199
72738 | 7.56 | 0.8 | 365 | 6.8856 | 0.85969 | 7 | 0.7453
72739 | 8.96 | 0.8 | 365 | 8.1607 | 0.4263 | 8 | 0.58703
72740 | 3.92 | 0.8 | 365 | 3.5703 | 0.18651 | 3 | 0.75682
72741 | 9.52 | 0.8 | 365 | 8.6708 | 0.45295 | 9 | 0.12371
72743 | 3.92 | 0.8 | 365 | 3.5703 | 0.18651 | 3 | 0.75682
72744 | 9.805 | 0.8 | 365 | 8.9303 | 0.97544 | 9 | 0.90578
72745 | 10.675 | 0.8 | 365 | 9.7227 | 0.5704 | 10 | 0.29314
72746 | 6.75 | 1 | 365 | 7.6848 | 0.46841 | 8 | 0.15324
72747 | 6.885 | 1 | 365 | 7.8385 | 0.77778 | 8 | 0.6163
72748 | 6.375 | 1 | 365 | 7.2579 | 0.60905 | 7 | 0.86695
72749 | 6.44 | 0.8 | 365 | 5.8655 | 0.80641 | 6 | 0.67192
72751 | 11.18 | 0.8 | 365 | 10.1827 | 0.49621 | 10 | 0.6789
72756 | 5.46 | 0.8 | 365 | 4.9729 | 0.0097787 | 4 | 0.98272
72755 | 4.575 | 0.8 | 365 | 4.1669 | 0.38731 | 4 | 0.5542
72757 | 6.27 | 0.8 | 365 | 5.7107 | 0.49475 | 6 | 0.20543
72759 | 8.835 | 0.8 | 365 | 8.0469 | 0.19714 | 8 | 0.24401
72758 | 8.505 | 0.8 | 365 | 7.7463 | 0.59216 | 8 | 0.33847
72761 | 4.64 | 0.8 | 365 | 4.2261 | 0.50648 | 4 | 0.73257
72760 | 6.03 | 0.8 | 365 | 5.4921 | 0.054756 | 5 | 0.54685
72762 | 4.5 | 0.8 | 365 | 4.0986 | 0.24982 | 4 | 0.34839
72764 | 2.85 | 0.8 | 365 | 2.5958 | 0.22488 | 2 | 0.82065
72765 | 11.8 | 0.8 | 365 | 10.7474 | 0.63286 | 11 | 0.38023
72766 | 5.22 | 0.8 | 365 | 4.7543 | 0.56979 | 5 | 0.32414
72482 | 46.92 | 0.6 | 365 | 32.0509 | 0.51357 | 32 | 0.56445
72767 | 10.5 | 0.8 | 365 | 9.5633 | 0.24957 | 9 | 0.81292
72768 | 9 | 0.8 | 365 | 8.1972 | 0.49964 | 8 | 0.69679
72772 | 10.8 | 0.8 | 365 | 9.8366 | 0.79956 | 10 | 0.63615
72577 | 13.8 | 0.8 | 365 | 12.569 | 0.29944 | 12 | 0.86841
72774 | 3.08 | 0.8 | 365 | 2.8052 | 0.64654 | 3 | 0.45179
72775 | 10.92 | 0.8 | 365 | 9.9459 | 0.019557 | 9 | 0.96544
30761 | 1961.82 | 0.8 | 365 | 1786.8156 | 0.59048 | 1787 | 0.40609
72776 | 8.68 | 0.8 | 365 | 7.9057 | 0.91298 | 8 | 0.81868
72779 | 8.7 | 0.8 | 365 | 7.9239 | 0.94965 | 8 | 0.87356
72781 | 9.9 | 0.8 | 365 | 9.0169 | 0.1496 | 9 | 0.16647
72782 | 8.1 | 0.8 | 365 | 7.3774 | 0.84967 | 8 | 0.22711
72783 | 6.4 | 0.8 | 365 | 5.8291 | 0.73307 | 6 | 0.56216
72786 | 11.285 | 0.8 | 365 | 10.2783 | 0.68871 | 10 | 0.96703
51384 | 586.5 | 0.7 | 365 | 467.4085 | 0.82295 | 468 | 0.2315
65077 | 67.52 | 0.7 | 365 | 53.8098 | 0.31094 | 54 | 0.1207
72788 | 6.96 | 0.8 | 365 | 6.3391 | 0.75972 | 7 | 0.09885
64273 | 124.74 | 0.9 | 365 | 127.8141 | 0.27056 | 128 | 0.084684
72790 | 9.24 | 0.8 | 365 | 8.4157 | 0.93963 | 9 | 0.35537
72791 | 5.94 | 0.8 | 365 | 5.4101 | 0.88976 | 6 | 0.29988
72792 | 4.59 | 0.8 | 365 | 4.1805 | 0.41481 | 4 | 0.59536
72793 | 3.08 | 0.8 | 365 | 2.8052 | 0.64654 | 3 | 0.45179
72795 | 5.795 | 0.8 | 365 | 5.2781 | 0.62393 | 5 | 0.90199
72796 | 9.6 | 0.8 | 365 | 8.7436 | 0.59961 | 9 | 0.34324
72797 | 10.05 | 0.8 | 365 | 9.1535 | 0.42459 | 9 | 0.57808
72799 | 5.8 | 0.8 | 365 | 5.2826 | 0.6331 | 5 | 0.91571
72800 | 10.08 | 0.8 | 365 | 9.1808 | 0.47959 | 9 | 0.6604
72801 | 9.945 | 0.8 | 365 | 9.0579 | 0.2321 | 9 | 0.28995
72803 | 11.2 | 0.8 | 365 | 10.2009 | 0.53288 | 10 | 0.73378
72805 | 3.92 | 0.8 | 365 | 3.5703 | 0.18651 | 3 | 0.75682
72804 | 7.8 | 0.8 | 365 | 7.1042 | 0.29968 | 7 | 0.40388
72806 | 3.3 | 0.8 | 365 | 3.0056 | 0.049866 | 3 | 0.055489
72809 | 3.42 | 0.8 | 365 | 3.1149 | 0.26986 | 3 | 0.38478
72808 | 10.71 | 0.8 | 365 | 9.7546 | 0.63457 | 10 | 0.38918
72810 | 7.14 | 0.8 | 365 | 6.5031 | 0.089711 | 6 | 0.59279
72811 | 5.04 | 0.8 | 365 | 4.5904 | 0.2398 | 4 | 0.8302
72813 | 7.848 | 0.8 | 365 | 7.1479 | 0.38768 | 7 | 0.5356
69822 | 8.745 | 0.8 | 365 | 7.9649 | 0.032146 | 7 | 0.99705
70295 | 8.745 | 0.8 | 365 | 7.9649 | 0.032146 | 7 | 0.99705
63323 | 2170.35 | 0.65 | 365 | 1606.1042 | 0.84571 | 1606 | 0.94994
26350 | 1185.6 | 1 | 365 | 1349.798 | 0.93993 | 1350 | 0.73794
21585 | 1316.7 | 1 | 365 | 1499.0545 | 0.37079 | 1499 | 0.42531
72492 | 4.64 | 0.8 | 365 | 4.2261 | 0.50648 | 4 | 0.73257
72484 | 5.22 | 0.8 | 365 | 4.7543 | 0.56979 | 5 | 0.32414
72431 | 4.64 | 0.8 | 365 | 4.2261 | 0.50648 | 4 | 0.73257
51515 | 338.52 | 0.9 | 365 | 346.8626 | 0.18206 | 347 | 0.044632
72493 | 3.9 | 0.8 | 365 | 3.5521 | 0.14984 | 3 | 0.70194
70784 | 9.28 | 0.8 | 365 | 8.4522 | 0.012957 | 8 | 0.46513
72821 | 8.48 | 0.8 | 365 | 7.7235 | 0.54632 | 8 | 0.26986
72822 | 7.68 | 0.8 | 365 | 6.9949 | 0.079689 | 7 | 0.074593
72048 | 12.395 | 0.8 | 365 | 11.2893 | 0.72366 | 12 | 0.012967
72823 | 5.6 | 0.8 | 365 | 5.1005 | 0.26644 | 5 | 0.36689
72824 | 10.08 | 0.8 | 365 | 9.1808 | 0.47959 | 9 | 0.6604
72826 | 4.48 | 0.8 | 365 | 4.0804 | 0.21315 | 4 | 0.29351
72828 | 6.7 | 0.8 | 365 | 6.1023 | 0.28306 | 6 | 0.38539
72830 | 7.28 | 0.8 | 365 | 6.6306 | 0.34637 | 6 | 0.97696
72831 | 10.66 | 0.8 | 365 | 9.7091 | 0.5429 | 10 | 0.25197
72832 | 9.28 | 0.8 | 365 | 8.4522 | 0.012957 | 8 | 0.46513
72833 | 10.2 | 0.8 | 365 | 9.2901 | 0.69959 | 9 | 0.98969
72834 | 4.59 | 0.8 | 365 | 4.1805 | 0.41481 | 4 | 0.59536
72839 | 6.48 | 0.8 | 365 | 5.902 | 0.87974 | 6 | 0.78169
72841 | 8.96 | 0.8 | 365 | 8.1607 | 0.4263 | 8 | 0.58703
72842 | 8.7 | 0.8 | 365 | 7.9239 | 0.94965 | 8 | 0.87356
72843 | 4.845 | 0.8 | 365 | 4.4128 | 0.8823 | 5 | 0.2951
72844 | 4.56 | 0.8 | 365 | 4.1532 | 0.35982 | 4 | 0.51304
72848 | 11.1 | 0.8 | 365 | 10.1098 | 0.34955 | 10 | 0.45937
72847 | 6.6 | 0.8 | 365 | 6.0112 | 0.099732 | 6 | 0.11098
72849 | 6.71 | 0.8 | 365 | 6.1114 | 0.30139 | 6 | 0.41283
72845 | 9.24 | 0.8 | 365 | 8.4157 | 0.93963 | 9 | 0.35537
67722 | 9.45 | 0.8 | 365 | 8.607 | 0.32462 | 8 | 0.93163
69768 | 5.3 | 0.8 | 365 | 4.8272 | 0.71645 | 5 | 0.54366
70265 | 9.805 | 0.8 | 365 | 8.9303 | 0.97544 | 9 | 0.90578
72851 | 3.92 | 0.8 | 365 | 3.5703 | 0.18651 | 3 | 0.75682
72052 | 9.6 | 0.8 | 365 | 8.7436 | 0.59961 | 9 | 0.34324
72852 | 4.76 | 0.8 | 365 | 4.3354 | 0.72647 | 5 | 0.061857
72853 | 14.04 | 0.8 | 365 | 12.7876 | 0.73943 | 13 | 0.52699
72854 | 12.76 | 0.8 | 365 | 11.6217 | 0.39282 | 12 | 0.014559
72855 | 3.19 | 0.8 | 365 | 2.9054 | 0.8482 | 3 | 0.75364
72857 | 3.64 | 0.8 | 365 | 3.3153 | 0.67319 | 3 | 0.98848
72856 | 5.865 | 0.8 | 365 | 5.3418 | 0.75226 | 6 | 0.094074
72483 | 9 | 0.8 | 365 | 8.1972 | 0.49964 | 8 | 0.69679
72858 | 5.88 | 0.8 | 365 | 5.3555 | 0.77976 | 6 | 0.13524
72859 | 5.4 | 0.8 | 365 | 4.9183 | 0.89978 | 5 | 0.81807
72860 | 7.56 | 0.8 | 365 | 6.8856 | 0.85969 | 7 | 0.7453
72861 | 11.48 | 0.8 | 365 | 10.4559 | 0.046201 | 10 | 0.50213
68320 | 4.2 | 0.8 | 365 | 3.8253 | 0.69983 | 4 | 0.52517
72864 | 10.08 | 0.8 | 365 | 9.1808 | 0.47959 | 9 | 0.6604
72862 | 5.886 | 0.8 | 365 | 5.3609 | 0.79076 | 6 | 0.1517
72866 | 7.848 | 0.8 | 365 | 7.1479 | 0.38768 | 7 | 0.5356
72867 | 11.52 | 0.8 | 365 | 10.4924 | 0.11953 | 10 | 0.61189
72872 | 5.886 | 0.8 | 365 | 5.3609 | 0.79076 | 6 | 0.1517
72028 | 4.94 | 0.8 | 365 | 4.4993 | 0.056466 | 4 | 0.55579
72475 | 7.2 | 0.8 | 365 | 6.5577 | 0.19971 | 6 | 0.75743
72517 | 3.99 | 0.8 | 365 | 3.6341 | 0.31484 | 3 | 0.94891
72880 | 8.96 | 0.8 | 365 | 8.1607 | 0.4263 | 8 | 0.58703
72881 | 8.96 | 0.8 | 365 | 8.1607 | 0.4263 | 8 | 0.58703
72283 | 6.36 | 1 | 365 | 7.2408 | 0.57468 | 7 | 0.8155
72362 | 3.3 | 0.8 | 365 | 3.0056 | 0.049866 | 3 | 0.055489
72284 | 3.18 | 1 | 365 | 3.6204 | 0.28734 | 3 | 0.90775
72510 | 4.77 | 0.8 | 365 | 4.3445 | 0.74481 | 5 | 0.089298
72874 | 9.45 | 0.8 | 365 | 8.607 | 0.32462 | 8 | 0.93163
72882 | 5.4 | 0.8 | 365 | 4.9183 | 0.89978 | 5 | 0.81807
72883 | 3 | 0.8 | 365 | 2.7324 | 0.49988 | 3 | 0.23226
72886 | 12.395 | 0.8 | 365 | 11.2893 | 0.72366 | 12 | 0.012967
72887 | 5.51 | 0.8 | 365 | 5.0185 | 0.10144 | 5 | 0.11992
72888 | 10.36 | 0.8 | 365 | 9.4358 | 0.99291 | 10 | 0.42875
72890 | 3.64 | 0.8 | 365 | 3.3153 | 0.67319 | 3 | 0.98848
72889 | 6.72 | 0.8 | 365 | 6.1205 | 0.31973 | 6 | 0.44027
72892 | 2.4 | 0.8 | 365 | 2.1859 | 0.3999 | 2 | 0.58581
72542 | 4.275 | 0.8 | 365 | 3.8936 | 0.83733 | 4 | 0.73097
72546 | 5.985 | 0.8 | 365 | 5.4511 | 0.97226 | 6 | 0.42336
72893 | 9.6 | 0.8 | 365 | 8.7436 | 0.59961 | 9 | 0.34324
72894 | 3.6 | 0.8 | 365 | 3.2789 | 0.59985 | 3 | 0.87872
72895 | 2.34 | 0.8 | 365 | 2.1313 | 0.28991 | 2 | 0.42117
72324 | 24.57 | 0.8 | 365 | 22.3782 | 0.044004 | 22 | 0.42223
72896 | 13.545 | 0.8 | 365 | 12.3367 | 0.83195 | 13 | 0.16867
72897 | 9.52 | 0.8 | 365 | 8.6708 | 0.45295 | 9 | 0.12371
72899 | 3.08 | 0.8 | 365 | 2.8052 | 0.64654 | 3 | 0.45179
72901 | 12.19 | 0.8 | 365 | 11.1026 | 0.34784 | 11 | 0.45043
72902 | 6.72 | 0.8 | 365 | 6.1205 | 0.31973 | 6 | 0.44027
72903 | 8.12 | 0.8 | 365 | 7.3957 | 0.88634 | 8 | 0.28199
72904 | 9.24 | 0.8 | 365 | 8.4157 | 0.93963 | 9 | 0.35537
72905 | 4.35 | 0.8 | 365 | 3.962 | 0.97482 | 4 | 0.93678
72906 | 8.12 | 0.8 | 365 | 7.3957 | 0.88634 | 8 | 0.28199
72908 | 8.265 | 0.8 | 365 | 7.5277 | 0.15216 | 7 | 0.67988
72909 | 8.8 | 0.8 | 365 | 8.015 | 0.13298 | 8 | 0.14797
72911 | 14.04 | 0.8 | 365 | 12.7876 | 0.73943 | 13 | 0.52699
72912 | 4.8 | 0.8 | 365 | 4.3718 | 0.79981 | 5 | 0.17162
72913 | 6 | 0.8 | 365 | 5.4648 | 0.99976 | 6 | 0.46453
72915 | 13.77 | 0.8 | 365 | 12.5416 | 0.24444 | 12 | 0.78609
72916 | 4.5 | 0.8 | 365 | 4.0986 | 0.24982 | 4 | 0.34839
72917 | 2.7 | 0.8 | 365 | 2.4591 | 0.94989 | 3 | 0.40904
72573 | 3 | 0.8 | 365 | 2.7324 | 0.49988 | 3 | 0.23226
72588 | 3.12 | 0.8 | 365 | 2.8417 | 0.71987 | 3 | 0.56155
72571 | 6.3 | 0.8 | 365 | 5.738 | 0.54974 | 6 | 0.28775
72589 | 6.3 | 0.8 | 365 | 5.738 | 0.54974 | 6 | 0.28775
72594 | 6 | 0.8 | 365 | 5.4648 | 0.99976 | 6 | 0.46453
72584 | 7.32 | 0.8 | 365 | 6.667 | 0.4197 | 7 | 0.086722
72587 | 3.6 | 0.8 | 365 | 3.2789 | 0.59985 | 3 | 0.87872
72579 | 5.1 | 0.8 | 365 | 4.6451 | 0.34979 | 4 | 0.99485
72591 | 4.5 | 0.8 | 365 | 4.0986 | 0.24982 | 4 | 0.34839
72918 | 8.96 | 0.8 | 365 | 8.1607 | 0.4263 | 8 | 0.58703
72919 | 2.86 | 0.8 | 365 | 2.6049 | 0.24322 | 2 | 0.84809
72920 | 4.93 | 0.8 | 365 | 4.4902 | 0.038134 | 4 | 0.52835
72138 | 6.75 | 0.8 | 365 | 6.1479 | 0.37473 | 6 | 0.52259
72191 | 8.96 | 0.8 | 365 | 8.1607 | 0.4263 | 8 | 0.58703
72923 | 6.44 | 0.8 | 365 | 5.8655 | 0.80641 | 6 | 0.67192
72924 | 3.92 | 0.8 | 365 | 3.5703 | 0.18651 | 3 | 0.75682
72869 | 2.56 | 0.8 | 365 | 2.3316 | 0.69323 | 3 | 0.024864
72114 | 7.2 | 0.8 | 365 | 6.5577 | 0.19971 | 6 | 0.75743
51269 | 6.54 | 1 | 365 | 7.4457 | 0.98717 | 8 | 0.43292
72925 | 11.31 | 0.8 | 365 | 10.3011 | 0.73454 | 11 | 0.035632
72926 | 5.6 | 0.8 | 365 | 5.1005 | 0.26644 | 5 | 0.36689
72024 | 13.2 | 1 | 365 | 15.0281 | 0.24933 | 15 | 0.27745
72752 | 13.5 | 0.8 | 365 | 12.2957 | 0.74945 | 13 | 0.045184
43804 | 4.725 | 0.8 | 365 | 4.3035 | 0.66231 | 4 | 0.96581
72927 | 12 | 0.8 | 365 | 10.9295 | 0.99951 | 11 | 0.92905
72929 | 2.24 | 0.8 | 365 | 2.0402 | 0.10658 | 2 | 0.14676
72934 | 4.8 | 0.8 | 365 | 4.3718 | 0.79981 | 5 | 0.17162
72935 | 5.4 | 0.8 | 365 | 4.9183 | 0.89978 | 5 | 0.81807
72936 | 13.8 | 0.8 | 365 | 12.569 | 0.29944 | 12 | 0.86841
72937 | 11.1 | 0.8 | 365 | 10.1098 | 0.34955 | 10 | 0.45937
72938 | 3.575 | 0.8 | 365 | 3.2561 | 0.55402 | 3 | 0.81011
72939 | 7.2 | 0.8 | 365 | 6.5577 | 0.19971 | 6 | 0.75743
68069 | 4.68 | 0.8 | 365 | 4.2625 | 0.57981 | 4 | 0.84233
72466 | 11.18 | 1 | 365 | 12.7284 | 0.62027 | 13 | 0.34863
72940 | 9 | 0.8 | 365 | 8.1972 | 0.49964 | 8 | 0.69679
72941 | 12.72 | 0.8 | 365 | 11.5853 | 0.31948 | 11 | 0.9048
72942 | 9.9 | 0.8 | 365 | 9.0169 | 0.1496 | 9 | 0.16647
72689 | 14.64 | 0.8 | 365 | 13.334 | 0.83941 | 14 | 0.17344
72944 | 10.56 | 0.8 | 365 | 9.618 | 0.35957 | 9 | 0.97757
57967 | 5829.12 | 0.8 | 365 | 5309.1326 | 0.48373 | 5309 | 0.61638
72945 | 10.56 | 0.8 | 365 | 9.618 | 0.35957 | 9 | 0.97757
72946 | 3.92 | 0.8 | 365 | 3.5703 | 0.18651 | 3 | 0.75682
72947 | 3.64 | 0.8 | 365 | 3.3153 | 0.67319 | 3 | 0.98848
72948 | 7.28 | 0.8 | 365 | 6.6306 | 0.34637 | 6 | 0.97696
72763 | 3.38 | 0.8 | 365 | 3.0785 | 0.19653 | 3 | 0.27502
72949 | 10.385 | 0.8 | 365 | 9.4586 | 0.038746 | 9 | 0.49735
72950 | 24.75 | 0.8 | 365 | 22.5422 | 0.374 | 22 | 0.91617
72951 | 4.2 | 0.8 | 365 | 3.8253 | 0.69983 | 4 | 0.52517
72952 | 13.44 | 0.8 | 365 | 12.2411 | 0.63946 | 12 | 0.88054
72953 | 8.54 | 0.8 | 365 | 7.7782 | 0.65632 | 8 | 0.43451
72954 | 3.24 | 0.8 | 365 | 2.951 | 0.93987 | 3 | 0.89084
72955 | 10.8 | 0.8 | 365 | 9.8366 | 0.79956 | 10 | 0.63615
72957 | 11.88 | 0.8 | 365 | 10.8202 | 0.77952 | 11 | 0.59976
72958 | 8.96 | 0.8 | 365 | 8.1607 | 0.4263 | 8 | 0.58703
72959 | 11.055 | 0.8 | 365 | 10.0688 | 0.26705 | 10 | 0.33589
72962 | 10.395 | 0.8 | 365 | 9.4677 | 0.057079 | 9 | 0.52479
72963 | 7.4 | 0.8 | 365 | 6.7399 | 0.56637 | 7 | 0.30625
72965 | 7.26 | 0.8 | 365 | 6.6124 | 0.30971 | 6 | 0.92208
72966 | 4.32 | 0.8 | 365 | 3.9346 | 0.91982 | 4 | 0.85446
72967 | 13.2 | 0.8 | 365 | 12.0225 | 0.19946 | 12 | 0.22196
72968 | 7.68 | 0.8 | 365 | 6.9949 | 0.079689 | 7 | 0.074593
72969 | 5.12 | 0.8 | 365 | 4.6633 | 0.38646 | 5 | 0.049729
72970 | 11.4 | 0.8 | 365 | 10.3831 | 0.89954 | 11 | 0.2826
72971 | 9.6 | 0.8 | 365 | 8.7436 | 0.59961 | 9 | 0.34324
72972 | 3.64 | 0.8 | 365 | 3.3153 | 0.67319 | 3 | 0.98848
72973 | 6.72 | 0.8 | 365 | 6.1205 | 0.31973 | 6 | 0.44027
72975 | 24.96 | 0.8 | 365 | 22.7334 | 0.75899 | 23 | 0.49243
72976 | 10.385 | 0.8 | 365 | 9.4586 | 0.038746 | 9 | 0.49735
72977 | 7.56 | 0.8 | 365 | 6.8856 | 0.85969 | 7 | 0.7453
30567 | 1316.7 | 1 | 365 | 1499.0545 | 0.37079 | 1499 | 0.42531
72978 | 9.18 | 0.8 | 365 | 8.3611 | 0.82963 | 9 | 0.19072
72979 | 10.98 | 0.8 | 365 | 10.0005 | 0.12955 | 10 | 0.13008
72980 | 11 | 0.8 | 365 | 10.0187 | 0.16622 | 10 | 0.18496
72981 | 7.425 | 0.8 | 365 | 6.7627 | 0.6122 | 7 | 0.37485
72986 | 11 | 0.8 | 365 | 10.0187 | 0.16622 | 10 | 0.18496
72988 | 9.57 | 0.8 | 365 | 8.7163 | 0.54461 | 9 | 0.26092
72989 | 14.4 | 0.8 | 365 | 13.1154 | 0.39942 | 13 | 0.51486
72990 | 17.49 | 0.8 | 365 | 15.9298 | 0.064291 | 15 | 0.99409
72991 | 11 | 0.8 | 365 | 10.0187 | 0.16622 | 10 | 0.18496
72992 | 7.93 | 0.8 | 365 | 7.2226 | 0.53801 | 7 | 0.76062
72993 | 8.96 | 0.8 | 365 | 8.1607 | 0.4263 | 8 | 0.58703
72995 | 5.355 | 0.8 | 365 | 4.8773 | 0.81728 | 5 | 0.69459
72998 | 7.56 | 0.8 | 365 | 6.8856 | 0.85969 | 7 | 0.7453
72999 | 4.48 | 0.8 | 365 | 4.0804 | 0.21315 | 4 | 0.29351
73000 | 7.5 | 0.8 | 365 | 6.831 | 0.7497 | 7 | 0.58066
73001 | 10.98 | 0.8 | 365 | 10.0005 | 0.12955 | 10 | 0.13008
73003 | 12 | 0.8 | 365 | 10.9295 | 0.99951 | 11 | 0.92905
73006 | 5.4 | 0.8 | 365 | 4.9183 | 0.89978 | 5 | 0.81807
73007 | 9.24 | 0.8 | 365 | 8.4157 | 0.93963 | 9 | 0.35537
73009 | 6.96 | 0.8 | 365 | 6.3391 | 0.75972 | 7 | 0.09885
73010 | 8.12 | 0.8 | 365 | 7.3957 | 0.88634 | 8 | 0.28199
73011 | 6.72 | 0.8 | 365 | 6.1205 | 0.31973 | 6 | 0.44027
73008 | 7.848 | 0.8 | 365 | 7.1479 | 0.38768 | 7 | 0.5356
73014 | 11.88 | 0.8 | 365 | 10.8202 | 0.77952 | 11 | 0.59976
73015 | 4.48 | 0.8 | 365 | 4.0804 | 0.21315 | 4 | 0.29351
73019 | 5.32 | 0.8 | 365 | 4.8454 | 0.75312 | 5 | 0.59855
56602 | 9.88 | 1 | 365 | 11.2483 | 0.64117 | 11 | 0.88948
73021 | 5.58 | 0.8 | 365 | 5.0822 | 0.22977 | 5 | 0.31201
73022 | 4.5 | 0.8 | 365 | 4.0986 | 0.24982 | 4 | 0.34839
73024 | 3.96 | 0.8 | 365 | 3.6067 | 0.25984 | 3 | 0.86659
73028 | 13.2 | 0.8 | 365 | 12.0225 | 0.19946 | 12 | 0.22196
50875 | 8.58 | 1 | 365 | 9.7683 | 0.66207 | 10 | 0.43034
73029 | 4.76 | 0.8 | 365 | 4.3354 | 0.72647 | 5 | 0.061857
55139 | 2.34 | 1 | 365 | 2.6641 | 0.36238 | 3 | 0.026456
73030 | 5.04 | 0.8 | 365 | 4.5904 | 0.2398 | 4 | 0.8302
55649 | 3.9 | 1 | 365 | 4.4401 | 0.9373 | 5 | 0.37743
70664 | 6.3 | 1 | 365 | 7.1725 | 0.43718 | 7 | 0.60969
57319 | 8.32 | 1 | 365 | 9.4723 | 0.066245 | 9 | 0.53851
71519 | 11.1 | 0.8 | 365 | 10.1098 | 0.34955 | 10 | 0.45937
72695 | 13.8 | 0.8 | 365 | 12.569 | 0.29944 | 12 | 0.86841
73032 | 11.05 | 0.8 | 365 | 10.0643 | 0.25789 | 10 | 0.32217
52304 | 16.9 | 1 | 365 | 19.2405 | 0.72831 | 19 | 0.96885
73033 | 13.545 | 0.8 | 365 | 12.3367 | 0.83195 | 13 | 0.16867
55022 | 15.08 | 1 | 365 | 17.1685 | 0.55757 | 17 | 0.72605
54825 | 7.54 | 1 | 365 | 8.5842 | 0.27878 | 8 | 0.86303
20022 | 8.32 | 1 | 365 | 9.4723 | 0.066245 | 9 | 0.53851
72007 | 6.44 | 0.8 | 365 | 5.8655 | 0.80641 | 6 | 0.67192
72159 | 7.25 | 0.8 | 365 | 6.6033 | 0.29137 | 6 | 0.89464
72091 | 2.61 | 0.8 | 365 | 2.3772 | 0.78489 | 3 | 0.16207
72463 | 4.76 | 0.8 | 365 | 4.3354 | 0.72647 | 5 | 0.061857
73037 | 5.88 | 0.8 | 365 | 5.3555 | 0.77976 | 6 | 0.13524
73038 | 7.84 | 0.8 | 365 | 7.1406 | 0.37302 | 7 | 0.51365
73039 | 13.92 | 0.8 | 365 | 12.6783 | 0.51944 | 13 | 0.1977
73040 | 13.25 | 1 | 365 | 15.085 | 0.36391 | 15 | 0.44895
73041 | 4.675 | 0.8 | 365 | 4.258 | 0.57064 | 4 | 0.82861
73042 | 5.775 | 0.8 | 365 | 5.2598 | 0.58727 | 5 | 0.84711
73043 | 7.15 | 0.8 | 365 | 6.5122 | 0.10804 | 6 | 0.62023
73044 | 6.6 | 0.8 | 365 | 6.0112 | 0.099732 | 6 | 0.11098
73045 | 5.76 | 0.8 | 365 | 5.2462 | 0.55977 | 5 | 0.80595
72527 | 3.92 | 0.8 | 365 | 3.5703 | 0.18651 | 3 | 0.75682
65307 | 56.16 | 0.8 | 365 | 51.1502 | 0.95772 | 52 | 0.10796
73050 | 5.76 | 0.8 | 365 | 5.2462 | 0.55977 | 5 | 0.80595
73052 | 10.37 | 0.8 | 365 | 9.4449 | 0.011246 | 9 | 0.45619
73051 | 5.225 | 0.8 | 365 | 4.7589 | 0.57895 | 5 | 0.33786
73054 | 6.54 | 0.8 | 365 | 5.9566 | 0.98973 | 6 | 0.94633
73055 | 8.8 | 0.8 | 365 | 8.015 | 0.13298 | 8 | 0.14797
73057 | 4.5 | 0.8 | 365 | 4.0986 | 0.24982 | 4 | 0.34839
71633 | 3.72 | 0.8 | 365 | 3.3882 | 0.81985 | 4 | 0.20801
71625 | 12.07 | 0.8 | 365 | 10.9933 | 0.12784 | 11 | 0.12114
73060 | 2.52 | 0.8 | 365 | 2.2952 | 0.6199 | 2 | 0.9151
72646 | 12.96 | 0.8 | 365 | 11.8039 | 0.75947 | 12 | 0.56338
72348 | 7.95 | 1 | 365 | 9.051 | 0.21835 | 9 | 0.26937
72415 | 4.62 | 0.8 | 365 | 4.2079 | 0.46981 | 4 | 0.67769
70812 | 8.775 | 0.8 | 365 | 7.9922 | 0.087144 | 8 | 0.079369
73061 | 4.2 | 0.8 | 365 | 3.8253 | 0.69983 | 4 | 0.52517
73062 | 4.2 | 0.8 | 365 | 3.8253 | 0.69983 | 4 | 0.52517
69862 | 5.4 | 0.8 | 365 | 4.9183 | 0.89978 | 5 | 0.81807
73063 | 2.56 | 0.8 | 365 | 2.3316 | 0.69323 | 3 | 0.024864
73065 | 8.1 | 0.8 | 365 | 7.3774 | 0.84967 | 8 | 0.22711
72914 | 13.8 | 0.8 | 365 | 12.569 | 0.29944 | 12 | 0.86841
73066 | 7.15 | 0.8 | 365 | 6.5122 | 0.10804 | 6 | 0.62023
72910 | 13.8 | 0.8 | 365 | 12.569 | 0.29944 | 12 | 0.86841
73048 | 15.87 | 0.8 | 365 | 14.4543 | 0.094357 | 14 | 0.54867
73067 | 10.23 | 0.8 | 365 | 9.3174 | 0.75459 | 10 | 0.072017
73071 | 5.5 | 0.8 | 365 | 5.0094 | 0.08311 | 5 | 0.092482
73075 | 5.32 | 0.8 | 365 | 4.8454 | 0.75312 | 5 | 0.59855
73076 | 14.04 | 0.8 | 365 | 12.7876 | 0.73943 | 13 | 0.52699
73077 | 5.4 | 0.8 | 365 | 4.9183 | 0.89978 | 5 | 0.81807
73079 | 7.2 | 0.8 | 365 | 6.5577 | 0.19971 | 6 | 0.75743
73080 | 5.4 | 0.8 | 365 | 4.9183 | 0.89978 | 5 | 0.81807
73081 | 7.695 | 0.8 | 365 | 7.0086 | 0.10719 | 7 | 0.11575
73082 | 11.96 | 0.8 | 365 | 10.8931 | 0.92618 | 11 | 0.81929
73083 | 4.5 | 0.8 | 365 | 4.0986 | 0.24982 | 4 | 0.34839
73084 | 6.44 | 0.8 | 365 | 5.8655 | 0.80641 | 6 | 0.67192
73085 | 8.32 | 0.8 | 365 | 7.5778 | 0.253 | 7 | 0.83081
73087 | 3.92 | 0.8 | 365 | 3.5703 | 0.18651 | 3 | 0.75682
73088 | 6.72 | 0.8 | 365 | 6.1205 | 0.31973 | 6 | 0.44027
73089 | 7.395 | 0.8 | 365 | 6.7353 | 0.5572 | 7 | 0.29253
73086 | 9.9 | 0.8 | 365 | 9.0169 | 0.1496 | 9 | 0.16647
73090 | 13.26 | 0.8 | 365 | 12.0771 | 0.30946 | 12 | 0.3866
73091 | 13.44 | 0.8 | 365 | 12.2411 | 0.63946 | 12 | 0.88054
73092 | 12.8 | 0.8 | 365 | 11.6582 | 0.46615 | 12 | 0.12432
73093 | 12.16 | 0.8 | 365 | 11.0753 | 0.29284 | 11 | 0.36811
73094 | 6.6 | 0.8 | 365 | 6.0112 | 0.099732 | 6 | 0.11098
73095 | 7.2 | 0.8 | 365 | 6.5577 | 0.19971 | 6 | 0.75743
73097 | 7.2 | 0.8 | 365 | 6.5577 | 0.19971 | 6 | 0.75743
73098 | 14.49 | 0.8 | 365 | 13.1974 | 0.56441 | 13 | 0.76183
73099 | 5.355 | 0.8 | 365 | 4.8773 | 0.81728 | 5 | 0.69459
73101 | 7.15 | 0.8 | 365 | 6.5122 | 0.10804 | 6 | 0.62023
73102 | 4.2 | 0.8 | 365 | 3.8253 | 0.69983 | 4 | 0.52517
73103 | 4.2 | 0.8 | 365 | 3.8253 | 0.69983 | 4 | 0.52517
73108 | 7.54 | 0.8 | 365 | 6.8674 | 0.82303 | 7 | 0.69042
73109 | 11.115 | 0.8 | 365 | 10.1235 | 0.37705 | 10 | 0.50053
73110 | 5.22 | 0.8 | 365 | 4.7543 | 0.56979 | 5 | 0.32414
73111 | 12.375 | 0.8 | 365 | 11.2711 | 0.687 | 11 | 0.95809
73112 | 4.06 | 0.8 | 365 | 3.6978 | 0.44317 | 4 | 0.141
73113 | 3.64 | 0.8 | 365 | 3.3153 | 0.67319 | 3 | 0.98848
73115 | 6.44 | 0.8 | 365 | 5.8655 | 0.80641 | 6 | 0.67192
73118 | 8.4 | 0.8 | 365 | 7.6507 | 0.39966 | 8 | 0.050337
73119 | 7.15 | 0.8 | 365 | 6.5122 | 0.10804 | 6 | 0.62023
73120 | 4.8 | 0.8 | 365 | 4.3718 | 0.79981 | 5 | 0.17162
73124 | 4.2 | 0.8 | 365 | 3.8253 | 0.69983 | 4 | 0.52517
73126 | 5.88 | 0.8 | 365 | 5.3555 | 0.77976 | 6 | 0.13524
73096 | 8.8 | 0.8 | 365 | 8.015 | 0.13298 | 8 | 0.14797
73128 | 4.95 | 0.8 | 365 | 4.5084 | 0.074799 | 4 | 0.58323
73129 | 13.23 | 0.8 | 365 | 12.0498 | 0.25446 | 12 | 0.30428
73018 | 8.12 | 0.8 | 365 | 7.3957 | 0.88634 | 8 | 0.28199
73130 | 3.92 | 0.8 | 365 | 3.5703 | 0.18651 | 3 | 0.75682
64445 | 44.2 | 0.8 | 365 | 40.2571 | 0.031542 | 40 | 0.28868
73133 | 6.9 | 0.8 | 365 | 6.2845 | 0.64972 | 6 | 0.9342
73134 | 5.7 | 0.8 | 365 | 5.1915 | 0.44977 | 5 | 0.6413
72878 | 15 | 0.8 | 365 | 13.6619 | 0.49939 | 14 | 0.16132
73135 | 11.76 | 0.8 | 365 | 10.7109 | 0.55952 | 11 | 0.27047
68871 | 8.12 | 0.8 | 365 | 7.3957 | 0.88634 | 8 | 0.28199
73136 | 6.08 | 0.8 | 365 | 5.5376 | 0.14642 | 5 | 0.68405
73137 | 11.2 | 0.8 | 365 | 10.2009 | 0.53288 | 10 | 0.73378
68862 | 10.08 | 0.8 | 365 | 9.1808 | 0.47959 | 9 | 0.6604
73138 | 12.435 | 0.8 | 365 | 11.3257 | 0.797 | 12 | 0.12273
68869 | 9.9 | 0.8 | 365 | 9.0169 | 0.1496 | 9 | 0.16647
73139 | 24.42 | 0.8 | 365 | 22.2416 | 0.76901 | 23 | 0.010621
73141 | 3.35 | 0.8 | 365 | 3.0512 | 0.14153 | 3 | 0.19269
73143 | 8.64 | 0.8 | 365 | 7.8693 | 0.83965 | 8 | 0.70892
73146 | 12.21 | 0.8 | 365 | 11.1208 | 0.38451 | 11 | 0.50531
73145 | 2.75 | 0.8 | 365 | 2.5047 | 0.041555 | 2 | 0.54624
51339 | 24.795 | 0.8 | 365 | 22.5832 | 0.45649 | 23 | 0.039654
73147 | 3.78 | 1 | 365 | 4.3035 | 0.66231 | 4 | 0.96581
73149 | 10.08 | 0.8 | 365 | 9.1808 | 0.47959 | 9 | 0.6604
73150 | 3 | 0.8 | 365 | 2.7324 | 0.49988 | 3 | 0.23226
73151 | 7.875 | 0.8 | 365 | 7.1725 | 0.43718 | 7 | 0.60969
73152 | 8.16 | 0.8 | 365 | 7.4321 | 0.95967 | 8 | 0.39176
73153 | 9.38 | 0.8 | 365 | 8.5433 | 0.19629 | 8 | 0.73954
73154 | 11.16 | 0.8 | 365 | 10.1645 | 0.45955 | 10 | 0.62402
73155 | 7 | 0.8 | 365 | 6.3756 | 0.83305 | 7 | 0.20861
64769 | 131.32 | 0.7 | 365 | 104.6549 | 0.65451 | 105 | 0.30939
73156 | 13.5 | 0.8 | 365 | 12.2957 | 0.74945 | 13 | 0.045184
73157 | 6.3 | 0.8 | 365 | 5.738 | 0.54974 | 6 | 0.28775
73159 | 10.2 | 0.8 | 365 | 9.2901 | 0.69959 | 9 | 0.98969
73161 | 8.64 | 0.8 | 365 | 7.8693 | 0.83965 | 8 | 0.70892
73164 | 7.54 | 0.8 | 365 | 6.8674 | 0.82303 | 7 | 0.69042
73162 | 5.83 | 0.8 | 365 | 5.3099 | 0.6881 | 5 | 0.99803
73163 | 6.09 | 0.8 | 365 | 5.5467 | 0.16475 | 5 | 0.71149
73165 | 3.92 | 0.8 | 365 | 3.5703 | 0.18651 | 3 | 0.75682
73167 | 10.26 | 0.8 | 365 | 9.3448 | 0.80958 | 10 | 0.15434
73166 | 8.71 | 0.8 | 365 | 7.933 | 0.96798 | 8 | 0.901
73168 | 7.2 | 0.8 | 365 | 6.5577 | 0.19971 | 6 | 0.75743
73169 | 12.21 | 0.8 | 365 | 11.1208 | 0.38451 | 11 | 0.50531
73170 | 7.2 | 0.8 | 365 | 6.5577 | 0.19971 | 6 | 0.75743
72829 | 12.73 | 0.8 | 365 | 11.5944 | 0.33782 | 11 | 0.93224
73172 | 3.3 | 0.8 | 365 | 3.0056 | 0.049866 | 3 | 0.055489
73171 | 7.26 | 0.8 | 365 | 6.6124 | 0.30971 | 6 | 0.92208
73174 | 7.935 | 0.8 | 365 | 7.2272 | 0.54718 | 7 | 0.77434
73176 | 5.4 | 0.8 | 365 | 4.9183 | 0.89978 | 5 | 0.81807
73177 | 8.4 | 0.8 | 365 | 7.6507 | 0.39966 | 8 | 0.050337
73178 | 6.21 | 0.8 | 365 | 5.656 | 0.38475 | 6 | 0.040784
73070 | 10.08 | 0.8 | 365 | 9.1808 | 0.47959 | 9 | 0.6604
73180 | 6.6 | 0.8 | 365 | 6.0112 | 0.099732 | 6 | 0.11098
73127 | 10.36 | 0.8 | 365 | 9.4358 | 0.99291 | 10 | 0.42875
73181 | 6 | 0.8 | 365 | 5.4648 | 0.99976 | 6 | 0.46453
73182 | 5.13 | 0.8 | 365 | 4.6724 | 0.40479 | 5 | 0.07717
73184 | 2.32 | 0.8 | 365 | 2.113 | 0.25324 | 2 | 0.36628
73185 | 7.83 | 0.8 | 365 | 7.1315 | 0.35468 | 7 | 0.48621
73183 | 9.28 | 0.8 | 365 | 8.4522 | 0.012957 | 8 | 0.46513
73186 | 4.2 | 0.8 | 365 | 3.8253 | 0.69983 | 4 | 0.52517
73189 | 7.98 | 0.8 | 365 | 7.2681 | 0.62968 | 7 | 0.89782
73191 | 7.25 | 0.8 | 365 | 6.6033 | 0.29137 | 6 | 0.89464
73188 | 10.08 | 0.8 | 365 | 9.1808 | 0.47959 | 9 | 0.6604
72440 | 27.295 | 0.6 | 365 | 18.6451 | 0.5298 | 19 | 0.1749
73194 | 4.275 | 0.8 | 365 | 3.8936 | 0.83733 | 4 | 0.73097
73193 | 4.335 | 0.8 | 365 | 3.9483 | 0.94732 | 4 | 0.89562
73195 | 4.275 | 0.8 | 365 | 3.8936 | 0.83733 | 4 | 0.73097
73196 | 9.24 | 0.8 | 365 | 8.4157 | 0.93963 | 9 | 0.35537
73197 | 8.265 | 0.8 | 365 | 7.5277 | 0.15216 | 7 | 0.67988
73198 | 6.96 | 0.8 | 365 | 6.3391 | 0.75972 | 7 | 0.09885
73199 | 9.54 | 0.8 | 365 | 8.689 | 0.48961 | 9 | 0.1786
73200 | 5.415 | 0.8 | 365 | 4.932 | 0.92728 | 5 | 0.85923
73201 | 2 | 0.8 | 365 | 1.8216 | 0.66659 | 2 | 0.48818
73202 | 8.67 | 0.8 | 365 | 7.8966 | 0.89465 | 8 | 0.79124
73203 | 8.265 | 0.8 | 365 | 7.5277 | 0.15216 | 7 | 0.67988
73205 | 13.515 | 0.8 | 365 | 12.3094 | 0.77695 | 13 | 0.086345
73207 | 5.32 | 0.8 | 365 | 4.8454 | 0.75312 | 5 | 0.59855
73204 | 7.8 | 0.8 | 365 | 7.1042 | 0.29968 | 7 | 0.40388
73208 | 11.97 | 0.8 | 365 | 10.9022 | 0.94451 | 11 | 0.84673
73209 | 6.6 | 0.8 | 365 | 6.0112 | 0.099732 | 6 | 0.11098
73210 | 3 | 0.8 | 365 | 2.7324 | 0.49988 | 3 | 0.23226
73211 | 13.5 | 1 | 365 | 15.3697 | 0.93682 | 16 | 0.30648
73212 | 8.45 | 0.8 | 365 | 7.6962 | 0.49132 | 8 | 0.18754
73213 | 5.4 | 0.8 | 365 | 4.9183 | 0.89978 | 5 | 0.81807
73214 | 11.02 | 0.8 | 365 | 10.037 | 0.20289 | 10 | 0.23985
73215 | 6.71 | 0.8 | 365 | 6.1114 | 0.30139 | 6 | 0.41283
73216 | 6.12 | 0.8 | 365 | 5.5741 | 0.21975 | 5 | 0.79382
73232 | 3 | 0.8 | 365 | 2.7324 | 0.49988 | 3 | 0.23226
73233 | 4.48 | 0.8 | 365 | 4.0804 | 0.21315 | 4 | 0.29351
73234 | 7 | 0.8 | 365 | 6.3756 | 0.83305 | 7 | 0.20861
73238 | 9.6 | 0.8 | 365 | 8.7436 | 0.59961 | 9 | 0.34324
73237 | 4.2 | 0.8 | 365 | 3.8253 | 0.69983 | 4 | 0.52517
73240 | 7.44 | 0.8 | 365 | 6.7763 | 0.6397 | 7 | 0.41601
73241 | 6.7 | 0.8 | 365 | 6.1023 | 0.28306 | 6 | 0.38539
73242 | 3.92 | 0.8 | 365 | 3.5703 | 0.18651 | 3 | 0.75682
73243 | 4.32 | 0.8 | 365 | 3.9346 | 0.91982 | 4 | 0.85446
73249 | 11.34 | 0.8 | 365 | 10.3284 | 0.78954 | 11 | 0.11795
73253 | 9.24 | 0.8 | 365 | 8.4157 | 0.93963 | 9 | 0.35537
73255 | 13.2 | 0.8 | 365 | 12.0225 | 0.19946 | 12 | 0.22196
73256 | 10.24 | 0.8 | 365 | 9.3265 | 0.77292 | 10 | 0.099458
73257 | 5.565 | 0.8 | 365 | 5.0686 | 0.20227 | 5 | 0.27085
73258 | 9.805 | 0.8 | 365 | 8.9303 | 0.97544 | 9 | 0.90578
73259 | 4.2 | 0.8 | 365 | 3.8253 | 0.69983 | 4 | 0.52517
73260 | 6.21 | 0.8 | 365 | 5.656 | 0.38475 | 6 | 0.040784
73261 | 7.84 | 0.8 | 365 | 7.1406 | 0.37302 | 7 | 0.51365
73262 | 11.76 | 0.8 | 365 | 10.7109 | 0.55952 | 11 | 0.27047
73263 | 7.68 | 0.8 | 365 | 6.9949 | 0.079689 | 7 | 0.074593
73264 | 9.455 | 0.8 | 365 | 8.6116 | 0.33378 | 8 | 0.94535
73265 | 4.725 | 0.8 | 365 | 4.3035 | 0.66231 | 4 | 0.96581
73268 | 9.805 | 0.8 | 365 | 8.9303 | 0.97544 | 9 | 0.90578
73269 | 10.92 | 0.8 | 365 | 9.9459 | 0.019557 | 9 | 0.96544
73270 | 8.99 | 0.8 | 365 | 8.188 | 0.4813 | 8 | 0.66935
73279 | 6.6 | 0.8 | 365 | 6.0112 | 0.099732 | 6 | 0.11098
73271 | 7.28 | 0.8 | 365 | 6.6306 | 0.34637 | 6 | 0.97696
73272 | 6.625 | 0.8 | 365 | 6.034 | 0.14556 | 6 | 0.17958
73273 | 9.52 | 0.8 | 365 | 8.6708 | 0.45295 | 9 | 0.12371
73274 | 5.32 | 0.8 | 365 | 4.8454 | 0.75312 | 5 | 0.59855
73275 | 9.28 | 0.8 | 365 | 8.4522 | 0.012957 | 8 | 0.46513
73276 | 7.28 | 0.8 | 365 | 6.6306 | 0.34637 | 6 | 0.97696
73277 | 4.35 | 0.8 | 365 | 3.962 | 0.97482 | 4 | 0.93678
73278 | 11.34 | 0.8 | 365 | 10.3284 | 0.78954 | 11 | 0.11795
73280 | 9.805 | 0.8 | 365 | 8.9303 | 0.97544 | 9 | 0.90578
63498 | 47.6 | 0.65 | 365 | 35.225 | 0.9026 | 36 | 0.12759
71101 | 2.94 | 0.8 | 365 | 2.6777 | 0.38988 | 3 | 0.067618
73281 | 5.6 | 0.8 | 365 | 5.1005 | 0.26644 | 5 | 0.36689
73283 | 8.64 | 0.8 | 365 | 7.8693 | 0.83965 | 8 | 0.70892
73284 | 12 | 0.8 | 365 | 10.9295 | 0.99951 | 11 | 0.92905
73291 | 13.44 | 0.8 | 365 | 12.2411 | 0.63946 | 12 | 0.88054
23076 | 1316.7 | 1 | 365 | 1499.0545 | 0.37079 | 1499 | 0.42531
23085 | 1316.7 | 1 | 365 | 1499.0545 | 0.37079 | 1499 | 0.42531
73292 | 3.08 | 0.8 | 365 | 2.8052 | 0.64654 | 3 | 0.45179
73295 | 3.84 | 0.8 | 365 | 3.4975 | 0.039844 | 3 | 0.5373
73297 | 5.695 | 0.8 | 365 | 5.187 | 0.4406 | 5 | 0.62758
73294 | 12.48 | 0.8 | 365 | 11.3667 | 0.87949 | 12 | 0.24621
73296 | 8.64 | 0.8 | 365 | 7.8693 | 0.83965 | 8 | 0.70892
73286 | 7.685 | 0.8 | 365 | 6.9995 | 0.088855 | 7 | 0.088314
73298 | 13.68 | 0.8 | 365 | 12.4597 | 0.079446 | 12 | 0.53912
73299 | 7.475 | 0.8 | 365 | 6.8082 | 0.70386 | 7 | 0.51206
73300 | 10.64 | 0.8 | 365 | 9.6909 | 0.50624 | 10 | 0.19709
73301 | 4.48 | 0.8 | 365 | 4.0804 | 0.21315 | 4 | 0.29351
73305 | 11.2 | 0.8 | 365 | 10.2009 | 0.53288 | 10 | 0.73378
73304 | 4.8 | 0.8 | 365 | 4.3718 | 0.79981 | 5 | 0.17162
30546 | 1316.7 | 1 | 365 | 1499.0545 | 0.37079 | 1499 | 0.42531
73306 | 10.8 | 0.8 | 365 | 9.8366 | 0.79956 | 10 | 0.63615
73309 | 8.235 | 0.8 | 365 | 7.5004 | 0.097166 | 7 | 0.59756
73310 | 16.2 | 0.8 | 365 | 14.7549 | 0.69934 | 15 | 0.45422
73318 | 6.67 | 0.8 | 365 | 6.075 | 0.22806 | 6 | 0.30306
73327 | 9.3 | 0.8 | 365 | 8.4704 | 0.049623 | 8 | 0.52002
73328 | 9.15 | 0.8 | 365 | 8.3338 | 0.77463 | 9 | 0.1084
73329 | 9 | 0.8 | 365 | 8.1972 | 0.49964 | 8 | 0.69679
73330 | 13.8 | 1 | 365 | 15.7112 | 0.6243 | 16 | 0.33551
20438 | 5998.59 | 0.8 | 365 | 5463.4851 | 0.17186 | 5463 | 0.65692
35874 | 6.63 | 1 | 365 | 7.5482 | 0.19341 | 7 | 0.74163
50741 | 243.1 | 0.9 | 365 | 249.091 | 0.38266 | 249 | 0.47368
68797 | 8.84 | 0.8 | 365 | 8.0514 | 0.20631 | 8 | 0.25774
71018 | 5.2 | 0.8 | 365 | 4.7361 | 0.53312 | 5 | 0.26926
73121 | 4.2 | 0.8 | 365 | 3.8253 | 0.69983 | 4 | 0.52517
73122 | 4.35 | 0.8 | 365 | 3.962 | 0.97482 | 4 | 0.93678
73123 | 2.8 | 0.8 | 365 | 2.5502 | 0.13322 | 2 | 0.68345
73125 | 3.36 | 0.8 | 365 | 3.0603 | 0.15986 | 3 | 0.22013
73187 | 8.7 | 0.8 | 365 | 7.9239 | 0.94965 | 8 | 0.87356
73266 | 8.7 | 0.8 | 365 | 7.9239 | 0.94965 | 8 | 0.87356
73334 | 6.1 | 0.8 | 365 | 5.5558 | 0.18309 | 5 | 0.73893
73335 | 24 | 0.8 | 365 | 21.8591 | 0.99903 | 22 | 0.8581
73336 | 5.13 | 0.8 | 365 | 4.6724 | 0.40479 | 5 | 0.07717
73339 | 5.76 | 0.8 | 365 | 5.2462 | 0.55977 | 5 | 0.80595
73340 | 11.16 | 0.8 | 365 | 10.1645 | 0.45955 | 10 | 0.62402
73341 | 9.9 | 0.8 | 365 | 9.0169 | 0.1496 | 9 | 0.16647
73342 | 6.03 | 0.8 | 365 | 5.4921 | 0.054756 | 5 | 0.54685
73348 | 5.4 | 0.8 | 365 | 4.9183 | 0.89978 | 5 | 0.81807
73349 | 9.9 | 0.8 | 365 | 9.0169 | 0.1496 | 9 | 0.16647
73350 | 13.325 | 0.8 | 365 | 12.1363 | 0.42863 | 12 | 0.56497
73351 | 7.8 | 0.8 | 365 | 7.1042 | 0.29968 | 7 | 0.40388
73352 | 6.27 | 0.8 | 365 | 5.7107 | 0.49475 | 6 | 0.20543
73353 | 9.715 | 0.8 | 365 | 8.8484 | 0.81044 | 9 | 0.65881
73354 | 4.55 | 0.8 | 365 | 4.1441 | 0.34148 | 4 | 0.4856
73355 | 10.8 | 0.8 | 365 | 9.8366 | 0.79956 | 10 | 0.63615
73356 | 12.73 | 0.8 | 365 | 11.5944 | 0.33782 | 11 | 0.93224
73357 | 6.825 | 0.8 | 365 | 6.2162 | 0.51222 | 6 | 0.7284
73358 | 7.5 | 0.8 | 365 | 6.831 | 0.7497 | 7 | 0.58066
73359 | 6.875 | 0.8 | 365 | 6.2617 | 0.60389 | 6 | 0.8656
73362 | 3 | 0.8 | 365 | 2.7324 | 0.49988 | 3 | 0.23226
73364 | 11.4 | 0.8 | 365 | 10.3831 | 0.89954 | 11 | 0.2826
73366 | 6.9 | 0.8 | 365 | 6.2845 | 0.64972 | 6 | 0.9342
73367 | 10.2 | 0.8 | 365 | 9.2901 | 0.69959 | 9 | 0.98969
73368 | 5.225 | 0.8 | 365 | 4.7589 | 0.57895 | 5 | 0.33786
73369 | 12 | 0.8 | 365 | 10.9295 | 0.99951 | 11 | 0.92905
73370 | 4.5 | 0.8 | 365 | 4.0986 | 0.24982 | 4 | 0.34839
73371 | 3.025 | 0.8 | 365 | 2.7552 | 0.54571 | 3 | 0.30087
73373 | 8.12 | 0.8 | 365 | 7.3957 | 0.88634 | 8 | 0.28199
73374 | 4.48 | 0.8 | 365 | 4.0804 | 0.21315 | 4 | 0.29351
73375 | 7 | 0.8 | 365 | 6.3756 | 0.83305 | 7 | 0.20861
73378 | 11.2 | 0.8 | 365 | 10.2009 | 0.53288 | 10 | 0.73378
73380 | 10.92 | 0.8 | 365 | 9.9459 | 0.019557 | 9 | 0.96544
73381 | 7.59 | 0.8 | 365 | 6.9129 | 0.91469 | 7 | 0.82763
73382 | 3.9 | 0.8 | 365 | 3.5521 | 0.14984 | 3 | 0.70194
73383 | 8.265 | 0.8 | 365 | 7.5277 | 0.15216 | 7 | 0.67988
73384 | 8.125 | 0.8 | 365 | 7.4002 | 0.8955 | 8 | 0.29571
73385 | 9.52 | 0.8 | 365 | 8.6708 | 0.45295 | 9 | 0.12371
73387 | 3.9 | 0.8 | 365 | 3.5521 | 0.14984 | 3 | 0.70194
73388 | 9.765 | 0.8 | 365 | 8.8939 | 0.9021 | 9 | 0.79602
73389 | 8.45 | 0.8 | 365 | 7.6962 | 0.49132 | 8 | 0.18754
73392 | 6.3 | 0.8 | 365 | 5.738 | 0.54974 | 6 | 0.28775
73393 | 11.1 | 0.8 | 365 | 10.1098 | 0.34955 | 10 | 0.45937
73394 | 10.075 | 0.8 | 365 | 9.1763 | 0.47042 | 9 | 0.64668
73395 | 8.125 | 0.8 | 365 | 7.4002 | 0.8955 | 8 | 0.29571
73396 | 9.6 | 0.8 | 365 | 8.7436 | 0.59961 | 9 | 0.34324
73397 | 2.7 | 0.8 | 365 | 2.4591 | 0.94989 | 3 | 0.40904
73401 | 13.325 | 0.8 | 365 | 12.1363 | 0.42863 | 12 | 0.56497
73402 | 13.325 | 0.8 | 365 | 12.1363 | 0.42863 | 12 | 0.56497
73405 | 5.525 | 0.8 | 365 | 5.0321 | 0.12894 | 5 | 0.16108
73406 | 7.2 | 0.8 | 365 | 6.5577 | 0.19971 | 6 | 0.75743
73411 | 3 | 0.8 | 365 | 2.7324 | 0.49988 | 3 | 0.23226
73414 | 3 | 0.8 | 365 | 2.7324 | 0.49988 | 3 | 0.23226
73415 | 6.5 | 0.8 | 365 | 5.9202 | 0.9164 | 6 | 0.83657
73416 | 5.85 | 0.8 | 365 | 5.3282 | 0.72476 | 6 | 0.052913
73417 | 12 | 0.8 | 365 | 10.9295 | 0.99951 | 11 | 0.92905
73418 | 6.5 | 0.8 | 365 | 5.9202 | 0.9164 | 6 | 0.83657
73419 | 11.375 | 0.8 | 365 | 10.3603 | 0.85371 | 11 | 0.214
73420 | 9.045 | 0.8 | 365 | 8.2381 | 0.58213 | 8 | 0.82027
73421 | 4.55 | 0.8 | 365 | 4.1441 | 0.34148 | 4 | 0.4856
73422 | 6.5 | 0.8 | 365 | 5.9202 | 0.9164 | 6 | 0.83657
73424 | 10.08 | 0.8 | 365 | 9.1808 | 0.47959 | 9 | 0.6604
73426 | 8.68 | 0.8 | 365 | 7.9057 | 0.91298 | 8 | 0.81868
73427 | 4.62 | 0.8 | 365 | 4.2079 | 0.46981 | 4 | 0.67769
73428 | 3.08 | 0.8 | 365 | 2.8052 | 0.64654 | 3 | 0.45179
73433 | 9.52 | 0.8 | 365 | 8.6708 | 0.45295 | 9 | 0.12371
73438 | 14.84 | 0.8 | 365 | 13.5162 | 0.20607 | 13 | 0.72226
73439 | 6 | 0.8 | 365 | 5.4648 | 0.99976 | 6 | 0.46453
73440 | 8.48 | 0.8 | 365 | 7.7235 | 0.54632 | 8 | 0.26986
73441 | 7.425 | 0.8 | 365 | 6.7627 | 0.6122 | 7 | 0.37485
73443 | 4.2 | 0.8 | 365 | 3.8253 | 0.69983 | 4 | 0.52517
73444 | 6.96 | 0.8 | 365 | 6.3391 | 0.75972 | 7 | 0.09885
73446 | 8.45 | 0.8 | 365 | 7.6962 | 0.49132 | 8 | 0.18754
73448 | 4.76 | 0.8 | 365 | 4.3354 | 0.72647 | 5 | 0.061857
73450 | 6.44 | 0.8 | 365 | 5.8655 | 0.80641 | 6 | 0.67192
73451 | 5.04 | 0.8 | 365 | 4.5904 | 0.2398 | 4 | 0.8302
73452 | 10.2 | 0.8 | 365 | 9.2901 | 0.69959 | 9 | 0.98969
73453 | 12.6 | 0.8 | 365 | 11.476 | 0.099489 | 11 | 0.5755
73454 | 16.74 | 0.8 | 365 | 15.2467 | 0.68932 | 15 | 0.93603
73455 | 5.6 | 0.8 | 365 | 5.1005 | 0.26644 | 5 | 0.36689
73458 | 4.5 | 0.8 | 365 | 4.0986 | 0.24982 | 4 | 0.34839
70329 | 5.3 | 0.8 | 365 | 4.8272 | 0.71645 | 5 | 0.54366
72865 | 5.232 | 0.8 | 365 | 4.7653 | 0.59179 | 5 | 0.35707
72868 | 8.375 | 0.8 | 365 | 7.6279 | 0.35383 | 7 | 0.98173
72871 | 11.16 | 0.8 | 365 | 10.1645 | 0.45955 | 10 | 0.62402
72873 | 7.44 | 0.8 | 365 | 6.7763 | 0.6397 | 7 | 0.41601
72879 | 8.96 | 0.8 | 365 | 8.1607 | 0.4263 | 8 | 0.58703
72885 | 8.12 | 0.8 | 365 | 7.3957 | 0.88634 | 8 | 0.28199
72933 | 6.6 | 0.8 | 365 | 6.0112 | 0.099732 | 6 | 0.11098
72677 | 9.9 | 0.8 | 365 | 9.0169 | 0.1496 | 9 | 0.16647
73056 | 4.14 | 0.8 | 365 | 3.7707 | 0.58983 | 4 | 0.36052
73035 | 3.85 | 0.8 | 365 | 3.5066 | 0.058177 | 3 | 0.56474
73114 | 2.8 | 0.8 | 365 | 2.5502 | 0.13322 | 2 | 0.68345
66585 | 25 | 0.8 | 365 | 22.7699 | 0.83232 | 23 | 0.60219
49940 | 6.3 | 0.8 | 365 | 5.738 | 0.54974 | 6 | 0.28775
73267 | 11.07 | 0.8 | 365 | 10.0825 | 0.29455 | 10 | 0.37705
73116 | 9.24 | 0.8 | 365 | 8.4157 | 0.93963 | 9 | 0.35537
73285 | 3.315 | 0.8 | 365 | 3.0193 | 0.077366 | 3 | 0.096651
73302 | 8.54 | 0.8 | 365 | 7.7782 | 0.65632 | 8 | 0.43451
73308 | 12.47 | 0.8 | 365 | 11.3576 | 0.86116 | 12 | 0.21877
73333 | 6 | 0.8 | 365 | 5.4648 | 0.99976 | 6 | 0.46453
71947 | 3.08 | 0.8 | 365 | 2.8052 | 0.64654 | 3 | 0.45179
72100 | 17.64 | 0.8 | 365 | 16.0664 | 0.33928 | 16 | 0.40571
73459 | 6.9 | 0.8 | 365 | 6.2845 | 0.64972 | 6 | 0.9342
73436 | 10.92 | 0.8 | 365 | 9.9459 | 0.019557 | 9 | 0.96544
73461 | 4.845 | 0.8 | 365 | 4.4128 | 0.8823 | 5 | 0.2951
73463 | 10.065 | 0.8 | 365 | 9.1672 | 0.45209 | 9 | 0.61924
73464 | 3.92 | 0.8 | 365 | 3.5703 | 0.18651 | 3 | 0.75682
73465 | 5.6 | 0.8 | 365 | 5.1005 | 0.26644 | 5 | 0.36689
73466 | 7.28 | 0.8 | 365 | 6.6306 | 0.34637 | 6 | 0.97696
73467 | 7.84 | 0.8 | 365 | 7.1406 | 0.37302 | 7 | 0.51365
73471 | 6.095 | 0.8 | 365 | 5.5513 | 0.17392 | 5 | 0.72521
73462 | 9.805 | 0.8 | 365 | 8.9303 | 0.97544 | 9 | 0.90578
73472 | 4.2 | 0.8 | 365 | 3.8253 | 0.69983 | 4 | 0.52517
73474 | 8.4 | 0.8 | 365 | 7.6507 | 0.39966 | 8 | 0.050337
73475 | 5.04 | 0.8 | 365 | 4.5904 | 0.2398 | 4 | 0.8302
73481 | 2.56 | 0.8 | 365 | 2.3316 | 0.69323 | 3 | 0.024864
73160 | 9.6 | 0.8 | 365 | 8.7436 | 0.59961 | 9 | 0.34324
73486 | 9.24 | 0.8 | 365 | 8.4157 | 0.93963 | 9 | 0.35537
73487 | 8.525 | 0.8 | 365 | 7.7645 | 0.62882 | 8 | 0.39335
73488 | 11.55 | 0.8 | 365 | 10.5197 | 0.17453 | 10 | 0.69421
73489 | 6.825 | 0.8 | 365 | 6.2162 | 0.51222 | 6 | 0.7284
73492 | 3.05 | 0.8 | 365 | 2.7779 | 0.59154 | 3 | 0.36947
73494 | 4.42 | 0.8 | 365 | 4.0257 | 0.10315 | 4 | 0.12887
73495 | 6.24 | 1 | 365 | 7.1042 | 0.29968 | 7 | 0.40388
73497 | 9.45 | 1 | 365 | 10.7588 | 0.65577 | 11 | 0.41454
73496 | 2.08 | 0.8 | 365 | 1.8945 | 0.81325 | 2 | 0.7077
71965 | 32.94 | 0.9 | 365 | 33.7518 | 0.93725 | 34 | 0.68903
72678 | 10.44 | 0.8 | 365 | 9.5087 | 0.13958 | 9 | 0.64828
35294 | 574.2 | 0.7 | 365 | 457.6061 | 0.092135 | 457 | 0.69825
58636 | 10.35 | 0.8 | 365 | 9.4267 | 0.97458 | 10 | 0.40131
54192 | 3.12 | 1 | 365 | 3.5521 | 0.14984 | 3 | 0.70194
55360 | 7.28 | 1 | 365 | 8.2882 | 0.68296 | 8 | 0.9712
70307 | 10.07 | 0.8 | 365 | 9.1717 | 0.46126 | 9 | 0.63296
62901 | 100.8 | 0.7 | 365 | 80.3321 | 0.69642 | 81 | 0.028533
65243 | 53.6 | 0.7 | 365 | 42.7163 | 0.98143 | 43 | 0.69771
63058 | 345.05 | 0.7 | 365 | 274.9861 | 0.50547 | 275 | 0.49152
73476 | 8.55 | 0.8 | 365 | 7.7873 | 0.67465 | 8 | 0.46195
73501 | 6.825 | 0.8 | 365 | 6.2162 | 0.51222 | 6 | 0.7284
73379 | 10.4 | 0.8 | 365 | 9.4723 | 0.066245 | 9 | 0.53851
73507 | 3.64 | 0.8 | 365 | 3.3153 | 0.67319 | 3 | 0.98848
73510 | 3.6 | 0.8 | 365 | 3.2789 | 0.59985 | 3 | 0.87872
73513 | 6.93 | 0.8 | 365 | 6.3118 | 0.70472 | 7 | 0.016528
73515 | 8.4 | 0.8 | 365 | 7.6507 | 0.39966 | 8 | 0.050337
73517 | 1.8 | 0.8 | 365 | 1.6394 | 0.29993 | 1 | 0.93936
73363 | 7.65 | 0.8 | 365 | 6.9676 | 0.02469 | 6 | 0.99227
73520 | 10.725 | 0.8 | 365 | 9.7683 | 0.66207 | 10 | 0.43034
73410 | 12 | 0.8 | 365 | 10.9295 | 0.99951 | 11 | 0.92905
73521 | 9.15 | 0.8 | 365 | 8.3338 | 0.77463 | 9 | 0.1084
73522 | 13.2 | 0.8 | 365 | 12.0225 | 0.19946 | 12 | 0.22196
73524 | 5.795 | 0.8 | 365 | 5.2781 | 0.62393 | 5 | 0.90199
73525 | 6.825 | 0.8 | 365 | 6.2162 | 0.51222 | 6 | 0.7284
73526 | 9.3 | 0.8 | 365 | 8.4704 | 0.049623 | 8 | 0.52002
73528 | 3.36 | 0.8 | 365 | 3.0603 | 0.15986 | 3 | 0.22013
73529 | 4.76 | 0.8 | 365 | 4.3354 | 0.72647 | 5 | 0.061857
73533 | 12.3 | 0.8 | 365 | 11.2028 | 0.5495 | 11 | 0.75228
73531 | 12.3 | 0.8 | 365 | 11.2028 | 0.5495 | 11 | 0.75228
73534 | 5.94 | 0.8 | 365 | 5.4101 | 0.88976 | 6 | 0.29988
73535 | 6.16 | 0.8 | 365 | 5.6105 | 0.29308 | 5 | 0.90358
73536 | 4.88 | 0.8 | 365 | 4.4447 | 0.94647 | 5 | 0.39115
73537 | 6.05 | 0.8 | 365 | 5.5103 | 0.091421 | 5 | 0.60173
50745 | 430.505 | 0.9 | 365 | 441.1145 | 0.89693 | 442 | 0.0114
73540 | 6.03 | 0.8 | 365 | 5.4921 | 0.054756 | 5 | 0.54685
73541 | 7.32 | 0.8 | 365 | 6.667 | 0.4197 | 7 | 0.086722
73542 | 8.1 | 0.8 | 365 | 7.3774 | 0.84967 | 8 | 0.22711
73547 | 10.065 | 0.8 | 365 | 9.1672 | 0.45209 | 9 | 0.61924
73549 | 3.85 | 0.8 | 365 | 3.5066 | 0.058177 | 3 | 0.56474
73552 | 8.1 | 0.8 | 365 | 7.3774 | 0.84967 | 8 | 0.22711
72124 | 8.84 | 0.8 | 365 | 8.0514 | 0.20631 | 8 | 0.25774
73557 | 6.1 | 0.8 | 365 | 5.5558 | 0.18309 | 5 | 0.73893
73559 | 7.68 | 0.8 | 365 | 6.9949 | 0.079689 | 7 | 0.074593
73561 | 8.625 | 0.8 | 365 | 7.8556 | 0.81215 | 8 | 0.66776
73563 | 10.965 | 0.8 | 365 | 9.9869 | 0.10206 | 10 | 0.088921
73565 | 9.9 | 0.8 | 365 | 9.0169 | 0.1496 | 9 | 0.16647
73566 | 9.1 | 0.8 | 365 | 8.2882 | 0.68296 | 8 | 0.9712
73569 | 7.7 | 0.8 | 365 | 7.0131 | 0.11635 | 7 | 0.12948
73568 | 9.9 | 0.8 | 365 | 9.0169 | 0.1496 | 9 | 0.16647
73573 | 5.5 | 0.8 | 365 | 5.0094 | 0.08311 | 5 | 0.092482
73571 | 8.235 | 0.8 | 365 | 7.5004 | 0.097166 | 7 | 0.59756
73575 | 4.05 | 0.8 | 365 | 3.6887 | 0.42484 | 4 | 0.11356
73576 | 8.7 | 0.8 | 365 | 7.9239 | 0.94965 | 8 | 0.87356
73580 | 4.32 | 0.8 | 365 | 3.9346 | 0.91982 | 4 | 0.85446
73581 | 7.25 | 0.8 | 365 | 6.6033 | 0.29137 | 6 | 0.89464
73586 | 3.3 | 0.8 | 365 | 3.0056 | 0.049866 | 3 | 0.055489
73587 | 12.375 | 0.8 | 365 | 11.2711 | 0.687 | 11 | 0.95809
73588 | 7.425 | 0.8 | 365 | 6.7627 | 0.6122 | 7 | 0.37485
73590 | 5.44 | 0.8 | 365 | 4.9547 | 0.97311 | 5 | 0.92784
73593 | 8.4 | 0.8 | 365 | 7.6507 | 0.39966 | 8 | 0.050337
73572 | 4.88 | 0.8 | 365 | 4.4447 | 0.94647 | 5 | 0.39115
73603 | 7.28 | 0.8 | 365 | 6.6306 | 0.34637 | 6 | 0.97696
73606 | 2.52 | 0.8 | 365 | 2.2952 | 0.6199 | 2 | 0.9151
73607 | 8.91 | 0.8 | 365 | 8.1152 | 0.33464 | 8 | 0.44982
73605 | 10.44 | 0.8 | 365 | 9.5087 | 0.13958 | 9 | 0.64828
73613 | 5.4 | 0.8 | 365 | 4.9183 | 0.89978 | 5 | 0.81807
73617 | 3.36 | 0.8 | 365 | 3.0603 | 0.15986 | 3 | 0.22013
73619 | 5.88 | 0.8 | 365 | 5.3555 | 0.77976 | 6 | 0.13524
73618 | 5.85 | 0.8 | 365 | 5.3282 | 0.72476 | 6 | 0.052913
72802 | 3.25 | 0.8 | 365 | 2.9601 | 0.9582 | 3 | 0.91828
73404 | 6.5 | 0.8 | 365 | 5.9202 | 0.9164 | 6 | 0.83657
73620 | 9.18 | 0.8 | 365 | 8.3611 | 0.82963 | 9 | 0.19072
73621 | 3.3 | 0.8 | 365 | 3.0056 | 0.049866 | 3 | 0.055489
73623 | 11.59 | 0.8 | 365 | 10.5561 | 0.24786 | 10 | 0.80398
73624 | 5.88 | 0.8 | 365 | 5.3555 | 0.77976 | 6 | 0.13524
73626 | 10.26 | 0.8 | 365 | 9.3448 | 0.80958 | 10 | 0.15434
73627 | 8.835 | 0.8 | 365 | 8.0469 | 0.19714 | 8 | 0.24401
73628 | 7.83 | 1 | 365 | 8.9144 | 0.94335 | 9 | 0.85776
73631 | 6.6 | 0.8 | 365 | 6.0112 | 0.099732 | 6 | 0.11098
73632 | 8.4 | 0.8 | 365 | 7.6507 | 0.39966 | 8 | 0.050337
73532 | 5.415 | 0.8 | 365 | 4.932 | 0.92728 | 5 | 0.85923
73633 | 4.27 | 0.8 | 365 | 3.8891 | 0.82816 | 4 | 0.71725
73635 | 3.9 | 0.8 | 365 | 3.5521 | 0.14984 | 3 | 0.70194
73636 | 7.28 | 0.8 | 365 | 6.6306 | 0.34637 | 6 | 0.97696
73637 | 5.04 | 0.8 | 365 | 4.5904 | 0.2398 | 4 | 0.8302
73638 | 6.16 | 0.8 | 365 | 5.6105 | 0.29308 | 5 | 0.90358
73639 | 5.88 | 0.8 | 365 | 5.3555 | 0.77976 | 6 | 0.13524
73642 | 7.425 | 0.8 | 365 | 6.7627 | 0.6122 | 7 | 0.37485
73640 | 5.32 | 0.8 | 365 | 4.8454 | 0.75312 | 5 | 0.59855
73643 | 6.16 | 0.8 | 365 | 5.6105 | 0.29308 | 5 | 0.90358
73644 | 5.88 | 0.8 | 365 | 5.3555 | 0.77976 | 6 | 0.13524
73641 | 11.56 | 0.8 | 365 | 10.5288 | 0.19286 | 10 | 0.72165
73646 | 6.44 | 0.8 | 365 | 5.8655 | 0.80641 | 6 | 0.67192
73645 | 9.66 | 0.8 | 365 | 8.7983 | 0.70961 | 9 | 0.50789
73647 | 10.36 | 0.8 | 365 | 9.4358 | 0.99291 | 10 | 0.42875
73648 | 5.865 | 0.8 | 365 | 5.3418 | 0.75226 | 6 | 0.094074
50990 | 9.9 | 0.8 | 365 | 9.0169 | 0.1496 | 9 | 0.16647
73654 | 3.2 | 0.8 | 365 | 2.9145 | 0.86654 | 3 | 0.78108
73657 | 5.22 | 0.8 | 365 | 4.7543 | 0.56979 | 5 | 0.32414
73658 | 12.15 | 0.8 | 365 | 11.0662 | 0.27451 | 11 | 0.34067
73661 | 9.715 | 0.8 | 365 | 8.8484 | 0.81044 | 9 | 0.65881
73662 | 11.55 | 0.8 | 365 | 10.5197 | 0.17453 | 10 | 0.69421
73663 | 7.92 | 0.8 | 365 | 7.2135 | 0.51968 | 7 | 0.73317
73666 | 11.725 | 0.8 | 365 | 10.6791 | 0.49536 | 11 | 0.17443
73668 | 9.36 | 0.8 | 365 | 8.525 | 0.15962 | 8 | 0.68466
73669 | 13.8 | 0.8 | 365 | 12.569 | 0.29944 | 12 | 0.86841
73670 | 9.715 | 0.8 | 365 | 8.8484 | 0.81044 | 9 | 0.65881
73671 | 8.54 | 0.8 | 365 | 7.7782 | 0.65632 | 8 | 0.43451
73672 | 7.59 | 0.8 | 365 | 6.9129 | 0.91469 | 7 | 0.82763
73673 | 9.6 | 0.8 | 365 | 8.7436 | 0.59961 | 9 | 0.34324
73674 | 5.565 | 0.8 | 365 | 5.0686 | 0.20227 | 5 | 0.27085
73677 | 6.555 | 0.8 | 365 | 5.9703 | 0.017234 | 5 | 0.98749
73678 | 6.72 | 0.8 | 365 | 6.1205 | 0.31973 | 6 | 0.44027
73679 | 6.12 | 0.8 | 365 | 5.5741 | 0.21975 | 5 | 0.79382
73680 | 4.5 | 0.8 | 365 | 4.0986 | 0.24982 | 4 | 0.34839
73682 | 6.867 | 0.8 | 365 | 6.2544 | 0.58922 | 6 | 0.84365
73683 | 13.4 | 0.8 | 365 | 12.2047 | 0.56612 | 12 | 0.77077
73687 | 9.9 | 0.8 | 365 | 9.0169 | 0.1496 | 9 | 0.16647
73667 | 8.12 | 0.8 | 365 | 7.3957 | 0.88634 | 8 | 0.28199
73689 | 3.08 | 0.8 | 365 | 2.8052 | 0.64654 | 3 | 0.45179
73690 | 5.88 | 0.8 | 365 | 5.3555 | 0.77976 | 6 | 0.13524
73691 | 5.32 | 0.8 | 365 | 4.8454 | 0.75312 | 5 | 0.59855
73692 | 3.08 | 0.8 | 365 | 2.8052 | 0.64654 | 3 | 0.45179
73287 | 8.96 | 0.8 | 365 | 8.1607 | 0.4263 | 8 | 0.58703
72789 | 4.14 | 0.8 | 365 | 3.7707 | 0.58983 | 4 | 0.36052
73288 | 8.96 | 0.8 | 365 | 8.1607 | 0.4263 | 8 | 0.58703
66640 | 11.18 | 1 | 365 | 12.7284 | 0.62027 | 13 | 0.34863
73695 | 5.6 | 0.8 | 365 | 5.1005 | 0.26644 | 5 | 0.36689
73696 | 6.44 | 0.8 | 365 | 5.8655 | 0.80641 | 6 | 0.67192
73700 | 5.04 | 0.8 | 365 | 4.5904 | 0.2398 | 4 | 0.8302
73701 | 10.56 | 0.8 | 365 | 9.618 | 0.35957 | 9 | 0.97757
73703 | 7.56 | 0.8 | 365 | 6.8856 | 0.85969 | 7 | 0.7453
73704 | 8.4 | 0.8 | 365 | 7.6507 | 0.39966 | 8 | 0.050337
73705 | 2.16 | 0.8 | 365 | 1.9673 | 0.95991 | 2 | 0.92723
73709 | 6.72 | 0.8 | 365 | 6.1205 | 0.31973 | 6 | 0.44027
73710 | 7.8 | 0.8 | 365 | 7.1042 | 0.29968 | 7 | 0.40388
73712 | 8.505 | 0.8 | 365 | 7.7463 | 0.59216 | 8 | 0.33847
73714 | 10.8 | 0.8 | 365 | 9.8366 | 0.79956 | 10 | 0.63615
73715 | 3.64 | 0.8 | 365 | 3.3153 | 0.67319 | 3 | 0.98848
73716 | 11.4 | 0.8 | 365 | 10.3831 | 0.89954 | 11 | 0.2826
73717 | 4.8 | 0.8 | 365 | 4.3718 | 0.79981 | 5 | 0.17162
73720 | 8.96 | 0.8 | 365 | 8.1607 | 0.4263 | 8 | 0.58703
73725 | 6.4 | 0.8 | 365 | 5.8291 | 0.73307 | 6 | 0.56216
73726 | 6.615 | 0.8 | 365 | 6.0249 | 0.12723 | 6 | 0.15214
73727 | 12 | 0.8 | 365 | 10.9295 | 0.99951 | 11 | 0.92905
59226 | 337.68 | 1 | 365 | 384.4465 | 0.83289 | 385 | 0.27941
59230 | 313.56 | 0.9 | 365 | 321.2874 | 0.7032 | 321 | 0.99065
59227 | 361.8 | 0.9 | 365 | 370.7163 | 0.196 | 370 | 0.91229
59880 | 6.54 | 0.8 | 365 | 5.9566 | 0.98973 | 6 | 0.94633
36754 | 1290.24 | 1 | 365 | 1468.93 | 0.73463 | 1469 | 0.66461
73731 | 3.84 | 0.8 | 365 | 3.4975 | 0.039844 | 3 | 0.5373
73733 | 8.64 | 0.8 | 365 | 7.8693 | 0.83965 | 8 | 0.70892
73734 | 11.385 | 0.8 | 365 | 10.3694 | 0.87204 | 11 | 0.24144
73735 | 6.72 | 0.8 | 365 | 6.1205 | 0.31973 | 6 | 0.44027
73738 | 8.7 | 0.8 | 365 | 7.9239 | 0.94965 | 8 | 0.87356
73739 | 7.68 | 1 | 365 | 8.7436 | 0.59961 | 9 | 0.34324
73741 | 6.4 | 0.8 | 365 | 5.8291 | 0.73307 | 6 | 0.56216
73742 | 12 | 0.8 | 365 | 10.9295 | 0.99951 | 11 | 0.92905
73743 | 14.28 | 0.8 | 365 | 13.0062 | 0.17942 | 13 | 0.18557
73744 | 21.28 | 0.8 | 365 | 19.3817 | 0.012471 | 19 | 0.39419
73745 | 4.86 | 0.8 | 365 | 4.4265 | 0.9098 | 5 | 0.33627
63513 | 176.205 | 0.9 | 365 | 180.5474 | 0.41478 | 180 | 0.96222
73290 | 5.76 | 0.8 | 365 | 5.2462 | 0.55977 | 5 | 0.80595
72780 | 24.64 | 0.8 | 365 | 22.442 | 0.17233 | 22 | 0.61432
73104 | 8.68 | 0.8 | 365 | 7.9057 | 0.91298 | 8 | 0.81868
72574 | 10.395 | 0.8 | 365 | 9.4677 | 0.057079 | 9 | 0.52479
73539 | 5.6 | 0.8 | 365 | 5.1005 | 0.26644 | 5 | 0.36689
73746 | 4.48 | 0.8 | 365 | 4.0804 | 0.21315 | 4 | 0.29351
73748 | 2.88 | 0.8 | 365 | 2.6231 | 0.27988 | 2 | 0.90297
73749 | 14.84 | 0.8 | 365 | 13.5162 | 0.20607 | 13 | 0.72226
73751 | 4.76 | 0.8 | 365 | 4.3354 | 0.72647 | 5 | 0.061857
73752 | 10.695 | 0.8 | 365 | 9.741 | 0.60707 | 10 | 0.34802
73753 | 7 | 0.8 | 365 | 6.3756 | 0.83305 | 7 | 0.20861
73755 | 4.48 | 0.8 | 365 | 4.0804 | 0.21315 | 4 | 0.29351
73756 | 7.28 | 0.8 | 365 | 6.6306 | 0.34637 | 6 | 0.97696
65280 | 69.68 | 0.65 | 365 | 51.5647 | 0.79187 | 52 | 0.35652
73757 | 4.59 | 1 | 365 | 5.2257 | 0.51852 | 5 | 0.7442
73740 | 10.8 | 0.8 | 365 | 9.8366 | 0.79956 | 10 | 0.63615
72698 | 7.2 | 0.8 | 365 | 6.5577 | 0.19971 | 6 | 0.75743
73759 | 11.1 | 0.8 | 365 | 10.1098 | 0.34955 | 10 | 0.45937
73761 | 11.73 | 0.8 | 365 | 10.6836 | 0.50452 | 11 | 0.18815
73762 | 6.16 | 0.8 | 365 | 5.6105 | 0.29308 | 5 | 0.90358
73771 | 6.7 | 0.8 | 365 | 6.1023 | 0.28306 | 6 | 0.38539
73772 | 8.28 | 0.8 | 365 | 7.5414 | 0.17966 | 7 | 0.72105
73775 | 4.32 | 0.8 | 365 | 3.9346 | 0.91982 | 4 | 0.85446
72690 | 5.355 | 0.8 | 365 | 4.8773 | 0.81728 | 5 | 0.69459
73776 | 13.44 | 0.8 | 365 | 12.2411 | 0.63946 | 12 | 0.88054
73777 | 5.6 | 0.8 | 365 | 5.1005 | 0.26644 | 5 | 0.36689
73778 | 15 | 0.8 | 365 | 13.6619 | 0.49939 | 14 | 0.16132
73780 | 9.81 | 0.8 | 365 | 8.9349 | 0.9846 | 9 | 0.9195
73781 | 6.72 | 0.8 | 365 | 6.1205 | 0.31973 | 6 | 0.44027
73783 | 10.08 | 0.8 | 365 | 9.1808 | 0.47959 | 9 | 0.6604
73782 | 7.02 | 0.8 | 365 | 6.3938 | 0.86972 | 7 | 0.2635
73784 | 9.72 | 0.8 | 365 | 8.8529 | 0.81961 | 9 | 0.67253
73785 | 8.96 | 0.8 | 365 | 8.1607 | 0.4263 | 8 | 0.58703
73787 | 7.5 | 0.8 | 365 | 6.831 | 0.7497 | 7 | 0.58066
73788 | 12.8 | 0.8 | 365 | 11.6582 | 0.46615 | 12 | 0.12432
73789 | 8.64 | 0.8 | 365 | 7.8693 | 0.83965 | 8 | 0.70892
73791 | 10.8 | 0.8 | 365 | 9.8366 | 0.79956 | 10 | 0.63615
73792 | 8.32 | 0.8 | 365 | 7.5778 | 0.253 | 7 | 0.83081
36583 | 345.312 | 0.9 | 365 | 353.822 | 0.19025 | 354 | 0.012206
73764 | 6.05 | 0.8 | 365 | 5.5103 | 0.091421 | 5 | 0.60173
73794 | 9.315 | 0.8 | 365 | 8.4841 | 0.077122 | 8 | 0.56118
73766 | 5.7 | 0.8 | 365 | 5.1915 | 0.44977 | 5 | 0.6413
73795 | 8.54 | 0.8 | 365 | 7.7782 | 0.65632 | 8 | 0.43451
73767 | 6.54 | 0.8 | 365 | 5.9566 | 0.98973 | 6 | 0.94633
73796 | 9.156 | 0.8 | 365 | 8.3392 | 0.78563 | 9 | 0.12487
73768 | 11.4 | 0.8 | 365 | 10.3831 | 0.89954 | 11 | 0.2826
73798 | 7 | 0.8 | 365 | 6.3756 | 0.83305 | 7 | 0.20861
73769 | 5.886 | 0.8 | 365 | 5.3609 | 0.79076 | 6 | 0.1517
73799 | 4.251 | 0.8 | 365 | 3.8718 | 0.79333 | 4 | 0.66512
73797 | 17.6 | 0.8 | 365 | 16.03 | 0.26595 | 16 | 0.29594
73800 | 4.485 | 0.8 | 365 | 4.0849 | 0.22232 | 4 | 0.30723
73801 | 23.1 | 0.8 | 365 | 21.0394 | 0.34906 | 21 | 0.38843
73802 | 7.935 | 0.8 | 365 | 7.2272 | 0.54718 | 7 | 0.77434
73803 | 4.578 | 0.8 | 365 | 4.1696 | 0.39281 | 4 | 0.56243
73805 | 9.72 | 0.8 | 365 | 8.8529 | 0.81961 | 9 | 0.67253
73807 | 8.97 | 0.8 | 365 | 8.1698 | 0.44464 | 8 | 0.61447
73806 | 7.68 | 0.8 | 365 | 6.9949 | 0.079689 | 7 | 0.074593
73808 | 10.385 | 0.8 | 365 | 9.4586 | 0.038746 | 9 | 0.49735
73809 | 11.52 | 0.8 | 365 | 10.4924 | 0.11953 | 10 | 0.61189
73810 | 10.695 | 0.8 | 365 | 9.741 | 0.60707 | 10 | 0.34802
73811 | 7.521 | 0.8 | 365 | 6.8501 | 0.7882 | 7 | 0.63828
73812 | 11.34 | 0.8 | 365 | 10.3284 | 0.78954 | 11 | 0.11795
73813 | 4.83 | 0.8 | 365 | 4.3991 | 0.8548 | 5 | 0.25394
73814 | 8.32 | 0.8 | 365 | 7.5778 | 0.253 | 7 | 0.83081
73816 | 10.4 | 0.8 | 365 | 9.4723 | 0.066245 | 9 | 0.53851
73817 | 7.2 | 0.8 | 365 | 6.5577 | 0.19971 | 6 | 0.75743
73818 | 8.55 | 0.8 | 365 | 7.7873 | 0.67465 | 8 | 0.46195
73821 | 11.16 | 0.8 | 365 | 10.1645 | 0.45955 | 10 | 0.62402
73820 | 8.28 | 0.8 | 365 | 7.5414 | 0.17966 | 7 | 0.72105
73822 | 9.72 | 0.8 | 365 | 8.8529 | 0.81961 | 9 | 0.67253
73823 | 10.56 | 0.8 | 365 | 9.618 | 0.35957 | 9 | 0.97757
69184 | 4.725 | 0.8 | 365 | 4.3035 | 0.66231 | 4 | 0.96581
73825 | 8.829 | 0.8 | 365 | 8.0414 | 0.18614 | 8 | 0.22755
70728 | 4.68 | 0.8 | 365 | 4.2625 | 0.57981 | 4 | 0.84233
73826 | 3.6 | 0.8 | 365 | 3.2789 | 0.59985 | 3 | 0.87872
73827 | 9.156 | 0.8 | 365 | 8.3392 | 0.78563 | 9 | 0.12487
73830 | 2.7 | 0.8 | 365 | 2.4591 | 0.94989 | 3 | 0.40904
73831 | 4.16 | 0.8 | 365 | 3.7889 | 0.6265 | 4 | 0.4154
71926 | 10.62 | 0.8 | 365 | 9.6726 | 0.46957 | 10 | 0.14221
71944 | 11.59 | 0.8 | 365 | 10.5561 | 0.24786 | 10 | 0.80398
71909 | 25.83 | 0.6 | 365 | 17.6444 | 0.51546 | 18 | 0.15984
72784 | 6.54 | 1 | 365 | 7.4457 | 0.98717 | 8 | 0.43292
72798 | 9.92 | 0.8 | 365 | 9.0351 | 0.18626 | 9 | 0.22135
72750 | 10.2 | 0.8 | 365 | 9.2901 | 0.69959 | 9 | 0.98969
73832 | 6.12 | 0.8 | 365 | 5.5741 | 0.21975 | 5 | 0.79382
72787 | 13.23 | 0.8 | 365 | 12.0498 | 0.25446 | 12 | 0.30428
72334 | 5.025 | 0.8 | 365 | 4.5767 | 0.2123 | 4 | 0.78904
73833 | 5.04 | 0.8 | 365 | 4.5904 | 0.2398 | 4 | 0.8302
72229 | 6.96 | 0.8 | 365 | 6.3391 | 0.75972 | 7 | 0.09885
72246 | 7.935 | 0.8 | 365 | 7.2272 | 0.54718 | 7 | 0.77434
73659 | 8.829 | 0.8 | 365 | 8.0414 | 0.18614 | 8 | 0.22755
73834 | 10.72 | 0.8 | 365 | 9.7637 | 0.6529 | 10 | 0.41662
73836 | 17.28 | 0.8 | 365 | 15.7385 | 0.6793 | 16 | 0.41784
71060 | 10.075 | 0.8 | 365 | 9.1763 | 0.47042 | 9 | 0.64668
71096 | 6.825 | 0.8 | 365 | 6.2162 | 0.51222 | 6 | 0.7284
71084 | 5.2 | 0.8 | 365 | 4.7361 | 0.53312 | 5 | 0.26926
73713 | 5.4 | 0.8 | 365 | 4.9183 | 0.89978 | 5 | 0.81807
71141 | 8.775 | 0.8 | 365 | 7.9922 | 0.087144 | 8 | 0.079369
71159 | 13.325 | 0.8 | 365 | 12.1363 | 0.42863 | 12 | 0.56497
73838 | 9.3 | 0.8 | 365 | 8.4704 | 0.049623 | 8 | 0.52002
73839 | 8.64 | 0.8 | 365 | 7.8693 | 0.83965 | 8 | 0.70892
73843 | 6.6 | 0.8 | 365 | 6.0112 | 0.099732 | 6 | 0.11098
73844 | 6.48 | 0.8 | 365 | 5.902 | 0.87974 | 6 | 0.78169
73845 | 7.36 | 0.8 | 365 | 6.7035 | 0.49304 | 7 | 0.19649
73846 | 19.2 | 0.8 | 365 | 17.4873 | 0.19922 | 17 | 0.68648
73847 | 9.24 | 0.8 | 365 | 8.4157 | 0.93963 | 9 | 0.35537
73848 | 8.1 | 0.8 | 365 | 7.3774 | 0.84967 | 8 | 0.22711
73851 | 5.94 | 0.8 | 365 | 5.4101 | 0.88976 | 6 | 0.29988
73852 | 10.35 | 0.8 | 365 | 9.4267 | 0.97458 | 10 | 0.40131
73754 | 12.42 | 0.8 | 365 | 11.3121 | 0.7695 | 12 | 0.081569
73855 | 6.5 | 0.8 | 365 | 5.9202 | 0.9164 | 6 | 0.83657
73857 | 4.2 | 0.8 | 365 | 3.8253 | 0.69983 | 4 | 0.52517
73858 | 2.32 | 0.8 | 365 | 2.113 | 0.25324 | 2 | 0.36628
73859 | 9.36 | 0.8 | 365 | 8.525 | 0.15962 | 8 | 0.68466
73860 | 6.72 | 0.8 | 365 | 6.1205 | 0.31973 | 6 | 0.44027
73736 | 3.99 | 0.8 | 365 | 3.6341 | 0.31484 | 3 | 0.94891
73863 | 5.67 | 0.8 | 365 | 5.1642 | 0.39477 | 5 | 0.55898
73864 | 13.25 | 0.8 | 365 | 12.068 | 0.29113 | 12 | 0.35916
73865 | 5.32 | 0.8 | 365 | 4.8454 | 0.75312 | 5 | 0.59855
73867 | 14.52 | 0.8 | 365 | 13.2247 | 0.61941 | 13 | 0.84415
73868 | 8.96 | 0.8 | 365 | 8.1607 | 0.4263 | 8 | 0.58703
73869 | 7.5 | 0.8 | 365 | 6.831 | 0.7497 | 7 | 0.58066
73870 | 10.92 | 0.8 | 365 | 9.9459 | 0.019557 | 9 | 0.96544
73872 | 6.4 | 0.8 | 365 | 5.8291 | 0.73307 | 6 | 0.56216
73873 | 3.51 | 0.8 | 365 | 3.1969 | 0.43486 | 3 | 0.63175
73874 | 9.275 | 0.8 | 365 | 8.4476 | 0.0037907 | 8 | 0.45141
73875 | 5.94 | 0.8 | 365 | 5.4101 | 0.88976 | 6 | 0.29988
73876 | 7.68 | 0.8 | 365 | 6.9949 | 0.079689 | 7 | 0.074593
73879 | 7.2 | 0.8 | 365 | 6.5577 | 0.19971 | 6 | 0.75743
73881 | 9.12 | 0.8 | 365 | 8.3064 | 0.71963 | 9 | 0.02608
73880 | 7.82 | 0.8 | 365 | 7.1224 | 0.33635 | 7 | 0.45877
73884 | 5.52 | 0.8 | 365 | 5.0276 | 0.11978 | 5 | 0.14736
73885 | 7.8 | 0.8 | 365 | 7.1042 | 0.29968 | 7 | 0.40388
73889 | 8.19 | 0.8 | 365 | 7.4594 | 0.014668 | 7 | 0.47408
73890 | 11.16 | 0.8 | 365 | 10.1645 | 0.45955 | 10 | 0.62402
73891 | 9.075 | 0.8 | 365 | 8.2655 | 0.63713 | 8 | 0.9026
73887 | 11.2 | 0.8 | 365 | 10.2009 | 0.53288 | 10 | 0.73378
35073 | 108.5 | 0.9 | 365 | 111.1739 | 0.7763 | 111 | 0.9502
73894 | 3.71 | 0.8 | 365 | 3.379 | 0.80152 | 4 | 0.18057
37128 | 572.904 | 0.9 | 365 | 587.0228 | 0.58838 | 587 | 0.61116
37143 | 243.288 | 0.9 | 365 | 249.2836 | 0.77041 | 250 | 0.054054
73895 | 12.54 | 0.8 | 365 | 11.4214 | 0.98949 | 12 | 0.41086
73896 | 10.56 | 0.8 | 365 | 9.618 | 0.35957 | 9 | 0.97757
73897 | 9.6 | 0.8 | 365 | 8.7436 | 0.59961 | 9 | 0.34324
73902 | 11.84 | 0.8 | 365 | 10.7838 | 0.70619 | 11 | 0.49
73346 | 7.2 | 0.8 | 365 | 6.5577 | 0.19971 | 6 | 0.75743
73903 | 12.87 | 0.8 | 365 | 11.7219 | 0.59448 | 12 | 0.31641
73904 | 7.92 | 0.8 | 365 | 7.2135 | 0.51968 | 7 | 0.73317
73905 | 10.8 | 0.8 | 365 | 9.8366 | 0.79956 | 10 | 0.63615
73906 | 6.93 | 0.8 | 365 | 6.3118 | 0.70472 | 7 | 0.016528
73901 | 7.28 | 0.8 | 365 | 6.6306 | 0.34637 | 6 | 0.97696
73908 | 2.4 | 0.8 | 365 | 2.1859 | 0.3999 | 2 | 0.58581
73915 | 6.9 | 0.8 | 365 | 6.2845 | 0.64972 | 6 | 0.9342
73916 | 9.75 | 0.8 | 365 | 8.8803 | 0.8746 | 9 | 0.75485
73025 | 5.13 | 0.8 | 365 | 4.6724 | 0.40479 | 5 | 0.07717
73919 | 3.3 | 0.8 | 365 | 3.0056 | 0.049866 | 3 | 0.055489
73920 | 11.06 | 0.8 | 365 | 10.0734 | 0.27622 | 10 | 0.34961
72846 | 7.68 | 0.8 | 365 | 6.9949 | 0.079689 | 7 | 0.074593
73913 | 8.97 | 0.8 | 365 | 8.1698 | 0.44464 | 8 | 0.61447
73912 | 5.232 | 0.8 | 365 | 4.7653 | 0.59179 | 5 | 0.35707
73758 | 10.695 | 0.8 | 365 | 9.741 | 0.60707 | 10 | 0.34802
73824 | 7.59 | 0.8 | 365 | 6.9129 | 0.91469 | 7 | 0.82763
73922 | 10.26 | 0.8 | 365 | 9.3448 | 0.80958 | 10 | 0.15434
73923 | 4.48 | 0.8 | 365 | 4.0804 | 0.21315 | 4 | 0.29351
73721 | 11.2 | 0.8 | 365 | 10.2009 | 0.53288 | 10 | 0.73378
73925 | 11.48 | 0.8 | 365 | 10.4559 | 0.046201 | 10 | 0.50213
73924 | 6.03 | 0.8 | 365 | 5.4921 | 0.054756 | 5 | 0.54685
73926 | 7.56 | 0.8 | 365 | 6.8856 | 0.85969 | 7 | 0.7453
71610 | 12.675 | 0.8 | 365 | 11.5443 | 0.23699 | 11 | 0.78131
73927 | 3.36 | 0.8 | 365 | 3.0603 | 0.15986 | 3 | 0.22013
71748 | 11.375 | 0.8 | 365 | 10.3603 | 0.85371 | 11 | 0.214
71728 | 5.2 | 0.8 | 365 | 4.7361 | 0.53312 | 5 | 0.26926
71603 | 4.2 | 0.8 | 365 | 3.8253 | 0.69983 | 4 | 0.52517
71607 | 4.5 | 0.8 | 365 | 4.0986 | 0.24982 | 4 | 0.34839
71558 | 5.1 | 0.8 | 365 | 4.6451 | 0.34979 | 4 | 0.99485
71559 | 6.175 | 0.8 | 365 | 5.6242 | 0.32058 | 5 | 0.94474
71537 | 6.5 | 0.8 | 365 | 5.9202 | 0.9164 | 6 | 0.83657
73928 | 2.8 | 0.8 | 365 | 2.5502 | 0.13322 | 2 | 0.68345
73929 | 6.72 | 0.8 | 365 | 6.1205 | 0.31973 | 6 | 0.44027
71411 | 5.525 | 0.8 | 365 | 5.0321 | 0.12894 | 5 | 0.16108
43975 | 12.76 | 0.8 | 365 | 11.6217 | 0.39282 | 12 | 0.014559
73931 | 5.32 | 0.8 | 365 | 4.8454 | 0.75312 | 5 | 0.59855
73932 | 10.08 | 0.8 | 365 | 9.1808 | 0.47959 | 9 | 0.6604
73933 | 2.24 | 0.8 | 365 | 2.0402 | 0.10658 | 2 | 0.14676
73829 | 5.61 | 1 | 365 | 6.3869 | 0.85597 | 7 | 0.24291
34756 | 264.44 | 0.9 | 365 | 270.9569 | 0.39544 | 271 | 0.35236
34746 | 52.8 | 0.9 | 365 | 54.1012 | 0.89759 | 54 | 0.99881
34834 | 1551.25 | 0.9 | 365 | 1589.4794 | 0.38239 | 1589 | 0.86177
64307 | 167.3 | 0.7 | 365 | 133.329 | 0.37115 | 133 | 0.70014
32891 | 1390.04 | 1 | 365 | 1582.5516 | 0.4379 | 1582 | 0.98955
48337 | 1232.91 | 1 | 365 | 1403.6601 | 0.35628 | 1404 | 0.016427
48351 | 832.14 | 1 | 365 | 947.3861 | 0.94534 | 948 | 0.3314
4002 | 2494.8 | 0.9 | 365 | 2556.2824 | 0.41124 | 2556 | 0.69369
32506 | 646.38 | 0.8 | 365 | 588.7196 | 0.0038001 | 588 | 0.72339
26203 | 645.12 | 1 | 365 | 734.465 | 0.36731 | 734 | 0.83231
26330 | 645.12 | 1 | 365 | 734.465 | 0.36731 | 734 | 0.83231
26333 | 645.12 | 1 | 365 | 734.465 | 0.36731 | 734 | 0.83231
32894 | 695.02 | 1 | 365 | 791.2758 | 0.71895 | 791 | 0.99477
61241 | 493.68 | 0.9 | 365 | 505.8464 | 0.19249 | 506 | 0.038857
64034 | 518.32 | 0.9 | 365 | 531.0936 | 0.011365 | 531 | 0.10497
37135 | 400.248 | 0.9 | 365 | 410.1118 | 0.49325 | 410 | 0.60506
26187 | 472.32 | 1 | 365 | 537.7333 | 0.37607 | 538 | 0.10937
34630 | 300.82 | 0.9 | 365 | 308.2335 | 0.42753 | 308 | 0.66101
64965 | 135 | 0.7 | 365 | 107.5876 | 0.55771 | 108 | 0.14536
65231 | 50.25 | 0.7 | 365 | 40.0465 | 0.60759 | 40 | 0.65411
5089 | 4475.25 | 1 | 365 | 5095.0435 | 0.5545 | 5095 | 0.59799
59221 | 661.96 | 1 | 365 | 753.6372 | 0.95813 | 754 | 0.59535
34701 | 1400.58 | 1 | 365 | 1594.5514 | 0.59154 | 1595 | 0.1429
73773 | 7.15 | 0.8 | 365 | 6.5122 | 0.10804 | 6 | 0.62023
73900 | 5.32 | 0.8 | 365 | 4.8454 | 0.75312 | 5 | 0.59855
73790 | 3.15 | 0.8 | 365 | 2.869 | 0.77487 | 3 | 0.64388
73819 | 6 | 0.8 | 365 | 5.4648 | 0.99976 | 6 | 0.46453
73664 | 8.125 | 0.8 | 365 | 7.4002 | 0.8955 | 8 | 0.29571
73871 | 6.6 | 0.8 | 365 | 6.0112 | 0.099732 | 6 | 0.11098
73893 | 5.28 | 0.8 | 365 | 4.809 | 0.67979 | 5 | 0.48878
73882 | 5.7 | 0.8 | 365 | 5.1915 | 0.44977 | 5 | 0.6413
63702 | 579.15 | 0.65 | 365 | 428.5831 | 0.67311 | 429 | 0.25618
73702 | 3.05 | 0.8 | 365 | 2.7779 | 0.59154 | 3 | 0.36947
73447 | 5.04 | 0.8 | 365 | 4.5904 | 0.2398 | 4 | 0.8302
73407 | 13.5 | 0.8 | 365 | 12.2957 | 0.74945 | 13 | 0.045184
73724 | 12.753 | 0.8 | 365 | 11.6154 | 0.37998 | 11 | 0.99535
73431 | 6.16 | 0.8 | 365 | 5.6105 | 0.29308 | 5 | 0.90358
73493 | 7.2 | 0.8 | 365 | 6.5577 | 0.19971 | 6 | 0.75743
73698 | 7.65 | 1 | 365 | 8.7095 | 0.53086 | 9 | 0.24034
73730 | 10.395 | 0.8 | 365 | 9.4677 | 0.057079 | 9 | 0.52479
73460 | 6.875 | 0.8 | 365 | 6.2617 | 0.60389 | 6 | 0.8656
73527 | 7.2 | 0.8 | 365 | 6.5577 | 0.19971 | 6 | 0.75743
73625 | 9.975 | 0.8 | 365 | 9.0852 | 0.2871 | 9 | 0.37227
73629 | 9.69 | 0.8 | 365 | 8.8256 | 0.76461 | 9 | 0.59021
73630 | 7.125 | 0.8 | 365 | 6.4894 | 0.062211 | 6 | 0.55162
67369 | 12.88 | 1 | 365 | 14.6638 | 0.51601 | 15 | 0.17981
71025 | 10.725 | 0.8 | 365 | 9.7683 | 0.66207 | 10 | 0.43034
72358 | 9.1 | 0.8 | 365 | 8.2882 | 0.68296 | 8 | 0.9712
73936 | 2.24 | 0.8 | 365 | 2.0402 | 0.10658 | 2 | 0.14676
73937 | 2.8 | 0.8 | 365 | 2.5502 | 0.13322 | 2 | 0.68345
73907 | 8.505 | 0.8 | 365 | 7.7463 | 0.59216 | 8 | 0.33847
73941 | 3.64 | 0.8 | 365 | 3.3153 | 0.67319 | 3 | 0.98848
67488 | 10.92 | 1 | 365 | 12.4324 | 0.024447 | 12 | 0.4568
73898 | 7.36 | 0.8 | 365 | 6.7035 | 0.49304 | 7 | 0.19649
73944 | 2.24 | 0.8 | 365 | 2.0402 | 0.10658 | 2 | 0.14676
73946 | 3.92 | 0.8 | 365 | 3.5703 | 0.18651 | 3 | 0.75682
72669 | 8.505 | 0.8 | 365 | 7.7463 | 0.59216 | 8 | 0.33847
73952 | 5.13 | 1 | 365 | 5.8405 | 0.75599 | 6 | 0.59646
72621 | 6.72 | 0.8 | 365 | 6.1205 | 0.31973 | 6 | 0.44027
73697 | 8.58 | 0.8 | 365 | 7.8146 | 0.72965 | 8 | 0.54427
73608 | 4.48 | 0.8 | 365 | 4.0804 | 0.21315 | 4 | 0.29351
73956 | 7.695 | 0.8 | 365 | 7.0086 | 0.10719 | 7 | 0.11575
72964 | 4.8 | 0.8 | 365 | 4.3718 | 0.79981 | 5 | 0.17162
73958 | 8.04 | 0.8 | 365 | 7.3228 | 0.73967 | 8 | 0.062465
73964 | 3.64 | 0.8 | 365 | 3.3153 | 0.67319 | 3 | 0.98848
71713 | 13.68 | 0.8 | 365 | 12.4597 | 0.079446 | 12 | 0.53912
73959 | 7.56 | 0.8 | 365 | 6.8856 | 0.85969 | 7 | 0.7453
73970 | 9.88 | 0.8 | 365 | 8.9987 | 0.11293 | 9 | 0.11159
73968 | 8.28 | 0.8 | 365 | 7.5414 | 0.17966 | 7 | 0.72105
73974 | 9.405 | 0.8 | 365 | 8.566 | 0.24212 | 8 | 0.80814
73976 | 7 | 0.8 | 365 | 6.3756 | 0.83305 | 7 | 0.20861
73978 | 6 | 0.8 | 365 | 5.4648 | 0.99976 | 6 | 0.46453
73034 | 10.395 | 0.8 | 365 | 9.4677 | 0.057079 | 9 | 0.52479
73979 | 7.2 | 0.8 | 365 | 6.5577 | 0.19971 | 6 | 0.75743
73763 | 7.93 | 0.8 | 365 | 7.2226 | 0.53801 | 7 | 0.76062
71321 | 3.9 | 0.8 | 365 | 3.5521 | 0.14984 | 3 | 0.70194
73980 | 6.16 | 0.8 | 365 | 5.6105 | 0.29308 | 5 | 0.90358
73961 | 9.28 | 1 | 365 | 10.5652 | 0.2662 | 10 | 0.83142
73982 | 5.28 | 0.8 | 365 | 4.809 | 0.67979 | 5 | 0.48878
73962 | 10.83 | 0.8 | 365 | 9.8639 | 0.85456 | 10 | 0.71847
73983 | 7.26 | 0.8 | 365 | 6.6124 | 0.30971 | 6 | 0.92208
73965 | 13.395 | 1 | 365 | 15.2501 | 0.6962 | 15 | 0.94632
73947 | 12.76 | 1 | 365 | 14.5272 | 0.24102 | 14 | 0.7682
73516 | 4.8 | 0.8 | 365 | 4.3718 | 0.79981 | 5 | 0.17162
72771 | 8.97 | 0.8 | 365 | 8.1698 | 0.44464 | 8 | 0.61447
73985 | 9.18 | 0.8 | 365 | 8.3611 | 0.82963 | 9 | 0.19072
72769 | 6.67 | 0.8 | 365 | 6.075 | 0.22806 | 6 | 0.30306
73986 | 6.6 | 0.8 | 365 | 6.0112 | 0.099732 | 6 | 0.11098
72047 | 10.72 | 0.8 | 365 | 9.7637 | 0.6529 | 10 | 0.41662
72046 | 9.483 | 0.8 | 365 | 8.6371 | 0.38512 | 9 | 0.022183
73988 | 9.15 | 0.8 | 365 | 8.3338 | 0.77463 | 9 | 0.1084
73991 | 6.72 | 0.8 | 365 | 6.1205 | 0.31973 | 6 | 0.44027
73992 | 6.555 | 0.8 | 365 | 5.9703 | 0.017234 | 5 | 0.98749
73993 | 4.48 | 0.8 | 365 | 4.0804 | 0.21315 | 4 | 0.29351
73994 | 7.56 | 0.8 | 365 | 6.8856 | 0.85969 | 7 | 0.7453
73995 | 5.32 | 0.8 | 365 | 4.8454 | 0.75312 | 5 | 0.59855
73996 | 3.36 | 0.8 | 365 | 3.0603 | 0.15986 | 3 | 0.22013
73997 | 5.04 | 0.8 | 365 | 4.5904 | 0.2398 | 4 | 0.8302
73998 | 8.4 | 0.8 | 365 | 7.6507 | 0.39966 | 8 | 0.050337
74000 | 12.32 | 0.8 | 365 | 11.221 | 0.58617 | 11 | 0.80716
74001 | 5.6 | 0.8 | 365 | 5.1005 | 0.26644 | 5 | 0.36689
74002 | 5.04 | 0.8 | 365 | 4.5904 | 0.2398 | 4 | 0.8302
74007 | 4.56 | 0.8 | 365 | 4.1532 | 0.35982 | 4 | 0.51304
74008 | 6.27 | 0.8 | 365 | 5.7107 | 0.49475 | 6 | 0.20543
74009 | 9.75 | 0.8 | 365 | 8.8803 | 0.8746 | 9 | 0.75485
74012 | 5.88 | 0.8 | 365 | 5.3555 | 0.77976 | 6 | 0.13524
74011 | 15.84 | 0.8 | 365 | 14.427 | 0.039358 | 14 | 0.46635
74013 | 6.12 | 0.8 | 365 | 5.5741 | 0.21975 | 5 | 0.79382
74014 | 3.92 | 0.8 | 365 | 3.5703 | 0.18651 | 3 | 0.75682
74015 | 7.84 | 0.8 | 365 | 7.1406 | 0.37302 | 7 | 0.51365
74016 | 6.44 | 0.8 | 365 | 5.8655 | 0.80641 | 6 | 0.67192
74017 | 11.2 | 0.8 | 365 | 10.2009 | 0.53288 | 10 | 0.73378
74018 | 7 | 0.8 | 365 | 6.3756 | 0.83305 | 7 | 0.20861
74019 | 5.13 | 0.8 | 365 | 4.6724 | 0.40479 | 5 | 0.07717
74022 | 6.325 | 0.8 | 365 | 5.7608 | 0.59558 | 6 | 0.35635
74023 | 8.7 | 0.8 | 365 | 7.9239 | 0.94965 | 8 | 0.87356
74029 | 6.63 | 0.8 | 365 | 6.0386 | 0.15473 | 6 | 0.1933
74027 | 3 | 0.8 | 365 | 2.7324 | 0.49988 | 3 | 0.23226
74030 | 6.555 | 0.8 | 365 | 5.9703 | 0.017234 | 5 | 0.98749
74034 | 3.25 | 0.8 | 365 | 2.9601 | 0.9582 | 3 | 0.91828
74036 | 12 | 0.8 | 365 | 10.9295 | 0.99951 | 11 | 0.92905
74037 | 4.2 | 0.8 | 365 | 3.8253 | 0.69983 | 4 | 0.52517
74039 | 11.02 | 0.8 | 365 | 10.037 | 0.20289 | 10 | 0.23985
74040 | 5.22 | 0.8 | 365 | 4.7543 | 0.56979 | 5 | 0.32414
74041 | 9.57 | 0.8 | 365 | 8.7163 | 0.54461 | 9 | 0.26092
74042 | 7.84 | 0.8 | 365 | 7.1406 | 0.37302 | 7 | 0.51365
74046 | 5.7 | 0.8 | 365 | 5.1915 | 0.44977 | 5 | 0.6413
74049 | 5.88 | 0.8 | 365 | 5.3555 | 0.77976 | 6 | 0.13524
64283 | 195.3 | 0.9 | 365 | 200.113 | 0.79734 | 200 | 0.91036
48589 | 102.06 | 0.9 | 365 | 104.5752 | 0.4941 | 105 | 0.069287
74055 | 3.08 | 0.8 | 365 | 2.8052 | 0.64654 | 3 | 0.45179
74052 | 4.5 | 0.8 | 365 | 4.0986 | 0.24982 | 4 | 0.34839
74056 | 11.4 | 0.8 | 365 | 10.3831 | 0.89954 | 11 | 0.2826
73949 | 9.975 | 1 | 365 | 11.3565 | 0.85887 | 12 | 0.21534
74057 | 7.475 | 0.8 | 365 | 6.8082 | 0.70386 | 7 | 0.51206
73282 | 6.7 | 0.8 | 365 | 6.1023 | 0.28306 | 6 | 0.38539
73943 | 6.24 | 1 | 365 | 7.1042 | 0.29968 | 7 | 0.40388
74043 | 5.8 | 0.8 | 365 | 5.2826 | 0.6331 | 5 | 0.91571
74058 | 8.45 | 0.8 | 365 | 7.6962 | 0.49132 | 8 | 0.18754
73954 | 5.4 | 0.8 | 365 | 4.9183 | 0.89978 | 5 | 0.81807
73921 | 10.4 | 0.8 | 365 | 9.4723 | 0.066245 | 9 | 0.53851
26554 | 1389.96 | 1 | 365 | 1582.4606 | 0.25458 | 1582 | 0.71514
27094 | 1389.96 | 1 | 365 | 1582.4606 | 0.25458 | 1582 | 0.71514
33487 | 730.17 | 0.9 | 365 | 748.1645 | 0.94233 | 749 | 0.10681
64898 | 474.95 | 0.7 | 365 | 378.5093 | 0.88211 | 379 | 0.39139
44256 | 63 | 1 | 365 | 71.7251 | 0.37181 | 72 | 0.096905
74060 | 12.6 | 0.8 | 365 | 11.476 | 0.099489 | 11 | 0.5755
74061 | 4.5 | 0.8 | 365 | 4.0986 | 0.24982 | 4 | 0.34839
74064 | 5.4 | 0.8 | 365 | 4.9183 | 0.89978 | 5 | 0.81807
74065 | 7.035 | 0.8 | 365 | 6.4074 | 0.89721 | 7 | 0.30466
74066 | 6.615 | 0.8 | 365 | 6.0249 | 0.12723 | 6 | 0.15214
74067 | 9.57 | 0.8 | 365 | 8.7163 | 0.54461 | 9 | 0.26092
74070 | 9.92 | 0.8 | 365 | 9.0351 | 0.18626 | 9 | 0.22135
74071 | 13.16 | 0.8 | 365 | 11.9861 | 0.12613 | 12 | 0.11219
74072 | 10.385 | 0.8 | 365 | 9.4586 | 0.038746 | 9 | 0.49735
74073 | 8.71 | 0.8 | 365 | 7.933 | 0.96798 | 8 | 0.901
74077 | 6.6 | 0.8 | 365 | 6.0112 | 0.099732 | 6 | 0.11098
74080 | 3.9 | 0.8 | 365 | 3.5521 | 0.14984 | 3 | 0.70194
74081 | 4.76 | 0.8 | 365 | 4.3354 | 0.72647 | 5 | 0.061857
74083 | 4.2 | 0.8 | 365 | 3.8253 | 0.69983 | 4 | 0.52517
74086 | 4.2 | 0.8 | 365 | 3.8253 | 0.69983 | 4 | 0.52517
74089 | 4.48 | 0.8 | 365 | 4.0804 | 0.21315 | 4 | 0.29351
74090 | 7.56 | 0.8 | 365 | 6.8856 | 0.85969 | 7 | 0.7453
74091 | 6.72 | 0.8 | 365 | 6.1205 | 0.31973 | 6 | 0.44027
74092 | 4.2 | 0.8 | 365 | 3.8253 | 0.69983 | 4 | 0.52517
74024 | 5.355 | 0.8 | 365 | 4.8773 | 0.81728 | 5 | 0.69459
73966 | 10.56 | 0.8 | 365 | 9.618 | 0.35957 | 9 | 0.97757
73967 | 7.26 | 0.8 | 365 | 6.6124 | 0.30971 | 6 | 0.92208
73971 | 9.24 | 0.8 | 365 | 8.4157 | 0.93963 | 9 | 0.35537
73338 | 7.56 | 0.8 | 365 | 6.8856 | 0.85969 | 7 | 0.7453
74075 | 5.12 | 0.8 | 365 | 4.6633 | 0.38646 | 5 | 0.049729
73969 | 6 | 0.8 | 365 | 5.4648 | 0.99976 | 6 | 0.46453
73981 | 6 | 0.8 | 365 | 5.4648 | 0.99976 | 6 | 0.46453
73989 | 7.56 | 0.8 | 365 | 6.8856 | 0.85969 | 7 | 0.7453
74078 | 12.69 | 0.8 | 365 | 11.558 | 0.26449 | 11 | 0.82247
73939 | 9 | 0.8 | 365 | 8.1972 | 0.49964 | 8 | 0.69679
73945 | 4.8 | 1 | 365 | 5.4648 | 0.99976 | 6 | 0.46453
73960 | 9.86 | 0.8 | 365 | 8.9804 | 0.076267 | 9 | 0.056705
73578 | 5.2 | 1 | 365 | 5.9202 | 0.9164 | 6 | 0.83657
73837 | 9.99 | 1 | 365 | 11.3736 | 0.89324 | 12 | 0.26679
74273 | 4.48 | 0.8 | 365 | 4.0804 | 0.21315 | 4 | 0.29351
74093 | 6.72 | 0.8 | 365 | 6.1205 | 0.31973 | 6 | 0.44027
71897 | 10.075 | 0.8 | 365 | 9.1763 | 0.47042 | 9 | 0.64668
74094 | 8.12 | 0.8 | 365 | 7.3957 | 0.88634 | 8 | 0.28199
74095 | 2.8 | 0.8 | 365 | 2.5502 | 0.13322 | 2 | 0.68345
74096 | 5.32 | 0.8 | 365 | 4.8454 | 0.75312 | 5 | 0.59855
74097 | 7.02 | 0.8 | 365 | 6.3938 | 0.86972 | 7 | 0.2635
74100 | 14.84 | 0.8 | 365 | 13.5162 | 0.20607 | 13 | 0.72226
74084 | 4.2 | 0.8 | 365 | 3.8253 | 0.69983 | 4 | 0.52517
74102 | 5.6 | 0.8 | 365 | 5.1005 | 0.26644 | 5 | 0.36689
74103 | 12.04 | 0.8 | 365 | 10.966 | 0.072845 | 11 | 0.038816
74104 | 13 | 0.8 | 365 | 11.8403 | 0.83281 | 12 | 0.67314
73955 | 11.31 | 0.8 | 365 | 10.3011 | 0.73454 | 11 | 0.035632
74106 | 3.08 | 0.8 | 365 | 2.8052 | 0.64654 | 3 | 0.45179
74110 | 8.1 | 0.8 | 365 | 7.3774 | 0.84967 | 8 | 0.22711
74107 | 4.2 | 0.8 | 365 | 3.8253 | 0.69983 | 4 | 0.52517
74112 | 6.6 | 0.8 | 365 | 6.0112 | 0.099732 | 6 | 0.11098
73473 | 4.48 | 0.8 | 365 | 4.0804 | 0.21315 | 4 | 0.29351
74113 | 5.2 | 0.8 | 365 | 4.7361 | 0.53312 | 5 | 0.26926
74111 | 4.64 | 0.8 | 365 | 4.2261 | 0.50648 | 4 | 0.73257
74115 | 5.7 | 0.8 | 365 | 5.1915 | 0.44977 | 5 | 0.6413
74116 | 6.5 | 0.8 | 365 | 5.9202 | 0.9164 | 6 | 0.83657
74121 | 5.7 | 0.8 | 365 | 5.1915 | 0.44977 | 5 | 0.6413
74122 | 2.4 | 0.8 | 365 | 2.1859 | 0.3999 | 2 | 0.58581
74124 | 7.8 | 0.8 | 365 | 7.1042 | 0.29968 | 7 | 0.40388
74125 | 10.4 | 0.8 | 365 | 9.4723 | 0.066245 | 9 | 0.53851
74128 | 12.915 | 0.8 | 365 | 11.7629 | 0.67698 | 12 | 0.43989
74127 | 3.705 | 0.8 | 365 | 3.3745 | 0.79235 | 4 | 0.16684
74129 | 4.56 | 0.8 | 365 | 4.1532 | 0.35982 | 4 | 0.51304
74130 | 6.175 | 0.8 | 365 | 5.6242 | 0.32058 | 5 | 0.94474
74131 | 11.1 | 0.8 | 365 | 10.1098 | 0.34955 | 10 | 0.45937
74132 | 8.7 | 0.8 | 365 | 7.9239 | 0.94965 | 8 | 0.87356
74137 | 7.56 | 0.8 | 365 | 6.8856 | 0.85969 | 7 | 0.7453
74139 | 7.56 | 0.8 | 365 | 6.8856 | 0.85969 | 7 | 0.7453
74141 | 2.52 | 0.8 | 365 | 2.2952 | 0.6199 | 2 | 0.9151
74142 | 3.36 | 0.8 | 365 | 3.0603 | 0.15986 | 3 | 0.22013
73509 | 3.92 | 0.8 | 365 | 3.5703 | 0.18651 | 3 | 0.75682
73591 | 4.48 | 0.8 | 365 | 4.0804 | 0.21315 | 4 | 0.29351
74138 | 10.4 | 0.8 | 365 | 9.4723 | 0.066245 | 9 | 0.53851
74147 | 3.9 | 0.8 | 365 | 3.5521 | 0.14984 | 3 | 0.70194
74148 | 13 | 0.8 | 365 | 11.8403 | 0.83281 | 12 | 0.67314
73615 | 8.12 | 0.8 | 365 | 7.3957 | 0.88634 | 8 | 0.28199
74149 | 6 | 0.8 | 365 | 5.4648 | 0.99976 | 6 | 0.46453
73597 | 6.44 | 0.8 | 365 | 5.8655 | 0.80641 | 6 | 0.67192
73477 | 11.48 | 0.8 | 365 | 10.4559 | 0.046201 | 10 | 0.50213
74153 | 8.4 | 0.8 | 365 | 7.6507 | 0.39966 | 8 | 0.050337
73594 | 4.2 | 0.8 | 365 | 3.8253 | 0.69983 | 4 | 0.52517
74155 | 3.92 | 0.8 | 365 | 3.5703 | 0.18651 | 3 | 0.75682
74146 | 10.2 | 0.8 | 365 | 9.2901 | 0.69959 | 9 | 0.98969
73545 | 3.08 | 0.8 | 365 | 2.8052 | 0.64654 | 3 | 0.45179
74157 | 11.4 | 0.8 | 365 | 10.3831 | 0.89954 | 11 | 0.2826
74160 | 4.16 | 0.8 | 365 | 3.7889 | 0.6265 | 4 | 0.4154
74161 | 5.4 | 0.8 | 365 | 4.9183 | 0.89978 | 5 | 0.81807
74163 | 11.7 | 0.8 | 365 | 10.6563 | 0.44953 | 11 | 0.10583
74164 | 7.2 | 0.8 | 365 | 6.5577 | 0.19971 | 6 | 0.75743
74162 | 11.1 | 0.8 | 365 | 10.1098 | 0.34955 | 10 | 0.45937
74165 | 7.5 | 0.8 | 365 | 6.831 | 0.7497 | 7 | 0.58066
74166 | 8.28 | 0.8 | 365 | 7.5414 | 0.17966 | 7 | 0.72105
74168 | 9.44 | 0.8 | 365 | 8.5979 | 0.30628 | 8 | 0.90419
73506 | 2.24 | 0.8 | 365 | 2.0402 | 0.10658 | 2 | 0.14676
73499 | 5.6 | 0.8 | 365 | 5.1005 | 0.26644 | 5 | 0.36689
73498 | 3.64 | 0.8 | 365 | 3.3153 | 0.67319 | 3 | 0.98848
73602 | 2.24 | 0.8 | 365 | 2.0402 | 0.10658 | 2 | 0.14676
73508 | 2.24 | 0.8 | 365 | 2.0402 | 0.10658 | 2 | 0.14676
73558 | 9.52 | 0.8 | 365 | 8.6708 | 0.45295 | 9 | 0.12371
73596 | 8.12 | 0.8 | 365 | 7.3957 | 0.88634 | 8 | 0.28199
74133 | 9.24 | 0.8 | 365 | 8.4157 | 0.93963 | 9 | 0.35537
72987 | 9.28 | 0.8 | 365 | 8.4522 | 0.012957 | 8 | 0.46513
73500 | 4.2 | 0.8 | 365 | 3.8253 | 0.69983 | 4 | 0.52517
74176 | 14.4 | 0.8 | 365 | 13.1154 | 0.39942 | 13 | 0.51486
74178 | 10.2 | 0.8 | 365 | 9.2901 | 0.69959 | 9 | 0.98969
73688 | 10.2 | 0.8 | 365 | 9.2901 | 0.69959 | 9 | 0.98969
74182 | 6.12 | 1 | 365 | 6.9676 | 0.02469 | 6 | 0.99227
73554 | 9.24 | 0.8 | 365 | 8.4157 | 0.93963 | 9 | 0.35537
73599 | 4.2 | 0.8 | 365 | 3.8253 | 0.69983 | 4 | 0.52517
74183 | 9.99 | 0.8 | 365 | 9.0988 | 0.3146 | 9 | 0.41344
74185 | 3.3 | 0.8 | 365 | 3.0056 | 0.049866 | 3 | 0.055489
73585 | 7 | 0.8 | 365 | 6.3756 | 0.83305 | 7 | 0.20861
74187 | 7.8 | 0.8 | 365 | 7.1042 | 0.29968 | 7 | 0.40388
73551 | 5.04 | 0.8 | 365 | 4.5904 | 0.2398 | 4 | 0.8302
74188 | 10.8 | 0.8 | 365 | 9.8366 | 0.79956 | 10 | 0.63615
73616 | 6.16 | 0.8 | 365 | 5.6105 | 0.29308 | 5 | 0.90358
74189 | 11.655 | 0.8 | 365 | 10.6153 | 0.36703 | 10 | 0.98234
74190 | 5.28 | 0.8 | 365 | 4.809 | 0.67979 | 5 | 0.48878
74191 | 10.395 | 0.8 | 365 | 9.4677 | 0.057079 | 9 | 0.52479
74192 | 12.88 | 0.8 | 365 | 11.731 | 0.61281 | 12 | 0.34385
74193 | 7.15 | 0.8 | 365 | 6.5122 | 0.10804 | 6 | 0.62023
74196 | 8.235 | 0.8 | 365 | 7.5004 | 0.097166 | 7 | 0.59756
74200 | 4.68 | 0.8 | 365 | 4.2625 | 0.57981 | 4 | 0.84233
74201 | 5.985 | 0.8 | 365 | 5.4511 | 0.97226 | 6 | 0.42336
74202 | 11.97 | 0.8 | 365 | 10.9022 | 0.94451 | 11 | 0.84673
74203 | 4.275 | 0.8 | 365 | 3.8936 | 0.83733 | 4 | 0.73097
74204 | 8.96 | 0.8 | 365 | 8.1607 | 0.4263 | 8 | 0.58703
73911 | 10.64 | 0.8 | 365 | 9.6909 | 0.50624 | 10 | 0.19709
74208 | 7.56 | 0.8 | 365 | 6.8856 | 0.85969 | 7 | 0.7453
74209 | 11.725 | 0.8 | 365 | 10.6791 | 0.49536 | 11 | 0.17443
74210 | 13.2 | 0.8 | 365 | 12.0225 | 0.19946 | 12 | 0.22196
74213 | 7.5 | 0.8 | 365 | 6.831 | 0.7497 | 7 | 0.58066
74212 | 7.8 | 0.8 | 365 | 7.1042 | 0.29968 | 7 | 0.40388
74219 | 3.9 | 0.8 | 365 | 3.5521 | 0.14984 | 3 | 0.70194
74220 | 8.96 | 0.8 | 365 | 8.1607 | 0.4263 | 8 | 0.58703
74184 | 2.24 | 0.8 | 365 | 2.0402 | 0.10658 | 2 | 0.14676
74172 | 4.2 | 0.8 | 365 | 3.8253 | 0.69983 | 4 | 0.52517
74226 | 10.08 | 0.8 | 365 | 9.1808 | 0.47959 | 9 | 0.6604
74205 | 5.85 | 0.8 | 365 | 5.3282 | 0.72476 | 6 | 0.052913
74177 | 13.8 | 0.8 | 365 | 12.569 | 0.29944 | 12 | 0.86841
73909 | 3.36 | 0.8 | 365 | 3.0603 | 0.15986 | 3 | 0.22013
73973 | 5.88 | 0.8 | 365 | 5.3555 | 0.77976 | 6 | 0.13524
74076 | 11.52 | 0.8 | 365 | 10.4924 | 0.11953 | 10 | 0.61189
74088 | 6.6 | 1 | 365 | 7.5141 | 0.12467 | 7 | 0.63872
73408 | 10.725 | 0.8 | 365 | 9.7683 | 0.66207 | 10 | 0.43034
74069 | 8.96 | 0.8 | 365 | 8.1607 | 0.4263 | 8 | 0.58703
73403 | 13.325 | 0.8 | 365 | 12.1363 | 0.42863 | 12 | 0.56497
73456 | 6.24 | 0.8 | 365 | 5.6834 | 0.43975 | 6 | 0.12311
73504 | 10.92 | 0.8 | 365 | 9.9459 | 0.019557 | 9 | 0.96544
73878 | 9.18 | 0.8 | 365 | 8.3611 | 0.82963 | 9 | 0.19072
73892 | 12.15 | 0.8 | 365 | 11.0662 | 0.27451 | 11 | 0.34067
73842 | 13.5 | 0.8 | 365 | 12.2957 | 0.74945 | 13 | 0.045184
73899 | 12.915 | 0.8 | 365 | 11.7629 | 0.67698 | 12 | 0.43989
73841 | 10.395 | 0.8 | 365 | 9.4677 | 0.057079 | 9 | 0.52479
73877 | 9.9 | 0.8 | 365 | 9.0169 | 0.1496 | 9 | 0.16647
72701 | 6.44 | 0.8 | 365 | 5.8655 | 0.80641 | 6 | 0.67192
73804 | 3 | 0.8 | 365 | 2.7324 | 0.49988 | 3 | 0.23226
72533 | 3.36 | 0.8 | 365 | 3.0603 | 0.15986 | 3 | 0.22013
73711 | 2.16 | 0.8 | 365 | 1.9673 | 0.95991 | 2 | 0.92723
73706 | 4.64 | 0.8 | 365 | 4.2261 | 0.50648 | 4 | 0.73257
73538 | 6.96 | 0.8 | 365 | 6.3391 | 0.75972 | 7 | 0.09885
73786 | 4.62 | 0.8 | 365 | 4.2079 | 0.46981 | 4 | 0.67769
73483 | 3.78 | 0.8 | 365 | 3.4428 | 0.92985 | 4 | 0.37265
74181 | 4.76 | 0.8 | 365 | 4.3354 | 0.72647 | 5 | 0.061857
74228 | 9.72 | 0.8 | 365 | 8.8529 | 0.81961 | 9 | 0.67253
74221 | 2.61 | 0.8 | 365 | 2.3772 | 0.78489 | 3 | 0.16207
74229 | 3.96 | 0.8 | 365 | 3.6067 | 0.25984 | 3 | 0.86659
74140 | 4.59 | 0.8 | 365 | 4.1805 | 0.41481 | 4 | 0.59536
74230 | 11.685 | 0.8 | 365 | 10.6426 | 0.42203 | 11 | 0.064665
74173 | 2.24 | 0.8 | 365 | 2.0402 | 0.10658 | 2 | 0.14676
74175 | 3.64 | 0.8 | 365 | 3.3153 | 0.67319 | 3 | 0.98848
74232 | 7.56 | 0.8 | 365 | 6.8856 | 0.85969 | 7 | 0.7453
74233 | 7.5 | 0.8 | 365 | 6.831 | 0.7497 | 7 | 0.58066
74169 | 2.8 | 0.8 | 365 | 2.5502 | 0.13322 | 2 | 0.68345
74174 | 2.8 | 0.8 | 365 | 2.5502 | 0.13322 | 2 | 0.68345
73544 | 8.4 | 0.8 | 365 | 7.6507 | 0.39966 | 8 | 0.050337
73482 | 3.36 | 0.8 | 365 | 3.0603 | 0.15986 | 3 | 0.22013
73556 | 6.72 | 0.8 | 365 | 6.1205 | 0.31973 | 6 | 0.44027
74154 | 6.44 | 0.8 | 365 | 5.8655 | 0.80641 | 6 | 0.67192
73567 | 7.56 | 0.8 | 365 | 6.8856 | 0.85969 | 7 | 0.7453
73491 | 6.16 | 0.8 | 365 | 5.6105 | 0.29308 | 5 | 0.90358
73553 | 3.64 | 0.8 | 365 | 3.3153 | 0.67319 | 3 | 0.98848
73570 | 6.16 | 0.8 | 365 | 5.6105 | 0.29308 | 5 | 0.90358
74242 | 11.05 | 0.8 | 365 | 10.0643 | 0.25789 | 10 | 0.32217
74156 | 8.12 | 0.8 | 365 | 7.3957 | 0.88634 | 8 | 0.28199
73574 | 2.24 | 0.8 | 365 | 2.0402 | 0.10658 | 2 | 0.14676
74248 | 10.92 | 0.8 | 365 | 9.9459 | 0.019557 | 9 | 0.96544
74246 | 10.4 | 0.8 | 365 | 9.4723 | 0.066245 | 9 | 0.53851
74143 | 8.68 | 0.8 | 365 | 7.9057 | 0.91298 | 8 | 0.81868
74252 | 4.5 | 0.8 | 365 | 4.0986 | 0.24982 | 4 | 0.34839
73548 | 8.12 | 0.8 | 365 | 7.3957 | 0.88634 | 8 | 0.28199
74222 | 2.24 | 0.8 | 365 | 2.0402 | 0.10658 | 2 | 0.14676
74256 | 3.575 | 0.8 | 365 | 3.2561 | 0.55402 | 3 | 0.81011
27608 | 8.58 | 1 | 365 | 9.7683 | 0.66207 | 10 | 0.43034
73595 | 5.04 | 0.8 | 365 | 4.5904 | 0.2398 | 4 | 0.8302
73511 | 8.96 | 0.8 | 365 | 8.1607 | 0.4263 | 8 | 0.58703
74144 | 8.12 | 0.8 | 365 | 7.3957 | 0.88634 | 8 | 0.28199
73610 | 6.44 | 0.8 | 365 | 5.8655 | 0.80641 | 6 | 0.67192
73584 | 3.08 | 0.8 | 365 | 2.8052 | 0.64654 | 3 | 0.45179
73560 | 4.48 | 0.8 | 365 | 4.0804 | 0.21315 | 4 | 0.29351
74270 | 6.72 | 0.8 | 365 | 6.1205 | 0.31973 | 6 | 0.44027
74271 | 6.44 | 0.8 | 365 | 5.8655 | 0.80641 | 6 | 0.67192
74272 | 10.03 | 0.8 | 365 | 9.1353 | 0.38793 | 9 | 0.5232
74278 | 6.6 | 0.8 | 365 | 6.0112 | 0.099732 | 6 | 0.11098
74282 | 9.9 | 0.8 | 365 | 9.0169 | 0.1496 | 9 | 0.16647
74284 | 8.58 | 0.8 | 365 | 7.8146 | 0.72965 | 8 | 0.54427
74243 | 8.68 | 0.8 | 365 | 7.9057 | 0.91298 | 8 | 0.81868
73245 | 5.13 | 0.8 | 365 | 4.6724 | 0.40479 | 5 | 0.07717
73244 | 7.02 | 0.8 | 365 | 6.3938 | 0.86972 | 7 | 0.2635
73246 | 3.24 | 0.8 | 365 | 2.951 | 0.93987 | 3 | 0.89084
74224 | 7 | 0.8 | 365 | 6.3756 | 0.83305 | 7 | 0.20861
74238 | 6.16 | 0.8 | 365 | 5.6105 | 0.29308 | 5 | 0.90358
74296 | 9.135 | 0.8 | 365 | 8.3201 | 0.74713 | 9 | 0.067241
74260 | 10.36 | 0.8 | 365 | 9.4358 | 0.99291 | 10 | 0.42875
74297 | 9.45 | 0.8 | 365 | 8.607 | 0.32462 | 8 | 0.93163
74247 | 5.6 | 0.8 | 365 | 5.1005 | 0.26644 | 5 | 0.36689
74262 | 2.9 | 0.8 | 365 | 2.6413 | 0.31655 | 2 | 0.95785
74298 | 9.9 | 0.8 | 365 | 9.0169 | 0.1496 | 9 | 0.16647
74257 | 10.64 | 0.8 | 365 | 9.6909 | 0.50624 | 10 | 0.19709
74299 | 12.3 | 0.8 | 365 | 11.2028 | 0.5495 | 11 | 0.75228
74123 | 11.4 | 0.8 | 365 | 10.3831 | 0.89954 | 11 | 0.2826
73938 | 4.2 | 0.8 | 365 | 3.8253 | 0.69983 | 4 | 0.52517
74286 | 3.64 | 0.8 | 365 | 3.3153 | 0.67319 | 3 | 0.98848
74300 | 5.8 | 0.8 | 365 | 5.2826 | 0.6331 | 5 | 0.91571
74241 | 8.12 | 0.8 | 365 | 7.3957 | 0.88634 | 8 | 0.28199
74302 | 12.915 | 0.8 | 365 | 11.7629 | 0.67698 | 12 | 0.43989
74303 | 7.5 | 0.8 | 365 | 6.831 | 0.7497 | 7 | 0.58066
74236 | 10.36 | 0.8 | 365 | 9.4358 | 0.99291 | 10 | 0.42875
74305 | 8.4 | 0.8 | 365 | 7.6507 | 0.39966 | 8 | 0.050337
74276 | 4.76 | 0.8 | 365 | 4.3354 | 0.72647 | 5 | 0.061857
74254 | 3.36 | 0.8 | 365 | 3.0603 | 0.15986 | 3 | 0.22013
74307 | 11.4 | 0.8 | 365 | 10.3831 | 0.89954 | 11 | 0.2826
74255 | 2.24 | 0.8 | 365 | 2.0402 | 0.10658 | 2 | 0.14676
74308 | 13.2 | 0.8 | 365 | 12.0225 | 0.19946 | 12 | 0.22196
74274 | 2.24 | 0.8 | 365 | 2.0402 | 0.10658 | 2 | 0.14676
74310 | 8 | 0.8 | 365 | 7.2864 | 0.66634 | 7 | 0.9527
74223 | 2.24 | 0.8 | 365 | 2.0402 | 0.10658 | 2 | 0.14676
74311 | 10.44 | 0.8 | 365 | 9.5087 | 0.13958 | 9 | 0.64828
74225 | 3.64 | 0.8 | 365 | 3.3153 | 0.67319 | 3 | 0.98848
74313 | 8.19 | 0.8 | 365 | 7.4594 | 0.014668 | 7 | 0.47408
74235 | 4.76 | 0.8 | 365 | 4.3354 | 0.72647 | 5 | 0.061857
74288 | 10.4 | 0.8 | 365 | 9.4723 | 0.066245 | 9 | 0.53851
74234 | 4.76 | 0.8 | 365 | 4.3354 | 0.72647 | 5 | 0.061857
74227 | 6.16 | 0.8 | 365 | 5.6105 | 0.29308 | 5 | 0.90358
74240 | 8.4 | 0.8 | 365 | 7.6507 | 0.39966 | 8 | 0.050337
74249 | 4.2 | 0.8 | 365 | 3.8253 | 0.69983 | 4 | 0.52517
74289 | 5.32 | 0.8 | 365 | 4.8454 | 0.75312 | 5 | 0.59855
74264 | 5.32 | 0.8 | 365 | 4.8454 | 0.75312 | 5 | 0.59855
74319 | 10.2 | 0.8 | 365 | 9.2901 | 0.69959 | 9 | 0.98969
74253 | 7.56 | 0.8 | 365 | 6.8856 | 0.85969 | 7 | 0.7453
74323 | 4.8 | 0.8 | 365 | 4.3718 | 0.79981 | 5 | 0.17162
74251 | 3.64 | 0.8 | 365 | 3.3153 | 0.67319 | 3 | 0.98848
73512 | 7.84 | 0.8 | 365 | 7.1406 | 0.37302 | 7 | 0.51365
74283 | 3.92 | 0.8 | 365 | 3.5703 | 0.18651 | 3 | 0.75682
73530 | 6.72 | 0.8 | 365 | 6.1205 | 0.31973 | 6 | 0.44027
73478 | 8.4 | 0.8 | 365 | 7.6507 | 0.39966 | 8 | 0.050337
74324 | 5.525 | 0.8 | 365 | 5.0321 | 0.12894 | 5 | 0.16108
73611 | 6.72 | 0.8 | 365 | 6.1205 | 0.31973 | 6 | 0.44027
74328 | 10.64 | 0.8 | 365 | 9.6909 | 0.50624 | 10 | 0.19709
73479 | 10.36 | 0.8 | 365 | 9.4358 | 0.99291 | 10 | 0.42875
74329 | 5.88 | 0.8 | 365 | 5.3555 | 0.77976 | 6 | 0.13524
74170 | 2.8 | 0.8 | 365 | 2.5502 | 0.13322 | 2 | 0.68345
74331 | 9.24 | 0.8 | 365 | 8.4157 | 0.93963 | 9 | 0.35537
73502 | 4.48 | 0.8 | 365 | 4.0804 | 0.21315 | 4 | 0.29351
74285 | 6.16 | 0.8 | 365 | 5.6105 | 0.29308 | 5 | 0.90358
73612 | 8.12 | 0.8 | 365 | 7.3957 | 0.88634 | 8 | 0.28199
73480 | 5.32 | 0.8 | 365 | 4.8454 | 0.75312 | 5 | 0.59855
73600 | 7.84 | 0.8 | 365 | 7.1406 | 0.37302 | 7 | 0.51365
74332 | 10.385 | 0.8 | 365 | 9.4586 | 0.038746 | 9 | 0.49735
74334 | 5.76 | 0.8 | 365 | 5.2462 | 0.55977 | 5 | 0.80595
74335 | 12.8 | 0.8 | 365 | 11.6582 | 0.46615 | 12 | 0.12432
74336 | 9.12 | 0.8 | 365 | 8.3064 | 0.71963 | 9 | 0.02608
74151 | 3.6 | 0.8 | 365 | 3.2789 | 0.59985 | 3 | 0.87872
74101 | 10.36 | 0.8 | 365 | 9.4358 | 0.99291 | 10 | 0.42875
74206 | 6.16 | 0.8 | 365 | 5.6105 | 0.29308 | 5 | 0.90358
74098 | 11.2 | 0.8 | 365 | 10.2009 | 0.53288 | 10 | 0.73378
73442 | 2.24 | 0.8 | 365 | 2.0402 | 0.10658 | 2 | 0.14676
73543 | 2.24 | 0.8 | 365 | 2.0402 | 0.10658 | 2 | 0.14676
73555 | 5.6 | 0.8 | 365 | 5.1005 | 0.26644 | 5 | 0.36689
74237 | 2.8 | 0.8 | 365 | 2.5502 | 0.13322 | 2 | 0.68345
74250 | 3.08 | 0.8 | 365 | 2.8052 | 0.64654 | 3 | 0.45179
73332 | 11.04 | 0.8 | 365 | 10.0552 | 0.23955 | 10 | 0.29473
74167 | 16.2 | 0.8 | 365 | 14.7549 | 0.69934 | 15 | 0.45422
74186 | 8.96 | 0.8 | 365 | 8.1607 | 0.4263 | 8 | 0.58703
74194 | 13.25 | 0.8 | 365 | 12.068 | 0.29113 | 12 | 0.35916
74211 | 14 | 0.8 | 365 | 12.7511 | 0.6661 | 13 | 0.41723
74269 | 7.92 | 0.8 | 365 | 7.2135 | 0.51968 | 7 | 0.73317
74275 | 7 | 0.8 | 365 | 6.3756 | 0.83305 | 7 | 0.20861
73601 | 9.86 | 0.8 | 365 | 8.9804 | 0.076267 | 9 | 0.056705
63466 | 326.625 | 0.7 | 365 | 260.3023 | 0.94935 | 261 | 0.25168
9697 | 406.9 | 1 | 365 | 463.253 | 0.45855 | 463 | 0.7116
74337 | 8.71 | 0.8 | 365 | 7.933 | 0.96798 | 8 | 0.901
74295 | 7.56 | 0.8 | 365 | 6.8856 | 0.85969 | 7 | 0.7453
74314 | 9.24 | 0.8 | 365 | 8.4157 | 0.93963 | 9 | 0.35537
74343 | 11.55 | 0.8 | 365 | 10.5197 | 0.17453 | 10 | 0.69421
74341 | 4.64 | 0.8 | 365 | 4.2261 | 0.50648 | 4 | 0.73257
74294 | 9.01 | 0.8 | 365 | 8.2063 | 0.51797 | 8 | 0.72423
74318 | 4.64 | 0.8 | 365 | 4.2261 | 0.50648 | 4 | 0.73257
74292 | 7.84 | 0.8 | 365 | 7.1406 | 0.37302 | 7 | 0.51365
74315 | 5.32 | 0.8 | 365 | 4.8454 | 0.75312 | 5 | 0.59855
74346 | 7.14 | 0.8 | 365 | 6.5031 | 0.089711 | 6 | 0.59279
74320 | 4.48 | 0.8 | 365 | 4.0804 | 0.21315 | 4 | 0.29351
74347 | 12.42 | 0.8 | 365 | 11.3121 | 0.7695 | 12 | 0.081569
74309 | 15.66 | 0.8 | 365 | 14.263 | 0.70937 | 14 | 0.97241
74306 | 3.48 | 0.8 | 365 | 3.1696 | 0.37986 | 3 | 0.54943
74350 | 4.86 | 0.8 | 365 | 4.4265 | 0.9098 | 5 | 0.33627
74351 | 5.5 | 0.8 | 365 | 5.0094 | 0.08311 | 5 | 0.092482
74304 | 4.2 | 0.8 | 365 | 3.8253 | 0.69983 | 4 | 0.52517
74291 | 7 | 0.8 | 365 | 6.3756 | 0.83305 | 7 | 0.20861
74312 | 4.76 | 0.8 | 365 | 4.3354 | 0.72647 | 5 | 0.061857
74321 | 5.88 | 0.8 | 365 | 5.3555 | 0.77976 | 6 | 0.13524
74290 | 6.16 | 0.8 | 365 | 5.6105 | 0.29308 | 5 | 0.90358
74261 | 4.2 | 0.8 | 365 | 3.8253 | 0.69983 | 4 | 0.52517
73614 | 4.76 | 0.8 | 365 | 4.3354 | 0.72647 | 5 | 0.061857
74293 | 13.777 | 0.8 | 365 | 12.548 | 0.25727 | 12 | 0.8053
73503 | 6.44 | 0.8 | 365 | 5.8655 | 0.80641 | 6 | 0.67192
74277 | 4.48 | 0.8 | 365 | 4.0804 | 0.21315 | 4 | 0.29351
73484 | 4.48 | 0.8 | 365 | 4.0804 | 0.21315 | 4 | 0.29351
73546 | 3.08 | 0.8 | 365 | 2.8052 | 0.64654 | 3 | 0.45179
73592 | 3.36 | 0.8 | 365 | 3.0603 | 0.15986 | 3 | 0.22013
74338 | 10.73 | 0.8 | 365 | 9.7728 | 0.67123 | 10 | 0.44406
74339 | 8.265 | 0.8 | 365 | 7.5277 | 0.15216 | 7 | 0.67988
74340 | 8.68 | 0.8 | 365 | 7.9057 | 0.91298 | 8 | 0.81868
74342 | 2.9 | 0.8 | 365 | 2.6413 | 0.31655 | 2 | 0.95785
74345 | 6.16 | 0.8 | 365 | 5.6105 | 0.29308 | 5 | 0.90358
74357 | 5.22 | 0.8 | 365 | 4.7543 | 0.56979 | 5 | 0.32414
74366 | 6.555 | 0.8 | 365 | 5.9703 | 0.017234 | 5 | 0.98749
74367 | 8.7 | 0.8 | 365 | 7.9239 | 0.94965 | 8 | 0.87356
74368 | 14.04 | 0.8 | 365 | 12.7876 | 0.73943 | 13 | 0.52699
74369 | 2.44 | 0.8 | 365 | 2.2223 | 0.47323 | 2 | 0.69557
74370 | 13.3 | 0.8 | 365 | 12.1136 | 0.38279 | 12 | 0.49637
74371 | 9.24 | 0.8 | 365 | 8.4157 | 0.93963 | 9 | 0.35537
74372 | 11.1 | 0.8 | 365 | 10.1098 | 0.34955 | 10 | 0.45937
74376 | 5.04 | 0.8 | 365 | 4.5904 | 0.2398 | 4 | 0.8302
74379 | 18.2 | 0.8 | 365 | 16.5765 | 0.36593 | 16 | 0.9424
74382 | 6.9 | 0.8 | 365 | 6.2845 | 0.64972 | 6 | 0.9342
74386 | 12.3 | 0.8 | 365 | 11.2028 | 0.5495 | 11 | 0.75228
74388 | 11.76 | 0.8 | 365 | 10.7109 | 0.55952 | 11 | 0.27047
74391 | 9.3 | 0.8 | 365 | 8.4704 | 0.049623 | 8 | 0.52002
74393 | 16.74 | 0.8 | 365 | 15.2467 | 0.68932 | 15 | 0.93603
74394 | 11.73 | 0.8 | 365 | 10.6836 | 0.50452 | 11 | 0.18815
74397 | 6.375 | 0.8 | 365 | 5.8063 | 0.68724 | 6 | 0.49356
65257 | 57.6 | 0.7 | 365 | 45.9041 | 0.39796 | 46 | 0.30202
74400 | 7.2 | 0.8 | 365 | 6.5577 | 0.19971 | 6 | 0.75743
74398 | 8.4 | 0.8 | 365 | 7.6507 | 0.39966 | 8 | 0.050337
74402 | 5.61 | 0.8 | 365 | 5.1096 | 0.28477 | 5 | 0.39433
74404 | 5.67 | 0.8 | 365 | 5.1642 | 0.39477 | 5 | 0.55898
74405 | 9 | 0.8 | 365 | 8.1972 | 0.49964 | 8 | 0.69679
74407 | 4.76 | 0.8 | 365 | 4.3354 | 0.72647 | 5 | 0.061857
74409 | 8.71 | 0.8 | 365 | 7.933 | 0.96798 | 8 | 0.901
74413 | 12.73 | 0.8 | 365 | 11.5944 | 0.33782 | 11 | 0.93224
74410 | 3.92 | 0.8 | 365 | 3.5703 | 0.18651 | 3 | 0.75682
74416 | 10.73 | 0.8 | 365 | 9.7728 | 0.67123 | 10 | 0.44406
74414 | 6.16 | 0.8 | 365 | 5.6105 | 0.29308 | 5 | 0.90358
74418 | 4.06 | 0.8 | 365 | 3.6978 | 0.44317 | 4 | 0.141
74419 | 5.985 | 0.8 | 365 | 5.4511 | 0.97226 | 6 | 0.42336
74420 | 13.44 | 0.8 | 365 | 12.2411 | 0.63946 | 12 | 0.88054
74423 | 6.9 | 0.8 | 365 | 6.2845 | 0.64972 | 6 | 0.9342
74427 | 4.62 | 0.8 | 365 | 4.2079 | 0.46981 | 4 | 0.67769
74411 | 5.3 | 0.8 | 365 | 4.8272 | 0.71645 | 5 | 0.54366
74412 | 7.84 | 0.8 | 365 | 7.1406 | 0.37302 | 7 | 0.51365
73910 | 10.385 | 0.8 | 365 | 9.4586 | 0.038746 | 9 | 0.49735
74439 | 4.02 | 0.8 | 365 | 3.6614 | 0.36984 | 4 | 0.031232
74440 | 7.37 | 0.8 | 365 | 6.7126 | 0.51137 | 7 | 0.22393
74442 | 12.426 | 0.8 | 365 | 11.3175 | 0.7805 | 12 | 0.098034
74443 | 13.395 | 0.8 | 365 | 12.2001 | 0.55696 | 12 | 0.75705
74444 | 7.68 | 0.8 | 365 | 6.9949 | 0.079689 | 7 | 0.074593
74445 | 10.56 | 0.8 | 365 | 9.618 | 0.35957 | 9 | 0.97757
74441 | 7.68 | 0.8 | 365 | 6.9949 | 0.079689 | 7 | 0.074593
74446 | 7.98 | 0.8 | 365 | 7.2681 | 0.62968 | 7 | 0.89782
74333 | 6.03 | 0.8 | 365 | 5.4921 | 0.054756 | 5 | 0.54685
74447 | 11 | 0.8 | 365 | 10.0187 | 0.16622 | 10 | 0.18496
74449 | 10.545 | 0.8 | 365 | 9.6043 | 0.33207 | 9 | 0.9364
74454 | 3.08 | 0.8 | 365 | 2.8052 | 0.64654 | 3 | 0.45179
74457 | 11.16 | 0.8 | 365 | 10.1645 | 0.45955 | 10 | 0.62402
73849 | 14.4 | 0.8 | 365 | 13.1154 | 0.39942 | 13 | 0.51486
74462 | 8.64 | 0.8 | 365 | 7.8693 | 0.83965 | 8 | 0.70892
74468 | 7.2 | 1 | 365 | 8.1972 | 0.49964 | 8 | 0.69679
74456 | 2.24 | 0.8 | 365 | 2.0402 | 0.10658 | 2 | 0.14676
74455 | 4.32 | 0.8 | 365 | 3.9346 | 0.91982 | 4 | 0.85446
74469 | 5.32 | 0.8 | 365 | 4.8454 | 0.75312 | 5 | 0.59855
74470 | 7.84 | 0.8 | 365 | 7.1406 | 0.37302 | 7 | 0.51365
74471 | 3.36 | 0.8 | 365 | 3.0603 | 0.15986 | 3 | 0.22013
74472 | 20.16 | 0.8 | 365 | 18.3616 | 0.95918 | 19 | 0.32081
74473 | 9.24 | 0.8 | 365 | 8.4157 | 0.93963 | 9 | 0.35537
74474 | 4.76 | 0.8 | 365 | 4.3354 | 0.72647 | 5 | 0.061857
74475 | 2.28 | 0.8 | 365 | 2.0766 | 0.17991 | 2 | 0.25652
74476 | 2.16 | 0.8 | 365 | 1.9673 | 0.95991 | 2 | 0.92723
74477 | 13.475 | 0.8 | 365 | 12.273 | 0.70362 | 12 | 0.97658
74478 | 10.08 | 0.8 | 365 | 9.1808 | 0.47959 | 9 | 0.6604
74479 | 9.69 | 0.8 | 365 | 8.8256 | 0.76461 | 9 | 0.59021
74480 | 6.09 | 0.8 | 365 | 5.5467 | 0.16475 | 5 | 0.71149
74481 | 7.56 | 0.8 | 365 | 6.8856 | 0.85969 | 7 | 0.7453
35624 | 1254 | 0.9 | 365 | 1284.9039 | 0.31782 | 1285 | 0.22169
74483 | 7.2 | 0.8 | 365 | 6.5577 | 0.19971 | 6 | 0.75743
72736 | 7.2 | 0.8 | 365 | 6.5577 | 0.19971 | 6 | 0.75743
74484 | 11.375 | 0.8 | 365 | 10.3603 | 0.85371 | 11 | 0.214
74485 | 24.9 | 0.8 | 365 | 22.6788 | 0.64899 | 23 | 0.32778
74487 | 15.12 | 0.8 | 365 | 13.7712 | 0.71939 | 14 | 0.49061
74492 | 7.521 | 0.8 | 365 | 6.8501 | 0.7882 | 7 | 0.63828
74491 | 7.84 | 0.8 | 365 | 7.1406 | 0.37302 | 7 | 0.51365
74493 | 9.18 | 0.8 | 365 | 8.3611 | 0.82963 | 9 | 0.19072
74494 | 3.575 | 0.8 | 365 | 3.2561 | 0.55402 | 3 | 0.81011
74495 | 4.928 | 1 | 365 | 5.6105 | 0.29308 | 5 | 0.90358
74496 | 12 | 0.8 | 365 | 10.9295 | 0.99951 | 11 | 0.92905
74488 | 10.44 | 0.8 | 365 | 9.5087 | 0.13958 | 9 | 0.64828
74498 | 12.35 | 0.8 | 365 | 11.2483 | 0.64117 | 11 | 0.88948
74499 | 8.58 | 0.8 | 365 | 7.8146 | 0.72965 | 8 | 0.54427
74500 | 4.8 | 0.8 | 365 | 4.3718 | 0.79981 | 5 | 0.17162
74501 | 5.4 | 0.8 | 365 | 4.9183 | 0.89978 | 5 | 0.81807
74504 | 5.04 | 0.8 | 365 | 4.5904 | 0.2398 | 4 | 0.8302
74448 | 9.01 | 0.8 | 365 | 8.2063 | 0.51797 | 8 | 0.72423
74508 | 4.41 | 0.8 | 365 | 4.0166 | 0.084821 | 4 | 0.10143
73519 | 12.6 | 0.8 | 365 | 11.476 | 0.099489 | 11 | 0.5755
74195 | 5.695 | 0.8 | 365 | 5.187 | 0.4406 | 5 | 0.62758
74509 | 8.12 | 0.8 | 365 | 7.3957 | 0.88634 | 8 | 0.28199
74505 | 8.4 | 0.8 | 365 | 7.6507 | 0.39966 | 8 | 0.050337
74506 | 4.48 | 0.8 | 365 | 4.0804 | 0.21315 | 4 | 0.29351
74507 | 5.8 | 0.8 | 365 | 5.2826 | 0.6331 | 5 | 0.91571
74353 | 5.98 | 0.8 | 365 | 5.4466 | 0.96309 | 6 | 0.40964
74356 | 6.5 | 0.8 | 365 | 5.9202 | 0.9164 | 6 | 0.83657
74387 | 9.75 | 0.8 | 365 | 8.8803 | 0.8746 | 9 | 0.75485
74399 | 4.225 | 0.8 | 365 | 3.8481 | 0.74566 | 4 | 0.59377
74406 | 5.2 | 0.8 | 365 | 4.7361 | 0.53312 | 5 | 0.26926
74415 | 12.3 | 0.8 | 365 | 11.2028 | 0.5495 | 11 | 0.75228
74417 | 10.075 | 0.8 | 365 | 9.1763 | 0.47042 | 9 | 0.64668
74421 | 11.7 | 0.8 | 365 | 10.6563 | 0.44953 | 11 | 0.10583
74422 | 9.6 | 0.8 | 365 | 8.7436 | 0.59961 | 9 | 0.34324
74426 | 5.4 | 0.8 | 365 | 4.9183 | 0.89978 | 5 | 0.81807
74429 | 7.15 | 0.8 | 365 | 6.5122 | 0.10804 | 6 | 0.62023
74431 | 10.725 | 0.8 | 365 | 9.7683 | 0.66207 | 10 | 0.43034
74432 | 5.85 | 0.8 | 365 | 5.3282 | 0.72476 | 6 | 0.052913
74435 | 10.66 | 1 | 365 | 12.1363 | 0.42863 | 12 | 0.56497
74437 | 6.825 | 0.8 | 365 | 6.2162 | 0.51222 | 6 | 0.7284
74451 | 7.2 | 0.8 | 365 | 6.5577 | 0.19971 | 6 | 0.75743
74453 | 10.2 | 0.8 | 365 | 9.2901 | 0.69959 | 9 | 0.98969
74461 | 6.9 | 0.8 | 365 | 6.2845 | 0.64972 | 6 | 0.9342
74463 | 13.325 | 0.8 | 365 | 12.1363 | 0.42863 | 12 | 0.56497
74466 | 14 | 0.8 | 365 | 12.7511 | 0.6661 | 13 | 0.41723
74467 | 10.5 | 0.8 | 365 | 9.5633 | 0.24957 | 9 | 0.81292
74510 | 8.45 | 0.8 | 365 | 7.6962 | 0.49132 | 8 | 0.18754
74511 | 4.225 | 0.8 | 365 | 3.8481 | 0.74566 | 4 | 0.59377
74513 | 8.45 | 0.8 | 365 | 7.6962 | 0.49132 | 8 | 0.18754
63105 | 24.64 | 0.8 | 365 | 22.442 | 0.17233 | 22 | 0.61432
74375 | 11.55 | 0.8 | 365 | 10.5197 | 0.17453 | 10 | 0.69421
74377 | 5.83 | 0.8 | 365 | 5.3099 | 0.6881 | 5 | 0.99803
74344 | 4.2 | 0.8 | 365 | 3.8253 | 0.69983 | 4 | 0.52517
74378 | 8.19 | 0.8 | 365 | 7.4594 | 0.014668 | 7 | 0.47408
74259 | 2.52 | 0.8 | 365 | 2.2952 | 0.6199 | 2 | 0.9151
74438 | 10.325 | 0.8 | 365 | 9.404 | 0.92875 | 10 | 0.33271
74373 | 14.03 | 0.8 | 365 | 12.7785 | 0.7211 | 13 | 0.49955
74433 | 12.8 | 0.8 | 365 | 11.6582 | 0.46615 | 12 | 0.12432
74503 | 6.72 | 0.8 | 365 | 6.1205 | 0.31973 | 6 | 0.44027
45625 | 4.94 | 1 | 365 | 5.6242 | 0.32058 | 5 | 0.94474
65095 | 23.36 | 0.8 | 365 | 21.2762 | 0.82572 | 22 | 0.10189
74517 | 7.2 | 0.8 | 365 | 6.5577 | 0.19971 | 6 | 0.75743
74518 | 11.4 | 0.8 | 365 | 10.3831 | 0.89954 | 11 | 0.2826
74519 | 12 | 0.8 | 365 | 10.9295 | 0.99951 | 11 | 0.92905
74520 | 4.93 | 0.8 | 365 | 4.4902 | 0.038134 | 4 | 0.52835
74523 | 10.08 | 0.8 | 365 | 9.1808 | 0.47959 | 9 | 0.6604
74524 | 9.75 | 0.8 | 365 | 8.8803 | 0.8746 | 9 | 0.75485
73975 | 9.28 | 0.8 | 365 | 8.4522 | 0.012957 | 8 | 0.46513
74525 | 4.48 | 0.8 | 365 | 4.0804 | 0.21315 | 4 | 0.29351
74526 | 11.385 | 0.8 | 365 | 10.3694 | 0.87204 | 11 | 0.24144
73248 | 7.02 | 0.8 | 365 | 6.3938 | 0.86972 | 7 | 0.2635
74063 | 7.5 | 0.8 | 365 | 6.831 | 0.7497 | 7 | 0.58066
74045 | 9.9 | 0.8 | 365 | 9.0169 | 0.1496 | 9 | 0.16647
51583 | 156 | 0.7 | 365 | 124.3235 | 0.24447 | 124 | 0.56797
2868 | 2255.4 | 0.9 | 365 | 2310.9826 | 0.65965 | 2311 | 0.64227
26426 | 2597.76 | 1 | 365 | 2957.5331 | 0.06838 | 2957 | 0.60151
74529 | 10.395 | 0.8 | 365 | 9.4677 | 0.057079 | 9 | 0.52479
74528 | 7.705 | 0.8 | 365 | 7.0177 | 0.12552 | 7 | 0.1432
74531 | 6.84 | 0.8 | 365 | 6.2298 | 0.53972 | 6 | 0.76956
74533 | 7.245 | 0.8 | 365 | 6.5987 | 0.28221 | 6 | 0.88092
74534 | 5.11 | 0.8 | 365 | 4.6542 | 0.36813 | 5 | 0.022288
74543 | 13.44 | 0.8 | 365 | 12.2411 | 0.63946 | 12 | 0.88054
73609 | 4.2 | 0.8 | 365 | 3.8253 | 0.69983 | 4 | 0.52517
72794 | 4.35 | 0.8 | 365 | 3.962 | 0.97482 | 4 | 0.93678
35473 | 5867.19 | 0.8 | 365 | 5343.8066 | 0.27718 | 5344 | 0.083794
74546 | 9.72 | 0.8 | 365 | 8.8529 | 0.81961 | 9 | 0.67253
74068 | 8.55 | 0.8 | 365 | 7.7873 | 0.67465 | 8 | 0.46195
74535 | 10.15 | 0.8 | 365 | 9.2446 | 0.60792 | 9 | 0.85249
74537 | 10.26 | 0.8 | 365 | 9.3448 | 0.80958 | 10 | 0.15434
74547 | 6.44 | 0.8 | 365 | 5.8655 | 0.80641 | 6 | 0.67192
36675 | 4.345 | 1 | 365 | 4.9468 | 0.95707 | 5 | 0.90383
74542 | 3.92 | 0.8 | 365 | 3.5703 | 0.18651 | 3 | 0.75682
74540 | 3.92 | 0.8 | 365 | 3.5703 | 0.18651 | 3 | 0.75682
74538 | 6.27 | 0.8 | 365 | 5.7107 | 0.49475 | 6 | 0.20543
74548 | 19.88 | 0.8 | 365 | 18.1066 | 0.44586 | 18 | 0.55246
74551 | 8.525 | 0.8 | 365 | 7.7645 | 0.62882 | 8 | 0.39335
74549 | 5.88 | 0.8 | 365 | 5.3555 | 0.77976 | 6 | 0.13524
74552 | 10.725 | 0.8 | 365 | 9.7683 | 0.66207 | 10 | 0.43034
74553 | 4.25 | 0.8 | 365 | 3.8709 | 0.79149 | 4 | 0.66237
74536 | 5.76 | 0.8 | 365 | 5.2462 | 0.55977 | 5 | 0.80595
74554 | 19.215 | 0.8 | 365 | 17.5009 | 0.22672 | 17 | 0.72764
74555 | 12.9 | 0.8 | 365 | 11.7493 | 0.64948 | 12 | 0.39873
74556 | 9 | 0.8 | 365 | 8.1972 | 0.49964 | 8 | 0.69679
64886 | 60.32 | 0.7 | 365 | 48.0718 | 0.76119 | 48 | 0.83295
74557 | 5.695 | 0.8 | 365 | 5.187 | 0.4406 | 5 | 0.62758
74559 | 8.67 | 0.8 | 365 | 7.8966 | 0.89465 | 8 | 0.79124
74560 | 7.905 | 0.8 | 365 | 7.1998 | 0.49218 | 7 | 0.69201
74562 | 8.41 | 0.8 | 365 | 7.6598 | 0.41799 | 8 | 0.077777
74561 | 7.395 | 0.8 | 365 | 6.7353 | 0.5572 | 7 | 0.29253
74563 | 7.695 | 0.8 | 365 | 7.0086 | 0.10719 | 7 | 0.11575
74564 | 10.15 | 0.8 | 365 | 9.2446 | 0.60792 | 9 | 0.85249
74566 | 5.13 | 0.8 | 365 | 4.6724 | 0.40479 | 5 | 0.07717
74565 | 7.7 | 0.8 | 365 | 7.0131 | 0.11635 | 7 | 0.12948
74567 | 4.8 | 0.8 | 365 | 4.3718 | 0.79981 | 5 | 0.17162
74568 | 7.125 | 0.8 | 365 | 6.4894 | 0.062211 | 6 | 0.55162
74569 | 7.32 | 0.8 | 365 | 6.667 | 0.4197 | 7 | 0.086722
74570 | 4.845 | 0.8 | 365 | 4.4128 | 0.8823 | 5 | 0.2951
74572 | 8.835 | 0.8 | 365 | 8.0469 | 0.19714 | 8 | 0.24401
74571 | 9.135 | 0.8 | 365 | 8.3201 | 0.74713 | 9 | 0.067241
74573 | 7.25 | 0.8 | 365 | 6.6033 | 0.29137 | 6 | 0.89464
74574 | 10.23 | 0.8 | 365 | 9.3174 | 0.75459 | 10 | 0.072017
74576 | 13.325 | 0.8 | 365 | 12.1363 | 0.42863 | 12 | 0.56497
74578 | 6.365 | 0.8 | 365 | 5.7972 | 0.66891 | 6 | 0.46612
74579 | 5.12 | 0.8 | 365 | 4.6633 | 0.38646 | 5 | 0.049729
74582 | 6.12 | 0.8 | 365 | 5.5741 | 0.21975 | 5 | 0.79382
74586 | 3.85 | 0.8 | 365 | 3.5066 | 0.058177 | 3 | 0.56474
74589 | 11.39 | 0.8 | 365 | 10.374 | 0.8812 | 11 | 0.25516
74592 | 9.6 | 0.8 | 365 | 8.7436 | 0.59961 | 9 | 0.34324
61072 | 510.3 | 0.8 | 365 | 464.7786 | 0.52932 | 465 | 0.30794
74609 | 1.98 | 0.8 | 365 | 1.8034 | 0.62992 | 2 | 0.43329
74611 | 8.12 | 0.8 | 365 | 7.3957 | 0.88634 | 8 | 0.28199
74612 | 11.055 | 0.8 | 365 | 10.0688 | 0.26705 | 10 | 0.33589
74613 | 5.4 | 0.8 | 365 | 4.9183 | 0.89978 | 5 | 0.81807
74614 | 7.59 | 0.8 | 365 | 6.9129 | 0.91469 | 7 | 0.82763
74615 | 6.6 | 0.8 | 365 | 6.0112 | 0.099732 | 6 | 0.11098
74617 | 3.08 | 0.8 | 365 | 2.8052 | 0.64654 | 3 | 0.45179
74618 | 5.67 | 0.8 | 365 | 5.1642 | 0.39477 | 5 | 0.55898
74619 | 11.04 | 0.8 | 365 | 10.0552 | 0.23955 | 10 | 0.29473
74608 | 8.28 | 0.8 | 365 | 7.5414 | 0.17966 | 7 | 0.72105
74621 | 7.56 | 0.8 | 365 | 6.8856 | 0.85969 | 7 | 0.7453
74622 | 6.96 | 0.8 | 365 | 6.3391 | 0.75972 | 7 | 0.09885
71206 | 12.8 | 0.8 | 365 | 11.6582 | 0.46615 | 12 | 0.12432
74630 | 9.6 | 1 | 365 | 10.9295 | 0.99951 | 11 | 0.92905
74636 | 7.905 | 0.8 | 365 | 7.1998 | 0.49218 | 7 | 0.69201
74516 | 6 | 0.8 | 365 | 5.4648 | 0.99976 | 6 | 0.46453
74527 | 8.45 | 0.8 | 365 | 7.6962 | 0.49132 | 8 | 0.18754
63161 | 307.2 | 0.9 | 365 | 314.7707 | 0.58599 | 315 | 0.3567
63118 | 2784.6 | 0.8 | 365 | 2536.1994 | 0.98713 | 2537 | 0.18655
74558 | 13.8 | 0.8 | 365 | 12.569 | 0.29944 | 12 | 0.86841
74580 | 3.92 | 0.8 | 365 | 3.5703 | 0.18651 | 3 | 0.75682
74581 | 9.625 | 0.8 | 365 | 8.7664 | 0.64544 | 9 | 0.41184
74584 | 5.46 | 0.8 | 365 | 4.9729 | 0.0097787 | 4 | 0.98272
74585 | 5.04 | 0.8 | 365 | 4.5904 | 0.2398 | 4 | 0.8302
74587 | 2.28 | 0.8 | 365 | 2.0766 | 0.17991 | 2 | 0.25652
74588 | 12.6 | 0.8 | 365 | 11.476 | 0.099489 | 11 | 0.5755
74590 | 5.415 | 0.8 | 365 | 4.932 | 0.92728 | 5 | 0.85923
74591 | 6.27 | 0.8 | 365 | 5.7107 | 0.49475 | 6 | 0.20543
74594 | 2.32 | 0.8 | 365 | 2.113 | 0.25324 | 2 | 0.36628
74596 | 5.415 | 0.8 | 365 | 4.932 | 0.92728 | 5 | 0.85923
74597 | 3.99 | 0.8 | 365 | 3.6341 | 0.31484 | 3 | 0.94891
74598 | 3.64 | 0.8 | 365 | 3.3153 | 0.67319 | 3 | 0.98848
74599 | 7.41 | 0.8 | 365 | 6.749 | 0.5847 | 7 | 0.33369
74600 | 11.505 | 0.8 | 365 | 10.4787 | 0.092034 | 10 | 0.57073
74601 | 2.565 | 0.8 | 365 | 2.3362 | 0.7024 | 3 | 0.038585
74602 | 7.98 | 0.8 | 365 | 7.2681 | 0.62968 | 7 | 0.89782
74603 | 9.24 | 0.8 | 365 | 8.4157 | 0.93963 | 9 | 0.35537
74604 | 3.99 | 0.8 | 365 | 3.6341 | 0.31484 | 3 | 0.94891
74605 | 4.56 | 0.8 | 365 | 4.1532 | 0.35982 | 4 | 0.51304
74606 | 6.72 | 0.8 | 365 | 6.1205 | 0.31973 | 6 | 0.44027
74629 | 4.55 | 0.8 | 365 | 4.1441 | 0.34148 | 4 | 0.4856
48630 | 514.56 | 0.65 | 365 | 380.7851 | 0.46305 | 381 | 0.24818
17457 | 4127.76 | 0.8 | 365 | 3759.5427 | 0.39269 | 3759 | 0.93536
74502 | 7.84 | 0.8 | 365 | 7.1406 | 0.37302 | 7 | 0.51365
74355 | 3.975 | 0.8 | 365 | 3.6204 | 0.28734 | 3 | 0.90775
74364 | 10.5 | 0.8 | 365 | 9.5633 | 0.24957 | 9 | 0.81292
63100 | 48.16 | 0.7 | 365 | 38.3809 | 0.25496 | 38 | 0.63585
74610 | 82.5 | 0.6 | 365 | 56.3554 | 0.43499 | 56 | 0.79043
74642 | 3.42 | 0.8 | 365 | 3.1149 | 0.26986 | 3 | 0.38478
74644 | 6.09 | 0.8 | 365 | 5.5467 | 0.16475 | 5 | 0.71149
74646 | 12.04 | 0.8 | 365 | 10.966 | 0.072845 | 11 | 0.038816
74648 | 13 | 0.8 | 365 | 11.8403 | 0.83281 | 12 | 0.67314
74651 | 8.82 | 0.8 | 365 | 8.0332 | 0.16964 | 8 | 0.20285
74652 | 6 | 0.8 | 365 | 5.4648 | 0.99976 | 6 | 0.46453
74653 | 10.4 | 0.8 | 365 | 9.4723 | 0.066245 | 9 | 0.53851
74654 | 5.67 | 0.8 | 365 | 5.1642 | 0.39477 | 5 | 0.55898
34019 | 61.2 | 0.9 | 365 | 62.7082 | 0.22221 | 62 | 0.93044
34025 | 45.9 | 0.9 | 365 | 47.0312 | 0.66666 | 47 | 0.69783
34024 | 42.84 | 0.9 | 365 | 43.8958 | 0.35555 | 44 | 0.25131
74053 | 10.64 | 0.8 | 365 | 9.6909 | 0.50624 | 10 | 0.19709
74374 | 7.28 | 0.8 | 365 | 6.6306 | 0.34637 | 6 | 0.97696
74362 | 9.24 | 0.8 | 365 | 8.4157 | 0.93963 | 9 | 0.35537
74359 | 4.62 | 0.8 | 365 | 4.2079 | 0.46981 | 4 | 0.67769
74358 | 7.28 | 0.8 | 365 | 6.6306 | 0.34637 | 6 | 0.97696
74657 | 3.6 | 0.8 | 365 | 3.2789 | 0.59985 | 3 | 0.87872
74659 | 8.7 | 0.8 | 365 | 7.9239 | 0.94965 | 8 | 0.87356
74663 | 13.325 | 0.8 | 365 | 12.1363 | 0.42863 | 12 | 0.56497
74665 | 5.1 | 0.8 | 365 | 4.6451 | 0.34979 | 4 | 0.99485
73100 | 6.36 | 0.8 | 365 | 5.7927 | 0.65974 | 6 | 0.4524
73036 | 11.73 | 0.8 | 365 | 10.6836 | 0.50452 | 11 | 0.18815
73400 | 4.59 | 0.8 | 365 | 4.1805 | 0.41481 | 4 | 0.59536
73505 | 12.375 | 0.8 | 365 | 11.2711 | 0.687 | 11 | 0.95809
73562 | 10.8 | 0.8 | 365 | 9.8366 | 0.79956 | 10 | 0.63615
62849 | 118.4 | 0.9 | 365 | 121.3179 | 0.1946 | 121 | 0.51248
74670 | 7.56 | 0.8 | 365 | 6.8856 | 0.85969 | 7 | 0.7453
74673 | 10.72 | 0.8 | 365 | 9.7637 | 0.6529 | 10 | 0.41662
74490 | 12.69 | 0.8 | 365 | 11.558 | 0.26449 | 11 | 0.82247
74489 | 9.9 | 0.8 | 365 | 9.0169 | 0.1496 | 9 | 0.16647
74675 | 7.36 | 0.8 | 365 | 6.7035 | 0.49304 | 7 | 0.19649
74677 | 12.1 | 0.8 | 365 | 11.0206 | 0.18284 | 11 | 0.20346
74680 | 5.28 | 0.8 | 365 | 4.809 | 0.67979 | 5 | 0.48878
74681 | 10.88 | 0.8 | 365 | 9.9094 | 0.94623 | 10 | 0.85567
74682 | 8.4 | 0.8 | 365 | 7.6507 | 0.39966 | 8 | 0.050337
73365 | 21.3 | 0.8 | 365 | 19.3999 | 0.049137 | 19 | 0.44907
74683 | 8.54 | 0.8 | 365 | 7.7782 | 0.65632 | 8 | 0.43451
73360 | 12.375 | 0.8 | 365 | 11.2711 | 0.687 | 11 | 0.95809
74685 | 8.32 | 0.8 | 365 | 7.5778 | 0.253 | 7 | 0.83081
74686 | 5.97 | 0.8 | 365 | 5.4374 | 0.94476 | 6 | 0.3822
74687 | 12.6 | 0.8 | 365 | 11.476 | 0.099489 | 11 | 0.5755
74688 | 9.315 | 0.8 | 365 | 8.4841 | 0.077122 | 8 | 0.56118
74684 | 5.85 | 0.8 | 365 | 5.3282 | 0.72476 | 6 | 0.052913
74689 | 4.86 | 0.8 | 365 | 4.4265 | 0.9098 | 5 | 0.33627
74690 | 6.21 | 0.8 | 365 | 5.656 | 0.38475 | 6 | 0.040784
74486 | 3.3 | 0.8 | 365 | 3.0056 | 0.049866 | 3 | 0.055489
74691 | 8.1 | 0.8 | 365 | 7.3774 | 0.84967 | 8 | 0.22711
74403 | 11.88 | 0.8 | 365 | 10.8202 | 0.77952 | 11 | 0.59976
74655 | 6.93 | 0.8 | 365 | 6.3118 | 0.70472 | 7 | 0.016528
74656 | 7 | 0.8 | 365 | 6.3756 | 0.83305 | 7 | 0.20861
74678 | 9.28 | 0.8 | 365 | 8.4522 | 0.012957 | 8 | 0.46513
73132 | 29.61 | 0.6 | 365 | 20.2265 | 0.71285 | 20 | 0.93933
74532 | 6.27 | 0.8 | 365 | 5.7107 | 0.49475 | 6 | 0.20543
74593 | 8.265 | 0.8 | 365 | 7.5277 | 0.15216 | 7 | 0.67988
74583 | 11.76 | 0.8 | 365 | 10.7109 | 0.55952 | 11 | 0.27047
74640 | 7.98 | 0.8 | 365 | 7.2681 | 0.62968 | 7 | 0.89782
74539 | 8.64 | 0.8 | 365 | 7.8693 | 0.83965 | 8 | 0.70892
74430 | 4.69 | 0.8 | 365 | 4.2716 | 0.59814 | 4 | 0.86977
74550 | 7.975 | 0.8 | 365 | 7.2636 | 0.62051 | 7 | 0.8841
34818 | 646.38 | 0.65 | 365 | 478.3347 | 0.81559 | 479 | 0.15026
60831 | 1419.84 | 0.8 | 365 | 1293.183 | 0.98245 | 1294 | 0.16545
73550 | 4.8 | 0.8 | 365 | 4.3718 | 0.79981 | 5 | 0.17162
70073 | 7.2 | 0.8 | 365 | 6.5577 | 0.19971 | 6 | 0.75743
73347 | 5.46 | 0.8 | 365 | 4.9729 | 0.0097787 | 4 | 0.98272
71078 | 7.8 | 0.8 | 365 | 7.1042 | 0.29968 | 7 | 0.40388
73345 | 5.46 | 0.8 | 365 | 4.9729 | 0.0097787 | 4 | 0.98272
34022 | 116.28 | 0.9 | 365 | 119.1456 | 0.8222 | 119 | 0.96783
74464 | 5.4 | 0.8 | 365 | 4.9183 | 0.89978 | 5 | 0.81807
74693 | 14.4 | 0.8 | 365 | 13.1154 | 0.39942 | 13 | 0.51486
74694 | 6.1 | 0.8 | 365 | 5.5558 | 0.18309 | 5 | 0.73893
74695 | 9.25 | 0.8 | 365 | 8.4249 | 0.95796 | 9 | 0.38281
74696 | 6.625 | 0.8 | 365 | 6.034 | 0.14556 | 6 | 0.17958
74707 | 5.76 | 0.8 | 365 | 5.2462 | 0.55977 | 5 | 0.80595
26502 | 230.208 | 0.9 | 365 | 235.8813 | 0.7935 | 236 | 0.6748
74710 | 5.5 | 0.8 | 365 | 5.0094 | 0.08311 | 5 | 0.092482
74711 | 11.375 | 0.8 | 365 | 10.3603 | 0.85371 | 11 | 0.214
74708 | 7.26 | 0.8 | 365 | 6.6124 | 0.30971 | 6 | 0.92208
74712 | 6.27 | 0.8 | 365 | 5.7107 | 0.49475 | 6 | 0.20543
74713 | 7.93 | 0.8 | 365 | 7.2226 | 0.53801 | 7 | 0.76062
74714 | 12.395 | 0.8 | 365 | 11.2893 | 0.72366 | 12 | 0.012967
58520 | 646 | 0.7 | 365 | 514.8268 | 0.26876 | 515 | 0.095561
74715 | 5.94 | 0.8 | 365 | 5.4101 | 0.88976 | 6 | 0.29988
74717 | 13.395 | 0.8 | 365 | 12.2001 | 0.55696 | 12 | 0.75705
74720 | 6.9 | 0.8 | 365 | 6.2845 | 0.64972 | 6 | 0.9342
74723 | 4.55 | 0.8 | 365 | 4.1441 | 0.34148 | 4 | 0.4856
33928 | 57.12 | 0.9 | 365 | 58.5277 | 0.8074 | 59 | 0.33507
74724 | 10.725 | 0.8 | 365 | 9.7683 | 0.66207 | 10 | 0.43034
74727 | 9.75 | 0.8 | 365 | 8.8803 | 0.8746 | 9 | 0.75485
74729 | 6.6 | 0.8 | 365 | 6.0112 | 0.099732 | 6 | 0.11098
74730 | 8.829 | 0.8 | 365 | 8.0414 | 0.18614 | 8 | 0.22755
74327 | 4.16 | 0.8 | 365 | 3.7889 | 0.6265 | 4 | 0.4154
74731 | 12.96 | 0.8 | 365 | 11.8039 | 0.75947 | 12 | 0.56338
74733 | 2.2 | 0.8 | 365 | 2.0037 | 0.033244 | 2 | 0.036993
74734 | 5.04 | 0.8 | 365 | 4.5904 | 0.2398 | 4 | 0.8302
74739 | 8.54 | 0.8 | 365 | 7.7782 | 0.65632 | 8 | 0.43451
74740 | 7.625 | 0.8 | 365 | 6.9448 | 0.97886 | 7 | 0.92367
74742 | 4.8 | 0.8 | 365 | 4.3718 | 0.79981 | 5 | 0.17162
74750 | 9.8 | 0.8 | 365 | 8.9258 | 0.96627 | 9 | 0.89206
65252 | 51.24 | 0.7 | 365 | 40.8355 | 0.19568 | 41 | 0.031171
74754 | 6.9 | 0.8 | 365 | 6.2845 | 0.64972 | 6 | 0.9342
74755 | 4.725 | 0.8 | 365 | 4.3035 | 0.66231 | 4 | 0.96581
74756 | 8.55 | 0.8 | 365 | 7.7873 | 0.67465 | 8 | 0.46195
74757 | 6.4 | 0.8 | 365 | 5.8291 | 0.73307 | 6 | 0.56216
74758 | 3.84 | 0.8 | 365 | 3.4975 | 0.039844 | 3 | 0.5373
74759 | 5.4 | 0.8 | 365 | 4.9183 | 0.89978 | 5 | 0.81807
32466 | 681.39 | 1 | 365 | 775.7582 | 0.48423 | 776 | 0.24238
74762 | 8.28 | 0.8 | 365 | 7.5414 | 0.17966 | 7 | 0.72105
74763 | 11.2 | 0.8 | 365 | 10.2009 | 0.53288 | 10 | 0.73378
74760 | 3.08 | 0.8 | 365 | 2.8052 | 0.64654 | 3 | 0.45179
74770 | 7.7 | 0.8 | 365 | 7.0131 | 0.11635 | 7 | 0.12948
74641 | 3.92 | 0.8 | 365 | 3.5703 | 0.18651 | 3 | 0.75682
74771 | 5.4 | 0.8 | 365 | 4.9183 | 0.89978 | 5 | 0.81807
74721 | 6.72 | 0.8 | 365 | 6.1205 | 0.31973 | 6 | 0.44027
74702 | 8.12 | 0.8 | 365 | 7.3957 | 0.88634 | 8 | 0.28199
74772 | 12 | 0.8 | 365 | 10.9295 | 0.99951 | 11 | 0.92905
74773 | 8.502 | 0.8 | 365 | 7.7436 | 0.58666 | 8 | 0.33023
74623 | 6.72 | 0.8 | 365 | 6.1205 | 0.31973 | 6 | 0.44027
74774 | 9.72 | 0.8 | 365 | 8.8529 | 0.81961 | 9 | 0.67253
74775 | 7.92 | 0.8 | 365 | 7.2135 | 0.51968 | 7 | 0.73317
74776 | 13.475 | 0.8 | 365 | 12.273 | 0.70362 | 12 | 0.97658
74544 | 26.5 | 0.6 | 365 | 18.102 | 0.43669 | 18 | 0.53874
74638 | 3.36 | 0.8 | 365 | 3.0603 | 0.15986 | 3 | 0.22013
74778 | 10.56 | 0.8 | 365 | 9.618 | 0.35957 | 9 | 0.97757
74697 | 10.92 | 0.8 | 365 | 9.9459 | 0.019557 | 9 | 0.96544
74779 | 9.92 | 0.8 | 365 | 9.0351 | 0.18626 | 9 | 0.22135
74780 | 5.36 | 0.8 | 365 | 4.8819 | 0.82645 | 5 | 0.70831
74704 | 2.565 | 0.8 | 365 | 2.3362 | 0.7024 | 3 | 0.038585
74624 | 8.4 | 0.8 | 365 | 7.6507 | 0.39966 | 8 | 0.050337
74703 | 7.41 | 0.8 | 365 | 6.749 | 0.5847 | 7 | 0.33369
74625 | 15.12 | 0.8 | 365 | 13.7712 | 0.71939 | 14 | 0.49061
74709 | 9.52 | 0.8 | 365 | 8.6708 | 0.45295 | 9 | 0.12371
74671 | 4.86 | 0.8 | 365 | 4.4265 | 0.9098 | 5 | 0.33627
74700 | 4.2 | 0.8 | 365 | 3.8253 | 0.69983 | 4 | 0.52517
74698 | 7.56 | 0.8 | 365 | 6.8856 | 0.85969 | 7 | 0.7453
74643 | 3.64 | 0.8 | 365 | 3.3153 | 0.67319 | 3 | 0.98848
74645 | 6.44 | 0.8 | 365 | 5.8655 | 0.80641 | 6 | 0.67192
74667 | 5.6 | 0.8 | 365 | 5.1005 | 0.26644 | 5 | 0.36689
74674 | 6.44 | 0.8 | 365 | 5.8655 | 0.80641 | 6 | 0.67192
74718 | 5.88 | 0.8 | 365 | 5.3555 | 0.77976 | 6 | 0.13524
74699 | 4.275 | 0.8 | 365 | 3.8936 | 0.83733 | 4 | 0.73097
74669 | 7.84 | 0.8 | 365 | 7.1406 | 0.37302 | 7 | 0.51365
74728 | 7.84 | 0.8 | 365 | 7.1406 | 0.37302 | 7 | 0.51365
74786 | 11.2 | 0.8 | 365 | 10.2009 | 0.53288 | 10 | 0.73378
74787 | 6.9 | 0.8 | 365 | 6.2845 | 0.64972 | 6 | 0.9342
74788 | 9.24 | 0.8 | 365 | 8.4157 | 0.93963 | 9 | 0.35537
74794 | 9.12 | 0.8 | 365 | 8.3064 | 0.71963 | 9 | 0.02608
74791 | 4.2 | 0.8 | 365 | 3.8253 | 0.69983 | 4 | 0.52517
74793 | 4.48 | 0.8 | 365 | 4.0804 | 0.21315 | 4 | 0.29351
74795 | 2.24 | 0.8 | 365 | 2.0402 | 0.10658 | 2 | 0.14676
74796 | 3.36 | 0.8 | 365 | 3.0603 | 0.15986 | 3 | 0.22013
74797 | 6.16 | 0.8 | 365 | 5.6105 | 0.29308 | 5 | 0.90358
74803 | 5.4 | 0.8 | 365 | 4.9183 | 0.89978 | 5 | 0.81807
74798 | 5.6 | 0.8 | 365 | 5.1005 | 0.26644 | 5 | 0.36689
74514 | 3.9 | 0.8 | 365 | 3.5521 | 0.14984 | 3 | 0.70194
74701 | 12.9 | 0.8 | 365 | 11.7493 | 0.64948 | 12 | 0.39873
74744 | 13.23 | 0.8 | 365 | 12.0498 | 0.25446 | 12 | 0.30428
74745 | 3.705 | 0.8 | 365 | 3.3745 | 0.79235 | 4 | 0.16684
74747 | 5.4 | 0.8 | 365 | 4.9183 | 0.89978 | 5 | 0.81807
74748 | 5.415 | 0.8 | 365 | 4.932 | 0.92728 | 5 | 0.85923
74749 | 8.12 | 0.8 | 365 | 7.3957 | 0.88634 | 8 | 0.28199
74753 | 11.1 | 0.8 | 365 | 10.1098 | 0.34955 | 10 | 0.45937
74722 | 12.9 | 0.8 | 365 | 11.7493 | 0.64948 | 12 | 0.39873
74746 | 13.395 | 0.8 | 365 | 12.2001 | 0.55696 | 12 | 0.75705
74765 | 14.04 | 0.8 | 365 | 12.7876 | 0.73943 | 13 | 0.52699
74768 | 3.9 | 0.8 | 365 | 3.5521 | 0.14984 | 3 | 0.70194
74769 | 8.125 | 0.8 | 365 | 7.4002 | 0.8955 | 8 | 0.29571
74801 | 4.335 | 0.8 | 365 | 3.9483 | 0.94732 | 4 | 0.89562
74802 | 13.325 | 0.8 | 365 | 12.1363 | 0.42863 | 12 | 0.56497
70833 | 2.52 | 0.8 | 365 | 2.2952 | 0.6199 | 2 | 0.9151
71513 | 3.78 | 0.8 | 365 | 3.4428 | 0.92985 | 4 | 0.37265
35499 | 666.21 | 0.9 | 365 | 682.6282 | 0.027746 | 682 | 0.65598
74818 | 5.98 | 0.8 | 365 | 5.4466 | 0.96309 | 6 | 0.40964
74805 | 5.6 | 0.8 | 365 | 5.1005 | 0.26644 | 5 | 0.36689
74806 | 11.48 | 0.8 | 365 | 10.4559 | 0.046201 | 10 | 0.50213
74807 | 5.88 | 0.8 | 365 | 5.3555 | 0.77976 | 6 | 0.13524
74808 | 7.28 | 0.8 | 365 | 6.6306 | 0.34637 | 6 | 0.97696
74809 | 7.28 | 0.8 | 365 | 6.6306 | 0.34637 | 6 | 0.97696
74810 | 10.89 | 0.8 | 365 | 9.9186 | 0.96456 | 10 | 0.88311
74812 | 5.6 | 0.8 | 365 | 5.1005 | 0.26644 | 5 | 0.36689
74811 | 7.8 | 0.8 | 365 | 7.1042 | 0.29968 | 7 | 0.40388
74813 | 8.68 | 0.8 | 365 | 7.9057 | 0.91298 | 8 | 0.81868
74815 | 7.98 | 0.8 | 365 | 7.2681 | 0.62968 | 7 | 0.89782
74790 | 1.92 | 0.8 | 365 | 1.7487 | 0.51992 | 2 | 0.26865
74817 | 4.8 | 0.8 | 365 | 4.3718 | 0.79981 | 5 | 0.17162
74819 | 8.37 | 0.8 | 365 | 7.6234 | 0.34466 | 7 | 0.96801
74821 | 7.7 | 0.8 | 365 | 7.0131 | 0.11635 | 7 | 0.12948
74827 | 9.36 | 0.8 | 365 | 8.525 | 0.15962 | 8 | 0.68466
74831 | 9.81 | 0.8 | 365 | 8.9349 | 0.9846 | 9 | 0.9195
74832 | 9.76 | 0.8 | 365 | 8.8894 | 0.89294 | 9 | 0.7823
74541 | 10.695 | 0.8 | 365 | 9.741 | 0.60707 | 10 | 0.34802
74834 | 10.22 | 0.8 | 365 | 9.3083 | 0.73625 | 10 | 0.044576
74676 | 12.25 | 0.8 | 365 | 11.1572 | 0.45784 | 11 | 0.61507
74836 | 6.72 | 0.8 | 365 | 6.1205 | 0.31973 | 6 | 0.44027
74838 | 12.06 | 0.8 | 365 | 10.9842 | 0.10951 | 11 | 0.093697
74839 | 6.5 | 0.8 | 365 | 5.9202 | 0.9164 | 6 | 0.83657
74840 | 5.12 | 0.8 | 365 | 4.6633 | 0.38646 | 5 | 0.049729
74841 | 5.51 | 0.8 | 365 | 5.0185 | 0.10144 | 5 | 0.11992
74842 | 6.96 | 0.8 | 365 | 6.3391 | 0.75972 | 7 | 0.09885
74843 | 7.83 | 0.8 | 365 | 7.1315 | 0.35468 | 7 | 0.48621
74844 | 4.48 | 0.8 | 365 | 4.0804 | 0.21315 | 4 | 0.29351
43029 | 440.685 | 0.9 | 365 | 451.5453 | 0.89272 | 452 | 0.43806
74848 | 12.42 | 0.8 | 365 | 11.3121 | 0.7695 | 12 | 0.081569
74852 | 12.18 | 0.8 | 365 | 11.0935 | 0.32951 | 11 | 0.42299
74853 | 11.2 | 0.8 | 365 | 10.2009 | 0.53288 | 10 | 0.73378
74854 | 8.4 | 0.8 | 365 | 7.6507 | 0.39966 | 8 | 0.050337
74858 | 8 | 0.8 | 365 | 7.2864 | 0.66634 | 7 | 0.9527
74860 | 7.68 | 0.8 | 365 | 6.9949 | 0.079689 | 7 | 0.074593
74862 | 24.92 | 0.8 | 365 | 22.697 | 0.68566 | 23 | 0.38266
74868 | 6.4 | 0.8 | 365 | 5.8291 | 0.73307 | 6 | 0.56216
74871 | 8.7 | 0.8 | 365 | 7.9239 | 0.94965 | 8 | 0.87356
74880 | 8.32 | 0.8 | 365 | 7.5778 | 0.253 | 7 | 0.83081
74881 | 6.48 | 0.8 | 365 | 5.902 | 0.87974 | 6 | 0.78169
34206 | 2321.28 | 0.9 | 365 | 2378.4862 | 0.53415 | 2379 | 0.020331
74889 | 11.2 | 0.8 | 365 | 10.2009 | 0.53288 | 10 | 0.73378
74301 | 16.74 | 0.8 | 365 | 15.2467 | 0.68932 | 15 | 0.93603
74894 | 5.11 | 0.8 | 365 | 4.6542 | 0.36813 | 5 | 0.022288
74897 | 8.64 | 0.8 | 365 | 7.8693 | 0.83965 | 8 | 0.70892
74899 | 9.28 | 0.8 | 365 | 8.4522 | 0.012957 | 8 | 0.46513
74901 | 2.7 | 0.8 | 365 | 2.4591 | 0.94989 | 3 | 0.40904
74905 | 8.32 | 0.8 | 365 | 7.5778 | 0.253 | 7 | 0.83081
74869 | 5.6 | 0.8 | 365 | 5.1005 | 0.26644 | 5 | 0.36689
74872 | 3.36 | 0.8 | 365 | 3.0603 | 0.15986 | 3 | 0.22013
74822 | 4.48 | 0.8 | 365 | 4.0804 | 0.21315 | 4 | 0.29351
74915 | 9.9 | 0.8 | 365 | 9.0169 | 0.1496 | 9 | 0.16647
74912 | 2.52 | 0.8 | 365 | 2.2952 | 0.6199 | 2 | 0.9151
73012 | 9.86 | 0.8 | 365 | 8.9804 | 0.076267 | 9 | 0.056705
72900 | 7.28 | 0.8 | 365 | 6.6306 | 0.34637 | 6 | 0.97696
74824 | 3.465 | 0.8 | 365 | 3.1559 | 0.35236 | 3 | 0.50826
72898 | 14.58 | 0.8 | 365 | 13.2794 | 0.72941 | 14 | 0.0087984
74916 | 3.36 | 0.8 | 365 | 3.0603 | 0.15986 | 3 | 0.22013
68548 | 6.21 | 0.8 | 365 | 5.656 | 0.38475 | 6 | 0.040784
74928 | 5.4 | 0.8 | 365 | 4.9183 | 0.89978 | 5 | 0.81807
74931 | 8.54 | 0.8 | 365 | 7.7782 | 0.65632 | 8 | 0.43451
73856 | 9.24 | 0.8 | 365 | 8.4157 | 0.93963 | 9 | 0.35537
74936 | 8.4 | 0.8 | 365 | 7.6507 | 0.39966 | 8 | 0.050337
74937 | 12.6 | 0.8 | 365 | 11.476 | 0.099489 | 11 | 0.5755
74258 | 3.36 | 0.8 | 365 | 3.0603 | 0.15986 | 3 | 0.22013
74939 | 8.32 | 0.8 | 365 | 7.5778 | 0.253 | 7 | 0.83081
74633 | 3.9 | 0.8 | 365 | 3.5521 | 0.14984 | 3 | 0.70194
74577 | 25.11 | 0.6 | 365 | 17.1525 | 0.52549 | 17 | 0.67803
74595 | 5.88 | 0.8 | 365 | 5.3555 | 0.77976 | 6 | 0.13524
74833 | 4.55 | 0.8 | 365 | 4.1441 | 0.34148 | 4 | 0.4856
74835 | 13.325 | 0.8 | 365 | 12.1363 | 0.42863 | 12 | 0.56497
74666 | 2.88 | 0.8 | 365 | 2.6231 | 0.27988 | 2 | 0.90297
74859 | 9 | 0.8 | 365 | 8.1972 | 0.49964 | 8 | 0.69679
74857 | 7.59 | 0.8 | 365 | 6.9129 | 0.91469 | 7 | 0.82763
74876 | 9.75 | 0.8 | 365 | 8.8803 | 0.8746 | 9 | 0.75485
74877 | 3.6 | 0.8 | 365 | 3.2789 | 0.59985 | 3 | 0.87872
74879 | 7.8 | 0.8 | 365 | 7.1042 | 0.29968 | 7 | 0.40388
74883 | 4.5 | 0.8 | 365 | 4.0986 | 0.24982 | 4 | 0.34839
74884 | 6.5 | 0.8 | 365 | 5.9202 | 0.9164 | 6 | 0.83657
74886 | 8.45 | 0.8 | 365 | 7.6962 | 0.49132 | 8 | 0.18754
74887 | 6 | 0.8 | 365 | 5.4648 | 0.99976 | 6 | 0.46453
74888 | 4.32 | 0.8 | 365 | 3.9346 | 0.91982 | 4 | 0.85446
74890 | 7.8 | 0.8 | 365 | 7.1042 | 0.29968 | 7 | 0.40388
74891 | 9.45 | 0.8 | 365 | 8.607 | 0.32462 | 8 | 0.93163
74893 | 6.84 | 0.8 | 365 | 6.2298 | 0.53972 | 6 | 0.76956
74895 | 7.02 | 0.8 | 365 | 6.3938 | 0.86972 | 7 | 0.2635
74896 | 7.8 | 0.8 | 365 | 7.1042 | 0.29968 | 7 | 0.40388
74898 | 5.1 | 0.8 | 365 | 4.6451 | 0.34979 | 4 | 0.99485
74900 | 12.255 | 0.8 | 365 | 11.1618 | 0.467 | 11 | 0.62879
74902 | 6.48 | 0.8 | 365 | 5.902 | 0.87974 | 6 | 0.78169
74903 | 13.395 | 0.8 | 365 | 12.2001 | 0.55696 | 12 | 0.75705
74917 | 9.3 | 0.8 | 365 | 8.4704 | 0.049623 | 8 | 0.52002
74919 | 7.8 | 0.8 | 365 | 7.1042 | 0.29968 | 7 | 0.40388
74662 | 3.92 | 0.8 | 365 | 3.5703 | 0.18651 | 3 | 0.75682
74920 | 4.8 | 0.8 | 365 | 4.3718 | 0.79981 | 5 | 0.17162
74925 | 12.04 | 0.8 | 365 | 10.966 | 0.072845 | 11 | 0.038816
74926 | 4.2 | 0.8 | 365 | 3.8253 | 0.69983 | 4 | 0.52517
74930 | 7.5 | 0.8 | 365 | 6.831 | 0.7497 | 7 | 0.58066
74929 | 4.62 | 0.8 | 365 | 4.2079 | 0.46981 | 4 | 0.67769
74932 | 7.84 | 0.8 | 365 | 7.1406 | 0.37302 | 7 | 0.51365
74938 | 9.3 | 0.8 | 365 | 8.4704 | 0.049623 | 8 | 0.52002
74716 | 2.88 | 0.8 | 365 | 2.6231 | 0.27988 | 2 | 0.90297
74719 | 4.675 | 0.8 | 365 | 4.258 | 0.57064 | 4 | 0.82861
74736 | 9.6 | 0.8 | 365 | 8.7436 | 0.59961 | 9 | 0.34324
74741 | 9.135 | 0.8 | 365 | 8.3201 | 0.74713 | 9 | 0.067241
74804 | 9.8 | 0.8 | 365 | 8.9258 | 0.96627 | 9 | 0.89206
74845 | 7.68 | 0.8 | 365 | 6.9949 | 0.079689 | 7 | 0.074593
74923 | 6.27 | 0.8 | 365 | 5.7107 | 0.49475 | 6 | 0.20543
74941 | 9.425 | 0.8 | 365 | 8.5842 | 0.27878 | 8 | 0.86303
74942 | 7.84 | 0.8 | 365 | 7.1406 | 0.37302 | 7 | 0.51365
74943 | 5.49 | 0.8 | 365 | 5.0003 | 0.064777 | 5 | 0.065041
74944 | 11.025 | 0.8 | 365 | 10.0415 | 0.21205 | 10 | 0.25357
74945 | 13.77 | 0.8 | 365 | 12.5416 | 0.24444 | 12 | 0.78609
74948 | 7.2 | 0.8 | 365 | 6.5577 | 0.19971 | 6 | 0.75743
74950 | 9.75 | 0.8 | 365 | 8.8803 | 0.8746 | 9 | 0.75485
74951 | 5.525 | 0.8 | 365 | 5.0321 | 0.12894 | 5 | 0.16108
74953 | 10.98 | 0.8 | 365 | 10.0005 | 0.12955 | 10 | 0.13008
74959 | 14.7 | 0.8 | 365 | 13.3887 | 0.9494 | 14 | 0.33809
74962 | 10.2 | 0.8 | 365 | 9.2901 | 0.69959 | 9 | 0.98969
74961 | 9.1 | 0.8 | 365 | 8.2882 | 0.68296 | 8 | 0.9712
74963 | 6.72 | 0.8 | 365 | 6.1205 | 0.31973 | 6 | 0.44027
74966 | 9.36 | 0.8 | 365 | 8.525 | 0.15962 | 8 | 0.68466
74968 | 8.4 | 0.8 | 365 | 7.6507 | 0.39966 | 8 | 0.050337
74970 | 10.8 | 0.8 | 365 | 9.8366 | 0.79956 | 10 | 0.63615
72089 | 6.5 | 0.8 | 365 | 5.9202 | 0.9164 | 6 | 0.83657
74971 | 3 | 0.8 | 365 | 2.7324 | 0.49988 | 3 | 0.23226
74934 | 10.92 | 0.8 | 365 | 9.9459 | 0.019557 | 9 | 0.96544
74975 | 12.32 | 0.8 | 365 | 11.221 | 0.58617 | 11 | 0.80716
74978 | 4.76 | 0.8 | 365 | 4.3354 | 0.72647 | 5 | 0.061857
74982 | 19.8 | 0.8 | 365 | 18.0337 | 0.2992 | 18 | 0.33294
74979 | 5.94 | 0.8 | 365 | 5.4101 | 0.88976 | 6 | 0.29988
74984 | 4.2 | 0.8 | 365 | 3.8253 | 0.69983 | 4 | 0.52517
74985 | 3.92 | 0.8 | 365 | 3.5703 | 0.18651 | 3 | 0.75682
74986 | 7.56 | 0.8 | 365 | 6.8856 | 0.85969 | 7 | 0.7453
74145 | 6.6 | 0.8 | 365 | 6.0112 | 0.099732 | 6 | 0.11098
74990 | 7.02 | 0.8 | 365 | 6.3938 | 0.86972 | 7 | 0.2635
74992 | 3.9 | 0.8 | 365 | 3.5521 | 0.14984 | 3 | 0.70194
74993 | 9.625 | 0.8 | 365 | 8.7664 | 0.64544 | 9 | 0.41184
74994 | 7.8 | 0.8 | 365 | 7.1042 | 0.29968 | 7 | 0.40388
74996 | 3.36 | 0.8 | 365 | 3.0603 | 0.15986 | 3 | 0.22013
74997 | 6.5 | 0.8 | 365 | 5.9202 | 0.9164 | 6 | 0.83657
74998 | 10.44 | 0.8 | 365 | 9.5087 | 0.13958 | 9 | 0.64828
74999 | 4.35 | 0.8 | 365 | 3.962 | 0.97482 | 4 | 0.93678
75000 | 3.52 | 0.8 | 365 | 3.206 | 0.45319 | 3 | 0.65919
75002 | 10.175 | 0.8 | 365 | 9.2673 | 0.65375 | 9 | 0.92109
75004 | 4.725 | 0.8 | 365 | 4.3035 | 0.66231 | 4 | 0.96581
75005 | 4.48 | 0.8 | 365 | 4.0804 | 0.21315 | 4 | 0.29351
74960 | 2.24 | 0.8 | 365 | 2.0402 | 0.10658 | 2 | 0.14676
75006 | 4.725 | 0.8 | 365 | 4.3035 | 0.66231 | 4 | 0.96581
75007 | 7.54 | 0.8 | 365 | 6.8674 | 0.82303 | 7 | 0.69042
75009 | 5.225 | 0.8 | 365 | 4.7589 | 0.57895 | 5 | 0.33786
74976 | 3.36 | 0.8 | 365 | 3.0603 | 0.15986 | 3 | 0.22013
75010 | 11.025 | 0.8 | 365 | 10.0415 | 0.21205 | 10 | 0.25357
75013 | 6.4 | 0.8 | 365 | 5.8291 | 0.73307 | 6 | 0.56216
75014 | 14.4 | 0.8 | 365 | 13.1154 | 0.39942 | 13 | 0.51486
75015 | 11.2 | 0.8 | 365 | 10.2009 | 0.53288 | 10 | 0.73378
75016 | 7.68 | 0.8 | 365 | 6.9949 | 0.079689 | 7 | 0.074593
75017 | 5.13 | 0.8 | 365 | 4.6724 | 0.40479 | 5 | 0.07717
75019 | 10.545 | 0.8 | 365 | 9.6043 | 0.33207 | 9 | 0.9364
75030 | 9.28 | 0.8 | 365 | 8.4522 | 0.012957 | 8 | 0.46513
74983 | 8.4 | 0.8 | 365 | 7.6507 | 0.39966 | 8 | 0.050337
74991 | 4.48 | 0.8 | 365 | 4.0804 | 0.21315 | 4 | 0.29351
75034 | 6.9 | 0.8 | 365 | 6.2845 | 0.64972 | 6 | 0.9342
75036 | 9.156 | 0.8 | 365 | 8.3392 | 0.78563 | 9 | 0.12487
74980 | 2.8 | 0.8 | 365 | 2.5502 | 0.13322 | 2 | 0.68345
75041 | 4.56 | 0.8 | 365 | 4.1532 | 0.35982 | 4 | 0.51304
75046 | 10.64 | 0.8 | 365 | 9.6909 | 0.50624 | 10 | 0.19709
75048 | 8.5 | 0.8 | 365 | 7.7418 | 0.58299 | 8 | 0.32475
75049 | 6.4 | 0.8 | 365 | 5.8291 | 0.73307 | 6 | 0.56216
75050 | 10.2 | 0.8 | 365 | 9.2901 | 0.69959 | 9 | 0.98969
75052 | 8.96 | 0.8 | 365 | 8.1607 | 0.4263 | 8 | 0.58703
74989 | 7.15 | 0.8 | 365 | 6.5122 | 0.10804 | 6 | 0.62023
74995 | 10.8 | 0.8 | 365 | 9.8366 | 0.79956 | 10 | 0.63615
65327 | 188.27 | 0.7 | 365 | 150.0409 | 0.009781 | 150 | 0.050714
75058 | 10.72 | 0.8 | 365 | 9.7637 | 0.6529 | 10 | 0.41662
75062 | 4.88 | 1 | 365 | 5.5558 | 0.18309 | 5 | 0.73893
75065 | 12.375 | 0.8 | 365 | 11.2711 | 0.687 | 11 | 0.95809
75063 | 4.675 | 0.8 | 365 | 4.258 | 0.57064 | 4 | 0.82861
75066 | 11.6 | 0.8 | 365 | 10.5652 | 0.2662 | 10 | 0.83142
75068 | 6.38 | 0.8 | 365 | 5.8109 | 0.69641 | 6 | 0.50728
75067 | 5.1 | 0.8 | 365 | 4.6451 | 0.34979 | 4 | 0.99485
75072 | 5.44 | 0.8 | 365 | 4.9547 | 0.97311 | 5 | 0.92784
75073 | 10.56 | 0.8 | 365 | 9.618 | 0.35957 | 9 | 0.97757
75074 | 9.6 | 0.8 | 365 | 8.7436 | 0.59961 | 9 | 0.34324
75076 | 3.66 | 0.8 | 365 | 3.3335 | 0.70985 | 4 | 0.043361
75077 | 14.04 | 0.8 | 365 | 12.7876 | 0.73943 | 13 | 0.52699
75078 | 6.6 | 0.8 | 365 | 6.0112 | 0.099732 | 6 | 0.11098
75079 | 8.04 | 0.8 | 365 | 7.3228 | 0.73967 | 8 | 0.062465
75080 | 4.16 | 0.8 | 365 | 3.7889 | 0.6265 | 4 | 0.4154
75082 | 7.625 | 0.8 | 365 | 6.9448 | 0.97886 | 7 | 0.92367
75037 | 5.185 | 0.8 | 365 | 4.7225 | 0.50562 | 5 | 0.22809
74732 | 8.19 | 0.8 | 365 | 7.4594 | 0.014668 | 7 | 0.47408
75085 | 8.68 | 0.8 | 365 | 7.9057 | 0.91298 | 8 | 0.81868
75087 | 3.3 | 0.8 | 365 | 3.0056 | 0.049866 | 3 | 0.055489
54168 | 27.3 | 0.9 | 365 | 27.9728 | 0.30501 | 28 | 0.27779
75088 | 7.54 | 0.8 | 365 | 6.8674 | 0.82303 | 7 | 0.69042
75089 | 9.99 | 0.8 | 365 | 9.0988 | 0.3146 | 9 | 0.41344
75090 | 8.12 | 0.8 | 365 | 7.3957 | 0.88634 | 8 | 0.28199
75091 | 4.56 | 0.8 | 365 | 4.1532 | 0.35982 | 4 | 0.51304
75018 | 13.4 | 0.8 | 365 | 12.2047 | 0.56612 | 12 | 0.77077
75092 | 7.5 | 0.8 | 365 | 6.831 | 0.7497 | 7 | 0.58066
75094 | 9.9 | 0.8 | 365 | 9.0169 | 0.1496 | 9 | 0.16647
75095 | 12.87 | 0.8 | 365 | 11.7219 | 0.59448 | 12 | 0.31641
75096 | 9.045 | 0.8 | 365 | 8.2381 | 0.58213 | 8 | 0.82027
75097 | 6.3 | 0.8 | 365 | 5.738 | 0.54974 | 6 | 0.28775
75099 | 5.025 | 0.8 | 365 | 4.5767 | 0.2123 | 4 | 0.78904
75100 | 9.045 | 0.8 | 365 | 8.2381 | 0.58213 | 8 | 0.82027
75101 | 10 | 0.8 | 365 | 9.1079 | 0.33293 | 9 | 0.44088
75102 | 11.725 | 0.8 | 365 | 10.6791 | 0.49536 | 11 | 0.17443
75103 | 79.98 | 0.6 | 365 | 54.634 | 0.97007 | 55 | 0.6041
75107 | 9.88 | 0.8 | 365 | 8.9987 | 0.11293 | 9 | 0.11159
75108 | 7.32 | 0.8 | 365 | 6.667 | 0.4197 | 7 | 0.086722
75109 | 11.61 | 0.8 | 365 | 10.5743 | 0.28453 | 10 | 0.85886
75111 | 7.8 | 0.8 | 365 | 7.1042 | 0.29968 | 7 | 0.40388
75115 | 9.6 | 0.8 | 365 | 8.7436 | 0.59961 | 9 | 0.34324
75118 | 5.28 | 0.8 | 365 | 4.809 | 0.67979 | 5 | 0.48878
75119 | 3.96 | 0.8 | 365 | 3.6067 | 0.25984 | 3 | 0.86659
75120 | 4.95 | 0.8 | 365 | 4.5084 | 0.074799 | 4 | 0.58323
75121 | 5.12 | 0.8 | 365 | 4.6633 | 0.38646 | 5 | 0.049729
75122 | 7.59 | 0.8 | 365 | 6.9129 | 0.91469 | 7 | 0.82763
75123 | 4.08 | 0.8 | 365 | 3.716 | 0.47983 | 4 | 0.19588
75125 | 11.4 | 0.8 | 365 | 10.3831 | 0.89954 | 11 | 0.2826
75126 | 13.44 | 0.8 | 365 | 12.2411 | 0.63946 | 12 | 0.88054
75128 | 4.93 | 0.8 | 365 | 4.4902 | 0.038134 | 4 | 0.52835
75129 | 14.56 | 0.8 | 365 | 13.2612 | 0.69274 | 13 | 0.95392
75131 | 7.28 | 0.8 | 365 | 6.6306 | 0.34637 | 6 | 0.97696
75132 | 5.88 | 0.8 | 365 | 5.3555 | 0.77976 | 6 | 0.13524
75135 | 3.96 | 0.8 | 365 | 3.6067 | 0.25984 | 3 | 0.86659
75138 | 12 | 0.8 | 365 | 10.9295 | 0.99951 | 11 | 0.92905
74952 | 9.35 | 0.8 | 365 | 8.5159 | 0.14129 | 8 | 0.65722
74626 | 3.78 | 0.8 | 365 | 3.4428 | 0.92985 | 4 | 0.37265
74829 | 2.52 | 0.8 | 365 | 2.2952 | 0.6199 | 2 | 0.9151
75143 | 9.76 | 0.8 | 365 | 8.8894 | 0.89294 | 9 | 0.7823
75144 | 13.4 | 0.8 | 365 | 12.2047 | 0.56612 | 12 | 0.77077
75146 | 10.05 | 0.8 | 365 | 9.1535 | 0.42459 | 9 | 0.57808
75147 | 6 | 0.8 | 365 | 5.4648 | 0.99976 | 6 | 0.46453
75150 | 25.6 | 0.6 | 365 | 17.4873 | 0.19922 | 17 | 0.68648
73935 | 7.245 | 0.8 | 365 | 6.5987 | 0.28221 | 6 | 0.88092
75154 | 11.2 | 0.8 | 365 | 10.2009 | 0.53288 | 10 | 0.73378
34581 | 1298.88 | 0.9 | 365 | 1330.8899 | 0.88077 | 1331 | 0.77068
75139 | 10.36 | 0.8 | 365 | 9.4358 | 0.99291 | 10 | 0.42875
75172 | 5.2 | 0.8 | 365 | 4.7361 | 0.53312 | 5 | 0.26926
75173 | 7.29 | 0.8 | 365 | 6.6397 | 0.3647 | 7 | 0.0043992
75149 | 5.04 | 0.8 | 365 | 4.5904 | 0.2398 | 4 | 0.8302
75175 | 7.92 | 0.8 | 365 | 7.2135 | 0.51968 | 7 | 0.73317
75152 | 2.24 | 0.8 | 365 | 2.0402 | 0.10658 | 2 | 0.14676
75176 | 3.24 | 0.8 | 365 | 2.951 | 0.93987 | 3 | 0.89084
75177 | 8.58 | 0.8 | 365 | 7.8146 | 0.72965 | 8 | 0.54427
34337 | 4397.4 | 1 | 365 | 5006.4118 | 0.1522 | 5006 | 0.56395
73386 | 4.8 | 0.8 | 365 | 4.3718 | 0.79981 | 5 | 0.17162
75071 | 5.32 | 0.8 | 365 | 4.8454 | 0.75312 | 5 | 0.59855
75040 | 3.08 | 0.8 | 365 | 2.8052 | 0.64654 | 3 | 0.45179
75182 | 17.28 | 0.8 | 365 | 15.7385 | 0.6793 | 16 | 0.41784
75028 | 3.92 | 0.8 | 365 | 3.5703 | 0.18651 | 3 | 0.75682
75083 | 3.08 | 0.8 | 365 | 2.8052 | 0.64654 | 3 | 0.45179
75184 | 11.05 | 0.8 | 365 | 10.0643 | 0.25789 | 10 | 0.32217
75186 | 6.72 | 0.8 | 365 | 6.1205 | 0.31973 | 6 | 0.44027
75188 | 5.94 | 0.8 | 365 | 5.4101 | 0.88976 | 6 | 0.29988
75189 | 5.94 | 0.8 | 365 | 5.4101 | 0.88976 | 6 | 0.29988
75191 | 7.59 | 0.8 | 365 | 6.9129 | 0.91469 | 7 | 0.82763
75192 | 5.6 | 0.8 | 365 | 5.1005 | 0.26644 | 5 | 0.36689
75027 | 3.36 | 0.8 | 365 | 3.0603 | 0.15986 | 3 | 0.22013
75194 | 8.64 | 0.8 | 365 | 7.8693 | 0.83965 | 8 | 0.70892
75195 | 8 | 0.8 | 365 | 7.2864 | 0.66634 | 7 | 0.9527
59468 | 196.02 | 0.9 | 365 | 200.8508 | 0.28231 | 201 | 0.13308
73372 | 5.015 | 0.8 | 365 | 4.5676 | 0.19396 | 4 | 0.7616
75084 | 26.1 | 0.6 | 365 | 17.8288 | 0.88671 | 18 | 0.71552
75199 | 6.72 | 0.8 | 365 | 6.1205 | 0.31973 | 6 | 0.44027
75201 | 7.04 | 0.8 | 365 | 6.412 | 0.90638 | 7 | 0.31838
75202 | 4.5 | 0.8 | 365 | 4.0986 | 0.24982 | 4 | 0.34839
75203 | 10.08 | 0.8 | 365 | 9.1808 | 0.47959 | 9 | 0.6604
75204 | 5.12 | 0.8 | 365 | 4.6633 | 0.38646 | 5 | 0.049729
34408 | 2623.44 | 1 | 365 | 2986.7696 | 0.91708 | 2987 | 0.68673
74946 | 6.38 | 0.8 | 365 | 5.8109 | 0.69641 | 6 | 0.50728
74965 | 12.42 | 0.8 | 365 | 11.3121 | 0.7695 | 12 | 0.081569
75003 | 11.1 | 0.8 | 365 | 10.1098 | 0.34955 | 10 | 0.45937
75011 | 8.28 | 0.8 | 365 | 7.5414 | 0.17966 | 7 | 0.72105
75081 | 8.58 | 0.8 | 365 | 7.8146 | 0.72965 | 8 | 0.54427
75136 | 4.86 | 0.8 | 365 | 4.4265 | 0.9098 | 5 | 0.33627
75137 | 7.245 | 0.8 | 365 | 6.5987 | 0.28221 | 6 | 0.88092
75187 | 5.28 | 0.8 | 365 | 4.809 | 0.67979 | 5 | 0.48878
75218 | 6.27 | 0.8 | 365 | 5.7107 | 0.49475 | 6 | 0.20543
75219 | 7.695 | 0.8 | 365 | 7.0086 | 0.10719 | 7 | 0.11575
75220 | 6.555 | 0.8 | 365 | 5.9703 | 0.017234 | 5 | 0.98749
75221 | 4.59 | 0.8 | 365 | 4.1805 | 0.41481 | 4 | 0.59536
75222 | 4.275 | 0.8 | 365 | 3.8936 | 0.83733 | 4 | 0.73097
75223 | 3.78 | 0.8 | 365 | 3.4428 | 0.92985 | 4 | 0.37265
75225 | 8.41 | 0.8 | 365 | 7.6598 | 0.41799 | 8 | 0.077777
75226 | 8.64 | 0.8 | 365 | 7.8693 | 0.83965 | 8 | 0.70892
75227 | 7.84 | 0.8 | 365 | 7.1406 | 0.37302 | 7 | 0.51365
75228 | 5.94 | 0.8 | 365 | 5.4101 | 0.88976 | 6 | 0.29988
75181 | 5.12 | 0.8 | 365 | 4.6633 | 0.38646 | 5 | 0.049729
75233 | 2.4 | 0.8 | 365 | 2.1859 | 0.3999 | 2 | 0.58581
75240 | 10.8 | 0.8 | 365 | 9.8366 | 0.79956 | 10 | 0.63615
75241 | 3.465 | 0.8 | 365 | 3.1559 | 0.35236 | 3 | 0.50826
75242 | 4.8 | 0.8 | 365 | 4.3718 | 0.79981 | 5 | 0.17162
75243 | 8.32 | 0.8 | 365 | 7.5778 | 0.253 | 7 | 0.83081
75244 | 8 | 0.8 | 365 | 7.2864 | 0.66634 | 7 | 0.9527
75245 | 5.28 | 0.8 | 365 | 4.809 | 0.67979 | 5 | 0.48878
75246 | 4.27 | 0.8 | 365 | 3.8891 | 0.82816 | 4 | 0.71725
75248 | 8.96 | 0.8 | 365 | 8.1607 | 0.4263 | 8 | 0.58703
75249 | 9.9 | 0.8 | 365 | 9.0169 | 0.1496 | 9 | 0.16647
75251 | 4.62 | 0.8 | 365 | 4.2079 | 0.46981 | 4 | 0.67769
75237 | 8.7 | 0.8 | 365 | 7.9239 | 0.94965 | 8 | 0.87356
75253 | 6.175 | 0.8 | 365 | 5.6242 | 0.32058 | 5 | 0.94474
75250 | 8.1 | 0.8 | 365 | 7.3774 | 0.84967 | 8 | 0.22711
75254 | 5.22 | 0.8 | 365 | 4.7543 | 0.56979 | 5 | 0.32414
75255 | 3.36 | 0.8 | 365 | 3.0603 | 0.15986 | 3 | 0.22013
75258 | 5.04 | 0.8 | 365 | 4.5904 | 0.2398 | 4 | 0.8302
75259 | 7.2 | 0.8 | 365 | 6.5577 | 0.19971 | 6 | 0.75743
75260 | 6.16 | 0.8 | 365 | 5.6105 | 0.29308 | 5 | 0.90358
75257 | 5.04 | 0.8 | 365 | 4.5904 | 0.2398 | 4 | 0.8302
75265 | 6.6 | 0.8 | 365 | 6.0112 | 0.099732 | 6 | 0.11098
75270 | 9.8 | 0.8 | 365 | 8.9258 | 0.96627 | 9 | 0.89206
75273 | 8.235 | 0.8 | 365 | 7.5004 | 0.097166 | 7 | 0.59756
75276 | 5.12 | 0.8 | 365 | 4.6633 | 0.38646 | 5 | 0.049729
74981 | 5.1 | 1 | 365 | 5.8063 | 0.68724 | 6 | 0.49356
75163 | 13.325 | 0.8 | 365 | 12.1363 | 0.42863 | 12 | 0.56497
75183 | 5.4 | 0.8 | 365 | 4.9183 | 0.89978 | 5 | 0.81807
75277 | 6.44 | 0.8 | 365 | 5.8655 | 0.80641 | 6 | 0.67192
75278 | 6.08 | 0.8 | 365 | 5.5376 | 0.14642 | 5 | 0.68405
75279 | 9.3 | 0.8 | 365 | 8.4704 | 0.049623 | 8 | 0.52002
74814 | 3.36 | 0.8 | 365 | 3.0603 | 0.15986 | 3 | 0.22013
74935 | 6.93 | 0.8 | 365 | 6.3118 | 0.70472 | 7 | 0.016528
75281 | 15.39 | 0.8 | 365 | 14.0171 | 0.21438 | 14 | 0.23151
75284 | 9.945 | 1 | 365 | 11.3223 | 0.79012 | 12 | 0.11244
59847 | 223.668 | 0.9 | 365 | 229.1801 | 0.30505 | 229 | 0.48518
75285 | 4.845 | 0.8 | 365 | 4.4128 | 0.8823 | 5 | 0.2951
73236 | 4.56 | 0.8 | 365 | 4.1532 | 0.35982 | 4 | 0.51304
75290 | 7.035 | 0.8 | 365 | 6.4074 | 0.89721 | 7 | 0.30466
4604 | 1285.2 | 1 | 365 | 1463.192 | 0.18488 | 1463 | 0.37686
64598 | 526.68 | 1 | 365 | 599.6218 | 0.94831 | 600 | 0.57012
34750 | 2465.28 | 1 | 365 | 2806.7055 | 0.47509 | 2807 | 0.18059
65262 | 25.53 | 0.7 | 365 | 20.346 | 0.95347 | 21 | 0.29949
75294 | 7.15 | 0.8 | 365 | 6.5122 | 0.10804 | 6 | 0.62023
74949 | 10.08 | 0.8 | 365 | 9.1808 | 0.47959 | 9 | 0.6604
75295 | 9 | 0.8 | 365 | 8.1972 | 0.49964 | 8 | 0.69679
75296 | 5.67 | 0.8 | 365 | 5.1642 | 0.39477 | 5 | 0.55898
75297 | 7.98 | 0.8 | 365 | 7.2681 | 0.62968 | 7 | 0.89782
75301 | 10.075 | 0.8 | 365 | 9.1763 | 0.47042 | 9 | 0.64668
75302 | 8.96 | 0.8 | 365 | 8.1607 | 0.4263 | 8 | 0.58703
75303 | 12.6 | 0.8 | 365 | 11.476 | 0.099489 | 11 | 0.5755
75304 | 8.96 | 0.8 | 365 | 8.1607 | 0.4263 | 8 | 0.58703
75305 | 9.38 | 0.8 | 365 | 8.5433 | 0.19629 | 8 | 0.73954
75306 | 10.791 | 0.8 | 365 | 9.8284 | 0.78306 | 10 | 0.61145
75307 | 4.02 | 0.8 | 365 | 3.6614 | 0.36984 | 4 | 0.031232
75308 | 12.54 | 0.8 | 365 | 11.4214 | 0.98949 | 12 | 0.41086
75309 | 7.848 | 0.8 | 365 | 7.1479 | 0.38768 | 7 | 0.5356
75310 | 11.7 | 0.8 | 365 | 10.6563 | 0.44953 | 11 | 0.10583
75311 | 11.2 | 0.8 | 365 | 10.2009 | 0.53288 | 10 | 0.73378
75312 | 3.6 | 0.8 | 365 | 3.2789 | 0.59985 | 3 | 0.87872
75314 | 11.445 | 0.8 | 365 | 10.424 | 0.98204 | 11 | 0.40608
75316 | 9.9 | 0.8 | 365 | 9.0169 | 0.1496 | 9 | 0.16647
75317 | 7.68 | 0.8 | 365 | 6.9949 | 0.079689 | 7 | 0.074593
75196 | 9.92 | 0.8 | 365 | 9.0351 | 0.18626 | 9 | 0.22135
74849 | 14.79 | 0.8 | 365 | 13.4707 | 0.1144 | 13 | 0.58506
75326 | 7.98 | 0.8 | 365 | 7.2681 | 0.62968 | 7 | 0.89782
75327 | 7.98 | 0.8 | 365 | 7.2681 | 0.62968 | 7 | 0.89782
75328 | 3.3 | 0.8 | 365 | 3.0056 | 0.049866 | 3 | 0.055489
21555 | 1256.85 | 1 | 365 | 1430.9157 | 0.21757 | 1431 | 0.13325
75330 | 6.6 | 0.8 | 365 | 6.0112 | 0.099732 | 6 | 0.11098
75333 | 7.155 | 1 | 365 | 8.1459 | 0.39651 | 8 | 0.54243
75335 | 3.92 | 0.8 | 365 | 3.5703 | 0.18651 | 3 | 0.75682
75334 | 9.36 | 0.8 | 365 | 8.525 | 0.15962 | 8 | 0.68466
75340 | 7.92 | 0.8 | 365 | 7.2135 | 0.51968 | 7 | 0.73317
75341 | 5.4 | 0.8 | 365 | 4.9183 | 0.89978 | 5 | 0.81807
75342 | 6.38 | 0.8 | 365 | 5.8109 | 0.69641 | 6 | 0.50728
75344 | 6.38 | 0.8 | 365 | 5.8109 | 0.69641 | 6 | 0.50728
75343 | 6.54 | 0.8 | 365 | 5.9566 | 0.98973 | 6 | 0.94633
75346 | 4.35 | 0.8 | 365 | 3.962 | 0.97482 | 4 | 0.93678
75347 | 3.3 | 0.8 | 365 | 3.0056 | 0.049866 | 3 | 0.055489
75350 | 24.9 | 0.8 | 365 | 22.6788 | 0.64899 | 23 | 0.32778
75348 | 2 | 1 | 365 | 2.277 | 0.58323 | 2 | 0.86022
75352 | 3.84 | 0.8 | 365 | 3.4975 | 0.039844 | 3 | 0.5373
75353 | 3.285 | 0.8 | 365 | 2.992 | 0.022367 | 3 | 0.014328
75354 | 9.45 | 0.8 | 365 | 8.607 | 0.32462 | 8 | 0.93163
75355 | 8.04 | 0.8 | 365 | 7.3228 | 0.73967 | 8 | 0.062465
75356 | 6.7 | 0.8 | 365 | 6.1023 | 0.28306 | 6 | 0.38539
75357 | 2.88 | 0.8 | 365 | 2.6231 | 0.27988 | 2 | 0.90297
75359 | 9.625 | 0.8 | 365 | 8.7664 | 0.64544 | 9 | 0.41184
74664 | 2.64 | 0.8 | 365 | 2.4045 | 0.83989 | 3 | 0.24439
44535 | 388.74 | 0.65 | 365 | 287.6757 | 0.047822 | 287 | 0.72352
75224 | 5.7 | 0.8 | 365 | 5.1915 | 0.44977 | 5 | 0.6413
75272 | 9.045 | 0.8 | 365 | 8.2381 | 0.58213 | 8 | 0.82027
75274 | 9.24 | 0.8 | 365 | 8.4157 | 0.93963 | 9 | 0.35537
75291 | 8.45 | 0.8 | 365 | 7.6962 | 0.49132 | 8 | 0.18754
75336 | 7 | 0.8 | 365 | 6.3756 | 0.83305 | 7 | 0.20861
34327 | 1297.89 | 1 | 365 | 1477.6395 | 0.26549 | 1477 | 0.90495
75360 | 9.9 | 0.8 | 365 | 9.0169 | 0.1496 | 9 | 0.16647
75263 | 8.502 | 0.8 | 365 | 7.7436 | 0.58666 | 8 | 0.33023
75364 | 8.45 | 0.8 | 365 | 7.6962 | 0.49132 | 8 | 0.18754
75367 | 7.155 | 0.8 | 365 | 6.5167 | 0.11721 | 6 | 0.63395
75373 | 2.65 | 0.8 | 365 | 2.4136 | 0.85823 | 3 | 0.27183
75376 | 6.9 | 0.8 | 365 | 6.2845 | 0.64972 | 6 | 0.9342
75377 | 4.8 | 0.8 | 365 | 4.3718 | 0.79981 | 5 | 0.17162
75380 | 13.8 | 0.8 | 365 | 12.569 | 0.29944 | 12 | 0.86841
75289 | 7.41 | 0.8 | 365 | 6.749 | 0.5847 | 7 | 0.33369
74987 | 8.12 | 0.8 | 365 | 7.3957 | 0.88634 | 8 | 0.28199
75059 | 18.2 | 0.8 | 365 | 16.5765 | 0.36593 | 16 | 0.9424
74459 | 5.44 | 0.8 | 365 | 4.9547 | 0.97311 | 5 | 0.92784
36802 | 388.476 | 0.9 | 365 | 398.0497 | 0.21404 | 398 | 0.26373
75110 | 6.4 | 0.8 | 365 | 5.8291 | 0.73307 | 6 | 0.56216
75351 | 19.04 | 0.8 | 365 | 17.3415 | 0.90589 | 18 | 0.24743
75394 | 5.7 | 0.8 | 365 | 5.1915 | 0.44977 | 5 | 0.6413
75180 | 5.52 | 0.8 | 365 | 5.0276 | 0.11978 | 5 | 0.14736
75398 | 7.65 | 0.8 | 365 | 6.9676 | 0.02469 | 6 | 0.99227
75332 | 5.04 | 1 | 365 | 5.738 | 0.54974 | 6 | 0.28775
75070 | 4.2 | 0.8 | 365 | 3.8253 | 0.69983 | 4 | 0.52517
75170 | 7.2 | 0.8 | 365 | 6.5577 | 0.19971 | 6 | 0.75743
75153 | 8.7 | 1 | 365 | 9.9049 | 0.93706 | 10 | 0.84195
35259 | 8.96 | 0.8 | 365 | 8.1607 | 0.4263 | 8 | 0.58703
35262 | 15.12 | 0.8 | 365 | 13.7712 | 0.71939 | 14 | 0.49061
75427 | 5.355 | 0.8 | 365 | 4.8773 | 0.81728 | 5 | 0.69459
75430 | 6.67 | 0.8 | 365 | 6.075 | 0.22806 | 6 | 0.30306
75431 | 9.9 | 0.8 | 365 | 9.0169 | 0.1496 | 9 | 0.16647
75433 | 6.6 | 0.8 | 365 | 6.0112 | 0.099732 | 6 | 0.11098
75434 | 6.6 | 0.8 | 365 | 6.0112 | 0.099732 | 6 | 0.11098
75435 | 7.92 | 0.8 | 365 | 7.2135 | 0.51968 | 7 | 0.73317
75236 | 3.92 | 0.8 | 365 | 3.5703 | 0.18651 | 3 | 0.75682
75369 | 13.325 | 0.8 | 365 | 12.1363 | 0.42863 | 12 | 0.56497
75382 | 17.28 | 0.8 | 365 | 15.7385 | 0.6793 | 16 | 0.41784
75443 | 11.97 | 0.8 | 365 | 10.9022 | 0.94451 | 11 | 0.84673
75441 | 12.47 | 0.8 | 365 | 11.3576 | 0.86116 | 12 | 0.21877
75444 | 6.825 | 0.8 | 365 | 6.2162 | 0.51222 | 6 | 0.7284
75445 | 12.54 | 0.8 | 365 | 11.4214 | 0.98949 | 12 | 0.41086
75178 | 6.875 | 0.8 | 365 | 6.2617 | 0.60389 | 6 | 0.8656
75450 | 4.95 | 0.8 | 365 | 4.5084 | 0.074799 | 4 | 0.58323
75451 | 7.2 | 0.8 | 365 | 6.5577 | 0.19971 | 6 | 0.75743
75452 | 5.559 | 0.8 | 365 | 5.0631 | 0.19127 | 5 | 0.25438
75454 | 20.1 | 0.8 | 365 | 18.307 | 0.84919 | 19 | 0.15616
75453 | 6.6 | 0.8 | 365 | 6.0112 | 0.099732 | 6 | 0.11098
75460 | 10.385 | 0.8 | 365 | 9.4586 | 0.038746 | 9 | 0.49735
75465 | 11.7 | 0.8 | 365 | 10.6563 | 0.44953 | 11 | 0.10583
75466 | 5.76 | 0.8 | 365 | 5.2462 | 0.55977 | 5 | 0.80595
75468 | 3.135 | 0.8 | 365 | 2.8553 | 0.74737 | 3 | 0.60271
75469 | 9.72 | 0.8 | 365 | 8.8529 | 0.81961 | 9 | 0.67253
75471 | 8.265 | 0.8 | 365 | 7.5277 | 0.15216 | 7 | 0.67988
75472 | 3.99 | 0.8 | 365 | 3.6341 | 0.31484 | 3 | 0.94891
75473 | 8.1 | 0.8 | 365 | 7.3774 | 0.84967 | 8 | 0.22711
75474 | 7.125 | 0.8 | 365 | 6.4894 | 0.062211 | 6 | 0.55162
75476 | 6.24 | 0.8 | 365 | 5.6834 | 0.43975 | 6 | 0.12311
75475 | 7.975 | 0.8 | 365 | 7.2636 | 0.62051 | 7 | 0.8841
75477 | 4.95 | 0.8 | 365 | 4.5084 | 0.074799 | 4 | 0.58323
75480 | 9.36 | 0.8 | 365 | 8.525 | 0.15962 | 8 | 0.68466
75482 | 6 | 0.8 | 365 | 5.4648 | 0.99976 | 6 | 0.46453
75479 | 5.7 | 0.8 | 365 | 5.1915 | 0.44977 | 5 | 0.6413
75488 | 9.24 | 0.8 | 365 | 8.4157 | 0.93963 | 9 | 0.35537
75489 | 13.2 | 0.8 | 365 | 12.0225 | 0.19946 | 12 | 0.22196
75490 | 10.23 | 0.8 | 365 | 9.3174 | 0.75459 | 10 | 0.072017
75491 | 8.58 | 0.8 | 365 | 7.8146 | 0.72965 | 8 | 0.54427
75493 | 6.12 | 0.8 | 365 | 5.5741 | 0.21975 | 5 | 0.79382
75388 | 11.76 | 0.8 | 365 | 10.7109 | 0.55952 | 11 | 0.27047
75387 | 6.5 | 0.8 | 365 | 5.9202 | 0.9164 | 6 | 0.83657
75386 | 3.08 | 0.8 | 365 | 2.8052 | 0.64654 | 3 | 0.45179
75426 | 3.92 | 0.8 | 365 | 3.5703 | 0.18651 | 3 | 0.75682
75403 | 3.64 | 0.8 | 365 | 3.3153 | 0.67319 | 3 | 0.98848
75419 | 4.93 | 0.8 | 365 | 4.4902 | 0.038134 | 4 | 0.52835
30065 | 1287.72 | 1 | 365 | 1466.061 | 0.95976 | 1467 | 0.020734
75497 | 10.2 | 0.8 | 365 | 9.2901 | 0.69959 | 9 | 0.98969
75498 | 3.6 | 0.8 | 365 | 3.2789 | 0.59985 | 3 | 0.87872
75464 | 4.505 | 0.8 | 365 | 4.1031 | 0.25898 | 4 | 0.36211
75470 | 4.48 | 0.8 | 365 | 4.0804 | 0.21315 | 4 | 0.29351
75485 | 3.92 | 0.8 | 365 | 3.5703 | 0.18651 | 3 | 0.75682
75486 | 12.32 | 0.8 | 365 | 11.221 | 0.58617 | 11 | 0.80716
75499 | 6.38 | 0.8 | 365 | 5.8109 | 0.69641 | 6 | 0.50728
75500 | 7.32 | 0.8 | 365 | 6.667 | 0.4197 | 7 | 0.086722
75501 | 10.675 | 0.8 | 365 | 9.7227 | 0.83941 | 10 | 0.56214
75502 | 6.6 | 0.8 | 365 | 6.0112 | 0.099732 | 6 | 0.11098
75503 | 10.8 | 0.8 | 365 | 9.8366 | 0.79956 | 10 | 0.63615
75505 | 2.64 | 0.8 | 365 | 2.4045 | 0.83989 | 3 | 0.24439
75506 | 10.24 | 0.8 | 365 | 9.3265 | 0.77292 | 10 | 0.099458
66025 | 10.395 | 0.8 | 365 | 9.4677 | 0.057079 | 9 | 0.52479
75517 | 7.26 | 0.8 | 365 | 6.6124 | 0.30971 | 6 | 0.92208
75518 | 11.73 | 0.8 | 365 | 10.6836 | 0.50452 | 11 | 0.18815
75523 | 7.68 | 0.8 | 365 | 6.9949 | 0.079689 | 7 | 0.074593
75525 | 9.715 | 0.8 | 365 | 8.8484 | 0.81044 | 9 | 0.65881
75526 | 8.55 | 1 | 365 | 9.7341 | 0.59332 | 10 | 0.32744
75527 | 9.9 | 0.8 | 365 | 9.0169 | 0.1496 | 9 | 0.16647
75533 | 9.1 | 0.8 | 365 | 8.2882 | 0.68296 | 8 | 0.9712
75395 | 5.8 | 0.8 | 365 | 5.2826 | 0.6331 | 5 | 0.91571
75537 | 4.55 | 0.8 | 365 | 4.1441 | 0.34148 | 4 | 0.4856
75541 | 5.7 | 1 | 365 | 6.4894 | 0.062211 | 6 | 0.55162
75546 | 6.9 | 0.8 | 365 | 6.2845 | 0.64972 | 6 | 0.9342
75549 | 3.08 | 0.8 | 365 | 2.8052 | 0.64654 | 3 | 0.45179
75552 | 5.88 | 0.8 | 365 | 5.3555 | 0.77976 | 6 | 0.13524
75554 | 7.695 | 0.8 | 365 | 7.0086 | 0.10719 | 7 | 0.11575
75555 | 4.35 | 0.8 | 365 | 3.962 | 0.97482 | 4 | 0.93678
75556 | 6.67 | 0.8 | 365 | 6.075 | 0.22806 | 6 | 0.30306
75557 | 9.57 | 0.8 | 365 | 8.7163 | 0.54461 | 9 | 0.26092
75558 | 9.28 | 0.8 | 365 | 8.4522 | 0.012957 | 8 | 0.46513
75298 | 7.475 | 0.8 | 365 | 6.8082 | 0.70386 | 7 | 0.51206
75566 | 11.375 | 0.8 | 365 | 10.3603 | 0.85371 | 11 | 0.214
75570 | 5.886 | 0.8 | 365 | 5.3609 | 0.79076 | 6 | 0.1517
75572 | 5.36 | 0.8 | 365 | 4.8819 | 0.82645 | 5 | 0.70831
75573 | 9.28 | 0.8 | 365 | 8.4522 | 0.012957 | 8 | 0.46513
75551 | 5.7 | 0.8 | 365 | 5.1915 | 0.44977 | 5 | 0.6413
75559 | 6.555 | 0.8 | 365 | 5.9703 | 0.017234 | 5 | 0.98749
75571 | 7.125 | 0.8 | 365 | 6.4894 | 0.062211 | 6 | 0.55162
75547 | 8.55 | 1 | 365 | 9.7341 | 0.59332 | 10 | 0.32744
75548 | 9.975 | 1 | 365 | 11.3565 | 0.85887 | 12 | 0.21534
75545 | 9.69 | 1 | 365 | 11.032 | 0.20576 | 11 | 0.23776
75574 | 3.135 | 0.8 | 365 | 2.8553 | 0.74737 | 3 | 0.60271
75576 | 4.56 | 0.8 | 365 | 4.1532 | 0.35982 | 4 | 0.51304
75577 | 13.34 | 0.8 | 365 | 12.15 | 0.45613 | 12 | 0.60613
75212 | 3.48 | 0.8 | 365 | 3.1696 | 0.37986 | 3 | 0.54943
75579 | 4.55 | 0.8 | 365 | 4.1441 | 0.34148 | 4 | 0.4856
75580 | 8.4 | 0.8 | 365 | 7.6507 | 0.39966 | 8 | 0.050337
75581 | 3.6 | 0.8 | 365 | 3.2789 | 0.59985 | 3 | 0.87872
75582 | 3.99 | 0.8 | 365 | 3.6341 | 0.31484 | 3 | 0.94891
75583 | 4.845 | 0.8 | 365 | 4.4128 | 0.8823 | 5 | 0.2951
75584 | 9.405 | 0.8 | 365 | 8.566 | 0.24212 | 8 | 0.80814
75586 | 7.41 | 0.8 | 365 | 6.749 | 0.5847 | 7 | 0.33369
75588 | 7.8 | 0.8 | 365 | 7.1042 | 0.29968 | 7 | 0.40388
75438 | 6.555 | 0.8 | 365 | 5.9703 | 0.017234 | 5 | 0.98749
75440 | 2.565 | 0.8 | 365 | 2.3362 | 0.7024 | 3 | 0.038585
75591 | 6.27 | 0.8 | 365 | 5.7107 | 0.49475 | 6 | 0.20543
75595 | 5.985 | 0.8 | 365 | 5.4511 | 0.97226 | 6 | 0.42336
75593 | 3.9 | 0.8 | 365 | 3.5521 | 0.14984 | 3 | 0.70194
75596 | 1.95 | 0.8 | 365 | 1.7761 | 0.57492 | 2 | 0.35097
75600 | 13.2 | 0.8 | 365 | 12.0225 | 0.19946 | 12 | 0.22196
75601 | 2.4 | 0.8 | 365 | 2.1859 | 0.3999 | 2 | 0.58581
75602 | 13.735 | 0.8 | 365 | 12.5098 | 0.18028 | 12 | 0.69004
75603 | 11.13 | 0.8 | 365 | 10.1371 | 0.40455 | 10 | 0.5417
75605 | 11.025 | 0.8 | 365 | 10.0415 | 0.21205 | 10 | 0.25357
75606 | 4.95 | 0.8 | 365 | 4.5084 | 0.074799 | 4 | 0.58323
75609 | 3.92 | 0.8 | 365 | 3.5703 | 0.18651 | 3 | 0.75682
75612 | 4.8 | 0.8 | 365 | 4.3718 | 0.79981 | 5 | 0.17162
75613 | 6.27 | 0.8 | 365 | 5.7107 | 0.49475 | 6 | 0.20543
75614 | 7.54 | 1 | 365 | 8.5842 | 0.27878 | 8 | 0.86303
75615 | 17.6 | 0.8 | 365 | 16.03 | 0.26595 | 16 | 0.29594
75616 | 10.71 | 0.8 | 365 | 9.7546 | 0.63457 | 10 | 0.38918
75617 | 8.775 | 0.8 | 365 | 7.9922 | 0.087144 | 8 | 0.079369
75620 | 8.265 | 0.8 | 365 | 7.5277 | 0.15216 | 7 | 0.67988
75621 | 9.12 | 0.8 | 365 | 8.3064 | 0.71963 | 9 | 0.02608
75622 | 9.975 | 0.8 | 365 | 9.0852 | 0.2871 | 9 | 0.37227
75624 | 8.265 | 0.8 | 365 | 7.5277 | 0.15216 | 7 | 0.67988
75626 | 7.41 | 0.8 | 365 | 6.749 | 0.5847 | 7 | 0.33369
75512 | 5.51 | 0.8 | 365 | 5.0185 | 0.10144 | 5 | 0.11992
75628 | 6.27 | 0.8 | 365 | 5.7107 | 0.49475 | 6 | 0.20543
75629 | 6.84 | 0.8 | 365 | 6.2298 | 0.53972 | 6 | 0.76956
75511 | 5.88 | 0.8 | 365 | 5.3555 | 0.77976 | 6 | 0.13524
75632 | 9.69 | 0.8 | 365 | 8.8256 | 0.76461 | 9 | 0.59021
75631 | 2.8 | 0.8 | 365 | 2.5502 | 0.13322 | 2 | 0.68345
75508 | 6.72 | 0.8 | 365 | 6.1205 | 0.31973 | 6 | 0.44027
75634 | 4.275 | 0.8 | 365 | 3.8936 | 0.83733 | 4 | 0.73097
75515 | 16.53 | 0.8 | 365 | 15.0554 | 0.30433 | 15 | 0.35977
75635 | 7.15 | 0.8 | 365 | 6.5122 | 0.10804 | 6 | 0.62023
75637 | 8.55 | 0.8 | 365 | 7.7873 | 0.67465 | 8 | 0.46195
75638 | 8.55 | 0.8 | 365 | 7.7873 | 0.67465 | 8 | 0.46195
75116 | 9.92 | 0.8 | 365 | 9.0351 | 0.18626 | 9 | 0.22135
75640 | 6.24 | 0.8 | 365 | 5.6834 | 0.43975 | 6 | 0.12311
75509 | 5.6 | 0.8 | 365 | 5.1005 | 0.26644 | 5 | 0.36689
75642 | 8.28 | 0.8 | 365 | 7.5414 | 0.17966 | 7 | 0.72105
75390 | 5.6 | 0.8 | 365 | 5.1005 | 0.26644 | 5 | 0.36689
75644 | 9.975 | 0.8 | 365 | 9.0852 | 0.2871 | 9 | 0.37227
75645 | 11.2 | 0.8 | 365 | 10.2009 | 0.53288 | 10 | 0.73378
75647 | 7.26 | 0.8 | 365 | 6.6124 | 0.30971 | 6 | 0.92208
75643 | 6.4 | 0.8 | 365 | 5.8291 | 0.73307 | 6 | 0.56216
75651 | 9.12 | 0.8 | 365 | 8.3064 | 0.71963 | 9 | 0.02608
75650 | 7.92 | 0.8 | 365 | 7.2135 | 0.51968 | 7 | 0.73317
75652 | 4.275 | 0.8 | 365 | 3.8936 | 0.83733 | 4 | 0.73097
75653 | 6.84 | 0.8 | 365 | 6.2298 | 0.53972 | 6 | 0.76956
75391 | 4.2 | 0.8 | 365 | 3.8253 | 0.69983 | 4 | 0.52517
75657 | 9.12 | 0.8 | 365 | 8.3064 | 0.71963 | 9 | 0.02608
75429 | 7.41 | 0.8 | 365 | 6.749 | 0.5847 | 7 | 0.33369
75424 | 6.44 | 0.8 | 365 | 5.8655 | 0.80641 | 6 | 0.67192
75742 | 8.265 | 0.8 | 365 | 7.5277 | 0.15216 | 7 | 0.67988
75662 | 7.41 | 0.8 | 365 | 6.749 | 0.5847 | 7 | 0.33369
75663 | 6.84 | 0.8 | 365 | 6.2298 | 0.53972 | 6 | 0.76956
75664 | 2.1 | 0.8 | 365 | 1.9127 | 0.84991 | 2 | 0.76258
75666 | 6.27 | 0.8 | 365 | 5.7107 | 0.49475 | 6 | 0.20543
75667 | 10.4 | 0.8 | 365 | 9.4723 | 0.066245 | 9 | 0.53851
75669 | 7.125 | 0.8 | 365 | 6.4894 | 0.062211 | 6 | 0.55162
75418 | 5.88 | 0.8 | 365 | 5.3555 | 0.77976 | 6 | 0.13524
75672 | 9.975 | 0.8 | 365 | 9.0852 | 0.2871 | 9 | 0.37227
75670 | 7.8 | 0.8 | 365 | 7.1042 | 0.29968 | 7 | 0.40388
75676 | 12.6 | 0.8 | 365 | 11.476 | 0.099489 | 11 | 0.5755
75053 | 2.24 | 0.8 | 365 | 2.0402 | 0.10658 | 2 | 0.14676
75026 | 2.24 | 0.8 | 365 | 2.0402 | 0.10658 | 2 | 0.14676
75033 | 3.08 | 0.8 | 365 | 2.8052 | 0.64654 | 3 | 0.45179
75679 | 6.84 | 0.8 | 365 | 6.2298 | 0.53972 | 6 | 0.76956
75681 | 5.7 | 0.8 | 365 | 5.1915 | 0.44977 | 5 | 0.6413
75682 | 7.98 | 0.8 | 365 | 7.2681 | 0.62968 | 7 | 0.89782
75684 | 9.69 | 0.8 | 365 | 8.8256 | 0.76461 | 9 | 0.59021
75686 | 5.415 | 0.8 | 365 | 4.932 | 0.92728 | 5 | 0.85923
75024 | 4.2 | 0.8 | 365 | 3.8253 | 0.69983 | 4 | 0.52517
75688 | 9.6 | 0.8 | 365 | 8.7436 | 0.59961 | 9 | 0.34324
75689 | 3.9 | 0.8 | 365 | 3.5521 | 0.14984 | 3 | 0.70194
75690 | 3.78 | 0.8 | 365 | 3.4428 | 0.92985 | 4 | 0.37265
75692 | 3.78 | 0.8 | 365 | 3.4428 | 0.92985 | 4 | 0.37265
75693 | 7.25 | 0.8 | 365 | 6.6033 | 0.29137 | 6 | 0.89464
75694 | 8.37 | 0.8 | 365 | 7.6234 | 0.34466 | 7 | 0.96801
75695 | 2.97 | 0.8 | 365 | 2.7051 | 0.44488 | 3 | 0.14994
75697 | 12.48 | 0.8 | 365 | 11.3667 | 0.87949 | 12 | 0.24621
75699 | 6.24 | 0.8 | 365 | 5.6834 | 0.43975 | 6 | 0.12311
75700 | 7.28 | 0.8 | 365 | 6.6306 | 0.34637 | 6 | 0.97696
75701 | 4.93 | 0.8 | 365 | 4.4902 | 0.038134 | 4 | 0.52835
75702 | 4.56 | 0.8 | 365 | 4.1532 | 0.35982 | 4 | 0.51304
75703 | 8.4 | 0.8 | 365 | 7.6507 | 0.39966 | 8 | 0.050337
75705 | 13.395 | 0.8 | 365 | 12.2001 | 0.55696 | 12 | 0.75705
75706 | 7.15 | 0.8 | 365 | 6.5122 | 0.10804 | 6 | 0.62023
75707 | 10.92 | 0.8 | 365 | 9.9459 | 0.019557 | 9 | 0.96544
75708 | 10.44 | 0.8 | 365 | 9.5087 | 0.13958 | 9 | 0.64828
75710 | 11.2 | 0.8 | 365 | 10.2009 | 0.53288 | 10 | 0.73378
75712 | 12.54 | 0.8 | 365 | 11.4214 | 0.98949 | 12 | 0.41086
30062 | 1254.87 | 1 | 365 | 1428.6615 | 0.68017 | 1429 | 0.34163
75711 | 7.84 | 0.8 | 365 | 7.1406 | 0.37302 | 7 | 0.51365
75713 | 10.395 | 0.8 | 365 | 9.4677 | 0.057079 | 9 | 0.52479
75715 | 77.52 | 0.6 | 365 | 52.9536 | 0.58764 | 53 | 0.54126
75716 | 6.84 | 0.8 | 365 | 6.2298 | 0.53972 | 6 | 0.76956
75717 | 4.275 | 0.8 | 365 | 3.8936 | 0.83733 | 4 | 0.73097
75718 | 6.555 | 0.8 | 365 | 5.9703 | 0.017234 | 5 | 0.98749
75719 | 9.975 | 0.8 | 365 | 9.0852 | 0.2871 | 9 | 0.37227
75432 | 7.54 | 0.8 | 365 | 6.8674 | 0.82303 | 7 | 0.69042
75721 | 6.84 | 0.8 | 365 | 6.2298 | 0.53972 | 6 | 0.76956
75723 | 5.7 | 0.8 | 365 | 5.1915 | 0.44977 | 5 | 0.6413
75448 | 24.085 | 0.8 | 365 | 21.9365 | 0.15486 | 22 | 0.091352
75724 | 3.99 | 0.8 | 365 | 3.6341 | 0.31484 | 3 | 0.94891
75726 | 6.84 | 0.8 | 365 | 6.2298 | 0.53972 | 6 | 0.76956
75727 | 4.56 | 0.8 | 365 | 4.1532 | 0.35982 | 4 | 0.51304
75731 | 8.265 | 0.8 | 365 | 7.5277 | 0.15216 | 7 | 0.67988
75734 | 4.225 | 0.8 | 365 | 3.8481 | 0.74566 | 4 | 0.59377
75437 | 13.12 | 0.8 | 365 | 11.9496 | 0.052802 | 12 | 0.0024304
75735 | 6.27 | 0.8 | 365 | 5.7107 | 0.49475 | 6 | 0.20543
75736 | 6.555 | 0.8 | 365 | 5.9703 | 0.017234 | 5 | 0.98749
75737 | 6.9 | 0.8 | 365 | 6.2845 | 0.64972 | 6 | 0.9342
75738 | 5.13 | 0.8 | 365 | 4.6724 | 0.40479 | 5 | 0.07717
75739 | 8.55 | 0.8 | 365 | 7.7873 | 0.67465 | 8 | 0.46195
75741 | 9.12 | 0.8 | 365 | 8.3064 | 0.71963 | 9 | 0.02608
75743 | 5.985 | 0.8 | 365 | 5.4511 | 0.97226 | 6 | 0.42336
75744 | 4.275 | 0.8 | 365 | 3.8936 | 0.83733 | 4 | 0.73097
75522 | 6.555 | 1 | 365 | 7.4628 | 0.021543 | 7 | 0.48437
75535 | 7.125 | 1 | 365 | 8.1118 | 0.32776 | 8 | 0.43953
75746 | 5.415 | 0.8 | 365 | 4.932 | 0.92728 | 5 | 0.85923
75747 | 3.705 | 0.8 | 365 | 3.3745 | 0.79235 | 4 | 0.16684
75748 | 5.13 | 0.8 | 365 | 4.6724 | 0.40479 | 5 | 0.07717
75749 | 3.99 | 0.8 | 365 | 3.6341 | 0.31484 | 3 | 0.94891
75750 | 4.845 | 0.8 | 365 | 4.4128 | 0.8823 | 5 | 0.2951
75751 | 5.13 | 0.8 | 365 | 4.6724 | 0.40479 | 5 | 0.07717
75752 | 6.555 | 0.8 | 365 | 5.9703 | 0.017234 | 5 | 0.98749
75495 | 4.8 | 0.8 | 365 | 4.3718 | 0.79981 | 5 | 0.17162
75524 | 7.2 | 0.8 | 365 | 6.5577 | 0.19971 | 6 | 0.75743
75753 | 4.5 | 0.8 | 365 | 4.0986 | 0.24982 | 4 | 0.34839
75754 | 5.695 | 0.8 | 365 | 5.187 | 0.4406 | 5 | 0.62758
75755 | 7.98 | 0.8 | 365 | 7.2681 | 0.62968 | 7 | 0.89782
75757 | 10.385 | 0.8 | 365 | 9.4586 | 0.038746 | 9 | 0.49735
75758 | 8 | 0.8 | 365 | 7.2864 | 0.66634 | 7 | 0.9527
32233 | 3081.33 | 1 | 365 | 3508.0745 | 0.22513 | 3508 | 0.29961
75759 | 15.075 | 0.8 | 365 | 13.7302 | 0.63689 | 14 | 0.36712
75760 | 8.55 | 0.8 | 365 | 7.7873 | 0.67465 | 8 | 0.46195
65348 | 236.25 | 0.7 | 365 | 188.2784 | 0.976 | 189 | 0.25438
35104 | 138.38 | 0.9 | 365 | 141.7903 | 0.40244 | 142 | 0.19271
75392 | 9.94 | 0.8 | 365 | 9.0533 | 0.22293 | 9 | 0.27623
75761 | 7.125 | 0.8 | 365 | 6.4894 | 0.062211 | 6 | 0.55162
75467 | 6.08 | 0.8 | 365 | 5.5376 | 0.14642 | 5 | 0.68405
75764 | 2.6 | 0.8 | 365 | 2.3681 | 0.76656 | 3 | 0.13463
75665 | 11.07 | 0.8 | 365 | 10.0825 | 0.29455 | 10 | 0.37705
75766 | 5.7 | 0.8 | 365 | 5.1915 | 0.44977 | 5 | 0.6413
75765 | 6.6 | 0.8 | 365 | 6.0112 | 0.099732 | 6 | 0.11098
75668 | 3.92 | 0.8 | 365 | 3.5703 | 0.18651 | 3 | 0.75682
75768 | 5.559 | 0.8 | 365 | 5.0631 | 0.19127 | 5 | 0.25438
75769 | 7.695 | 0.8 | 365 | 7.0086 | 0.10719 | 7 | 0.11575
75770 | 4.88 | 0.8 | 365 | 4.4447 | 0.94647 | 5 | 0.39115
75774 | 3.42 | 0.8 | 365 | 3.1149 | 0.26986 | 3 | 0.38478
75331 | 5.04 | 0.8 | 365 | 4.5904 | 0.2398 | 4 | 0.8302
75329 | 2.85 | 0.8 | 365 | 2.5958 | 0.22488 | 2 | 0.82065
75776 | 3.99 | 0.8 | 365 | 3.6341 | 0.31484 | 3 | 0.94891
75513 | 3.08 | 0.8 | 365 | 2.8052 | 0.64654 | 3 | 0.45179
75540 | 4.845 | 1 | 365 | 5.516 | 0.10288 | 5 | 0.61888
75585 | 8.55 | 0.8 | 365 | 7.7873 | 0.67465 | 8 | 0.46195
75780 | 9.405 | 0.8 | 365 | 8.566 | 0.24212 | 8 | 0.80814
75785 | 8.835 | 0.8 | 365 | 8.0469 | 0.19714 | 8 | 0.24401
75783 | 13.8 | 0.8 | 365 | 12.569 | 0.29944 | 12 | 0.86841
75786 | 8.55 | 0.8 | 365 | 7.7873 | 0.67465 | 8 | 0.46195
75790 | 6.27 | 0.8 | 365 | 5.7107 | 0.49475 | 6 | 0.20543
75791 | 9.1 | 0.8 | 365 | 8.2882 | 0.68296 | 8 | 0.9712
75792 | 13.725 | 0.8 | 365 | 12.5007 | 0.16194 | 12 | 0.6626
75793 | 11.375 | 0.8 | 365 | 10.3603 | 0.85371 | 11 | 0.214
73206 | 9.28 | 0.8 | 365 | 8.4522 | 0.012957 | 8 | 0.46513
75794 | 9.69 | 0.8 | 365 | 8.8256 | 0.76461 | 9 | 0.59021
75799 | 4.225 | 0.8 | 365 | 3.8481 | 0.74566 | 4 | 0.59377
75801 | 9.975 | 0.8 | 365 | 9.0852 | 0.2871 | 9 | 0.37227
75803 | 9.69 | 0.8 | 365 | 8.8256 | 0.76461 | 9 | 0.59021
75804 | 5.13 | 0.8 | 365 | 4.6724 | 0.40479 | 5 | 0.07717
75805 | 6.27 | 0.8 | 365 | 5.7107 | 0.49475 | 6 | 0.20543
75806 | 5.13 | 0.8 | 365 | 4.6724 | 0.40479 | 5 | 0.07717
75807 | 5.7 | 0.8 | 365 | 5.1915 | 0.44977 | 5 | 0.6413
75808 | 3.99 | 0.8 | 365 | 3.6341 | 0.31484 | 3 | 0.94891
75809 | 8.835 | 0.8 | 365 | 8.0469 | 0.19714 | 8 | 0.24401
75810 | 6.27 | 0.8 | 365 | 5.7107 | 0.49475 | 6 | 0.20543
75811 | 5.7 | 0.8 | 365 | 5.1915 | 0.44977 | 5 | 0.6413
75812 | 4.845 | 0.8 | 365 | 4.4128 | 0.8823 | 5 | 0.2951
75813 | 5.985 | 0.8 | 365 | 5.4511 | 0.97226 | 6 | 0.42336
75814 | 8.55 | 0.8 | 365 | 7.7873 | 0.67465 | 8 | 0.46195
75815 | 11.84 | 0.8 | 365 | 10.7838 | 0.70619 | 11 | 0.49
75816 | 7.56 | 0.8 | 365 | 6.8856 | 0.85969 | 7 | 0.7453
75817 | 4.76 | 0.8 | 365 | 4.3354 | 0.72647 | 5 | 0.061857
75818 | 9.3 | 0.8 | 365 | 8.4704 | 0.049623 | 8 | 0.52002
75819 | 6.75 | 0.8 | 365 | 6.1479 | 0.37473 | 6 | 0.52259
75820 | 6.875 | 0.8 | 365 | 6.2617 | 0.60389 | 6 | 0.8656
75822 | 10.915 | 0.8 | 365 | 9.9413 | 0.010391 | 9 | 0.95172
75826 | 8.64 | 0.8 | 365 | 7.8693 | 0.83965 | 8 | 0.70892
75828 | 11.2 | 0.8 | 365 | 10.2009 | 0.53288 | 10 | 0.73378
75829 | 4.27 | 0.8 | 365 | 3.8891 | 0.82816 | 4 | 0.71725
75830 | 4.875 | 0.8 | 365 | 4.4401 | 0.9373 | 5 | 0.37743
75833 | 2.32 | 0.8 | 365 | 2.113 | 0.25324 | 2 | 0.36628
75832 | 9.24 | 0.8 | 365 | 8.4157 | 0.93963 | 9 | 0.35537
75823 | 3.64 | 0.8 | 365 | 3.3153 | 0.67319 | 3 | 0.98848
75824 | 14 | 0.8 | 365 | 12.7511 | 0.6661 | 13 | 0.41723
75834 | 6.555 | 0.8 | 365 | 5.9703 | 0.017234 | 5 | 0.98749
75835 | 4.845 | 0.8 | 365 | 4.4128 | 0.8823 | 5 | 0.2951
75836 | 9.975 | 0.8 | 365 | 9.0852 | 0.2871 | 9 | 0.37227
75837 | 4.845 | 0.8 | 365 | 4.4128 | 0.8823 | 5 | 0.2951
75838 | 5.8 | 0.8 | 365 | 5.2826 | 0.6331 | 5 | 0.91571
75839 | 8.55 | 0.8 | 365 | 7.7873 | 0.67465 | 8 | 0.46195
75840 | 3.19 | 0.8 | 365 | 2.9054 | 0.8482 | 3 | 0.75364
75841 | 4.8 | 0.8 | 365 | 4.3718 | 0.79981 | 5 | 0.17162
75843 | 13 | 0.8 | 365 | 11.8403 | 0.83281 | 12 | 0.67314
75845 | 8.265 | 0.8 | 365 | 7.5277 | 0.15216 | 7 | 0.67988
75847 | 9.57 | 0.8 | 365 | 8.7163 | 0.54461 | 9 | 0.26092
75848 | 9.12 | 0.8 | 365 | 8.3064 | 0.71963 | 9 | 0.02608
75850 | 4.56 | 0.8 | 365 | 4.1532 | 0.35982 | 4 | 0.51304
75851 | 3.705 | 0.8 | 365 | 3.3745 | 0.79235 | 4 | 0.16684
75853 | 4.93 | 0.8 | 365 | 4.4902 | 0.038134 | 4 | 0.52835
75855 | 8.41 | 0.8 | 365 | 7.6598 | 0.41799 | 8 | 0.077777
75856 | 5.415 | 0.8 | 365 | 4.932 | 0.92728 | 5 | 0.85923
75857 | 9.69 | 0.8 | 365 | 8.8256 | 0.76461 | 9 | 0.59021
75861 | 2.61 | 0.8 | 365 | 2.3772 | 0.78489 | 3 | 0.16207
75863 | 4.56 | 0.8 | 365 | 4.1532 | 0.35982 | 4 | 0.51304
75862 | 7.8 | 0.8 | 365 | 7.1042 | 0.29968 | 7 | 0.40388
75865 | 5.7 | 0.8 | 365 | 5.1915 | 0.44977 | 5 | 0.6413
75864 | 15.41 | 0.8 | 365 | 14.0353 | 0.25104 | 14 | 0.28639
75866 | 3.99 | 0.8 | 365 | 3.6341 | 0.31484 | 3 | 0.94891
75867 | 7.42 | 1 | 365 | 8.4476 | 0.0037907 | 8 | 0.45141
75868 | 9.975 | 0.8 | 365 | 9.0852 | 0.2871 | 9 | 0.37227
75381 | 8.925 | 0.8 | 365 | 8.1288 | 0.36214 | 8 | 0.49098
75704 | 5.13 | 0.8 | 365 | 4.6724 | 0.40479 | 5 | 0.07717
75553 | 11 | 0.8 | 365 | 10.0187 | 0.16622 | 10 | 0.18496
72620 | 10.08 | 0.8 | 365 | 9.1808 | 0.47959 | 9 | 0.6604
75561 | 9.12 | 0.8 | 365 | 8.3064 | 0.71963 | 9 | 0.02608
75568 | 5.13 | 0.8 | 365 | 4.6724 | 0.40479 | 5 | 0.07717
75641 | 7.125 | 0.8 | 365 | 6.4894 | 0.062211 | 6 | 0.55162
75633 | 6.96 | 0.8 | 365 | 6.3391 | 0.75972 | 7 | 0.09885
75660 | 3.42 | 0.8 | 365 | 3.1149 | 0.26986 | 3 | 0.38478
75636 | 4.845 | 0.8 | 365 | 4.4128 | 0.8823 | 5 | 0.2951
75618 | 8.25 | 0.8 | 365 | 7.5141 | 0.12467 | 7 | 0.63872
75654 | 9.15 | 0.8 | 365 | 8.3338 | 0.77463 | 9 | 0.1084
75756 | 7.695 | 0.8 | 365 | 7.0086 | 0.10719 | 7 | 0.11575
75763 | 13.05 | 0.8 | 365 | 11.8859 | 0.92447 | 12 | 0.81034
75789 | 2.925 | 0.8 | 365 | 2.6641 | 0.36238 | 3 | 0.026456
75802 | 10.725 | 0.8 | 365 | 9.7683 | 0.66207 | 10 | 0.43034
75821 | 9.6 | 0.8 | 365 | 8.7436 | 0.59961 | 9 | 0.34324
74545 | 10 | 0.8 | 365 | 9.1079 | 0.33293 | 9 | 0.44088
75114 | 3.6 | 0.8 | 365 | 3.2789 | 0.59985 | 3 | 0.87872
75166 | 4.5 | 0.8 | 365 | 4.0986 | 0.24982 | 4 | 0.34839
75261 | 5.8 | 0.8 | 365 | 5.2826 | 0.6331 | 5 | 0.91571
75345 | 7.7 | 0.8 | 365 | 7.0131 | 0.11635 | 7 | 0.12948
75874 | 5.13 | 0.8 | 365 | 4.6724 | 0.40479 | 5 | 0.07717
75876 | 10.26 | 1 | 365 | 11.6809 | 0.51198 | 12 | 0.19292
75877 | 9.57 | 0.8 | 365 | 8.7163 | 0.54461 | 9 | 0.26092
75878 | 9.975 | 0.8 | 365 | 9.0852 | 0.2871 | 9 | 0.37227
75881 | 3.19 | 0.8 | 365 | 2.9054 | 0.8482 | 3 | 0.75364
75879 | 7.83 | 0.8 | 365 | 7.1315 | 0.35468 | 7 | 0.48621
75883 | 3.9 | 0.8 | 365 | 3.5521 | 0.14984 | 3 | 0.70194
75886 | 2.28 | 0.8 | 365 | 2.0766 | 0.17991 | 2 | 0.25652
75439 | 9.975 | 1 | 365 | 11.3565 | 0.85887 | 12 | 0.21534
75890 | 7.54 | 0.8 | 365 | 6.8674 | 0.82303 | 7 | 0.69042
75894 | 8.55 | 0.8 | 365 | 7.7873 | 0.67465 | 8 | 0.46195
73990 | 5.225 | 0.8 | 365 | 4.7589 | 0.57895 | 5 | 0.33786
75896 | 3.48 | 0.8 | 365 | 3.1696 | 0.37986 | 3 | 0.54943
73653 | 7.56 | 0.8 | 365 | 6.8856 | 0.85969 | 7 | 0.7453
73652 | 10.15 | 0.8 | 365 | 9.2446 | 0.60792 | 9 | 0.85249
75905 | 7.8 | 0.8 | 365 | 7.1042 | 0.29968 | 7 | 0.40388
75904 | 4.35 | 0.8 | 365 | 3.962 | 0.97482 | 4 | 0.93678
75908 | 4.93 | 0.8 | 365 | 4.4902 | 0.038134 | 4 | 0.52835
75907 | 8.4 | 0.8 | 365 | 7.6507 | 0.39966 | 8 | 0.050337
75910 | 7.25 | 0.8 | 365 | 6.6033 | 0.29137 | 6 | 0.89464
75918 | 8.55 | 0.8 | 365 | 7.7873 | 0.67465 | 8 | 0.46195
75859 | 9 | 0.8 | 365 | 8.1972 | 0.49964 | 8 | 0.69679
75919 | 4.275 | 0.8 | 365 | 3.8936 | 0.83733 | 4 | 0.73097
75920 | 14.3 | 0.8 | 365 | 13.0244 | 0.21609 | 13 | 0.24045
75604 | 10.73 | 0.8 | 365 | 9.7728 | 0.67123 | 10 | 0.44406
75921 | 2.1 | 0.8 | 365 | 1.9127 | 0.84991 | 2 | 0.76258
75922 | 7.695 | 0.8 | 365 | 7.0086 | 0.10719 | 7 | 0.11575
75923 | 12.825 | 1 | 365 | 14.6012 | 0.38998 | 14 | 0.99116
75924 | 13.11 | 1 | 365 | 14.9257 | 0.043086 | 14 | 0.96874
75925 | 13.395 | 0.8 | 365 | 12.2001 | 0.55696 | 12 | 0.75705
75926 | 11.4 | 0.8 | 365 | 10.3831 | 0.89954 | 11 | 0.2826
75927 | 12.54 | 0.8 | 365 | 11.4214 | 0.98949 | 12 | 0.41086
75928 | 13.395 | 0.8 | 365 | 12.2001 | 0.55696 | 12 | 0.75705
75282 | 7.26 | 0.8 | 365 | 6.6124 | 0.30971 | 6 | 0.92208
75929 | 13.11 | 0.8 | 365 | 11.9405 | 0.034469 | 11 | 0.97499
75930 | 10.545 | 0.8 | 365 | 9.6043 | 0.33207 | 9 | 0.9364
75931 | 10.26 | 0.8 | 365 | 9.3448 | 0.80958 | 10 | 0.15434
75932 | 10.83 | 0.8 | 365 | 9.8639 | 0.85456 | 10 | 0.71847
75933 | 13.395 | 0.8 | 365 | 12.2001 | 0.55696 | 12 | 0.75705
75934 | 13.395 | 0.8 | 365 | 12.2001 | 0.55696 | 12 | 0.75705
75935 | 11.115 | 0.8 | 365 | 10.1235 | 0.37705 | 10 | 0.50053
75936 | 13.11 | 0.8 | 365 | 11.9405 | 0.034469 | 11 | 0.97499
29938 | 1268.01 | 1 | 365 | 1443.6213 | 0.792 | 1444 | 0.41327
75937 | 11.4 | 0.8 | 365 | 10.3831 | 0.89954 | 11 | 0.2826
75938 | 12.825 | 0.8 | 365 | 11.6809 | 0.51198 | 12 | 0.19292
75939 | 12.54 | 0.8 | 365 | 11.4214 | 0.98949 | 12 | 0.41086
75940 | 7.68 | 0.8 | 365 | 6.9949 | 0.079689 | 7 | 0.074593
75941 | 4.48 | 0.8 | 365 | 4.0804 | 0.21315 | 4 | 0.29351
75942 | 6.6 | 0.8 | 365 | 6.0112 | 0.099732 | 6 | 0.11098
75943 | 6.84 | 0.8 | 365 | 6.2298 | 0.53972 | 6 | 0.76956
75944 | 9.405 | 0.8 | 365 | 8.566 | 0.24212 | 8 | 0.80814
75945 | 5.94 | 0.8 | 365 | 5.4101 | 0.88976 | 6 | 0.29988
75947 | 13.395 | 0.8 | 365 | 12.2001 | 0.55696 | 12 | 0.75705
75949 | 13.11 | 0.8 | 365 | 11.9405 | 0.034469 | 11 | 0.97499
75950 | 13.395 | 0.8 | 365 | 12.2001 | 0.55696 | 12 | 0.75705
75951 | 11.97 | 0.8 | 365 | 10.9022 | 0.94451 | 11 | 0.84673
75952 | 13.11 | 0.8 | 365 | 11.9405 | 0.034469 | 11 | 0.97499
75953 | 10.83 | 0.8 | 365 | 9.8639 | 0.85456 | 10 | 0.71847
75954 | 13.395 | 0.8 | 365 | 12.2001 | 0.55696 | 12 | 0.75705
73231 | 10.26 | 0.8 | 365 | 9.3448 | 0.80958 | 10 | 0.15434
75957 | 5.7 | 0.8 | 365 | 5.1915 | 0.44977 | 5 | 0.6413
75958 | 11.115 | 0.8 | 365 | 10.1235 | 0.37705 | 10 | 0.50053
75959 | 8.4 | 0.8 | 365 | 7.6507 | 0.39966 | 8 | 0.050337
75696 | 11.685 | 0.8 | 365 | 10.6426 | 0.42203 | 11 | 0.064665
75961 | 6.5 | 0.8 | 365 | 5.9202 | 0.9164 | 6 | 0.83657
75964 | 5.025 | 0.8 | 365 | 4.5767 | 0.2123 | 4 | 0.78904
75967 | 10.15 | 0.8 | 365 | 9.2446 | 0.60792 | 9 | 0.85249
75966 | 6.93 | 0.8 | 365 | 6.3118 | 0.70472 | 7 | 0.016528
75970 | 12.825 | 0.8 | 365 | 11.6809 | 0.51198 | 12 | 0.19292
75972 | 6.89 | 0.8 | 365 | 6.2754 | 0.63139 | 6 | 0.90676
75974 | 9.6 | 0.8 | 365 | 8.7436 | 0.59961 | 9 | 0.34324
75975 | 12.21 | 0.8 | 365 | 11.1208 | 0.38451 | 11 | 0.50531
75148 | 5.04 | 0.8 | 365 | 4.5904 | 0.2398 | 4 | 0.8302
75976 | 8.4 | 0.8 | 365 | 7.6507 | 0.39966 | 8 | 0.050337
75977 | 8.41 | 0.8 | 365 | 7.6598 | 0.41799 | 8 | 0.077777
75979 | 13.395 | 0.8 | 365 | 12.2001 | 0.55696 | 12 | 0.75705
50553 | 200.07 | 0.9 | 365 | 205.0006 | 0.63525 | 205 | 0.63582
75980 | 11.31 | 0.8 | 365 | 10.3011 | 0.73454 | 11 | 0.035632
75981 | 11.02 | 0.8 | 365 | 10.037 | 0.20289 | 10 | 0.23985
75982 | 8.7 | 0.8 | 365 | 7.9239 | 0.94965 | 8 | 0.87356
75983 | 13.11 | 0.8 | 365 | 11.9405 | 0.034469 | 11 | 0.97499
75984 | 13.63 | 0.8 | 365 | 12.4141 | 0.98778 | 13 | 0.40192
75985 | 13.63 | 0.8 | 365 | 12.4141 | 0.98778 | 13 | 0.40192
73651 | 10.8 | 1 | 365 | 12.2957 | 0.74945 | 13 | 0.045184
75008 | 20.1 | 0.8 | 365 | 18.307 | 0.84919 | 19 | 0.15616
75012 | 6.825 | 0.8 | 365 | 6.2162 | 0.51222 | 6 | 0.7284
75989 | 10.64 | 0.8 | 365 | 9.6909 | 0.50624 | 10 | 0.19709
73699 | 7.32 | 1 | 365 | 8.3338 | 0.77463 | 9 | 0.1084
75991 | 5.88 | 0.8 | 365 | 5.3555 | 0.77976 | 6 | 0.13524
75996 | 4.62 | 0.8 | 365 | 4.2079 | 0.46981 | 4 | 0.67769
75997 | 8.91 | 0.8 | 365 | 8.1152 | 0.33464 | 8 | 0.44982
75998 | 10.64 | 0.8 | 365 | 9.6909 | 0.50624 | 10 | 0.19709
76000 | 4.62 | 0.8 | 365 | 4.2079 | 0.46981 | 4 | 0.67769
76009 | 5.13 | 0.8 | 365 | 4.6724 | 0.40479 | 5 | 0.07717
73765 | 10.137 | 0.8 | 365 | 9.2327 | 0.58409 | 9 | 0.81682
76015 | 10.56 | 0.8 | 365 | 9.618 | 0.35957 | 9 | 0.97757
76018 | 4.68 | 0.8 | 365 | 4.2625 | 0.57981 | 4 | 0.84233
76020 | 12.15 | 0.8 | 365 | 11.0662 | 0.27451 | 11 | 0.34067
76030 | 6.25 | 1 | 365 | 7.1156 | 0.3226 | 7 | 0.43818
76033 | 5.7 | 0.8 | 365 | 5.1915 | 0.44977 | 5 | 0.6413
76035 | 7.035 | 0.8 | 365 | 6.4074 | 0.89721 | 7 | 0.30466
76032 | 11.76 | 0.8 | 365 | 10.7109 | 0.55952 | 11 | 0.27047
76042 | 8.96 | 0.8 | 365 | 8.1607 | 0.4263 | 8 | 0.58703
76041 | 3.92 | 0.8 | 365 | 3.5703 | 0.18651 | 3 | 0.75682
76047 | 8.12 | 0.8 | 365 | 7.3957 | 0.88634 | 8 | 0.28199
76049 | 7.28 | 0.8 | 365 | 6.6306 | 0.34637 | 6 | 0.97696
76052 | 4.29 | 0.8 | 365 | 3.9073 | 0.86483 | 4 | 0.77214
4611 | 1159.2 | 1 | 365 | 1319.7418 | 0.44127 | 1320 | 0.18305
76055 | 7.56 | 0.8 | 365 | 6.8856 | 0.85969 | 7 | 0.7453
76057 | 6.72 | 0.8 | 365 | 6.1205 | 0.31973 | 6 | 0.44027
76059 | 10.325 | 0.8 | 365 | 9.404 | 0.92875 | 10 | 0.33271
76060 | 5.6 | 0.8 | 365 | 5.1005 | 0.26644 | 5 | 0.36689
76062 | 6.4 | 0.8 | 365 | 5.8291 | 0.73307 | 6 | 0.56216
76063 | 6 | 0.8 | 365 | 5.4648 | 0.99976 | 6 | 0.46453
76065 | 10.56 | 0.8 | 365 | 9.618 | 0.35957 | 9 | 0.97757
76053 | 12.6 | 0.8 | 365 | 11.476 | 0.099489 | 11 | 0.5755
76068 | 5.76 | 0.8 | 365 | 5.2462 | 0.55977 | 5 | 0.80595
76069 | 24.82 | 0.8 | 365 | 22.6059 | 0.50233 | 23 | 0.10826
76071 | 10.8 | 0.8 | 365 | 9.8366 | 0.79956 | 10 | 0.63615
75217 | 23.52 | 0.8 | 365 | 21.4219 | 0.11905 | 21 | 0.54094
76073 | 5.135 | 0.8 | 365 | 4.6769 | 0.41396 | 5 | 0.09089
76075 | 6.4 | 0.8 | 365 | 5.8291 | 0.73307 | 6 | 0.56216
76078 | 9.76 | 0.8 | 365 | 8.8894 | 0.89294 | 9 | 0.7823
76082 | 4.69 | 0.8 | 365 | 4.2716 | 0.59814 | 4 | 0.86977
76084 | 4.16 | 0.8 | 365 | 3.7889 | 0.6265 | 4 | 0.4154
76087 | 7.67 | 0.8 | 365 | 6.9858 | 0.061356 | 7 | 0.047153
76089 | 2.12 | 0.8 | 365 | 1.9309 | 0.88658 | 2 | 0.81747
76090 | 11.655 | 0.8 | 365 | 10.6153 | 0.36703 | 10 | 0.98234
76086 | 9.45 | 0.8 | 365 | 8.607 | 0.32462 | 8 | 0.93163
76092 | 7.67 | 0.8 | 365 | 6.9858 | 0.061356 | 7 | 0.047153
75846 | 6.84 | 0.8 | 365 | 6.2298 | 0.53972 | 6 | 0.76956
75849 | 5.13 | 0.8 | 365 | 4.6724 | 0.40479 | 5 | 0.07717
75854 | 9.69 | 0.8 | 365 | 8.8256 | 0.76461 | 9 | 0.59021
76094 | 6 | 0.8 | 365 | 5.4648 | 0.99976 | 6 | 0.46453
75673 | 2.28 | 0.8 | 365 | 2.0766 | 0.17991 | 2 | 0.25652
76096 | 9.8 | 0.8 | 365 | 8.9258 | 0.96627 | 9 | 0.89206
76103 | 7.32 | 0.8 | 365 | 6.667 | 0.4197 | 7 | 0.086722
76106 | 12.73 | 0.8 | 365 | 11.5944 | 0.33782 | 11 | 0.93224
35301 | 129.14 | 1 | 365 | 147.0251 | 0.93929 | 147 | 0.96435
76111 | 2.1 | 0.8 | 365 | 1.9127 | 0.84991 | 2 | 0.76258
76113 | 6.72 | 0.8 | 365 | 6.1205 | 0.31973 | 6 | 0.44027
76115 | 8.64 | 0.8 | 365 | 7.8693 | 0.83965 | 8 | 0.70892
76099 | 8.37 | 0.8 | 365 | 7.6234 | 0.34466 | 7 | 0.96801
76117 | 15.435 | 0.8 | 365 | 14.0581 | 0.29687 | 14 | 0.35499
76118 | 5.94 | 0.8 | 365 | 5.4101 | 0.88976 | 6 | 0.29988
76108 | 11.31 | 0.8 | 365 | 10.3011 | 0.73454 | 11 | 0.035632
76119 | 16.64 | 0.8 | 365 | 15.1556 | 0.50599 | 15 | 0.66162
76120 | 12.21 | 0.8 | 365 | 11.1208 | 0.38451 | 11 | 0.50531
76121 | 6.6 | 0.8 | 365 | 6.0112 | 0.099732 | 6 | 0.11098
76127 | 5.8 | 0.8 | 365 | 5.2826 | 0.6331 | 5 | 0.91571
75858 | 5.22 | 0.8 | 365 | 4.7543 | 0.56979 | 5 | 0.32414
76128 | 13.2 | 0.8 | 365 | 12.0225 | 0.19946 | 12 | 0.22196
76129 | 7.92 | 0.8 | 365 | 7.2135 | 0.51968 | 7 | 0.73317
76131 | 9.69 | 0.8 | 365 | 8.8256 | 0.76461 | 9 | 0.59021
76135 | 7.695 | 0.8 | 365 | 7.0086 | 0.10719 | 7 | 0.11575
76136 | 11.89 | 0.8 | 365 | 10.8294 | 0.79785 | 11 | 0.6272
74820 | 13.725 | 0.8 | 365 | 12.5007 | 0.16194 | 12 | 0.6626
76142 | 12.18 | 0.8 | 365 | 11.0935 | 0.32951 | 11 | 0.42299
76144 | 11.44 | 0.8 | 365 | 10.4195 | 0.97287 | 11 | 0.39236
76145 | 8.1 | 0.8 | 365 | 7.3774 | 0.84967 | 8 | 0.22711
76146 | 7.25 | 0.8 | 365 | 6.6033 | 0.29137 | 6 | 0.89464
76147 | 7.521 | 0.8 | 365 | 6.8501 | 0.7882 | 7 | 0.63828
76148 | 9.81 | 0.8 | 365 | 8.9349 | 0.9846 | 9 | 0.9195
76149 | 9.66 | 0.8 | 365 | 8.7983 | 0.70961 | 9 | 0.50789
76150 | 8.19 | 0.8 | 365 | 7.4594 | 0.014668 | 7 | 0.47408
76151 | 6.3 | 0.8 | 365 | 5.738 | 0.54974 | 6 | 0.28775
76153 | 3.08 | 0.8 | 365 | 2.8052 | 0.64654 | 3 | 0.45179
76154 | 5.8 | 0.8 | 365 | 5.2826 | 0.6331 | 5 | 0.91571
76155 | 10.83 | 0.8 | 365 | 9.8639 | 0.85456 | 10 | 0.71847
65163 | 612 | 0.9 | 365 | 627.0823 | 0.22209 | 627 | 0.30437
75963 | 11.97 | 0.8 | 365 | 10.9022 | 0.94451 | 11 | 0.84673
76066 | 8.68 | 0.8 | 365 | 7.9057 | 0.91298 | 8 | 0.81868
75995 | 8.58 | 0.8 | 365 | 7.8146 | 0.72965 | 8 | 0.54427
76081 | 9.24 | 0.8 | 365 | 8.4157 | 0.93963 | 9 | 0.35537
75915 | 5.13 | 0.8 | 365 | 4.6724 | 0.40479 | 5 | 0.07717
16878 | 5998.86 | 0.7 | 365 | 4780.7646 | 0.95849 | 4781 | 0.72309
75973 | 5.36 | 0.8 | 365 | 4.8819 | 0.82645 | 5 | 0.70831
75592 | 9.12 | 0.8 | 365 | 8.3064 | 0.71963 | 9 | 0.02608
36670 | 174 | 0.9 | 365 | 178.2881 | 0.86707 | 179 | 0.15516
75658 | 7.41 | 0.8 | 365 | 6.749 | 0.5847 | 7 | 0.33369
75288 | 5.985 | 0.8 | 365 | 5.4511 | 0.97226 | 6 | 0.42336
75771 | 6.9 | 1 | 365 | 7.8556 | 0.81215 | 8 | 0.66776
75969 | 10.395 | 0.8 | 365 | 9.4677 | 0.057079 | 9 | 0.52479
76156 | 5.04 | 0.8 | 365 | 4.5904 | 0.2398 | 4 | 0.8302
76157 | 8.58 | 0.8 | 365 | 7.8146 | 0.72965 | 8 | 0.54427
76158 | 9.24 | 0.8 | 365 | 8.4157 | 0.93963 | 9 | 0.35537
76159 | 13.407 | 0.8 | 365 | 12.211 | 0.57896 | 12 | 0.78998
76162 | 2.52 | 0.8 | 365 | 2.2952 | 0.6199 | 2 | 0.9151
76164 | 10.08 | 0.8 | 365 | 9.1808 | 0.47959 | 9 | 0.6604
76166 | 3.2 | 0.8 | 365 | 2.9145 | 0.86654 | 3 | 0.78108
76167 | 11.825 | 0.8 | 365 | 10.7701 | 0.67869 | 11 | 0.44884
76168 | 7.02 | 0.8 | 365 | 6.3938 | 0.86972 | 7 | 0.2635
76169 | 4.95 | 0.8 | 365 | 4.5084 | 0.074799 | 4 | 0.58323
76172 | 7.965 | 0.8 | 365 | 7.2545 | 0.60218 | 7 | 0.85666
76177 | 5.76 | 0.8 | 365 | 5.2462 | 0.55977 | 5 | 0.80595
76180 | 5.76 | 0.8 | 365 | 5.2462 | 0.55977 | 5 | 0.80595
76181 | 6.84 | 0.8 | 365 | 6.2298 | 0.53972 | 6 | 0.76956
76184 | 3.42 | 0.8 | 365 | 3.1149 | 0.26986 | 3 | 0.38478
76185 | 4.68 | 0.8 | 365 | 4.2625 | 0.57981 | 4 | 0.84233
76192 | 6.9 | 0.8 | 365 | 6.2845 | 0.64972 | 6 | 0.9342
32462 | 1234.8 | 1 | 365 | 1405.8119 | 0.68744 | 1406 | 0.49933
76194 | 6 | 0.8 | 365 | 5.4648 | 0.99976 | 6 | 0.46453
76195 | 6.3 | 0.8 | 365 | 5.738 | 0.54974 | 6 | 0.28775
76196 | 10.73 | 0.8 | 365 | 9.7728 | 0.67123 | 10 | 0.44406
76189 | 3.924 | 0.8 | 365 | 3.574 | 0.19384 | 3 | 0.7678
76200 | 9.69 | 0.8 | 365 | 8.8256 | 0.76461 | 9 | 0.59021
76201 | 11.4 | 0.8 | 365 | 10.3831 | 0.89954 | 11 | 0.2826
76202 | 13.5 | 0.8 | 365 | 12.2957 | 0.74945 | 13 | 0.045184
76132 | 5.415 | 0.8 | 365 | 4.932 | 0.92728 | 5 | 0.85923
76203 | 10.791 | 0.8 | 365 | 9.8284 | 0.78306 | 10 | 0.61145
76133 | 9.405 | 0.8 | 365 | 8.566 | 0.24212 | 8 | 0.80814
76134 | 3.135 | 0.8 | 365 | 2.8553 | 0.74737 | 3 | 0.60271
76138 | 9.405 | 0.8 | 365 | 8.566 | 0.24212 | 8 | 0.80814
76139 | 5.7 | 0.8 | 365 | 5.1915 | 0.44977 | 5 | 0.6413
76206 | 8.4 | 0.8 | 365 | 7.6507 | 0.39966 | 8 | 0.050337
76211 | 6.935 | 0.8 | 365 | 6.3164 | 0.71389 | 7 | 0.030248
76215 | 4.29 | 0.8 | 365 | 3.9073 | 0.86483 | 4 | 0.77214
76220 | 8.97 | 0.8 | 365 | 8.1698 | 0.44464 | 8 | 0.61447
75884 | 3.99 | 0.8 | 365 | 3.6341 | 0.31484 | 3 | 0.94891
76186 | 9.52 | 0.8 | 365 | 8.6708 | 0.45295 | 9 | 0.12371
76187 | 14.31 | 0.8 | 365 | 13.0335 | 0.23442 | 13 | 0.26789
76226 | 7.875 | 0.8 | 365 | 7.1725 | 0.43718 | 7 | 0.60969
76229 | 12.21 | 0.8 | 365 | 11.1208 | 0.38451 | 11 | 0.50531
76230 | 11.16 | 0.8 | 365 | 10.1645 | 0.45955 | 10 | 0.62402
76231 | 11.16 | 0.8 | 365 | 10.1645 | 0.45955 | 10 | 0.62402
76232 | 4.02 | 0.8 | 365 | 3.6614 | 0.36984 | 4 | 0.031232
76234 | 10.395 | 0.8 | 365 | 9.4677 | 0.057079 | 9 | 0.52479
76235 | 5.51 | 0.8 | 365 | 5.0185 | 0.10144 | 5 | 0.11992
76224 | 5.46 | 0.8 | 365 | 4.9729 | 0.0097787 | 4 | 0.98272
75358 | 7.02 | 0.8 | 365 | 6.3938 | 0.86972 | 7 | 0.2635
76240 | 8.4 | 0.8 | 365 | 7.6507 | 0.39966 | 8 | 0.050337
76237 | 7.2 | 0.8 | 365 | 6.5577 | 0.19971 | 6 | 0.75743
76241 | 9 | 0.8 | 365 | 8.1972 | 0.49964 | 8 | 0.69679
76245 | 10.72 | 0.8 | 365 | 9.7637 | 0.6529 | 10 | 0.41662
76246 | 7.68 | 0.8 | 365 | 6.9949 | 0.079689 | 7 | 0.074593
75283 | 11.39 | 0.8 | 365 | 10.374 | 0.8812 | 11 | 0.25516
76248 | 10.24 | 0.8 | 365 | 9.3265 | 0.77292 | 10 | 0.099458
76249 | 13.44 | 0.8 | 365 | 12.2411 | 0.63946 | 12 | 0.88054
76250 | 9.69 | 0.8 | 365 | 8.8256 | 0.76461 | 9 | 0.59021
76252 | 6.27 | 0.8 | 365 | 5.7107 | 0.49475 | 6 | 0.20543
76255 | 7.8 | 0.8 | 365 | 7.1042 | 0.29968 | 7 | 0.40388
76256 | 4.275 | 0.8 | 365 | 3.8936 | 0.83733 | 4 | 0.73097
75914 | 7.2 | 0.8 | 365 | 6.5577 | 0.19971 | 6 | 0.75743
76258 | 6.6 | 0.8 | 365 | 6.0112 | 0.099732 | 6 | 0.11098
76259 | 6.175 | 0.8 | 365 | 5.6242 | 0.32058 | 5 | 0.94474
76260 | 7.2 | 0.8 | 365 | 6.5577 | 0.19971 | 6 | 0.75743
76262 | 9.38 | 0.8 | 365 | 8.5433 | 0.19629 | 8 | 0.73954
75948 | 10.83 | 0.8 | 365 | 9.8639 | 0.85456 | 10 | 0.71847
75946 | 10.83 | 0.8 | 365 | 9.8639 | 0.85456 | 10 | 0.71847
76271 | 12 | 0.8 | 365 | 10.9295 | 0.99951 | 11 | 0.92905
76273 | 6.84 | 0.8 | 365 | 6.2298 | 0.53972 | 6 | 0.76956
76275 | 4.69 | 0.8 | 365 | 4.2716 | 0.59814 | 4 | 0.86977
76272 | 5.525 | 0.8 | 365 | 5.0321 | 0.12894 | 5 | 0.16108
76276 | 24.84 | 0.8 | 365 | 22.6241 | 0.53899 | 23 | 0.16314
76274 | 10.92 | 0.8 | 365 | 9.9459 | 0.019557 | 9 | 0.96544
75978 | 13.395 | 0.8 | 365 | 12.2001 | 0.55696 | 12 | 0.75705
75987 | 6.38 | 0.8 | 365 | 5.8109 | 0.69641 | 6 | 0.50728
75990 | 3.19 | 0.8 | 365 | 2.9054 | 0.8482 | 3 | 0.75364
76280 | 13.325 | 0.8 | 365 | 12.1363 | 0.42863 | 12 | 0.56497
76278 | 9.9 | 0.8 | 365 | 9.0169 | 0.1496 | 9 | 0.16647
75993 | 13.395 | 0.8 | 365 | 12.2001 | 0.55696 | 12 | 0.75705
76282 | 15.36 | 0.8 | 365 | 13.9898 | 0.15938 | 14 | 0.14919
76281 | 4.875 | 0.8 | 365 | 4.4401 | 0.9373 | 5 | 0.37743
76283 | 2.8 | 0.8 | 365 | 2.5502 | 0.13322 | 2 | 0.68345
76285 | 12.2 | 0.8 | 365 | 11.1117 | 0.36617 | 11 | 0.47787
64944 | 48.24 | 0.9 | 365 | 49.4288 | 0.4928 | 49 | 0.92164
76286 | 6.3 | 0.8 | 365 | 5.738 | 0.54974 | 6 | 0.28775
76289 | 5.7 | 0.8 | 365 | 5.1915 | 0.44977 | 5 | 0.6413
76290 | 3.99 | 0.8 | 365 | 3.6341 | 0.31484 | 3 | 0.94891
76291 | 9.35 | 0.8 | 365 | 8.5159 | 0.14129 | 8 | 0.65722
76254 | 103.005 | 0.6 | 365 | 70.3623 | 0.62874 | 70 | 0.99106
76294 | 24.96 | 0.8 | 365 | 22.7334 | 0.75899 | 23 | 0.49243
76295 | 4.425 | 0.8 | 365 | 4.0303 | 0.11232 | 4 | 0.14259
76297 | 5.2 | 0.8 | 365 | 4.7361 | 0.53312 | 5 | 0.26926
76298 | 4.64 | 0.8 | 365 | 4.2261 | 0.50648 | 4 | 0.73257
76299 | 5.12 | 0.8 | 365 | 4.6633 | 0.38646 | 5 | 0.049729
76300 | 8.91 | 0.8 | 365 | 8.1152 | 0.33464 | 8 | 0.44982
76423 | 5.6 | 0.8 | 365 | 5.1005 | 0.26644 | 5 | 0.36689
75339 | 8 | 0.8 | 365 | 7.2864 | 0.66634 | 7 | 0.9527
76301 | 8.58 | 0.8 | 365 | 7.8146 | 0.72965 | 8 | 0.54427
76302 | 13.5 | 0.8 | 365 | 12.2957 | 0.74945 | 13 | 0.045184
76305 | 7.26 | 0.8 | 365 | 6.6124 | 0.30971 | 6 | 0.92208
76306 | 7.92 | 0.8 | 365 | 7.2135 | 0.51968 | 7 | 0.73317
76307 | 11.88 | 0.8 | 365 | 10.8202 | 0.77952 | 11 | 0.59976
76308 | 9.8 | 0.8 | 365 | 8.9258 | 0.96627 | 9 | 0.89206
76309 | 4.48 | 0.8 | 365 | 4.0804 | 0.21315 | 4 | 0.29351
76310 | 6.12 | 0.8 | 365 | 5.5741 | 0.21975 | 5 | 0.79382
76316 | 12.24 | 0.8 | 365 | 11.1481 | 0.4395 | 11 | 0.58763
76266 | 2.9 | 0.8 | 365 | 2.6413 | 0.31655 | 2 | 0.95785
76318 | 13.5 | 0.8 | 365 | 12.2957 | 0.74945 | 13 | 0.045184
76320 | 9.12 | 0.8 | 365 | 8.3064 | 0.71963 | 9 | 0.02608
76330 | 9.49 | 0.8 | 365 | 8.6434 | 0.39795 | 9 | 0.041392
58522 | 275.04 | 0.7 | 365 | 219.1919 | 0.20025 | 219 | 0.39214
76335 | 5.175 | 0.8 | 365 | 4.7134 | 0.48729 | 5 | 0.20065
76336 | 6.4 | 0.8 | 365 | 5.8291 | 0.73307 | 6 | 0.56216
76337 | 8.04 | 0.8 | 365 | 7.3228 | 0.73967 | 8 | 0.062465
76338 | 5.76 | 0.8 | 365 | 5.2462 | 0.55977 | 5 | 0.80595
76340 | 9.9 | 0.8 | 365 | 9.0169 | 0.1496 | 9 | 0.16647
76342 | 3.6 | 0.8 | 365 | 3.2789 | 0.59985 | 3 | 0.87872
76101 | 7.8 | 0.8 | 365 | 7.1042 | 0.29968 | 7 | 0.40388
76326 | 6.09 | 0.8 | 365 | 5.5467 | 0.16475 | 5 | 0.71149
76126 | 3.24 | 0.8 | 365 | 2.951 | 0.93987 | 3 | 0.89084
76122 | 6.38 | 0.8 | 365 | 5.8109 | 0.69641 | 6 | 0.50728
76114 | 3.78 | 0.8 | 365 | 3.4428 | 0.92985 | 4 | 0.37265
65279 | 2802.96 | 0.7 | 365 | 2233.8064 | 0.31559 | 2234 | 0.122
76110 | 12.42 | 0.8 | 365 | 11.3121 | 0.7695 | 12 | 0.081569
76107 | 6.21 | 0.8 | 365 | 5.656 | 0.38475 | 6 | 0.040784
76105 | 8.55 | 0.8 | 365 | 7.7873 | 0.67465 | 8 | 0.46195
76353 | 7.84 | 0.8 | 365 | 7.1406 | 0.37302 | 7 | 0.51365
76100 | 6.75 | 0.8 | 365 | 6.1479 | 0.37473 | 6 | 0.52259
76098 | 8.12 | 0.8 | 365 | 7.3957 | 0.88634 | 8 | 0.28199
76097 | 20.52 | 0.8 | 365 | 18.6895 | 0.61917 | 19 | 0.30868
76314 | 5.1 | 0.8 | 365 | 4.6451 | 0.34979 | 4 | 0.99485
76093 | 12.42 | 0.8 | 365 | 11.3121 | 0.7695 | 12 | 0.081569
76091 | 4.93 | 0.8 | 365 | 4.4902 | 0.038134 | 4 | 0.52835
76277 | 12.3 | 0.8 | 365 | 11.2028 | 0.5495 | 11 | 0.75228
76088 | 12.88 | 0.8 | 365 | 11.731 | 0.61281 | 12 | 0.34385
76354 | 9.38 | 0.8 | 365 | 8.5433 | 0.19629 | 8 | 0.73954
76319 | 8.7 | 0.8 | 365 | 7.9239 | 0.94965 | 8 | 0.87356
76083 | 3.51 | 0.8 | 365 | 3.1969 | 0.43486 | 3 | 0.63175
76080 | 6.84 | 0.8 | 365 | 6.2298 | 0.53972 | 6 | 0.76956
76076 | 4.2 | 0.8 | 365 | 3.8253 | 0.69983 | 4 | 0.52517
76072 | 5.985 | 0.8 | 365 | 5.4511 | 0.97226 | 6 | 0.42336
76067 | 8.835 | 0.8 | 365 | 8.0469 | 0.19714 | 8 | 0.24401
76355 | 8.64 | 0.8 | 365 | 7.8693 | 0.83965 | 8 | 0.70892
76064 | 4.275 | 0.8 | 365 | 3.8936 | 0.83733 | 4 | 0.73097
76061 | 4.48 | 0.8 | 365 | 4.0804 | 0.21315 | 4 | 0.29351
76056 | 7 | 0.8 | 365 | 6.3756 | 0.83305 | 7 | 0.20861
76054 | 3.92 | 0.8 | 365 | 3.5703 | 0.18651 | 3 | 0.75682
76051 | 7 | 0.8 | 365 | 6.3756 | 0.83305 | 7 | 0.20861
76046 | 6.72 | 0.8 | 365 | 6.1205 | 0.31973 | 6 | 0.44027
76048 | 5.6 | 0.8 | 365 | 5.1005 | 0.26644 | 5 | 0.36689
76040 | 5.32 | 0.8 | 365 | 4.8454 | 0.75312 | 5 | 0.59855
76038 | 11.685 | 0.8 | 365 | 10.6426 | 0.42203 | 11 | 0.064665
76027 | 7 | 0.8 | 365 | 6.3756 | 0.83305 | 7 | 0.20861
76022 | 6.44 | 0.8 | 365 | 5.8655 | 0.80641 | 6 | 0.67192
76019 | 9.28 | 0.8 | 365 | 8.4522 | 0.012957 | 8 | 0.46513
76021 | 9.52 | 0.8 | 365 | 8.6708 | 0.45295 | 9 | 0.12371
76014 | 5.6 | 0.8 | 365 | 5.1005 | 0.26644 | 5 | 0.36689
76017 | 10.44 | 0.8 | 365 | 9.5087 | 0.13958 | 9 | 0.64828
76315 | 4.56 | 0.8 | 365 | 4.1532 | 0.35982 | 4 | 0.51304
75539 | 4.845 | 1 | 365 | 5.516 | 0.10288 | 5 | 0.61888
76585 | 9.6 | 0.8 | 365 | 8.7436 | 0.59961 | 9 | 0.34324
76586 | 4.275 | 0.8 | 365 | 3.8936 | 0.83733 | 4 | 0.73097
76589 | 5.76 | 0.8 | 365 | 5.2462 | 0.55977 | 5 | 0.80595
76593 | 9.315 | 0.8 | 365 | 8.4841 | 0.077122 | 8 | 0.56118
76594 | 5.04 | 0.8 | 365 | 4.5904 | 0.2398 | 4 | 0.8302
76595 | 6.72 | 0.8 | 365 | 6.1205 | 0.31973 | 6 | 0.44027
76598 | 7.2 | 0.8 | 365 | 6.5577 | 0.19971 | 6 | 0.75743
76581 | 8.55 | 0.8 | 365 | 7.7873 | 0.67465 | 8 | 0.46195
75986 | 12.825 | 0.8 | 365 | 11.6809 | 0.51198 | 12 | 0.19292
76024 | 5.6 | 0.8 | 365 | 5.1005 | 0.26644 | 5 | 0.36689
67069 | 6.96 | 1 | 365 | 7.9239 | 0.94965 | 8 | 0.87356
76312 | 5.83 | 0.8 | 365 | 5.3099 | 0.6881 | 5 | 0.99803
76607 | 5.22 | 0.8 | 365 | 4.7543 | 0.56979 | 5 | 0.32414
76608 | 4.24 | 0.8 | 365 | 3.8618 | 0.77316 | 4 | 0.63493
76614 | 4.5 | 0.8 | 365 | 4.0986 | 0.24982 | 4 | 0.34839
76617 | 13.2 | 0.8 | 365 | 12.0225 | 0.19946 | 12 | 0.22196
76619 | 6.89 | 1 | 365 | 7.8442 | 0.78923 | 8 | 0.63346
76372 | 3.92 | 0.8 | 365 | 3.5703 | 0.18651 | 3 | 0.75682
76628 | 5.04 | 0.8 | 365 | 4.5904 | 0.2398 | 4 | 0.8302
76629 | 6.3 | 0.8 | 365 | 5.738 | 0.54974 | 6 | 0.28775
76632 | 8.19 | 0.8 | 365 | 7.4594 | 0.014668 | 7 | 0.47408
76116 | 4.8 | 0.8 | 365 | 4.3718 | 0.79981 | 5 | 0.17162
76634 | 5.355 | 0.8 | 365 | 4.8773 | 0.81728 | 5 | 0.69459
60595 | 457.38 | 0.8 | 365 | 416.5794 | 0.51146 | 417 | 0.090823
76636 | 5.04 | 0.8 | 365 | 4.5904 | 0.2398 | 4 | 0.8302
76638 | 3.465 | 0.8 | 365 | 3.1559 | 0.35236 | 3 | 0.50826
76639 | 8.19 | 0.8 | 365 | 7.4594 | 0.014668 | 7 | 0.47408
76640 | 4.41 | 0.8 | 365 | 4.0166 | 0.084821 | 4 | 0.10143
76642 | 4.41 | 0.8 | 365 | 4.0166 | 0.084821 | 4 | 0.10143
76647 | 2.52 | 0.8 | 365 | 2.2952 | 0.6199 | 2 | 0.9151
76651 | 3.9 | 0.8 | 365 | 3.5521 | 0.14984 | 3 | 0.70194
76652 | 5.4 | 0.8 | 365 | 4.9183 | 0.89978 | 5 | 0.81807
76653 | 8.82 | 0.8 | 365 | 8.0332 | 0.16964 | 8 | 0.20285
76660 | 8.505 | 0.8 | 365 | 7.7463 | 0.59216 | 8 | 0.33847
76661 | 3.3 | 1 | 365 | 3.757 | 0.56233 | 4 | 0.31936
76671 | 5.775 | 0.8 | 365 | 5.2598 | 0.58727 | 5 | 0.84711
76674 | 3.9 | 0.8 | 365 | 3.5521 | 0.14984 | 3 | 0.70194
76675 | 3.3 | 0.8 | 365 | 3.0056 | 0.049866 | 3 | 0.055489
76676 | 4.5 | 0.8 | 365 | 4.0986 | 0.24982 | 4 | 0.34839
76407 | 7.2 | 0.8 | 365 | 6.5577 | 0.19971 | 6 | 0.75743
76678 | 4.675 | 0.8 | 365 | 4.258 | 0.57064 | 4 | 0.82861
76680 | 9.86 | 0.8 | 365 | 8.9804 | 0.076267 | 9 | 0.056705
76682 | 9.735 | 0.8 | 365 | 8.8666 | 0.84711 | 9 | 0.71369
76684 | 3.15 | 0.8 | 365 | 2.869 | 0.77487 | 3 | 0.64388
76403 | 11.7 | 0.8 | 365 | 10.6563 | 0.44953 | 11 | 0.10583
76679 | 10.05 | 0.8 | 365 | 9.1535 | 0.42459 | 9 | 0.57808
76685 | 11.22 | 0.8 | 365 | 10.2191 | 0.56955 | 10 | 0.78866
76686 | 8.41 | 0.8 | 365 | 7.6598 | 0.41799 | 8 | 0.077777
76687 | 12.025 | 0.8 | 365 | 10.9523 | 0.045346 | 10 | 0.99765
76688 | 6.3 | 0.8 | 365 | 5.738 | 0.54974 | 6 | 0.28775
76664 | 3.36 | 0.8 | 365 | 3.0603 | 0.15986 | 3 | 0.22013
76689 | 7.7 | 0.8 | 365 | 7.0131 | 0.11635 | 7 | 0.12948
76690 | 4.725 | 0.8 | 365 | 4.3035 | 0.66231 | 4 | 0.96581
76691 | 5.76 | 0.8 | 365 | 5.2462 | 0.55977 | 5 | 0.80595
76692 | 8.96 | 0.8 | 365 | 8.1607 | 0.4263 | 8 | 0.58703
76693 | 6.3 | 0.8 | 365 | 5.738 | 0.54974 | 6 | 0.28775
76696 | 5.355 | 0.8 | 365 | 4.8773 | 0.81728 | 5 | 0.69459
76695 | 8.99 | 0.8 | 365 | 8.188 | 0.4813 | 8 | 0.66935
76697 | 7.56 | 0.8 | 365 | 6.8856 | 0.85969 | 7 | 0.7453
76698 | 4.95 | 0.8 | 365 | 4.5084 | 0.074799 | 4 | 0.58323
76699 | 8.7 | 0.8 | 365 | 7.9239 | 0.94965 | 8 | 0.87356
76700 | 12.04 | 0.8 | 365 | 10.966 | 0.072845 | 11 | 0.038816
76701 | 2.52 | 0.8 | 365 | 2.2952 | 0.6199 | 2 | 0.9151
76703 | 12.18 | 0.8 | 365 | 11.0935 | 0.32951 | 11 | 0.42299
76704 | 5.13 | 0.8 | 365 | 4.6724 | 0.40479 | 5 | 0.07717
76706 | 5.61 | 0.8 | 365 | 5.1096 | 0.28477 | 5 | 0.39433
76702 | 6.555 | 0.8 | 365 | 5.9703 | 0.017234 | 5 | 0.98749
76707 | 6.3 | 0.8 | 365 | 5.738 | 0.54974 | 6 | 0.28775
76708 | 6.93 | 0.8 | 365 | 6.3118 | 0.70472 | 7 | 0.016528
75374 | 12.95 | 0.8 | 365 | 11.7948 | 0.74114 | 12 | 0.53594
76011 | 4.845 | 0.8 | 365 | 4.4128 | 0.8823 | 5 | 0.2951
76361 | 6.6 | 0.8 | 365 | 6.0112 | 0.099732 | 6 | 0.11098
75563 | 7.98 | 0.8 | 365 | 7.2681 | 0.62968 | 7 | 0.89782
76365 | 6.6 | 0.8 | 365 | 6.0112 | 0.099732 | 6 | 0.11098
76367 | 8.76 | 0.8 | 365 | 7.9786 | 0.059645 | 8 | 0.038208
76369 | 2.61 | 0.8 | 365 | 2.3772 | 0.78489 | 3 | 0.16207
76321 | 31.32 | 0.6 | 365 | 21.3946 | 0.064048 | 21 | 0.45862
76370 | 5.76 | 0.8 | 365 | 5.2462 | 0.55977 | 5 | 0.80595
76374 | 9.81 | 0.8 | 365 | 8.9349 | 0.9846 | 9 | 0.9195
76373 | 8.55 | 0.8 | 365 | 7.7873 | 0.67465 | 8 | 0.46195
76375 | 3.51 | 0.8 | 365 | 3.1969 | 0.43486 | 3 | 0.63175
76377 | 2.34 | 0.8 | 365 | 2.1313 | 0.28991 | 2 | 0.42117
76378 | 10.44 | 0.8 | 365 | 9.5087 | 0.13958 | 9 | 0.64828
76376 | 10.98 | 1 | 365 | 12.5007 | 0.16194 | 12 | 0.6626
76379 | 7.83 | 0.8 | 365 | 7.1315 | 0.35468 | 7 | 0.48621
76380 | 7.37 | 0.8 | 365 | 6.7126 | 0.51137 | 7 | 0.22393
76382 | 9.24 | 0.8 | 365 | 8.4157 | 0.93963 | 9 | 0.35537
76383 | 9 | 0.8 | 365 | 8.1972 | 0.49964 | 8 | 0.69679
76386 | 8.76 | 0.8 | 365 | 7.9786 | 0.059645 | 8 | 0.038208
76397 | 10.15 | 0.8 | 365 | 9.2446 | 0.60792 | 9 | 0.85249
76400 | 12.9 | 0.8 | 365 | 11.7493 | 0.64948 | 12 | 0.39873
76401 | 16.32 | 0.8 | 365 | 14.8642 | 0.91934 | 15 | 0.78351
76325 | 4.2 | 0.8 | 365 | 3.8253 | 0.69983 | 4 | 0.52517
76191 | 5.025 | 0.8 | 365 | 4.5767 | 0.2123 | 4 | 0.78904
76417 | 10.2 | 0.8 | 365 | 9.2901 | 0.69959 | 9 | 0.98969
75287 | 5.985 | 0.8 | 365 | 5.4511 | 0.97226 | 6 | 0.42336
76421 | 13.4 | 0.8 | 365 | 12.2047 | 0.56612 | 12 | 0.77077
31178 | 1591.92 | 0.8 | 365 | 1449.9126 | 0.45547 | 1450 | 0.36806
76422 | 5.6 | 0.8 | 365 | 5.1005 | 0.26644 | 5 | 0.36689
76424 | 14.52 | 0.8 | 365 | 13.2247 | 0.61941 | 13 | 0.84415
76426 | 6.3 | 0.8 | 365 | 5.738 | 0.54974 | 6 | 0.28775
76425 | 7.5 | 0.8 | 365 | 6.831 | 0.7497 | 7 | 0.58066
76427 | 12.87 | 0.8 | 365 | 11.7219 | 0.59448 | 12 | 0.31641
76428 | 11.025 | 0.8 | 365 | 10.0415 | 0.21205 | 10 | 0.25357
76431 | 11.685 | 0.8 | 365 | 10.6426 | 0.42203 | 11 | 0.064665
76433 | 11.76 | 0.8 | 365 | 10.7109 | 0.55952 | 11 | 0.27047
76435 | 13.44 | 0.8 | 365 | 12.2411 | 0.63946 | 12 | 0.88054
76436 | 10.5 | 0.8 | 365 | 9.5633 | 0.24957 | 9 | 0.81292
76438 | 4.8 | 0.8 | 365 | 4.3718 | 0.79981 | 5 | 0.17162
76402 | 4.64 | 0.8 | 365 | 4.2261 | 0.50648 | 4 | 0.73257
76440 | 9.715 | 0.8 | 365 | 8.8484 | 0.81044 | 9 | 0.65881
76385 | 4.48 | 0.8 | 365 | 4.0804 | 0.21315 | 4 | 0.29351
76441 | 7.92 | 0.8 | 365 | 7.2135 | 0.51968 | 7 | 0.73317
76444 | 7.848 | 0.8 | 365 | 7.1479 | 0.38768 | 7 | 0.5356
76446 | 22.1 | 0.8 | 365 | 20.1286 | 0.51577 | 20 | 0.64434
76406 | 2.8 | 0.8 | 365 | 2.5502 | 0.13322 | 2 | 0.68345
76381 | 4.76 | 0.8 | 365 | 4.3354 | 0.72647 | 5 | 0.061857
76465 | 5.985 | 0.8 | 365 | 5.4511 | 0.97226 | 6 | 0.42336
76466 | 5.6 | 0.8 | 365 | 5.1005 | 0.26644 | 5 | 0.36689
76467 | 9.92 | 0.8 | 365 | 9.0351 | 0.18626 | 9 | 0.22135
76471 | 6.38 | 0.8 | 365 | 5.8109 | 0.69641 | 6 | 0.50728
75361 | 8.25 | 0.8 | 365 | 7.5141 | 0.12467 | 7 | 0.63872
76473 | 6.44 | 0.8 | 365 | 5.8655 | 0.80641 | 6 | 0.67192
76474 | 7.8 | 0.8 | 365 | 7.1042 | 0.29968 | 7 | 0.40388
76476 | 8.55 | 0.8 | 365 | 7.7873 | 0.67465 | 8 | 0.46195
76475 | 3.9 | 0.8 | 365 | 3.5521 | 0.14984 | 3 | 0.70194
76479 | 12.375 | 0.8 | 365 | 11.2711 | 0.687 | 11 | 0.95809
76480 | 7.26 | 0.8 | 365 | 6.6124 | 0.30971 | 6 | 0.92208
76481 | 8.58 | 0.8 | 365 | 7.8146 | 0.72965 | 8 | 0.54427
76482 | 8.76 | 0.8 | 365 | 7.9786 | 0.059645 | 8 | 0.038208
76483 | 8.32 | 0.8 | 365 | 7.5778 | 0.253 | 7 | 0.83081
76484 | 10.88 | 0.8 | 365 | 9.9094 | 0.94623 | 10 | 0.85567
76488 | 4.95 | 0.8 | 365 | 4.5084 | 0.074799 | 4 | 0.58323
76489 | 7.84 | 0.8 | 365 | 7.1406 | 0.37302 | 7 | 0.51365
76492 | 6.72 | 0.8 | 365 | 6.1205 | 0.31973 | 6 | 0.44027
75416 | 6.555 | 1 | 365 | 7.4628 | 0.021543 | 7 | 0.48437
76493 | 7 | 0.8 | 365 | 6.3756 | 0.83305 | 7 | 0.20861
76494 | 7.28 | 0.8 | 365 | 6.6306 | 0.34637 | 6 | 0.97696
76495 | 9.8 | 0.8 | 365 | 8.9258 | 0.96627 | 9 | 0.89206
76496 | 6.6 | 0.8 | 365 | 6.0112 | 0.099732 | 6 | 0.11098
76499 | 14.49 | 0.8 | 365 | 13.1974 | 0.56441 | 13 | 0.76183
76243 | 24.82 | 0.8 | 365 | 22.6059 | 0.50233 | 23 | 0.10826
76503 | 7.2 | 0.8 | 365 | 6.5577 | 0.19971 | 6 | 0.75743
76505 | 10.88 | 0.8 | 365 | 9.9094 | 0.94623 | 10 | 0.85567
76506 | 6.16 | 0.8 | 365 | 5.6105 | 0.29308 | 5 | 0.90358
76508 | 11.2 | 0.8 | 365 | 10.2009 | 0.53288 | 10 | 0.73378
76509 | 3.92 | 0.8 | 365 | 3.5703 | 0.18651 | 3 | 0.75682
76513 | 11.2 | 0.8 | 365 | 10.2009 | 0.53288 | 10 | 0.73378
75661 | 9.86 | 0.8 | 365 | 8.9804 | 0.076267 | 9 | 0.056705
75410 | 2.8 | 0.8 | 365 | 2.5502 | 0.13322 | 2 | 0.68345
75514 | 3.36 | 0.8 | 365 | 3.0603 | 0.15986 | 3 | 0.22013
75677 | 3.08 | 0.8 | 365 | 2.8052 | 0.64654 | 3 | 0.45179
76525 | 7.26 | 0.8 | 365 | 6.6124 | 0.30971 | 6 | 0.92208
76526 | 11.7 | 0.8 | 365 | 10.6563 | 0.44953 | 11 | 0.10583
76527 | 6.1 | 0.8 | 365 | 5.5558 | 0.18309 | 5 | 0.73893
76528 | 3.705 | 0.8 | 365 | 3.3745 | 0.79235 | 4 | 0.16684
76529 | 10.065 | 0.8 | 365 | 9.1672 | 0.45209 | 9 | 0.61924
76530 | 4.76 | 0.8 | 365 | 4.3354 | 0.72647 | 5 | 0.061857
76531 | 6.7 | 0.8 | 365 | 6.1023 | 0.28306 | 6 | 0.38539
76504 | 4.56 | 0.8 | 365 | 4.1532 | 0.35982 | 4 | 0.51304
76204 | 5.31 | 0.8 | 365 | 4.8363 | 0.73478 | 5 | 0.57111
76534 | 8.37 | 0.8 | 365 | 7.6234 | 0.34466 | 7 | 0.96801
76472 | 15.3 | 0.8 | 365 | 13.9352 | 0.04938 | 13 | 0.98454
76550 | 2.24 | 0.8 | 365 | 2.0402 | 0.10658 | 2 | 0.14676
76304 | 6.6 | 0.8 | 365 | 6.0112 | 0.099732 | 6 | 0.11098
76430 | 9.9 | 0.8 | 365 | 9.0169 | 0.1496 | 9 | 0.16647
76562 | 6.67 | 0.8 | 365 | 6.075 | 0.22806 | 6 | 0.30306
76350 | 5.6 | 0.8 | 365 | 5.1005 | 0.26644 | 5 | 0.36689
76567 | 7.04 | 0.8 | 365 | 6.412 | 0.90638 | 7 | 0.31838
76568 | 6.7 | 0.8 | 365 | 6.1023 | 0.28306 | 6 | 0.38539
76571 | 5.76 | 0.8 | 365 | 5.2462 | 0.55977 | 5 | 0.80595
76556 | 5.6 | 0.8 | 365 | 5.1005 | 0.26644 | 5 | 0.36689
76573 | 4.8 | 0.8 | 365 | 4.3718 | 0.79981 | 5 | 0.17162
76574 | 7.68 | 0.8 | 365 | 6.9949 | 0.079689 | 7 | 0.074593
76575 | 9.52 | 0.8 | 365 | 8.6708 | 0.45295 | 9 | 0.12371
76577 | 4.275 | 0.8 | 365 | 3.8936 | 0.83733 | 4 | 0.73097
76580 | 14.4 | 0.8 | 365 | 13.1154 | 0.39942 | 13 | 0.51486
76371 | 4.56 | 0.8 | 365 | 4.1532 | 0.35982 | 4 | 0.51304
75860 | 12.025 | 0.8 | 365 | 10.9523 | 0.045346 | 10 | 0.99765
76559 | 11.7 | 0.8 | 365 | 10.6563 | 0.44953 | 11 | 0.10583
76253 | 3.6 | 0.8 | 365 | 3.2789 | 0.59985 | 3 | 0.87872
76257 | 8.4 | 0.8 | 365 | 7.6507 | 0.39966 | 8 | 0.050337
76582 | 9.975 | 0.8 | 365 | 9.0852 | 0.2871 | 9 | 0.37227
75988 | 7.5 | 0.8 | 365 | 6.831 | 0.7497 | 7 | 0.58066
76583 | 9.28 | 0.8 | 365 | 8.4522 | 0.012957 | 8 | 0.46513
76584 | 12.98 | 0.8 | 365 | 11.8221 | 0.79614 | 12 | 0.61826
76171 | 3.6 | 0.8 | 365 | 3.2789 | 0.59985 | 3 | 0.87872
76179 | 6.27 | 0.8 | 365 | 5.7107 | 0.49475 | 6 | 0.20543
76210 | 9.38 | 0.8 | 365 | 8.5433 | 0.19629 | 8 | 0.73954
76216 | 12 | 0.8 | 365 | 10.9295 | 0.99951 | 11 | 0.92905
76217 | 10.8 | 0.8 | 365 | 9.8366 | 0.79956 | 10 | 0.63615
76218 | 14.4 | 0.8 | 365 | 13.1154 | 0.39942 | 13 | 0.51486
76222 | 9.6 | 0.8 | 365 | 8.7436 | 0.59961 | 9 | 0.34324
75911 | 6.38 | 0.8 | 365 | 5.8109 | 0.69641 | 6 | 0.50728
76239 | 12.88 | 0.8 | 365 | 11.731 | 0.61281 | 12 | 0.34385
76244 | 5.61 | 0.8 | 365 | 5.1096 | 0.28477 | 5 | 0.39433
76247 | 9.92 | 0.8 | 365 | 9.0351 | 0.18626 | 9 | 0.22135
76251 | 11.52 | 0.8 | 365 | 10.4924 | 0.11953 | 10 | 0.61189
75992 | 13.395 | 0.8 | 365 | 12.2001 | 0.55696 | 12 | 0.75705
76339 | 9.9 | 0.8 | 365 | 9.0169 | 0.1496 | 9 | 0.16647
76341 | 13.8 | 0.8 | 365 | 12.569 | 0.29944 | 12 | 0.86841
76112 | 7.84 | 0.8 | 365 | 7.1406 | 0.37302 | 7 | 0.51365
76085 | 4.76 | 0.8 | 365 | 4.3354 | 0.72647 | 5 | 0.061857
76070 | 9.99 | 0.8 | 365 | 9.0988 | 0.3146 | 9 | 0.41344
76043 | 6.16 | 0.8 | 365 | 5.6105 | 0.29308 | 5 | 0.90358
76026 | 9.975 | 0.8 | 365 | 9.0852 | 0.2871 | 9 | 0.37227
76008 | 4.93 | 0.8 | 365 | 4.4902 | 0.038134 | 4 | 0.52835
75842 | 2.12 | 0.8 | 365 | 1.9309 | 0.88658 | 2 | 0.81747
76363 | 7.7 | 0.8 | 365 | 7.0131 | 0.11635 | 7 | 0.12948
76398 | 4.48 | 0.8 | 365 | 4.0804 | 0.21315 | 4 | 0.29351
76429 | 4.62 | 0.8 | 365 | 4.2079 | 0.46981 | 4 | 0.67769
76434 | 4.2 | 0.8 | 365 | 3.8253 | 0.69983 | 4 | 0.52517
76437 | 9.9 | 0.8 | 365 | 9.0169 | 0.1496 | 9 | 0.16647
76445 | 11.2 | 0.8 | 365 | 10.2009 | 0.53288 | 10 | 0.73378
76578 | 4.725 | 0.8 | 365 | 4.3035 | 0.66231 | 4 | 0.96581
76596 | 7.56 | 0.8 | 365 | 6.8856 | 0.85969 | 7 | 0.7453
76609 | 8.55 | 0.8 | 365 | 7.7873 | 0.67465 | 8 | 0.46195
76621 | 9.57 | 0.8 | 365 | 8.7163 | 0.54461 | 9 | 0.26092
76705 | 10.89 | 0.8 | 365 | 9.9186 | 0.96456 | 10 | 0.88311
51476 | 1411.2 | 1 | 365 | 1606.6422 | 0.9285 | 1607 | 0.57067
49973 | 1209.6 | 1 | 365 | 1377.1219 | 0.93871 | 1378 | 0.060572
76592 | 5.025 | 0.8 | 365 | 4.5767 | 0.2123 | 4 | 0.78904
76709 | 6.09 | 0.8 | 365 | 5.5467 | 0.16475 | 5 | 0.71149
76710 | 4.93 | 0.8 | 365 | 4.4902 | 0.038134 | 4 | 0.52835
35190 | 37.52 | 0.8 | 365 | 34.173 | 0.78515 | 34 | 0.95817
60602 | 577.5 | 1 | 365 | 657.4801 | 0.40824 | 657 | 0.88829
76712 | 5.04 | 0.8 | 365 | 4.5904 | 0.2398 | 4 | 0.8302
76713 | 5.985 | 0.8 | 365 | 5.4511 | 0.97226 | 6 | 0.42336
76715 | 3.15 | 0.8 | 365 | 2.869 | 0.77487 | 3 | 0.64388
76714 | 8.1 | 0.8 | 365 | 7.3774 | 0.84967 | 8 | 0.22711
76716 | 4.41 | 0.8 | 365 | 4.0166 | 0.084821 | 4 | 0.10143
76548 | 4.93 | 0.8 | 365 | 4.4902 | 0.038134 | 4 | 0.52835
76143 | 7.2 | 0.8 | 365 | 6.5577 | 0.19971 | 6 | 0.75743
76718 | 3.78 | 0.8 | 365 | 3.4428 | 0.92985 | 4 | 0.37265
76720 | 4.095 | 0.8 | 365 | 3.7297 | 0.50733 | 4 | 0.23704
76722 | 4.725 | 0.8 | 365 | 4.3035 | 0.66231 | 4 | 0.96581
76721 | 7.68 | 0.8 | 365 | 6.9949 | 0.079689 | 7 | 0.074593
76724 | 5.355 | 0.8 | 365 | 4.8773 | 0.81728 | 5 | 0.69459
76723 | 9.66 | 0.8 | 365 | 8.7983 | 0.70961 | 9 | 0.50789
76725 | 8.1 | 0.8 | 365 | 7.3774 | 0.84967 | 8 | 0.22711
76726 | 14.19 | 0.8 | 365 | 12.9242 | 0.014425 | 12 | 0.9386
76728 | 8.91 | 0.8 | 365 | 8.1152 | 0.33464 | 8 | 0.44982
76730 | 8.99 | 0.8 | 365 | 8.188 | 0.4813 | 8 | 0.66935
76735 | 7.245 | 0.8 | 365 | 6.5987 | 0.28221 | 6 | 0.88092
76736 | 7.56 | 0.8 | 365 | 6.8856 | 0.85969 | 7 | 0.7453
76737 | 3.78 | 0.8 | 365 | 3.4428 | 0.92985 | 4 | 0.37265
76738 | 5.67 | 0.8 | 365 | 5.1642 | 0.39477 | 5 | 0.55898
76739 | 5.985 | 0.8 | 365 | 5.4511 | 0.97226 | 6 | 0.42336
76742 | 8.4 | 0.8 | 365 | 7.6507 | 0.39966 | 8 | 0.050337
76743 | 10.5 | 0.8 | 365 | 9.5633 | 0.24957 | 9 | 0.81292
76745 | 9.8 | 0.8 | 365 | 8.9258 | 0.96627 | 9 | 0.89206
76520 | 2.4 | 0.8 | 365 | 2.1859 | 0.3999 | 2 | 0.58581
76746 | 7.84 | 0.8 | 365 | 7.1406 | 0.37302 | 7 | 0.51365
76748 | 6.9 | 0.8 | 365 | 6.2845 | 0.64972 | 6 | 0.9342
76750 | 7.28 | 0.8 | 365 | 6.6306 | 0.34637 | 6 | 0.97696
76753 | 6.27 | 0.8 | 365 | 5.7107 | 0.49475 | 6 | 0.20543
64547 | 87 | 0.7 | 365 | 69.3343 | 0.55941 | 69 | 0.89367
76777 | 3.465 | 0.8 | 365 | 3.1559 | 0.35236 | 3 | 0.50826
76778 | 6.67 | 0.8 | 365 | 6.075 | 0.22806 | 6 | 0.30306
76782 | 6.93 | 0.8 | 365 | 6.3118 | 0.70472 | 7 | 0.016528
76784 | 5.67 | 0.8 | 365 | 5.1642 | 0.39477 | 5 | 0.55898
76786 | 11.655 | 0.8 | 365 | 10.6153 | 0.36703 | 10 | 0.98234
76791 | 10.08 | 0.8 | 365 | 9.1808 | 0.47959 | 9 | 0.6604
76792 | 6.3 | 0.8 | 365 | 5.738 | 0.54974 | 6 | 0.28775
76793 | 13.23 | 0.8 | 365 | 12.0498 | 0.25446 | 12 | 0.30428
76795 | 3.15 | 0.8 | 365 | 2.869 | 0.77487 | 3 | 0.64388
76796 | 8.68 | 0.8 | 365 | 7.9057 | 0.91298 | 8 | 0.81868
76797 | 7.245 | 0.8 | 365 | 6.5987 | 0.28221 | 6 | 0.88092
76799 | 11.655 | 0.8 | 365 | 10.6153 | 0.36703 | 10 | 0.98234
76803 | 4.725 | 0.8 | 365 | 4.3035 | 0.66231 | 4 | 0.96581
76773 | 4.76 | 0.8 | 365 | 4.3354 | 0.72647 | 5 | 0.061857
76804 | 8.12 | 0.8 | 365 | 7.3957 | 0.88634 | 8 | 0.28199
76798 | 5.61 | 0.8 | 365 | 5.1096 | 0.28477 | 5 | 0.39433
76137 | 5.985 | 0.8 | 365 | 5.4511 | 0.97226 | 6 | 0.42336
76805 | 7.875 | 0.8 | 365 | 7.1725 | 0.43718 | 7 | 0.60969
76806 | 10.56 | 0.8 | 365 | 9.618 | 0.35957 | 9 | 0.97757
76809 | 10.64 | 0.8 | 365 | 9.6909 | 0.50624 | 10 | 0.19709
76810 | 9.45 | 1 | 365 | 10.7588 | 0.65577 | 11 | 0.41454
76812 | 3.15 | 1 | 365 | 3.5863 | 0.21859 | 3 | 0.80485
76813 | 2.8 | 0.8 | 365 | 2.5502 | 0.13322 | 2 | 0.68345
76814 | 9 | 0.8 | 365 | 8.1972 | 0.49964 | 8 | 0.69679
76817 | 5.4 | 0.8 | 365 | 4.9183 | 0.89978 | 5 | 0.81807
76820 | 4.68 | 0.8 | 365 | 4.2625 | 0.57981 | 4 | 0.84233
76824 | 5.8 | 0.8 | 365 | 5.2826 | 0.6331 | 5 | 0.91571
76827 | 13.2 | 0.8 | 365 | 12.0225 | 0.19946 | 12 | 0.22196
76825 | 2.52 | 0.8 | 365 | 2.2952 | 0.6199 | 2 | 0.9151
76826 | 12.045 | 0.8 | 365 | 10.9705 | 0.082012 | 11 | 0.052536
76828 | 3.78 | 0.8 | 365 | 3.4428 | 0.92985 | 4 | 0.37265
76829 | 3.36 | 0.8 | 365 | 3.0603 | 0.15986 | 3 | 0.22013
76830 | 6.72 | 0.8 | 365 | 6.1205 | 0.31973 | 6 | 0.44027
76831 | 8.28 | 0.8 | 365 | 7.5414 | 0.17966 | 7 | 0.72105
76832 | 5.6 | 0.8 | 365 | 5.1005 | 0.26644 | 5 | 0.36689
10856 | 641.52 | 0.65 | 365 | 474.7382 | 0.57637 | 475 | 0.31454
75869 | 3.2 | 0.8 | 365 | 2.9145 | 0.86654 | 3 | 0.78108
76834 | 9 | 0.8 | 365 | 8.1972 | 0.49964 | 8 | 0.69679
76836 | 8.58 | 0.8 | 365 | 7.8146 | 0.72965 | 8 | 0.54427
76837 | 5.94 | 0.8 | 365 | 5.4101 | 0.88976 | 6 | 0.29988
76838 | 9.57 | 0.8 | 365 | 8.7163 | 0.54461 | 9 | 0.26092
76839 | 6.72 | 0.8 | 365 | 6.1205 | 0.31973 | 6 | 0.44027
76841 | 7.2 | 0.8 | 365 | 6.5577 | 0.19971 | 6 | 0.75743
76842 | 8.4 | 0.8 | 365 | 7.6507 | 0.39966 | 8 | 0.050337
76844 | 11.97 | 0.8 | 365 | 10.9022 | 0.94451 | 11 | 0.84673
76579 | 5.4 | 0.8 | 365 | 4.9183 | 0.89978 | 5 | 0.81807
76566 | 5.7 | 0.8 | 365 | 5.1915 | 0.44977 | 5 | 0.6413
76846 | 6.615 | 0.8 | 365 | 6.0249 | 0.12723 | 6 | 0.15214
76847 | 12.285 | 0.8 | 365 | 11.1891 | 0.522 | 11 | 0.71112
52445 | 1033.2 | 1 | 365 | 1176.2916 | 0.69765 | 1176 | 0.98924
76848 | 4.725 | 0.8 | 365 | 4.3035 | 0.66231 | 4 | 0.96581
76849 | 11.97 | 0.8 | 365 | 10.9022 | 0.94451 | 11 | 0.84673
76850 | 3.77 | 0.8 | 365 | 3.4337 | 0.91151 | 4 | 0.34521
76851 | 12.285 | 0.8 | 365 | 11.1891 | 0.522 | 11 | 0.71112
76853 | 5.04 | 0.8 | 365 | 4.5904 | 0.2398 | 4 | 0.8302
76822 | 4.2 | 0.8 | 365 | 3.8253 | 0.69983 | 4 | 0.52517
76790 | 13 | 0.8 | 365 | 11.8403 | 0.83281 | 12 | 0.67314
76815 | 6.5 | 0.8 | 365 | 5.9202 | 0.9164 | 6 | 0.83657
76808 | 5.1 | 0.8 | 365 | 4.6451 | 0.34979 | 4 | 0.99485
76854 | 8.7 | 0.8 | 365 | 7.9239 | 0.94965 | 8 | 0.87356
76855 | 8.12 | 0.8 | 365 | 7.3957 | 0.88634 | 8 | 0.28199
76650 | 12.3 | 0.8 | 365 | 11.2028 | 0.5495 | 11 | 0.75228
76491 | 5.4 | 0.8 | 365 | 4.9183 | 0.89978 | 5 | 0.81807
76645 | 5.1 | 0.8 | 365 | 4.6451 | 0.34979 | 4 | 0.99485
76659 | 6.5 | 0.8 | 365 | 5.9202 | 0.9164 | 6 | 0.83657
76669 | 3.9 | 0.8 | 365 | 3.5521 | 0.14984 | 3 | 0.70194
76633 | 10.4 | 0.8 | 365 | 9.4723 | 0.066245 | 9 | 0.53851
76779 | 3.64 | 0.8 | 365 | 3.3153 | 0.67319 | 3 | 0.98848
76486 | 5.85 | 0.8 | 365 | 5.3282 | 0.72476 | 6 | 0.052913
76485 | 12.9 | 0.8 | 365 | 11.7493 | 0.64948 | 12 | 0.39873
76487 | 10.8 | 0.8 | 365 | 9.8366 | 0.79956 | 10 | 0.63615
76470 | 1.8 | 0.8 | 365 | 1.6394 | 0.29993 | 1 | 0.93936
76858 | 11.725 | 0.8 | 365 | 10.6791 | 0.49536 | 11 | 0.17443
76859 | 4.68 | 0.8 | 365 | 4.2625 | 0.57981 | 4 | 0.84233
76861 | 1.962 | 0.8 | 365 | 1.787 | 0.59692 | 2 | 0.3839
76857 | 3.64 | 0.8 | 365 | 3.3153 | 0.67319 | 3 | 0.98848
76862 | 6.27 | 0.8 | 365 | 5.7107 | 0.49475 | 6 | 0.20543
76845 | 13.23 | 0.8 | 365 | 12.0498 | 0.25446 | 12 | 0.30428
76863 | 5.232 | 0.8 | 365 | 4.7653 | 0.59179 | 5 | 0.35707
76864 | 7.68 | 0.8 | 365 | 6.9949 | 0.079689 | 7 | 0.074593
76865 | 7.8 | 1 | 365 | 8.8803 | 0.8746 | 9 | 0.75485
76866 | 10.71 | 1 | 365 | 12.1933 | 0.54321 | 12 | 0.73647
76868 | 6.93 | 0.8 | 365 | 6.3118 | 0.70472 | 7 | 0.016528
76279 | 6.5 | 0.8 | 365 | 5.9202 | 0.9164 | 6 | 0.83657
76869 | 10.08 | 0.8 | 365 | 9.1808 | 0.47959 | 9 | 0.6604
76870 | 4.725 | 0.8 | 365 | 4.3035 | 0.66231 | 4 | 0.96581
76871 | 6.615 | 1 | 365 | 7.5311 | 0.15904 | 7 | 0.69018
76874 | 7.56 | 0.8 | 365 | 6.8856 | 0.85969 | 7 | 0.7453
76856 | 3.77 | 0.8 | 365 | 3.4337 | 0.91151 | 4 | 0.34521
76875 | 5.51 | 0.8 | 365 | 5.0185 | 0.10144 | 5 | 0.11992
76878 | 4.35 | 0.8 | 365 | 3.962 | 0.97482 | 4 | 0.93678
76879 | 4.35 | 0.8 | 365 | 3.962 | 0.97482 | 4 | 0.93678
76881 | 7.25 | 0.8 | 365 | 6.6033 | 0.29137 | 6 | 0.89464
76880 | 13 | 0.8 | 365 | 11.8403 | 0.83281 | 12 | 0.67314
76074 | 7.98 | 0.8 | 365 | 7.2681 | 0.62968 | 7 | 0.89782
76882 | 6.405 | 0.8 | 365 | 5.8336 | 0.74224 | 6 | 0.57588
76883 | 5.7 | 0.8 | 365 | 5.1915 | 0.44977 | 5 | 0.6413
76884 | 4.35 | 0.8 | 365 | 3.962 | 0.97482 | 4 | 0.93678
76885 | 2.32 | 0.8 | 365 | 2.113 | 0.25324 | 2 | 0.36628
76886 | 5.51 | 0.8 | 365 | 5.0185 | 0.10144 | 5 | 0.11992
76887 | 3.77 | 0.8 | 365 | 3.4337 | 0.91151 | 4 | 0.34521
76888 | 4.06 | 0.8 | 365 | 3.6978 | 0.44317 | 4 | 0.141
76889 | 4.06 | 0.8 | 365 | 3.6978 | 0.44317 | 4 | 0.141
76890 | 9.57 | 0.8 | 365 | 8.7163 | 0.54461 | 9 | 0.26092
76892 | 4.35 | 0.8 | 365 | 3.962 | 0.97482 | 4 | 0.93678
76893 | 2.61 | 0.8 | 365 | 2.3772 | 0.78489 | 3 | 0.16207
76894 | 8.7 | 1 | 365 | 9.9049 | 0.93706 | 10 | 0.84195
76719 | 6.9 | 0.8 | 365 | 6.2845 | 0.64972 | 6 | 0.9342
76740 | 9.81 | 0.8 | 365 | 8.9349 | 0.9846 | 9 | 0.9195
76351 | 495.465 | 0.6 | 365 | 338.4502 | 0.24931 | 338 | 0.69955
76785 | 3.78 | 0.8 | 365 | 3.4428 | 0.92985 | 4 | 0.37265
76802 | 4.02 | 0.8 | 365 | 3.6614 | 0.36984 | 4 | 0.031232
76772 | 7.92 | 0.8 | 365 | 7.2135 | 0.51968 | 7 | 0.73317
76611 | 10.865 | 0.8 | 365 | 9.8958 | 0.91873 | 10 | 0.81451
76413 | 10.2 | 0.8 | 365 | 9.2901 | 0.69959 | 9 | 0.98969
76895 | 6.12 | 0.8 | 365 | 5.5741 | 0.21975 | 5 | 0.79382
76896 | 3.77 | 0.8 | 365 | 3.4337 | 0.91151 | 4 | 0.34521
76897 | 11.4 | 0.8 | 365 | 10.3831 | 0.89954 | 11 | 0.2826
76898 | 4.06 | 0.8 | 365 | 3.6978 | 0.44317 | 4 | 0.141
76900 | 5.51 | 0.8 | 365 | 5.0185 | 0.10144 | 5 | 0.11992
76899 | 5.985 | 0.8 | 365 | 5.4511 | 0.97226 | 6 | 0.42336
76901 | 3.48 | 0.8 | 365 | 3.1696 | 0.37986 | 3 | 0.54943
76902 | 9.075 | 0.8 | 365 | 8.2655 | 0.63713 | 8 | 0.9026
76903 | 4.64 | 0.8 | 365 | 4.2261 | 0.50648 | 4 | 0.73257
76904 | 7.04 | 0.8 | 365 | 6.412 | 0.90638 | 7 | 0.31838
76905 | 2.9 | 0.8 | 365 | 2.6413 | 0.31655 | 2 | 0.95785
76906 | 10.2 | 0.8 | 365 | 9.2901 | 0.69959 | 9 | 0.98969
76907 | 7.14 | 0.8 | 365 | 6.5031 | 0.089711 | 6 | 0.59279
76908 | 2.28 | 0.8 | 365 | 2.0766 | 0.17991 | 2 | 0.25652
76910 | 11.31 | 0.8 | 365 | 10.3011 | 0.73454 | 11 | 0.035632
76911 | 10.56 | 0.8 | 365 | 9.618 | 0.35957 | 9 | 0.97757
73224 | 4.93 | 0.8 | 365 | 4.4902 | 0.038134 | 4 | 0.52835
76199 | 11.1 | 0.8 | 365 | 10.1098 | 0.34955 | 10 | 0.45937
76214 | 9.92 | 0.8 | 365 | 9.0351 | 0.18626 | 9 | 0.22135
76221 | 7.37 | 0.8 | 365 | 6.7126 | 0.51137 | 7 | 0.22393
76741 | 8.505 | 0.8 | 365 | 7.7463 | 0.59216 | 8 | 0.33847
76744 | 10.385 | 0.8 | 365 | 9.4586 | 0.038746 | 9 | 0.49735
76747 | 13.44 | 0.8 | 365 | 12.2411 | 0.63946 | 12 | 0.88054
76599 | 13.16 | 0.8 | 365 | 11.9861 | 0.12613 | 12 | 0.11219
76780 | 6.4 | 0.8 | 365 | 5.8291 | 0.73307 | 6 | 0.56216
76711 | 7.8 | 0.8 | 365 | 7.1042 | 0.29968 | 7 | 0.40388
76920 | 12.06 | 0.8 | 365 | 10.9842 | 0.10951 | 11 | 0.093697
76731 | 8.1 | 0.8 | 365 | 7.3774 | 0.84967 | 8 | 0.22711
76732 | 9.715 | 0.8 | 365 | 8.8484 | 0.81044 | 9 | 0.65881
76751 | 16.35 | 0.8 | 365 | 14.8915 | 0.97434 | 15 | 0.86583
76754 | 9.81 | 0.8 | 365 | 8.9349 | 0.9846 | 9 | 0.9195
76919 | 4.2 | 0.8 | 365 | 3.8253 | 0.69983 | 4 | 0.52517
76923 | 3.64 | 0.8 | 365 | 3.3153 | 0.67319 | 3 | 0.98848
76079 | 13.12 | 0.8 | 365 | 11.9496 | 0.052802 | 12 | 0.0024304
76756 | 10.137 | 0.8 | 365 | 9.2327 | 0.58409 | 9 | 0.81682
76929 | 9.49 | 0.8 | 365 | 8.6434 | 0.39795 | 9 | 0.041392
76930 | 4.8 | 0.8 | 365 | 4.3718 | 0.79981 | 5 | 0.17162
76727 | 11.1 | 0.8 | 365 | 10.1098 | 0.34955 | 10 | 0.45937
76546 | 7.04 | 0.8 | 365 | 6.412 | 0.90638 | 7 | 0.31838
73984 | 4.16 | 0.8 | 365 | 3.7889 | 0.6265 | 4 | 0.4154
76757 | 13.455 | 0.8 | 365 | 12.2547 | 0.66695 | 12 | 0.9217
76934 | 5.76 | 0.8 | 365 | 5.2462 | 0.55977 | 5 | 0.80595
76935 | 8.4 | 0.8 | 365 | 7.6507 | 0.39966 | 8 | 0.050337
76936 | 10.35 | 0.8 | 365 | 9.4267 | 0.97458 | 10 | 0.40131
76937 | 5.85 | 0.8 | 365 | 5.3282 | 0.72476 | 6 | 0.052913
76938 | 5.1 | 0.8 | 365 | 4.6451 | 0.34979 | 4 | 0.99485
76939 | 12.16 | 0.8 | 365 | 11.0753 | 0.29284 | 11 | 0.36811
76940 | 4.95 | 0.8 | 365 | 4.5084 | 0.074799 | 4 | 0.58323
76941 | 8.32 | 0.8 | 365 | 7.5778 | 0.253 | 7 | 0.83081
76942 | 7.8 | 0.8 | 365 | 7.1042 | 0.29968 | 7 | 0.40388
76944 | 8.525 | 0.8 | 365 | 7.7645 | 0.62882 | 8 | 0.39335
76946 | 3.105 | 0.8 | 365 | 2.828 | 0.69237 | 3 | 0.52039
76947 | 7.26 | 0.8 | 365 | 6.6124 | 0.30971 | 6 | 0.92208
76948 | 10.23 | 0.8 | 365 | 9.3174 | 0.75459 | 10 | 0.072017
76949 | 9.24 | 0.8 | 365 | 8.4157 | 0.93963 | 9 | 0.35537
76950 | 3.3 | 0.8 | 365 | 3.0056 | 0.049866 | 3 | 0.055489
76951 | 6.67 | 0.8 | 365 | 6.075 | 0.22806 | 6 | 0.30306
76952 | 8 | 0.8 | 365 | 7.2864 | 0.66634 | 7 | 0.9527
76953 | 5.94 | 0.8 | 365 | 5.4101 | 0.88976 | 6 | 0.29988
76954 | 15.105 | 0.8 | 365 | 13.7576 | 0.69189 | 14 | 0.44944
76956 | 6.9 | 0.8 | 365 | 6.2845 | 0.64972 | 6 | 0.9342
76958 | 3 | 0.8 | 365 | 2.7324 | 0.49988 | 3 | 0.23226
74010 | 61.38 | 0.6 | 365 | 41.9284 | 0.39563 | 42 | 0.32408
50396 | 1388.52 | 1 | 365 | 1580.8211 | 0.95465 | 1581 | 0.77578
76960 | 5.36 | 0.8 | 365 | 4.8819 | 0.82645 | 5 | 0.70831
76962 | 12.6 | 0.8 | 365 | 11.476 | 0.099489 | 11 | 0.5755
76360 | 6 | 0.8 | 365 | 5.4648 | 0.99976 | 6 | 0.46453
76348 | 6.5 | 0.8 | 365 | 5.9202 | 0.9164 | 6 | 0.83657
76448 | 5.67 | 0.8 | 365 | 5.1642 | 0.39477 | 5 | 0.55898
76975 | 5.8 | 0.8 | 365 | 5.2826 | 0.6331 | 5 | 0.91571
76976 | 8.12 | 0.8 | 365 | 7.3957 | 0.88634 | 8 | 0.28199
76977 | 7.25 | 0.8 | 365 | 6.6033 | 0.29137 | 6 | 0.89464
76978 | 4.06 | 0.8 | 365 | 3.6978 | 0.44317 | 4 | 0.141
76979 | 2.28 | 0.8 | 365 | 2.0766 | 0.17991 | 2 | 0.25652
76980 | 2.9 | 0.8 | 365 | 2.6413 | 0.31655 | 2 | 0.95785
76982 | 5.67 | 0.8 | 365 | 5.1642 | 0.39477 | 5 | 0.55898
76983 | 4.35 | 0.8 | 365 | 3.962 | 0.97482 | 4 | 0.93678
76984 | 2.32 | 0.8 | 365 | 2.113 | 0.25324 | 2 | 0.36628
76985 | 3.19 | 0.8 | 365 | 2.9054 | 0.8482 | 3 | 0.75364
76986 | 6.67 | 0.8 | 365 | 6.075 | 0.22806 | 6 | 0.30306
76987 | 10.15 | 0.8 | 365 | 9.2446 | 0.60792 | 9 | 0.85249
76102 | 5.7 | 0.8 | 365 | 5.1915 | 0.44977 | 5 | 0.6413
76183 | 10.26 | 0.8 | 365 | 9.3448 | 0.80958 | 10 | 0.15434
76140 | 8.68 | 0.8 | 365 | 7.9057 | 0.91298 | 8 | 0.81868
76990 | 8.91 | 0.8 | 365 | 8.1152 | 0.33464 | 8 | 0.44982
76992 | 7.65 | 0.8 | 365 | 6.9676 | 0.02469 | 6 | 0.99227
74816 | 9.28 | 0.8 | 365 | 8.4522 | 0.012957 | 8 | 0.46513
73656 | 5.67 | 0.8 | 365 | 5.1642 | 0.39477 | 5 | 0.55898
73888 | 8.1 | 0.8 | 365 | 7.3774 | 0.84967 | 8 | 0.22711
76993 | 10.545 | 0.8 | 365 | 9.6043 | 0.33207 | 9 | 0.9364
76994 | 6.67 | 0.8 | 365 | 6.075 | 0.22806 | 6 | 0.30306
76995 | 2.61 | 0.8 | 365 | 2.3772 | 0.78489 | 3 | 0.16207
76542 | 13.5 | 0.8 | 365 | 12.2957 | 0.74945 | 13 | 0.045184
64862 | 2039.8 | 0.7 | 365 | 1625.6095 | 0.10682 | 1625 | 0.71629
76996 | 4.93 | 0.8 | 365 | 4.4902 | 0.038134 | 4 | 0.52835
76997 | 4.93 | 0.8 | 365 | 4.4902 | 0.038134 | 4 | 0.52835
76998 | 3.705 | 0.8 | 365 | 3.3745 | 0.79235 | 4 | 0.16684
76999 | 2.565 | 0.8 | 365 | 2.3362 | 0.7024 | 3 | 0.038585
77000 | 2.565 | 0.8 | 365 | 2.3362 | 0.7024 | 3 | 0.038585
76776 | 6.6 | 0.8 | 365 | 6.0112 | 0.099732 | 6 | 0.11098
77002 | 4.64 | 0.8 | 365 | 4.2261 | 0.50648 | 4 | 0.73257
77003 | 10.44 | 0.8 | 365 | 9.5087 | 0.13958 | 9 | 0.64828
37055 | 1389.96 | 1 | 365 | 1582.4606 | 0.25458 | 1582 | 0.71514
75507 | 5.5 | 0.8 | 365 | 5.0094 | 0.08311 | 5 | 0.092482
77004 | 19.04 | 0.8 | 365 | 17.3415 | 0.90589 | 18 | 0.24743
77013 | 5.4 | 0.8 | 365 | 4.9183 | 0.89978 | 5 | 0.81807
77016 | 3 | 0.8 | 365 | 2.7324 | 0.49988 | 3 | 0.23226
77017 | 6.03 | 0.8 | 365 | 5.4921 | 0.054756 | 5 | 0.54685
77019 | 7.92 | 0.8 | 365 | 7.2135 | 0.51968 | 7 | 0.73317
77021 | 3 | 0.8 | 365 | 2.7324 | 0.49988 | 3 | 0.23226
77023 | 12.06 | 0.8 | 365 | 10.9842 | 0.10951 | 11 | 0.093697
77026 | 7.59 | 0.8 | 365 | 6.9129 | 0.91469 | 7 | 0.82763
77024 | 9.9 | 0.8 | 365 | 9.0169 | 0.1496 | 9 | 0.16647
61528 | 326.72 | 0.9 | 365 | 334.7718 | 0.8451 | 335 | 0.61687
77028 | 15.075 | 0.8 | 365 | 13.7302 | 0.63689 | 14 | 0.36712
77027 | 7.5 | 0.8 | 365 | 6.831 | 0.7497 | 7 | 0.58066
77029 | 7.56 | 0.8 | 365 | 6.8856 | 0.85969 | 7 | 0.7453
77030 | 4.5 | 0.8 | 365 | 4.0986 | 0.24982 | 4 | 0.34839
76219 | 12.6 | 0.8 | 365 | 11.476 | 0.099489 | 11 | 0.5755
77035 | 7.92 | 0.8 | 365 | 7.2135 | 0.51968 | 7 | 0.73317
77036 | 11.97 | 0.8 | 365 | 10.9022 | 0.94451 | 11 | 0.84673
76961 | 7.245 | 0.8 | 365 | 6.5987 | 0.28221 | 6 | 0.88092
76420 | 12.4 | 0.8 | 365 | 11.2939 | 0.73283 | 12 | 0.026687
76963 | 6.38 | 0.8 | 365 | 5.8109 | 0.69641 | 6 | 0.50728
77032 | 9.3 | 0.8 | 365 | 8.4704 | 0.049623 | 8 | 0.52002
77040 | 8.71 | 0.8 | 365 | 7.933 | 0.96798 | 8 | 0.901
77041 | 6.5 | 0.8 | 365 | 5.9202 | 0.9164 | 6 | 0.83657
77039 | 3 | 0.8 | 365 | 2.7324 | 0.49988 | 3 | 0.23226
77043 | 3.9 | 0.8 | 365 | 3.5521 | 0.14984 | 3 | 0.70194
77044 | 11.4 | 0.8 | 365 | 10.3831 | 0.89954 | 11 | 0.2826
77045 | 8.32 | 0.8 | 365 | 7.5778 | 0.253 | 7 | 0.83081
77046 | 6.96 | 0.8 | 365 | 6.3391 | 0.75972 | 7 | 0.09885
77047 | 4.275 | 0.8 | 365 | 3.8936 | 0.83733 | 4 | 0.73097
77048 | 10.545 | 0.8 | 365 | 9.6043 | 0.33207 | 9 | 0.9364
77049 | 7.56 | 0.8 | 365 | 6.8856 | 0.85969 | 7 | 0.7453
77050 | 7.29 | 0.8 | 365 | 6.6397 | 0.3647 | 7 | 0.0043992
77052 | 2.36 | 0.8 | 365 | 2.1495 | 0.32657 | 2 | 0.47605
76717 | 6.9 | 0.8 | 365 | 6.2845 | 0.64972 | 6 | 0.9342
77060 | 8.68 | 0.8 | 365 | 7.9057 | 0.91298 | 8 | 0.81868
77065 | 6.3 | 0.8 | 365 | 5.738 | 0.54974 | 6 | 0.28775
77068 | 8.125 | 0.8 | 365 | 7.4002 | 0.8955 | 8 | 0.29571
77071 | 5.25 | 0.8 | 365 | 4.7817 | 0.62479 | 5 | 0.40646
77072 | 9.1 | 0.8 | 365 | 8.2882 | 0.68296 | 8 | 0.9712
77075 | 6.72 | 0.8 | 365 | 6.1205 | 0.31973 | 6 | 0.44027
77077 | 5.61 | 0.8 | 365 | 5.1096 | 0.28477 | 5 | 0.39433
77079 | 7.035 | 0.8 | 365 | 6.4074 | 0.89721 | 7 | 0.30466
77073 | 7.8 | 0.8 | 365 | 7.1042 | 0.29968 | 7 | 0.40388
77066 | 6.12 | 0.8 | 365 | 5.5741 | 0.21975 | 5 | 0.79382
76801 | 11.22 | 0.8 | 365 | 10.2191 | 0.56955 | 10 | 0.78866
77064 | 4.225 | 0.8 | 365 | 3.8481 | 0.74566 | 4 | 0.59377
76497 | 7.59 | 0.8 | 365 | 6.9129 | 0.91469 | 7 | 0.82763
76490 | 5.6 | 0.8 | 365 | 5.1005 | 0.26644 | 5 | 0.36689
75999 | 9.24 | 0.8 | 365 | 8.4157 | 0.93963 | 9 | 0.35537
76001 | 8.4 | 0.8 | 365 | 7.6507 | 0.39966 | 8 | 0.050337
75256 | 8.91 | 0.8 | 365 | 8.1152 | 0.33464 | 8 | 0.44982
75262 | 9.52 | 0.8 | 365 | 8.6708 | 0.45295 | 9 | 0.12371
75267 | 9.9 | 0.8 | 365 | 9.0169 | 0.1496 | 9 | 0.16647
76755 | 16.023 | 0.8 | 365 | 14.5937 | 0.37485 | 14 | 0.96852
77082 | 13.8 | 0.8 | 365 | 12.569 | 0.29944 | 12 | 0.86841
76758 | 8.71 | 0.8 | 365 | 7.933 | 0.96798 | 8 | 0.901
77084 | 13.515 | 0.8 | 365 | 12.3094 | 0.77695 | 13 | 0.086345
77085 | 7.8 | 0.8 | 365 | 7.1042 | 0.29968 | 7 | 0.40388
76761 | 7.2 | 0.8 | 365 | 6.5577 | 0.19971 | 6 | 0.75743
77086 | 7.28 | 0.8 | 365 | 6.6306 | 0.34637 | 6 | 0.97696
77089 | 4.5 | 0.8 | 365 | 4.0986 | 0.24982 | 4 | 0.34839
74851 | 14.335 | 0.8 | 365 | 13.0562 | 0.28025 | 13 | 0.3365
77092 | 2.4 | 0.8 | 365 | 2.1859 | 0.3999 | 2 | 0.58581
77093 | 7.41 | 0.8 | 365 | 6.749 | 0.5847 | 7 | 0.33369
76597 | 16.53 | 0.8 | 365 | 15.0554 | 0.30433 | 15 | 0.35977
77096 | 5.04 | 0.8 | 365 | 4.5904 | 0.2398 | 4 | 0.8302
76213 | 5.28 | 0.8 | 365 | 4.809 | 0.67979 | 5 | 0.48878
77101 | 9.52 | 0.8 | 365 | 8.6708 | 0.45295 | 9 | 0.12371
77102 | 7.59 | 0.8 | 365 | 6.9129 | 0.91469 | 7 | 0.82763
76843 | 7.695 | 0.8 | 365 | 7.0086 | 0.10719 | 7 | 0.11575
77103 | 9.6 | 0.8 | 365 | 8.7436 | 0.59961 | 9 | 0.34324
77104 | 3.78 | 0.8 | 365 | 3.4428 | 0.92985 | 4 | 0.37265
77105 | 7.68 | 0.8 | 365 | 6.9949 | 0.079689 | 7 | 0.074593
77106 | 11.84 | 0.8 | 365 | 10.7838 | 0.70619 | 11 | 0.49
77108 | 6.6 | 0.8 | 365 | 6.0112 | 0.099732 | 6 | 0.11098
75787 | 10.335 | 0.8 | 365 | 9.4131 | 0.94708 | 10 | 0.36015
77110 | 11.375 | 0.8 | 365 | 10.3603 | 0.85371 | 11 | 0.214
77113 | 12.375 | 0.8 | 365 | 11.2711 | 0.687 | 11 | 0.95809
76208 | 7.68 | 0.8 | 365 | 6.9949 | 0.079689 | 7 | 0.074593
75901 | 3.92 | 0.8 | 365 | 3.5703 | 0.18651 | 3 | 0.75682
77061 | 5.6 | 0.8 | 365 | 5.1005 | 0.26644 | 5 | 0.36689
77054 | 5.32 | 0.8 | 365 | 4.8454 | 0.75312 | 5 | 0.59855
77123 | 24.96 | 1 | 365 | 28.4168 | 0.19874 | 28 | 0.61554
77126 | 6.27 | 0.8 | 365 | 5.7107 | 0.49475 | 6 | 0.20543
77127 | 3.3 | 0.8 | 365 | 3.0056 | 0.049866 | 3 | 0.055489
77129 | 24.85 | 0.8 | 365 | 22.6333 | 0.55733 | 23 | 0.19058
76867 | 10.71 | 1 | 365 | 12.1933 | 0.54321 | 12 | 0.73647
77130 | 6.75 | 0.8 | 365 | 6.1479 | 0.37473 | 6 | 0.52259
77131 | 5.1 | 0.8 | 365 | 4.6451 | 0.34979 | 4 | 0.99485
77132 | 8.25 | 0.8 | 365 | 7.5141 | 0.12467 | 7 | 0.63872
77133 | 10.5 | 0.8 | 365 | 9.5633 | 0.24957 | 9 | 0.81292
77139 | 7.28 | 0.8 | 365 | 6.6306 | 0.34637 | 6 | 0.97696
77140 | 8.1 | 0.8 | 365 | 7.3774 | 0.84967 | 8 | 0.22711
75001 | 4.2 | 0.8 | 365 | 3.8253 | 0.69983 | 4 | 0.52517
77146 | 12.32 | 0.8 | 365 | 11.221 | 0.58617 | 11 | 0.80716
77147 | 9.69 | 0.8 | 365 | 8.8256 | 0.76461 | 9 | 0.59021
77148 | 5.28 | 0.8 | 365 | 4.809 | 0.67979 | 5 | 0.48878
77150 | 11.88 | 0.8 | 365 | 10.8202 | 0.77952 | 11 | 0.59976
77151 | 3.92 | 0.8 | 365 | 3.5703 | 0.18651 | 3 | 0.75682
77152 | 11.2 | 0.8 | 365 | 10.2009 | 0.53288 | 10 | 0.73378
77153 | 6.16 | 0.8 | 365 | 5.6105 | 0.29308 | 5 | 0.90358
37200 | 1659.84 | 0.8 | 365 | 1511.7738 | 0.97272 | 1512 | 0.74649
77158 | 4.55 | 0.8 | 365 | 4.1441 | 0.34148 | 4 | 0.4856
77160 | 6 | 0.8 | 365 | 5.4648 | 0.99976 | 6 | 0.46453
76442 | 6 | 0.8 | 365 | 5.4648 | 0.99976 | 6 | 0.46453
77169 | 3.6 | 0.8 | 365 | 3.2789 | 0.59985 | 3 | 0.87872
77173 | 14.25 | 0.8 | 365 | 12.9788 | 0.12442 | 13 | 0.10325
77171 | 6.3 | 0.8 | 365 | 5.738 | 0.54974 | 6 | 0.28775
77177 | 11.4 | 0.8 | 365 | 10.3831 | 0.89954 | 11 | 0.2826
77179 | 6.16 | 0.8 | 365 | 5.6105 | 0.29308 | 5 | 0.90358
77181 | 8.4 | 0.8 | 365 | 7.6507 | 0.39966 | 8 | 0.050337
77118 | 13.44 | 0.8 | 365 | 12.2411 | 0.63946 | 12 | 0.88054
77182 | 7.26 | 0.8 | 365 | 6.6124 | 0.30971 | 6 | 0.92208
77183 | 4.48 | 0.8 | 365 | 4.0804 | 0.21315 | 4 | 0.29351
77184 | 3.64 | 0.8 | 365 | 3.3153 | 0.67319 | 3 | 0.98848
77185 | 10.64 | 0.8 | 365 | 9.6909 | 0.50624 | 10 | 0.19709
77076 | 4.48 | 0.8 | 365 | 4.0804 | 0.21315 | 4 | 0.29351
77186 | 9.24 | 0.8 | 365 | 8.4157 | 0.93963 | 9 | 0.35537
77188 | 11.22 | 0.8 | 365 | 10.2191 | 0.56955 | 10 | 0.78866
77189 | 9.24 | 0.8 | 365 | 8.4157 | 0.93963 | 9 | 0.35537
77192 | 3.92 | 0.8 | 365 | 3.5703 | 0.18651 | 3 | 0.75682
77190 | 9.24 | 0.8 | 365 | 8.4157 | 0.93963 | 9 | 0.35537
77191 | 10.89 | 0.8 | 365 | 9.9186 | 0.96456 | 10 | 0.88311
77193 | 6.6 | 0.8 | 365 | 6.0112 | 0.099732 | 6 | 0.11098
77194 | 8.25 | 0.8 | 365 | 7.5141 | 0.12467 | 7 | 0.63872
77011 | 2.925 | 0.8 | 365 | 2.6641 | 0.36238 | 3 | 0.026456
77195 | 9.405 | 0.8 | 365 | 8.566 | 0.24212 | 8 | 0.80814
77196 | 3.92 | 0.8 | 365 | 3.5703 | 0.18651 | 3 | 0.75682
77197 | 5.415 | 0.8 | 365 | 4.932 | 0.92728 | 5 | 0.85923
77198 | 10.64 | 0.8 | 365 | 9.6909 | 0.50624 | 10 | 0.19709
77199 | 9.57 | 0.8 | 365 | 8.7163 | 0.54461 | 9 | 0.26092
77200 | 6.555 | 0.8 | 365 | 5.9703 | 0.017234 | 5 | 0.98749
77119 | 4.8 | 0.8 | 365 | 4.3718 | 0.79981 | 5 | 0.17162
77137 | 5.2 | 0.8 | 365 | 4.7361 | 0.53312 | 5 | 0.26926
77202 | 9.52 | 0.8 | 365 | 8.6708 | 0.45295 | 9 | 0.12371
77204 | 3.3 | 0.8 | 365 | 3.0056 | 0.049866 | 3 | 0.055489
77162 | 8.54 | 0.8 | 365 | 7.7782 | 0.65632 | 8 | 0.43451
77201 | 5.4 | 0.8 | 365 | 4.9183 | 0.89978 | 5 | 0.81807
77206 | 6.72 | 0.8 | 365 | 6.1205 | 0.31973 | 6 | 0.44027
77207 | 10.23 | 0.8 | 365 | 9.3174 | 0.75459 | 10 | 0.072017
77208 | 8.58 | 0.8 | 365 | 7.8146 | 0.72965 | 8 | 0.54427
77178 | 9.28 | 0.8 | 365 | 8.4522 | 0.012957 | 8 | 0.46513
77209 | 4.56 | 0.8 | 365 | 4.1532 | 0.35982 | 4 | 0.51304
77211 | 8.55 | 0.8 | 365 | 7.7873 | 0.67465 | 8 | 0.46195
77212 | 10.88 | 0.8 | 365 | 9.9094 | 0.94623 | 10 | 0.85567
77213 | 7.98 | 0.8 | 365 | 7.2681 | 0.62968 | 7 | 0.89782
77215 | 7.68 | 0.8 | 365 | 6.9949 | 0.079689 | 7 | 0.074593
77216 | 6.4 | 0.8 | 365 | 5.8291 | 0.73307 | 6 | 0.56216
77217 | 9.69 | 0.8 | 365 | 8.8256 | 0.76461 | 9 | 0.59021
77218 | 5.7 | 0.8 | 365 | 5.1915 | 0.44977 | 5 | 0.6413
51478 | 629.13 | 0.8 | 365 | 573.0084 | 0.3795 | 573 | 0.38788
77020 | 9.6 | 0.8 | 365 | 8.7436 | 0.59961 | 9 | 0.34324
77221 | 10.8 | 0.8 | 365 | 9.8366 | 0.79956 | 10 | 0.63615
77222 | 9.24 | 0.8 | 365 | 8.4157 | 0.93963 | 9 | 0.35537
77223 | 8.67 | 0.8 | 365 | 7.8966 | 0.89465 | 8 | 0.79124
77225 | 5.36 | 0.8 | 365 | 4.8819 | 0.82645 | 5 | 0.70831
77226 | 10.385 | 0.8 | 365 | 9.4586 | 0.038746 | 9 | 0.49735
77229 | 6.4 | 0.8 | 365 | 5.8291 | 0.73307 | 6 | 0.56216
76677 | 10.725 | 0.8 | 365 | 9.7683 | 0.66207 | 10 | 0.43034
76734 | 6 | 0.8 | 365 | 5.4648 | 0.99976 | 6 | 0.46453
77235 | 9 | 0.8 | 365 | 8.1972 | 0.49964 | 8 | 0.69679
77051 | 7.125 | 0.8 | 365 | 6.4894 | 0.062211 | 6 | 0.55162
77238 | 7.44 | 0.8 | 365 | 6.7763 | 0.6397 | 7 | 0.41601
77239 | 6.03 | 0.8 | 365 | 5.4921 | 0.054756 | 5 | 0.54685
77240 | 11.16 | 0.8 | 365 | 10.1645 | 0.45955 | 10 | 0.62402
77243 | 9.45 | 0.8 | 365 | 8.607 | 0.32462 | 8 | 0.93163
77245 | 5.04 | 0.8 | 365 | 4.5904 | 0.2398 | 4 | 0.8302
77247 | 2.52 | 0.8 | 365 | 2.2952 | 0.6199 | 2 | 0.9151
77248 | 7.2 | 0.8 | 365 | 6.5577 | 0.19971 | 6 | 0.75743
77250 | 4.4 | 1 | 365 | 5.0094 | 0.08311 | 5 | 0.092482
77251 | 7.5 | 0.8 | 365 | 6.831 | 0.7497 | 7 | 0.58066
77252 | 6.49 | 0.8 | 365 | 5.9111 | 0.89807 | 6 | 0.80913
34985 | 607.2 | 0.9 | 365 | 622.164 | 0.32231 | 622 | 0.48629
76749 | 10.695 | 0.8 | 365 | 9.741 | 0.60707 | 10 | 0.34802
76918 | 4.8 | 0.8 | 365 | 4.3718 | 0.79981 | 5 | 0.17162
76752 | 5.232 | 0.8 | 365 | 4.7653 | 0.59179 | 5 | 0.35707
76945 | 6.05 | 0.8 | 365 | 5.5103 | 0.091421 | 5 | 0.60173
76955 | 4.14 | 0.8 | 365 | 3.7707 | 0.58983 | 4 | 0.36052
31902 | 5892.48 | 1 | 365 | 6708.5508 | 0.30145 | 6708 | 0.85221
77014 | 24.735 | 1 | 365 | 28.1606 | 0.68312 | 28 | 0.84376
77018 | 6 | 0.8 | 365 | 5.4648 | 0.99976 | 6 | 0.46453
77062 | 10.56 | 0.8 | 365 | 9.618 | 0.35957 | 9 | 0.97757
77081 | 7.8 | 0.8 | 365 | 7.1042 | 0.29968 | 7 | 0.40388
77083 | 4.875 | 0.8 | 365 | 4.4401 | 0.9373 | 5 | 0.37743
77090 | 9 | 0.8 | 365 | 8.1972 | 0.49964 | 8 | 0.69679
77095 | 6.867 | 0.8 | 365 | 6.2544 | 0.58922 | 6 | 0.84365
77097 | 6.63 | 0.8 | 365 | 6.0386 | 0.15473 | 6 | 0.1933
77100 | 15.66 | 0.8 | 365 | 14.263 | 0.70937 | 14 | 0.97241
77135 | 8.91 | 0.8 | 365 | 8.1152 | 0.33464 | 8 | 0.44982
77164 | 5.7 | 0.8 | 365 | 5.1915 | 0.44977 | 5 | 0.6413
77001 | 9.3 | 0.8 | 365 | 8.4704 | 0.049623 | 8 | 0.52002
76989 | 4.875 | 0.8 | 365 | 4.4401 | 0.9373 | 5 | 0.37743
77237 | 10.05 | 0.8 | 365 | 9.1535 | 0.42459 | 9 | 0.57808
35527 | 4805.91 | 0.8 | 365 | 4377.1982 | 0.6402 | 4377 | 0.83842
64770 | 522.24 | 0.7 | 365 | 416.1968 | 0.74148 | 416 | 0.93831
64981 | 43.47 | 0.7 | 365 | 34.6432 | 0.73158 | 35 | 0.37481
65012 | 92.214 | 0.9 | 365 | 94.4865 | 0.18717 | 94 | 0.67371
73665 | 7.194 | 0.8 | 365 | 6.5523 | 0.18871 | 6 | 0.74097
73675 | 8.96 | 0.8 | 365 | 8.1607 | 0.4263 | 8 | 0.58703
74988 | 11.48 | 0.8 | 365 | 10.4559 | 0.046201 | 10 | 0.50213
76390 | 24.2 | 0.8 | 365 | 22.0412 | 0.36569 | 22 | 0.40692
76781 | 3.78 | 0.8 | 365 | 3.4428 | 0.92985 | 4 | 0.37265
76794 | 7.68 | 0.8 | 365 | 6.9949 | 0.079689 | 7 | 0.074593
77253 | 12.395 | 0.8 | 365 | 11.2893 | 0.72366 | 12 | 0.012967
77254 | 4.86 | 0.8 | 365 | 4.4265 | 0.9098 | 5 | 0.33627
77255 | 7 | 0.8 | 365 | 6.3756 | 0.83305 | 7 | 0.20861
77256 | 9.9 | 0.8 | 365 | 9.0169 | 0.1496 | 9 | 0.16647
77257 | 5.88 | 0.8 | 365 | 5.3555 | 0.77976 | 6 | 0.13524
77258 | 10.08 | 0.8 | 365 | 9.1808 | 0.47959 | 9 | 0.6604
77259 | 6.93 | 0.8 | 365 | 6.3118 | 0.70472 | 7 | 0.016528
77260 | 6.93 | 0.8 | 365 | 6.3118 | 0.70472 | 7 | 0.016528
77263 | 5.04 | 0.8 | 365 | 4.5904 | 0.2398 | 4 | 0.8302
33929 | 3002.94 | 0.8 | 365 | 2735.0624 | 0.26828 | 2735 | 0.33066
76590 | 3 | 0.8 | 365 | 2.7324 | 0.49988 | 3 | 0.23226
76461 | 5.525 | 0.8 | 365 | 5.0321 | 0.12894 | 5 | 0.16108
77267 | 7.56 | 0.8 | 365 | 6.8856 | 0.85969 | 7 | 0.7453
77268 | 4.2 | 0.8 | 365 | 3.8253 | 0.69983 | 4 | 0.52517
77269 | 3.92 | 0.8 | 365 | 3.5703 | 0.18651 | 3 | 0.75682
77270 | 4.275 | 0.8 | 365 | 3.8936 | 0.83733 | 4 | 0.73097
77272 | 4.578 | 0.8 | 365 | 4.1696 | 0.39281 | 4 | 0.56243
77273 | 11.22 | 0.8 | 365 | 10.2191 | 0.56955 | 10 | 0.78866
76835 | 6.08 | 0.8 | 365 | 5.5376 | 0.14642 | 5 | 0.68405
76909 | 6.8 | 0.8 | 365 | 6.1934 | 0.46639 | 6 | 0.6598
77277 | 13.2 | 0.8 | 365 | 12.0225 | 0.19946 | 12 | 0.22196
77278 | 7.035 | 0.8 | 365 | 6.4074 | 0.89721 | 7 | 0.30466
77282 | 7.41 | 0.8 | 365 | 6.749 | 0.5847 | 7 | 0.33369
77287 | 6 | 0.8 | 365 | 5.4648 | 0.99976 | 6 | 0.46453
77288 | 3.99 | 0.8 | 365 | 3.6341 | 0.31484 | 3 | 0.94891
32927 | 912.87 | 0.8 | 365 | 831.4373 | 0.558 | 831 | 0.99532
77289 | 7.92 | 0.8 | 365 | 7.2135 | 0.51968 | 7 | 0.73317
77291 | 7.98 | 0.8 | 365 | 7.2681 | 0.62968 | 7 | 0.89782
77295 | 6.615 | 0.8 | 365 | 6.0249 | 0.12723 | 6 | 0.15214
77022 | 6.6 | 0.8 | 365 | 6.0112 | 0.099732 | 6 | 0.11098
77298 | 7.29 | 0.8 | 365 | 6.6397 | 0.3647 | 7 | 0.0043992
77300 | 8.395 | 0.8 | 365 | 7.6461 | 0.39049 | 8 | 0.036616
77138 | 13.545 | 0.8 | 365 | 12.3367 | 0.83195 | 13 | 0.16867
77304 | 16.53 | 0.8 | 365 | 15.0554 | 0.30433 | 15 | 0.35977
29613 | 496.47 | 0.9 | 365 | 508.7051 | 0.94674 | 509 | 0.65186
77316 | 5.67 | 0.8 | 365 | 5.1642 | 0.39477 | 5 | 0.55898
77317 | 7.975 | 0.8 | 365 | 7.2636 | 0.62051 | 7 | 0.8841
77318 | 10.8 | 0.8 | 365 | 9.8366 | 0.79956 | 10 | 0.63615
77319 | 7.29 | 0.8 | 365 | 6.6397 | 0.3647 | 7 | 0.0043992
77320 | 12 | 0.8 | 365 | 10.9295 | 0.99951 | 11 | 0.92905
77324 | 3.78 | 0.8 | 365 | 3.4428 | 0.92985 | 4 | 0.37265
77325 | 5.76 | 0.8 | 365 | 5.2462 | 0.55977 | 5 | 0.80595
77322 | 10.88 | 0.8 | 365 | 9.9094 | 0.94623 | 10 | 0.85567
77327 | 13.34 | 0.8 | 365 | 12.15 | 0.45613 | 12 | 0.60613
77328 | 5.7 | 0.8 | 365 | 5.1915 | 0.44977 | 5 | 0.6413
77330 | 7.2 | 0.8 | 365 | 6.5577 | 0.19971 | 6 | 0.75743
77333 | 12.87 | 0.8 | 365 | 11.7219 | 0.59448 | 12 | 0.31641
77335 | 7.92 | 0.8 | 365 | 7.2135 | 0.51968 | 7 | 0.73317
77332 | 14.74 | 0.8 | 365 | 13.4251 | 0.022736 | 13 | 0.44785
76840 | 7.68 | 0.8 | 365 | 6.9949 | 0.079689 | 7 | 0.074593
77337 | 4.56 | 0.8 | 365 | 4.1532 | 0.35982 | 4 | 0.51304
77339 | 6.6 | 0.8 | 365 | 6.0112 | 0.099732 | 6 | 0.11098
77341 | 5.4 | 0.8 | 365 | 4.9183 | 0.89978 | 5 | 0.81807
77340 | 8.04 | 0.8 | 365 | 7.3228 | 0.73967 | 8 | 0.062465
77342 | 9.405 | 0.8 | 365 | 8.566 | 0.24212 | 8 | 0.80814
77343 | 7.98 | 0.8 | 365 | 7.2681 | 0.62968 | 7 | 0.89782
77091 | 11.4 | 0.8 | 365 | 10.3831 | 0.89954 | 11 | 0.2826
75893 | 5.31 | 0.8 | 365 | 4.8363 | 0.73478 | 5 | 0.57111
77355 | 7.375 | 0.8 | 365 | 6.7171 | 0.52053 | 7 | 0.23765
77356 | 8.64 | 0.8 | 365 | 7.8693 | 0.83965 | 8 | 0.70892
76233 | 9.425 | 0.8 | 365 | 8.5842 | 0.27878 | 8 | 0.86303
77274 | 5.6 | 0.8 | 365 | 5.1005 | 0.26644 | 5 | 0.36689
77128 | 3.575 | 0.8 | 365 | 3.2561 | 0.55402 | 3 | 0.81011
77281 | 9.38 | 0.8 | 365 | 8.5433 | 0.19629 | 8 | 0.73954
77284 | 6.84 | 0.8 | 365 | 6.2298 | 0.53972 | 6 | 0.76956
77134 | 3 | 0.8 | 365 | 2.7324 | 0.49988 | 3 | 0.23226
77313 | 8.1 | 0.8 | 365 | 7.3774 | 0.84967 | 8 | 0.22711
77323 | 8.71 | 0.8 | 365 | 7.933 | 0.96798 | 8 | 0.901
77348 | 11.34 | 0.8 | 365 | 10.3284 | 0.78954 | 11 | 0.11795
77359 | 7.5 | 0.8 | 365 | 6.831 | 0.7497 | 7 | 0.58066
77109 | 13.11 | 0.8 | 365 | 11.9405 | 0.034469 | 11 | 0.97499
50690 | 648.415 | 0.9 | 365 | 664.3947 | 0.32637 | 664 | 0.72106
65114 | 66.708 | 0.9 | 365 | 68.352 | 0.58221 | 68 | 0.93418
76931 | 7.875 | 0.8 | 365 | 7.1725 | 0.43718 | 7 | 0.60969
64323 | 85.8 | 0.9 | 365 | 87.9145 | 0.95859 | 88 | 0.87306
76419 | 10.72 | 0.8 | 365 | 9.7637 | 0.6529 | 10 | 0.41662
65242 | 20.35 | 0.8 | 365 | 18.5347 | 0.30751 | 18 | 0.84218
77436 | 10.72 | 0.8 | 365 | 9.7637 | 0.6529 | 10 | 0.41662
77433 | 3.465 | 0.8 | 365 | 3.1559 | 0.35236 | 3 | 0.50826
77402 | 7.84 | 0.8 | 365 | 7.1406 | 0.37302 | 7 | 0.51365
77429 | 6.72 | 0.8 | 365 | 6.1205 | 0.31973 | 6 | 0.44027
77427 | 9.9 | 0.8 | 365 | 9.0169 | 0.1496 | 9 | 0.16647
76205 | 5.4 | 0.8 | 365 | 4.9183 | 0.89978 | 5 | 0.81807
77366 | 7.8 | 0.8 | 365 | 7.1042 | 0.29968 | 7 | 0.40388
77099 | 7.84 | 0.8 | 365 | 7.1406 | 0.37302 | 7 | 0.51365
76095 | 6.48 | 0.8 | 365 | 5.902 | 0.87974 | 6 | 0.78169
75714 | 5.7 | 0.8 | 365 | 5.1915 | 0.44977 | 5 | 0.6413
75709 | 5.13 | 0.8 | 365 | 4.6724 | 0.40479 | 5 | 0.07717
75446 | 9.135 | 0.8 | 365 | 8.3201 | 0.74713 | 9 | 0.067241
75093 | 6.48 | 0.8 | 365 | 5.902 | 0.87974 | 6 | 0.78169
77413 | 2.24 | 0.8 | 365 | 2.0402 | 0.10658 | 2 | 0.14676
77369 | 7.92 | 0.8 | 365 | 7.2135 | 0.51968 | 7 | 0.73317
77368 | 5.04 | 0.8 | 365 | 4.5904 | 0.2398 | 4 | 0.8302
77367 | 7.8 | 0.8 | 365 | 7.1042 | 0.29968 | 7 | 0.40388
77365 | 9.24 | 0.8 | 365 | 8.4157 | 0.93963 | 9 | 0.35537
77364 | 11.76 | 0.8 | 365 | 10.7109 | 0.55952 | 11 | 0.27047
77350 | 108.205 | 0.6 | 365 | 73.9144 | 0.77859 | 74 | 0.69301
34731 | 114.4 | 1 | 365 | 130.2437 | 0.16087 | 130 | 0.40454
77360 | 10.56 | 0.8 | 365 | 9.618 | 0.35957 | 9 | 0.97757
77362 | 6.72 | 0.8 | 365 | 6.1205 | 0.31973 | 6 | 0.44027
51479 | 857.6 | 1 | 365 | 976.3721 | 0.28988 | 976 | 0.66199
76261 | 12 | 0.8 | 365 | 10.9295 | 0.99951 | 11 | 0.92905
77376 | 7.37 | 0.8 | 365 | 6.7126 | 0.51137 | 7 | 0.22393
77377 | 6.4 | 0.8 | 365 | 5.8291 | 0.73307 | 6 | 0.56216
77379 | 11.84 | 0.8 | 365 | 10.7838 | 0.70619 | 11 | 0.49
77380 | 6.1 | 0.8 | 365 | 5.5558 | 0.18309 | 5 | 0.73893
77382 | 5.94 | 0.8 | 365 | 5.4101 | 0.88976 | 6 | 0.29988
77384 | 8.64 | 0.8 | 365 | 7.8693 | 0.83965 | 8 | 0.70892
77385 | 9.24 | 0.8 | 365 | 8.4157 | 0.93963 | 9 | 0.35537
77386 | 5.9 | 0.8 | 365 | 5.3737 | 0.81643 | 6 | 0.19012
77381 | 8.775 | 0.8 | 365 | 7.9922 | 0.087144 | 8 | 0.079369
77387 | 6.3 | 0.8 | 365 | 5.738 | 0.54974 | 6 | 0.28775
77388 | 12.21 | 0.8 | 365 | 11.1208 | 0.38451 | 11 | 0.50531
77363 | 12.95 | 0.8 | 365 | 11.7948 | 0.74114 | 12 | 0.53594
77390 | 13.4 | 0.8 | 365 | 12.2047 | 0.56612 | 12 | 0.77077
77392 | 8.7 | 0.8 | 365 | 7.9239 | 0.94965 | 8 | 0.87356
77393 | 9.045 | 0.8 | 365 | 8.2381 | 0.58213 | 8 | 0.82027
77395 | 7.035 | 0.8 | 365 | 6.4074 | 0.89721 | 7 | 0.30466
77396 | 3.84 | 0.8 | 365 | 3.4975 | 0.039844 | 3 | 0.5373
77399 | 8.835 | 0.8 | 365 | 8.0469 | 0.19714 | 8 | 0.24401
77397 | 8.12 | 0.8 | 365 | 7.3957 | 0.88634 | 8 | 0.28199
77400 | 5.475 | 0.8 | 365 | 4.9866 | 0.037278 | 5 | 0.02388
77403 | 8.04 | 0.8 | 365 | 7.3228 | 0.73967 | 8 | 0.062465
77303 | 17.92 | 0.8 | 365 | 16.3214 | 0.85261 | 17 | 0.17405
77404 | 10.95 | 0.8 | 365 | 9.9732 | 0.074556 | 10 | 0.04776
77408 | 5.28 | 0.8 | 365 | 4.809 | 0.67979 | 5 | 0.48878
77410 | 7.125 | 0.8 | 365 | 6.4894 | 0.062211 | 6 | 0.55162
77411 | 9.045 | 0.8 | 365 | 8.2381 | 0.58213 | 8 | 0.82027
77412 | 7.84 | 0.8 | 365 | 7.1406 | 0.37302 | 7 | 0.51365
77414 | 4.29 | 0.8 | 365 | 3.9073 | 0.86483 | 4 | 0.77214
75252 | 3.36 | 0.8 | 365 | 3.0603 | 0.15986 | 3 | 0.22013
77418 | 7.68 | 0.8 | 365 | 6.9949 | 0.079689 | 7 | 0.074593
77420 | 10.64 | 0.8 | 365 | 9.6909 | 0.50624 | 10 | 0.19709
77422 | 7.92 | 0.8 | 365 | 7.2135 | 0.51968 | 7 | 0.73317
77434 | 9.38 | 0.8 | 365 | 8.5433 | 0.19629 | 8 | 0.73954
77460 | 5.4 | 0.8 | 365 | 4.9183 | 0.89978 | 5 | 0.81807
77464 | 11.7 | 0.8 | 365 | 10.6563 | 0.44953 | 11 | 0.10583
77301 | 3.42 | 0.8 | 365 | 3.1149 | 0.26986 | 3 | 0.38478
77428 | 2.8 | 0.8 | 365 | 2.5502 | 0.13322 | 2 | 0.68345
77471 | 4.56 | 0.8 | 365 | 4.1532 | 0.35982 | 4 | 0.51304
77479 | 3.72 | 0.8 | 365 | 3.3882 | 0.81985 | 4 | 0.20801
77483 | 5.31 | 0.8 | 365 | 4.8363 | 0.73478 | 5 | 0.57111
77484 | 9.69 | 0.8 | 365 | 8.8256 | 0.76461 | 9 | 0.59021
36798 | 171.2 | 0.7 | 365 | 136.4371 | 0.62726 | 137 | 0.064334
77490 | 8.04 | 0.8 | 365 | 7.3228 | 0.73967 | 8 | 0.062465
77491 | 7.5 | 0.8 | 365 | 6.831 | 0.7497 | 7 | 0.58066
77493 | 13.065 | 0.8 | 365 | 11.8995 | 0.95197 | 12 | 0.85151
77474 | 14 | 0.8 | 365 | 12.7511 | 0.6661 | 13 | 0.41723
77496 | 5.51 | 0.8 | 365 | 5.0185 | 0.10144 | 5 | 0.11992
77499 | 9.9 | 0.8 | 365 | 9.0169 | 0.1496 | 9 | 0.16647
77500 | 8.28 | 0.8 | 365 | 7.5414 | 0.17966 | 7 | 0.72105
77398 | 7.84 | 0.8 | 365 | 7.1406 | 0.37302 | 7 | 0.51365
77508 | 3.08 | 0.8 | 365 | 2.8052 | 0.64654 | 3 | 0.45179
77455 | 3.9 | 0.8 | 365 | 3.5521 | 0.14984 | 3 | 0.70194
77513 | 10.14 | 0.8 | 365 | 9.2355 | 0.58959 | 9 | 0.82505
77352 | 6.3 | 0.8 | 365 | 5.738 | 0.54974 | 6 | 0.28775
77515 | 6.175 | 0.8 | 365 | 5.6242 | 0.32058 | 5 | 0.94474
77519 | 10.56 | 0.8 | 365 | 9.618 | 0.35957 | 9 | 0.97757
77520 | 8.91 | 0.8 | 365 | 8.1152 | 0.33464 | 8 | 0.44982
77521 | 8.58 | 0.8 | 365 | 7.8146 | 0.72965 | 8 | 0.54427
77535 | 6.5 | 0.8 | 365 | 5.9202 | 0.9164 | 6 | 0.83657
77538 | 13.8 | 0.8 | 365 | 12.569 | 0.29944 | 12 | 0.86841
77540 | 10.56 | 0.8 | 365 | 9.618 | 0.35957 | 9 | 0.97757
77542 | 6.9 | 0.8 | 365 | 6.2845 | 0.64972 | 6 | 0.9342
47830 | 1272.96 | 0.7 | 365 | 1014.4798 | 0.99485 | 1015 | 0.47462
77543 | 8.58 | 0.8 | 365 | 7.8146 | 0.72965 | 8 | 0.54427
76759 | 14.388 | 0.8 | 365 | 13.1045 | 0.37742 | 13 | 0.48193
77279 | 2.4 | 0.8 | 365 | 2.1859 | 0.3999 | 2 | 0.58581
77546 | 12 | 0.8 | 365 | 10.9295 | 0.99951 | 11 | 0.92905
77549 | 7.8 | 0.8 | 365 | 7.1042 | 0.29968 | 7 | 0.40388
77550 | 7.08 | 0.8 | 365 | 6.4484 | 0.97971 | 7 | 0.42814
77292 | 6.365 | 0.8 | 365 | 5.7972 | 0.66891 | 6 | 0.46612
77315 | 6.4 | 0.8 | 365 | 5.8291 | 0.73307 | 6 | 0.56216
77557 | 6.3 | 0.8 | 365 | 5.738 | 0.54974 | 6 | 0.28775
77559 | 7.13 | 0.8 | 365 | 6.494 | 0.071378 | 6 | 0.56535
77561 | 18.15 | 0.8 | 365 | 16.5309 | 0.27426 | 16 | 0.80519
77562 | 8.28 | 0.8 | 365 | 7.5414 | 0.17966 | 7 | 0.72105
77563 | 5.12 | 0.8 | 365 | 4.6633 | 0.38646 | 5 | 0.049729
77564 | 5.6 | 0.8 | 365 | 5.1005 | 0.26644 | 5 | 0.36689
77565 | 8.32 | 0.8 | 365 | 7.5778 | 0.253 | 7 | 0.83081
77568 | 3.96 | 0.8 | 365 | 3.6067 | 0.25984 | 3 | 0.86659
77344 | 4.56 | 0.8 | 365 | 4.1532 | 0.35982 | 4 | 0.51304
77571 | 5.12 | 0.8 | 365 | 4.6633 | 0.38646 | 5 | 0.049729
77572 | 5.12 | 0.8 | 365 | 4.6633 | 0.38646 | 5 | 0.049729
77573 | 5.695 | 0.8 | 365 | 5.187 | 0.4406 | 5 | 0.62758
77574 | 7.92 | 0.8 | 365 | 7.2135 | 0.51968 | 7 | 0.73317
77575 | 13.44 | 0.8 | 365 | 12.2411 | 0.63946 | 12 | 0.88054
77576 | 6.7 | 0.8 | 365 | 6.1023 | 0.28306 | 6 | 0.38539
77015 | 6.6 | 0.8 | 365 | 6.0112 | 0.099732 | 6 | 0.11098
77577 | 4.62 | 0.8 | 365 | 4.2079 | 0.46981 | 4 | 0.67769
77578 | 3.96 | 0.8 | 365 | 3.6067 | 0.25984 | 3 | 0.86659
77579 | 13.44 | 0.8 | 365 | 12.2411 | 0.63946 | 12 | 0.88054
77580 | 5.44 | 0.8 | 365 | 4.9547 | 0.97311 | 5 | 0.92784
77581 | 12.8 | 0.8 | 365 | 11.6582 | 0.46615 | 12 | 0.12432
77582 | 4.64 | 0.8 | 365 | 4.2261 | 0.50648 | 4 | 0.73257
77585 | 7.14 | 1 | 365 | 8.1288 | 0.36214 | 8 | 0.49098
77584 | 8.96 | 0.8 | 365 | 8.1607 | 0.4263 | 8 | 0.58703
77587 | 3.99 | 0.8 | 365 | 3.6341 | 0.31484 | 3 | 0.94891
77589 | 6.03 | 0.8 | 365 | 5.4921 | 0.054756 | 5 | 0.54685
77590 | 5.12 | 0.8 | 365 | 4.6633 | 0.38646 | 5 | 0.049729
77591 | 13.2 | 0.8 | 365 | 12.0225 | 0.19946 | 12 | 0.22196
77592 | 9.6 | 0.8 | 365 | 8.7436 | 0.59961 | 9 | 0.34324
77593 | 15.18 | 0.8 | 365 | 13.8259 | 0.82938 | 14 | 0.65525
77595 | 7.84 | 0.8 | 365 | 7.1406 | 0.37302 | 7 | 0.51365
77596 | 24.79 | 0.8 | 365 | 22.5786 | 0.44733 | 23 | 0.025934
77601 | 9.405 | 0.8 | 365 | 8.566 | 0.24212 | 8 | 0.80814
77604 | 6.72 | 0.8 | 365 | 6.1205 | 0.31973 | 6 | 0.44027
77608 | 5.22 | 0.8 | 365 | 4.7543 | 0.56979 | 5 | 0.32414
77539 | 15.39 | 0.8 | 365 | 14.0171 | 0.21438 | 14 | 0.23151
77610 | 3.19 | 0.8 | 365 | 2.9054 | 0.8482 | 3 | 0.75364
77612 | 8.99 | 0.8 | 365 | 8.188 | 0.4813 | 8 | 0.66935
77505 | 14.3 | 0.8 | 365 | 13.0244 | 0.21609 | 13 | 0.24045
77616 | 7.04 | 0.8 | 365 | 6.412 | 0.90638 | 7 | 0.31838
77618 | 6.6 | 0.8 | 365 | 6.0112 | 0.099732 | 6 | 0.11098
77623 | 12.15 | 0.8 | 365 | 11.0662 | 0.27451 | 11 | 0.34067
77625 | 17.28 | 0.8 | 365 | 15.7385 | 0.6793 | 16 | 0.41784
77554 | 15.95 | 0.8 | 365 | 14.5272 | 0.24102 | 14 | 0.7682
77594 | 6.93 | 0.8 | 365 | 6.3118 | 0.70472 | 7 | 0.016528
77631 | 8.99 | 0.8 | 365 | 8.188 | 0.4813 | 8 | 0.66935
77635 | 7.15 | 0.8 | 365 | 6.5122 | 0.10804 | 6 | 0.62023
77640 | 5.1 | 0.8 | 365 | 4.6451 | 0.34979 | 4 | 0.99485
77621 | 12 | 0.8 | 365 | 10.9295 | 0.99951 | 11 | 0.92905
33095 | 1297.44 | 1 | 365 | 1477.1271 | 0.23426 | 1477 | 0.3614
33242 | 1360.8 | 1 | 365 | 1549.2621 | 0.43105 | 1549 | 0.69314
33244 | 1423.08 | 1 | 365 | 1620.1675 | 0.1529 | 1620 | 0.32037
77643 | 4.5 | 0.8 | 365 | 4.0986 | 0.24982 | 4 | 0.34839
77646 | 5.94 | 0.8 | 365 | 5.4101 | 0.88976 | 6 | 0.29988
77647 | 3 | 0.8 | 365 | 2.7324 | 0.49988 | 3 | 0.23226
77650 | 5.94 | 0.8 | 365 | 5.4101 | 0.88976 | 6 | 0.29988
77651 | 10.385 | 0.8 | 365 | 9.4586 | 0.038746 | 9 | 0.49735
77655 | 15.18 | 0.8 | 365 | 13.8259 | 0.82938 | 14 | 0.65525
77659 | 6.3 | 0.8 | 365 | 5.738 | 0.54974 | 6 | 0.28775
77661 | 7.2 | 0.8 | 365 | 6.5577 | 0.19971 | 6 | 0.75743
77658 | 3.975 | 0.8 | 365 | 3.6204 | 0.28734 | 3 | 0.90775
77662 | 3.3 | 0.8 | 365 | 3.0056 | 0.049866 | 3 | 0.055489
77664 | 5.94 | 0.8 | 365 | 5.4101 | 0.88976 | 6 | 0.29988
77665 | 5.36 | 0.8 | 365 | 4.8819 | 0.82645 | 5 | 0.70831
77667 | 9.45 | 0.8 | 365 | 8.607 | 0.32462 | 8 | 0.93163
77669 | 10.56 | 0.8 | 365 | 9.618 | 0.35957 | 9 | 0.97757
77673 | 4.8 | 0.8 | 365 | 4.3718 | 0.79981 | 5 | 0.17162
77675 | 8.96 | 0.8 | 365 | 8.1607 | 0.4263 | 8 | 0.58703
77676 | 13.12 | 0.8 | 365 | 11.9496 | 0.052802 | 12 | 0.0024304
77677 | 11.1 | 0.8 | 365 | 10.1098 | 0.34955 | 10 | 0.45937
77678 | 5.94 | 0.8 | 365 | 5.4101 | 0.88976 | 6 | 0.29988
77679 | 8 | 0.8 | 365 | 7.2864 | 0.66634 | 7 | 0.9527
77681 | 6.6 | 0.8 | 365 | 6.0112 | 0.099732 | 6 | 0.11098
77683 | 7.37 | 0.8 | 365 | 6.7126 | 0.51137 | 7 | 0.22393
77285 | 6.7 | 0.8 | 365 | 6.1023 | 0.28306 | 6 | 0.38539
77687 | 7.92 | 0.8 | 365 | 7.2135 | 0.51968 | 7 | 0.73317
77688 | 9.57 | 0.8 | 365 | 8.7163 | 0.54461 | 9 | 0.26092
77689 | 6.6 | 0.8 | 365 | 6.0112 | 0.099732 | 6 | 0.11098
77691 | 4.5 | 0.8 | 365 | 4.0986 | 0.24982 | 4 | 0.34839
77702 | 4.62 | 0.8 | 365 | 4.2079 | 0.46981 | 4 | 0.67769
77704 | 11.76 | 0.8 | 365 | 10.7109 | 0.55952 | 11 | 0.27047
77697 | 4.2 | 0.8 | 365 | 3.8253 | 0.69983 | 4 | 0.52517
77705 | 7.26 | 0.8 | 365 | 6.6124 | 0.30971 | 6 | 0.92208
77701 | 5.32 | 0.8 | 365 | 4.8454 | 0.75312 | 5 | 0.59855
77706 | 5.2 | 0.8 | 365 | 4.7361 | 0.53312 | 5 | 0.26926
34831 | 319.68 | 1 | 365 | 363.9536 | 0.5838 | 364 | 0.53744
77707 | 12.025 | 0.8 | 365 | 10.9523 | 0.045346 | 10 | 0.99765
75039 | 2.24 | 0.8 | 365 | 2.0402 | 0.10658 | 2 | 0.14676
77416 | 6.72 | 0.8 | 365 | 6.1205 | 0.31973 | 6 | 0.44027
77264 | 10.545 | 0.8 | 365 | 9.6043 | 0.33207 | 9 | 0.9364
77266 | 9.9 | 0.8 | 365 | 9.0169 | 0.1496 | 9 | 0.16647
77522 | 7.56 | 0.8 | 365 | 6.8856 | 0.85969 | 7 | 0.7453
77711 | 3.05 | 0.8 | 365 | 2.7779 | 0.59154 | 3 | 0.36947
77712 | 3 | 0.8 | 365 | 2.7324 | 0.49988 | 3 | 0.23226
77713 | 8.26 | 0.8 | 365 | 7.5232 | 0.143 | 7 | 0.66616
51477 | 1335.6 | 1 | 365 | 1520.5721 | 0.68233 | 1521 | 0.25438
77680 | 11.2 | 0.8 | 365 | 10.2009 | 0.53288 | 10 | 0.73378
51499 | 1411.2 | 1 | 365 | 1606.6422 | 0.9285 | 1607 | 0.57067
77714 | 10.325 | 0.8 | 365 | 9.404 | 0.92875 | 10 | 0.33271
77715 | 4.95 | 0.8 | 365 | 4.5084 | 0.074799 | 4 | 0.58323
77716 | 7.04 | 0.8 | 365 | 6.412 | 0.90638 | 7 | 0.31838
77717 | 8.04 | 0.8 | 365 | 7.3228 | 0.73967 | 8 | 0.062465
77321 | 14.85 | 0.8 | 365 | 13.5253 | 0.2244 | 13 | 0.7497
77718 | 10.05 | 0.8 | 365 | 9.1535 | 0.42459 | 9 | 0.57808
77719 | 10.89 | 0.8 | 365 | 9.9186 | 0.96456 | 10 | 0.88311
77721 | 5.12 | 0.8 | 365 | 4.6633 | 0.38646 | 5 | 0.049729
77723 | 6.93 | 0.8 | 365 | 6.3118 | 0.70472 | 7 | 0.016528
77725 | 12.87 | 0.8 | 365 | 11.7219 | 0.59448 | 12 | 0.31641
77726 | 5.12 | 0.8 | 365 | 4.6633 | 0.38646 | 5 | 0.049729
77722 | 3.36 | 0.8 | 365 | 3.0603 | 0.15986 | 3 | 0.22013
76532 | 11.7 | 0.8 | 365 | 10.6563 | 0.44953 | 11 | 0.10583
77738 | 7.8 | 0.8 | 365 | 7.1042 | 0.29968 | 7 | 0.40388
77740 | 8.58 | 0.8 | 365 | 7.8146 | 0.72965 | 8 | 0.54427
77741 | 24.96 | 0.8 | 365 | 22.7334 | 0.75899 | 23 | 0.49243
77742 | 5.22 | 0.8 | 365 | 4.7543 | 0.56979 | 5 | 0.32414
77743 | 8.375 | 0.8 | 365 | 7.6279 | 0.35383 | 7 | 0.98173
77744 | 12.16 | 0.8 | 365 | 11.0753 | 0.29284 | 11 | 0.36811
77745 | 6.4 | 0.8 | 365 | 5.8291 | 0.73307 | 6 | 0.56216
77746 | 11.84 | 0.8 | 365 | 10.7838 | 0.70619 | 11 | 0.49
77747 | 7.705 | 0.8 | 365 | 7.0177 | 0.12552 | 7 | 0.1432
77748 | 12.255 | 0.8 | 365 | 11.1618 | 0.467 | 11 | 0.62879
77749 | 7.37 | 0.8 | 365 | 6.7126 | 0.51137 | 7 | 0.22393
77751 | 8.85 | 0.8 | 365 | 8.0605 | 0.22464 | 8 | 0.28518
77752 | 3.1 | 0.8 | 365 | 2.8235 | 0.68321 | 3 | 0.50667
77753 | 8.58 | 0.8 | 365 | 7.8146 | 0.72965 | 8 | 0.54427
77754 | 5.6 | 0.8 | 365 | 5.1005 | 0.26644 | 5 | 0.36689
77755 | 9.28 | 0.8 | 365 | 8.4522 | 0.012957 | 8 | 0.46513
77757 | 6.93 | 0.8 | 365 | 6.3118 | 0.70472 | 7 | 0.016528
77760 | 9.76 | 0.8 | 365 | 8.8894 | 0.89294 | 9 | 0.7823
77763 | 9.6 | 0.8 | 365 | 8.7436 | 0.59961 | 9 | 0.34324
77764 | 6.4 | 0.8 | 365 | 5.8291 | 0.73307 | 6 | 0.56216
77767 | 5.9 | 0.8 | 365 | 5.3737 | 0.81643 | 6 | 0.19012
77766 | 7.475 | 0.8 | 365 | 6.8082 | 0.70386 | 7 | 0.51206
77770 | 4.8 | 0.8 | 365 | 4.3718 | 0.79981 | 5 | 0.17162
77771 | 9.9 | 0.8 | 365 | 9.0169 | 0.1496 | 9 | 0.16647
77772 | 11.55 | 0.8 | 365 | 10.5197 | 0.17453 | 10 | 0.69421
77774 | 10.385 | 0.8 | 365 | 9.4586 | 0.038746 | 9 | 0.49735
77776 | 7.705 | 0.8 | 365 | 7.0177 | 0.12552 | 7 | 0.1432
77778 | 13 | 0.8 | 365 | 11.8403 | 0.83281 | 12 | 0.67314
77756 | 2.24 | 0.8 | 365 | 2.0402 | 0.10658 | 2 | 0.14676
77780 | 7.04 | 0.8 | 365 | 6.412 | 0.90638 | 7 | 0.31838
77765 | 10.73 | 0.8 | 365 | 9.7728 | 0.67123 | 10 | 0.44406
77788 | 7.41 | 0.8 | 365 | 6.749 | 0.5847 | 7 | 0.33369
77791 | 8.76 | 0.8 | 365 | 7.9786 | 0.059645 | 8 | 0.038208
77792 | 5.11 | 0.8 | 365 | 4.6542 | 0.36813 | 5 | 0.022288
77793 | 10.23 | 0.8 | 365 | 9.3174 | 0.75459 | 10 | 0.072017
77794 | 2.86 | 0.8 | 365 | 2.6049 | 0.24322 | 2 | 0.84809
77796 | 5.98 | 0.8 | 365 | 5.4466 | 0.96309 | 6 | 0.40964
77797 | 10.545 | 0.8 | 365 | 9.6043 | 0.33207 | 9 | 0.9364
77798 | 4.68 | 0.8 | 365 | 4.2625 | 0.57981 | 4 | 0.84233
77799 | 5.985 | 0.8 | 365 | 5.4511 | 0.97226 | 6 | 0.42336
77800 | 11.34 | 0.8 | 365 | 10.3284 | 0.78954 | 11 | 0.11795
77801 | 5.13 | 0.8 | 365 | 4.6724 | 0.40479 | 5 | 0.07717
77795 | 10.26 | 0.8 | 365 | 9.3448 | 0.80958 | 10 | 0.15434
77804 | 16.2 | 0.8 | 365 | 14.7549 | 0.69934 | 15 | 0.45422
77802 | 8.96 | 0.8 | 365 | 8.1607 | 0.4263 | 8 | 0.58703
34718 | 148.72 | 1 | 365 | 169.3168 | 0.80913 | 170 | 0.1259
77805 | 5.355 | 0.8 | 365 | 4.8773 | 0.81728 | 5 | 0.69459
77806 | 5.985 | 0.8 | 365 | 5.4511 | 0.97226 | 6 | 0.42336
77807 | 4.27 | 0.8 | 365 | 3.8891 | 0.82816 | 4 | 0.71725
77808 | 31.62 | 0.6 | 365 | 21.5995 | 0.47654 | 22 | 0.076039
77709 | 2.805 | 0.8 | 365 | 2.5548 | 0.14239 | 2 | 0.69717
77606 | 3.25 | 0.8 | 365 | 2.9601 | 0.9582 | 3 | 0.91828
77628 | 3.12 | 0.8 | 365 | 2.8417 | 0.71987 | 3 | 0.56155
77630 | 3.6 | 0.8 | 365 | 3.2789 | 0.59985 | 3 | 0.87872
77588 | 7.84 | 0.8 | 365 | 7.1406 | 0.37302 | 7 | 0.51365
77820 | 6.72 | 0.8 | 365 | 6.1205 | 0.31973 | 6 | 0.44027
77817 | 6.09 | 0.8 | 365 | 5.5467 | 0.16475 | 5 | 0.71149
77823 | 8.82 | 0.8 | 365 | 8.0332 | 0.16964 | 8 | 0.20285
77822 | 11.76 | 0.8 | 365 | 10.7109 | 0.55952 | 11 | 0.27047
77824 | 6.96 | 0.8 | 365 | 6.3391 | 0.75972 | 7 | 0.09885
77825 | 5.94 | 0.8 | 365 | 5.4101 | 0.88976 | 6 | 0.29988
77826 | 6.4 | 0.8 | 365 | 5.8291 | 0.73307 | 6 | 0.56216
77829 | 6.9 | 0.8 | 365 | 6.2845 | 0.64972 | 6 | 0.9342
77828 | 3.6 | 0.8 | 365 | 3.2789 | 0.59985 | 3 | 0.87872
77833 | 3.38 | 0.8 | 365 | 3.0785 | 0.19653 | 3 | 0.27502
77834 | 2.1 | 0.8 | 365 | 1.9127 | 0.84991 | 2 | 0.76258
77836 | 11.7 | 0.8 | 365 | 10.6563 | 0.44953 | 11 | 0.10583
77837 | 10.5 | 0.8 | 365 | 9.5633 | 0.24957 | 9 | 0.81292
77838 | 9.45 | 0.8 | 365 | 8.607 | 0.32462 | 8 | 0.93163
77839 | 12.2 | 0.8 | 365 | 11.1117 | 0.36617 | 11 | 0.47787
77840 | 3.135 | 0.8 | 365 | 2.8553 | 0.74737 | 3 | 0.60271
77841 | 11.055 | 0.8 | 365 | 10.0688 | 0.26705 | 10 | 0.33589
77843 | 12.06 | 0.8 | 365 | 10.9842 | 0.10951 | 11 | 0.093697
77220 | 5.88 | 0.8 | 365 | 5.3555 | 0.77976 | 6 | 0.13524
77856 | 9 | 0.8 | 365 | 8.1972 | 0.49964 | 8 | 0.69679
77361 | 7.56 | 0.8 | 365 | 6.8856 | 0.85969 | 7 | 0.7453
77858 | 6.6 | 0.8 | 365 | 6.0112 | 0.099732 | 6 | 0.11098
77859 | 3.975 | 0.8 | 365 | 3.6204 | 0.28734 | 3 | 0.90775
77860 | 8.55 | 0.8 | 365 | 7.7873 | 0.67465 | 8 | 0.46195
77861 | 8.265 | 0.8 | 365 | 7.5277 | 0.15216 | 7 | 0.67988
77862 | 5.7 | 0.8 | 365 | 5.1915 | 0.44977 | 5 | 0.6413
77863 | 4.56 | 0.8 | 365 | 4.1532 | 0.35982 | 4 | 0.51304
77864 | 10.26 | 0.8 | 365 | 9.3448 | 0.80958 | 10 | 0.15434
77865 | 3.77 | 0.8 | 365 | 3.4337 | 0.91151 | 4 | 0.34521
77866 | 2.34 | 0.8 | 365 | 2.1313 | 0.28991 | 2 | 0.42117
77867 | 3.705 | 0.8 | 365 | 3.3745 | 0.79235 | 4 | 0.16684
77869 | 3.42 | 0.8 | 365 | 3.1149 | 0.26986 | 3 | 0.38478
77870 | 4.845 | 0.8 | 365 | 4.4128 | 0.8823 | 5 | 0.2951
77871 | 9.69 | 0.8 | 365 | 8.8256 | 0.76461 | 9 | 0.59021
77785 | 3.06 | 1 | 365 | 3.4838 | 0.012345 | 3 | 0.49614
77872 | 6 | 0.8 | 365 | 5.4648 | 0.99976 | 6 | 0.46453
51500 | 1335.6 | 1 | 365 | 1520.5721 | 0.68233 | 1521 | 0.25438
77750 | 11.05 | 0.8 | 365 | 10.0643 | 0.25789 | 10 | 0.32217
77878 | 4.32 | 0.8 | 365 | 3.9346 | 0.91982 | 4 | 0.85446
77736 | 7.5 | 0.8 | 365 | 6.831 | 0.7497 | 7 | 0.58066
77868 | 5.94 | 0.8 | 365 | 5.4101 | 0.88976 | 6 | 0.29988
77883 | 13.515 | 1 | 365 | 15.3867 | 0.97119 | 16 | 0.35793
35219 | 38.92 | 0.8 | 365 | 35.4481 | 0.35176 | 35 | 0.79989
35176 | 32.48 | 0.8 | 365 | 29.5826 | 0.54535 | 30 | 0.12797
35186 | 25.76 | 0.8 | 365 | 23.4621 | 0.22562 | 23 | 0.6877
35216 | 34.44 | 0.8 | 365 | 31.3678 | 0.1386 | 31 | 0.50638
77432 | 11.385 | 0.8 | 365 | 10.3694 | 0.87204 | 11 | 0.24144
75215 | 10.5 | 0.8 | 365 | 9.5633 | 0.24957 | 9 | 0.81292
77417 | 7.92 | 0.8 | 365 | 7.2135 | 0.51968 | 7 | 0.73317
77371 | 12.9 | 0.8 | 365 | 11.7493 | 0.64948 | 12 | 0.39873
77370 | 2.32 | 0.8 | 365 | 2.113 | 0.25324 | 2 | 0.36628
64216 | 224.44 | 0.9 | 365 | 229.9712 | 0.89727 | 230 | 0.86842
77472 | 4.675 | 0.8 | 365 | 4.258 | 0.57064 | 4 | 0.82861
77495 | 5.985 | 0.8 | 365 | 5.4511 | 0.97226 | 6 | 0.42336
77497 | 9.6 | 0.8 | 365 | 8.7436 | 0.59961 | 9 | 0.34324
77516 | 6.9 | 0.8 | 365 | 6.2845 | 0.64972 | 6 | 0.9342
77523 | 5.4 | 0.8 | 365 | 4.9183 | 0.89978 | 5 | 0.81807
77286 | 12.285 | 0.8 | 365 | 11.1891 | 0.522 | 11 | 0.71112
77586 | 7.8 | 0.8 | 365 | 7.1042 | 0.29968 | 7 | 0.40388
77656 | 9.52 | 0.8 | 365 | 8.6708 | 0.45295 | 9 | 0.12371
77671 | 7.59 | 0.8 | 365 | 6.9129 | 0.91469 | 7 | 0.82763
77708 | 12.2 | 0.8 | 365 | 11.1117 | 0.36617 | 11 | 0.47787
77830 | 6 | 0.8 | 365 | 5.4648 | 0.99976 | 6 | 0.46453
71006 | 11.89 | 0.8 | 365 | 10.8294 | 0.79785 | 11 | 0.6272
77518 | 4.55 | 0.8 | 365 | 4.1441 | 0.34148 | 4 | 0.4856
77813 | 7.04 | 0.8 | 365 | 6.412 | 0.90638 | 7 | 0.31838
77142 | 5.4 | 0.8 | 365 | 4.9183 | 0.89978 | 5 | 0.81807
77642 | 51.255 | 0.6 | 365 | 35.0121 | 0.47407 | 35 | 0.48616
44562 | 2188.8 | 1 | 365 | 2491.9348 | 0.8891 | 2492 | 0.82389
75887 | 41.34 | 0.9 | 365 | 42.3588 | 0.26186 | 42 | 0.62066
77435 | 5.8 | 0.8 | 365 | 5.2826 | 0.6331 | 5 | 0.91571
77769 | 3.78 | 0.8 | 365 | 3.4428 | 0.92985 | 4 | 0.37265
77423 | 7.59 | 0.8 | 365 | 6.9129 | 0.91469 | 7 | 0.82763
77882 | 6.3 | 0.8 | 365 | 5.738 | 0.54974 | 6 | 0.28775
35538 | 2822.04 | 0.8 | 365 | 2570.2996 | 0.62561 | 2570 | 0.9252
77544 | 13.5 | 0.8 | 365 | 12.2957 | 0.74945 | 13 | 0.045184
77884 | 7.848 | 0.8 | 365 | 7.1479 | 0.38768 | 7 | 0.5356
77886 | 7.59 | 0.8 | 365 | 6.9129 | 0.91469 | 7 | 0.82763
77887 | 11.39 | 0.8 | 365 | 10.374 | 0.8812 | 11 | 0.25516
77888 | 6.615 | 0.8 | 365 | 6.0249 | 0.12723 | 6 | 0.15214
77890 | 7.92 | 0.8 | 365 | 7.2135 | 0.51968 | 7 | 0.73317
77892 | 5.36 | 0.8 | 365 | 4.8819 | 0.82645 | 5 | 0.70831
77893 | 5.76 | 0.8 | 365 | 5.2462 | 0.55977 | 5 | 0.80595
77895 | 6.6 | 0.8 | 365 | 6.0112 | 0.099732 | 6 | 0.11098
77897 | 12.825 | 0.8 | 365 | 11.6809 | 0.51198 | 12 | 0.19292
77899 | 9.24 | 0.8 | 365 | 8.4157 | 0.93963 | 9 | 0.35537
77900 | 4.845 | 0.8 | 365 | 4.4128 | 0.8823 | 5 | 0.2951
77902 | 9.6 | 0.8 | 365 | 8.7436 | 0.59961 | 9 | 0.34324
77903 | 8.32 | 0.8 | 365 | 7.5778 | 0.253 | 7 | 0.83081
77906 | 10.8 | 0.8 | 365 | 9.8366 | 0.79956 | 10 | 0.63615
77907 | 7.035 | 0.8 | 365 | 6.4074 | 0.89721 | 7 | 0.30466
77908 | 24.84 | 0.8 | 365 | 22.6241 | 0.53899 | 23 | 0.16314
77909 | 6.4 | 0.8 | 365 | 5.8291 | 0.73307 | 6 | 0.56216
77910 | 9.36 | 0.8 | 365 | 8.525 | 0.15962 | 8 | 0.68466
77911 | 10.15 | 0.8 | 365 | 9.2446 | 0.60792 | 9 | 0.85249
77913 | 8.37 | 0.8 | 365 | 7.6234 | 0.34466 | 7 | 0.96801
77914 | 3.135 | 0.8 | 365 | 2.8553 | 0.74737 | 3 | 0.60271
77915 | 7.04 | 0.8 | 365 | 6.412 | 0.90638 | 7 | 0.31838
77917 | 11.22 | 0.8 | 365 | 10.2191 | 0.56955 | 10 | 0.78866
77916 | 13.395 | 0.8 | 365 | 12.2001 | 0.55696 | 12 | 0.75705
76004 | 10.36 | 0.8 | 365 | 9.4358 | 0.99291 | 10 | 0.42875
77919 | 3.6 | 0.8 | 365 | 3.2789 | 0.59985 | 3 | 0.87872
77920 | 8.71 | 0.8 | 365 | 7.933 | 0.96798 | 8 | 0.901
77921 | 5.7 | 0.8 | 365 | 5.1915 | 0.44977 | 5 | 0.6413
77918 | 12.6 | 0.8 | 365 | 11.476 | 0.099489 | 11 | 0.5755
77922 | 7.37 | 0.8 | 365 | 6.7126 | 0.51137 | 7 | 0.22393
77924 | 8.96 | 0.8 | 365 | 8.1607 | 0.4263 | 8 | 0.58703
77925 | 8.04 | 0.8 | 365 | 7.3228 | 0.73967 | 8 | 0.062465
77927 | 11.2 | 0.8 | 365 | 10.2009 | 0.53288 | 10 | 0.73378
77928 | 8 | 0.8 | 365 | 7.2864 | 0.66634 | 7 | 0.9527
35235 | 51.52 | 0.8 | 365 | 46.9242 | 0.45125 | 47 | 0.3754
77929 | 3.65 | 0.8 | 365 | 3.3244 | 0.69152 | 4 | 0.01592
77931 | 5.44 | 0.8 | 365 | 4.9547 | 0.97311 | 5 | 0.92784
34881 | 232 | 0.8 | 365 | 211.3044 | 0.32393 | 211 | 0.62834
35253 | 59.36 | 0.8 | 365 | 54.0648 | 0.82426 | 54 | 0.88904
77933 | 8.7 | 0.8 | 365 | 7.9239 | 0.94965 | 8 | 0.87356
77926 | 2.52 | 0.8 | 365 | 2.2952 | 0.6199 | 2 | 0.9151
77935 | 7.36 | 0.8 | 365 | 6.7035 | 0.49304 | 7 | 0.19649
77936 | 12.06 | 0.8 | 365 | 10.9842 | 0.10951 | 11 | 0.093697
77937 | 8.96 | 0.8 | 365 | 8.1607 | 0.4263 | 8 | 0.58703
77939 | 4.905 | 0.8 | 365 | 4.4674 | 0.9923 | 5 | 0.45975
77941 | 8.829 | 0.8 | 365 | 8.0414 | 0.18614 | 8 | 0.22755
74044 | 12.45 | 0.8 | 365 | 11.3394 | 0.8245 | 12 | 0.16389
77944 | 9.24 | 0.8 | 365 | 8.4157 | 0.93963 | 9 | 0.35537
77946 | 5.6 | 0.8 | 365 | 5.1005 | 0.26644 | 5 | 0.36689
77947 | 6.48 | 0.8 | 365 | 5.902 | 0.87974 | 6 | 0.78169
77948 | 7.59 | 0.8 | 365 | 6.9129 | 0.91469 | 7 | 0.82763
77950 | 7.848 | 0.8 | 365 | 7.1479 | 0.38768 | 7 | 0.5356
77951 | 3.3 | 0.8 | 365 | 3.0056 | 0.049866 | 3 | 0.055489
77953 | 7 | 0.8 | 365 | 6.3756 | 0.83305 | 7 | 0.20861
77954 | 11.39 | 0.8 | 365 | 10.374 | 0.8812 | 11 | 0.25516
77955 | 8.64 | 0.8 | 365 | 7.8693 | 0.83965 | 8 | 0.70892
32479 | 646.38 | 0.8 | 365 | 588.7196 | 0.0038001 | 588 | 0.72339
62380 | 3174.4 | 0.8 | 365 | 2891.2273 | 0.60466 | 2891 | 0.83193
77959 | 13.44 | 0.8 | 365 | 12.2411 | 0.63946 | 12 | 0.88054
77960 | 9.6 | 0.8 | 365 | 8.7436 | 0.59961 | 9 | 0.34324
77962 | 6.4 | 0.8 | 365 | 5.8291 | 0.73307 | 6 | 0.56216
77963 | 11.39 | 0.8 | 365 | 10.374 | 0.8812 | 11 | 0.25516
77965 | 11.375 | 0.8 | 365 | 10.3603 | 0.85371 | 11 | 0.214
77967 | 11.1 | 0.8 | 365 | 10.1098 | 0.34955 | 10 | 0.45937
77974 | 4.8 | 0.8 | 365 | 4.3718 | 0.79981 | 5 | 0.17162
76543 | 11.16 | 0.8 | 365 | 10.1645 | 0.45955 | 10 | 0.62402
76332 | 5.865 | 0.8 | 365 | 5.3418 | 0.75226 | 6 | 0.094074
76544 | 10.385 | 0.8 | 365 | 9.4586 | 0.038746 | 9 | 0.49735
76410 | 9.315 | 0.8 | 365 | 8.4841 | 0.077122 | 8 | 0.56118
77975 | 7 | 0.8 | 365 | 6.3756 | 0.83305 | 7 | 0.20861
76393 | 8.625 | 0.8 | 365 | 7.8556 | 0.81215 | 8 | 0.66776
77976 | 9.483 | 0.8 | 365 | 8.6371 | 0.38512 | 9 | 0.022183
76394 | 11.16 | 0.8 | 365 | 10.1645 | 0.45955 | 10 | 0.62402
76414 | 8.71 | 0.8 | 365 | 7.933 | 0.96798 | 8 | 0.901
76408 | 11.16 | 0.8 | 365 | 10.1645 | 0.45955 | 10 | 0.62402
76296 | 7.194 | 0.8 | 365 | 6.5523 | 0.18871 | 6 | 0.74097
77977 | 9.045 | 0.8 | 365 | 8.2381 | 0.58213 | 8 | 0.82027
76391 | 4.14 | 0.8 | 365 | 3.7707 | 0.58983 | 4 | 0.36052
76600 | 6.54 | 0.8 | 365 | 5.9566 | 0.98973 | 6 | 0.94633
76416 | 7.92 | 0.8 | 365 | 7.2135 | 0.51968 | 7 | 0.73317
76602 | 11.16 | 0.8 | 365 | 10.1645 | 0.45955 | 10 | 0.62402
76412 | 5.52 | 0.8 | 365 | 5.0276 | 0.11978 | 5 | 0.14736
77978 | 9.38 | 0.8 | 365 | 8.5433 | 0.19629 | 8 | 0.73954
76538 | 8.97 | 0.8 | 365 | 8.1698 | 0.44464 | 8 | 0.61447
76404 | 6.9 | 0.8 | 365 | 6.2845 | 0.64972 | 6 | 0.9342
76415 | 11.16 | 0.8 | 365 | 10.1645 | 0.45955 | 10 | 0.62402
76601 | 7.935 | 0.8 | 365 | 7.2272 | 0.54718 | 7 | 0.77434
76604 | 10.137 | 0.8 | 365 | 9.2327 | 0.58409 | 9 | 0.81682
76545 | 6.21 | 0.8 | 365 | 5.656 | 0.38475 | 6 | 0.040784
76539 | 6.48 | 0.8 | 365 | 5.902 | 0.87974 | 6 | 0.78169
77979 | 11.16 | 0.8 | 365 | 10.1645 | 0.45955 | 10 | 0.62402
77980 | 15 | 0.8 | 365 | 13.6619 | 0.49939 | 14 | 0.16132
77981 | 7.425 | 0.8 | 365 | 6.7627 | 0.6122 | 7 | 0.37485
77982 | 2.56 | 0.8 | 365 | 2.3316 | 0.69323 | 3 | 0.024864
77983 | 21.6 | 0.8 | 365 | 19.6732 | 0.59912 | 20 | 0.27229
77984 | 7.37 | 0.8 | 365 | 6.7126 | 0.51137 | 7 | 0.22393
77985 | 8.58 | 0.8 | 365 | 7.8146 | 0.72965 | 8 | 0.54427
77986 | 3.66 | 0.8 | 365 | 3.3335 | 0.70985 | 4 | 0.043361
77987 | 8.64 | 0.8 | 365 | 7.8693 | 0.83965 | 8 | 0.70892
77988 | 8.64 | 0.8 | 365 | 7.8693 | 0.83965 | 8 | 0.70892
77989 | 6.1 | 0.8 | 365 | 5.5558 | 0.18309 | 5 | 0.73893
77990 | 7.425 | 0.8 | 365 | 6.7627 | 0.6122 | 7 | 0.37485
77991 | 11.2 | 0.8 | 365 | 10.2009 | 0.53288 | 10 | 0.73378
77992 | 4.8 | 0.8 | 365 | 4.3718 | 0.79981 | 5 | 0.17162
32451 | 647.28 | 0.8 | 365 | 589.5393 | 0.65376 | 590 | 0.19307
77995 | 5.28 | 0.8 | 365 | 4.809 | 0.67979 | 5 | 0.48878
77996 | 6.555 | 0.8 | 365 | 5.9703 | 0.017234 | 5 | 0.98749
77997 | 3.705 | 0.8 | 365 | 3.3745 | 0.79235 | 4 | 0.16684
77998 | 11.685 | 0.8 | 365 | 10.6426 | 0.42203 | 11 | 0.064665
77999 | 3.96 | 0.8 | 365 | 3.6067 | 0.25984 | 3 | 0.86659
78002 | 9.9 | 0.8 | 365 | 9.0169 | 0.1496 | 9 | 0.16647
78003 | 6.6 | 0.8 | 365 | 6.0112 | 0.099732 | 6 | 0.11098
78005 | 9.9 | 0.8 | 365 | 9.0169 | 0.1496 | 9 | 0.16647
78006 | 5.4 | 0.8 | 365 | 4.9183 | 0.89978 | 5 | 0.81807
78007 | 7 | 0.8 | 365 | 6.3756 | 0.83305 | 7 | 0.20861
78009 | 9.35 | 0.8 | 365 | 8.5159 | 0.14129 | 8 | 0.65722
78004 | 13.5 | 0.8 | 365 | 12.2957 | 0.74945 | 13 | 0.045184
78011 | 3.3 | 0.8 | 365 | 3.0056 | 0.049866 | 3 | 0.055489
78018 | 3.575 | 0.8 | 365 | 3.2561 | 0.55402 | 3 | 0.81011
78020 | 6.3 | 0.8 | 365 | 5.738 | 0.54974 | 6 | 0.28775
78023 | 6.6 | 0.8 | 365 | 6.0112 | 0.099732 | 6 | 0.11098
78026 | 3.9 | 0.8 | 365 | 3.5521 | 0.14984 | 3 | 0.70194
78029 | 8.45 | 0.8 | 365 | 7.6962 | 0.49132 | 8 | 0.18754
77639 | 7.83 | 0.8 | 365 | 7.1315 | 0.35468 | 7 | 0.48621
77768 | 12.6 | 0.8 | 365 | 11.476 | 0.099489 | 11 | 0.5755
78030 | 5.4 | 0.8 | 365 | 4.9183 | 0.89978 | 5 | 0.81807
78033 | 8.32 | 0.8 | 365 | 7.5778 | 0.253 | 7 | 0.83081
78034 | 7.59 | 0.8 | 365 | 6.9129 | 0.91469 | 7 | 0.82763
77693 | 12.87 | 0.8 | 365 | 11.7219 | 0.59448 | 12 | 0.31641
78035 | 9.24 | 0.8 | 365 | 8.4157 | 0.93963 | 9 | 0.35537
78037 | 5.76 | 0.8 | 365 | 5.2462 | 0.55977 | 5 | 0.80595
78038 | 8.99 | 0.8 | 365 | 8.188 | 0.4813 | 8 | 0.66935
78039 | 6.7 | 0.8 | 365 | 6.1023 | 0.28306 | 6 | 0.38539
78040 | 4.48 | 0.8 | 365 | 4.0804 | 0.21315 | 4 | 0.29351
78041 | 3.35 | 0.8 | 365 | 3.0512 | 0.14153 | 3 | 0.19269
78042 | 11.84 | 0.8 | 365 | 10.7838 | 0.70619 | 11 | 0.49
78043 | 6.365 | 0.8 | 365 | 5.7972 | 0.66891 | 6 | 0.46612
77614 | 3.77 | 0.8 | 365 | 3.4337 | 0.91151 | 4 | 0.34521
78025 | 12.88 | 0.8 | 365 | 11.731 | 0.61281 | 12 | 0.34385
78046 | 6 | 0.8 | 365 | 5.4648 | 0.99976 | 6 | 0.46453
35630 | 1964.16 | 0.8 | 365 | 1788.9469 | 0.88039 | 1789 | 0.82726
35225 | 41.16 | 0.8 | 365 | 37.4883 | 0.45833 | 37 | 0.94665
77649 | 7.475 | 0.8 | 365 | 6.8082 | 0.70386 | 7 | 0.51206
77598 | 7.56 | 0.8 | 365 | 6.8856 | 0.85969 | 7 | 0.7453
78062 | 8.1 | 0.8 | 365 | 7.3774 | 0.84967 | 8 | 0.22711
77942 | 9.72 | 0.8 | 365 | 8.8529 | 0.81961 | 9 | 0.67253
78013 | 2.6 | 0.8 | 365 | 2.3681 | 0.76656 | 3 | 0.13463
78066 | 5.4 | 0.8 | 365 | 4.9183 | 0.89978 | 5 | 0.81807
78069 | 9.9 | 0.8 | 365 | 9.0169 | 0.1496 | 9 | 0.16647
65679 | 12.24 | 0.8 | 365 | 11.1481 | 0.4395 | 11 | 0.58763
78072 | 6.5 | 0.8 | 365 | 5.9202 | 0.9164 | 6 | 0.83657
78076 | 9.8 | 0.8 | 365 | 8.9258 | 0.96627 | 9 | 0.89206
78078 | 3.63 | 0.8 | 365 | 3.3062 | 0.65485 | 3 | 0.96104
78080 | 4.485 | 0.8 | 365 | 4.0849 | 0.22232 | 4 | 0.30723
78082 | 12.6 | 0.8 | 365 | 11.476 | 0.099489 | 11 | 0.5755
78085 | 6.7 | 0.8 | 365 | 6.1023 | 0.28306 | 6 | 0.38539
78089 | 4.725 | 0.8 | 365 | 4.3035 | 0.66231 | 4 | 0.96581
78092 | 8.7 | 0.8 | 365 | 7.9239 | 0.94965 | 8 | 0.87356
78094 | 7.2 | 0.8 | 365 | 6.5577 | 0.19971 | 6 | 0.75743
78096 | 5.6 | 0.8 | 365 | 5.1005 | 0.26644 | 5 | 0.36689
78098 | 8.54 | 0.8 | 365 | 7.7782 | 0.65632 | 8 | 0.43451
78099 | 3.52 | 1 | 365 | 4.0075 | 0.066488 | 4 | 0.073986
78100 | 9.52 | 0.8 | 365 | 8.6708 | 0.45295 | 9 | 0.12371
78101 | 8.4 | 0.8 | 365 | 7.6507 | 0.39966 | 8 | 0.050337
78102 | 9.9 | 0.8 | 365 | 9.0169 | 0.1496 | 9 | 0.16647
78103 | 7.2 | 0.8 | 365 | 6.5577 | 0.19971 | 6 | 0.75743
78104 | 12.6 | 0.8 | 365 | 11.476 | 0.099489 | 11 | 0.5755
78105 | 5.44 | 0.8 | 365 | 4.9547 | 0.97311 | 5 | 0.92784
78107 | 7.14 | 0.8 | 365 | 6.5031 | 0.089711 | 6 | 0.59279
77876 | 4.16 | 1 | 365 | 4.7361 | 0.53312 | 5 | 0.26926
78109 | 8.25 | 0.8 | 365 | 7.5141 | 0.12467 | 7 | 0.63872
77720 | 10.725 | 0.8 | 365 | 9.7683 | 0.66207 | 10 | 0.43034
77816 | 13.44 | 0.8 | 365 | 12.2411 | 0.63946 | 12 | 0.88054
78114 | 5.2 | 0.8 | 365 | 4.7361 | 0.53312 | 5 | 0.26926
77406 | 8.265 | 0.8 | 365 | 7.5277 | 0.15216 | 7 | 0.67988
77583 | 10.92 | 0.8 | 365 | 9.9459 | 0.019557 | 9 | 0.96544
77602 | 10.26 | 0.8 | 365 | 9.3448 | 0.80958 | 10 | 0.15434
78129 | 10.08 | 0.8 | 365 | 9.1808 | 0.47959 | 9 | 0.6604
65247 | 67.65 | 1 | 365 | 77.0191 | 0.027822 | 77 | 0.046914
65249 | 33.825 | 0.9 | 365 | 34.6586 | 0.76252 | 35 | 0.42111
78130 | 7.68 | 0.8 | 365 | 6.9949 | 0.079689 | 7 | 0.074593
78131 | 4.64 | 0.8 | 365 | 4.2261 | 0.50648 | 4 | 0.73257
78134 | 8.835 | 0.8 | 365 | 8.0469 | 0.19714 | 8 | 0.24401
78136 | 6.213 | 0.8 | 365 | 5.6588 | 0.39025 | 6 | 0.049017
78137 | 5.025 | 0.8 | 365 | 4.5767 | 0.2123 | 4 | 0.78904
78138 | 5.76 | 0.8 | 365 | 5.2462 | 0.55977 | 5 | 0.80595
78141 | 9.6 | 0.8 | 365 | 8.7436 | 0.59961 | 9 | 0.34324
78144 | 7 | 0.8 | 365 | 6.3756 | 0.83305 | 7 | 0.20861
78148 | 3.42 | 0.8 | 365 | 3.1149 | 0.26986 | 3 | 0.38478
78149 | 8.12 | 0.8 | 365 | 7.3957 | 0.88634 | 8 | 0.28199
78153 | 15.042 | 0.8 | 365 | 13.7002 | 0.57639 | 14 | 0.27657
77857 | 9.69 | 0.8 | 365 | 8.8256 | 0.76461 | 9 | 0.59021
78158 | 6.16 | 0.8 | 365 | 5.6105 | 0.29308 | 5 | 0.90358
78115 | 7.975 | 0.8 | 365 | 7.2636 | 0.62051 | 7 | 0.8841
78163 | 6.93 | 0.8 | 365 | 6.3118 | 0.70472 | 7 | 0.016528
78166 | 5.7 | 0.8 | 365 | 5.1915 | 0.44977 | 5 | 0.6413
78167 | 3.575 | 0.8 | 365 | 3.2561 | 0.55402 | 3 | 0.81011
78171 | 9.28 | 0.8 | 365 | 8.4522 | 0.012957 | 8 | 0.46513
78164 | 4.64 | 0.8 | 365 | 4.2261 | 0.50648 | 4 | 0.73257
64951 | 81.9 | 0.7 | 365 | 65.2698 | 0.37835 | 65 | 0.64818
78021 | 7.56 | 0.8 | 365 | 6.8856 | 0.85969 | 7 | 0.7453
78172 | 4.32 | 0.8 | 365 | 3.9346 | 0.91982 | 4 | 0.85446
77889 | 5.76 | 0.8 | 365 | 5.2462 | 0.55977 | 5 | 0.80595
77891 | 14.28 | 0.8 | 365 | 13.0062 | 0.17942 | 13 | 0.18557
77940 | 8.64 | 0.8 | 365 | 7.8693 | 0.83965 | 8 | 0.70892
77949 | 5.232 | 0.8 | 365 | 4.7653 | 0.59179 | 5 | 0.35707
77964 | 5.4 | 0.8 | 365 | 4.9183 | 0.89978 | 5 | 0.81807
77898 | 4.875 | 0.8 | 365 | 4.4401 | 0.9373 | 5 | 0.37743
78108 | 7.975 | 0.8 | 365 | 7.2636 | 0.62051 | 7 | 0.8841
78112 | 8.67 | 0.8 | 365 | 7.8966 | 0.89465 | 8 | 0.79124
78113 | 12 | 0.8 | 365 | 10.9295 | 0.99951 | 11 | 0.92905
78095 | 4.48 | 0.8 | 365 | 4.0804 | 0.21315 | 4 | 0.29351
77703 | 11.48 | 0.8 | 365 | 10.4559 | 0.046201 | 10 | 0.50213
78132 | 10.07 | 0.8 | 365 | 9.1717 | 0.46126 | 9 | 0.63296
78133 | 9.54 | 0.8 | 365 | 8.689 | 0.48961 | 9 | 0.1786
78135 | 12.21 | 0.8 | 365 | 11.1208 | 0.38451 | 11 | 0.50531
78142 | 16.53 | 0.8 | 365 | 15.0554 | 0.30433 | 15 | 0.35977
78143 | 5.7 | 0.8 | 365 | 5.1915 | 0.44977 | 5 | 0.6413
78146 | 7.59 | 0.8 | 365 | 6.9129 | 0.91469 | 7 | 0.82763
78150 | 12.54 | 0.8 | 365 | 11.4214 | 0.98949 | 12 | 0.41086
78152 | 10.05 | 0.8 | 365 | 9.1535 | 0.42459 | 9 | 0.57808
78155 | 12.18 | 0.8 | 365 | 11.0935 | 0.32951 | 11 | 0.42299
77009 | 4.845 | 0.8 | 365 | 4.4128 | 0.8823 | 5 | 0.2951
77972 | 4.275 | 0.8 | 365 | 3.8936 | 0.83733 | 4 | 0.73097
77006 | 6.27 | 0.8 | 365 | 5.7107 | 0.49475 | 6 | 0.20543
78010 | 3.42 | 0.8 | 365 | 3.1149 | 0.26986 | 3 | 0.38478
77166 | 5.415 | 0.8 | 365 | 4.932 | 0.92728 | 5 | 0.85923
78017 | 8.4 | 0.8 | 365 | 7.6507 | 0.39966 | 8 | 0.050337
77966 | 4.06 | 0.8 | 365 | 3.6978 | 0.44317 | 4 | 0.141
77970 | 2.32 | 0.8 | 365 | 2.113 | 0.25324 | 2 | 0.36628
75777 | 5.7 | 0.8 | 365 | 5.1915 | 0.44977 | 5 | 0.6413
78019 | 7.41 | 0.8 | 365 | 6.749 | 0.5847 | 7 | 0.33369
77533 | 5.13 | 0.8 | 365 | 4.6724 | 0.40479 | 5 | 0.07717
75913 | 7.98 | 0.8 | 365 | 7.2681 | 0.62968 | 7 | 0.89782
77653 | 7.41 | 0.8 | 365 | 6.749 | 0.5847 | 7 | 0.33369
78022 | 7.41 | 0.8 | 365 | 6.749 | 0.5847 | 7 | 0.33369
77492 | 8.265 | 0.8 | 365 | 7.5277 | 0.15216 | 7 | 0.67988
77973 | 3.48 | 0.8 | 365 | 3.1696 | 0.37986 | 3 | 0.54943
77354 | 5.7 | 0.8 | 365 | 5.1915 | 0.44977 | 5 | 0.6413
76514 | 4.275 | 0.8 | 365 | 3.8936 | 0.83733 | 4 | 0.73097
74825 | 9.8 | 0.8 | 365 | 8.9258 | 0.96627 | 9 | 0.89206
77880 | 5.985 | 0.8 | 365 | 5.4511 | 0.97226 | 6 | 0.42336
76553 | 9.52 | 0.8 | 365 | 8.6708 | 0.45295 | 9 | 0.12371
78036 | 7.84 | 0.8 | 365 | 7.1406 | 0.37302 | 7 | 0.51365
75069 | 3.92 | 0.8 | 365 | 3.5703 | 0.18651 | 3 | 0.75682
77526 | 6.84 | 0.8 | 365 | 6.2298 | 0.53972 | 6 | 0.76956
76507 | 2.85 | 0.8 | 365 | 2.5958 | 0.22488 | 2 | 0.82065
77648 | 8.265 | 0.8 | 365 | 7.5277 | 0.15216 | 7 | 0.67988
77958 | 7.125 | 0.8 | 365 | 6.4894 | 0.062211 | 6 | 0.55162
77070 | 7.56 | 0.8 | 365 | 6.8856 | 0.85969 | 7 | 0.7453
76637 | 5.13 | 0.8 | 365 | 4.6724 | 0.40479 | 5 | 0.07717
77528 | 5.13 | 0.8 | 365 | 4.6724 | 0.40479 | 5 | 0.07717
77334 | 8.55 | 0.8 | 365 | 7.7873 | 0.67465 | 8 | 0.46195
77547 | 5.7 | 0.8 | 365 | 5.1915 | 0.44977 | 5 | 0.6413
77971 | 3.77 | 0.8 | 365 | 3.4337 | 0.91151 | 4 | 0.34521
78014 | 5.04 | 0.8 | 365 | 4.5904 | 0.2398 | 4 | 0.8302
77157 | 13.395 | 0.8 | 365 | 12.2001 | 0.55696 | 12 | 0.75705
76031 | 5.7 | 0.8 | 365 | 5.1915 | 0.44977 | 5 | 0.6413
77777 | 7.125 | 0.8 | 365 | 6.4894 | 0.062211 | 6 | 0.55162
78024 | 3.92 | 0.8 | 365 | 3.5703 | 0.18651 | 3 | 0.75682
77849 | 8.835 | 0.8 | 365 | 8.0469 | 0.19714 | 8 | 0.24401
78159 | 8.25 | 0.8 | 365 | 7.5141 | 0.12467 | 7 | 0.63872
76366 | 3.42 | 0.8 | 365 | 3.1149 | 0.26986 | 3 | 0.38478
78027 | 3.99 | 0.8 | 365 | 3.6341 | 0.31484 | 3 | 0.94891
77487 | 5.13 | 0.8 | 365 | 4.6724 | 0.40479 | 5 | 0.07717
77007 | 3.135 | 0.8 | 365 | 2.8553 | 0.74737 | 3 | 0.60271
75912 | 2.915 | 0.8 | 365 | 2.655 | 0.34405 | 2 | 0.99902
75649 | 2.52 | 0.8 | 365 | 2.2952 | 0.6199 | 2 | 0.9151
77541 | 11.97 | 0.8 | 365 | 10.9022 | 0.94451 | 11 | 0.84673
77331 | 2.8 | 0.8 | 365 | 2.5502 | 0.13322 | 2 | 0.68345
76774 | 4.275 | 0.8 | 365 | 3.8936 | 0.83733 | 4 | 0.73097
75400 | 2.85 | 0.8 | 365 | 2.5958 | 0.22488 | 2 | 0.82065
77645 | 3.705 | 0.8 | 365 | 3.3745 | 0.79235 | 4 | 0.16684
78015 | 4.2 | 0.8 | 365 | 3.8253 | 0.69983 | 4 | 0.52517
77290 | 12.255 | 0.8 | 365 | 11.1618 | 0.467 | 11 | 0.62879
75406 | 7.84 | 0.8 | 365 | 7.1406 | 0.37302 | 7 | 0.51365
77163 | 4.845 | 0.8 | 365 | 4.4128 | 0.8823 | 5 | 0.2951
75051 | 5.88 | 0.8 | 365 | 5.3555 | 0.77976 | 6 | 0.13524
77326 | 4.845 | 0.8 | 365 | 4.4128 | 0.8823 | 5 | 0.2951
77457 | 9.405 | 0.8 | 365 | 8.566 | 0.24212 | 8 | 0.80814
77154 | 10.64 | 0.8 | 365 | 9.6909 | 0.50624 | 10 | 0.19709
76521 | 11.97 | 0.8 | 365 | 10.9022 | 0.94451 | 11 | 0.84673
78093 | 6.27 | 0.8 | 365 | 5.7107 | 0.49475 | 6 | 0.20543
77338 | 6.27 | 0.8 | 365 | 5.7107 | 0.49475 | 6 | 0.20543
77507 | 7.41 | 0.8 | 365 | 6.749 | 0.5847 | 7 | 0.33369
76268 | 9.12 | 0.8 | 365 | 8.3064 | 0.71963 | 9 | 0.02608
76547 | 5.415 | 0.8 | 365 | 4.932 | 0.92728 | 5 | 0.85923
77475 | 7.695 | 0.8 | 365 | 7.0086 | 0.10719 | 7 | 0.11575
78119 | 4.93 | 0.8 | 365 | 4.4902 | 0.038134 | 4 | 0.52835
77930 | 4.64 | 0.8 | 365 | 4.2261 | 0.50648 | 4 | 0.73257
77600 | 12.88 | 0.8 | 365 | 11.731 | 0.61281 | 12 | 0.34385
77531 | 8.265 | 0.8 | 365 | 7.5277 | 0.15216 | 7 | 0.67988
75880 | 10.83 | 0.8 | 365 | 9.8639 | 0.85456 | 10 | 0.71847
77969 | 8.265 | 0.8 | 365 | 7.5277 | 0.15216 | 7 | 0.67988
74913 | 6.44 | 0.8 | 365 | 5.8655 | 0.80641 | 6 | 0.67192
77524 | 7.28 | 0.8 | 365 | 6.6306 | 0.34637 | 6 | 0.97696
77551 | 3.77 | 0.8 | 365 | 3.4337 | 0.91151 | 4 | 0.34521
76916 | 12.6 | 0.8 | 365 | 11.476 | 0.099489 | 11 | 0.5755
74977 | 6.72 | 0.8 | 365 | 6.1205 | 0.31973 | 6 | 0.44027
76039 | 8.4 | 0.8 | 365 | 7.6507 | 0.39966 | 8 | 0.050337
76563 | 6.16 | 0.8 | 365 | 5.6105 | 0.29308 | 5 | 0.90358
74861 | 6.72 | 0.8 | 365 | 6.1205 | 0.31973 | 6 | 0.44027
77485 | 5.88 | 0.8 | 365 | 5.3555 | 0.77976 | 6 | 0.13524
74909 | 7 | 0.8 | 365 | 6.3756 | 0.83305 | 7 | 0.20861
75779 | 5.13 | 0.8 | 365 | 4.6724 | 0.40479 | 5 | 0.07717
77663 | 8.835 | 0.8 | 365 | 8.0469 | 0.19714 | 8 | 0.24401
77534 | 9.975 | 0.8 | 365 | 9.0852 | 0.2871 | 9 | 0.37227
77553 | 4.275 | 0.8 | 365 | 3.8936 | 0.83733 | 4 | 0.73097
74911 | 6.16 | 0.8 | 365 | 5.6105 | 0.29308 | 5 | 0.90358
77454 | 8.835 | 0.8 | 365 | 8.0469 | 0.19714 | 8 | 0.24401
77613 | 4.845 | 0.8 | 365 | 4.4128 | 0.8823 | 5 | 0.2951
74865 | 3.42 | 0.8 | 365 | 3.1149 | 0.26986 | 3 | 0.38478
76449 | 8.12 | 0.8 | 365 | 7.3957 | 0.88634 | 8 | 0.28199
74863 | 5.88 | 0.8 | 365 | 5.3555 | 0.77976 | 6 | 0.13524
77349 | 5.7 | 0.8 | 365 | 5.1915 | 0.44977 | 5 | 0.6413
76458 | 11.685 | 0.8 | 365 | 10.6426 | 0.42203 | 11 | 0.064665
77728 | 4.56 | 0.8 | 365 | 4.1532 | 0.35982 | 4 | 0.51304
77731 | 5.985 | 0.8 | 365 | 5.4511 | 0.97226 | 6 | 0.42336
74823 | 10.08 | 0.8 | 365 | 9.1808 | 0.47959 | 9 | 0.6604
76270 | 4.2 | 0.8 | 365 | 3.8253 | 0.69983 | 4 | 0.52517
77501 | 4.56 | 0.8 | 365 | 4.1532 | 0.35982 | 4 | 0.51304
74826 | 8.265 | 0.8 | 365 | 7.5277 | 0.15216 | 7 | 0.67988
78088 | 6.84 | 0.8 | 365 | 6.2298 | 0.53972 | 6 | 0.76956
77469 | 9.405 | 0.8 | 365 | 8.566 | 0.24212 | 8 | 0.80814
77480 | 5.7 | 0.8 | 365 | 5.1915 | 0.44977 | 5 | 0.6413
77912 | 6.555 | 0.8 | 365 | 5.9703 | 0.017234 | 5 | 0.98749
74870 | 9.24 | 0.8 | 365 | 8.4157 | 0.93963 | 9 | 0.35537
77607 | 2.28 | 0.8 | 365 | 2.0766 | 0.17991 | 2 | 0.25652
75422 | 10.08 | 0.8 | 365 | 9.1808 | 0.47959 | 9 | 0.6604
74873 | 5.04 | 0.8 | 365 | 4.5904 | 0.2398 | 4 | 0.8302
77372 | 3.12 | 0.8 | 365 | 2.8417 | 0.71987 | 3 | 0.56155
77810 | 4.275 | 0.8 | 365 | 3.8936 | 0.83733 | 4 | 0.73097
77463 | 5.7 | 0.8 | 365 | 5.1915 | 0.44977 | 5 | 0.6413
76036 | 6.84 | 0.8 | 365 | 6.2298 | 0.53972 | 6 | 0.76956
76502 | 5.415 | 0.8 | 365 | 4.932 | 0.92728 | 5 | 0.85923
74957 | 6.27 | 0.8 | 365 | 5.7107 | 0.49475 | 6 | 0.20543
75408 | 4.2 | 0.8 | 365 | 3.8253 | 0.69983 | 4 | 0.52517
75671 | 9.8 | 0.8 | 365 | 8.9258 | 0.96627 | 9 | 0.89206
76515 | 6.555 | 0.8 | 365 | 5.9703 | 0.017234 | 5 | 0.98749
75457 | 3.36 | 0.8 | 365 | 3.0603 | 0.15986 | 3 | 0.22013
76966 | 5.985 | 0.8 | 365 | 5.4511 | 0.97226 | 6 | 0.42336
75140 | 7.84 | 0.8 | 365 | 7.1406 | 0.37302 | 7 | 0.51365
75898 | 5.13 | 0.8 | 365 | 4.6724 | 0.40479 | 5 | 0.07717
74864 | 6.84 | 0.8 | 365 | 6.2298 | 0.53972 | 6 | 0.76956
76409 | 5.04 | 0.8 | 365 | 4.5904 | 0.2398 | 4 | 0.8302
75885 | 7.41 | 0.8 | 365 | 6.749 | 0.5847 | 7 | 0.33369
75825 | 5.13 | 0.8 | 365 | 4.6724 | 0.40479 | 5 | 0.07717
76193 | 6.27 | 0.8 | 365 | 5.7107 | 0.49475 | 6 | 0.20543
78168 | 4.95 | 0.8 | 365 | 4.5084 | 0.074799 | 4 | 0.58323
77172 | 4.86 | 0.8 | 365 | 4.4265 | 0.9098 | 5 | 0.33627
77502 | 3.99 | 0.8 | 365 | 3.6341 | 0.31484 | 3 | 0.94891
74828 | 5.88 | 0.8 | 365 | 5.3555 | 0.77976 | 6 | 0.13524
77733 | 4.77 | 0.8 | 365 | 4.3445 | 0.74481 | 5 | 0.089298
75043 | 2.24 | 0.8 | 365 | 2.0402 | 0.10658 | 2 | 0.14676
78169 | 8.525 | 0.8 | 365 | 7.7645 | 0.62882 | 8 | 0.39335
77441 | 10.08 | 0.8 | 365 | 9.1808 | 0.47959 | 9 | 0.6604
76016 | 9.405 | 0.8 | 365 | 8.566 | 0.24212 | 8 | 0.80814
76564 | 6.72 | 0.8 | 365 | 6.1205 | 0.31973 | 6 | 0.44027
75385 | 9.52 | 0.8 | 365 | 8.6708 | 0.45295 | 9 | 0.12371
77353 | 8.835 | 0.8 | 365 | 8.0469 | 0.19714 | 8 | 0.24401
77419 | 4.56 | 0.8 | 365 | 4.1532 | 0.35982 | 4 | 0.51304
75459 | 4.48 | 0.8 | 365 | 4.0804 | 0.21315 | 4 | 0.29351
76395 | 5.88 | 0.8 | 365 | 5.3555 | 0.77976 | 6 | 0.13524
77431 | 3.42 | 0.8 | 365 | 3.1149 | 0.26986 | 3 | 0.38478
77117 | 9.975 | 0.8 | 365 | 9.0852 | 0.2871 | 9 | 0.37227
77761 | 7.56 | 0.8 | 365 | 6.8856 | 0.85969 | 7 | 0.7453
76522 | 3.705 | 0.8 | 365 | 3.3745 | 0.79235 | 4 | 0.16684
77622 | 6.27 | 0.8 | 365 | 5.7107 | 0.49475 | 6 | 0.20543
77695 | 9.8 | 0.8 | 365 | 8.9258 | 0.96627 | 9 | 0.89206
77783 | 4.56 | 0.8 | 365 | 4.1532 | 0.35982 | 4 | 0.51304
76852 | 2.24 | 0.8 | 365 | 2.0402 | 0.10658 | 2 | 0.14676
77525 | 4.56 | 0.8 | 365 | 4.1532 | 0.35982 | 4 | 0.51304
75425 | 5.985 | 0.8 | 365 | 5.4511 | 0.97226 | 6 | 0.42336
76635 | 5.32 | 0.8 | 365 | 4.8454 | 0.75312 | 5 | 0.59855
77467 | 7.98 | 0.8 | 365 | 7.2681 | 0.62968 | 7 | 0.89782
77438 | 10.83 | 0.8 | 365 | 9.8639 | 0.85456 | 10 | 0.71847
77383 | 5.415 | 0.8 | 365 | 4.932 | 0.92728 | 5 | 0.85923
76037 | 11.4 | 0.8 | 365 | 10.3831 | 0.89954 | 11 | 0.2826
75396 | 8.55 | 0.8 | 365 | 7.7873 | 0.67465 | 8 | 0.46195
77732 | 6.555 | 0.8 | 365 | 5.9703 | 0.017234 | 5 | 0.98749
76007 | 3.135 | 0.8 | 365 | 2.8553 | 0.74737 | 3 | 0.60271
75895 | 7.98 | 0.8 | 365 | 7.2681 | 0.62968 | 7 | 0.89782
75655 | 5.6 | 0.8 | 365 | 5.1005 | 0.26644 | 5 | 0.36689
74958 | 8.68 | 0.8 | 365 | 7.9057 | 0.91298 | 8 | 0.81868
76860 | 5.6 | 0.8 | 365 | 5.1005 | 0.26644 | 5 | 0.36689
75417 | 4.845 | 0.8 | 365 | 4.4128 | 0.8823 | 5 | 0.2951
77844 | 10.26 | 0.8 | 365 | 9.3448 | 0.80958 | 10 | 0.15434
76317 | 3.99 | 0.8 | 365 | 3.6341 | 0.31484 | 3 | 0.94891
77306 | 2.28 | 0.8 | 365 | 2.0766 | 0.17991 | 2 | 0.25652
77351 | 10.36 | 0.8 | 365 | 9.4358 | 0.99291 | 10 | 0.42875
75962 | 5.985 | 0.8 | 365 | 5.4511 | 0.97226 | 6 | 0.42336
75211 | 4.2 | 0.8 | 365 | 3.8253 | 0.69983 | 4 | 0.52517
77815 | 4.93 | 0.8 | 365 | 4.4902 | 0.038134 | 4 | 0.52835
75234 | 7.28 | 0.8 | 365 | 6.6306 | 0.34637 | 6 | 0.97696
76329 | 3.42 | 0.8 | 365 | 3.1149 | 0.26986 | 3 | 0.38478
75483 | 5.7 | 0.8 | 365 | 5.1915 | 0.44977 | 5 | 0.6413
77548 | 2.28 | 0.8 | 365 | 2.0766 | 0.17991 | 2 | 0.25652
77545 | 9.405 | 0.8 | 365 | 8.566 | 0.24212 | 8 | 0.80814
76457 | 7.98 | 0.8 | 365 | 7.2681 | 0.62968 | 7 | 0.89782
77405 | 8.68 | 0.8 | 365 | 7.9057 | 0.91298 | 8 | 0.81868
75683 | 4.56 | 0.8 | 365 | 4.1532 | 0.35982 | 4 | 0.51304
76432 | 5.2 | 0.8 | 365 | 4.7361 | 0.53312 | 5 | 0.26926
77617 | 6.72 | 0.8 | 365 | 6.1205 | 0.31973 | 6 | 0.44027
75680 | 2.24 | 0.8 | 365 | 2.0402 | 0.10658 | 2 | 0.14676
75762 | 6.72 | 0.8 | 365 | 6.1205 | 0.31973 | 6 | 0.44027
78052 | 2.565 | 0.8 | 365 | 2.3362 | 0.7024 | 3 | 0.038585
77489 | 13.395 | 0.8 | 365 | 12.2001 | 0.55696 | 12 | 0.75705
75420 | 5.04 | 0.8 | 365 | 4.5904 | 0.2398 | 4 | 0.8302
78086 | 10.545 | 0.8 | 365 | 9.6043 | 0.33207 | 9 | 0.9364
76537 | 3.99 | 0.8 | 365 | 3.6341 | 0.31484 | 3 | 0.94891
77724 | 5.13 | 0.8 | 365 | 4.6724 | 0.40479 | 5 | 0.07717
74908 | 16.52 | 0.8 | 365 | 15.0463 | 0.286 | 15 | 0.33233
75722 | 3.135 | 0.8 | 365 | 2.8553 | 0.74737 | 3 | 0.60271
75421 | 3.92 | 0.8 | 365 | 3.5703 | 0.18651 | 3 | 0.75682
76447 | 4.56 | 0.8 | 365 | 4.1532 | 0.35982 | 4 | 0.51304
77008 | 5.04 | 0.8 | 365 | 4.5904 | 0.2398 | 4 | 0.8302
77532 | 3.705 | 0.8 | 365 | 3.3745 | 0.79235 | 4 | 0.16684
77629 | 3.705 | 0.8 | 365 | 3.3745 | 0.79235 | 4 | 0.16684
78059 | 5.6 | 0.8 | 365 | 5.1005 | 0.26644 | 5 | 0.36689
75323 | 4.48 | 0.8 | 365 | 4.0804 | 0.21315 | 4 | 0.29351
76104 | 3.92 | 0.8 | 365 | 3.5703 | 0.18651 | 3 | 0.75682
76921 | 3.99 | 0.8 | 365 | 3.6341 | 0.31484 | 3 | 0.94891
76387 | 4.845 | 0.8 | 365 | 4.4128 | 0.8823 | 5 | 0.2951
75158 | 7.84 | 0.8 | 365 | 7.1406 | 0.37302 | 7 | 0.51365
77636 | 7.41 | 0.8 | 365 | 6.749 | 0.5847 | 7 | 0.33369
75206 | 5.6 | 0.8 | 365 | 5.1005 | 0.26644 | 5 | 0.36689
75423 | 5.7 | 0.8 | 365 | 5.1915 | 0.44977 | 5 | 0.6413
74907 | 4.2 | 0.8 | 365 | 3.8253 | 0.69983 | 4 | 0.52517
76512 | 4.845 | 0.8 | 365 | 4.4128 | 0.8823 | 5 | 0.2951
77167 | 11.115 | 0.8 | 365 | 10.1235 | 0.37705 | 10 | 0.50053
76265 | 5.6 | 0.8 | 365 | 5.1005 | 0.26644 | 5 | 0.36689
75145 | 8.68 | 0.8 | 365 | 7.9057 | 0.91298 | 8 | 0.81868
77644 | 5.13 | 0.8 | 365 | 4.6724 | 0.40479 | 5 | 0.07717
76501 | 12.04 | 0.8 | 365 | 10.966 | 0.072845 | 11 | 0.038816
76028 | 11.115 | 0.8 | 365 | 10.1235 | 0.37705 | 10 | 0.50053
74874 | 3.92 | 0.8 | 365 | 3.5703 | 0.18651 | 3 | 0.75682
78049 | 7.54 | 0.8 | 365 | 6.8674 | 0.82303 | 7 | 0.69042
76264 | 6.44 | 0.8 | 365 | 5.8655 | 0.80641 | 6 | 0.67192
75389 | 8.4 | 0.8 | 365 | 7.6507 | 0.39966 | 8 | 0.050337
77759 | 7.41 | 0.8 | 365 | 6.749 | 0.5847 | 7 | 0.33369
75656 | 7.41 | 0.8 | 365 | 6.749 | 0.5847 | 7 | 0.33369
75313 | 4.2 | 0.8 | 365 | 3.8253 | 0.69983 | 4 | 0.52517
76510 | 6.44 | 0.8 | 365 | 5.8655 | 0.80641 | 6 | 0.67192
77729 | 12.255 | 0.8 | 365 | 11.1618 | 0.467 | 11 | 0.62879
78032 | 2.32 | 0.8 | 365 | 2.113 | 0.25324 | 2 | 0.36628
75478 | 5.7 | 0.8 | 365 | 5.1915 | 0.44977 | 5 | 0.6413
75481 | 7.98 | 0.8 | 365 | 7.2681 | 0.62968 | 7 | 0.89782
75458 | 2.8 | 0.8 | 365 | 2.5502 | 0.13322 | 2 | 0.68345
75404 | 7.28 | 0.8 | 365 | 6.6306 | 0.34637 | 6 | 0.97696
75461 | 4.48 | 0.8 | 365 | 4.0804 | 0.21315 | 4 | 0.29351
77401 | 7.28 | 0.8 | 365 | 6.6306 | 0.34637 | 6 | 0.97696
74906 | 3.36 | 0.8 | 365 | 3.0603 | 0.15986 | 3 | 0.22013
76523 | 3.99 | 0.8 | 365 | 3.6341 | 0.31484 | 3 | 0.94891
75231 | 6.72 | 0.8 | 365 | 6.1205 | 0.31973 | 6 | 0.44027
76269 | 4.845 | 0.8 | 365 | 4.4128 | 0.8823 | 5 | 0.2951
75174 | 8.12 | 0.8 | 365 | 7.3957 | 0.88634 | 8 | 0.28199
76500 | 9.12 | 0.8 | 365 | 8.3064 | 0.71963 | 9 | 0.02608
78028 | 8.265 | 0.8 | 365 | 7.5277 | 0.15216 | 7 | 0.67988
77845 | 13.44 | 0.8 | 365 | 12.2411 | 0.63946 | 12 | 0.88054
77735 | 3.42 | 0.8 | 365 | 3.1149 | 0.26986 | 3 | 0.38478
74955 | 8.12 | 0.8 | 365 | 7.3957 | 0.88634 | 8 | 0.28199
75322 | 8.55 | 0.8 | 365 | 7.7873 | 0.67465 | 8 | 0.46195
77156 | 3.36 | 0.8 | 365 | 3.0603 | 0.15986 | 3 | 0.22013
76443 | 11.76 | 0.8 | 365 | 10.7109 | 0.55952 | 11 | 0.27047
75892 | 5.13 | 0.8 | 365 | 4.6724 | 0.40479 | 5 | 0.07717
77155 | 3.42 | 0.8 | 365 | 3.1149 | 0.26986 | 3 | 0.38478
76967 | 3.135 | 0.8 | 365 | 2.8553 | 0.74737 | 3 | 0.60271
74910 | 4.76 | 0.8 | 365 | 4.3354 | 0.72647 | 5 | 0.061857
74956 | 6.44 | 0.8 | 365 | 5.8655 | 0.80641 | 6 | 0.67192
77527 | 8.55 | 0.8 | 365 | 7.7873 | 0.67465 | 8 | 0.46195
76456 | 7.98 | 0.8 | 365 | 7.2681 | 0.62968 | 7 | 0.89782
76405 | 5.04 | 0.8 | 365 | 4.5904 | 0.2398 | 4 | 0.8302
76551 | 2.28 | 0.8 | 365 | 2.0766 | 0.17991 | 2 | 0.25652
77114 | 4.56 | 0.8 | 365 | 4.1532 | 0.35982 | 4 | 0.51304
76396 | 4.56 | 0.8 | 365 | 4.1532 | 0.35982 | 4 | 0.51304
77699 | 5.985 | 0.8 | 365 | 5.4511 | 0.97226 | 6 | 0.42336
76452 | 6.44 | 0.8 | 365 | 5.8655 | 0.80641 | 6 | 0.67192
76267 | 4.275 | 0.8 | 365 | 3.8936 | 0.83733 | 4 | 0.73097
76331 | 3.135 | 0.8 | 365 | 2.8553 | 0.74737 | 3 | 0.60271
77609 | 11.4 | 0.8 | 365 | 10.3831 | 0.89954 | 11 | 0.2826
76384 | 2.85 | 0.8 | 365 | 2.5958 | 0.22488 | 2 | 0.82065
77615 | 7.41 | 0.8 | 365 | 6.749 | 0.5847 | 7 | 0.33369
75516 | 8.68 | 0.8 | 365 | 7.9057 | 0.91298 | 8 | 0.81868
77468 | 9.8 | 0.8 | 365 | 8.9258 | 0.96627 | 9 | 0.89206
77440 | 7.125 | 0.8 | 365 | 6.4894 | 0.062211 | 6 | 0.55162
75882 | 6.44 | 0.8 | 365 | 5.8655 | 0.80641 | 6 | 0.67192
75888 | 5.13 | 0.8 | 365 | 4.6724 | 0.40479 | 5 | 0.07717
77641 | 6.84 | 0.8 | 365 | 6.2298 | 0.53972 | 6 | 0.76956
77555 | 4.845 | 0.8 | 365 | 4.4128 | 0.8823 | 5 | 0.2951
77637 | 9.12 | 0.8 | 365 | 8.3064 | 0.71963 | 9 | 0.02608
77305 | 6.555 | 0.8 | 365 | 5.9703 | 0.017234 | 5 | 0.98749
77466 | 6.27 | 0.8 | 365 | 5.7107 | 0.49475 | 6 | 0.20543
76516 | 5.415 | 0.8 | 365 | 4.932 | 0.92728 | 5 | 0.85923
77685 | 12.255 | 0.8 | 365 | 11.1618 | 0.467 | 11 | 0.62879
77666 | 7.41 | 0.8 | 365 | 6.749 | 0.5847 | 7 | 0.33369
77010 | 5.415 | 0.8 | 365 | 4.932 | 0.92728 | 5 | 0.85923
76455 | 6.555 | 0.8 | 365 | 5.9703 | 0.017234 | 5 | 0.98749
75235 | 4.2 | 0.8 | 365 | 3.8253 | 0.69983 | 4 | 0.52517
77296 | 6.84 | 0.8 | 365 | 6.2298 | 0.53972 | 6 | 0.76956
78081 | 10.545 | 0.8 | 365 | 9.6043 | 0.33207 | 9 | 0.9364
77881 | 5.415 | 0.8 | 365 | 4.932 | 0.92728 | 5 | 0.85923
75207 | 6.72 | 0.8 | 365 | 6.1205 | 0.31973 | 6 | 0.44027
76182 | 5.13 | 0.8 | 365 | 4.6724 | 0.40479 | 5 | 0.07717
78031 | 5.7 | 0.8 | 365 | 5.1915 | 0.44977 | 5 | 0.6413
74867 | 4.2 | 0.8 | 365 | 3.8253 | 0.69983 | 4 | 0.52517
78054 | 3.705 | 0.8 | 365 | 3.3745 | 0.79235 | 4 | 0.16684
77120 | 7.54 | 0.8 | 365 | 6.8674 | 0.82303 | 7 | 0.69042
77537 | 2.85 | 0.8 | 365 | 2.5958 | 0.22488 | 2 | 0.82065
75720 | 11.48 | 0.8 | 365 | 10.4559 | 0.046201 | 10 | 0.50213
75691 | 2.8 | 0.8 | 365 | 2.5502 | 0.13322 | 2 | 0.68345
77409 | 5.415 | 0.8 | 365 | 4.932 | 0.92728 | 5 | 0.85923
75321 | 6.16 | 0.8 | 365 | 5.6105 | 0.29308 | 5 | 0.90358
78083 | 12.825 | 0.8 | 365 | 11.6809 | 0.51198 | 12 | 0.19292
76228 | 4.56 | 0.8 | 365 | 4.1532 | 0.35982 | 4 | 0.51304
75324 | 7.41 | 0.8 | 365 | 6.749 | 0.5847 | 7 | 0.33369
77851 | 9.24 | 0.8 | 365 | 8.4157 | 0.93963 | 9 | 0.35537
75384 | 4.48 | 0.8 | 365 | 4.0804 | 0.21315 | 4 | 0.29351
75902 | 3.99 | 0.8 | 365 | 3.6341 | 0.31484 | 3 | 0.94891
76915 | 13.395 | 0.8 | 365 | 12.2001 | 0.55696 | 12 | 0.75705
75415 | 5.32 | 0.8 | 365 | 4.8454 | 0.75312 | 5 | 0.59855
75409 | 7.28 | 0.8 | 365 | 6.6306 | 0.34637 | 6 | 0.97696
75205 | 13.44 | 0.8 | 365 | 12.2411 | 0.63946 | 12 | 0.88054
74914 | 6.72 | 0.8 | 365 | 6.1205 | 0.31973 | 6 | 0.44027
75320 | 7.84 | 0.8 | 365 | 7.1406 | 0.37302 | 7 | 0.51365
76170 | 11.2 | 0.8 | 365 | 10.2009 | 0.53288 | 10 | 0.73378
77696 | 10.26 | 0.8 | 365 | 9.3448 | 0.80958 | 10 | 0.15434
77812 | 9.405 | 0.8 | 365 | 8.566 | 0.24212 | 8 | 0.80814
77758 | 3.9 | 0.8 | 365 | 3.5521 | 0.14984 | 3 | 0.70194
77674 | 4.41 | 0.8 | 365 | 4.0166 | 0.084821 | 4 | 0.10143
78215 | 7.28 | 1 | 365 | 8.2882 | 0.68296 | 8 | 0.9712
77529 | 6.84 | 0.8 | 365 | 6.2298 | 0.53972 | 6 | 0.76956
75232 | 4.2 | 0.8 | 365 | 3.8253 | 0.69983 | 4 | 0.52517
78084 | 8.265 | 0.8 | 365 | 7.5277 | 0.15216 | 7 | 0.67988
76013 | 6.27 | 0.8 | 365 | 5.7107 | 0.49475 | 6 | 0.20543
76223 | 7.695 | 0.8 | 365 | 7.0086 | 0.10719 | 7 | 0.11575
78218 | 6.65 | 0.8 | 365 | 6.0568 | 0.1914 | 6 | 0.24818
75510 | 7.695 | 0.8 | 365 | 7.0086 | 0.10719 | 7 | 0.11575
75903 | 8.265 | 0.8 | 365 | 7.5277 | 0.15216 | 7 | 0.67988
75827 | 3.92 | 0.8 | 365 | 3.5703 | 0.18651 | 3 | 0.75682
77727 | 5.13 | 0.8 | 365 | 4.6724 | 0.40479 | 5 | 0.07717
75022 | 7.84 | 0.8 | 365 | 7.1406 | 0.37302 | 7 | 0.51365
77067 | 2.565 | 0.8 | 365 | 2.3362 | 0.7024 | 3 | 0.038585
78219 | 5.11 | 0.8 | 365 | 4.6542 | 0.36813 | 5 | 0.022288
76969 | 7.125 | 0.8 | 365 | 6.4894 | 0.062211 | 6 | 0.55162
75906 | 5.415 | 0.8 | 365 | 4.932 | 0.92728 | 5 | 0.85923
75023 | 4.76 | 0.8 | 365 | 4.3354 | 0.72647 | 5 | 0.061857
77560 | 7.695 | 0.8 | 365 | 7.0086 | 0.10719 | 7 | 0.11575
77923 | 8.265 | 0.8 | 365 | 7.5277 | 0.15216 | 7 | 0.67988
75061 | 5.04 | 0.8 | 365 | 4.5904 | 0.2398 | 4 | 0.8302
76974 | 6.27 | 0.8 | 365 | 5.7107 | 0.49475 | 6 | 0.20543
77459 | 7.125 | 0.8 | 365 | 6.4894 | 0.062211 | 6 | 0.55162
76658 | 7.695 | 0.8 | 365 | 7.0086 | 0.10719 | 7 | 0.11575
75025 | 6.16 | 0.8 | 365 | 5.6105 | 0.29308 | 5 | 0.90358
77430 | 4.64 | 0.8 | 365 | 4.2261 | 0.50648 | 4 | 0.73257
78222 | 7.68 | 0.8 | 365 | 6.9949 | 0.079689 | 7 | 0.074593
77124 | 7.41 | 0.8 | 365 | 6.749 | 0.5847 | 7 | 0.33369
76174 | 3.36 | 0.8 | 365 | 3.0603 | 0.15986 | 3 | 0.22013
75208 | 3.135 | 0.8 | 365 | 2.8553 | 0.74737 | 3 | 0.60271
77421 | 5.415 | 0.8 | 365 | 4.932 | 0.92728 | 5 | 0.85923
75268 | 9.8 | 0.8 | 365 | 8.9258 | 0.96627 | 9 | 0.89206
75210 | 5.04 | 0.8 | 365 | 4.5904 | 0.2398 | 4 | 0.8302
76313 | 5.7 | 0.8 | 365 | 5.1915 | 0.44977 | 5 | 0.6413
78223 | 10.72 | 0.8 | 365 | 9.7637 | 0.6529 | 10 | 0.41662
76029 | 7.695 | 0.8 | 365 | 7.0086 | 0.10719 | 7 | 0.11575
76010 | 2.85 | 0.8 | 365 | 2.5958 | 0.22488 | 2 | 0.82065
77556 | 12.255 | 0.8 | 365 | 11.1618 | 0.467 | 11 | 0.62879
76263 | 2.565 | 0.8 | 365 | 2.3362 | 0.7024 | 3 | 0.038585
63517 | 33.06 | 0.7 | 365 | 26.347 | 0.032577 | 26 | 0.3796
75271 | 7.84 | 0.8 | 365 | 7.1406 | 0.37302 | 7 | 0.51365
76972 | 2.28 | 0.8 | 365 | 2.0766 | 0.17991 | 2 | 0.25652
77347 | 3.42 | 0.8 | 365 | 3.1149 | 0.26986 | 3 | 0.38478
75045 | 4.94 | 0.8 | 365 | 4.4993 | 0.056466 | 4 | 0.55579
77811 | 5.13 | 0.8 | 365 | 4.6724 | 0.40479 | 5 | 0.07717
75685 | 5.6 | 0.8 | 365 | 5.1005 | 0.26644 | 5 | 0.36689
75171 | 2.52 | 0.8 | 365 | 2.2952 | 0.6199 | 2 | 0.9151
77373 | 7.98 | 0.8 | 365 | 7.2681 | 0.62968 | 7 | 0.89782
77694 | 6.27 | 0.8 | 365 | 5.7107 | 0.49475 | 6 | 0.20543
78226 | 9.6 | 0.8 | 365 | 8.7436 | 0.59961 | 9 | 0.34324
75318 | 4.76 | 0.8 | 365 | 4.3354 | 0.72647 | 5 | 0.061857
76333 | 2.8 | 0.8 | 365 | 2.5502 | 0.13322 | 2 | 0.68345
75315 | 6.555 | 0.8 | 365 | 5.9703 | 0.017234 | 5 | 0.98749
75031 | 7.84 | 0.8 | 365 | 7.1406 | 0.37302 | 7 | 0.51365
75209 | 3.92 | 0.8 | 365 | 3.5703 | 0.18651 | 3 | 0.75682
78090 | 12.47 | 0.8 | 365 | 11.3576 | 0.86116 | 12 | 0.21877
75165 | 8.55 | 0.8 | 365 | 7.7873 | 0.67465 | 8 | 0.46195
78227 | 5.61 | 0.8 | 365 | 5.1096 | 0.28477 | 5 | 0.39433
77611 | 3.99 | 0.8 | 365 | 3.6341 | 0.31484 | 3 | 0.94891
75035 | 4.48 | 0.8 | 365 | 4.0804 | 0.21315 | 4 | 0.29351
75264 | 6.72 | 0.8 | 365 | 6.1205 | 0.31973 | 6 | 0.44027
78229 | 13.44 | 0.8 | 365 | 12.2411 | 0.63946 | 12 | 0.88054
78387 | 8.64 | 0.8 | 365 | 7.8693 | 0.83965 | 8 | 0.70892
78124 | 6.325 | 0.8 | 365 | 5.7608 | 0.59558 | 6 | 0.35635
78123 | 12.24 | 0.8 | 365 | 11.1481 | 0.4395 | 11 | 0.58763
78290 | 15.12 | 0.8 | 365 | 13.7712 | 0.71939 | 14 | 0.49061
78334 | 8.96 | 0.8 | 365 | 8.1607 | 0.4263 | 8 | 0.58703
78126 | 10.175 | 0.8 | 365 | 9.2673 | 0.65375 | 9 | 0.92109
78122 | 8.12 | 0.8 | 365 | 7.3957 | 0.88634 | 8 | 0.28199
78117 | 12.18 | 0.8 | 365 | 11.0935 | 0.32951 | 11 | 0.42299
78116 | 8.25 | 0.8 | 365 | 7.5141 | 0.12467 | 7 | 0.63872
78258 | 20.16 | 0.8 | 365 | 18.3616 | 0.95918 | 19 | 0.32081
78128 | 5.4 | 0.8 | 365 | 4.9183 | 0.89978 | 5 | 0.81807
78228 | 6.38 | 0.8 | 365 | 5.8109 | 0.69641 | 6 | 0.50728
78230 | 8.48 | 0.8 | 365 | 7.7235 | 0.54632 | 8 | 0.26986
78276 | 3.63 | 0.8 | 365 | 3.3062 | 0.65485 | 3 | 0.96104
78266 | 6.57 | 0.8 | 365 | 5.9839 | 0.044734 | 6 | 0.028656
78371 | 3.99 | 0.8 | 365 | 3.6341 | 0.31484 | 3 | 0.94891
78385 | 8.4 | 0.8 | 365 | 7.6507 | 0.39966 | 8 | 0.050337
75168 | 5.88 | 0.8 | 365 | 5.3555 | 0.77976 | 6 | 0.13524
75142 | 8.96 | 0.8 | 365 | 8.1607 | 0.4263 | 8 | 0.58703
75275 | 7.56 | 0.8 | 365 | 6.8856 | 0.85969 | 7 | 0.7453
76558 | 4.56 | 0.8 | 365 | 4.1532 | 0.35982 | 4 | 0.51304
75020 | 11.76 | 0.8 | 365 | 10.7109 | 0.55952 | 11 | 0.27047
77074 | 8.96 | 0.8 | 365 | 8.1607 | 0.4263 | 8 | 0.58703
75162 | 6.27 | 0.8 | 365 | 5.7107 | 0.49475 | 6 | 0.20543
75319 | 5.32 | 0.8 | 365 | 4.8454 | 0.75312 | 5 | 0.59855
75064 | 3.92 | 0.8 | 365 | 3.5703 | 0.18651 | 3 | 0.75682
77078 | 3.42 | 0.8 | 365 | 3.1149 | 0.26986 | 3 | 0.38478
76775 | 2.24 | 0.8 | 365 | 2.0402 | 0.10658 | 2 | 0.14676
75029 | 3.36 | 0.8 | 365 | 3.0603 | 0.15986 | 3 | 0.22013
77775 | 4.56 | 0.8 | 365 | 4.1532 | 0.35982 | 4 | 0.51304
75280 | 6.16 | 0.8 | 365 | 5.6105 | 0.29308 | 5 | 0.90358
76439 | 8.835 | 0.8 | 365 | 8.0469 | 0.19714 | 8 | 0.24401
75141 | 7 | 0.8 | 365 | 6.3756 | 0.83305 | 7 | 0.20861
77814 | 4.845 | 0.8 | 365 | 4.4128 | 0.8823 | 5 | 0.2951
78170 | 4.95 | 0.8 | 365 | 4.5084 | 0.074799 | 4 | 0.58323
76358 | 2.8 | 0.8 | 365 | 2.5502 | 0.13322 | 2 | 0.68345
77293 | 13.11 | 0.8 | 365 | 11.9405 | 0.034469 | 11 | 0.97499
76454 | 5.415 | 0.8 | 365 | 4.932 | 0.92728 | 5 | 0.85923
77456 | 5.415 | 0.8 | 365 | 4.932 | 0.92728 | 5 | 0.85923
78235 | 3.9 | 0.8 | 365 | 3.5521 | 0.14984 | 3 | 0.70194
76460 | 4.56 | 0.8 | 365 | 4.1532 | 0.35982 | 4 | 0.51304
75678 | 7.56 | 0.8 | 365 | 6.8856 | 0.85969 | 7 | 0.7453
78240 | 4.5 | 0.8 | 365 | 4.0986 | 0.24982 | 4 | 0.34839
78156 | 10.26 | 0.8 | 365 | 9.3448 | 0.80958 | 10 | 0.15434
78140 | 4.56 | 0.8 | 365 | 4.1532 | 0.35982 | 4 | 0.51304
78154 | 3.99 | 0.8 | 365 | 3.6341 | 0.31484 | 3 | 0.94891
78231 | 12.825 | 0.8 | 365 | 11.6809 | 0.51198 | 12 | 0.19292
78232 | 6.27 | 0.8 | 365 | 5.7107 | 0.49475 | 6 | 0.20543
78236 | 9.69 | 0.8 | 365 | 8.8256 | 0.76461 | 9 | 0.59021
75639 | 3.42 | 0.8 | 365 | 3.1149 | 0.26986 | 3 | 0.38478
76109 | 6.72 | 0.8 | 365 | 6.1205 | 0.31973 | 6 | 0.44027
76462 | 4.845 | 0.8 | 365 | 4.4128 | 0.8823 | 5 | 0.2951
77482 | 6.84 | 0.8 | 365 | 6.2298 | 0.53972 | 6 | 0.76956
77620 | 6.84 | 0.8 | 365 | 6.2298 | 0.53972 | 6 | 0.76956
78087 | 11.97 | 0.8 | 365 | 10.9022 | 0.94451 | 11 | 0.84673
74171 | 3.36 | 0.8 | 365 | 3.0603 | 0.15986 | 3 | 0.22013
78373 | 8.835 | 0.8 | 365 | 8.0469 | 0.19714 | 8 | 0.24401
75916 | 9.405 | 0.8 | 365 | 8.566 | 0.24212 | 8 | 0.80814
76450 | 9.8 | 0.8 | 365 | 8.9258 | 0.96627 | 9 | 0.89206
77357 | 5.32 | 0.8 | 365 | 4.8454 | 0.75312 | 5 | 0.59855
75909 | 7.41 | 0.8 | 365 | 6.749 | 0.5847 | 7 | 0.33369
77346 | 3.08 | 0.8 | 365 | 2.8052 | 0.64654 | 3 | 0.45179
78079 | 7.695 | 0.8 | 365 | 7.0086 | 0.10719 | 7 | 0.11575
78237 | 2.8 | 0.8 | 365 | 2.5502 | 0.13322 | 2 | 0.68345
75767 | 7.84 | 0.8 | 365 | 7.1406 | 0.37302 | 7 | 0.51365
77063 | 2.24 | 0.8 | 365 | 2.0402 | 0.10658 | 2 | 0.14676
75155 | 3.64 | 0.8 | 365 | 3.3153 | 0.67319 | 3 | 0.98848
77698 | 8.835 | 0.8 | 365 | 8.0469 | 0.19714 | 8 | 0.24401
75773 | 2.85 | 0.8 | 365 | 2.5958 | 0.22488 | 2 | 0.82065
75044 | 2.52 | 0.8 | 365 | 2.2952 | 0.6199 | 2 | 0.9151
77069 | 8.835 | 0.8 | 365 | 8.0469 | 0.19714 | 8 | 0.24401
77115 | 2.565 | 0.8 | 365 | 2.3362 | 0.7024 | 3 | 0.038585
77302 | 3.705 | 0.8 | 365 | 3.3745 | 0.79235 | 4 | 0.16684
78055 | 2.32 | 0.8 | 365 | 2.113 | 0.25324 | 2 | 0.36628
75054 | 2.52 | 0.8 | 365 | 2.2952 | 0.6199 | 2 | 0.9151
77336 | 3.42 | 0.8 | 365 | 3.1149 | 0.26986 | 3 | 0.38478
76323 | 2.28 | 0.8 | 365 | 2.0766 | 0.17991 | 2 | 0.25652
76176 | 7 | 0.8 | 365 | 6.3756 | 0.83305 | 7 | 0.20861
76334 | 2.85 | 0.8 | 365 | 2.5958 | 0.22488 | 2 | 0.82065
75891 | 2.565 | 0.8 | 365 | 2.3362 | 0.7024 | 3 | 0.038585
75831 | 2.28 | 0.8 | 365 | 2.0766 | 0.17991 | 2 | 0.25652
76627 | 12.04 | 0.8 | 365 | 10.966 | 0.072845 | 11 | 0.038816
77932 | 3.77 | 0.8 | 365 | 3.4337 | 0.91151 | 4 | 0.34521
76970 | 3.705 | 0.8 | 365 | 3.3745 | 0.79235 | 4 | 0.16684
75630 | 2.28 | 0.8 | 365 | 2.0766 | 0.17991 | 2 | 0.25652
77498 | 5.13 | 0.8 | 365 | 4.6724 | 0.40479 | 5 | 0.07717
77626 | 2.52 | 0.8 | 365 | 2.2952 | 0.6199 | 2 | 0.9151
76225 | 8.4 | 0.8 | 365 | 7.6507 | 0.39966 | 8 | 0.050337
74964 | 3.36 | 0.8 | 365 | 3.0603 | 0.15986 | 3 | 0.22013
74875 | 2.52 | 0.8 | 365 | 2.2952 | 0.6199 | 2 | 0.9151
75659 | 2.24 | 0.8 | 365 | 2.0402 | 0.10658 | 2 | 0.14676
77145 | 3.08 | 0.8 | 365 | 2.8052 | 0.64654 | 3 | 0.45179
76648 | 9.12 | 0.8 | 365 | 8.3064 | 0.71963 | 9 | 0.02608
76324 | 2.85 | 0.8 | 365 | 2.5958 | 0.22488 | 2 | 0.82065
75781 | 3.36 | 0.8 | 365 | 3.0603 | 0.15986 | 3 | 0.22013
76322 | 2.565 | 0.8 | 365 | 2.3362 | 0.7024 | 3 | 0.038585
77504 | 6.555 | 0.8 | 365 | 5.9703 | 0.017234 | 5 | 0.98749
76328 | 2.565 | 0.8 | 365 | 2.3362 | 0.7024 | 3 | 0.038585
77730 | 6.96 | 0.8 | 365 | 6.3391 | 0.75972 | 7 | 0.09885
76554 | 3.42 | 0.8 | 365 | 3.1149 | 0.26986 | 3 | 0.38478
76388 | 6.84 | 0.8 | 365 | 6.2298 | 0.53972 | 6 | 0.76956
78398 | 9.8 | 0.8 | 365 | 8.9258 | 0.96627 | 9 | 0.89206
78397 | 12.25 | 0.8 | 365 | 11.1572 | 0.45784 | 11 | 0.61507
75784 | 4.48 | 0.8 | 365 | 4.0804 | 0.21315 | 4 | 0.29351
78396 | 10.56 | 0.8 | 365 | 9.618 | 0.35957 | 9 | 0.97757
78394 | 9.92 | 0.8 | 365 | 9.0351 | 0.18626 | 9 | 0.22135
78050 | 3.99 | 0.8 | 365 | 3.6341 | 0.31484 | 3 | 0.94891
78392 | 5.76 | 0.8 | 365 | 5.2462 | 0.55977 | 5 | 0.80595
77558 | 3.42 | 0.8 | 365 | 3.1149 | 0.26986 | 3 | 0.38478
78391 | 10.24 | 0.8 | 365 | 9.3265 | 0.77292 | 10 | 0.099458
77503 | 10.545 | 0.8 | 365 | 9.6043 | 0.33207 | 9 | 0.9364
78390 | 12.54 | 0.8 | 365 | 11.4214 | 0.98949 | 12 | 0.41086
77059 | 5.415 | 0.8 | 365 | 4.932 | 0.92728 | 5 | 0.85923
78388 | 6 | 0.8 | 365 | 5.4648 | 0.99976 | 6 | 0.46453
78389 | 9.15 | 0.8 | 365 | 8.3338 | 0.77463 | 9 | 0.1084
78386 | 6.6 | 0.8 | 365 | 6.0112 | 0.099732 | 6 | 0.11098
75899 | 4.845 | 0.8 | 365 | 4.4128 | 0.8823 | 5 | 0.2951
78384 | 5.04 | 0.8 | 365 | 4.5904 | 0.2398 | 4 | 0.8302
78353 | 11.48 | 0.8 | 365 | 10.4559 | 0.046201 | 10 | 0.50213
77842 | 13.965 | 0.8 | 365 | 12.7193 | 0.60193 | 13 | 0.32118
76964 | 8.55 | 0.8 | 365 | 7.7873 | 0.67465 | 8 | 0.46195
47578 | 1320.57 | 1 | 365 | 1503.4605 | 0.23934 | 1503 | 0.69983
76190 | 6.555 | 0.8 | 365 | 5.9703 | 0.017234 | 5 | 0.98749
78376 | 11.115 | 0.8 | 365 | 10.1235 | 0.37705 | 10 | 0.50053
76463 | 2.85 | 0.8 | 365 | 2.5958 | 0.22488 | 2 | 0.82065
78375 | 11.4 | 0.8 | 365 | 10.3831 | 0.89954 | 11 | 0.2826
75960 | 6.84 | 0.8 | 365 | 6.2298 | 0.53972 | 6 | 0.76956
78372 | 4.56 | 0.8 | 365 | 4.1532 | 0.35982 | 4 | 0.51304
76971 | 11.48 | 0.8 | 365 | 10.4559 | 0.046201 | 10 | 0.50213
78370 | 5.985 | 0.8 | 365 | 5.4511 | 0.97226 | 6 | 0.42336
78369 | 4.56 | 0.8 | 365 | 4.1532 | 0.35982 | 4 | 0.51304
77506 | 6.27 | 0.8 | 365 | 5.7107 | 0.49475 | 6 | 0.20543
78368 | 6.16 | 0.8 | 365 | 5.6105 | 0.29308 | 5 | 0.90358
77784 | 5.13 | 0.8 | 365 | 4.6724 | 0.40479 | 5 | 0.07717
76459 | 5.415 | 0.8 | 365 | 4.932 | 0.92728 | 5 | 0.85923
78366 | 13.26 | 0.8 | 365 | 12.0771 | 0.30946 | 12 | 0.3866
78365 | 10.26 | 0.8 | 365 | 9.3448 | 0.80958 | 10 | 0.15434
78363 | 7.56 | 0.8 | 365 | 6.8856 | 0.85969 | 7 | 0.7453
77005 | 5.04 | 0.8 | 365 | 4.5904 | 0.2398 | 4 | 0.8302
78362 | 12.395 | 0.8 | 365 | 11.2893 | 0.72366 | 12 | 0.012967
77446 | 15.39 | 0.8 | 365 | 14.0171 | 0.21438 | 14 | 0.23151
75057 | 5.04 | 0.8 | 365 | 4.5904 | 0.2398 | 4 | 0.8302
76555 | 12.825 | 0.8 | 365 | 11.6809 | 0.51198 | 12 | 0.19292
77657 | 5.7 | 0.8 | 365 | 5.1915 | 0.44977 | 5 | 0.6413
76968 | 5.13 | 0.8 | 365 | 4.6724 | 0.40479 | 5 | 0.07717
75411 | 11.2 | 0.8 | 365 | 10.2009 | 0.53288 | 10 | 0.73378
76178 | 9.24 | 0.8 | 365 | 8.4157 | 0.93963 | 9 | 0.35537
77058 | 7.98 | 0.8 | 365 | 7.2681 | 0.62968 | 7 | 0.89782
77654 | 10.545 | 0.8 | 365 | 9.6043 | 0.33207 | 9 | 0.9364
77638 | 7.695 | 0.8 | 365 | 7.0086 | 0.10719 | 7 | 0.11575
77439 | 4.56 | 0.8 | 365 | 4.1532 | 0.35982 | 4 | 0.51304
77692 | 3.99 | 0.8 | 365 | 3.6341 | 0.31484 | 3 | 0.94891
77374 | 3.99 | 0.8 | 365 | 3.6341 | 0.31484 | 3 | 0.94891
78253 | 8.04 | 0.8 | 365 | 7.3228 | 0.73967 | 8 | 0.062465
78074 | 6.555 | 0.8 | 365 | 5.9703 | 0.017234 | 5 | 0.98749
78056 | 5.7 | 0.8 | 365 | 5.1915 | 0.44977 | 5 | 0.6413
78255 | 10.26 | 0.8 | 365 | 9.3448 | 0.80958 | 10 | 0.15434
77407 | 3.42 | 0.8 | 365 | 3.1149 | 0.26986 | 3 | 0.38478
77552 | 4.48 | 0.8 | 365 | 4.0804 | 0.21315 | 4 | 0.29351
78256 | 7.98 | 0.8 | 365 | 7.2681 | 0.62968 | 7 | 0.89782
77786 | 6.27 | 0.8 | 365 | 5.7107 | 0.49475 | 6 | 0.20543
76630 | 5.32 | 0.8 | 365 | 4.8454 | 0.75312 | 5 | 0.59855
78257 | 4.8 | 0.8 | 365 | 4.3718 | 0.79981 | 5 | 0.17162
78259 | 5.7 | 0.8 | 365 | 5.1915 | 0.44977 | 5 | 0.6413
78261 | 7.695 | 0.8 | 365 | 7.0086 | 0.10719 | 7 | 0.11575
78260 | 6.205 | 0.8 | 365 | 5.6515 | 0.37558 | 6 | 0.027064
78263 | 6.96 | 0.8 | 365 | 6.3391 | 0.75972 | 7 | 0.09885
75393 | 5.6 | 0.8 | 365 | 5.1005 | 0.26644 | 5 | 0.36689
78264 | 10.56 | 0.8 | 365 | 9.618 | 0.35957 | 9 | 0.97757
76536 | 6.27 | 0.8 | 365 | 5.7107 | 0.49475 | 6 | 0.20543
78265 | 10.89 | 0.8 | 365 | 9.9186 | 0.96456 | 10 | 0.88311
78267 | 9.9 | 0.8 | 365 | 9.0169 | 0.1496 | 9 | 0.16647
78268 | 6.3 | 0.8 | 365 | 5.738 | 0.54974 | 6 | 0.28775
78270 | 7.56 | 0.8 | 365 | 6.8856 | 0.85969 | 7 | 0.7453
78272 | 7.2 | 0.8 | 365 | 6.5577 | 0.19971 | 6 | 0.75743
78277 | 11.115 | 0.8 | 365 | 10.1235 | 0.37705 | 10 | 0.50053
78279 | 8.96 | 0.8 | 365 | 8.1607 | 0.4263 | 8 | 0.58703
78280 | 12.42 | 0.8 | 365 | 11.3121 | 0.7695 | 12 | 0.081569
78282 | 4.2 | 0.8 | 365 | 3.8253 | 0.69983 | 4 | 0.52517
78283 | 4.95 | 0.8 | 365 | 4.5084 | 0.074799 | 4 | 0.58323
78284 | 3.9 | 0.8 | 365 | 3.5521 | 0.14984 | 3 | 0.70194
78287 | 12.6 | 0.8 | 365 | 11.476 | 0.099489 | 11 | 0.5755
78288 | 3.96 | 0.8 | 365 | 3.6067 | 0.25984 | 3 | 0.86659
78289 | 5.13 | 0.8 | 365 | 4.6724 | 0.40479 | 5 | 0.07717
78292 | 4.64 | 0.8 | 365 | 4.2261 | 0.50648 | 4 | 0.73257
78293 | 10.545 | 0.8 | 365 | 9.6043 | 0.33207 | 9 | 0.9364
78294 | 4.275 | 0.8 | 365 | 3.8936 | 0.83733 | 4 | 0.73097
78295 | 7.98 | 0.8 | 365 | 7.2681 | 0.62968 | 7 | 0.89782
78296 | 9.57 | 0.8 | 365 | 8.7163 | 0.54461 | 9 | 0.26092
78297 | 8.7 | 0.8 | 365 | 7.9239 | 0.94965 | 8 | 0.87356
77329 | 10.26 | 0.8 | 365 | 9.3448 | 0.80958 | 10 | 0.15434
78300 | 8.58 | 0.8 | 365 | 7.8146 | 0.72965 | 8 | 0.54427
78302 | 2.85 | 0.8 | 365 | 2.5958 | 0.22488 | 2 | 0.82065
78306 | 4.56 | 0.8 | 365 | 4.1532 | 0.35982 | 4 | 0.51304
78278 | 7.695 | 0.8 | 365 | 7.0086 | 0.10719 | 7 | 0.11575
78298 | 12.32 | 0.8 | 365 | 11.221 | 0.58617 | 11 | 0.80716
78273 | 6.48 | 0.8 | 365 | 5.902 | 0.87974 | 6 | 0.78169
78299 | 3.77 | 0.8 | 365 | 3.4337 | 0.91151 | 4 | 0.34521
78303 | 5.7 | 0.8 | 365 | 5.1915 | 0.44977 | 5 | 0.6413
78304 | 5.88 | 0.8 | 365 | 5.3555 | 0.77976 | 6 | 0.13524
78305 | 4.845 | 0.8 | 365 | 4.4128 | 0.8823 | 5 | 0.2951
78310 | 5.13 | 0.8 | 365 | 4.6724 | 0.40479 | 5 | 0.07717
78311 | 3.3 | 0.8 | 365 | 3.0056 | 0.049866 | 3 | 0.055489
78314 | 9.9 | 0.8 | 365 | 9.0169 | 0.1496 | 9 | 0.16647
78318 | 10.71 | 0.8 | 365 | 9.7546 | 0.63457 | 10 | 0.38918
78319 | 4.02 | 0.8 | 365 | 3.6614 | 0.36984 | 4 | 0.031232
76327 | 5.415 | 0.8 | 365 | 4.932 | 0.92728 | 5 | 0.85923
78320 | 3.6 | 0.8 | 365 | 3.2789 | 0.59985 | 3 | 0.87872
78322 | 9.69 | 0.8 | 365 | 8.8256 | 0.76461 | 9 | 0.59021
78321 | 6.48 | 0.8 | 365 | 5.902 | 0.87974 | 6 | 0.78169
78323 | 6.4 | 0.8 | 365 | 5.8291 | 0.73307 | 6 | 0.56216
78324 | 4.8 | 0.8 | 365 | 4.3718 | 0.79981 | 5 | 0.17162
78325 | 14.64 | 0.8 | 365 | 13.334 | 0.83941 | 14 | 0.17344
78327 | 4.95 | 0.8 | 365 | 4.5084 | 0.074799 | 4 | 0.58323
78326 | 5.232 | 0.8 | 365 | 4.7653 | 0.59179 | 5 | 0.35707
78328 | 13.11 | 0.8 | 365 | 11.9405 | 0.034469 | 11 | 0.97499
78329 | 8.265 | 0.8 | 365 | 7.5277 | 0.15216 | 7 | 0.67988
78330 | 7.98 | 0.8 | 365 | 7.2681 | 0.62968 | 7 | 0.89782
78331 | 9.69 | 0.8 | 365 | 8.8256 | 0.76461 | 9 | 0.59021
75897 | 5.7 | 0.8 | 365 | 5.1915 | 0.44977 | 5 | 0.6413
78333 | 5.76 | 0.8 | 365 | 5.2462 | 0.55977 | 5 | 0.80595
78313 | 4.845 | 0.8 | 365 | 4.4128 | 0.8823 | 5 | 0.2951
78315 | 3.42 | 0.8 | 365 | 3.1149 | 0.26986 | 3 | 0.38478
78316 | 5.13 | 0.8 | 365 | 4.6724 | 0.40479 | 5 | 0.07717
78317 | 19.98 | 0.8 | 365 | 18.1977 | 0.62919 | 18 | 0.82687
75086 | 3.36 | 0.8 | 365 | 3.0603 | 0.15986 | 3 | 0.22013
77700 | 3.08 | 0.8 | 365 | 2.8052 | 0.64654 | 3 | 0.45179
77879 | 7.28 | 0.8 | 365 | 6.6306 | 0.34637 | 6 | 0.97696
78336 | 9.45 | 0.8 | 365 | 8.607 | 0.32462 | 8 | 0.93163
78338 | 3.96 | 0.8 | 365 | 3.6067 | 0.25984 | 3 | 0.86659
78341 | 4.65 | 0.8 | 365 | 4.2352 | 0.52481 | 4 | 0.76001
78346 | 6.27 | 0.8 | 365 | 5.7107 | 0.49475 | 6 | 0.20543
78348 | 7.98 | 0.8 | 365 | 7.2681 | 0.62968 | 7 | 0.89782
78349 | 6.84 | 0.8 | 365 | 6.2298 | 0.53972 | 6 | 0.76956
78350 | 5.13 | 0.8 | 365 | 4.6724 | 0.40479 | 5 | 0.07717
78352 | 3.135 | 0.8 | 365 | 2.8553 | 0.74737 | 3 | 0.60271
78354 | 7.695 | 0.8 | 365 | 7.0086 | 0.10719 | 7 | 0.11575
78355 | 8.55 | 0.8 | 365 | 7.7873 | 0.67465 | 8 | 0.46195
78356 | 9.38 | 0.8 | 365 | 8.5433 | 0.19629 | 8 | 0.73954
78360 | 12.06 | 0.8 | 365 | 10.9842 | 0.10951 | 11 | 0.093697
78361 | 8.58 | 0.8 | 365 | 7.8146 | 0.72965 | 8 | 0.54427
78345 | 10.56 | 0.8 | 365 | 9.618 | 0.35957 | 9 | 0.97757
78400 | 10.725 | 0.8 | 365 | 9.7683 | 0.66207 | 10 | 0.43034
77660 | 2.85 | 0.8 | 365 | 2.5958 | 0.22488 | 2 | 0.82065
78399 | 8.835 | 0.8 | 365 | 8.0469 | 0.19714 | 8 | 0.24401
78401 | 8.505 | 0.8 | 365 | 7.7463 | 0.59216 | 8 | 0.33847
78402 | 10.07 | 0.8 | 365 | 9.1717 | 0.46126 | 9 | 0.63296
78403 | 5.22 | 0.8 | 365 | 4.7543 | 0.56979 | 5 | 0.32414
78405 | 10.83 | 0.8 | 365 | 9.8639 | 0.85456 | 10 | 0.71847
78406 | 9.975 | 0.8 | 365 | 9.0852 | 0.2871 | 9 | 0.37227
78408 | 13.44 | 0.8 | 365 | 12.2411 | 0.63946 | 12 | 0.88054
78407 | 13.34 | 0.8 | 365 | 12.15 | 0.45613 | 12 | 0.60613
78409 | 4.275 | 0.8 | 365 | 3.8936 | 0.83733 | 4 | 0.73097
78091 | 7.92 | 0.8 | 365 | 7.2135 | 0.51968 | 7 | 0.73317
78395 | 10.08 | 0.8 | 365 | 9.1808 | 0.47959 | 9 | 0.6604
78410 | 9.425 | 0.8 | 365 | 8.5842 | 0.27878 | 8 | 0.86303
78312 | 6 | 0.8 | 365 | 5.4648 | 0.99976 | 6 | 0.46453
78379 | 13.325 | 0.8 | 365 | 12.1363 | 0.42863 | 12 | 0.56497
78378 | 13 | 0.8 | 365 | 11.8403 | 0.83281 | 12 | 0.67314
78412 | 13.44 | 0.8 | 365 | 12.2411 | 0.63946 | 12 | 0.88054
78413 | 6.555 | 0.8 | 365 | 5.9703 | 0.017234 | 5 | 0.98749
78416 | 6 | 0.8 | 365 | 5.4648 | 0.99976 | 6 | 0.46453
78417 | 14.25 | 0.8 | 365 | 12.9788 | 0.12442 | 13 | 0.10325
78418 | 8.12 | 0.8 | 365 | 7.3957 | 0.88634 | 8 | 0.28199
77934 | 6 | 0.8 | 365 | 5.4648 | 0.99976 | 6 | 0.46453
78419 | 3.9 | 0.8 | 365 | 3.5521 | 0.14984 | 3 | 0.70194
78016 | 3.9 | 0.8 | 365 | 3.5521 | 0.14984 | 3 | 0.70194
78106 | 4.5 | 0.8 | 365 | 4.0986 | 0.24982 | 4 | 0.34839
78063 | 5.1 | 0.8 | 365 | 4.6451 | 0.34979 | 4 | 0.99485
78420 | 5.7 | 0.8 | 365 | 5.1915 | 0.44977 | 5 | 0.6413
55586 | 385.585 | 0.8 | 365 | 351.1888 | 0.8902 | 352 | 0.079048
78358 | 5.88 | 0.8 | 365 | 5.3555 | 0.77976 | 6 | 0.13524
78374 | 4.275 | 0.8 | 365 | 3.8936 | 0.83733 | 4 | 0.73097
78383 | 7.875 | 0.8 | 365 | 7.1725 | 0.43718 | 7 | 0.60969
78426 | 11.4 | 0.8 | 365 | 10.3831 | 0.89954 | 11 | 0.2826
78429 | 3.72 | 0.8 | 365 | 3.3882 | 0.81985 | 4 | 0.20801
78430 | 5.94 | 0.8 | 365 | 5.4101 | 0.88976 | 6 | 0.29988
78431 | 9.57 | 0.8 | 365 | 8.7163 | 0.54461 | 9 | 0.26092
78432 | 19.47 | 0.8 | 365 | 17.7332 | 0.69421 | 18 | 0.42739
78435 | 6.7 | 0.8 | 365 | 6.1023 | 0.28306 | 6 | 0.38539
78446 | 7.29 | 0.8 | 365 | 6.6397 | 0.3647 | 7 | 0.0043992
78448 | 4.93 | 0.8 | 365 | 4.4902 | 0.038134 | 4 | 0.52835
78443 | 10.26 | 0.8 | 365 | 9.3448 | 0.80958 | 10 | 0.15434
78444 | 3.99 | 0.8 | 365 | 3.6341 | 0.31484 | 3 | 0.94891
78351 | 9.9 | 0.8 | 365 | 9.0169 | 0.1496 | 9 | 0.16647
78445 | 3.135 | 0.8 | 365 | 2.8553 | 0.74737 | 3 | 0.60271
78454 | 10.44 | 0.8 | 365 | 9.5087 | 0.13958 | 9 | 0.64828
78457 | 11.115 | 0.8 | 365 | 10.1235 | 0.37705 | 10 | 0.50053
78458 | 4.64 | 0.8 | 365 | 4.2261 | 0.50648 | 4 | 0.73257
78447 | 3.42 | 0.8 | 365 | 3.1149 | 0.26986 | 3 | 0.38478
78449 | 7.83 | 0.8 | 365 | 7.1315 | 0.35468 | 7 | 0.48621
78461 | 8.04 | 0.8 | 365 | 7.3228 | 0.73967 | 8 | 0.062465
78450 | 2.28 | 0.8 | 365 | 2.0766 | 0.17991 | 2 | 0.25652
78462 | 9.38 | 0.8 | 365 | 8.5433 | 0.19629 | 8 | 0.73954
78451 | 4.56 | 0.8 | 365 | 4.1532 | 0.35982 | 4 | 0.51304
78452 | 3.92 | 0.8 | 365 | 3.5703 | 0.18651 | 3 | 0.75682
78464 | 6.6 | 0.8 | 365 | 6.0112 | 0.099732 | 6 | 0.11098
52371 | 466.2 | 1 | 365 | 530.7657 | 0.35138 | 531 | 0.1171
78467 | 11.115 | 0.8 | 365 | 10.1235 | 0.37705 | 10 | 0.50053
78470 | 2.32 | 0.8 | 365 | 2.113 | 0.25324 | 2 | 0.36628
78471 | 9.715 | 0.8 | 365 | 8.8484 | 0.81044 | 9 | 0.65881
78472 | 7.15 | 0.8 | 365 | 6.5122 | 0.10804 | 6 | 0.62023
62213 | 422.28 | 0.65 | 365 | 312.496 | 0.0073429 | 312 | 0.50334
78474 | 4.845 | 0.8 | 365 | 4.4128 | 0.8823 | 5 | 0.2951
78475 | 6.6 | 0.8 | 365 | 6.0112 | 0.099732 | 6 | 0.11098
74048 | 145.92 | 0.6 | 365 | 99.6774 | 0.63556 | 100 | 0.31296
35199 | 360 | 0.9 | 365 | 368.8719 | 0.48358 | 369 | 0.35551
78476 | 9.9 | 0.8 | 365 | 9.0169 | 0.1496 | 9 | 0.16647
78480 | 8.96 | 0.8 | 365 | 8.1607 | 0.4263 | 8 | 0.58703
78481 | 8.96 | 0.8 | 365 | 8.1607 | 0.4263 | 8 | 0.58703
78482 | 10.44 | 0.8 | 365 | 9.5087 | 0.13958 | 9 | 0.64828
78483 | 2.61 | 0.8 | 365 | 2.3772 | 0.78489 | 3 | 0.16207
78484 | 2.9 | 0.8 | 365 | 2.6413 | 0.31655 | 2 | 0.95785
78485 | 8.06 | 0.8 | 365 | 7.341 | 0.77634 | 8 | 0.11735
78486 | 6.38 | 0.8 | 365 | 5.8109 | 0.69641 | 6 | 0.50728
78487 | 11.89 | 0.8 | 365 | 10.8294 | 0.79785 | 11 | 0.6272
78488 | 11.02 | 0.8 | 365 | 10.037 | 0.20289 | 10 | 0.23985
78489 | 6.67 | 0.8 | 365 | 6.075 | 0.22806 | 6 | 0.30306
78490 | 6.27 | 0.8 | 365 | 5.7107 | 0.49475 | 6 | 0.20543
78491 | 7.83 | 0.8 | 365 | 7.1315 | 0.35468 | 7 | 0.48621
78492 | 5.2 | 0.8 | 365 | 4.7361 | 0.53312 | 5 | 0.26926
78493 | 3.38 | 0.8 | 365 | 3.0785 | 0.19653 | 3 | 0.27502
78494 | 5.985 | 0.8 | 365 | 5.4511 | 0.97226 | 6 | 0.42336
78495 | 6.555 | 0.8 | 365 | 5.9703 | 0.017234 | 5 | 0.98749
78496 | 7.41 | 0.8 | 365 | 6.749 | 0.5847 | 7 | 0.33369
78498 | 4.5 | 0.8 | 365 | 4.0986 | 0.24982 | 4 | 0.34839
78499 | 6.2 | 0.8 | 365 | 5.6469 | 0.36642 | 6 | 0.013344
78497 | 10.83 | 0.8 | 365 | 9.8639 | 0.85456 | 10 | 0.71847
78500 | 7.695 | 0.8 | 365 | 7.0086 | 0.10719 | 7 | 0.11575
78503 | 8.06 | 0.8 | 365 | 7.341 | 0.77634 | 8 | 0.11735
78504 | 3.64 | 0.8 | 365 | 3.3153 | 0.67319 | 3 | 0.98848
78505 | 4.55 | 0.8 | 365 | 4.1441 | 0.34148 | 4 | 0.4856
78506 | 5.8 | 0.8 | 365 | 5.2826 | 0.6331 | 5 | 0.91571
78509 | 11.39 | 0.8 | 365 | 10.374 | 0.8812 | 11 | 0.25516
78512 | 3.025 | 0.8 | 365 | 2.7552 | 0.54571 | 3 | 0.30087
78514 | 8.12 | 0.8 | 365 | 7.3957 | 0.88634 | 8 | 0.28199
78517 | 7.36 | 0.8 | 365 | 6.7035 | 0.49304 | 7 | 0.19649
78518 | 9.765 | 0.8 | 365 | 8.8939 | 0.9021 | 9 | 0.79602
78519 | 7.56 | 0.8 | 365 | 6.8856 | 0.85969 | 7 | 0.7453
78522 | 8.7 | 0.8 | 365 | 7.9239 | 0.94965 | 8 | 0.87356
78524 | 6.4 | 0.8 | 365 | 5.8291 | 0.73307 | 6 | 0.56216
78523 | 8.41 | 0.8 | 365 | 7.6598 | 0.41799 | 8 | 0.077777
78525 | 4.275 | 0.8 | 365 | 3.8936 | 0.83733 | 4 | 0.73097
78526 | 8.25 | 0.8 | 365 | 7.5141 | 0.12467 | 7 | 0.63872
78438 | 0.66 | 0.8 | 365 | 0.60112 | 0.20997 | 0 | 0.8111
78286 | 9.1 | 0.8 | 365 | 8.2882 | 0.68296 | 8 | 0.9712
78433 | 8.32 | 0.8 | 365 | 7.5778 | 0.253 | 7 | 0.83081
78437 | 70.725 | 0.6 | 365 | 48.312 | 0.24472 | 48 | 0.5567
60632 | 918 | 1 | 365 | 1045.1371 | 0.70349 | 1045 | 0.84061
78527 | 6.195 | 0.8 | 365 | 5.6424 | 0.35725 | 5 | 0.99962
78441 | 9.3 | 0.8 | 365 | 8.4704 | 0.049623 | 8 | 0.52002
78415 | 4.275 | 0.8 | 365 | 3.8936 | 0.83733 | 4 | 0.73097
51501 | 1335.6 | 1 | 365 | 1520.5721 | 0.68233 | 1521 | 0.25438
63734 | 348.48 | 0.7 | 365 | 277.7196 | 0.0076406 | 277 | 0.72722
63829 | 300.16 | 0.6 | 365 | 205.0381 | 0.71088 | 205 | 0.74902
78528 | 5.355 | 0.8 | 365 | 4.8773 | 0.81728 | 5 | 0.69459
78529 | 7.83 | 0.8 | 365 | 7.1315 | 0.35468 | 7 | 0.48621
78530 | 11.52 | 0.8 | 365 | 10.4924 | 0.11953 | 10 | 0.61189
78531 | 4.64 | 0.8 | 365 | 4.2261 | 0.50648 | 4 | 0.73257
78532 | 7.035 | 0.8 | 365 | 6.4074 | 0.89721 | 7 | 0.30466
78533 | 5.36 | 0.8 | 365 | 4.8819 | 0.82645 | 5 | 0.70831
78536 | 6.875 | 0.8 | 365 | 6.2617 | 0.60389 | 6 | 0.8656
78539 | 4.56 | 0.8 | 365 | 4.1532 | 0.35982 | 4 | 0.51304
78542 | 7.54 | 0.8 | 365 | 6.8674 | 0.82303 | 7 | 0.69042
78541 | 4.96 | 0.8 | 365 | 4.5175 | 0.093132 | 4 | 0.61067
78544 | 4.5 | 0.8 | 365 | 4.0986 | 0.24982 | 4 | 0.34839
78543 | 8.12 | 0.8 | 365 | 7.3957 | 0.88634 | 8 | 0.28199
78545 | 6.05 | 0.8 | 365 | 5.5103 | 0.091421 | 5 | 0.60173
78546 | 8.845 | 0.8 | 365 | 8.056 | 0.21547 | 8 | 0.27146
78547 | 8.99 | 0.8 | 365 | 8.188 | 0.4813 | 8 | 0.66935
78549 | 10.73 | 0.8 | 365 | 9.7728 | 0.67123 | 10 | 0.44406
78551 | 3.77 | 0.8 | 365 | 3.4337 | 0.91151 | 4 | 0.34521
78552 | 5.8 | 0.8 | 365 | 5.2826 | 0.6331 | 5 | 0.91571
78550 | 13.2 | 0.8 | 365 | 12.0225 | 0.19946 | 12 | 0.22196
78553 | 6.96 | 0.8 | 365 | 6.3391 | 0.75972 | 7 | 0.09885
78554 | 7.65 | 0.8 | 365 | 6.9676 | 0.02469 | 6 | 0.99227
78555 | 11.88 | 0.8 | 365 | 10.8202 | 0.77952 | 11 | 0.59976
78556 | 5.13 | 0.8 | 365 | 4.6724 | 0.40479 | 5 | 0.07717
78560 | 5.8 | 0.8 | 365 | 5.2826 | 0.6331 | 5 | 0.91571
78561 | 9.12 | 0.8 | 365 | 8.3064 | 0.71963 | 9 | 0.02608
78562 | 8.64 | 0.8 | 365 | 7.8693 | 0.83965 | 8 | 0.70892
78564 | 8.845 | 0.8 | 365 | 8.056 | 0.21547 | 8 | 0.27146
78565 | 11.985 | 0.8 | 365 | 10.9159 | 0.97201 | 11 | 0.88789
78566 | 7.425 | 0.8 | 365 | 6.7627 | 0.6122 | 7 | 0.37485
78567 | 5.22 | 0.8 | 365 | 4.7543 | 0.56979 | 5 | 0.32414
78568 | 10.14 | 0.8 | 365 | 9.2355 | 0.58959 | 9 | 0.82505
78569 | 11.275 | 0.8 | 365 | 10.2692 | 0.67038 | 10 | 0.93959
78570 | 8.7 | 0.8 | 365 | 7.9239 | 0.94965 | 8 | 0.87356
78571 | 6.05 | 0.8 | 365 | 5.5103 | 0.091421 | 5 | 0.60173
78572 | 4.5 | 0.8 | 365 | 4.0986 | 0.24982 | 4 | 0.34839
78573 | 9 | 0.8 | 365 | 8.1972 | 0.49964 | 8 | 0.69679
78574 | 11.97 | 0.8 | 365 | 10.9022 | 0.94451 | 11 | 0.84673
77389 | 4.8 | 0.8 | 365 | 4.3718 | 0.79981 | 5 | 0.17162
78575 | 6.38 | 0.8 | 365 | 5.8109 | 0.69641 | 6 | 0.50728
64246 | 141.96 | 0.9 | 365 | 145.4585 | 0.78603 | 146 | 0.24452
78576 | 2.565 | 0.8 | 365 | 2.3362 | 0.7024 | 3 | 0.038585
78581 | 6.09 | 0.8 | 365 | 5.5467 | 0.16475 | 5 | 0.71149
78582 | 20.7 | 0.8 | 365 | 18.8535 | 0.94916 | 19 | 0.80261
78586 | 10.56 | 0.8 | 365 | 9.618 | 0.35957 | 9 | 0.97757
78590 | 17.55 | 0.8 | 365 | 15.9845 | 0.17429 | 16 | 0.15874
78597 | 4.56 | 0.8 | 365 | 4.1532 | 0.35982 | 4 | 0.51304
78602 | 6.67 | 0.8 | 365 | 6.075 | 0.22806 | 6 | 0.30306
78610 | 9.9 | 0.8 | 365 | 9.0169 | 0.1496 | 9 | 0.16647
78612 | 12.8 | 0.8 | 365 | 11.6582 | 0.46615 | 12 | 0.12432
78613 | 12.6 | 0.8 | 365 | 11.476 | 0.099489 | 11 | 0.5755
78423 | 3 | 1 | 365 | 3.4155 | 0.87485 | 4 | 0.29033
78145 | 5.7 | 0.8 | 365 | 5.1915 | 0.44977 | 5 | 0.6413
78646 | 12.87 | 0.8 | 365 | 11.7219 | 0.59448 | 12 | 0.31641
78647 | 12.06 | 0.8 | 365 | 10.9842 | 0.10951 | 11 | 0.093697
70051 | 24.6 | 0.8 | 365 | 22.4056 | 0.099003 | 22 | 0.50456
78521 | 8.26 | 0.8 | 365 | 7.5232 | 0.143 | 7 | 0.66616
78520 | 7.54 | 0.8 | 365 | 6.8674 | 0.82303 | 7 | 0.69042
78537 | 12.18 | 0.8 | 365 | 11.0935 | 0.32951 | 11 | 0.42299
78654 | 7.04 | 0.8 | 365 | 6.412 | 0.90638 | 7 | 0.31838
70816 | 105.84 | 0.6 | 365 | 72.2989 | 0.52678 | 72 | 0.82568
65149 | 409.5 | 0.7 | 365 | 326.3492 | 0.89173 | 327 | 0.24092
78662 | 7.26 | 0.8 | 365 | 6.6124 | 0.30971 | 6 | 0.92208
78151 | 7.84 | 0.8 | 365 | 7.1406 | 0.37302 | 7 | 0.51365
78652 | 2.925 | 0.8 | 365 | 2.6641 | 0.36238 | 3 | 0.026456
78669 | 6.93 | 0.8 | 365 | 6.3118 | 0.70472 | 7 | 0.016528
78538 | 6.67 | 0.8 | 365 | 6.075 | 0.22806 | 6 | 0.30306
78557 | 7.83 | 0.8 | 365 | 7.1315 | 0.35468 | 7 | 0.48621
78579 | 8.4 | 0.8 | 365 | 7.6507 | 0.39966 | 8 | 0.050337
78583 | 11.02 | 0.8 | 365 | 10.037 | 0.20289 | 10 | 0.23985
78584 | 2.7 | 0.8 | 365 | 2.4591 | 0.94989 | 3 | 0.40904
78587 | 5.4 | 0.8 | 365 | 4.9183 | 0.89978 | 5 | 0.81807
78588 | 10.26 | 0.8 | 365 | 9.3448 | 0.80958 | 10 | 0.15434
78589 | 2.7 | 0.8 | 365 | 2.4591 | 0.94989 | 3 | 0.40904
78591 | 6.21 | 0.8 | 365 | 5.656 | 0.38475 | 6 | 0.040784
78592 | 6.48 | 0.8 | 365 | 5.902 | 0.87974 | 6 | 0.78169
78593 | 9.18 | 0.8 | 365 | 8.3611 | 0.82963 | 9 | 0.19072
78595 | 5.13 | 0.8 | 365 | 4.6724 | 0.40479 | 5 | 0.07717
78596 | 3.99 | 0.8 | 365 | 3.6341 | 0.31484 | 3 | 0.94891
78598 | 7.83 | 0.8 | 365 | 7.1315 | 0.35468 | 7 | 0.48621
78599 | 7.29 | 0.8 | 365 | 6.6397 | 0.3647 | 7 | 0.0043992
78600 | 5.67 | 0.8 | 365 | 5.1642 | 0.39477 | 5 | 0.55898
78601 | 3.42 | 0.8 | 365 | 3.1149 | 0.26986 | 3 | 0.38478
78604 | 11.34 | 0.8 | 365 | 10.3284 | 0.78954 | 11 | 0.11795
78605 | 3.78 | 0.8 | 365 | 3.4428 | 0.92985 | 4 | 0.37265
78606 | 7.29 | 0.8 | 365 | 6.6397 | 0.3647 | 7 | 0.0043992
78607 | 2.64 | 0.8 | 365 | 2.4045 | 0.83989 | 3 | 0.24439
78608 | 11.61 | 0.8 | 365 | 10.5743 | 0.28453 | 10 | 0.85886
78611 | 9.18 | 0.8 | 365 | 8.3611 | 0.82963 | 9 | 0.19072
78614 | 7.98 | 0.8 | 365 | 7.2681 | 0.62968 | 7 | 0.89782
78615 | 6.84 | 0.8 | 365 | 6.2298 | 0.53972 | 6 | 0.76956
78616 | 4.86 | 0.8 | 365 | 4.4265 | 0.9098 | 5 | 0.33627
78617 | 11.88 | 0.8 | 365 | 10.8202 | 0.77952 | 11 | 0.59976
78618 | 4.64 | 0.8 | 365 | 4.2261 | 0.50648 | 4 | 0.73257
78619 | 5.985 | 0.8 | 365 | 5.4511 | 0.97226 | 6 | 0.42336
78620 | 4.675 | 0.8 | 365 | 4.258 | 0.57064 | 4 | 0.82861
78621 | 10.92 | 0.8 | 365 | 9.9459 | 0.019557 | 9 | 0.96544
78622 | 8.58 | 0.8 | 365 | 7.8146 | 0.72965 | 8 | 0.54427
78627 | 7.26 | 0.8 | 365 | 6.6124 | 0.30971 | 6 | 0.92208
78629 | 11.685 | 0.8 | 365 | 10.6426 | 0.42203 | 11 | 0.064665
78630 | 11.88 | 0.8 | 365 | 10.8202 | 0.77952 | 11 | 0.59976
78632 | 10.83 | 0.8 | 365 | 9.8639 | 0.85456 | 10 | 0.71847
78634 | 4.56 | 0.8 | 365 | 4.1532 | 0.35982 | 4 | 0.51304
78635 | 9.69 | 0.8 | 365 | 8.8256 | 0.76461 | 9 | 0.59021
78636 | 5.7 | 0.8 | 365 | 5.1915 | 0.44977 | 5 | 0.6413
74231 | 9.8 | 0.8 | 365 | 8.9258 | 0.96627 | 9 | 0.89206
78643 | 5.7 | 0.8 | 365 | 5.1915 | 0.44977 | 5 | 0.6413
78644 | 6.84 | 0.8 | 365 | 6.2298 | 0.53972 | 6 | 0.76956
52725 | 1367.6 | 1 | 365 | 1557.0038 | 0.014042 | 1557 | 0.017889
78663 | 8.55 | 0.8 | 365 | 7.7873 | 0.67465 | 8 | 0.46195
78664 | 7.695 | 0.8 | 365 | 7.0086 | 0.10719 | 7 | 0.11575
78665 | 3.42 | 0.8 | 365 | 3.1149 | 0.26986 | 3 | 0.38478
78666 | 6.84 | 0.8 | 365 | 6.2298 | 0.53972 | 6 | 0.76956
78668 | 5.13 | 0.8 | 365 | 4.6724 | 0.40479 | 5 | 0.07717
78659 | 6.27 | 0.8 | 365 | 5.7107 | 0.49475 | 6 | 0.20543
78660 | 12.825 | 0.8 | 365 | 11.6809 | 0.51198 | 12 | 0.19292
78657 | 4.56 | 0.8 | 365 | 4.1532 | 0.35982 | 4 | 0.51304
78672 | 13.16 | 0.8 | 365 | 11.9861 | 0.12613 | 12 | 0.11219
78594 | 9.72 | 0.8 | 365 | 8.8529 | 0.81961 | 9 | 0.67253
78633 | 7.92 | 0.8 | 365 | 7.2135 | 0.51968 | 7 | 0.73317
78676 | 2.61 | 0.8 | 365 | 2.3772 | 0.78489 | 3 | 0.16207
78679 | 8.7 | 0.8 | 365 | 7.9239 | 0.94965 | 8 | 0.87356
78671 | 19.6 | 0.8 | 365 | 17.8516 | 0.93254 | 18 | 0.78412
78682 | 5.12 | 0.8 | 365 | 4.6633 | 0.38646 | 5 | 0.049729
78434 | 4.275 | 0.8 | 365 | 3.8936 | 0.83733 | 4 | 0.73097
64894 | 540 | 0.7 | 365 | 430.3506 | 0.23085 | 430 | 0.58143
78661 | 11.7 | 0.8 | 365 | 10.6563 | 0.44953 | 11 | 0.10583
63472 | 2288.88 | 0.8 | 365 | 2084.7002 | 0.18722 | 2084 | 0.88741
78688 | 8.265 | 0.8 | 365 | 7.5277 | 0.15216 | 7 | 0.67988
78690 | 9.69 | 0.8 | 365 | 8.8256 | 0.76461 | 9 | 0.59021
78162 | 5.61 | 0.8 | 365 | 5.1096 | 0.28477 | 5 | 0.39433
78157 | 11.115 | 0.8 | 365 | 10.1235 | 0.37705 | 10 | 0.50053
78359 | 11.115 | 0.8 | 365 | 10.1235 | 0.37705 | 10 | 0.50053
78165 | 5.7 | 0.8 | 365 | 5.1915 | 0.44977 | 5 | 0.6413
78285 | 10.83 | 0.8 | 365 | 9.8639 | 0.85456 | 10 | 0.71847
78691 | 7.59 | 0.8 | 365 | 6.9129 | 0.91469 | 7 | 0.82763
78692 | 6.84 | 0.8 | 365 | 6.2298 | 0.53972 | 6 | 0.76956
78693 | 10.545 | 0.8 | 365 | 9.6043 | 0.33207 | 9 | 0.9364
78694 | 10.92 | 0.8 | 365 | 9.9459 | 0.019557 | 9 | 0.96544
78695 | 7.15 | 0.8 | 365 | 6.5122 | 0.10804 | 6 | 0.62023
78696 | 7.41 | 0.8 | 365 | 6.749 | 0.5847 | 7 | 0.33369
78697 | 10.44 | 0.8 | 365 | 9.5087 | 0.13958 | 9 | 0.64828
78698 | 3.19 | 0.8 | 365 | 2.9054 | 0.8482 | 3 | 0.75364
78700 | 11.7 | 0.8 | 365 | 10.6563 | 0.44953 | 11 | 0.10583
78699 | 5.7 | 0.8 | 365 | 5.1915 | 0.44977 | 5 | 0.6413
51514 | 348 | 0.7 | 365 | 277.337 | 0.23766 | 277 | 0.5747
78702 | 5.61 | 0.8 | 365 | 5.1096 | 0.28477 | 5 | 0.39433
78703 | 6.27 | 0.8 | 365 | 5.7107 | 0.49475 | 6 | 0.20543
78701 | 10.15 | 0.8 | 365 | 9.2446 | 0.60792 | 9 | 0.85249
78540 | 8.41 | 0.8 | 365 | 7.6598 | 0.41799 | 8 | 0.077777
78704 | 7.41 | 0.8 | 365 | 6.749 | 0.5847 | 7 | 0.33369
78705 | 11.4 | 0.8 | 365 | 10.3831 | 0.89954 | 11 | 0.2826
78706 | 6.48 | 0.8 | 365 | 5.902 | 0.87974 | 6 | 0.78169
74782 | 504 | 0.6 | 365 | 344.2805 | 0.98468 | 345 | 0.26514
78393 | 5.04 | 0.8 | 365 | 4.5904 | 0.2398 | 4 | 0.8302
78139 | 8.58 | 0.8 | 365 | 7.8146 | 0.72965 | 8 | 0.54427
78291 | 31.5 | 0.6 | 365 | 21.5175 | 0.31154 | 21 | 0.82907
78723 | 9.45 | 0.8 | 365 | 8.607 | 0.32462 | 8 | 0.93163
78724 | 14.28 | 0.8 | 365 | 13.0062 | 0.17942 | 13 | 0.18557
78719 | 3.99 | 0.8 | 365 | 3.6341 | 0.31484 | 3 | 0.94891
78725 | 11.725 | 0.8 | 365 | 10.6791 | 0.49536 | 11 | 0.17443
78332 | 5.6 | 0.8 | 365 | 5.1005 | 0.26644 | 5 | 0.36689
78712 | 11.31 | 0.8 | 365 | 10.3011 | 0.73454 | 11 | 0.035632
78726 | 13.05 | 0.8 | 365 | 11.8859 | 0.92447 | 12 | 0.81034
78727 | 3.84 | 0.8 | 365 | 3.4975 | 0.039844 | 3 | 0.5373
78710 | 4.35 | 0.8 | 365 | 3.962 | 0.97482 | 4 | 0.93678
78729 | 8.58 | 0.8 | 365 | 7.8146 | 0.72965 | 8 | 0.54427
78730 | 5.695 | 0.8 | 365 | 5.187 | 0.4406 | 5 | 0.62758
78715 | 3.19 | 0.8 | 365 | 2.9054 | 0.8482 | 3 | 0.75364
78731 | 9.765 | 0.8 | 365 | 8.8939 | 0.9021 | 9 | 0.79602
78720 | 4.2 | 0.8 | 365 | 3.8253 | 0.69983 | 4 | 0.52517
78714 | 6.67 | 0.8 | 365 | 6.075 | 0.22806 | 6 | 0.30306
78735 | 5.4 | 0.8 | 365 | 4.9183 | 0.89978 | 5 | 0.81807
78713 | 8.265 | 0.8 | 365 | 7.5277 | 0.15216 | 7 | 0.67988
78147 | 8.64 | 0.8 | 365 | 7.8693 | 0.83965 | 8 | 0.70892
78736 | 11.6 | 0.8 | 365 | 10.5652 | 0.2662 | 10 | 0.83142
78739 | 6.825 | 0.8 | 365 | 6.2162 | 0.51222 | 6 | 0.7284
78740 | 5.04 | 0.8 | 365 | 4.5904 | 0.2398 | 4 | 0.8302
78741 | 8.265 | 0.8 | 365 | 7.5277 | 0.15216 | 7 | 0.67988
78742 | 7.2 | 0.8 | 365 | 6.5577 | 0.19971 | 6 | 0.75743
78743 | 7.98 | 0.8 | 365 | 7.2681 | 0.62968 | 7 | 0.89782
78718 | 8.12 | 0.8 | 365 | 7.3957 | 0.88634 | 8 | 0.28199
78717 | 3.77 | 0.8 | 365 | 3.4337 | 0.91151 | 4 | 0.34521
78745 | 6.4 | 0.8 | 365 | 5.8291 | 0.73307 | 6 | 0.56216
78746 | 5.7 | 0.8 | 365 | 5.1915 | 0.44977 | 5 | 0.6413
78722 | 9.86 | 0.8 | 365 | 8.9804 | 0.076267 | 9 | 0.056705
78721 | 7.125 | 0.8 | 365 | 6.4894 | 0.062211 | 6 | 0.55162
78747 | 7.98 | 0.8 | 365 | 7.2681 | 0.62968 | 7 | 0.89782
50327 | 1659.84 | 0.9 | 365 | 1700.7455 | 0.34431 | 1701 | 0.089806
78748 | 9.8 | 0.8 | 365 | 8.9258 | 0.96627 | 9 | 0.89206
78012 | 7.98 | 0.8 | 365 | 7.2681 | 0.62968 | 7 | 0.89782
78751 | 11.39 | 0.8 | 365 | 10.374 | 0.8812 | 11 | 0.25516
78752 | 11.22 | 0.8 | 365 | 10.2191 | 0.56955 | 10 | 0.78866
76005 | 1279.26 | 0.55 | 365 | 801.0361 | 0.36498 | 801 | 0.4011
78753 | 5.58 | 0.8 | 365 | 5.0822 | 0.22977 | 5 | 0.31201
78754 | 8.4 | 0.8 | 365 | 7.6507 | 0.39966 | 8 | 0.050337
78756 | 9 | 0.8 | 365 | 8.1972 | 0.49964 | 8 | 0.69679
78757 | 8.04 | 0.8 | 365 | 7.3228 | 0.73967 | 8 | 0.062465
78759 | 5.12 | 0.8 | 365 | 4.6633 | 0.38646 | 5 | 0.049729
78760 | 2.9 | 0.8 | 365 | 2.6413 | 0.31655 | 2 | 0.95785
78758 | 4.125 | 0.8 | 365 | 3.757 | 0.56233 | 4 | 0.31936
78761 | 9.9 | 0.8 | 365 | 9.0169 | 0.1496 | 9 | 0.16647
78762 | 9.24 | 0.8 | 365 | 8.4157 | 0.93963 | 9 | 0.35537
78764 | 7.26 | 0.8 | 365 | 6.6124 | 0.30971 | 6 | 0.92208
78767 | 6 | 0.8 | 365 | 5.4648 | 0.99976 | 6 | 0.46453
78769 | 3.575 | 0.8 | 365 | 3.2561 | 0.55402 | 3 | 0.81011
78771 | 5.94 | 0.8 | 365 | 5.4101 | 0.88976 | 6 | 0.29988
78281 | 8.375 | 0.8 | 365 | 7.6279 | 0.35383 | 7 | 0.98173
77478 | 5.13 | 0.8 | 365 | 4.6724 | 0.40479 | 5 | 0.07717
74969 | 2.8 | 0.8 | 365 | 2.5502 | 0.13322 | 2 | 0.68345
76023 | 3.135 | 0.8 | 365 | 2.8553 | 0.74737 | 3 | 0.60271
78770 | 11.275 | 0.8 | 365 | 10.2692 | 0.67038 | 10 | 0.93959
78772 | 5.775 | 0.8 | 365 | 5.2598 | 0.58727 | 5 | 0.84711
78773 | 10.45 | 0.8 | 365 | 9.5178 | 0.15791 | 9 | 0.67572
78777 | 3.99 | 0.8 | 365 | 3.6341 | 0.31484 | 3 | 0.94891
78708 | 8.96 | 0.8 | 365 | 8.1607 | 0.4263 | 8 | 0.58703
78707 | 11.76 | 0.8 | 365 | 10.7109 | 0.55952 | 11 | 0.27047
77803 | 9.9 | 0.8 | 365 | 9.0169 | 0.1496 | 9 | 0.16647
78781 | 7.7 | 0.8 | 365 | 7.0131 | 0.11635 | 7 | 0.12948
78783 | 10.15 | 0.8 | 365 | 9.2446 | 0.60792 | 9 | 0.85249
78784 | 7.35 | 0.8 | 365 | 6.6943 | 0.4747 | 7 | 0.16904
78785 | 6.3 | 0.8 | 365 | 5.738 | 0.54974 | 6 | 0.28775
78786 | 13.3 | 0.8 | 365 | 12.1136 | 0.38279 | 12 | 0.49637
78789 | 9.57 | 0.8 | 365 | 8.7163 | 0.54461 | 9 | 0.26092
78790 | 7.35 | 0.8 | 365 | 6.6943 | 0.4747 | 7 | 0.16904
78791 | 7.035 | 0.8 | 365 | 6.4074 | 0.89721 | 7 | 0.30466
78792 | 11.6 | 0.8 | 365 | 10.5652 | 0.2662 | 10 | 0.83142
78794 | 7.68 | 0.8 | 365 | 6.9949 | 0.079689 | 7 | 0.074593
78795 | 7.41 | 0.8 | 365 | 6.749 | 0.5847 | 7 | 0.33369
78797 | 4.64 | 0.8 | 365 | 4.2261 | 0.50648 | 4 | 0.73257
78803 | 5.36 | 0.8 | 365 | 4.8819 | 0.82645 | 5 | 0.70831
78775 | 9.9 | 0.8 | 365 | 9.0169 | 0.1496 | 9 | 0.16647
78808 | 6 | 0.8 | 365 | 5.4648 | 0.99976 | 6 | 0.46453
78814 | 6.555 | 0.8 | 365 | 5.9703 | 0.017234 | 5 | 0.98749
78812 | 7.8 | 0.8 | 365 | 7.1042 | 0.29968 | 7 | 0.40388
78819 | 12.87 | 0.8 | 365 | 11.7219 | 0.59448 | 12 | 0.31641
78820 | 7.26 | 0.8 | 365 | 6.6124 | 0.30971 | 6 | 0.92208
78822 | 7.56 | 0.8 | 365 | 6.8856 | 0.85969 | 7 | 0.7453
78823 | 4.4 | 0.8 | 365 | 4.0075 | 0.066488 | 4 | 0.073986
77624 | 4.56 | 0.8 | 365 | 4.1532 | 0.35982 | 4 | 0.51304
77779 | 12.825 | 0.8 | 365 | 11.6809 | 0.51198 | 12 | 0.19292
75151 | 3.08 | 0.8 | 365 | 2.8052 | 0.64654 | 3 | 0.45179
76965 | 3.705 | 0.8 | 365 | 3.3745 | 0.79235 | 4 | 0.16684
77375 | 4.275 | 0.8 | 365 | 3.8936 | 0.83733 | 4 | 0.73097
74974 | 3.135 | 0.8 | 365 | 2.8553 | 0.74737 | 3 | 0.60271
78825 | 6.6 | 0.8 | 365 | 6.0112 | 0.099732 | 6 | 0.11098
78826 | 8.1 | 0.8 | 365 | 7.3774 | 0.84967 | 8 | 0.22711
78827 | 7.8 | 0.8 | 365 | 7.1042 | 0.29968 | 7 | 0.40388
78828 | 8.125 | 0.8 | 365 | 7.4002 | 0.8955 | 8 | 0.29571
78830 | 13.5 | 0.8 | 365 | 12.2957 | 0.74945 | 13 | 0.045184
78831 | 9 | 0.8 | 365 | 8.1972 | 0.49964 | 8 | 0.69679
78832 | 6.6 | 0.8 | 365 | 6.0112 | 0.099732 | 6 | 0.11098
76662 | 4.76 | 0.8 | 365 | 4.3354 | 0.72647 | 5 | 0.061857
77378 | 3.08 | 0.8 | 365 | 2.8052 | 0.64654 | 3 | 0.45179
78307 | 17.67 | 0.8 | 365 | 16.0937 | 0.39428 | 16 | 0.48803
78833 | 6 | 0.8 | 365 | 5.4648 | 0.99976 | 6 | 0.46453
78834 | 10.08 | 0.8 | 365 | 9.1808 | 0.47959 | 9 | 0.6604
78835 | 7.41 | 0.8 | 365 | 6.749 | 0.5847 | 7 | 0.33369
78836 | 9.045 | 0.8 | 365 | 8.2381 | 0.58213 | 8 | 0.82027
78837 | 6.93 | 0.8 | 365 | 6.3118 | 0.70472 | 7 | 0.016528
78838 | 6.57 | 0.8 | 365 | 5.9839 | 0.044734 | 6 | 0.028656
78839 | 5.12 | 0.8 | 365 | 4.6633 | 0.38646 | 5 | 0.049729
78841 | 7.125 | 0.8 | 365 | 6.4894 | 0.062211 | 6 | 0.55162
78842 | 7.68 | 0.8 | 365 | 6.9949 | 0.079689 | 7 | 0.074593
78843 | 6 | 0.8 | 365 | 5.4648 | 0.99976 | 6 | 0.46453
78844 | 8.04 | 0.8 | 365 | 7.3228 | 0.73967 | 8 | 0.062465
35167 | 43.4 | 0.8 | 365 | 39.5285 | 0.56491 | 40 | 0.093405
35196 | 37.24 | 0.8 | 365 | 33.918 | 0.27182 | 34 | 0.18983
35211 | 62.72 | 0.8 | 365 | 57.1251 | 0.98412 | 58 | 0.10918
35230 | 38.64 | 0.8 | 365 | 35.1931 | 0.83843 | 36 | 0.031548
34753 | 846.72 | 1 | 365 | 963.9853 | 0.3571 | 964 | 0.3424
29943 | 1048.32 | 1 | 365 | 1193.5056 | 0.34689 | 1193 | 0.8525
78845 | 4.48 | 0.8 | 365 | 4.0804 | 0.21315 | 4 | 0.29351
78840 | 9.9 | 0.8 | 365 | 9.0169 | 0.1496 | 9 | 0.16647
78846 | 13.08 | 0.8 | 365 | 11.9132 | 0.97947 | 12 | 0.89267
22231 | 8.06 | 1 | 365 | 9.1763 | 0.47042 | 9 | 0.64668
78847 | 9.045 | 0.8 | 365 | 8.2381 | 0.58213 | 8 | 0.82027
78848 | 11.772 | 0.8 | 365 | 10.7219 | 0.58152 | 11 | 0.3034
78800 | 8.12 | 0.8 | 365 | 7.3957 | 0.88634 | 8 | 0.28199
78849 | 4.578 | 0.8 | 365 | 4.1696 | 0.39281 | 4 | 0.56243
78802 | 11.31 | 0.8 | 365 | 10.3011 | 0.73454 | 11 | 0.035632
78805 | 8.7 | 0.8 | 365 | 7.9239 | 0.94965 | 8 | 0.87356
78850 | 7.125 | 0.8 | 365 | 6.4894 | 0.062211 | 6 | 0.55162
78807 | 5.51 | 0.8 | 365 | 5.0185 | 0.10144 | 5 | 0.11992
78810 | 4.35 | 0.8 | 365 | 3.962 | 0.97482 | 4 | 0.93678
78813 | 10.44 | 0.8 | 365 | 9.5087 | 0.13958 | 9 | 0.64828
78816 | 3.19 | 0.8 | 365 | 2.9054 | 0.8482 | 3 | 0.75364
78818 | 6.09 | 0.8 | 365 | 5.5467 | 0.16475 | 5 | 0.71149
78821 | 12.54 | 0.8 | 365 | 11.4214 | 0.98949 | 12 | 0.41086
72722 | 399.36 | 0.6 | 365 | 272.8013 | 0.10786 | 272 | 0.90914
78851 | 10.385 | 0.8 | 365 | 9.4586 | 0.038746 | 9 | 0.49735
78853 | 4.355 | 0.8 | 365 | 3.9665 | 0.98399 | 4 | 0.9505
78854 | 5.2 | 0.8 | 365 | 4.7361 | 0.53312 | 5 | 0.26926
78855 | 13.44 | 0.8 | 365 | 12.2411 | 0.63946 | 12 | 0.88054
78856 | 8.4 | 0.8 | 365 | 7.6507 | 0.39966 | 8 | 0.050337
78857 | 4.8 | 0.8 | 365 | 4.3718 | 0.79981 | 5 | 0.17162
78859 | 5.2 | 0.8 | 365 | 4.7361 | 0.53312 | 5 | 0.26926
78860 | 8.55 | 0.8 | 365 | 7.7873 | 0.67465 | 8 | 0.46195
78862 | 9.715 | 0.8 | 365 | 8.8484 | 0.81044 | 9 | 0.65881
77450 | 3.99 | 0.8 | 365 | 3.6341 | 0.31484 | 3 | 0.94891
78865 | 4.96 | 0.8 | 365 | 4.5175 | 0.093132 | 4 | 0.61067
78337 | 8.25 | 0.8 | 365 | 7.5141 | 0.12467 | 7 | 0.63872
78866 | 7 | 0.8 | 365 | 6.3756 | 0.83305 | 7 | 0.20861
78861 | 4.76 | 0.8 | 365 | 4.3354 | 0.72647 | 5 | 0.061857
78868 | 12.73 | 0.8 | 365 | 11.5944 | 0.33782 | 11 | 0.93224
78870 | 5.36 | 0.8 | 365 | 4.8819 | 0.82645 | 5 | 0.70831
78869 | 11.31 | 0.8 | 365 | 10.3011 | 0.73454 | 11 | 0.035632
78871 | 8.99 | 0.8 | 365 | 8.188 | 0.4813 | 8 | 0.66935
78873 | 7.35 | 0.8 | 365 | 6.6943 | 0.4747 | 7 | 0.16904
78872 | 8.7 | 0.8 | 365 | 7.9239 | 0.94965 | 8 | 0.87356
78339 | 24.94 | 0.8 | 365 | 22.7152 | 0.72232 | 23 | 0.43755
78874 | 6.38 | 0.8 | 365 | 5.8109 | 0.69641 | 6 | 0.50728
78340 | 7.8 | 0.8 | 365 | 7.1042 | 0.29968 | 7 | 0.40388
78879 | 5.36 | 0.8 | 365 | 4.8819 | 0.82645 | 5 | 0.70831
78880 | 5.4 | 0.8 | 365 | 4.9183 | 0.89978 | 5 | 0.81807
77968 | 4.06 | 0.8 | 365 | 3.6978 | 0.44317 | 4 | 0.141
78864 | 4.275 | 0.8 | 365 | 3.8936 | 0.83733 | 4 | 0.73097
78881 | 6 | 0.8 | 365 | 5.4648 | 0.99976 | 6 | 0.46453
78878 | 6.38 | 0.8 | 365 | 5.8109 | 0.69641 | 6 | 0.50728
78883 | 6.365 | 0.8 | 365 | 5.7972 | 0.66891 | 6 | 0.46612
78882 | 8.55 | 0.8 | 365 | 7.7873 | 0.67465 | 8 | 0.46195
78884 | 7.8 | 0.8 | 365 | 7.1042 | 0.29968 | 7 | 0.40388
78886 | 3.24 | 1 | 365 | 3.6887 | 0.42484 | 4 | 0.11356
78887 | 3 | 0.8 | 365 | 2.7324 | 0.49988 | 3 | 0.23226
78891 | 3.9 | 0.8 | 365 | 3.5521 | 0.14984 | 3 | 0.70194
78892 | 5.13 | 0.8 | 365 | 4.6724 | 0.40479 | 5 | 0.07717
78893 | 3.9 | 0.8 | 365 | 3.5521 | 0.14984 | 3 | 0.70194
78895 | 6.38 | 0.8 | 365 | 5.8109 | 0.69641 | 6 | 0.50728
78896 | 2.32 | 0.8 | 365 | 2.113 | 0.25324 | 2 | 0.36628
78897 | 4.56 | 0.8 | 365 | 4.1532 | 0.35982 | 4 | 0.51304
78898 | 8.7 | 0.8 | 365 | 7.9239 | 0.94965 | 8 | 0.87356
78899 | 4.275 | 0.8 | 365 | 3.8936 | 0.83733 | 4 | 0.73097
78900 | 3.19 | 0.8 | 365 | 2.9054 | 0.8482 | 3 | 0.75364
78902 | 5.13 | 0.8 | 365 | 4.6724 | 0.40479 | 5 | 0.07717
78903 | 8.58 | 0.8 | 365 | 7.8146 | 0.72965 | 8 | 0.54427
78906 | 13.34 | 0.8 | 365 | 12.15 | 0.45613 | 12 | 0.60613
78907 | 3.64 | 0.8 | 365 | 3.3153 | 0.67319 | 3 | 0.98848
78908 | 2.9 | 0.8 | 365 | 2.6413 | 0.31655 | 2 | 0.95785
78909 | 4.275 | 0.8 | 365 | 3.8936 | 0.83733 | 4 | 0.73097
78910 | 8.99 | 0.8 | 365 | 8.188 | 0.4813 | 8 | 0.66935
78911 | 7.125 | 0.8 | 365 | 6.4894 | 0.062211 | 6 | 0.55162
78912 | 10.44 | 0.8 | 365 | 9.5087 | 0.13958 | 9 | 0.64828
78913 | 5.6 | 0.8 | 365 | 5.1005 | 0.26644 | 5 | 0.36689
78914 | 11.88 | 0.8 | 365 | 10.8202 | 0.77952 | 11 | 0.59976
78915 | 6.6 | 0.8 | 365 | 6.0112 | 0.099732 | 6 | 0.11098
78916 | 7.41 | 0.8 | 365 | 6.749 | 0.5847 | 7 | 0.33369
78917 | 12.76 | 0.8 | 365 | 11.6217 | 0.39282 | 12 | 0.014559
78918 | 3.48 | 0.8 | 365 | 3.1696 | 0.37986 | 3 | 0.54943
78919 | 7.25 | 0.8 | 365 | 6.6033 | 0.29137 | 6 | 0.89464
78924 | 4.8 | 0.8 | 365 | 4.3718 | 0.79981 | 5 | 0.17162
78877 | 6.38 | 0.8 | 365 | 5.8109 | 0.69641 | 6 | 0.50728
78867 | 12.76 | 0.8 | 365 | 11.6217 | 0.39282 | 12 | 0.014559
78875 | 7.83 | 0.8 | 365 | 7.1315 | 0.35468 | 7 | 0.48621
78922 | 8.265 | 0.8 | 365 | 7.5277 | 0.15216 | 7 | 0.67988
78923 | 8.41 | 0.8 | 365 | 7.6598 | 0.41799 | 8 | 0.077777
78927 | 10.92 | 0.8 | 365 | 9.9459 | 0.019557 | 9 | 0.96544
78928 | 4.35 | 0.8 | 365 | 3.962 | 0.97482 | 4 | 0.93678
78926 | 2.4 | 0.8 | 365 | 2.1859 | 0.3999 | 2 | 0.58581
78935 | 8.12 | 0.8 | 365 | 7.3957 | 0.88634 | 8 | 0.28199
78801 | 7.92 | 0.8 | 365 | 7.2135 | 0.51968 | 7 | 0.73317
78885 | 10.56 | 0.8 | 365 | 9.618 | 0.35957 | 9 | 0.97757
78626 | 5.85 | 0.8 | 365 | 5.3282 | 0.72476 | 6 | 0.052913
78938 | 9.1 | 0.8 | 365 | 8.2882 | 0.68296 | 8 | 0.9712
78936 | 5.67 | 0.8 | 365 | 5.1642 | 0.39477 | 5 | 0.55898
77885 | 4.56 | 1 | 365 | 5.1915 | 0.44977 | 5 | 0.6413
78940 | 7.26 | 0.8 | 365 | 6.6124 | 0.30971 | 6 | 0.92208
78946 | 4.56 | 0.8 | 365 | 4.1532 | 0.35982 | 4 | 0.51304
78948 | 5.58 | 0.8 | 365 | 5.0822 | 0.22977 | 5 | 0.31201
78950 | 5.04 | 0.8 | 365 | 4.5904 | 0.2398 | 4 | 0.8302
78949 | 3.3 | 0.8 | 365 | 3.0056 | 0.049866 | 3 | 0.055489
78951 | 8.37 | 0.8 | 365 | 7.6234 | 0.34466 | 7 | 0.96801
78934 | 7.92 | 0.8 | 365 | 7.2135 | 0.51968 | 7 | 0.73317
78952 | 6.16 | 0.8 | 365 | 5.6105 | 0.29308 | 5 | 0.90358
78933 | 11.97 | 0.8 | 365 | 10.9022 | 0.94451 | 11 | 0.84673
78953 | 24.75 | 0.8 | 365 | 22.5422 | 0.374 | 22 | 0.91617
78780 | 10.26 | 0.8 | 365 | 9.3448 | 0.80958 | 10 | 0.15434
78939 | 9.75 | 0.8 | 365 | 8.8803 | 0.8746 | 9 | 0.75485
78956 | 19.095 | 0.8 | 365 | 17.3916 | 0.006726 | 17 | 0.39835
78957 | 4.845 | 0.8 | 365 | 4.4128 | 0.8823 | 5 | 0.2951
78958 | 9.405 | 0.8 | 365 | 8.566 | 0.24212 | 8 | 0.80814
78959 | 10.545 | 0.8 | 365 | 9.6043 | 0.33207 | 9 | 0.9364
78960 | 10.8 | 0.8 | 365 | 9.8366 | 0.79956 | 10 | 0.63615
78961 | 10.26 | 0.8 | 365 | 9.3448 | 0.80958 | 10 | 0.15434
78962 | 6.08 | 0.8 | 365 | 5.5376 | 0.14642 | 5 | 0.68405
78947 | 9.69 | 0.8 | 365 | 8.8256 | 0.76461 | 9 | 0.59021
78945 | 5.13 | 0.8 | 365 | 4.6724 | 0.40479 | 5 | 0.07717
78965 | 9.36 | 0.8 | 365 | 8.525 | 0.15962 | 8 | 0.68466
78966 | 7.8 | 0.8 | 365 | 7.1042 | 0.29968 | 7 | 0.40388
78967 | 13.11 | 0.8 | 365 | 11.9405 | 0.034469 | 11 | 0.97499
78968 | 4.35 | 0.8 | 365 | 3.962 | 0.97482 | 4 | 0.93678
78969 | 6.96 | 0.8 | 365 | 6.3391 | 0.75972 | 7 | 0.09885
78970 | 6.67 | 0.8 | 365 | 6.075 | 0.22806 | 6 | 0.30306
78971 | 5.415 | 0.8 | 365 | 4.932 | 0.92728 | 5 | 0.85923
78972 | 6.67 | 0.8 | 365 | 6.075 | 0.22806 | 6 | 0.30306
78973 | 9.86 | 0.8 | 365 | 8.9804 | 0.076267 | 9 | 0.056705
78974 | 6.67 | 0.8 | 365 | 6.075 | 0.22806 | 6 | 0.30306
78976 | 14.405 | 0.8 | 365 | 13.12 | 0.40858 | 13 | 0.52858
78977 | 4.06 | 0.8 | 365 | 3.6978 | 0.44317 | 4 | 0.141
36957 | 47.088 | 0.9 | 365 | 48.2484 | 0.11685 | 48 | 0.3653
78981 | 3.3 | 0.8 | 365 | 3.0056 | 0.049866 | 3 | 0.055489
78982 | 10.44 | 0.8 | 365 | 9.5087 | 0.13958 | 9 | 0.64828
78983 | 6.96 | 0.8 | 365 | 6.3391 | 0.75972 | 7 | 0.09885
78985 | 7.25 | 0.8 | 365 | 6.6033 | 0.29137 | 6 | 0.89464
78986 | 8.41 | 0.8 | 365 | 7.6598 | 0.41799 | 8 | 0.077777
78988 | 3.48 | 0.8 | 365 | 3.1696 | 0.37986 | 3 | 0.54943
78984 | 3.99 | 0.8 | 365 | 3.6341 | 0.31484 | 3 | 0.94891
78990 | 9.57 | 0.8 | 365 | 8.7163 | 0.54461 | 9 | 0.26092
78989 | 7.41 | 0.8 | 365 | 6.749 | 0.5847 | 7 | 0.33369
78991 | 7.41 | 0.8 | 365 | 6.749 | 0.5847 | 7 | 0.33369
78992 | 2.9 | 0.8 | 365 | 2.6413 | 0.31655 | 2 | 0.95785
78994 | 4.845 | 0.8 | 365 | 4.4128 | 0.8823 | 5 | 0.2951
64259 | 648.72 | 0.65 | 365 | 480.0663 | 0.30114 | 480 | 0.36745
52733 | 1990.235 | 1 | 365 | 2265.8698 | 0.85437 | 2266 | 0.72418
78998 | 6.6 | 0.8 | 365 | 6.0112 | 0.099732 | 6 | 0.11098
79000 | 8.55 | 0.8 | 365 | 7.7873 | 0.67465 | 8 | 0.46195
79001 | 6.16 | 0.8 | 365 | 5.6105 | 0.29308 | 5 | 0.90358
79002 | 13.325 | 0.8 | 365 | 12.1363 | 0.42863 | 12 | 0.56497
79003 | 16.32 | 0.8 | 365 | 14.8642 | 0.91934 | 15 | 0.78351
78979 | 6.67 | 0.8 | 365 | 6.075 | 0.22806 | 6 | 0.30306
79008 | 5.22 | 0.8 | 365 | 4.7543 | 0.56979 | 5 | 0.32414
79007 | 8 | 0.8 | 365 | 7.2864 | 0.66634 | 7 | 0.9527
78987 | 3.77 | 0.8 | 365 | 3.4337 | 0.91151 | 4 | 0.34521
78993 | 5.13 | 0.8 | 365 | 4.6724 | 0.40479 | 5 | 0.07717
78995 | 6.67 | 0.8 | 365 | 6.075 | 0.22806 | 6 | 0.30306
79012 | 5.886 | 0.8 | 365 | 5.3609 | 0.79076 | 6 | 0.1517
79015 | 9.57 | 0.8 | 365 | 8.7163 | 0.54461 | 9 | 0.26092
79016 | 4.64 | 0.8 | 365 | 4.2261 | 0.50648 | 4 | 0.73257
79021 | 11.04 | 0.8 | 365 | 10.0552 | 0.23955 | 10 | 0.29473
79020 | 10.08 | 0.8 | 365 | 9.1808 | 0.47959 | 9 | 0.6604
79023 | 10.695 | 0.8 | 365 | 9.741 | 0.60707 | 10 | 0.34802
34549 | 2050.2 | 0.7 | 365 | 1633.8977 | 0.78979 | 1634 | 0.68749
78750 | 639.18 | 0.65 | 365 | 473.0065 | 0.090825 | 473 | 0.097345
79013 | 8.96 | 0.8 | 365 | 8.1607 | 0.4263 | 8 | 0.58703
79040 | 7.36 | 0.8 | 365 | 6.7035 | 0.49304 | 7 | 0.19649
79042 | 13.2 | 0.8 | 365 | 12.0225 | 0.19946 | 12 | 0.22196
79044 | 8.58 | 0.8 | 365 | 7.8146 | 0.72965 | 8 | 0.54427
79049 | 8.64 | 0.8 | 365 | 7.8693 | 0.83965 | 8 | 0.70892
79050 | 12 | 0.8 | 365 | 10.9295 | 0.99951 | 11 | 0.92905
79051 | 7.56 | 0.8 | 365 | 6.8856 | 0.85969 | 7 | 0.7453
79052 | 11.39 | 0.8 | 365 | 10.374 | 0.8812 | 11 | 0.25516
79039 | 5.04 | 0.8 | 365 | 4.5904 | 0.2398 | 4 | 0.8302
79047 | 5.795 | 0.8 | 365 | 5.2781 | 0.62393 | 5 | 0.90199
78563 | 8.4 | 0.8 | 365 | 7.6507 | 0.39966 | 8 | 0.050337
78650 | 10.92 | 0.8 | 365 | 9.9459 | 0.019557 | 9 | 0.96544
78651 | 9.6 | 0.8 | 365 | 8.7436 | 0.59961 | 9 | 0.34324
78680 | 8.04 | 0.8 | 365 | 7.3228 | 0.73967 | 8 | 0.062465
78684 | 7.2 | 0.8 | 365 | 6.5577 | 0.19971 | 6 | 0.75743
78734 | 12.96 | 0.8 | 365 | 11.8039 | 0.75947 | 12 | 0.56338
78737 | 103.48 | 0.6 | 365 | 70.6868 | 0.28185 | 70 | 0.96864
78806 | 6.555 | 0.8 | 365 | 5.9703 | 0.017234 | 5 | 0.98749
78824 | 15.12 | 0.8 | 365 | 13.7712 | 0.71939 | 14 | 0.49061
78815 | 10.695 | 0.8 | 365 | 9.741 | 0.60707 | 10 | 0.34802
78930 | 11.2 | 0.8 | 365 | 10.2009 | 0.53288 | 10 | 0.73378
78955 | 4.845 | 0.8 | 365 | 4.4128 | 0.8823 | 5 | 0.2951
78817 | 22.365 | 0.8 | 365 | 20.3699 | 0.0015935 | 20 | 0.37152
79006 | 8.25 | 0.8 | 365 | 7.5141 | 0.12467 | 7 | 0.63872
79009 | 7.84 | 0.8 | 365 | 7.1406 | 0.37302 | 7 | 0.51365
79011 | 9.9 | 0.8 | 365 | 9.0169 | 0.1496 | 9 | 0.16647
78996 | 5.8 | 0.8 | 365 | 5.2826 | 0.6331 | 5 | 0.91571
79055 | 11.84 | 0.8 | 365 | 10.7838 | 0.70619 | 11 | 0.49
79056 | 3.24 | 0.8 | 365 | 2.951 | 0.93987 | 3 | 0.89084
79019 | 2.85 | 0.8 | 365 | 2.5958 | 0.22488 | 2 | 0.82065
79022 | 7.83 | 0.8 | 365 | 7.1315 | 0.35468 | 7 | 0.48621
79058 | 7.68 | 0.8 | 365 | 6.9949 | 0.079689 | 7 | 0.074593
79060 | 8.235 | 0.8 | 365 | 7.5004 | 0.097166 | 7 | 0.59756
79029 | 5.8 | 0.8 | 365 | 5.2826 | 0.6331 | 5 | 0.91571
79061 | 9.48 | 0.8 | 365 | 8.6343 | 0.37962 | 9 | 0.013951
79063 | 5.415 | 0.8 | 365 | 4.932 | 0.92728 | 5 | 0.85923
79031 | 2.28 | 0.8 | 365 | 2.0766 | 0.17991 | 2 | 0.25652
79064 | 6.96 | 0.8 | 365 | 6.3391 | 0.75972 | 7 | 0.09885
79062 | 10.5 | 0.8 | 365 | 9.5633 | 0.24957 | 9 | 0.81292
79066 | 6.96 | 0.8 | 365 | 6.3391 | 0.75972 | 7 | 0.09885
79038 | 3.135 | 0.8 | 365 | 2.8553 | 0.74737 | 3 | 0.60271
79067 | 7.54 | 0.8 | 365 | 6.8674 | 0.82303 | 7 | 0.69042
79070 | 2.9 | 0.8 | 365 | 2.6413 | 0.31655 | 2 | 0.95785
79068 | 4.16 | 0.8 | 365 | 3.7889 | 0.6265 | 4 | 0.4154
79071 | 4.35 | 0.8 | 365 | 3.962 | 0.97482 | 4 | 0.93678
79069 | 10.62 | 0.8 | 365 | 9.6726 | 0.46957 | 10 | 0.14221
79041 | 4.35 | 0.8 | 365 | 3.962 | 0.97482 | 4 | 0.93678
79072 | 7.36 | 0.8 | 365 | 6.7035 | 0.49304 | 7 | 0.19649
79074 | 10.44 | 0.8 | 365 | 9.5087 | 0.13958 | 9 | 0.64828
79073 | 7.3 | 0.8 | 365 | 6.6488 | 0.38304 | 7 | 0.03184
79075 | 5.8 | 0.8 | 365 | 5.2826 | 0.6331 | 5 | 0.91571
79076 | 4.93 | 0.8 | 365 | 4.4902 | 0.038134 | 4 | 0.52835
79077 | 4.93 | 0.8 | 365 | 4.4902 | 0.038134 | 4 | 0.52835
79079 | 3.77 | 0.8 | 365 | 3.4337 | 0.91151 | 4 | 0.34521
79081 | 3.77 | 0.8 | 365 | 3.4337 | 0.91151 | 4 | 0.34521
79084 | 4.93 | 0.8 | 365 | 4.4902 | 0.038134 | 4 | 0.52835
79085 | 6.09 | 0.8 | 365 | 5.5467 | 0.16475 | 5 | 0.71149
79086 | 13.11 | 0.8 | 365 | 11.9405 | 0.034469 | 11 | 0.97499
79088 | 11.02 | 0.8 | 365 | 10.037 | 0.20289 | 10 | 0.23985
79045 | 10.36 | 0.8 | 365 | 9.4358 | 0.99291 | 10 | 0.42875
79090 | 8.28 | 0.8 | 365 | 7.5414 | 0.17966 | 7 | 0.72105
79028 | 6.6 | 0.8 | 365 | 6.0112 | 0.099732 | 6 | 0.11098
79032 | 3.96 | 0.8 | 365 | 3.6067 | 0.25984 | 3 | 0.86659
79033 | 5.94 | 0.8 | 365 | 5.4101 | 0.88976 | 6 | 0.29988
79034 | 13.86 | 0.8 | 365 | 12.6236 | 0.40944 | 13 | 0.033055
79014 | 7.92 | 0.8 | 365 | 7.2135 | 0.51968 | 7 | 0.73317
79010 | 9.9 | 0.8 | 365 | 9.0169 | 0.1496 | 9 | 0.16647
79101 | 9.28 | 0.8 | 365 | 8.4522 | 0.012957 | 8 | 0.46513
79100 | 6.213 | 0.8 | 365 | 5.6588 | 0.39025 | 6 | 0.049017
79103 | 9.12 | 0.8 | 365 | 8.3064 | 0.71963 | 9 | 0.02608
79099 | 3.6 | 0.8 | 365 | 3.2789 | 0.59985 | 3 | 0.87872
79104 | 12.4 | 0.8 | 365 | 11.2939 | 0.73283 | 12 | 0.026687
79102 | 7.41 | 0.8 | 365 | 6.749 | 0.5847 | 7 | 0.33369
79107 | 3.35 | 0.8 | 365 | 3.0512 | 0.14153 | 3 | 0.19269
79110 | 6.365 | 0.8 | 365 | 5.7972 | 0.66891 | 6 | 0.46612
79109 | 6.365 | 0.8 | 365 | 5.7972 | 0.66891 | 6 | 0.46612
79112 | 5.2 | 0.8 | 365 | 4.7361 | 0.53312 | 5 | 0.26926
79113 | 5.67 | 0.8 | 365 | 5.1642 | 0.39477 | 5 | 0.55898
79108 | 3.99 | 0.8 | 365 | 3.6341 | 0.31484 | 3 | 0.94891
79114 | 5.7 | 0.8 | 365 | 5.1915 | 0.44977 | 5 | 0.6413
79115 | 8.835 | 0.8 | 365 | 8.0469 | 0.19714 | 8 | 0.24401
79117 | 7.8 | 0.8 | 365 | 7.1042 | 0.29968 | 7 | 0.40388
79119 | 7.41 | 0.8 | 365 | 6.749 | 0.5847 | 7 | 0.33369
79082 | 6.96 | 0.8 | 365 | 6.3391 | 0.75972 | 7 | 0.09885
79120 | 7.475 | 0.8 | 365 | 6.8082 | 0.70386 | 7 | 0.51206
79087 | 4.06 | 0.8 | 365 | 3.6978 | 0.44317 | 4 | 0.141
79121 | 6.2 | 0.8 | 365 | 5.6469 | 0.36642 | 6 | 0.013344
79116 | 8.4 | 0.8 | 365 | 7.6507 | 0.39966 | 8 | 0.050337
79126 | 11.2 | 0.8 | 365 | 10.2009 | 0.53288 | 10 | 0.73378
79128 | 5.95 | 0.8 | 365 | 5.4192 | 0.90809 | 6 | 0.32732
79129 | 3.84 | 0.8 | 365 | 3.4975 | 0.039844 | 3 | 0.5373
79123 | 9.9 | 0.8 | 365 | 9.0169 | 0.1496 | 9 | 0.16647
79127 | 3.9 | 0.8 | 365 | 3.5521 | 0.14984 | 3 | 0.70194
79130 | 10.23 | 0.8 | 365 | 9.3174 | 0.75459 | 10 | 0.072017
79131 | 11.2 | 0.8 | 365 | 10.2009 | 0.53288 | 10 | 0.73378
79132 | 5.76 | 0.8 | 365 | 5.2462 | 0.55977 | 5 | 0.80595
79091 | 10.26 | 0.8 | 365 | 9.3448 | 0.80958 | 10 | 0.15434
79092 | 4.93 | 0.8 | 365 | 4.4902 | 0.038134 | 4 | 0.52835
79093 | 8.835 | 0.8 | 365 | 8.0469 | 0.19714 | 8 | 0.24401
79004 | 11.16 | 0.8 | 365 | 10.1645 | 0.45955 | 10 | 0.62402
79057 | 11.2 | 0.8 | 365 | 10.2009 | 0.53288 | 10 | 0.73378
79134 | 5.525 | 0.8 | 365 | 5.0321 | 0.12894 | 5 | 0.16108
79135 | 4.68 | 0.8 | 365 | 4.2625 | 0.57981 | 4 | 0.84233
78645 | 8.505 | 0.8 | 365 | 7.7463 | 0.59216 | 8 | 0.33847
78623 | 11.88 | 0.8 | 365 | 10.8202 | 0.77952 | 11 | 0.59976
78507 | 6.935 | 0.8 | 365 | 6.3164 | 0.71389 | 7 | 0.030248
78788 | 2.6 | 1 | 365 | 2.9601 | 0.9582 | 3 | 0.91828
78689 | 7.84 | 0.8 | 365 | 7.1406 | 0.37302 | 7 | 0.51365
78999 | 94.12 | 0.7 | 365 | 75.0085 | 0.98083 | 75 | 0.98934
79095 | 9.9 | 0.8 | 365 | 9.0169 | 0.1496 | 9 | 0.16647
79106 | 4.35 | 0.8 | 365 | 3.962 | 0.97482 | 4 | 0.93678
79105 | 8.12 | 0.8 | 365 | 7.3957 | 0.88634 | 8 | 0.28199
79150 | 11.52 | 0.8 | 365 | 10.4924 | 0.11953 | 10 | 0.61189
79151 | 24.96 | 0.8 | 365 | 22.7334 | 0.75899 | 23 | 0.49243
79152 | 13.44 | 0.8 | 365 | 12.2411 | 0.63946 | 12 | 0.88054
79153 | 8 | 0.8 | 365 | 7.2864 | 0.66634 | 7 | 0.9527
78944 | 9.24 | 0.8 | 365 | 8.4157 | 0.93963 | 9 | 0.35537
79158 | 8.55 | 0.8 | 365 | 7.7873 | 0.67465 | 8 | 0.46195
79160 | 5.32 | 0.8 | 365 | 4.8454 | 0.75312 | 5 | 0.59855
79161 | 5.415 | 0.8 | 365 | 4.932 | 0.92728 | 5 | 0.85923
78766 | 6.875 | 0.8 | 365 | 6.2617 | 0.60389 | 6 | 0.8656
78768 | 9.9 | 0.8 | 365 | 9.0169 | 0.1496 | 9 | 0.16647
79164 | 12.54 | 0.8 | 365 | 11.4214 | 0.98949 | 12 | 0.41086
79165 | 12.095 | 0.8 | 365 | 11.0161 | 0.17368 | 11 | 0.18974
79169 | 8.25 | 0.8 | 365 | 7.5141 | 0.12467 | 7 | 0.63872
79096 | 17.36 | 0.8 | 365 | 15.8114 | 0.82596 | 16 | 0.63736
78343 | 24.852 | 0.8 | 365 | 22.6351 | 0.56099 | 23 | 0.19607
79173 | 6.27 | 0.8 | 365 | 5.7107 | 0.49475 | 6 | 0.20543
79174 | 7.25 | 0.8 | 365 | 6.6033 | 0.29137 | 6 | 0.89464
79177 | 9.69 | 0.8 | 365 | 8.8256 | 0.76461 | 9 | 0.59021
79154 | 19.38 | 0.8 | 365 | 17.6512 | 0.52921 | 18 | 0.18042
79178 | 8.835 | 0.8 | 365 | 8.0469 | 0.19714 | 8 | 0.24401
79155 | 5.13 | 0.8 | 365 | 4.6724 | 0.40479 | 5 | 0.07717
79180 | 5.51 | 0.8 | 365 | 5.0185 | 0.10144 | 5 | 0.11992
79156 | 6.84 | 0.8 | 365 | 6.2298 | 0.53972 | 6 | 0.76956
79182 | 7.25 | 0.8 | 365 | 6.6033 | 0.29137 | 6 | 0.89464
79157 | 13.34 | 0.8 | 365 | 12.15 | 0.45613 | 12 | 0.60613
79159 | 6.72 | 0.8 | 365 | 6.1205 | 0.31973 | 6 | 0.44027
78203 | 511.92 | 0.6 | 365 | 349.6906 | 0.87444 | 350 | 0.56502
79187 | 7.98 | 0.8 | 365 | 7.2681 | 0.62968 | 7 | 0.89782
79089 | 9.57 | 0.8 | 365 | 8.7163 | 0.54461 | 9 | 0.26092
79189 | 11.685 | 0.8 | 365 | 10.6426 | 0.42203 | 11 | 0.064665
79191 | 11.88 | 0.8 | 365 | 10.8202 | 0.77952 | 11 | 0.59976
79192 | 9.57 | 0.8 | 365 | 8.7163 | 0.54461 | 9 | 0.26092
79193 | 6.38 | 0.8 | 365 | 5.8109 | 0.69641 | 6 | 0.50728
79195 | 9.57 | 0.8 | 365 | 8.7163 | 0.54461 | 9 | 0.26092
79197 | 11.375 | 0.8 | 365 | 10.3603 | 0.85371 | 11 | 0.214
79196 | 12.255 | 0.8 | 365 | 11.1618 | 0.467 | 11 | 0.62879
79202 | 3.705 | 0.8 | 365 | 3.3745 | 0.79235 | 4 | 0.16684
79203 | 6.555 | 0.8 | 365 | 5.9703 | 0.017234 | 5 | 0.98749
79125 | 7.695 | 0.8 | 365 | 7.0086 | 0.10719 | 7 | 0.11575
79208 | 5.8 | 0.8 | 365 | 5.2826 | 0.6331 | 5 | 0.91571
79209 | 9.975 | 0.8 | 365 | 9.0852 | 0.2871 | 9 | 0.37227
79198 | 4.02 | 0.8 | 365 | 3.6614 | 0.36984 | 4 | 0.031232
79210 | 11.97 | 0.8 | 365 | 10.9022 | 0.94451 | 11 | 0.84673
79212 | 11.4 | 0.8 | 365 | 10.3831 | 0.89954 | 11 | 0.2826
79213 | 12.18 | 0.8 | 365 | 11.0935 | 0.32951 | 11 | 0.42299
79214 | 8.55 | 0.8 | 365 | 7.7873 | 0.67465 | 8 | 0.46195
79215 | 4.06 | 0.8 | 365 | 3.6978 | 0.44317 | 4 | 0.141
79216 | 4.35 | 0.8 | 365 | 3.962 | 0.97482 | 4 | 0.93678
79217 | 3.19 | 0.8 | 365 | 2.9054 | 0.8482 | 3 | 0.75364
79218 | 5.22 | 0.8 | 365 | 4.7543 | 0.56979 | 5 | 0.32414
79220 | 4.275 | 0.8 | 365 | 3.8936 | 0.83733 | 4 | 0.73097
79222 | 6.38 | 0.8 | 365 | 5.8109 | 0.69641 | 6 | 0.50728
79223 | 6.555 | 0.8 | 365 | 5.9703 | 0.017234 | 5 | 0.98749
79225 | 5.8 | 0.8 | 365 | 5.2826 | 0.6331 | 5 | 0.91571
79226 | 10.545 | 0.8 | 365 | 9.6043 | 0.33207 | 9 | 0.9364
79227 | 2.32 | 0.8 | 365 | 2.113 | 0.25324 | 2 | 0.36628
79228 | 4.64 | 0.8 | 365 | 4.2261 | 0.50648 | 4 | 0.73257
79230 | 4.06 | 0.8 | 365 | 3.6978 | 0.44317 | 4 | 0.141
79229 | 5.7 | 0.8 | 365 | 5.1915 | 0.44977 | 5 | 0.6413
79232 | 4.56 | 0.8 | 365 | 4.1532 | 0.35982 | 4 | 0.51304
79233 | 4.35 | 0.8 | 365 | 3.962 | 0.97482 | 4 | 0.93678
79234 | 4.64 | 0.8 | 365 | 4.2261 | 0.50648 | 4 | 0.73257
79236 | 8.1 | 0.8 | 365 | 7.3774 | 0.84967 | 8 | 0.22711
79239 | 11.97 | 0.8 | 365 | 10.9022 | 0.94451 | 11 | 0.84673
79241 | 3.42 | 0.8 | 365 | 3.1149 | 0.26986 | 3 | 0.38478
79243 | 3.99 | 0.8 | 365 | 3.6341 | 0.31484 | 3 | 0.94891
79240 | 7.2 | 0.8 | 365 | 6.5577 | 0.19971 | 6 | 0.75743
79246 | 3.6 | 0.8 | 365 | 3.2789 | 0.59985 | 3 | 0.87872
79245 | 7.84 | 0.8 | 365 | 7.1406 | 0.37302 | 7 | 0.51365
79249 | 9.72 | 0.8 | 365 | 8.8529 | 0.81961 | 9 | 0.67253
29080 | 2592 | 1 | 365 | 2950.9754 | 0.86867 | 2951 | 0.84408
79251 | 10.83 | 0.8 | 365 | 9.8639 | 0.85456 | 10 | 0.71847
79252 | 9.405 | 0.8 | 365 | 8.566 | 0.24212 | 8 | 0.80814
76212 | 4.68 | 0.8 | 365 | 4.2625 | 0.57981 | 4 | 0.84233
79253 | 6.93 | 0.8 | 365 | 6.3118 | 0.70472 | 7 | 0.016528
79027 | 6.9 | 0.8 | 365 | 6.2845 | 0.64972 | 6 | 0.9342
79053 | 6.05 | 0.8 | 365 | 5.5103 | 0.091421 | 5 | 0.60173
12049 | 2613.6 | 1 | 365 | 2975.5669 | 0.36758 | 2975 | 0.93445
79254 | 4.275 | 0.8 | 365 | 3.8936 | 0.83733 | 4 | 0.73097
79255 | 4.29 | 0.8 | 365 | 3.9073 | 0.86483 | 4 | 0.77214
79256 | 12.39 | 0.8 | 365 | 11.2847 | 0.7145 | 11 | 0.99925
79257 | 8.69 | 0.8 | 365 | 7.9148 | 0.93131 | 8 | 0.84612
31170 | 5346 | 1 | 365 | 6086.3868 | 0.97914 | 6087 | 0.36592
79258 | 9.24 | 0.8 | 365 | 8.4157 | 0.93963 | 9 | 0.35537
79259 | 5.475 | 0.8 | 365 | 4.9866 | 0.037278 | 5 | 0.02388
79260 | 4.93 | 0.8 | 365 | 4.4902 | 0.038134 | 4 | 0.52835
79263 | 13.2 | 0.8 | 365 | 12.0225 | 0.19946 | 12 | 0.22196
79265 | 6.6 | 0.8 | 365 | 6.0112 | 0.099732 | 6 | 0.11098
76077 | 8.25 | 0.8 | 365 | 7.5141 | 0.12467 | 7 | 0.63872
79147 | 6.96 | 0.8 | 365 | 6.3391 | 0.75972 | 7 | 0.09885
79267 | 15.745 | 0.8 | 365 | 14.3405 | 0.8652 | 15 | 0.20566
79026 | 13.11 | 0.8 | 365 | 11.9405 | 0.034469 | 11 | 0.97499
79030 | 4.95 | 0.8 | 365 | 4.5084 | 0.074799 | 4 | 0.58323
79018 | 10.05 | 0.8 | 365 | 9.1535 | 0.42459 | 9 | 0.57808
79094 | 11.7 | 0.8 | 365 | 10.6563 | 0.44953 | 11 | 0.10583
78954 | 8.04 | 0.8 | 365 | 7.3228 | 0.73967 | 8 | 0.062465
78889 | 9.38 | 0.8 | 365 | 8.5433 | 0.19629 | 8 | 0.73954
78888 | 10.08 | 0.8 | 365 | 9.1808 | 0.47959 | 9 | 0.6604
79270 | 4.93 | 0.8 | 365 | 4.4902 | 0.038134 | 4 | 0.52835
79271 | 11.02 | 0.8 | 365 | 10.037 | 0.20289 | 10 | 0.23985
79272 | 6.27 | 0.8 | 365 | 5.7107 | 0.49475 | 6 | 0.20543
79273 | 2.52 | 0.8 | 365 | 2.2952 | 0.6199 | 2 | 0.9151
79237 | 8.12 | 0.8 | 365 | 7.3957 | 0.88634 | 8 | 0.28199
79268 | 12 | 0.8 | 365 | 10.9295 | 0.99951 | 11 | 0.92905
79283 | 14.4 | 0.8 | 365 | 13.1154 | 0.39942 | 13 | 0.51486
79282 | 12 | 0.8 | 365 | 10.9295 | 0.99951 | 11 | 0.92905
79285 | 11.7 | 0.8 | 365 | 10.6563 | 0.44953 | 11 | 0.10583
79037 | 6.405 | 0.8 | 365 | 5.8336 | 0.74224 | 6 | 0.57588
79288 | 5.58 | 0.8 | 365 | 5.0822 | 0.22977 | 5 | 0.31201
79290 | 7.875 | 0.8 | 365 | 7.1725 | 0.43718 | 7 | 0.60969
79291 | 7.848 | 0.8 | 365 | 7.1479 | 0.38768 | 7 | 0.5356
79293 | 8.99 | 0.8 | 365 | 8.188 | 0.4813 | 8 | 0.66935
79292 | 11.89 | 0.8 | 365 | 10.8294 | 0.79785 | 11 | 0.6272
79294 | 5.58 | 0.8 | 365 | 5.0822 | 0.22977 | 5 | 0.31201
79295 | 14.5 | 0.8 | 365 | 13.2065 | 0.58275 | 13 | 0.78927
79299 | 4.62 | 0.8 | 365 | 4.2079 | 0.46981 | 4 | 0.67769
79298 | 2.9 | 0.8 | 365 | 2.6413 | 0.31655 | 2 | 0.95785
79303 | 9.045 | 0.8 | 365 | 8.2381 | 0.58213 | 8 | 0.82027
79304 | 6.54 | 0.8 | 365 | 5.9566 | 0.98973 | 6 | 0.94633
79305 | 12.54 | 0.8 | 365 | 11.4214 | 0.98949 | 12 | 0.41086
79306 | 11.16 | 0.8 | 365 | 10.1645 | 0.45955 | 10 | 0.62402
79308 | 5.8 | 0.8 | 365 | 5.2826 | 0.6331 | 5 | 0.91571
79310 | 7.905 | 0.8 | 365 | 7.1998 | 0.49218 | 7 | 0.69201
79311 | 4.95 | 0.8 | 365 | 4.5084 | 0.074799 | 4 | 0.58323
79312 | 6.6 | 0.8 | 365 | 6.0112 | 0.099732 | 6 | 0.11098
79313 | 7.92 | 0.8 | 365 | 7.2135 | 0.51968 | 7 | 0.73317
79314 | 11.55 | 0.8 | 365 | 10.5197 | 0.17453 | 10 | 0.69421
79315 | 5.415 | 0.8 | 365 | 4.932 | 0.92728 | 5 | 0.85923
79319 | 4.275 | 0.8 | 365 | 3.8936 | 0.83733 | 4 | 0.73097
79321 | 8.265 | 0.8 | 365 | 7.5277 | 0.15216 | 7 | 0.67988
79322 | 7.8 | 0.8 | 365 | 7.1042 | 0.29968 | 7 | 0.40388
79323 | 12 | 0.8 | 365 | 10.9295 | 0.99951 | 11 | 0.92905
79325 | 5.61 | 0.8 | 365 | 5.1096 | 0.28477 | 5 | 0.39433
79326 | 7.98 | 0.8 | 365 | 7.2681 | 0.62968 | 7 | 0.89782
79327 | 6.96 | 0.8 | 365 | 6.3391 | 0.75972 | 7 | 0.09885
79328 | 6.3 | 0.8 | 365 | 5.738 | 0.54974 | 6 | 0.28775
79329 | 10.44 | 0.8 | 365 | 9.5087 | 0.13958 | 9 | 0.64828
79331 | 20.4 | 0.8 | 365 | 18.5802 | 0.39917 | 18 | 0.97939
79332 | 5.605 | 0.8 | 365 | 5.105 | 0.27561 | 5 | 0.38061
79334 | 12.09 | 0.8 | 365 | 11.0115 | 0.16451 | 11 | 0.17602
79336 | 6.615 | 0.8 | 365 | 6.0249 | 0.12723 | 6 | 0.15214
79337 | 9.8 | 0.8 | 365 | 8.9258 | 0.96627 | 9 | 0.89206
79352 | 15.25 | 0.8 | 365 | 13.8896 | 0.95772 | 14 | 0.84734
79354 | 11.88 | 0.8 | 365 | 10.8202 | 0.77952 | 11 | 0.59976
79046 | 5.886 | 0.8 | 365 | 5.3609 | 0.79076 | 6 | 0.1517
79340 | 7.83 | 0.8 | 365 | 7.1315 | 0.35468 | 7 | 0.48621
79344 | 13.8 | 0.8 | 365 | 12.569 | 0.29944 | 12 | 0.86841
79346 | 7.848 | 0.8 | 365 | 7.1479 | 0.38768 | 7 | 0.5356
79392 | 51.012 | 0.6 | 365 | 34.8461 | 0.13995 | 34 | 0.98605
79035 | 72.21 | 0.6 | 365 | 49.3264 | 0.28655 | 49 | 0.61293
35332 | 2783.88 | 1 | 365 | 3169.4296 | 0.58395 | 3170 | 0.013513
35324 | 1391.94 | 1 | 365 | 1584.7148 | 0.79198 | 1585 | 0.50676
35321 | 1346.4 | 1 | 365 | 1532.8678 | 0.43178 | 1533 | 0.29957
79065 | 7.59 | 0.8 | 365 | 6.9129 | 0.91469 | 7 | 0.82763
79048 | 2.52 | 0.8 | 365 | 2.2952 | 0.6199 | 2 | 0.9151
79118 | 13.734 | 0.8 | 365 | 12.5089 | 0.17844 | 12 | 0.6873
79133 | 8.91 | 0.8 | 365 | 8.1152 | 0.33464 | 8 | 0.44982
79231 | 4.06 | 0.8 | 365 | 3.6978 | 0.44317 | 4 | 0.141
79244 | 5.7 | 0.8 | 365 | 5.1915 | 0.44977 | 5 | 0.6413
79124 | 24.32 | 0.8 | 365 | 22.1505 | 0.58568 | 22 | 0.73621
79284 | 18 | 0.8 | 365 | 16.3943 | 0.99927 | 17 | 0.39358
79300 | 4.56 | 0.8 | 365 | 4.1532 | 0.35982 | 4 | 0.51304
79324 | 7.035 | 0.8 | 365 | 6.4074 | 0.89721 | 7 | 0.30466
79393 | 28.06 | 0.6 | 365 | 19.1677 | 0.58165 | 19 | 0.74933
58000 | 748.8 | 0.8 | 365 | 682.0032 | 0.76965 | 682 | 0.77285
79347 | 5.76 | 0.8 | 365 | 5.2462 | 0.55977 | 5 | 0.80595
79349 | 11.1 | 0.8 | 365 | 10.1098 | 0.34955 | 10 | 0.45937
79356 | 10.23 | 0.8 | 365 | 9.3174 | 0.75459 | 10 | 0.072017
79357 | 11.055 | 0.8 | 365 | 10.0688 | 0.26705 | 10 | 0.33589
79360 | 13.34 | 0.8 | 365 | 12.15 | 0.45613 | 12 | 0.60613
79361 | 20.16 | 0.8 | 365 | 18.3616 | 0.95918 | 19 | 0.32081
79362 | 9.045 | 0.8 | 365 | 8.2381 | 0.58213 | 8 | 0.82027
79364 | 5.985 | 0.8 | 365 | 5.4511 | 0.97226 | 6 | 0.42336
79365 | 7.8 | 0.8 | 365 | 7.1042 | 0.29968 | 7 | 0.40388
79367 | 4.355 | 0.8 | 365 | 3.9665 | 0.98399 | 4 | 0.9505
78997 | 7.93 | 0.8 | 365 | 7.2226 | 0.53801 | 7 | 0.76062
79366 | 5.4 | 0.8 | 365 | 4.9183 | 0.89978 | 5 | 0.81807
78894 | 7.83 | 0.8 | 365 | 7.1315 | 0.35468 | 7 | 0.48621
78901 | 9.69 | 0.8 | 365 | 8.8256 | 0.76461 | 9 | 0.59021
79368 | 8.68 | 0.8 | 365 | 7.9057 | 0.91298 | 8 | 0.81868
78980 | 13.34 | 0.8 | 365 | 12.15 | 0.45613 | 12 | 0.60613
79369 | 10.59 | 0.8 | 365 | 9.6453 | 0.41457 | 10 | 0.059889
35223 | 39.2 | 0.8 | 365 | 35.7032 | 0.86508 | 36 | 0.56824
35241 | 83.44 | 0.7 | 365 | 66.4971 | 0.84871 | 67 | 0.34584
79371 | 8.96 | 0.8 | 365 | 8.1607 | 0.4263 | 8 | 0.58703
79372 | 11.7 | 0.8 | 365 | 10.6563 | 0.44953 | 11 | 0.10583
79373 | 2.28 | 0.8 | 365 | 2.0766 | 0.17991 | 2 | 0.25652
79375 | 20.16 | 0.8 | 365 | 18.3616 | 0.95918 | 19 | 0.32081
79376 | 4.355 | 0.8 | 365 | 3.9665 | 0.98399 | 4 | 0.9505
79377 | 13.44 | 0.8 | 365 | 12.2411 | 0.63946 | 12 | 0.88054
79379 | 7.56 | 0.8 | 365 | 6.8856 | 0.85969 | 7 | 0.7453
79380 | 7.36 | 0.8 | 365 | 6.7035 | 0.49304 | 7 | 0.19649
79381 | 11.55 | 0.8 | 365 | 10.5197 | 0.17453 | 10 | 0.69421
79382 | 12.025 | 0.8 | 365 | 10.9523 | 0.045346 | 10 | 0.99765
78045 | 8.25 | 0.8 | 365 | 7.5141 | 0.12467 | 7 | 0.63872
79383 | 6.6 | 0.8 | 365 | 6.0112 | 0.099732 | 6 | 0.11098
79384 | 8.47 | 0.8 | 365 | 7.7144 | 0.52799 | 8 | 0.24242
78201 | 59.8 | 0.6 | 365 | 40.8492 | 0.22318 | 41 | 0.072332
79224 | 5.7 | 0.8 | 365 | 5.1915 | 0.44977 | 5 | 0.6413
63340 | 725.76 | 1 | 365 | 826.2731 | 0.16323 | 826 | 0.43634
79388 | 9.1 | 0.8 | 365 | 8.2882 | 0.68296 | 8 | 0.9712
79389 | 9.68 | 0.8 | 365 | 8.8165 | 0.74627 | 9 | 0.56277
75197 | 24.852 | 0.8 | 365 | 22.6351 | 0.56099 | 23 | 0.19607
79146 | 5.8 | 0.8 | 365 | 5.2826 | 0.6331 | 5 | 0.91571
79370 | 9.625 | 0.8 | 365 | 8.7664 | 0.64544 | 9 | 0.41184
79394 | 9.72 | 0.8 | 365 | 8.8529 | 0.81961 | 9 | 0.67253
79395 | 4.72 | 0.8 | 365 | 4.299 | 0.65314 | 4 | 0.95209
79396 | 8.32 | 0.8 | 365 | 7.5778 | 0.253 | 7 | 0.83081
79397 | 11.16 | 0.8 | 365 | 10.1645 | 0.45955 | 10 | 0.62402
79190 | 3.08 | 0.8 | 365 | 2.8052 | 0.64654 | 3 | 0.45179
79398 | 10.325 | 0.8 | 365 | 9.404 | 0.92875 | 10 | 0.33271
78422 | 9.975 | 0.8 | 365 | 9.0852 | 0.2871 | 9 | 0.37227
79399 | 13.735 | 0.8 | 365 | 12.5098 | 0.18028 | 12 | 0.69004
79163 | 5.4 | 0.8 | 365 | 4.9183 | 0.89978 | 5 | 0.81807
78852 | 5.36 | 0.8 | 365 | 4.8819 | 0.82645 | 5 | 0.70831
79207 | 5.22 | 0.8 | 365 | 4.7543 | 0.56979 | 5 | 0.32414
79238 | 5.985 | 0.8 | 365 | 5.4511 | 0.97226 | 6 | 0.42336
79400 | 8.96 | 0.8 | 365 | 8.1607 | 0.4263 | 8 | 0.58703
79401 | 3.924 | 0.8 | 365 | 3.574 | 0.19384 | 3 | 0.7678
79402 | 10.89 | 0.8 | 365 | 9.9186 | 0.96456 | 10 | 0.88311
79403 | 12.16 | 0.8 | 365 | 11.0753 | 0.29284 | 11 | 0.36811
79036 | 8.1 | 0.8 | 365 | 7.3774 | 0.84967 | 8 | 0.22711
79404 | 9.69 | 0.8 | 365 | 8.8256 | 0.76461 | 9 | 0.59021
79408 | 2.4 | 0.8 | 365 | 2.1859 | 0.3999 | 2 | 0.58581
79409 | 14.405 | 0.8 | 365 | 13.12 | 0.40858 | 13 | 0.52858
79410 | 6.7 | 0.8 | 365 | 6.1023 | 0.28306 | 6 | 0.38539
79363 | 7.83 | 0.8 | 365 | 7.1315 | 0.35468 | 7 | 0.48621
52731 | 2711.49 | 1 | 365 | 3087.014 | 0.69387 | 3087 | 0.70788
79405 | 11.34 | 0.8 | 365 | 10.3284 | 0.78954 | 11 | 0.11795
79411 | 14.4 | 0.8 | 365 | 13.1154 | 0.39942 | 13 | 0.51486
79412 | 7.15 | 0.8 | 365 | 6.5122 | 0.10804 | 6 | 0.62023
79414 | 8.28 | 0.8 | 365 | 7.5414 | 0.17966 | 7 | 0.72105
79415 | 4.5 | 0.8 | 365 | 4.0986 | 0.24982 | 4 | 0.34839
79417 | 9.8 | 0.8 | 365 | 8.9258 | 0.96627 | 9 | 0.89206
79418 | 8.71 | 0.8 | 365 | 7.933 | 0.96798 | 8 | 0.901
79419 | 12.48 | 0.8 | 365 | 11.3667 | 0.87949 | 12 | 0.24621
79421 | 9.86 | 0.8 | 365 | 8.9804 | 0.076267 | 9 | 0.056705
79422 | 13 | 0.8 | 365 | 11.8403 | 0.83281 | 12 | 0.67314
79423 | 24.57 | 0.8 | 365 | 22.3782 | 0.044004 | 22 | 0.42223
79425 | 6.24 | 1 | 365 | 7.1042 | 0.29968 | 7 | 0.40388
79426 | 4.94 | 0.8 | 365 | 4.4993 | 0.056466 | 4 | 0.55579
78548 | 6.27 | 0.8 | 365 | 5.7107 | 0.49475 | 6 | 0.20543
78558 | 10.15 | 0.8 | 365 | 9.2446 | 0.60792 | 9 | 0.85249
79427 | 8.45 | 0.8 | 365 | 7.6962 | 0.49132 | 8 | 0.18754
78559 | 3.78 | 0.8 | 365 | 3.4428 | 0.92985 | 4 | 0.37265
78577 | 3.24 | 0.8 | 365 | 2.951 | 0.93987 | 3 | 0.89084
78763 | 8.1 | 0.8 | 365 | 7.3774 | 0.84967 | 8 | 0.22711
78776 | 11.97 | 0.8 | 365 | 10.9022 | 0.94451 | 11 | 0.84673
79171 | 7.25 | 0.8 | 365 | 6.6033 | 0.29137 | 6 | 0.89464
79175 | 5.7 | 0.8 | 365 | 5.1915 | 0.44977 | 5 | 0.6413
79176 | 12.18 | 0.8 | 365 | 11.0935 | 0.32951 | 11 | 0.42299
79219 | 7.41 | 0.8 | 365 | 6.749 | 0.5847 | 7 | 0.33369
79428 | 10.8 | 0.8 | 365 | 9.8366 | 0.79956 | 10 | 0.63615
79433 | 6.67 | 0.8 | 365 | 6.075 | 0.22806 | 6 | 0.30306
79437 | 9.28 | 0.8 | 365 | 8.4522 | 0.012957 | 8 | 0.46513
79438 | 6.09 | 0.8 | 365 | 5.5467 | 0.16475 | 5 | 0.71149
79264 | 11.1 | 0.8 | 365 | 10.1098 | 0.34955 | 10 | 0.45937
79137 | 7.8 | 0.8 | 365 | 7.1042 | 0.29968 | 7 | 0.40388
79584 | 5.85 | 0.8 | 365 | 5.3282 | 0.72476 | 6 | 0.052913
79554 | 10.725 | 0.8 | 365 | 9.7683 | 0.66207 | 10 | 0.43034
79546 | 3.25 | 0.8 | 365 | 2.9601 | 0.9582 | 3 | 0.91828
79496 | 11.7 | 0.8 | 365 | 10.6563 | 0.44953 | 11 | 0.10583
79111 | 6.09 | 0.8 | 365 | 5.5467 | 0.16475 | 5 | 0.71149
79435 | 8.99 | 0.8 | 365 | 8.188 | 0.4813 | 8 | 0.66935
79080 | 9.28 | 0.8 | 365 | 8.4522 | 0.012957 | 8 | 0.46513
79431 | 10.73 | 0.8 | 365 | 9.7728 | 0.67123 | 10 | 0.44406
78459 | 3.77 | 0.8 | 365 | 3.4337 | 0.91151 | 4 | 0.34521
79490 | 4.93 | 0.8 | 365 | 4.4902 | 0.038134 | 4 | 0.52835
79489 | 8.41 | 0.8 | 365 | 7.6598 | 0.41799 | 8 | 0.077777
79487 | 12.48 | 0.8 | 365 | 11.3667 | 0.87949 | 12 | 0.24621
79484 | 7.98 | 0.8 | 365 | 7.2681 | 0.62968 | 7 | 0.89782
79483 | 6.96 | 0.8 | 365 | 6.3391 | 0.75972 | 7 | 0.09885
79482 | 6.27 | 0.8 | 365 | 5.7107 | 0.49475 | 6 | 0.20543
79441 | 4.64 | 0.8 | 365 | 4.2261 | 0.50648 | 4 | 0.73257
79440 | 4.64 | 0.8 | 365 | 4.2261 | 0.50648 | 4 | 0.73257
79439 | 8.7 | 0.8 | 365 | 7.9239 | 0.94965 | 8 | 0.87356
79059 | 8.4 | 0.8 | 365 | 7.6507 | 0.39966 | 8 | 0.050337
79442 | 7 | 0.8 | 365 | 6.3756 | 0.83305 | 7 | 0.20861
79443 | 5.04 | 0.8 | 365 | 4.5904 | 0.2398 | 4 | 0.8302
79444 | 6.72 | 0.8 | 365 | 6.1205 | 0.31973 | 6 | 0.44027
79445 | 5.695 | 0.8 | 365 | 5.187 | 0.4406 | 5 | 0.62758
79446 | 12.775 | 0.8 | 365 | 11.6354 | 0.42032 | 12 | 0.05572
79447 | 4.27 | 0.8 | 365 | 3.8891 | 0.82816 | 4 | 0.71725
79448 | 5.36 | 0.8 | 365 | 4.8819 | 0.82645 | 5 | 0.70831
79449 | 6.93 | 0.8 | 365 | 6.3118 | 0.70472 | 7 | 0.016528
79450 | 11.725 | 0.8 | 365 | 10.6791 | 0.49536 | 11 | 0.17443
79451 | 4.275 | 0.8 | 365 | 3.8936 | 0.83733 | 4 | 0.73097
79452 | 4.93 | 0.8 | 365 | 4.4902 | 0.038134 | 4 | 0.52835
79455 | 8.45 | 0.8 | 365 | 7.6962 | 0.49132 | 8 | 0.18754
78975 | 12.69 | 0.8 | 365 | 11.558 | 0.26449 | 11 | 0.82247
79458 | 8.71 | 0.8 | 365 | 7.933 | 0.96798 | 8 | 0.901
79461 | 9.72 | 0.8 | 365 | 8.8529 | 0.81961 | 9 | 0.67253
79462 | 6.48 | 0.8 | 365 | 5.902 | 0.87974 | 6 | 0.78169
79464 | 11.89 | 0.8 | 365 | 10.8294 | 0.79785 | 11 | 0.6272
79466 | 9.28 | 0.8 | 365 | 8.4522 | 0.012957 | 8 | 0.46513
63459 | 306 | 0.8 | 365 | 278.7032 | 0.9876 | 279 | 0.69083
79468 | 7.54 | 0.8 | 365 | 6.8674 | 0.82303 | 7 | 0.69042
79469 | 6.38 | 0.8 | 365 | 5.8109 | 0.69641 | 6 | 0.50728
79472 | 18.85 | 0.8 | 365 | 17.1685 | 0.55757 | 17 | 0.72605
79473 | 12.18 | 0.8 | 365 | 11.0935 | 0.32951 | 11 | 0.42299
79476 | 16.08 | 0.8 | 365 | 14.6456 | 0.47935 | 15 | 0.12493
79477 | 6.4 | 0.8 | 365 | 5.8291 | 0.73307 | 6 | 0.56216
79463 | 2.32 | 0.8 | 365 | 2.113 | 0.25324 | 2 | 0.36628
79261 | 7.68 | 0.8 | 365 | 6.9949 | 0.079689 | 7 | 0.074593
79335 | 4.125 | 0.8 | 365 | 3.757 | 0.56233 | 4 | 0.31936
79338 | 6 | 0.8 | 365 | 5.4648 | 0.99976 | 6 | 0.46453
79339 | 13.12 | 0.8 | 365 | 11.9496 | 0.052802 | 12 | 0.0024304
79341 | 3.92 | 0.8 | 365 | 3.5703 | 0.18651 | 3 | 0.75682
79342 | 13.2 | 0.8 | 365 | 12.0225 | 0.19946 | 12 | 0.22196
79345 | 10.88 | 0.8 | 365 | 9.9094 | 0.94623 | 10 | 0.85567
79348 | 8.96 | 0.8 | 365 | 8.1607 | 0.4263 | 8 | 0.58703
79350 | 10.2 | 0.8 | 365 | 9.2901 | 0.69959 | 9 | 0.98969
79353 | 7.37 | 0.8 | 365 | 6.7126 | 0.51137 | 7 | 0.22393
79351 | 12.42 | 0.8 | 365 | 11.3121 | 0.7695 | 12 | 0.081569
65195 | 3255.84 | 0.65 | 365 | 2409.3895 | 0.73777 | 2410 | 0.12723
37418 | 4698 | 0.65 | 365 | 3476.6179 | 0.90778 | 3477 | 0.52568
31359 | 2941.05 | 1 | 365 | 3348.3666 | 0.75724 | 3349 | 0.12384
780 | 1255.49 | 0.7 | 365 | 1000.5571 | 0.97068 | 1001 | 0.52781
79390 | 8.76 | 0.8 | 365 | 7.9786 | 0.059645 | 8 | 0.038208
79266 | 15.075 | 0.8 | 365 | 13.7302 | 0.63689 | 14 | 0.36712
79491 | 5.6 | 0.8 | 365 | 5.1005 | 0.26644 | 5 | 0.36689
79471 | 4.93 | 0.8 | 365 | 4.4902 | 0.038134 | 4 | 0.52835
79624 | 8.64 | 0.8 | 365 | 7.8693 | 0.83965 | 8 | 0.70892
79622 | 9.92 | 0.8 | 365 | 9.0351 | 0.18626 | 9 | 0.22135
75216 | 243.2 | 0.6 | 365 | 166.129 | 0.39261 | 166 | 0.52159
79618 | 9.36 | 0.8 | 365 | 8.525 | 0.15962 | 8 | 0.68466
79617 | 3 | 0.8 | 365 | 2.7324 | 0.49988 | 3 | 0.23226
79616 | 3.9 | 0.8 | 365 | 3.5521 | 0.14984 | 3 | 0.70194
79615 | 9 | 0.8 | 365 | 8.1972 | 0.49964 | 8 | 0.69679
79613 | 5.49 | 0.8 | 365 | 5.0003 | 0.064777 | 5 | 0.065041
79612 | 6.1 | 0.8 | 365 | 5.5558 | 0.18309 | 5 | 0.73893
79611 | 6.84 | 0.8 | 365 | 6.2298 | 0.53972 | 6 | 0.76956
79609 | 10.05 | 0.8 | 365 | 9.1535 | 0.42459 | 9 | 0.57808
79608 | 8.96 | 0.8 | 365 | 8.1607 | 0.4263 | 8 | 0.58703
79606 | 9 | 0.8 | 365 | 8.1972 | 0.49964 | 8 | 0.69679
79605 | 9.72 | 0.8 | 365 | 8.8529 | 0.81961 | 9 | 0.67253
79604 | 5.76 | 0.8 | 365 | 5.2462 | 0.55977 | 5 | 0.80595
79548 | 8.04 | 0.8 | 365 | 7.3228 | 0.73967 | 8 | 0.062465
79603 | 8.04 | 0.8 | 365 | 7.3228 | 0.73967 | 8 | 0.062465
79600 | 12.4 | 0.8 | 365 | 11.2939 | 0.73283 | 12 | 0.026687
56098 | 1134 | 1 | 365 | 1291.0517 | 0.69254 | 1291 | 0.74429
56096 | 2673 | 1 | 365 | 3043.1934 | 0.48957 | 3043 | 0.68296
79597 | 10.325 | 0.8 | 365 | 9.404 | 0.92875 | 10 | 0.33271
78681 | 8.04 | 0.8 | 365 | 7.3228 | 0.73967 | 8 | 0.062465
79595 | 8.775 | 0.8 | 365 | 7.9922 | 0.087144 | 8 | 0.079369
79592 | 9.12 | 0.8 | 365 | 8.3064 | 0.71963 | 9 | 0.02608
79594 | 13.92 | 0.8 | 365 | 12.6783 | 0.51944 | 13 | 0.1977
79593 | 10.2 | 0.8 | 365 | 9.2901 | 0.69959 | 9 | 0.98969
79591 | 9.92 | 0.8 | 365 | 9.0351 | 0.18626 | 9 | 0.22135
79590 | 5.12 | 0.8 | 365 | 4.6633 | 0.38646 | 5 | 0.049729
79589 | 13 | 0.8 | 365 | 11.8403 | 0.83281 | 12 | 0.67314
79588 | 7.04 | 0.8 | 365 | 6.412 | 0.90638 | 7 | 0.31838
79587 | 4.9 | 0.8 | 365 | 4.4629 | 0.98313 | 5 | 0.44603
79242 | 11.97 | 0.8 | 365 | 10.9022 | 0.94451 | 11 | 0.84673
79097 | 10.8 | 0.8 | 365 | 9.8366 | 0.79956 | 10 | 0.63615
79206 | 4.275 | 0.8 | 365 | 3.8936 | 0.83733 | 4 | 0.73097
79200 | 7.41 | 0.8 | 365 | 6.749 | 0.5847 | 7 | 0.33369
79582 | 8.55 | 0.8 | 365 | 7.7873 | 0.67465 | 8 | 0.46195
79578 | 10.83 | 0.8 | 365 | 9.8639 | 0.85456 | 10 | 0.71847
79579 | 5.985 | 0.8 | 365 | 5.4511 | 0.97226 | 6 | 0.42336
79317 | 6.555 | 0.8 | 365 | 5.9703 | 0.017234 | 5 | 0.98749
78254 | 7.54 | 0.8 | 365 | 6.8674 | 0.82303 | 7 | 0.69042
79577 | 10.545 | 0.8 | 365 | 9.6043 | 0.33207 | 9 | 0.9364
79576 | 11.55 | 0.8 | 365 | 10.5197 | 0.17453 | 10 | 0.69421
77161 | 7.41 | 0.8 | 365 | 6.749 | 0.5847 | 7 | 0.33369
77961 | 14 | 0.8 | 365 | 12.7511 | 0.6661 | 13 | 0.41723
77536 | 4.275 | 0.8 | 365 | 3.8936 | 0.83733 | 4 | 0.73097
77174 | 10.83 | 0.8 | 365 | 9.8639 | 0.85456 | 10 | 0.71847
79572 | 7.67 | 0.8 | 365 | 6.9858 | 0.061356 | 7 | 0.047153
79570 | 10.64 | 0.8 | 365 | 9.6909 | 0.50624 | 10 | 0.19709
79569 | 8.64 | 0.8 | 365 | 7.8693 | 0.83965 | 8 | 0.70892
79568 | 5.76 | 0.8 | 365 | 5.2462 | 0.55977 | 5 | 0.80595
78716 | 6.96 | 0.8 | 365 | 6.3391 | 0.75972 | 7 | 0.09885
79567 | 7.36 | 0.8 | 365 | 6.7035 | 0.49304 | 7 | 0.19649
78711 | 6.67 | 0.8 | 365 | 6.075 | 0.22806 | 6 | 0.30306
79562 | 5.22 | 0.8 | 365 | 4.7543 | 0.56979 | 5 | 0.32414
79557 | 2.32 | 0.8 | 365 | 2.113 | 0.25324 | 2 | 0.36628
79559 | 18.81 | 0.8 | 365 | 17.1321 | 0.48424 | 17 | 0.61629
79565 | 2.52 | 0.8 | 365 | 2.2952 | 0.6199 | 2 | 0.9151
79564 | 5.76 | 0.8 | 365 | 5.2462 | 0.55977 | 5 | 0.80595
79563 | 1.8 | 0.8 | 365 | 1.6394 | 0.29993 | 1 | 0.93936
79561 | 5.44 | 0.8 | 365 | 4.9547 | 0.97311 | 5 | 0.92784
79560 | 13.4 | 0.8 | 365 | 12.2047 | 0.56612 | 12 | 0.77077
79558 | 10.44 | 0.8 | 365 | 9.5087 | 0.13958 | 9 | 0.64828
78233 | 8.265 | 0.8 | 365 | 7.5277 | 0.15216 | 7 | 0.67988
79522 | 16.5 | 0.8 | 365 | 15.0281 | 0.24933 | 15 | 0.27745
79556 | 8.45 | 0.8 | 365 | 7.6962 | 0.49132 | 8 | 0.18754
77848 | 9.69 | 0.8 | 365 | 8.8256 | 0.76461 | 9 | 0.59021
79555 | 10.385 | 0.8 | 365 | 9.4586 | 0.038746 | 9 | 0.49735
79478 | 9.28 | 0.8 | 365 | 8.4522 | 0.012957 | 8 | 0.46513
79024 | 4.64 | 0.8 | 365 | 4.2261 | 0.50648 | 4 | 0.73257
78097 | 4.64 | 0.8 | 365 | 4.2261 | 0.50648 | 4 | 0.73257
79278 | 14.84 | 0.8 | 365 | 13.5162 | 0.20607 | 13 | 0.72226
79005 | 9.86 | 0.8 | 365 | 8.9804 | 0.076267 | 9 | 0.056705
79553 | 8.502 | 0.8 | 365 | 7.7436 | 0.58666 | 8 | 0.33023
77297 | 13.395 | 0.8 | 365 | 12.2001 | 0.55696 | 12 | 0.75705
79279 | 7 | 0.8 | 365 | 6.3756 | 0.83305 | 7 | 0.20861
79474 | 13.34 | 0.8 | 365 | 12.15 | 0.45613 | 12 | 0.60613
77219 | 2.28 | 0.8 | 365 | 2.0766 | 0.17991 | 2 | 0.25652
78048 | 7.25 | 0.8 | 365 | 6.6033 | 0.29137 | 6 | 0.89464
78077 | 4.56 | 0.8 | 365 | 4.1532 | 0.35982 | 4 | 0.51304
78275 | 3.92 | 0.8 | 365 | 3.5703 | 0.18651 | 3 | 0.75682
77782 | 7.41 | 0.8 | 365 | 6.749 | 0.5847 | 7 | 0.33369
77847 | 2.28 | 0.8 | 365 | 2.0766 | 0.17991 | 2 | 0.25652
79552 | 6.38 | 0.8 | 365 | 5.8109 | 0.69641 | 6 | 0.50728
79551 | 9.15 | 0.8 | 365 | 8.3338 | 0.77463 | 9 | 0.1084
79550 | 4.125 | 0.8 | 365 | 3.757 | 0.56233 | 4 | 0.31936
79549 | 5.5 | 0.8 | 365 | 5.0094 | 0.08311 | 5 | 0.092482
79547 | 5.1 | 0.8 | 365 | 4.6451 | 0.34979 | 4 | 0.99485
79545 | 11.4 | 0.8 | 365 | 10.3831 | 0.89954 | 11 | 0.2826
79543 | 13.5 | 0.8 | 365 | 12.2957 | 0.74945 | 13 | 0.045184
79542 | 4.8 | 0.8 | 365 | 4.3718 | 0.79981 | 5 | 0.17162
79541 | 10.05 | 0.8 | 365 | 9.1535 | 0.42459 | 9 | 0.57808
79540 | 12.48 | 0.8 | 365 | 11.3667 | 0.87949 | 12 | 0.24621
79536 | 4.72 | 0.8 | 365 | 4.299 | 0.65314 | 4 | 0.95209
79537 | 4.845 | 0.8 | 365 | 4.4128 | 0.8823 | 5 | 0.2951
79535 | 4.2 | 0.8 | 365 | 3.8253 | 0.69983 | 4 | 0.52517
79144 | 8.12 | 0.8 | 365 | 7.3957 | 0.88634 | 8 | 0.28199
79534 | 14.07 | 0.8 | 365 | 12.8149 | 0.79443 | 13 | 0.60931
79533 | 6.12 | 0.8 | 365 | 5.5741 | 0.21975 | 5 | 0.79382
79148 | 5.22 | 0.8 | 365 | 4.7543 | 0.56979 | 5 | 0.32414
79532 | 6.36 | 0.8 | 365 | 5.7927 | 0.65974 | 6 | 0.4524
79531 | 8.502 | 0.8 | 365 | 7.7436 | 0.58666 | 8 | 0.33023
79530 | 7.5 | 0.8 | 365 | 6.831 | 0.7497 | 7 | 0.58066
77358 | 159.84 | 0.6 | 365 | 109.1861 | 0.77514 | 109 | 0.96123
79529 | 4.48 | 0.8 | 365 | 4.0804 | 0.21315 | 4 | 0.29351
79528 | 4.505 | 0.8 | 365 | 4.1031 | 0.25898 | 4 | 0.36211
79527 | 11.9 | 0.8 | 365 | 10.8385 | 0.81618 | 11 | 0.65464
79526 | 9.8 | 0.8 | 365 | 8.9258 | 0.96627 | 9 | 0.89206
79523 | 6.5 | 0.8 | 365 | 5.9202 | 0.9164 | 6 | 0.83657
79330 | 3.64 | 0.8 | 365 | 3.3153 | 0.67319 | 3 | 0.98848
79504 | 4.06 | 0.8 | 365 | 3.6978 | 0.44317 | 4 | 0.141
79521 | 7.37 | 0.8 | 365 | 6.7126 | 0.51137 | 7 | 0.22393
79355 | 10.15 | 0.8 | 365 | 9.2446 | 0.60792 | 9 | 0.85249
79520 | 4.425 | 0.8 | 365 | 4.0303 | 0.11232 | 4 | 0.14259
79519 | 7.41 | 0.8 | 365 | 6.749 | 0.5847 | 7 | 0.33369
77170 | 5.04 | 0.8 | 365 | 4.5904 | 0.2398 | 4 | 0.8302
79516 | 5.415 | 0.8 | 365 | 4.932 | 0.92728 | 5 | 0.85923
79517 | 8.75 | 0.8 | 365 | 7.9695 | 0.041312 | 8 | 0.010767
79457 | 3.92 | 0.8 | 365 | 3.5703 | 0.18651 | 3 | 0.75682
79514 | 10.89 | 0.8 | 365 | 9.9186 | 0.96456 | 10 | 0.88311
79513 | 13.92 | 0.8 | 365 | 12.6783 | 0.51944 | 13 | 0.1977
79460 | 2.565 | 0.8 | 365 | 2.3362 | 0.7024 | 3 | 0.038585
79512 | 5.5 | 0.8 | 365 | 5.0094 | 0.08311 | 5 | 0.092482
79510 | 5.7 | 0.8 | 365 | 5.1915 | 0.44977 | 5 | 0.6413
79511 | 8.04 | 0.8 | 365 | 7.3228 | 0.73967 | 8 | 0.062465
79508 | 9.38 | 0.8 | 365 | 8.5433 | 0.19629 | 8 | 0.73954
79506 | 11.97 | 0.8 | 365 | 10.9022 | 0.94451 | 11 | 0.84673
79507 | 13.44 | 0.8 | 365 | 12.2411 | 0.63946 | 12 | 0.88054
79505 | 7.83 | 0.8 | 365 | 7.1315 | 0.35468 | 7 | 0.48621
79503 | 5.7 | 0.8 | 365 | 5.1915 | 0.44977 | 5 | 0.6413
79502 | 9.86 | 0.8 | 365 | 8.9804 | 0.076267 | 9 | 0.056705
79475 | 5.22 | 0.8 | 365 | 4.7543 | 0.56979 | 5 | 0.32414
79501 | 9.24 | 0.8 | 365 | 8.4157 | 0.93963 | 9 | 0.35537
79500 | 5.6 | 0.8 | 365 | 5.1005 | 0.26644 | 5 | 0.36689
79499 | 4.93 | 0.8 | 365 | 4.4902 | 0.038134 | 4 | 0.52835
79465 | 5.51 | 0.8 | 365 | 5.0185 | 0.10144 | 5 | 0.11992
77180 | 8.55 | 0.8 | 365 | 7.7873 | 0.67465 | 8 | 0.46195
79480 | 10.26 | 0.8 | 365 | 9.3448 | 0.80958 | 10 | 0.15434
79467 | 5.22 | 0.8 | 365 | 4.7543 | 0.56979 | 5 | 0.32414
79498 | 9.9 | 0.8 | 365 | 9.0169 | 0.1496 | 9 | 0.16647
79497 | 10.88 | 0.8 | 365 | 9.9094 | 0.94623 | 10 | 0.85567
79495 | 5.36 | 0.8 | 365 | 4.8819 | 0.82645 | 5 | 0.70831
79493 | 7.8 | 0.8 | 365 | 7.1042 | 0.29968 | 7 | 0.40388
64745 | 639.765 | 0.9 | 365 | 655.5315 | 0.48614 | 656 | 0.017661
79629 | 4.08 | 0.8 | 365 | 3.716 | 0.47983 | 4 | 0.19588
79628 | 8.1 | 0.8 | 365 | 7.3774 | 0.84967 | 8 | 0.22711
79632 | 13.2 | 0.8 | 365 | 12.0225 | 0.19946 | 12 | 0.22196
79633 | 9.145 | 0.8 | 365 | 8.3292 | 0.76546 | 9 | 0.094682
79637 | 6.72 | 0.8 | 365 | 6.1205 | 0.31973 | 6 | 0.44027
79639 | 9.6 | 0.8 | 365 | 8.7436 | 0.59961 | 9 | 0.34324
79641 | 18.425 | 0.8 | 365 | 16.7814 | 0.77842 | 17 | 0.55982
79642 | 13.68 | 0.8 | 365 | 12.4597 | 0.079446 | 12 | 0.53912
79643 | 6.84 | 0.8 | 365 | 6.2298 | 0.53972 | 6 | 0.76956
79645 | 11.52 | 0.8 | 365 | 10.4924 | 0.11953 | 10 | 0.61189
79648 | 6.48 | 0.8 | 365 | 5.902 | 0.87974 | 6 | 0.78169
79652 | 11.16 | 0.8 | 365 | 10.1645 | 0.45955 | 10 | 0.62402
79649 | 7.2 | 0.8 | 365 | 6.5577 | 0.19971 | 6 | 0.75743
79630 | 15.87 | 0.8 | 365 | 14.4543 | 0.094357 | 14 | 0.54867
79653 | 6.27 | 0.8 | 365 | 5.7107 | 0.49475 | 6 | 0.20543
79651 | 5.7 | 0.8 | 365 | 5.1915 | 0.44977 | 5 | 0.6413
79656 | 4.64 | 0.8 | 365 | 4.2261 | 0.50648 | 4 | 0.73257
79657 | 7.08 | 0.8 | 365 | 6.4484 | 0.97971 | 7 | 0.42814
79640 | 4.06 | 0.8 | 365 | 3.6978 | 0.44317 | 4 | 0.141
79424 | 4.2 | 0.8 | 365 | 3.8253 | 0.69983 | 4 | 0.52517
79638 | 4.56 | 0.8 | 365 | 4.1532 | 0.35982 | 4 | 0.51304
79429 | 9.9 | 0.8 | 365 | 9.0169 | 0.1496 | 9 | 0.16647
79635 | 12.54 | 0.8 | 365 | 11.4214 | 0.98949 | 12 | 0.41086
79659 | 24.94 | 0.8 | 365 | 22.7152 | 0.72232 | 23 | 0.43755
79654 | 9.28 | 0.8 | 365 | 8.4522 | 0.012957 | 8 | 0.46513
79662 | 20.88 | 0.8 | 365 | 19.0174 | 0.27915 | 19 | 0.29655
79663 | 14.49 | 0.8 | 365 | 13.1974 | 0.56441 | 13 | 0.76183
79586 | 2.925 | 0.8 | 365 | 2.6641 | 0.36238 | 3 | 0.026456
79677 | 8.99 | 0.8 | 365 | 8.188 | 0.4813 | 8 | 0.66935
79679 | 8.58 | 0.8 | 365 | 7.8146 | 0.72965 | 8 | 0.54427
79680 | 3.48 | 0.8 | 365 | 3.1696 | 0.37986 | 3 | 0.54943
79682 | 10.15 | 0.8 | 365 | 9.2446 | 0.60792 | 9 | 0.85249
79684 | 8.12 | 0.8 | 365 | 7.3957 | 0.88634 | 8 | 0.28199
79687 | 4.64 | 0.8 | 365 | 4.2261 | 0.50648 | 4 | 0.73257
79647 | 6.09 | 0.8 | 365 | 5.5467 | 0.16475 | 5 | 0.71149
79665 | 3.705 | 0.8 | 365 | 3.3745 | 0.79235 | 4 | 0.16684
79674 | 7.41 | 0.8 | 365 | 6.749 | 0.5847 | 7 | 0.33369
79678 | 4.76 | 0.8 | 365 | 4.3354 | 0.72647 | 5 | 0.061857
79672 | 5.28 | 0.8 | 365 | 4.809 | 0.67979 | 5 | 0.48878
79675 | 11.115 | 0.8 | 365 | 10.1235 | 0.37705 | 10 | 0.50053
79697 | 6.09 | 0.8 | 365 | 5.5467 | 0.16475 | 5 | 0.71149
79698 | 8.55 | 0.8 | 365 | 7.7873 | 0.67465 | 8 | 0.46195
79699 | 3.92 | 0.8 | 365 | 3.5703 | 0.18651 | 3 | 0.75682
79700 | 7.92 | 0.8 | 365 | 7.2135 | 0.51968 | 7 | 0.73317
79701 | 10.85 | 0.8 | 365 | 9.8821 | 0.89123 | 10 | 0.77335
79702 | 9.52 | 0.8 | 365 | 8.6708 | 0.45295 | 9 | 0.12371
79703 | 6.6 | 0.8 | 365 | 6.0112 | 0.099732 | 6 | 0.11098
79704 | 13.44 | 0.8 | 365 | 12.2411 | 0.63946 | 12 | 0.88054
79705 | 5.865 | 1 | 365 | 6.6773 | 0.44033 | 7 | 0.11759
79707 | 10.075 | 0.8 | 365 | 9.1763 | 0.47042 | 9 | 0.64668
79712 | 7.155 | 0.8 | 365 | 6.5167 | 0.11721 | 6 | 0.63395
79650 | 533.65 | 0.6 | 365 | 364.5343 | 0.75253 | 365 | 0.28679
65427 | 299.98 | 0.7 | 365 | 239.0677 | 0.20728 | 239 | 0.27499
79378 | 3.42 | 0.8 | 365 | 3.1149 | 0.26986 | 3 | 0.38478
79710 | 11.7 | 0.8 | 365 | 10.6563 | 0.44953 | 11 | 0.10583
79713 | 5.9 | 0.8 | 365 | 5.3737 | 0.81643 | 6 | 0.19012
79714 | 11.21 | 0.8 | 365 | 10.21 | 0.55121 | 10 | 0.76122
79715 | 7.26 | 0.8 | 365 | 6.6124 | 0.30971 | 6 | 0.92208
79716 | 6.6 | 0.8 | 365 | 6.0112 | 0.099732 | 6 | 0.11098
79717 | 3.84 | 0.8 | 365 | 3.4975 | 0.039844 | 3 | 0.5373
79720 | 7.08 | 0.8 | 365 | 6.4484 | 0.97971 | 7 | 0.42814
79718 | 7.8 | 0.8 | 365 | 7.1042 | 0.29968 | 7 | 0.40388
79269 | 9.8 | 0.8 | 365 | 8.9258 | 0.96627 | 9 | 0.89206
79724 | 12 | 0.8 | 365 | 10.9295 | 0.99951 | 11 | 0.92905
79725 | 8.4 | 0.8 | 365 | 7.6507 | 0.39966 | 8 | 0.050337
79723 | 24 | 0.8 | 365 | 21.8591 | 0.99903 | 22 | 0.8581
79729 | 9.92 | 0.8 | 365 | 9.0351 | 0.18626 | 9 | 0.22135
79607 | 11.025 | 0.8 | 365 | 10.0415 | 0.21205 | 10 | 0.25357
79741 | 8.96 | 0.8 | 365 | 8.1607 | 0.4263 | 8 | 0.58703
79610 | 11.115 | 0.8 | 365 | 10.1235 | 0.37705 | 10 | 0.50053
79743 | 4.32 | 0.8 | 365 | 3.9346 | 0.91982 | 4 | 0.85446
79744 | 6 | 0.8 | 365 | 5.4648 | 0.99976 | 6 | 0.46453
78202 | 278.72 | 0.6 | 365 | 190.3926 | 0.23153 | 190 | 0.62409
79188 | 31.2 | 0.6 | 365 | 21.3126 | 0.89905 | 22 | 0.21165
79602 | 9.94 | 0.8 | 365 | 9.0533 | 0.22293 | 9 | 0.27623
79751 | 7.04 | 0.8 | 365 | 6.412 | 0.90638 | 7 | 0.31838
79752 | 11.55 | 0.8 | 365 | 10.5197 | 0.17453 | 10 | 0.69421
79753 | 6.325 | 0.8 | 365 | 5.7608 | 0.59558 | 6 | 0.35635
79755 | 4.72 | 0.8 | 365 | 4.299 | 0.65314 | 4 | 0.95209
79746 | 5.04 | 0.8 | 365 | 4.5904 | 0.2398 | 4 | 0.8302
79756 | 5.775 | 0.8 | 365 | 5.2598 | 0.58727 | 5 | 0.84711
79757 | 3.6 | 0.8 | 365 | 3.2789 | 0.59985 | 3 | 0.87872
79758 | 11.31 | 0.8 | 365 | 10.3011 | 0.73454 | 11 | 0.035632
79759 | 10.05 | 0.8 | 365 | 9.1535 | 0.42459 | 9 | 0.57808
79760 | 12.095 | 0.8 | 365 | 11.0161 | 0.17368 | 11 | 0.18974
79761 | 5.7 | 0.8 | 365 | 5.1915 | 0.44977 | 5 | 0.6413
79054 | 9.6 | 0.8 | 365 | 8.7436 | 0.59961 | 9 | 0.34324
79626 | 14.19 | 0.8 | 365 | 12.9242 | 0.014425 | 12 | 0.9386
79765 | 6.4 | 0.8 | 365 | 5.8291 | 0.73307 | 6 | 0.56216
79766 | 7.75 | 0.8 | 365 | 7.0587 | 0.20802 | 7 | 0.26668
79767 | 5.8 | 0.8 | 365 | 5.2826 | 0.6331 | 5 | 0.91571
79768 | 5.22 | 0.8 | 365 | 4.7543 | 0.56979 | 5 | 0.32414
79769 | 5.85 | 0.8 | 365 | 5.3282 | 0.72476 | 6 | 0.052913
79770 | 5.415 | 0.8 | 365 | 4.932 | 0.92728 | 5 | 0.85923
79772 | 3.48 | 0.8 | 365 | 3.1696 | 0.37986 | 3 | 0.54943
79262 | 15.12 | 0.8 | 365 | 13.7712 | 0.71939 | 14 | 0.49061
79774 | 7.54 | 0.8 | 365 | 6.8674 | 0.82303 | 7 | 0.69042
79775 | 7.3 | 0.8 | 365 | 6.6488 | 0.38304 | 7 | 0.03184
79509 | 17.16 | 0.8 | 365 | 15.6292 | 0.4593 | 16 | 0.088545
79776 | 7.41 | 0.8 | 365 | 6.749 | 0.5847 | 7 | 0.33369
79778 | 11.05 | 0.8 | 365 | 10.0643 | 0.25789 | 10 | 0.32217
79780 | 7.28 | 0.8 | 365 | 6.6306 | 0.34637 | 6 | 0.97696
79781 | 7.125 | 0.8 | 365 | 6.4894 | 0.062211 | 6 | 0.55162
79149 | 9.1 | 0.8 | 365 | 8.2882 | 0.68296 | 8 | 0.9712
79782 | 3.99 | 0.8 | 365 | 3.6341 | 0.31484 | 3 | 0.94891
79783 | 10.56 | 0.8 | 365 | 9.618 | 0.35957 | 9 | 0.97757
79627 | 6.3 | 0.8 | 365 | 5.738 | 0.54974 | 6 | 0.28775
79784 | 7.2 | 0.8 | 365 | 6.5577 | 0.19971 | 6 | 0.75743
79786 | 5.04 | 0.8 | 365 | 4.5904 | 0.2398 | 4 | 0.8302
79413 | 6.365 | 0.8 | 365 | 5.7972 | 0.66891 | 6 | 0.46612
79454 | 7 | 0.8 | 365 | 6.3756 | 0.83305 | 7 | 0.20861
78798 | 6.96 | 0.8 | 365 | 6.3391 | 0.75972 | 7 | 0.09885
79538 | 5.8 | 0.8 | 365 | 5.2826 | 0.6331 | 5 | 0.91571
79571 | 9.715 | 0.8 | 365 | 8.8484 | 0.81044 | 9 | 0.65881
79574 | 23.76 | 0.8 | 365 | 21.6405 | 0.55904 | 22 | 0.19952
79358 | 8.12 | 0.8 | 365 | 7.3957 | 0.88634 | 8 | 0.28199
79581 | 4.32 | 0.8 | 365 | 3.9346 | 0.91982 | 4 | 0.85446
79320 | 14.31 | 0.8 | 365 | 13.0335 | 0.23442 | 13 | 0.26789
79636 | 19.44 | 0.8 | 365 | 17.7059 | 0.63921 | 18 | 0.34506
79686 | 6.96 | 0.8 | 365 | 6.3391 | 0.75972 | 7 | 0.09885
79709 | 2.95 | 0.8 | 365 | 2.6868 | 0.40821 | 3 | 0.095059
79728 | 8.4 | 0.8 | 365 | 7.6507 | 0.39966 | 8 | 0.050337
79749 | 6.3 | 0.8 | 365 | 5.738 | 0.54974 | 6 | 0.28775
79762 | 9.8 | 0.8 | 365 | 8.9258 | 0.96627 | 9 | 0.89206
79764 | 4.06 | 0.8 | 365 | 3.6978 | 0.44317 | 4 | 0.141
32447 | 2114.82 | 1 | 365 | 2407.709 | 0.35535 | 2408 | 0.064384
33593 | 5990.4 | 0.8 | 365 | 5456.0256 | 0.15719 | 5456 | 0.18284
64472 | 74.82 | 0.9 | 365 | 76.6639 | 0.31284 | 76 | 0.97672
75368 | 5.565 | 0.8 | 365 | 5.0686 | 0.20227 | 5 | 0.27085
75487 | 212.8 | 0.6 | 365 | 145.3629 | 0.59353 | 145 | 0.95639
77514 | 4.875 | 0.8 | 365 | 4.4401 | 0.9373 | 5 | 0.37743
77668 | 6.9 | 0.8 | 365 | 6.2845 | 0.64972 | 6 | 0.9342
78068 | 7.95 | 0.8 | 365 | 7.2408 | 0.57468 | 7 | 0.8155
78377 | 8.775 | 0.8 | 365 | 7.9922 | 0.087144 | 8 | 0.079369
79280 | 6.3 | 0.8 | 365 | 5.738 | 0.54974 | 6 | 0.28775
79286 | 6 | 0.8 | 365 | 5.4648 | 0.99976 | 6 | 0.46453
79676 | 6.67 | 0.8 | 365 | 6.075 | 0.22806 | 6 | 0.30306
79685 | 6.09 | 0.8 | 365 | 5.5467 | 0.16475 | 5 | 0.71149
79694 | 8.12 | 0.8 | 365 | 7.3957 | 0.88634 | 8 | 0.28199
79695 | 17.385 | 0.8 | 365 | 15.8342 | 0.8718 | 16 | 0.70596
79708 | 5.58 | 0.8 | 365 | 5.0822 | 0.22977 | 5 | 0.31201
79711 | 10.395 | 0.8 | 365 | 9.4677 | 0.057079 | 9 | 0.52479
79739 | 2.9 | 0.8 | 365 | 2.6413 | 0.31655 | 2 | 0.95785
79740 | 7.28 | 0.8 | 365 | 6.6306 | 0.34637 | 6 | 0.97696
79742 | 5.22 | 0.8 | 365 | 4.7543 | 0.56979 | 5 | 0.32414
79745 | 9.57 | 0.8 | 365 | 8.7163 | 0.54461 | 9 | 0.26092
79747 | 7.98 | 0.8 | 365 | 7.2681 | 0.62968 | 7 | 0.89782
79763 | 9.28 | 0.8 | 365 | 8.4522 | 0.012957 | 8 | 0.46513
79771 | 8.1 | 0.8 | 365 | 7.3774 | 0.84967 | 8 | 0.22711
79789 | 5.95 | 0.8 | 365 | 5.4192 | 0.90809 | 6 | 0.32732
79790 | 4.65 | 0.8 | 365 | 4.2352 | 0.52481 | 4 | 0.76001
79791 | 4.64 | 0.8 | 365 | 4.2261 | 0.50648 | 4 | 0.73257
79793 | 6.38 | 0.8 | 365 | 5.8109 | 0.69641 | 6 | 0.50728
79794 | 7.41 | 0.8 | 365 | 6.749 | 0.5847 | 7 | 0.33369
79795 | 10.73 | 0.8 | 365 | 9.7728 | 0.67123 | 10 | 0.44406
79796 | 5.9 | 0.8 | 365 | 5.3737 | 0.81643 | 6 | 0.19012
79797 | 6.67 | 0.8 | 365 | 6.075 | 0.22806 | 6 | 0.30306
79798 | 6.9 | 0.8 | 365 | 6.2845 | 0.64972 | 6 | 0.9342
79799 | 4.64 | 0.8 | 365 | 4.2261 | 0.50648 | 4 | 0.73257
79801 | 9.9 | 0.8 | 365 | 9.0169 | 0.1496 | 9 | 0.16647
79802 | 8.41 | 0.8 | 365 | 7.6598 | 0.41799 | 8 | 0.077777
79803 | 6.38 | 0.8 | 365 | 5.8109 | 0.69641 | 6 | 0.50728
79805 | 10.15 | 0.8 | 365 | 9.2446 | 0.60792 | 9 | 0.85249
79806 | 12.18 | 0.8 | 365 | 11.0935 | 0.32951 | 11 | 0.42299
79807 | 6.38 | 0.8 | 365 | 5.8109 | 0.69641 | 6 | 0.50728
79808 | 7.25 | 0.8 | 365 | 6.6033 | 0.29137 | 6 | 0.89464
79809 | 6.38 | 0.8 | 365 | 5.8109 | 0.69641 | 6 | 0.50728
79810 | 3.48 | 0.8 | 365 | 3.1696 | 0.37986 | 3 | 0.54943
79811 | 5.985 | 0.8 | 365 | 5.4511 | 0.97226 | 6 | 0.42336
79815 | 4.8 | 0.8 | 365 | 4.3718 | 0.79981 | 5 | 0.17162
79816 | 9 | 0.8 | 365 | 8.1972 | 0.49964 | 8 | 0.69679
79817 | 4.5 | 0.8 | 365 | 4.0986 | 0.24982 | 4 | 0.34839
79819 | 6.16 | 0.8 | 365 | 5.6105 | 0.29308 | 5 | 0.90358
79820 | 6.867 | 0.8 | 365 | 6.2544 | 0.58922 | 6 | 0.84365
79822 | 3.08 | 0.8 | 365 | 2.8052 | 0.64654 | 3 | 0.45179
79823 | 9.9 | 0.8 | 365 | 9.0169 | 0.1496 | 9 | 0.16647
79824 | 11.44 | 0.8 | 365 | 10.4195 | 0.97287 | 11 | 0.39236
79825 | 8.395 | 0.8 | 365 | 7.6461 | 0.39049 | 8 | 0.036616
79828 | 5.94 | 0.8 | 365 | 5.4101 | 0.88976 | 6 | 0.29988
79829 | 5.76 | 0.8 | 365 | 5.2462 | 0.55977 | 5 | 0.80595
79830 | 4.95 | 0.8 | 365 | 4.5084 | 0.074799 | 4 | 0.58323
79832 | 12.39 | 0.8 | 365 | 11.2847 | 0.7145 | 11 | 0.99925
79837 | 7.98 | 0.8 | 365 | 7.2681 | 0.62968 | 7 | 0.89782
79838 | 9.12 | 0.8 | 365 | 8.3064 | 0.71963 | 9 | 0.02608
79844 | 6.5 | 0.8 | 365 | 5.9202 | 0.9164 | 6 | 0.83657
79845 | 6.6 | 0.8 | 365 | 6.0112 | 0.099732 | 6 | 0.11098
79846 | 5.9 | 0.8 | 365 | 5.3737 | 0.81643 | 6 | 0.19012
79848 | 5.85 | 0.8 | 365 | 5.3282 | 0.72476 | 6 | 0.052913
79855 | 6.72 | 0.8 | 365 | 6.1205 | 0.31973 | 6 | 0.44027
79856 | 3.9 | 0.8 | 365 | 3.5521 | 0.14984 | 3 | 0.70194
79858 | 11.505 | 0.8 | 365 | 10.4787 | 0.092034 | 10 | 0.57073
79861 | 7.2 | 0.8 | 365 | 6.5577 | 0.19971 | 6 | 0.75743
79862 | 4.68 | 0.8 | 365 | 4.2625 | 0.57981 | 4 | 0.84233
79864 | 6.12 | 0.8 | 365 | 5.5741 | 0.21975 | 5 | 0.79382
79866 | 9.72 | 0.8 | 365 | 8.8529 | 0.81961 | 9 | 0.67253
79868 | 10.44 | 0.8 | 365 | 9.5087 | 0.13958 | 9 | 0.64828
79869 | 7.56 | 0.8 | 365 | 6.8856 | 0.85969 | 7 | 0.7453
79870 | 5.1 | 0.8 | 365 | 4.6451 | 0.34979 | 4 | 0.99485
79871 | 5.25 | 0.8 | 365 | 4.7817 | 0.62479 | 5 | 0.40646
79872 | 11.31 | 0.8 | 365 | 10.3011 | 0.73454 | 11 | 0.035632
79873 | 7.705 | 0.8 | 365 | 7.0177 | 0.12552 | 7 | 0.1432
79874 | 3.6 | 0.8 | 365 | 3.2789 | 0.59985 | 3 | 0.87872
79875 | 11.505 | 0.8 | 365 | 10.4787 | 0.092034 | 10 | 0.57073
79876 | 9.715 | 0.8 | 365 | 8.8484 | 0.81044 | 9 | 0.65881
79878 | 7.2 | 0.8 | 365 | 6.5577 | 0.19971 | 6 | 0.75743
79879 | 8.25 | 0.8 | 365 | 7.5141 | 0.12467 | 7 | 0.63872
79881 | 10.8 | 0.8 | 365 | 9.8366 | 0.79956 | 10 | 0.63615
79882 | 6.89 | 1 | 365 | 7.8442 | 0.78923 | 8 | 0.63346
79883 | 9.28 | 0.8 | 365 | 8.4522 | 0.012957 | 8 | 0.46513
79888 | 9.81 | 0.8 | 365 | 8.9349 | 0.9846 | 9 | 0.9195
79889 | 11.4 | 0.8 | 365 | 10.3831 | 0.89954 | 11 | 0.2826
79890 | 5.7 | 0.8 | 365 | 5.1915 | 0.44977 | 5 | 0.6413
79891 | 7.194 | 0.8 | 365 | 6.5523 | 0.18871 | 6 | 0.74097
79893 | 7.2 | 0.8 | 365 | 6.5577 | 0.19971 | 6 | 0.75743
79894 | 12.06 | 0.8 | 365 | 10.9842 | 0.10951 | 11 | 0.093697
79896 | 6.7 | 0.8 | 365 | 6.1023 | 0.28306 | 6 | 0.38539
79897 | 9.425 | 0.8 | 365 | 8.5842 | 0.27878 | 8 | 0.86303
79898 | 7.68 | 0.8 | 365 | 6.9949 | 0.079689 | 7 | 0.074593
79899 | 5.2 | 0.8 | 365 | 4.7361 | 0.53312 | 5 | 0.26926
79900 | 10.18 | 0.8 | 365 | 9.2719 | 0.66292 | 9 | 0.93481
79902 | 11.88 | 0.8 | 365 | 10.8202 | 0.77952 | 11 | 0.59976
79903 | 9 | 0.8 | 365 | 8.1972 | 0.49964 | 8 | 0.69679
79904 | 10.5 | 0.8 | 365 | 9.5633 | 0.24957 | 9 | 0.81292
79905 | 8.7 | 0.8 | 365 | 7.9239 | 0.94965 | 8 | 0.87356
79906 | 14.52 | 0.8 | 365 | 13.2247 | 0.61941 | 13 | 0.84415
79909 | 4.06 | 0.8 | 365 | 3.6978 | 0.44317 | 4 | 0.141
79910 | 10.24 | 0.8 | 365 | 9.3265 | 0.77292 | 10 | 0.099458
79631 | 6 | 1 | 365 | 6.831 | 0.7497 | 7 | 0.58066
79915 | 9 | 0.8 | 365 | 8.1972 | 0.49964 | 8 | 0.69679
79912 | 5.985 | 0.8 | 365 | 5.4511 | 0.97226 | 6 | 0.42336
79917 | 5.76 | 0.8 | 365 | 5.2462 | 0.55977 | 5 | 0.80595
79921 | 8.55 | 0.8 | 365 | 7.7873 | 0.67465 | 8 | 0.46195
79925 | 3.42 | 0.8 | 365 | 3.1149 | 0.26986 | 3 | 0.38478
79923 | 9.9 | 0.8 | 365 | 9.0169 | 0.1496 | 9 | 0.16647
79926 | 8.375 | 0.8 | 365 | 7.6279 | 0.35383 | 7 | 0.98173
79924 | 8.58 | 0.8 | 365 | 7.8146 | 0.72965 | 8 | 0.54427
79927 | 5.04 | 0.8 | 365 | 4.5904 | 0.2398 | 4 | 0.8302
79929 | 2.28 | 0.8 | 365 | 2.0766 | 0.17991 | 2 | 0.25652
79928 | 9.92 | 0.8 | 365 | 9.0351 | 0.18626 | 9 | 0.22135
79930 | 7.98 | 0.8 | 365 | 7.2681 | 0.62968 | 7 | 0.89782
79933 | 7.59 | 0.8 | 365 | 6.9129 | 0.91469 | 7 | 0.82763
79934 | 11.16 | 0.8 | 365 | 10.1645 | 0.45955 | 10 | 0.62402
79935 | 9.57 | 0.8 | 365 | 8.7163 | 0.54461 | 9 | 0.26092
79937 | 5.13 | 0.8 | 365 | 4.6724 | 0.40479 | 5 | 0.07717
79938 | 5.985 | 0.8 | 365 | 5.4511 | 0.97226 | 6 | 0.42336
79939 | 8.04 | 0.8 | 365 | 7.3228 | 0.73967 | 8 | 0.062465
79941 | 4.05 | 0.8 | 365 | 3.6887 | 0.42484 | 4 | 0.11356
79940 | 10.44 | 0.8 | 365 | 9.5087 | 0.13958 | 9 | 0.64828
79166 | 7.98 | 0.8 | 365 | 7.2681 | 0.62968 | 7 | 0.89782
79172 | 6.84 | 0.8 | 365 | 6.2298 | 0.53972 | 6 | 0.76956
79179 | 3.42 | 0.8 | 365 | 3.1149 | 0.26986 | 3 | 0.38478
79183 | 10.92 | 0.8 | 365 | 9.9459 | 0.019557 | 9 | 0.96544
49631 | 3.18 | 0.8 | 365 | 2.8963 | 0.82987 | 3 | 0.7262
79185 | 8.55 | 0.8 | 365 | 7.7873 | 0.67465 | 8 | 0.46195
79186 | 2.32 | 0.8 | 365 | 2.113 | 0.25324 | 2 | 0.36628
49635 | 5.83 | 0.8 | 365 | 5.3099 | 0.6881 | 5 | 0.99803
79942 | 14.52 | 0.8 | 365 | 13.2247 | 0.61941 | 13 | 0.84415
79945 | 10.26 | 0.8 | 365 | 9.3448 | 0.80958 | 10 | 0.15434
79946 | 7.04 | 0.8 | 365 | 6.412 | 0.90638 | 7 | 0.31838
79948 | 14.08 | 0.8 | 365 | 12.824 | 0.81276 | 13 | 0.63675
79949 | 11.02 | 0.8 | 365 | 10.037 | 0.20289 | 10 | 0.23985
79950 | 9.975 | 0.8 | 365 | 9.0852 | 0.2871 | 9 | 0.37227
79953 | 6.6 | 0.8 | 365 | 6.0112 | 0.099732 | 6 | 0.11098
79792 | 8.555 | 0.8 | 365 | 7.7919 | 0.68382 | 8 | 0.47567
79955 | 3.19 | 0.8 | 365 | 2.9054 | 0.8482 | 3 | 0.75364
79956 | 8.7 | 0.8 | 365 | 7.9239 | 0.94965 | 8 | 0.87356
79958 | 5.22 | 0.8 | 365 | 4.7543 | 0.56979 | 5 | 0.32414
79959 | 10.73 | 0.8 | 365 | 9.7728 | 0.67123 | 10 | 0.44406
79960 | 4.03 | 0.8 | 365 | 3.6705 | 0.38817 | 4 | 0.058673
79962 | 4.56 | 0.8 | 365 | 4.1532 | 0.35982 | 4 | 0.51304
79963 | 3.77 | 0.8 | 365 | 3.4337 | 0.91151 | 4 | 0.34521
79965 | 7.25 | 0.8 | 365 | 6.6033 | 0.29137 | 6 | 0.89464
79964 | 3.9 | 0.8 | 365 | 3.5521 | 0.14984 | 3 | 0.70194
79966 | 7.245 | 0.8 | 365 | 6.5987 | 0.28221 | 6 | 0.88092
79892 | 4.06 | 0.8 | 365 | 3.6978 | 0.44317 | 4 | 0.141
79974 | 11.685 | 0.8 | 365 | 10.6426 | 0.42203 | 11 | 0.064665
79977 | 6.09 | 0.8 | 365 | 5.5467 | 0.16475 | 5 | 0.71149
79979 | 5.8 | 0.8 | 365 | 5.2826 | 0.6331 | 5 | 0.91571
79978 | 3.9 | 0.8 | 365 | 3.5521 | 0.14984 | 3 | 0.70194
79982 | 9.69 | 0.8 | 365 | 8.8256 | 0.76461 | 9 | 0.59021
79985 | 6.4 | 0.8 | 365 | 5.8291 | 0.73307 | 6 | 0.56216
79986 | 5.7 | 0.8 | 365 | 5.1915 | 0.44977 | 5 | 0.6413
79987 | 4.48 | 0.8 | 365 | 4.0804 | 0.21315 | 4 | 0.29351
80004 | 13.2 | 0.8 | 365 | 12.0225 | 0.19946 | 12 | 0.22196
79693 | 11.895 | 0.8 | 365 | 10.8339 | 0.80702 | 11 | 0.64092
65256 | 68 | 0.9 | 365 | 69.6758 | 0.2469 | 69 | 0.92271
79988 | 5.44 | 0.8 | 365 | 4.9547 | 0.97311 | 5 | 0.92784
79989 | 7.37 | 0.8 | 365 | 6.7126 | 0.51137 | 7 | 0.22393
79991 | 7.695 | 0.8 | 365 | 7.0086 | 0.10719 | 7 | 0.11575
79992 | 5.985 | 0.8 | 365 | 5.4511 | 0.97226 | 6 | 0.42336
79993 | 6.44 | 0.8 | 365 | 5.8655 | 0.80641 | 6 | 0.67192
79773 | 6.21 | 0.8 | 365 | 5.656 | 0.38475 | 6 | 0.040784
79994 | 6.4 | 0.8 | 365 | 5.8291 | 0.73307 | 6 | 0.56216
79995 | 7 | 0.8 | 365 | 6.3756 | 0.83305 | 7 | 0.20861
79996 | 10.73 | 0.8 | 365 | 9.7728 | 0.67123 | 10 | 0.44406
79843 | 6.9 | 0.8 | 365 | 6.2845 | 0.64972 | 6 | 0.9342
79997 | 5.32 | 0.8 | 365 | 4.8454 | 0.75312 | 5 | 0.59855
79999 | 10.44 | 0.8 | 365 | 9.5087 | 0.13958 | 9 | 0.64828
80000 | 7.665 | 0.8 | 365 | 6.9812 | 0.052189 | 7 | 0.033432
79162 | 6.84 | 0.8 | 365 | 6.2298 | 0.53972 | 6 | 0.76956
80005 | 7.92 | 0.8 | 365 | 7.2135 | 0.51968 | 7 | 0.73317
80006 | 3.24 | 0.8 | 365 | 2.951 | 0.93987 | 3 | 0.89084
80008 | 6.5 | 0.8 | 365 | 5.9202 | 0.9164 | 6 | 0.83657
80010 | 6.03 | 0.8 | 365 | 5.4921 | 0.054756 | 5 | 0.54685
80011 | 8.96 | 0.8 | 365 | 8.1607 | 0.4263 | 8 | 0.58703
80012 | 9.45 | 0.8 | 365 | 8.607 | 0.32462 | 8 | 0.93163
80013 | 9.684 | 0.8 | 365 | 8.8201 | 0.75361 | 9 | 0.57375
80014 | 10.15 | 0.8 | 365 | 9.2446 | 0.60792 | 9 | 0.85249
80015 | 6.3 | 0.8 | 365 | 5.738 | 0.54974 | 6 | 0.28775
80018 | 4.64 | 0.8 | 365 | 4.2261 | 0.50648 | 4 | 0.73257
80019 | 2.32 | 0.8 | 365 | 2.113 | 0.25324 | 2 | 0.36628
80020 | 11.4 | 0.8 | 365 | 10.3831 | 0.89954 | 11 | 0.2826
80021 | 9.57 | 0.8 | 365 | 8.7163 | 0.54461 | 9 | 0.26092
56093 | 2673 | 1 | 365 | 3043.1934 | 0.48957 | 3043 | 0.68296
35331 | 1391.94 | 1 | 365 | 1584.7148 | 0.79198 | 1585 | 0.50676
79984 | 3.924 | 0.8 | 365 | 3.574 | 0.19384 | 3 | 0.7678
80003 | 7.2 | 1 | 365 | 8.1972 | 0.49964 | 8 | 0.69679
80028 | 6.75 | 0.8 | 365 | 6.1479 | 0.37473 | 6 | 0.52259
80031 | 6.6 | 0.8 | 365 | 6.0112 | 0.099732 | 6 | 0.11098
80033 | 9.24 | 0.8 | 365 | 8.4157 | 0.93963 | 9 | 0.35537
80034 | 5.7 | 0.8 | 365 | 5.1915 | 0.44977 | 5 | 0.6413
80035 | 8.91 | 0.8 | 365 | 8.1152 | 0.33464 | 8 | 0.44982
80036 | 3.835 | 0.8 | 365 | 3.4929 | 0.030678 | 3 | 0.52358
80037 | 12.9 | 0.8 | 365 | 11.7493 | 0.64948 | 12 | 0.39873
80038 | 4.5 | 0.8 | 365 | 4.0986 | 0.24982 | 4 | 0.34839
80039 | 5.232 | 0.8 | 365 | 4.7653 | 0.59179 | 5 | 0.35707
80040 | 11.16 | 0.8 | 365 | 10.1645 | 0.45955 | 10 | 0.62402
80043 | 7.2 | 0.8 | 365 | 6.5577 | 0.19971 | 6 | 0.75743
80045 | 12.825 | 0.8 | 365 | 11.6809 | 0.51198 | 12 | 0.19292
80046 | 11.6 | 0.8 | 365 | 10.5652 | 0.2662 | 10 | 0.83142
80047 | 11.55 | 0.8 | 365 | 10.5197 | 0.17453 | 10 | 0.69421
80048 | 13.3 | 0.8 | 365 | 12.1136 | 0.38279 | 12 | 0.49637
80049 | 8.96 | 0.8 | 365 | 8.1607 | 0.4263 | 8 | 0.58703
80053 | 9.9 | 0.8 | 365 | 9.0169 | 0.1496 | 9 | 0.16647
78058 | 9.92 | 0.8 | 365 | 9.0351 | 0.18626 | 9 | 0.22135
80086 | 10.73 | 0.8 | 365 | 9.7728 | 0.67123 | 10 | 0.44406
80088 | 14.85 | 0.8 | 365 | 13.5253 | 0.2244 | 13 | 0.7497
80090 | 9.28 | 0.8 | 365 | 8.4522 | 0.012957 | 8 | 0.46513
80089 | 5.985 | 0.8 | 365 | 5.4511 | 0.97226 | 6 | 0.42336
80091 | 19.43 | 0.8 | 365 | 17.6967 | 0.62088 | 18 | 0.31762
80093 | 10.385 | 0.8 | 365 | 9.4586 | 0.038746 | 9 | 0.49735
80094 | 8.375 | 0.8 | 365 | 7.6279 | 0.35383 | 7 | 0.98173
80095 | 4.56 | 0.8 | 365 | 4.1532 | 0.35982 | 4 | 0.51304
80096 | 14.85 | 0.8 | 365 | 13.5253 | 0.2244 | 13 | 0.7497
80097 | 9.24 | 0.8 | 365 | 8.4157 | 0.93963 | 9 | 0.35537
80098 | 8.96 | 0.8 | 365 | 8.1607 | 0.4263 | 8 | 0.58703
80099 | 3.77 | 0.8 | 365 | 3.4337 | 0.91151 | 4 | 0.34521
80100 | 12.8 | 0.8 | 365 | 11.6582 | 0.46615 | 12 | 0.12432
80101 | 5.4 | 0.8 | 365 | 4.9183 | 0.89978 | 5 | 0.81807
80102 | 5.7 | 0.8 | 365 | 5.1915 | 0.44977 | 5 | 0.6413
80103 | 4.2 | 0.8 | 365 | 3.8253 | 0.69983 | 4 | 0.52517
80104 | 6.84 | 0.8 | 365 | 6.2298 | 0.53972 | 6 | 0.76956
80105 | 5.94 | 0.8 | 365 | 5.4101 | 0.88976 | 6 | 0.29988
80107 | 7.695 | 0.8 | 365 | 7.0086 | 0.10719 | 7 | 0.11575
80114 | 4.32 | 0.8 | 365 | 3.9346 | 0.91982 | 4 | 0.85446
80113 | 15.41 | 0.8 | 365 | 14.0353 | 0.25104 | 14 | 0.28639
80115 | 6.555 | 0.8 | 365 | 5.9703 | 0.017234 | 5 | 0.98749
80117 | 12.25 | 0.8 | 365 | 11.1572 | 0.45784 | 11 | 0.61507
80119 | 10.385 | 0.8 | 365 | 9.4586 | 0.038746 | 9 | 0.49735
76768 | 7.848 | 0.8 | 365 | 7.1479 | 0.38768 | 7 | 0.5356
76771 | 9.715 | 0.8 | 365 | 8.8484 | 0.81044 | 9 | 0.65881
80056 | 7.521 | 0.8 | 365 | 6.8501 | 0.7882 | 7 | 0.63828
80058 | 13.08 | 0.8 | 365 | 11.9132 | 0.97947 | 12 | 0.89267
80060 | 10.464 | 0.8 | 365 | 9.5306 | 0.18358 | 9 | 0.71413
80061 | 7.194 | 0.8 | 365 | 6.5523 | 0.18871 | 6 | 0.74097
80065 | 5.76 | 0.8 | 365 | 5.2462 | 0.55977 | 5 | 0.80595
80066 | 5.232 | 0.8 | 365 | 4.7653 | 0.59179 | 5 | 0.35707
80124 | 7.8 | 0.8 | 365 | 7.1042 | 0.29968 | 7 | 0.40388
80126 | 9.38 | 0.8 | 365 | 8.5433 | 0.19629 | 8 | 0.73954
80129 | 2 | 0.8 | 365 | 1.8216 | 0.66659 | 2 | 0.48818
80130 | 9.25 | 0.8 | 365 | 8.4249 | 0.95796 | 9 | 0.38281
80131 | 13.12 | 0.8 | 365 | 11.9496 | 0.052802 | 12 | 0.0024304
80132 | 12.32 | 0.8 | 365 | 11.221 | 0.58617 | 11 | 0.80716
80135 | 6.3 | 0.8 | 365 | 5.738 | 0.54974 | 6 | 0.28775
80134 | 9.57 | 0.8 | 365 | 8.7163 | 0.54461 | 9 | 0.26092
80139 | 7.54 | 0.8 | 365 | 6.8674 | 0.82303 | 7 | 0.69042
80080 | 9.69 | 0.8 | 365 | 8.8256 | 0.76461 | 9 | 0.59021
80140 | 8.12 | 0.8 | 365 | 7.3957 | 0.88634 | 8 | 0.28199
80141 | 12.48 | 0.8 | 365 | 11.3667 | 0.87949 | 12 | 0.24621
80138 | 5.985 | 0.8 | 365 | 5.4511 | 0.97226 | 6 | 0.42336
80144 | 3.99 | 0.8 | 365 | 3.6341 | 0.31484 | 3 | 0.94891
80145 | 11.6 | 0.8 | 365 | 10.5652 | 0.2662 | 10 | 0.83142
80146 | 6.6 | 0.8 | 365 | 6.0112 | 0.099732 | 6 | 0.11098
80081 | 12.825 | 0.8 | 365 | 11.6809 | 0.51198 | 12 | 0.19292
80148 | 3.99 | 0.8 | 365 | 3.6341 | 0.31484 | 3 | 0.94891
78733 | 3.96 | 0.8 | 365 | 3.6067 | 0.25984 | 3 | 0.86659
79779 | 45.15 | 0.6 | 365 | 30.8418 | 0.079877 | 30 | 0.92167
79787 | 10.92 | 0.8 | 365 | 9.9459 | 0.019557 | 9 | 0.96544
79818 | 11.84 | 0.8 | 365 | 10.7838 | 0.70619 | 11 | 0.49
79831 | 24.9 | 0.8 | 365 | 22.6788 | 0.64899 | 23 | 0.32778
79842 | 6.96 | 0.8 | 365 | 6.3391 | 0.75972 | 7 | 0.09885
79887 | 13 | 0.8 | 365 | 11.8403 | 0.83281 | 12 | 0.67314
79922 | 11.315 | 0.8 | 365 | 10.3056 | 0.74371 | 11 | 0.049352
79957 | 12.18 | 0.8 | 365 | 11.0935 | 0.32951 | 11 | 0.42299
79967 | 22.8 | 0.8 | 365 | 20.7661 | 0.79908 | 21 | 0.5652
78809 | 7.67 | 0.8 | 365 | 6.9858 | 0.061356 | 7 | 0.047153
80083 | 12.18 | 0.8 | 365 | 11.0935 | 0.32951 | 11 | 0.42299
80075 | 4.64 | 0.8 | 365 | 4.2261 | 0.50648 | 4 | 0.73257
80084 | 7.54 | 0.8 | 365 | 6.8674 | 0.82303 | 7 | 0.69042
80062 | 7.194 | 0.8 | 365 | 6.5523 | 0.18871 | 6 | 0.74097
76769 | 10.464 | 0.8 | 365 | 9.5306 | 0.18358 | 9 | 0.71413
76765 | 8.829 | 0.8 | 365 | 8.0414 | 0.18614 | 8 | 0.22755
76766 | 9.156 | 0.8 | 365 | 8.3392 | 0.78563 | 9 | 0.12487
76763 | 7.92 | 0.8 | 365 | 7.2135 | 0.51968 | 7 | 0.73317
73223 | 10.15 | 0.8 | 365 | 9.2446 | 0.60792 | 9 | 0.85249
79683 | 11.4 | 0.8 | 365 | 10.3831 | 0.89954 | 11 | 0.2826
79518 | 13.68 | 0.8 | 365 | 12.4597 | 0.079446 | 12 | 0.53912
79620 | 4.62 | 0.8 | 365 | 4.2079 | 0.46981 | 4 | 0.67769
79167 | 9.18 | 0.8 | 365 | 8.3611 | 0.82963 | 9 | 0.19072
79181 | 4.96 | 0.8 | 365 | 4.5175 | 0.093132 | 4 | 0.61067
77734 | 8.265 | 0.8 | 365 | 7.5277 | 0.15216 | 7 | 0.67988
77809 | 8.265 | 0.8 | 365 | 7.5277 | 0.15216 | 7 | 0.67988
79623 | 10.05 | 0.8 | 365 | 9.1535 | 0.42459 | 9 | 0.57808
79194 | 6.3 | 0.8 | 365 | 5.738 | 0.54974 | 6 | 0.28775
79436 | 6.6 | 0.8 | 365 | 6.0112 | 0.099732 | 6 | 0.11098
79936 | 8.54 | 0.8 | 365 | 7.7782 | 0.65632 | 8 | 0.43451
79972 | 9.45 | 0.8 | 365 | 8.607 | 0.32462 | 8 | 0.93163
78978 | 12.24 | 0.8 | 365 | 11.1481 | 0.4395 | 11 | 0.58763
79416 | 12.71 | 0.8 | 365 | 11.5762 | 0.30115 | 11 | 0.87735
79681 | 9.57 | 0.8 | 365 | 8.7163 | 0.54461 | 9 | 0.26092
80064 | 10.137 | 0.8 | 365 | 9.2327 | 0.58409 | 9 | 0.81682
79485 | 6.09 | 0.8 | 365 | 5.5467 | 0.16475 | 5 | 0.71149
79486 | 2.655 | 0.8 | 365 | 2.4182 | 0.86739 | 3 | 0.28555
79488 | 6.96 | 0.8 | 365 | 6.3391 | 0.75972 | 7 | 0.09885
79919 | 7.32 | 0.8 | 365 | 6.667 | 0.4197 | 7 | 0.086722
79459 | 12.8 | 0.8 | 365 | 11.6582 | 0.46615 | 12 | 0.12432
79914 | 4.48 | 0.8 | 365 | 4.0804 | 0.21315 | 4 | 0.29351
79916 | 6.21 | 0.8 | 365 | 5.656 | 0.38475 | 6 | 0.040784
76541 | 8.125 | 0.8 | 365 | 7.4002 | 0.8955 | 8 | 0.29571
80155 | 2.97 | 0.8 | 365 | 2.7051 | 0.44488 | 3 | 0.14994
80164 | 5.61 | 0.8 | 365 | 5.1096 | 0.28477 | 5 | 0.39433
80152 | 5.8 | 0.8 | 365 | 5.2826 | 0.6331 | 5 | 0.91571
80153 | 7.25 | 0.8 | 365 | 6.6033 | 0.29137 | 6 | 0.89464
80154 | 12.18 | 0.8 | 365 | 11.0935 | 0.32951 | 11 | 0.42299
80157 | 12.18 | 0.8 | 365 | 11.0935 | 0.32951 | 11 | 0.42299
80159 | 8.99 | 0.8 | 365 | 8.188 | 0.4813 | 8 | 0.66935
80160 | 11.4 | 0.8 | 365 | 10.3831 | 0.89954 | 11 | 0.2826
80162 | 11.89 | 0.8 | 365 | 10.8294 | 0.79785 | 11 | 0.6272
80165 | 8.12 | 0.8 | 365 | 7.3957 | 0.88634 | 8 | 0.28199
80166 | 9.975 | 0.8 | 365 | 9.0852 | 0.2871 | 9 | 0.37227
80168 | 2.9 | 0.8 | 365 | 2.6413 | 0.31655 | 2 | 0.95785
80170 | 4.86 | 0.8 | 365 | 4.4265 | 0.9098 | 5 | 0.33627
80172 | 10.26 | 0.8 | 365 | 9.3448 | 0.80958 | 10 | 0.15434
80173 | 9.045 | 0.8 | 365 | 8.2381 | 0.58213 | 8 | 0.82027
80175 | 6.555 | 0.8 | 365 | 5.9703 | 0.017234 | 5 | 0.98749
80177 | 5.985 | 0.8 | 365 | 5.4511 | 0.97226 | 6 | 0.42336
80178 | 11.02 | 0.8 | 365 | 10.037 | 0.20289 | 10 | 0.23985
80169 | 5.7 | 0.8 | 365 | 5.1915 | 0.44977 | 5 | 0.6413
80180 | 7.59 | 0.8 | 365 | 6.9129 | 0.91469 | 7 | 0.82763
80181 | 2.565 | 0.8 | 365 | 2.3362 | 0.7024 | 3 | 0.038585
80182 | 6.555 | 0.8 | 365 | 5.9703 | 0.017234 | 5 | 0.98749
80183 | 5.61 | 0.8 | 365 | 5.1096 | 0.28477 | 5 | 0.39433
80184 | 10.83 | 0.8 | 365 | 9.8639 | 0.85456 | 10 | 0.71847
80161 | 3.19 | 0.8 | 365 | 2.9054 | 0.8482 | 3 | 0.75364
80185 | 11.39 | 0.8 | 365 | 10.374 | 0.8812 | 11 | 0.25516
77710 | 3.48 | 0.8 | 365 | 3.1696 | 0.37986 | 3 | 0.54943
78774 | 4.35 | 0.8 | 365 | 3.962 | 0.97482 | 4 | 0.93678
80163 | 8.7 | 0.8 | 365 | 7.9239 | 0.94965 | 8 | 0.87356
80189 | 9.24 | 0.8 | 365 | 8.4157 | 0.93963 | 9 | 0.35537
80190 | 5.44 | 0.8 | 365 | 4.9547 | 0.97311 | 5 | 0.92784
80072 | 3.99 | 0.8 | 365 | 3.6341 | 0.31484 | 3 | 0.94891
80070 | 6.09 | 0.8 | 365 | 5.5467 | 0.16475 | 5 | 0.71149
80074 | 4.35 | 0.8 | 365 | 3.962 | 0.97482 | 4 | 0.93678
80071 | 4.93 | 0.8 | 365 | 4.4902 | 0.038134 | 4 | 0.52835
79971 | 5.88 | 0.8 | 365 | 5.3555 | 0.77976 | 6 | 0.13524
80069 | 4.48 | 0.8 | 365 | 4.0804 | 0.21315 | 4 | 0.29351
80205 | 5.1 | 0.8 | 365 | 4.6451 | 0.34979 | 4 | 0.99485
80068 | 4.64 | 0.8 | 365 | 4.2261 | 0.50648 | 4 | 0.73257
80073 | 2.9 | 0.8 | 365 | 2.6413 | 0.31655 | 2 | 0.95785
80208 | 5.4 | 0.8 | 365 | 4.9183 | 0.89978 | 5 | 0.81807
80209 | 7.68 | 0.8 | 365 | 6.9949 | 0.079689 | 7 | 0.074593
80213 | 4.32 | 0.8 | 365 | 3.9346 | 0.91982 | 4 | 0.85446
76764 | 5.886 | 0.8 | 365 | 5.3609 | 0.79076 | 6 | 0.1517
80219 | 7.8 | 0.8 | 365 | 7.1042 | 0.29968 | 7 | 0.40388
80121 | 11.52 | 0.8 | 365 | 10.4924 | 0.11953 | 10 | 0.61189
80218 | 9.9 | 0.8 | 365 | 9.0169 | 0.1496 | 9 | 0.16647
80200 | 8.12 | 0.8 | 365 | 7.3957 | 0.88634 | 8 | 0.28199
80133 | 4.06 | 0.8 | 365 | 3.6978 | 0.44317 | 4 | 0.141
80221 | 10.8 | 0.8 | 365 | 9.8366 | 0.79956 | 10 | 0.63615
80222 | 7.8 | 0.8 | 365 | 7.1042 | 0.29968 | 7 | 0.40388
80223 | 4.8 | 0.8 | 365 | 4.3718 | 0.79981 | 5 | 0.17162
80225 | 9.855 | 0.8 | 365 | 8.9759 | 0.067101 | 9 | 0.042984
80226 | 15.18 | 0.8 | 365 | 13.8259 | 0.82938 | 14 | 0.65525
80228 | 7.8 | 0.8 | 365 | 7.1042 | 0.29968 | 7 | 0.40388
80230 | 4.32 | 0.8 | 365 | 3.9346 | 0.91982 | 4 | 0.85446
80231 | 6.7 | 0.8 | 365 | 6.1023 | 0.28306 | 6 | 0.38539
80196 | 2.28 | 0.8 | 365 | 2.0766 | 0.17991 | 2 | 0.25652
79975 | 8.41 | 0.8 | 365 | 7.6598 | 0.41799 | 8 | 0.077777
80167 | 2.9 | 0.8 | 365 | 2.6413 | 0.31655 | 2 | 0.95785
80194 | 4.06 | 0.8 | 365 | 3.6978 | 0.44317 | 4 | 0.141
80202 | 4.64 | 0.8 | 365 | 4.2261 | 0.50648 | 4 | 0.73257
80238 | 7.08 | 0.8 | 365 | 6.4484 | 0.97971 | 7 | 0.42814
80150 | 12.18 | 0.8 | 365 | 11.0935 | 0.32951 | 11 | 0.42299
64828 | 1236.15 | 0.8 | 365 | 1125.8791 | 0.22489 | 1126 | 0.10399
48979 | 2770.56 | 1 | 365 | 3154.2648 | 0.059625 | 3154 | 0.32445
80240 | 7.68 | 0.8 | 365 | 6.9949 | 0.079689 | 7 | 0.074593
79184 | 7.41 | 0.8 | 365 | 6.749 | 0.5847 | 7 | 0.33369
79867 | 6.6 | 0.8 | 365 | 6.0112 | 0.099732 | 6 | 0.11098
79841 | 7.8 | 0.8 | 365 | 7.1042 | 0.29968 | 7 | 0.40388
79901 | 6.625 | 0.8 | 365 | 6.034 | 0.14556 | 6 | 0.17958
80236 | 6.38 | 0.8 | 365 | 5.8109 | 0.69641 | 6 | 0.50728
80429 | 4.96 | 0.8 | 365 | 4.5175 | 0.093132 | 4 | 0.61067
80243 | 4.62 | 0.8 | 365 | 4.2079 | 0.46981 | 4 | 0.67769
80245 | 3.6 | 0.8 | 365 | 3.2789 | 0.59985 | 3 | 0.87872
80247 | 12.925 | 0.8 | 365 | 11.772 | 0.69531 | 12 | 0.46733
80249 | 10.2 | 0.8 | 365 | 9.2901 | 0.69959 | 9 | 0.98969
80250 | 9.855 | 0.8 | 365 | 8.9759 | 0.067101 | 9 | 0.042984
80251 | 7.14 | 0.8 | 365 | 6.5031 | 0.089711 | 6 | 0.59279
80252 | 7.95 | 0.8 | 365 | 7.2408 | 0.57468 | 7 | 0.8155
80256 | 7.83 | 0.8 | 365 | 7.1315 | 0.35468 | 7 | 0.48621
80257 | 12.32 | 0.8 | 365 | 11.221 | 0.58617 | 11 | 0.80716
80258 | 6.63 | 0.8 | 365 | 6.0386 | 0.15473 | 6 | 0.1933
80259 | 4.35 | 0.8 | 365 | 3.962 | 0.97482 | 4 | 0.93678
80260 | 8.41 | 0.8 | 365 | 7.6598 | 0.41799 | 8 | 0.077777
80261 | 4.35 | 0.8 | 365 | 3.962 | 0.97482 | 4 | 0.93678
80262 | 4.56 | 0.8 | 365 | 4.1532 | 0.35982 | 4 | 0.51304
80264 | 10.08 | 0.8 | 365 | 9.1808 | 0.47959 | 9 | 0.6604
80265 | 7.92 | 0.8 | 365 | 7.2135 | 0.51968 | 7 | 0.73317
80266 | 5.58 | 0.8 | 365 | 5.0822 | 0.22977 | 5 | 0.31201
80267 | 13.68 | 0.8 | 365 | 12.4597 | 0.079446 | 12 | 0.53912
80268 | 7.2 | 0.8 | 365 | 6.5577 | 0.19971 | 6 | 0.75743
80270 | 12.06 | 0.8 | 365 | 10.9842 | 0.10951 | 11 | 0.093697
80272 | 5.415 | 0.8 | 365 | 4.932 | 0.92728 | 5 | 0.85923
80273 | 9.6 | 0.8 | 365 | 8.7436 | 0.59961 | 9 | 0.34324
80274 | 5.12 | 0.8 | 365 | 4.6633 | 0.38646 | 5 | 0.049729
80276 | 9.61 | 0.8 | 365 | 8.7527 | 0.61794 | 9 | 0.37068
80277 | 5.36 | 0.8 | 365 | 4.8819 | 0.82645 | 5 | 0.70831
80279 | 4.35 | 0.8 | 365 | 3.962 | 0.97482 | 4 | 0.93678
80234 | 5.51 | 0.8 | 365 | 5.0185 | 0.10144 | 5 | 0.11992
80280 | 3.2 | 0.8 | 365 | 2.9145 | 0.86654 | 3 | 0.78108
80281 | 12.54 | 0.8 | 365 | 11.4214 | 0.98949 | 12 | 0.41086
80214 | 10.44 | 0.8 | 365 | 9.5087 | 0.13958 | 9 | 0.64828
80282 | 8.4 | 0.8 | 365 | 7.6507 | 0.39966 | 8 | 0.050337
80216 | 3.42 | 0.8 | 365 | 3.1149 | 0.26986 | 3 | 0.38478
80271 | 6.27 | 0.8 | 365 | 5.7107 | 0.49475 | 6 | 0.20543
80284 | 2.61 | 0.8 | 365 | 2.3772 | 0.78489 | 3 | 0.16207
80289 | 5.36 | 0.8 | 365 | 4.8819 | 0.82645 | 5 | 0.70831
80285 | 6.38 | 0.8 | 365 | 5.8109 | 0.69641 | 6 | 0.50728
80287 | 4.64 | 0.8 | 365 | 4.2261 | 0.50648 | 4 | 0.73257
80292 | 2.9 | 0.8 | 365 | 2.6413 | 0.31655 | 2 | 0.95785
80293 | 5.22 | 0.8 | 365 | 4.7543 | 0.56979 | 5 | 0.32414
80295 | 4.93 | 0.8 | 365 | 4.4902 | 0.038134 | 4 | 0.52835
80297 | 5.22 | 0.8 | 365 | 4.7543 | 0.56979 | 5 | 0.32414
80298 | 2.32 | 0.8 | 365 | 2.113 | 0.25324 | 2 | 0.36628
80299 | 4.35 | 0.8 | 365 | 3.962 | 0.97482 | 4 | 0.93678
80300 | 8.41 | 0.8 | 365 | 7.6598 | 0.41799 | 8 | 0.077777
80296 | 4.5 | 0.8 | 365 | 4.0986 | 0.24982 | 4 | 0.34839
79907 | 37.92 | 0.6 | 365 | 25.903 | 0.13885 | 26 | 0.041854
80302 | 12.6 | 0.8 | 365 | 11.476 | 0.099489 | 11 | 0.5755
80303 | 7.7 | 0.8 | 365 | 7.0131 | 0.11635 | 7 | 0.12948
80306 | 4.32 | 0.8 | 365 | 3.9346 | 0.91982 | 4 | 0.85446
80224 | 6 | 0.8 | 365 | 5.4648 | 0.99976 | 6 | 0.46453
80309 | 11.4 | 0.8 | 365 | 10.3831 | 0.89954 | 11 | 0.2826
80308 | 10.14 | 0.8 | 365 | 9.2355 | 0.58959 | 9 | 0.82505
80305 | 7.92 | 0.8 | 365 | 7.2135 | 0.51968 | 7 | 0.73317
80310 | 4.13 | 0.8 | 365 | 3.7616 | 0.5715 | 4 | 0.33308
80312 | 9.72 | 0.8 | 365 | 8.8529 | 0.81961 | 9 | 0.67253
80314 | 12.9 | 0.8 | 365 | 11.7493 | 0.64948 | 12 | 0.39873
79847 | 6.38 | 0.8 | 365 | 5.8109 | 0.69641 | 6 | 0.50728
80318 | 4.62 | 0.8 | 365 | 4.2079 | 0.46981 | 4 | 0.67769
80317 | 8.04 | 0.8 | 365 | 7.3228 | 0.73967 | 8 | 0.062465
80319 | 18.3 | 0.8 | 365 | 16.6675 | 0.54926 | 17 | 0.2168
76762 | 20.88 | 0.8 | 365 | 19.0174 | 0.27915 | 19 | 0.29655
79573 | 6.6 | 0.8 | 365 | 6.0112 | 0.099732 | 6 | 0.11098
80320 | 8.64 | 0.8 | 365 | 7.8693 | 0.83965 | 8 | 0.70892
80321 | 8.58 | 0.8 | 365 | 7.8146 | 0.72965 | 8 | 0.54427
80323 | 10.73 | 0.8 | 365 | 9.7728 | 0.67123 | 10 | 0.44406
80322 | 12.16 | 0.8 | 365 | 11.0753 | 0.29284 | 11 | 0.36811
80327 | 11.16 | 0.8 | 365 | 10.1645 | 0.45955 | 10 | 0.62402
80329 | 3.6 | 0.8 | 365 | 3.2789 | 0.59985 | 3 | 0.87872
80331 | 11.48 | 0.8 | 365 | 10.4559 | 0.046201 | 10 | 0.50213
80333 | 7.56 | 0.8 | 365 | 6.8856 | 0.85969 | 7 | 0.7453
80334 | 5.76 | 0.8 | 365 | 5.2462 | 0.55977 | 5 | 0.80595
80335 | 7.83 | 0.8 | 365 | 7.1315 | 0.35468 | 7 | 0.48621
80336 | 4.06 | 0.8 | 365 | 3.6978 | 0.44317 | 4 | 0.141
80339 | 6.96 | 0.8 | 365 | 6.3391 | 0.75972 | 7 | 0.09885
80212 | 8.06 | 0.8 | 365 | 7.341 | 0.77634 | 8 | 0.11735
80342 | 8.96 | 0.8 | 365 | 8.1607 | 0.4263 | 8 | 0.58703
80343 | 13.12 | 0.8 | 365 | 11.9496 | 0.052802 | 12 | 0.0024304
80344 | 10.08 | 0.8 | 365 | 9.1808 | 0.47959 | 9 | 0.6604
80345 | 6.3 | 0.8 | 365 | 5.738 | 0.54974 | 6 | 0.28775
80346 | 8.91 | 0.8 | 365 | 8.1152 | 0.33464 | 8 | 0.44982
80347 | 3.99 | 0.8 | 365 | 3.6341 | 0.31484 | 3 | 0.94891
80348 | 8.12 | 0.8 | 365 | 7.3957 | 0.88634 | 8 | 0.28199
80350 | 4.575 | 0.8 | 365 | 4.1669 | 0.38731 | 4 | 0.5542
80351 | 6.365 | 0.8 | 365 | 5.7972 | 0.66891 | 6 | 0.46612
80352 | 6 | 0.8 | 365 | 5.4648 | 0.99976 | 6 | 0.46453
80353 | 4.29 | 0.8 | 365 | 3.9073 | 0.86483 | 4 | 0.77214
80354 | 6.175 | 0.8 | 365 | 5.6242 | 0.32058 | 5 | 0.94474
80355 | 5.51 | 0.8 | 365 | 5.0185 | 0.10144 | 5 | 0.11992
80357 | 5.94 | 0.8 | 365 | 5.4101 | 0.88976 | 6 | 0.29988
80358 | 5.6 | 0.8 | 365 | 5.1005 | 0.26644 | 5 | 0.36689
80360 | 14.7 | 0.8 | 365 | 13.3887 | 0.9494 | 14 | 0.33809
80359 | 6.6 | 0.8 | 365 | 6.0112 | 0.099732 | 6 | 0.11098
80361 | 8.4 | 0.8 | 365 | 7.6507 | 0.39966 | 8 | 0.050337
80362 | 9.1 | 0.8 | 365 | 8.2882 | 0.68296 | 8 | 0.9712
80364 | 8.91 | 0.8 | 365 | 8.1152 | 0.33464 | 8 | 0.44982
79918 | 5.605 | 0.8 | 365 | 5.105 | 0.27561 | 5 | 0.38061
80363 | 11.96 | 0.8 | 365 | 10.8931 | 0.92618 | 11 | 0.81929
80365 | 12.21 | 0.8 | 365 | 11.1208 | 0.38451 | 11 | 0.50531
79788 | 5.28 | 0.8 | 365 | 4.809 | 0.67979 | 5 | 0.48878
80367 | 8.68 | 0.8 | 365 | 7.9057 | 0.91298 | 8 | 0.81868
79932 | 6.08 | 0.8 | 365 | 5.5376 | 0.14642 | 5 | 0.68405
76981 | 4.5 | 0.8 | 365 | 4.0986 | 0.24982 | 4 | 0.34839
79969 | 5.28 | 0.8 | 365 | 4.809 | 0.67979 | 5 | 0.48878
80447 | 7.5 | 0.8 | 365 | 6.831 | 0.7497 | 7 | 0.58066
80451 | 12 | 0.8 | 365 | 10.9295 | 0.99951 | 11 | 0.92905
68978 | 12.915 | 0.8 | 365 | 11.7629 | 0.67698 | 12 | 0.43989
80229 | 11.9 | 0.8 | 365 | 10.8385 | 0.81618 | 11 | 0.65464
34777 | 2805.75 | 1 | 365 | 3194.3284 | 0.70159 | 3195 | 0.03001
80239 | 4.02 | 0.8 | 365 | 3.6614 | 0.36984 | 4 | 0.031232
79235 | 10.44 | 0.8 | 365 | 9.5087 | 0.13958 | 9 | 0.64828
79719 | 5.6 | 0.8 | 365 | 5.1005 | 0.26644 | 5 | 0.36689
80368 | 10.24 | 0.8 | 365 | 9.3265 | 0.77292 | 10 | 0.099458
51494 | 1329.3 | 1 | 365 | 1513.3995 | 0.24515 | 1513 | 0.64469
78778 | 23.544 | 0.8 | 365 | 21.4438 | 0.16305 | 21 | 0.6068
51297 | 1386.9 | 1 | 365 | 1578.9768 | 0.24223 | 1579 | 0.219
80369 | 12.39 | 0.8 | 365 | 11.2847 | 0.7145 | 11 | 0.99925
80371 | 6.72 | 0.8 | 365 | 6.1205 | 0.31973 | 6 | 0.44027
80372 | 7.68 | 0.8 | 365 | 6.9949 | 0.079689 | 7 | 0.074593
80374 | 11.7 | 0.8 | 365 | 10.6563 | 0.44953 | 11 | 0.10583
80377 | 11.89 | 0.8 | 365 | 10.8294 | 0.79785 | 11 | 0.6272
80379 | 6.72 | 0.8 | 365 | 6.1205 | 0.31973 | 6 | 0.44027
80380 | 8.12 | 0.8 | 365 | 7.3957 | 0.88634 | 8 | 0.28199
80382 | 9.69 | 0.8 | 365 | 8.8256 | 0.76461 | 9 | 0.59021
79420 | 3.3 | 0.8 | 365 | 3.0056 | 0.049866 | 3 | 0.055489
79275 | 9.69 | 0.8 | 365 | 8.8256 | 0.76461 | 9 | 0.59021
80116 | 9.315 | 0.8 | 365 | 8.4841 | 0.077122 | 8 | 0.56118
80052 | 5.4 | 0.8 | 365 | 4.9183 | 0.89978 | 5 | 0.81807
80118 | 8.829 | 0.8 | 365 | 8.0414 | 0.18614 | 8 | 0.22755
80067 | 6.12 | 0.8 | 365 | 5.5741 | 0.21975 | 5 | 0.79382
80123 | 3.18 | 1 | 365 | 3.6204 | 0.28734 | 3 | 0.90775
80087 | 3 | 0.8 | 365 | 2.7324 | 0.49988 | 3 | 0.23226
80044 | 13.2 | 0.8 | 365 | 12.0225 | 0.19946 | 12 | 0.22196
80253 | 7.68 | 0.8 | 365 | 6.9949 | 0.079689 | 7 | 0.074593
80059 | 14.061 | 0.8 | 365 | 12.8067 | 0.77793 | 13 | 0.58462
65230 | 645.12 | 0.7 | 365 | 514.1255 | 0.85712 | 514 | 0.98261
80275 | 7.7 | 0.8 | 365 | 7.0131 | 0.11635 | 7 | 0.12948
80179 | 12.3 | 0.8 | 365 | 11.2028 | 0.5495 | 11 | 0.75228
80269 | 8.4 | 0.8 | 365 | 7.6507 | 0.39966 | 8 | 0.050337
80315 | 8.265 | 0.8 | 365 | 7.5277 | 0.15216 | 7 | 0.67988
80125 | 15.84 | 0.8 | 365 | 14.427 | 0.039358 | 14 | 0.46635
80227 | 40.8 | 0.6 | 365 | 27.8703 | 0.09876 | 27 | 0.96908
80016 | 8.7 | 0.8 | 365 | 7.9239 | 0.94965 | 8 | 0.87356
80024 | 14.52 | 0.8 | 365 | 13.2247 | 0.61941 | 13 | 0.84415
80032 | 3.19 | 0.8 | 365 | 2.9054 | 0.8482 | 3 | 0.75364
80041 | 7.83 | 0.8 | 365 | 7.1315 | 0.35468 | 7 | 0.48621
80057 | 13.08 | 0.8 | 365 | 11.9132 | 0.97947 | 12 | 0.89267
80149 | 5.22 | 0.8 | 365 | 4.7543 | 0.56979 | 5 | 0.32414
80176 | 5.94 | 0.8 | 365 | 5.4101 | 0.88976 | 6 | 0.29988
80248 | 7.7 | 0.8 | 365 | 7.0131 | 0.11635 | 7 | 0.12948
80290 | 13.08 | 0.8 | 365 | 11.9132 | 0.97947 | 12 | 0.89267
80304 | 24.2 | 0.8 | 365 | 22.0412 | 0.36569 | 22 | 0.40692
80151 | 4.64 | 0.8 | 365 | 4.2261 | 0.50648 | 4 | 0.73257
80387 | 4.06 | 0.8 | 365 | 3.6978 | 0.44317 | 4 | 0.141
80388 | 7.25 | 0.8 | 365 | 6.6033 | 0.29137 | 6 | 0.89464
80389 | 8.25 | 0.8 | 365 | 7.5141 | 0.12467 | 7 | 0.63872
80391 | 13.395 | 0.8 | 365 | 12.2001 | 0.55696 | 12 | 0.75705
80393 | 11.772 | 0.8 | 365 | 10.7219 | 0.58152 | 11 | 0.3034
80395 | 9.6 | 0.8 | 365 | 8.7436 | 0.59961 | 9 | 0.34324
79908 | 14.08 | 0.8 | 365 | 12.824 | 0.81276 | 13 | 0.63675
79943 | 4.48 | 0.8 | 365 | 4.0804 | 0.21315 | 4 | 0.29351
80396 | 7.2 | 0.8 | 365 | 6.5577 | 0.19971 | 6 | 0.75743
36803 | 171.2 | 0.9 | 365 | 175.4191 | 0.092193 | 175 | 0.51129
78609 | 11.2 | 0.8 | 365 | 10.2009 | 0.53288 | 10 | 0.73378
80340 | 9.72 | 0.8 | 365 | 8.8529 | 0.81961 | 9 | 0.67253
79947 | 3.35 | 0.8 | 365 | 3.0512 | 0.14153 | 3 | 0.19269
80375 | 9.92 | 0.8 | 365 | 9.0351 | 0.18626 | 9 | 0.22135
80593 | 7.8 | 0.8 | 365 | 7.1042 | 0.29968 | 7 | 0.40388
79614 | 19.84 | 0.8 | 365 | 18.0702 | 0.37253 | 18 | 0.4427
80341 | 12.6 | 0.8 | 365 | 11.476 | 0.099489 | 11 | 0.5755
80330 | 8.04 | 0.8 | 365 | 7.3228 | 0.73967 | 8 | 0.062465
78811 | 9.28 | 0.8 | 365 | 8.4522 | 0.012957 | 8 | 0.46513
80425 | 4.5 | 0.8 | 365 | 4.0986 | 0.24982 | 4 | 0.34839
80430 | 6.867 | 0.8 | 365 | 6.2544 | 0.58922 | 6 | 0.84365
80454 | 3.08 | 0.8 | 365 | 2.8052 | 0.64654 | 3 | 0.45179
80455 | 7.25 | 0.8 | 365 | 6.6033 | 0.29137 | 6 | 0.89464
80594 | 9.625 | 0.8 | 365 | 8.7664 | 0.64544 | 9 | 0.41184
80472 | 12.6 | 0.8 | 365 | 11.476 | 0.099489 | 11 | 0.5755
80474 | 5.985 | 0.8 | 365 | 5.4511 | 0.97226 | 6 | 0.42336
80487 | 5.775 | 0.8 | 365 | 5.2598 | 0.58727 | 5 | 0.84711
80488 | 6.96 | 0.8 | 365 | 6.3391 | 0.75972 | 7 | 0.09885
80491 | 13.2 | 0.8 | 365 | 12.0225 | 0.19946 | 12 | 0.22196
80495 | 11.825 | 0.8 | 365 | 10.7701 | 0.67869 | 11 | 0.44884
80503 | 8.502 | 0.8 | 365 | 7.7436 | 0.58666 | 8 | 0.33023
80324 | 4.845 | 1 | 365 | 5.516 | 0.10288 | 5 | 0.61888
80537 | 8.64 | 0.8 | 365 | 7.8693 | 0.83965 | 8 | 0.70892
80540 | 4.06 | 0.8 | 365 | 3.6978 | 0.44317 | 4 | 0.141
79968 | 5.04 | 0.8 | 365 | 4.5904 | 0.2398 | 4 | 0.8302
80483 | 10.26 | 0.8 | 365 | 9.3448 | 0.80958 | 10 | 0.15434
80485 | 5.46 | 0.8 | 365 | 4.9729 | 0.0097787 | 4 | 0.98272
80546 | 8.4 | 0.8 | 365 | 7.6507 | 0.39966 | 8 | 0.050337
80547 | 6.51 | 0.8 | 365 | 5.9293 | 0.93474 | 6 | 0.86401
80548 | 9.12 | 0.8 | 365 | 8.3064 | 0.71963 | 9 | 0.02608
80552 | 13.3 | 0.8 | 365 | 12.1136 | 0.38279 | 12 | 0.49637
80553 | 12 | 0.8 | 365 | 10.9295 | 0.99951 | 11 | 0.92905
80555 | 6.9 | 0.8 | 365 | 6.2845 | 0.64972 | 6 | 0.9342
80556 | 12 | 0.8 | 365 | 10.9295 | 0.99951 | 11 | 0.92905
80469 | 9.57 | 0.8 | 365 | 8.7163 | 0.54461 | 9 | 0.26092
80470 | 6.09 | 0.8 | 365 | 5.5467 | 0.16475 | 5 | 0.71149
80497 | 7.98 | 0.8 | 365 | 7.2681 | 0.62968 | 7 | 0.89782
80476 | 8.41 | 0.8 | 365 | 7.6598 | 0.41799 | 8 | 0.077777
80480 | 13.395 | 0.8 | 365 | 12.2001 | 0.55696 | 12 | 0.75705
80477 | 6.67 | 0.8 | 365 | 6.075 | 0.22806 | 6 | 0.30306
80572 | 6.2 | 0.8 | 365 | 5.6469 | 0.36642 | 6 | 0.013344
80581 | 10.675 | 0.8 | 365 | 9.7227 | 0.5704 | 10 | 0.29314
80582 | 13.395 | 0.8 | 365 | 12.2001 | 0.55696 | 12 | 0.75705
80583 | 12.825 | 0.8 | 365 | 11.6809 | 0.51198 | 12 | 0.19292
80577 | 6.6 | 0.8 | 365 | 6.0112 | 0.099732 | 6 | 0.11098
80588 | 12.426 | 0.8 | 365 | 11.3175 | 0.7805 | 12 | 0.098034
80601 | 4.845 | 0.8 | 365 | 4.4128 | 0.8823 | 5 | 0.2951
80609 | 5.2 | 0.8 | 365 | 4.7361 | 0.53312 | 5 | 0.26926
80620 | 8.7 | 0.8 | 365 | 7.9239 | 0.94965 | 8 | 0.87356
80622 | 9 | 0.8 | 365 | 8.1972 | 0.49964 | 8 | 0.69679
80383 | 7.83 | 0.8 | 365 | 7.1315 | 0.35468 | 7 | 0.48621
36801 | 334.72 | 0.9 | 365 | 342.9689 | 0.34474 | 343 | 0.31366
80399 | 8.26 | 0.8 | 365 | 7.5232 | 0.143 | 7 | 0.66616
80401 | 6.67 | 0.8 | 365 | 6.075 | 0.22806 | 6 | 0.30306
34354 | 1398.15 | 0.8 | 365 | 1273.4279 | 0.21833 | 1273 | 0.64619
79911 | 6.72 | 0.8 | 365 | 6.1205 | 0.31973 | 6 | 0.44027
79800 | 7.04 | 0.8 | 365 | 6.412 | 0.90638 | 7 | 0.31838
80402 | 3.48 | 0.8 | 365 | 3.1696 | 0.37986 | 3 | 0.54943
80403 | 11.89 | 0.8 | 365 | 10.8294 | 0.79785 | 11 | 0.6272
80404 | 11.505 | 0.8 | 365 | 10.4787 | 0.092034 | 10 | 0.57073
80408 | 5.22 | 0.8 | 365 | 4.7543 | 0.56979 | 5 | 0.32414
80412 | 5.695 | 0.8 | 365 | 5.187 | 0.4406 | 5 | 0.62758
80415 | 12.54 | 0.8 | 365 | 11.4214 | 0.98949 | 12 | 0.41086
80077 | 5.886 | 0.8 | 365 | 5.3609 | 0.79076 | 6 | 0.1517
80417 | 12.3 | 0.8 | 365 | 11.2028 | 0.5495 | 11 | 0.75228
80419 | 8.835 | 0.8 | 365 | 8.0469 | 0.19714 | 8 | 0.24401
80420 | 3.9 | 0.8 | 365 | 3.5521 | 0.14984 | 3 | 0.70194
80422 | 8.16 | 0.8 | 365 | 7.4321 | 0.95967 | 8 | 0.39176
80423 | 4.275 | 0.8 | 365 | 3.8936 | 0.83733 | 4 | 0.73097
80424 | 7 | 0.8 | 365 | 6.3756 | 0.83305 | 7 | 0.20861
80427 | 7.75 | 0.8 | 365 | 7.0587 | 0.20802 | 7 | 0.26668
80426 | 10.73 | 0.8 | 365 | 9.7728 | 0.67123 | 10 | 0.44406
80431 | 11.685 | 0.8 | 365 | 10.6426 | 0.42203 | 11 | 0.064665
80432 | 8.64 | 0.8 | 365 | 7.8693 | 0.83965 | 8 | 0.70892
80433 | 5.8 | 0.8 | 365 | 5.2826 | 0.6331 | 5 | 0.91571
80434 | 8.96 | 0.8 | 365 | 8.1607 | 0.4263 | 8 | 0.58703
80435 | 12.18 | 0.8 | 365 | 11.0935 | 0.32951 | 11 | 0.42299
80437 | 6.09 | 0.8 | 365 | 5.5467 | 0.16475 | 5 | 0.71149
80436 | 7.8 | 0.8 | 365 | 7.1042 | 0.29968 | 7 | 0.40388
80438 | 6 | 0.8 | 365 | 5.4648 | 0.99976 | 6 | 0.46453
80590 | 11.6 | 0.8 | 365 | 10.5652 | 0.2662 | 10 | 0.83142
80439 | 10.44 | 0.8 | 365 | 9.5087 | 0.13958 | 9 | 0.64828
80442 | 9.28 | 0.8 | 365 | 8.4522 | 0.012957 | 8 | 0.46513
80443 | 6.7 | 0.8 | 365 | 6.1023 | 0.28306 | 6 | 0.38539
80444 | 6.96 | 0.8 | 365 | 6.3391 | 0.75972 | 7 | 0.09885
80446 | 3.77 | 0.8 | 365 | 3.4337 | 0.91151 | 4 | 0.34521
80445 | 10.44 | 0.8 | 365 | 9.5087 | 0.13958 | 9 | 0.64828
80448 | 8.64 | 0.8 | 365 | 7.8693 | 0.83965 | 8 | 0.70892
80450 | 8.58 | 0.8 | 365 | 7.8146 | 0.72965 | 8 | 0.54427
80452 | 8 | 0.8 | 365 | 7.2864 | 0.66634 | 7 | 0.9527
80458 | 5.7 | 0.8 | 365 | 5.1915 | 0.44977 | 5 | 0.6413
80459 | 10.44 | 0.8 | 365 | 9.5087 | 0.13958 | 9 | 0.64828
80460 | 12.18 | 0.8 | 365 | 11.0935 | 0.32951 | 11 | 0.42299
79990 | 12.15 | 0.8 | 365 | 11.0662 | 0.27451 | 11 | 0.34067
80462 | 3.835 | 0.8 | 365 | 3.4929 | 0.030678 | 3 | 0.52358
80463 | 7.67 | 0.8 | 365 | 6.9858 | 0.061356 | 7 | 0.047153
80464 | 5.8 | 0.8 | 365 | 5.2826 | 0.6331 | 5 | 0.91571
80465 | 3.77 | 0.8 | 365 | 3.4337 | 0.91151 | 4 | 0.34521
80466 | 6.84 | 0.8 | 365 | 6.2298 | 0.53972 | 6 | 0.76956
80467 | 6.09 | 0.8 | 365 | 5.5467 | 0.16475 | 5 | 0.71149
80471 | 7.84 | 0.8 | 365 | 7.1406 | 0.37302 | 7 | 0.51365
80473 | 5.025 | 0.8 | 365 | 4.5767 | 0.2123 | 4 | 0.78904
80456 | 4.56 | 0.8 | 365 | 4.1532 | 0.35982 | 4 | 0.51304
80475 | 8.32 | 0.8 | 365 | 7.5778 | 0.253 | 7 | 0.83081
80440 | 13.11 | 0.8 | 365 | 11.9405 | 0.034469 | 11 | 0.97499
80484 | 8.91 | 0.8 | 365 | 8.1152 | 0.33464 | 8 | 0.44982
80492 | 7.36 | 0.8 | 365 | 6.7035 | 0.49304 | 7 | 0.19649
80384 | 9.735 | 0.8 | 365 | 8.8666 | 0.84711 | 9 | 0.71369
80496 | 8 | 0.8 | 365 | 7.2864 | 0.66634 | 7 | 0.9527
80418 | 7.25 | 0.8 | 365 | 6.6033 | 0.29137 | 6 | 0.89464
80504 | 9.57 | 0.8 | 365 | 8.7163 | 0.54461 | 9 | 0.26092
80505 | 8.55 | 0.8 | 365 | 7.7873 | 0.67465 | 8 | 0.46195
80506 | 6.6 | 0.8 | 365 | 6.0112 | 0.099732 | 6 | 0.11098
80499 | 10.2 | 0.8 | 365 | 9.2901 | 0.69959 | 9 | 0.98969
80507 | 5.3 | 0.8 | 365 | 4.8272 | 0.71645 | 5 | 0.54366
80509 | 6.65 | 0.8 | 365 | 6.0568 | 0.1914 | 6 | 0.24818
80510 | 8.64 | 0.8 | 365 | 7.8693 | 0.83965 | 8 | 0.70892
80512 | 11.4 | 0.8 | 365 | 10.3831 | 0.89954 | 11 | 0.2826
80400 | 11.89 | 0.8 | 365 | 10.8294 | 0.79785 | 11 | 0.6272
80516 | 5.7 | 0.8 | 365 | 5.1915 | 0.44977 | 5 | 0.6413
80518 | 8.91 | 0.8 | 365 | 8.1152 | 0.33464 | 8 | 0.44982
80522 | 5.13 | 0.8 | 365 | 4.6724 | 0.40479 | 5 | 0.07717
80523 | 4.62 | 0.8 | 365 | 4.2079 | 0.46981 | 4 | 0.67769
80524 | 4.845 | 0.8 | 365 | 4.4128 | 0.8823 | 5 | 0.2951
80457 | 5.8 | 0.8 | 365 | 5.2826 | 0.6331 | 5 | 0.91571
80525 | 4.275 | 0.8 | 365 | 3.8936 | 0.83733 | 4 | 0.73097
80526 | 4.06 | 0.8 | 365 | 3.6978 | 0.44317 | 4 | 0.141
80527 | 9.24 | 0.8 | 365 | 8.4157 | 0.93963 | 9 | 0.35537
80528 | 7.56 | 0.8 | 365 | 6.8856 | 0.85969 | 7 | 0.7453
80531 | 3.77 | 0.8 | 365 | 3.4337 | 0.91151 | 4 | 0.34521
80530 | 9.57 | 0.8 | 365 | 8.7163 | 0.54461 | 9 | 0.26092
80532 | 6.84 | 0.8 | 365 | 6.2298 | 0.53972 | 6 | 0.76956
80533 | 11.22 | 0.8 | 365 | 10.2191 | 0.56955 | 10 | 0.78866
80413 | 12.47 | 0.8 | 365 | 11.3576 | 0.86116 | 12 | 0.21877
80416 | 4.35 | 0.8 | 365 | 3.962 | 0.97482 | 4 | 0.93678
80449 | 4.56 | 0.8 | 365 | 4.1532 | 0.35982 | 4 | 0.51304
80538 | 6.93 | 0.8 | 365 | 6.3118 | 0.70472 | 7 | 0.016528
80541 | 5.28 | 0.8 | 365 | 4.809 | 0.67979 | 5 | 0.48878
80405 | 3.19 | 0.8 | 365 | 2.9054 | 0.8482 | 3 | 0.75364
80409 | 8.7 | 0.8 | 365 | 7.9239 | 0.94965 | 8 | 0.87356
80406 | 3.19 | 0.8 | 365 | 2.9054 | 0.8482 | 3 | 0.75364
80337 | 6.96 | 0.8 | 365 | 6.3391 | 0.75972 | 7 | 0.09885
80481 | 5.51 | 0.8 | 365 | 5.0185 | 0.10144 | 5 | 0.11992
80453 | 15.66 | 0.8 | 365 | 14.263 | 0.70937 | 14 | 0.97241
80560 | 5.22 | 0.8 | 365 | 4.7543 | 0.56979 | 5 | 0.32414
80562 | 5.015 | 0.8 | 365 | 4.5676 | 0.19396 | 4 | 0.7616
80494 | 4.35 | 0.8 | 365 | 3.962 | 0.97482 | 4 | 0.93678
80564 | 6.38 | 0.8 | 365 | 5.8109 | 0.69641 | 6 | 0.50728
80563 | 10.73 | 0.8 | 365 | 9.7728 | 0.67123 | 10 | 0.44406
80565 | 4.64 | 0.8 | 365 | 4.2261 | 0.50648 | 4 | 0.73257
80508 | 9.12 | 0.8 | 365 | 8.3064 | 0.71963 | 9 | 0.02608
80568 | 6.38 | 0.8 | 365 | 5.8109 | 0.69641 | 6 | 0.50728
80567 | 5.22 | 0.8 | 365 | 4.7543 | 0.56979 | 5 | 0.32414
80220 | 32.48 | 0.6 | 365 | 22.187 | 0.65901 | 22 | 0.84598
80575 | 6.09 | 0.8 | 365 | 5.5467 | 0.16475 | 5 | 0.71149
80576 | 3.77 | 0.8 | 365 | 3.4337 | 0.91151 | 4 | 0.34521
80578 | 8.41 | 0.8 | 365 | 7.6598 | 0.41799 | 8 | 0.077777
80580 | 2.32 | 0.8 | 365 | 2.113 | 0.25324 | 2 | 0.36628
79970 | 8.58 | 0.8 | 365 | 7.8146 | 0.72965 | 8 | 0.54427
80301 | 4.55 | 0.8 | 365 | 4.1441 | 0.34148 | 4 | 0.4856
80596 | 8.125 | 0.8 | 365 | 7.4002 | 0.8955 | 8 | 0.29571
80598 | 9.57 | 0.8 | 365 | 8.7163 | 0.54461 | 9 | 0.26092
80599 | 5.8 | 0.8 | 365 | 5.2826 | 0.6331 | 5 | 0.91571
80600 | 10.15 | 0.8 | 365 | 9.2446 | 0.60792 | 9 | 0.85249
80603 | 7 | 0.8 | 365 | 6.3756 | 0.83305 | 7 | 0.20861
80605 | 3.77 | 0.8 | 365 | 3.4337 | 0.91151 | 4 | 0.34521
80606 | 14 | 0.8 | 365 | 12.7511 | 0.6661 | 13 | 0.41723
80608 | 7.8 | 0.8 | 365 | 7.1042 | 0.29968 | 7 | 0.40388
80607 | 13.34 | 0.8 | 365 | 12.15 | 0.45613 | 12 | 0.60613
80611 | 11.39 | 0.8 | 365 | 10.374 | 0.8812 | 11 | 0.25516
80613 | 11.55 | 0.8 | 365 | 10.5197 | 0.17453 | 10 | 0.69421
80614 | 13.34 | 0.8 | 365 | 12.15 | 0.45613 | 12 | 0.60613
80615 | 7.35 | 0.8 | 365 | 6.6943 | 0.4747 | 7 | 0.16904
80616 | 6.84 | 0.8 | 365 | 6.2298 | 0.53972 | 6 | 0.76956
80617 | 24.64 | 0.8 | 365 | 22.442 | 0.17233 | 22 | 0.61432
80618 | 8.4 | 0.8 | 365 | 7.6507 | 0.39966 | 8 | 0.050337
80026 | 18 | 0.8 | 365 | 16.3943 | 0.99927 | 17 | 0.39358
80623 | 5.36 | 0.8 | 365 | 4.8819 | 0.82645 | 5 | 0.70831
80624 | 8.96 | 0.8 | 365 | 8.1607 | 0.4263 | 8 | 0.58703
80625 | 8.54 | 0.8 | 365 | 7.7782 | 0.65632 | 8 | 0.43451
80626 | 7.68 | 0.8 | 365 | 6.9949 | 0.079689 | 7 | 0.074593
80631 | 10.8 | 0.8 | 365 | 9.8366 | 0.79956 | 10 | 0.63615
80632 | 10.8 | 0.8 | 365 | 9.8366 | 0.79956 | 10 | 0.63615
80634 | 10.8 | 0.8 | 365 | 9.8366 | 0.79956 | 10 | 0.63615
80633 | 8.24 | 0.8 | 365 | 7.5049 | 0.10633 | 7 | 0.61128
80635 | 4.8 | 0.8 | 365 | 4.3718 | 0.79981 | 5 | 0.17162
80637 | 9.15 | 0.8 | 365 | 8.3338 | 0.77463 | 9 | 0.1084
80644 | 8.4 | 0.8 | 365 | 7.6507 | 0.39966 | 8 | 0.050337
78779 | 13.32 | 0.8 | 365 | 12.1318 | 0.41946 | 12 | 0.55125
79145 | 5.22 | 0.8 | 365 | 4.7543 | 0.56979 | 5 | 0.32414
79865 | 8.64 | 0.8 | 365 | 7.8693 | 0.83965 | 8 | 0.70892
80326 | 12.6 | 0.8 | 365 | 11.476 | 0.099489 | 11 | 0.5755
80328 | 11.84 | 0.8 | 365 | 10.7838 | 0.70619 | 11 | 0.49
80042 | 10.64 | 0.8 | 365 | 9.6909 | 0.50624 | 10 | 0.19709
80662 | 13.395 | 0.8 | 365 | 12.2001 | 0.55696 | 12 | 0.75705
80684 | 6.48 | 0.8 | 365 | 5.902 | 0.87974 | 6 | 0.78169
80561 | 6.48 | 0.8 | 365 | 5.902 | 0.87974 | 6 | 0.78169
80683 | 11.04 | 0.8 | 365 | 10.0552 | 0.23955 | 10 | 0.29473
80559 | 6.84 | 0.8 | 365 | 6.2298 | 0.53972 | 6 | 0.76956
80373 | 11.16 | 0.8 | 365 | 10.1645 | 0.45955 | 10 | 0.62402
80378 | 11.52 | 0.8 | 365 | 10.4924 | 0.11953 | 10 | 0.61189
79673 | 9.32 | 0.8 | 365 | 8.4886 | 0.086289 | 8 | 0.5749
80203 | 11.16 | 0.8 | 365 | 10.1645 | 0.45955 | 10 | 0.62402
80198 | 11.16 | 0.8 | 365 | 10.1645 | 0.45955 | 10 | 0.62402
80197 | 10.35 | 0.8 | 365 | 9.4267 | 0.97458 | 10 | 0.40131
80195 | 5.175 | 0.8 | 365 | 4.7134 | 0.48729 | 5 | 0.20065
80192 | 11.16 | 0.8 | 365 | 10.1645 | 0.45955 | 10 | 0.62402
80191 | 8.28 | 0.8 | 365 | 7.5414 | 0.17966 | 7 | 0.72105
80092 | 19.62 | 0.8 | 365 | 17.8698 | 0.9692 | 18 | 0.839
80085 | 7.2 | 0.8 | 365 | 6.5577 | 0.19971 | 6 | 0.75743
80030 | 17.25 | 0.8 | 365 | 15.7112 | 0.6243 | 16 | 0.33551
80009 | 8.28 | 0.8 | 365 | 7.5414 | 0.17966 | 7 | 0.72105
79961 | 10.005 | 0.8 | 365 | 9.1125 | 0.34209 | 9 | 0.4546
79983 | 5.865 | 0.8 | 365 | 5.3418 | 0.75226 | 6 | 0.094074
79952 | 7.37 | 0.8 | 365 | 6.7126 | 0.51137 | 7 | 0.22393
80671 | 348.79 | 0.6 | 365 | 238.2571 | 0.57565 | 238 | 0.83276
80692 | 7.56 | 0.8 | 365 | 6.8856 | 0.85969 | 7 | 0.7453
80691 | 8.4 | 0.8 | 365 | 7.6507 | 0.39966 | 8 | 0.050337
80693 | 7.54 | 0.8 | 365 | 6.8674 | 0.82303 | 7 | 0.69042
80695 | 8.829 | 0.8 | 365 | 8.0414 | 0.18614 | 8 | 0.22755
80697 | 7.2 | 0.8 | 365 | 6.5577 | 0.19971 | 6 | 0.75743
80698 | 18.36 | 0.8 | 365 | 16.7222 | 0.65926 | 17 | 0.38145
80699 | 2.88 | 0.8 | 365 | 2.6231 | 0.27988 | 2 | 0.90297
80700 | 10.05 | 0.8 | 365 | 9.1535 | 0.42459 | 9 | 0.57808
80701 | 14.82 | 0.8 | 365 | 13.498 | 0.1694 | 13 | 0.66738
80702 | 9.156 | 0.8 | 365 | 8.3392 | 0.78563 | 9 | 0.12487
80595 | 4.51 | 0.8 | 365 | 4.1077 | 0.26815 | 4 | 0.37584
80687 | 12.74 | 0.8 | 365 | 11.6035 | 0.35615 | 11 | 0.95968
80554 | 10.05 | 0.8 | 365 | 9.1535 | 0.42459 | 9 | 0.57808
80514 | 7.8 | 0.8 | 365 | 7.1042 | 0.29968 | 7 | 0.40388
80757 | 5.232 | 0.8 | 365 | 4.7653 | 0.59179 | 5 | 0.35707
80756 | 14.388 | 0.8 | 365 | 13.1045 | 0.37742 | 13 | 0.48193
78799 | 8.12 | 0.8 | 365 | 7.3957 | 0.88634 | 8 | 0.28199
80493 | 4.8 | 0.8 | 365 | 4.3718 | 0.79981 | 5 | 0.17162
80539 | 9.3 | 0.8 | 365 | 8.4704 | 0.049623 | 8 | 0.52002
80542 | 6.9 | 0.8 | 365 | 6.2845 | 0.64972 | 6 | 0.9342
80545 | 7.5 | 0.8 | 365 | 6.831 | 0.7497 | 7 | 0.58066
80550 | 8.04 | 0.8 | 365 | 7.3228 | 0.73967 | 8 | 0.062465
80569 | 15.25 | 0.8 | 365 | 13.8896 | 0.95772 | 14 | 0.84734
80385 | 6.93 | 0.8 | 365 | 6.3118 | 0.70472 | 7 | 0.016528
80502 | 10.72 | 0.8 | 365 | 9.7637 | 0.6529 | 10 | 0.41662
80235 | 9.28 | 0.8 | 365 | 8.4522 | 0.012957 | 8 | 0.46513
80566 | 4.425 | 0.8 | 365 | 4.0303 | 0.11232 | 4 | 0.14259
80628 | 8.37 | 0.8 | 365 | 7.6234 | 0.34466 | 7 | 0.96801
80642 | 6.6 | 0.8 | 365 | 6.0112 | 0.099732 | 6 | 0.11098
80171 | 10.665 | 0.8 | 365 | 9.7136 | 0.55207 | 10 | 0.2657
33749 | 1319.04 | 0.8 | 365 | 1201.3749 | 0.18653 | 1201 | 0.56141
80147 | 2.85 | 0.8 | 365 | 2.5958 | 0.22488 | 2 | 0.82065
79931 | 8.4 | 0.8 | 365 | 7.6507 | 0.39966 | 8 | 0.050337
80325 | 9.72 | 0.8 | 365 | 8.8529 | 0.81961 | 9 | 0.67253
80127 | 7.26 | 0.8 | 365 | 6.6124 | 0.30971 | 6 | 0.92208
80657 | 4.8 | 0.8 | 365 | 4.3718 | 0.79981 | 5 | 0.17162
80664 | 13.05 | 0.8 | 365 | 11.8859 | 0.92447 | 12 | 0.81034
80661 | 13 | 0.8 | 365 | 11.8403 | 0.83281 | 12 | 0.67314
80668 | 3 | 0.8 | 365 | 2.7324 | 0.49988 | 3 | 0.23226
80381 | 11.7 | 0.8 | 365 | 10.6563 | 0.44953 | 11 | 0.10583
80670 | 5.4 | 0.8 | 365 | 4.9183 | 0.89978 | 5 | 0.81807
80672 | 9.045 | 0.8 | 365 | 8.2381 | 0.58213 | 8 | 0.82027
80674 | 7.92 | 0.8 | 365 | 7.2135 | 0.51968 | 7 | 0.73317
80676 | 3.36 | 0.8 | 365 | 3.0603 | 0.15986 | 3 | 0.22013
80677 | 7.26 | 0.8 | 365 | 6.6124 | 0.30971 | 6 | 0.92208
80678 | 9.69 | 0.8 | 365 | 8.8256 | 0.76461 | 9 | 0.59021
80680 | 5.25 | 0.8 | 365 | 4.7817 | 0.62479 | 5 | 0.40646
80681 | 6.84 | 0.8 | 365 | 6.2298 | 0.53972 | 6 | 0.76956
80682 | 7.695 | 0.8 | 365 | 7.0086 | 0.10719 | 7 | 0.11575
80649 | 12.6 | 0.8 | 365 | 11.476 | 0.099489 | 11 | 0.5755
51493 | 1386.9 | 1 | 365 | 1578.9768 | 0.24223 | 1579 | 0.219
51496 | 1239.66 | 0.8 | 365 | 1129.076 | 0.65975 | 1129 | 0.73573
79359 | 35.88 | 0.6 | 365 | 24.5095 | 0.33391 | 24 | 0.8434
80421 | 9.9 | 0.8 | 365 | 9.0169 | 0.1496 | 9 | 0.16647
80707 | 7.375 | 0.8 | 365 | 6.7171 | 0.52053 | 7 | 0.23765
80727 | 11.055 | 0.8 | 365 | 10.0688 | 0.26705 | 10 | 0.33589
80708 | 10.2 | 0.8 | 365 | 9.2901 | 0.69959 | 9 | 0.98969
80733 | 4.02 | 0.8 | 365 | 3.6614 | 0.36984 | 4 | 0.031232
80710 | 8.12 | 0.8 | 365 | 7.3957 | 0.88634 | 8 | 0.28199
80737 | 12.22 | 0.8 | 365 | 11.1299 | 0.40284 | 11 | 0.53275
80738 | 9.72 | 0.8 | 365 | 8.8529 | 0.81961 | 9 | 0.67253
80711 | 4.93 | 0.8 | 365 | 4.4902 | 0.038134 | 4 | 0.52835
80739 | 7.8 | 0.8 | 365 | 7.1042 | 0.29968 | 7 | 0.40388
80741 | 8.829 | 0.8 | 365 | 8.0414 | 0.18614 | 8 | 0.22755
80712 | 9.38 | 0.8 | 365 | 8.5433 | 0.19629 | 8 | 0.73954
80743 | 3.24 | 0.8 | 365 | 2.951 | 0.93987 | 3 | 0.89084
80713 | 6.16 | 0.8 | 365 | 5.6105 | 0.29308 | 5 | 0.90358
80744 | 9.24 | 0.8 | 365 | 8.4157 | 0.93963 | 9 | 0.35537
80714 | 6.6 | 0.8 | 365 | 6.0112 | 0.099732 | 6 | 0.11098
80746 | 3.24 | 0.8 | 365 | 2.951 | 0.93987 | 3 | 0.89084
80715 | 8.12 | 0.8 | 365 | 7.3957 | 0.88634 | 8 | 0.28199
80748 | 9.045 | 0.8 | 365 | 8.2381 | 0.58213 | 8 | 0.82027
80749 | 8.375 | 0.8 | 365 | 7.6279 | 0.35383 | 7 | 0.98173
80793 | 6.76 | 1 | 365 | 7.6962 | 0.49132 | 8 | 0.18754
80750 | 6 | 0.8 | 365 | 5.4648 | 0.99976 | 6 | 0.46453
80696 | 9.72 | 0.8 | 365 | 8.8529 | 0.81961 | 9 | 0.67253
80771 | 3.48 | 0.8 | 365 | 3.1696 | 0.37986 | 3 | 0.54943
80718 | 4.29 | 0.8 | 365 | 3.9073 | 0.86483 | 4 | 0.77214
80720 | 5.985 | 0.8 | 365 | 5.4511 | 0.97226 | 6 | 0.42336
80722 | 9.57 | 0.8 | 365 | 8.7163 | 0.54461 | 9 | 0.26092
80723 | 10.44 | 0.8 | 365 | 9.5087 | 0.13958 | 9 | 0.64828
80724 | 13.3 | 0.8 | 365 | 12.1136 | 0.38279 | 12 | 0.49637
80725 | 7.2 | 0.8 | 365 | 6.5577 | 0.19971 | 6 | 0.75743
80726 | 3.52 | 0.8 | 365 | 3.206 | 0.45319 | 3 | 0.65919
80376 | 9.6 | 0.8 | 365 | 8.7436 | 0.59961 | 9 | 0.34324
80534 | 6.03 | 0.8 | 365 | 5.4921 | 0.054756 | 5 | 0.54685
80536 | 12.43 | 0.8 | 365 | 11.3212 | 0.78783 | 12 | 0.10901
80646 | 8.7 | 0.8 | 365 | 7.9239 | 0.94965 | 8 | 0.87356
80390 | 6.27 | 0.8 | 365 | 5.7107 | 0.49475 | 6 | 0.20543
79954 | 7.2 | 0.8 | 365 | 6.5577 | 0.19971 | 6 | 0.75743
80082 | 11.04 | 0.8 | 365 | 10.0552 | 0.23955 | 10 | 0.29473
80206 | 8.28 | 0.8 | 365 | 7.5414 | 0.17966 | 7 | 0.72105
80685 | 6.48 | 0.8 | 365 | 5.902 | 0.87974 | 6 | 0.78169
80690 | 21.76 | 0.8 | 365 | 19.8189 | 0.89245 | 20 | 0.71135
80894 | 14.535 | 0.8 | 365 | 13.2384 | 0.64691 | 13 | 0.88531
80689 | 34 | 0.6 | 365 | 23.2253 | 0.74897 | 23 | 0.97424
80805 | 11.055 | 0.8 | 365 | 10.0688 | 0.26705 | 10 | 0.33589
80776 | 8.7 | 0.8 | 365 | 7.9239 | 0.94965 | 8 | 0.87356
80740 | 9.24 | 0.8 | 365 | 8.4157 | 0.93963 | 9 | 0.35537
80783 | 6.93 | 0.8 | 365 | 6.3118 | 0.70472 | 7 | 0.016528
80785 | 9.28 | 0.8 | 365 | 8.4522 | 0.012957 | 8 | 0.46513
80787 | 4.48 | 0.8 | 365 | 4.0804 | 0.21315 | 4 | 0.29351
80610 | 10.88 | 0.8 | 365 | 9.9094 | 0.94623 | 10 | 0.85567
80612 | 16.415 | 0.8 | 365 | 14.9507 | 0.093501 | 15 | 0.044199
80791 | 11.39 | 0.8 | 365 | 10.374 | 0.8812 | 11 | 0.25516
80478 | 10.56 | 0.8 | 365 | 9.618 | 0.35957 | 9 | 0.97757
80490 | 9.92 | 0.8 | 365 | 9.0351 | 0.18626 | 9 | 0.22135
80137 | 3.19 | 0.8 | 365 | 2.9054 | 0.8482 | 3 | 0.75364
80136 | 4.93 | 0.8 | 365 | 4.4902 | 0.038134 | 4 | 0.52835
80110 | 4.32 | 0.8 | 365 | 3.9346 | 0.91982 | 4 | 0.85446
80796 | 7.41 | 0.8 | 365 | 6.749 | 0.5847 | 7 | 0.33369
80356 | 6.48 | 0.8 | 365 | 5.902 | 0.87974 | 6 | 0.78169
80800 | 3.99 | 0.8 | 365 | 3.6341 | 0.31484 | 3 | 0.94891
80802 | 7.02 | 0.8 | 365 | 6.3938 | 0.86972 | 7 | 0.2635
80801 | 4.56 | 0.8 | 365 | 4.1532 | 0.35982 | 4 | 0.51304
80806 | 4.83 | 0.8 | 365 | 4.3991 | 0.8548 | 5 | 0.25394
80807 | 12.425 | 0.8 | 365 | 11.3166 | 0.77866 | 12 | 0.095289
80811 | 11.375 | 0.8 | 365 | 10.3603 | 0.85371 | 11 | 0.214
80812 | 3.42 | 0.8 | 365 | 3.1149 | 0.26986 | 3 | 0.38478
80237 | 7.68 | 0.8 | 365 | 6.9949 | 0.079689 | 7 | 0.074593
80814 | 11.02 | 0.8 | 365 | 10.037 | 0.20289 | 10 | 0.23985
80768 | 8.99 | 0.8 | 365 | 8.188 | 0.4813 | 8 | 0.66935
80017 | 4.845 | 0.8 | 365 | 4.4128 | 0.8823 | 5 | 0.2951
80815 | 7.83 | 0.8 | 365 | 7.1315 | 0.35468 | 7 | 0.48621
80817 | 8.99 | 0.8 | 365 | 8.188 | 0.4813 | 8 | 0.66935
80760 | 4.06 | 0.8 | 365 | 3.6978 | 0.44317 | 4 | 0.141
80050 | 7 | 0.8 | 365 | 6.3756 | 0.83305 | 7 | 0.20861
80051 | 9.45 | 0.8 | 365 | 8.607 | 0.32462 | 8 | 0.93163
80770 | 11.4 | 0.8 | 365 | 10.3831 | 0.89954 | 11 | 0.2826
80820 | 4.06 | 0.8 | 365 | 3.6978 | 0.44317 | 4 | 0.141
80821 | 5.22 | 0.8 | 365 | 4.7543 | 0.56979 | 5 | 0.32414
80822 | 8.55 | 0.8 | 365 | 7.7873 | 0.67465 | 8 | 0.46195
80519 | 6.09 | 0.8 | 365 | 5.5467 | 0.16475 | 5 | 0.71149
80824 | 8.12 | 0.8 | 365 | 7.3957 | 0.88634 | 8 | 0.28199
80764 | 5.7 | 0.8 | 365 | 5.1915 | 0.44977 | 5 | 0.6413
80825 | 7.54 | 0.8 | 365 | 6.8674 | 0.82303 | 7 | 0.69042
80826 | 6.67 | 0.8 | 365 | 6.075 | 0.22806 | 6 | 0.30306
80761 | 7.25 | 0.8 | 365 | 6.6033 | 0.29137 | 6 | 0.89464
80828 | 4.93 | 0.8 | 365 | 4.4902 | 0.038134 | 4 | 0.52835
80765 | 8.12 | 0.8 | 365 | 7.3957 | 0.88634 | 8 | 0.28199
80763 | 11.97 | 0.8 | 365 | 10.9022 | 0.94451 | 11 | 0.84673
80835 | 7.83 | 0.8 | 365 | 7.1315 | 0.35468 | 7 | 0.48621
80838 | 7.25 | 0.8 | 365 | 6.6033 | 0.29137 | 6 | 0.89464
80839 | 4.06 | 0.8 | 365 | 3.6978 | 0.44317 | 4 | 0.141
80840 | 9.28 | 0.8 | 365 | 8.4522 | 0.012957 | 8 | 0.46513
80847 | 5.8 | 0.8 | 365 | 5.2826 | 0.6331 | 5 | 0.91571
80848 | 6.27 | 0.8 | 365 | 5.7107 | 0.49475 | 6 | 0.20543
80025 | 10.8 | 0.8 | 365 | 9.8366 | 0.79956 | 10 | 0.63615
80660 | 13.5 | 0.8 | 365 | 12.2957 | 0.74945 | 13 | 0.045184
80651 | 12.16 | 0.8 | 365 | 11.0753 | 0.29284 | 11 | 0.36811
80621 | 9.405 | 0.8 | 365 | 8.566 | 0.24212 | 8 | 0.80814
80482 | 4.845 | 0.8 | 365 | 4.4128 | 0.8823 | 5 | 0.2951
80211 | 12.18 | 0.8 | 365 | 11.0935 | 0.32951 | 11 | 0.42299
80762 | 4.06 | 0.8 | 365 | 3.6978 | 0.44317 | 4 | 0.141
80851 | 10.44 | 0.8 | 365 | 9.5087 | 0.13958 | 9 | 0.64828
80852 | 4.35 | 0.8 | 365 | 3.962 | 0.97482 | 4 | 0.93678
80766 | 3.48 | 0.8 | 365 | 3.1696 | 0.37986 | 3 | 0.54943
80597 | 9.28 | 0.8 | 365 | 8.4522 | 0.012957 | 8 | 0.46513
80769 | 7.25 | 0.8 | 365 | 6.6033 | 0.29137 | 6 | 0.89464
80853 | 5.22 | 0.8 | 365 | 4.7543 | 0.56979 | 5 | 0.32414
80128 | 3.06 | 1 | 365 | 3.4838 | 0.012345 | 3 | 0.49614
80468 | 5.28 | 0.8 | 365 | 4.809 | 0.67979 | 5 | 0.48878
80667 | 14.79 | 0.8 | 365 | 13.4707 | 0.1144 | 13 | 0.58506
80686 | 11.505 | 0.8 | 365 | 10.4787 | 0.092034 | 10 | 0.57073
80772 | 15.075 | 0.8 | 365 | 13.7302 | 0.63689 | 14 | 0.36712
80842 | 11.97 | 0.8 | 365 | 10.9022 | 0.94451 | 11 | 0.84673
80819 | 8.12 | 0.8 | 365 | 7.3957 | 0.88634 | 8 | 0.28199
80728 | 6.365 | 0.8 | 365 | 5.7972 | 0.66891 | 6 | 0.46612
80673 | 15.41 | 0.8 | 365 | 14.0353 | 0.25104 | 14 | 0.28639
80845 | 8.12 | 0.8 | 365 | 7.3957 | 0.88634 | 8 | 0.28199
80604 | 7.28 | 0.8 | 365 | 6.6306 | 0.34637 | 6 | 0.97696
80856 | 13.5 | 0.8 | 365 | 12.2957 | 0.74945 | 13 | 0.045184
80857 | 11.89 | 0.8 | 365 | 10.8294 | 0.79785 | 11 | 0.6272
80858 | 7.56 | 0.8 | 365 | 6.8856 | 0.85969 | 7 | 0.7453
80859 | 13.2 | 0.8 | 365 | 12.0225 | 0.19946 | 12 | 0.22196
80860 | 11.76 | 0.8 | 365 | 10.7109 | 0.55952 | 11 | 0.27047
80861 | 11.55 | 0.8 | 365 | 10.5197 | 0.17453 | 10 | 0.69421
80863 | 5.4 | 0.8 | 365 | 4.9183 | 0.89978 | 5 | 0.81807
78060 | 51.15 | 0.6 | 365 | 34.9404 | 0.3297 | 35 | 0.27006
79434 | 2.1 | 0.8 | 365 | 1.9127 | 0.84991 | 2 | 0.76258
80862 | 6.21 | 0.8 | 365 | 5.656 | 0.38475 | 6 | 0.040784
80864 | 13.34 | 0.8 | 365 | 12.15 | 0.45613 | 12 | 0.60613
80865 | 6.555 | 0.8 | 365 | 5.9703 | 0.017234 | 5 | 0.98749
80846 | 2.28 | 0.8 | 365 | 2.0766 | 0.17991 | 2 | 0.25652
80679 | 8.64 | 0.8 | 365 | 7.8693 | 0.83965 | 8 | 0.70892
80843 | 11.07 | 0.8 | 365 | 10.0825 | 0.29455 | 10 | 0.37705
80836 | 5.51 | 0.8 | 365 | 5.0185 | 0.10144 | 5 | 0.11992
80832 | 3.99 | 0.8 | 365 | 3.6341 | 0.31484 | 3 | 0.94891
80818 | 8.99 | 0.8 | 365 | 8.188 | 0.4813 | 8 | 0.66935
80823 | 3.99 | 0.8 | 365 | 3.6341 | 0.31484 | 3 | 0.94891
80813 | 6.96 | 0.8 | 365 | 6.3391 | 0.75972 | 7 | 0.09885
80830 | 3.42 | 0.8 | 365 | 3.1149 | 0.26986 | 3 | 0.38478
80844 | 6.09 | 0.8 | 365 | 5.5467 | 0.16475 | 5 | 0.71149
80827 | 6.16 | 0.8 | 365 | 5.6105 | 0.29308 | 5 | 0.90358
80816 | 4.06 | 0.8 | 365 | 3.6978 | 0.44317 | 4 | 0.141
80810 | 6.67 | 0.8 | 365 | 6.075 | 0.22806 | 6 | 0.30306
78173 | 160.8 | 0.6 | 365 | 109.8419 | 0.095112 | 109 | 0.93697
80872 | 1.55 | 0.8 | 365 | 1.4117 | 0.8416 | 2 | 0.25334
80875 | 12.76 | 0.8 | 365 | 11.6217 | 0.39282 | 12 | 0.014559
80877 | 10.5 | 0.8 | 365 | 9.5633 | 0.24957 | 9 | 0.81292
80878 | 9.1 | 0.8 | 365 | 8.2882 | 0.68296 | 8 | 0.9712
80880 | 14.74 | 0.8 | 365 | 13.4251 | 0.022736 | 13 | 0.44785
80879 | 6.27 | 0.8 | 365 | 5.7107 | 0.49475 | 6 | 0.20543
80881 | 5.36 | 0.8 | 365 | 4.8819 | 0.82645 | 5 | 0.70831
80882 | 3.18 | 0.8 | 365 | 2.8963 | 0.82987 | 3 | 0.7262
80883 | 7.54 | 0.8 | 365 | 6.8674 | 0.82303 | 7 | 0.69042
80884 | 11.6 | 0.8 | 365 | 10.5652 | 0.2662 | 10 | 0.83142
80885 | 6.96 | 0.8 | 365 | 6.3391 | 0.75972 | 7 | 0.09885
80886 | 8.7 | 0.8 | 365 | 7.9239 | 0.94965 | 8 | 0.87356
80888 | 9.57 | 0.8 | 365 | 8.7163 | 0.54461 | 9 | 0.26092
80029 | 7.28 | 0.8 | 365 | 6.6306 | 0.34637 | 6 | 0.97696
80663 | 4.56 | 0.8 | 365 | 4.1532 | 0.35982 | 4 | 0.51304
80892 | 7.2 | 0.8 | 365 | 6.5577 | 0.19971 | 6 | 0.75743
80893 | 7 | 0.8 | 365 | 6.3756 | 0.83305 | 7 | 0.20861
80889 | 35.7 | 0.6 | 365 | 24.3865 | 0.086415 | 24 | 0.47295
80899 | 4.55 | 0.8 | 365 | 4.1441 | 0.34148 | 4 | 0.4856
80901 | 10.865 | 0.8 | 365 | 9.8958 | 0.91873 | 10 | 0.81451
80902 | 11.61 | 0.8 | 365 | 10.5743 | 0.28453 | 10 | 0.85886
80905 | 4.95 | 0.8 | 365 | 4.5084 | 0.074799 | 4 | 0.58323
80907 | 4.32 | 0.8 | 365 | 3.9346 | 0.91982 | 4 | 0.85446
80909 | 12.06 | 0.8 | 365 | 10.9842 | 0.10951 | 11 | 0.093697
80910 | 10.8 | 0.8 | 365 | 9.8366 | 0.79956 | 10 | 0.63615
80912 | 7.37 | 0.8 | 365 | 6.7126 | 0.51137 | 7 | 0.22393
80915 | 7.8 | 0.8 | 365 | 7.1042 | 0.29968 | 7 | 0.40388
80916 | 8.925 | 0.8 | 365 | 8.1288 | 0.36214 | 8 | 0.49098
80918 | 3.315 | 0.8 | 365 | 3.0193 | 0.077366 | 3 | 0.096651
80917 | 8.1 | 0.8 | 365 | 7.3774 | 0.84967 | 8 | 0.22711
80919 | 6.5 | 0.8 | 365 | 5.9202 | 0.9164 | 6 | 0.83657
80920 | 9.57 | 0.8 | 365 | 8.7163 | 0.54461 | 9 | 0.26092
80924 | 7.68 | 0.8 | 365 | 6.9949 | 0.079689 | 7 | 0.074593
80923 | 7.25 | 0.8 | 365 | 6.6033 | 0.29137 | 6 | 0.89464
80927 | 10.08 | 0.8 | 365 | 9.1808 | 0.47959 | 9 | 0.6604
80926 | 9.99 | 0.8 | 365 | 9.0988 | 0.3146 | 9 | 0.41344
80928 | 5.12 | 0.8 | 365 | 4.6633 | 0.38646 | 5 | 0.049729
80929 | 15.95 | 0.8 | 365 | 14.5272 | 0.24102 | 14 | 0.7682
80930 | 8.55 | 0.8 | 365 | 7.7873 | 0.67465 | 8 | 0.46195
80931 | 5.04 | 0.8 | 365 | 4.5904 | 0.2398 | 4 | 0.8302
80932 | 7.41 | 0.8 | 365 | 6.749 | 0.5847 | 7 | 0.33369
80935 | 6.84 | 0.8 | 365 | 6.2298 | 0.53972 | 6 | 0.76956
80936 | 9.57 | 0.8 | 365 | 8.7163 | 0.54461 | 9 | 0.26092
80938 | 14.91 | 0.8 | 365 | 13.58 | 0.3344 | 13 | 0.91435
80933 | 9.1 | 0.8 | 365 | 8.2882 | 0.68296 | 8 | 0.9712
80940 | 7.8 | 0.8 | 365 | 7.1042 | 0.29968 | 7 | 0.40388
80942 | 7.685 | 0.8 | 365 | 6.9995 | 0.088855 | 7 | 0.088314
80945 | 11.22 | 0.8 | 365 | 10.2191 | 0.56955 | 10 | 0.78866
80946 | 13.34 | 0.8 | 365 | 12.15 | 0.45613 | 12 | 0.60613
80947 | 8.265 | 0.8 | 365 | 7.5277 | 0.15216 | 7 | 0.67988
80948 | 11.88 | 0.8 | 365 | 10.8202 | 0.77952 | 11 | 0.59976
80949 | 10.83 | 0.8 | 365 | 9.8639 | 0.85456 | 10 | 0.71847
80950 | 11.97 | 0.8 | 365 | 10.9022 | 0.94451 | 11 | 0.84673
80951 | 7.37 | 0.8 | 365 | 6.7126 | 0.51137 | 7 | 0.22393
80953 | 4.35 | 0.8 | 365 | 3.962 | 0.97482 | 4 | 0.93678
80956 | 5.4 | 0.8 | 365 | 4.9183 | 0.89978 | 5 | 0.81807
80957 | 9.28 | 0.8 | 365 | 8.4522 | 0.012957 | 8 | 0.46513
80921 | 5.72 | 0.8 | 365 | 5.2097 | 0.48643 | 5 | 0.69618
80808 | 3.6 | 0.8 | 365 | 3.2789 | 0.59985 | 3 | 0.87872
80809 | 24.9 | 0.8 | 365 | 22.6788 | 0.64899 | 23 | 0.32778
80958 | 4.095 | 0.8 | 365 | 3.7297 | 0.50733 | 4 | 0.23704
80959 | 4.69 | 0.8 | 365 | 4.2716 | 0.59814 | 4 | 0.86977
80960 | 5.025 | 0.8 | 365 | 4.5767 | 0.2123 | 4 | 0.78904
80961 | 5.61 | 0.8 | 365 | 5.1096 | 0.28477 | 5 | 0.39433
80963 | 5.94 | 0.8 | 365 | 5.4101 | 0.88976 | 6 | 0.29988
80964 | 8.12 | 0.8 | 365 | 7.3957 | 0.88634 | 8 | 0.28199
80965 | 11.2 | 0.8 | 365 | 10.2009 | 0.53288 | 10 | 0.73378
80688 | 4.875 | 0.8 | 365 | 4.4401 | 0.9373 | 5 | 0.37743
80986 | 4.06 | 0.8 | 365 | 3.6978 | 0.44317 | 4 | 0.141
80988 | 9.24 | 0.8 | 365 | 8.4157 | 0.93963 | 9 | 0.35537
80992 | 26.22 | 0.6 | 365 | 17.9108 | 0.051703 | 17 | 0.96248
80993 | 6.96 | 0.8 | 365 | 6.3391 | 0.75972 | 7 | 0.09885
80995 | 12.18 | 0.8 | 365 | 11.0935 | 0.32951 | 11 | 0.42299
42026 | 1401.975 | 0.8 | 365 | 1276.9117 | 0.23067 | 1277 | 0.14232
80996 | 3.9 | 0.8 | 365 | 3.5521 | 0.14984 | 3 | 0.70194
80939 | 6.9 | 0.8 | 365 | 6.2845 | 0.64972 | 6 | 0.9342
80997 | 3.84 | 0.8 | 365 | 3.4975 | 0.039844 | 3 | 0.5373
81000 | 6.4 | 0.8 | 365 | 5.8291 | 0.73307 | 6 | 0.56216
81001 | 8.25 | 0.8 | 365 | 7.5141 | 0.12467 | 7 | 0.63872
81003 | 8.25 | 0.8 | 365 | 7.5141 | 0.12467 | 7 | 0.63872
81005 | 7.92 | 0.8 | 365 | 7.2135 | 0.51968 | 7 | 0.73317
81007 | 9.8 | 0.8 | 365 | 8.9258 | 0.96627 | 9 | 0.89206
81008 | 11.52 | 0.8 | 365 | 10.4924 | 0.11953 | 10 | 0.61189
81011 | 3.96 | 0.8 | 365 | 3.6067 | 0.25984 | 3 | 0.86659
81004 | 11.395 | 0.8 | 365 | 10.3785 | 0.89037 | 11 | 0.26888
81012 | 3 | 0.8 | 365 | 2.7324 | 0.49988 | 3 | 0.23226
81014 | 13.4 | 0.8 | 365 | 12.2047 | 0.56612 | 12 | 0.77077
81016 | 6.75 | 0.8 | 365 | 6.1479 | 0.37473 | 6 | 0.52259
81017 | 7.26 | 0.8 | 365 | 6.6124 | 0.30971 | 6 | 0.92208
80515 | 8.96 | 0.8 | 365 | 8.1607 | 0.4263 | 8 | 0.58703
80803 | 16.74 | 0.8 | 365 | 15.2467 | 0.68932 | 15 | 0.93603
80428 | 8.7 | 0.8 | 365 | 7.9239 | 0.94965 | 8 | 0.87356
81018 | 6.24 | 0.8 | 365 | 5.6834 | 0.43975 | 6 | 0.12311
81019 | 7.13 | 0.8 | 365 | 6.494 | 0.071378 | 6 | 0.56535
80854 | 7.83 | 0.8 | 365 | 7.1315 | 0.35468 | 7 | 0.48621
81032 | 10.8 | 0.8 | 365 | 9.8366 | 0.79956 | 10 | 0.63615
81036 | 6.7 | 0.8 | 365 | 6.1023 | 0.28306 | 6 | 0.38539
81037 | 7.35 | 0.8 | 365 | 6.6943 | 0.4747 | 7 | 0.16904
81038 | 8.4 | 0.8 | 365 | 7.6507 | 0.39966 | 8 | 0.050337
81039 | 10.15 | 0.8 | 365 | 9.2446 | 0.60792 | 9 | 0.85249
81040 | 8.4 | 0.8 | 365 | 7.6507 | 0.39966 | 8 | 0.050337
81041 | 4.9 | 0.8 | 365 | 4.4629 | 0.98313 | 5 | 0.44603
81042 | 8.1 | 0.8 | 365 | 7.3774 | 0.84967 | 8 | 0.22711
81043 | 7.26 | 0.8 | 365 | 6.6124 | 0.30971 | 6 | 0.92208
81044 | 5.36 | 0.8 | 365 | 4.8819 | 0.82645 | 5 | 0.70831
81045 | 10.55 | 0.8 | 365 | 9.6089 | 0.28306 | 9 | 0.89195
80979 | 4.06 | 0.8 | 365 | 3.6978 | 0.44317 | 4 | 0.141
80904 | 5.51 | 0.8 | 365 | 5.0185 | 0.10144 | 5 | 0.11992
80982 | 10.73 | 0.8 | 365 | 9.7728 | 0.67123 | 10 | 0.44406
81002 | 4.64 | 0.8 | 365 | 4.2261 | 0.50648 | 4 | 0.73257
81056 | 7.41 | 0.8 | 365 | 6.749 | 0.5847 | 7 | 0.33369
80983 | 5.8 | 0.8 | 365 | 5.2826 | 0.6331 | 5 | 0.91571
80911 | 5.8 | 0.8 | 365 | 5.2826 | 0.6331 | 5 | 0.91571
80906 | 7.83 | 0.8 | 365 | 7.1315 | 0.35468 | 7 | 0.48621
81006 | 8.7 | 0.8 | 365 | 7.9239 | 0.94965 | 8 | 0.87356
80908 | 7.25 | 0.8 | 365 | 6.6033 | 0.29137 | 6 | 0.89464
80215 | 9.28 | 0.8 | 365 | 8.4522 | 0.012957 | 8 | 0.46513
80984 | 4.35 | 0.8 | 365 | 3.962 | 0.97482 | 4 | 0.93678
80898 | 4.93 | 0.8 | 365 | 4.4902 | 0.038134 | 4 | 0.52835
77453 | 5.22 | 0.8 | 365 | 4.7543 | 0.56979 | 5 | 0.32414
80398 | 7.54 | 0.8 | 365 | 6.8674 | 0.82303 | 7 | 0.69042
80896 | 9.28 | 0.8 | 365 | 8.4522 | 0.012957 | 8 | 0.46513
80985 | 12.18 | 0.8 | 365 | 11.0935 | 0.32951 | 11 | 0.42299
81071 | 11.6 | 0.8 | 365 | 10.5652 | 0.2662 | 10 | 0.83142
81072 | 4.72 | 0.8 | 365 | 4.299 | 0.65314 | 4 | 0.95209
81073 | 6.38 | 0.8 | 365 | 5.8109 | 0.69641 | 6 | 0.50728
81074 | 8.99 | 0.8 | 365 | 8.188 | 0.4813 | 8 | 0.66935
81022 | 4.35 | 0.8 | 365 | 3.962 | 0.97482 | 4 | 0.93678
81023 | 4.35 | 0.8 | 365 | 3.962 | 0.97482 | 4 | 0.93678
81076 | 2.9 | 0.8 | 365 | 2.6413 | 0.31655 | 2 | 0.95785
81077 | 4.35 | 0.8 | 365 | 3.962 | 0.97482 | 4 | 0.93678
81078 | 2.9 | 0.8 | 365 | 2.6413 | 0.31655 | 2 | 0.95785
81024 | 10.44 | 0.8 | 365 | 9.5087 | 0.13958 | 9 | 0.64828
81086 | 11.6 | 0.8 | 365 | 10.5652 | 0.2662 | 10 | 0.83142
81085 | 6.6 | 0.8 | 365 | 6.0112 | 0.099732 | 6 | 0.11098
81089 | 6.67 | 0.8 | 365 | 6.075 | 0.22806 | 6 | 0.30306
81090 | 13.34 | 0.8 | 365 | 12.15 | 0.45613 | 12 | 0.60613
81091 | 9.9 | 0.8 | 365 | 9.0169 | 0.1496 | 9 | 0.16647
81094 | 4.75 | 0.8 | 365 | 4.3263 | 0.70814 | 5 | 0.034416
81095 | 2.9 | 0.8 | 365 | 2.6413 | 0.31655 | 2 | 0.95785
81099 | 7.5 | 0.8 | 365 | 6.831 | 0.7497 | 7 | 0.58066
80717 | 9.405 | 0.8 | 365 | 8.566 | 0.24212 | 8 | 0.80814
80648 | 11.31 | 0.8 | 365 | 10.3011 | 0.73454 | 11 | 0.035632
80873 | 273.76 | 0.7 | 365 | 218.1718 | 0.14696 | 218 | 0.31876
80781 | 345.44 | 0.6 | 365 | 235.9687 | 0.9695 | 236 | 0.93824
43078 | 598.5 | 1 | 365 | 681.3884 | 0.53218 | 681 | 0.9206
80721 | 70.29 | 0.6 | 365 | 48.0148 | 0.64661 | 48 | 0.66144
81098 | 2.32 | 0.8 | 365 | 2.113 | 0.25324 | 2 | 0.36628
81102 | 7.395 | 0.8 | 365 | 6.7353 | 0.5572 | 7 | 0.29253
81103 | 5.2 | 0.8 | 365 | 4.7361 | 0.53312 | 5 | 0.26926
81104 | 6.44 | 0.8 | 365 | 5.8655 | 0.80641 | 6 | 0.67192
81105 | 6.6 | 0.8 | 365 | 6.0112 | 0.099732 | 6 | 0.11098
81100 | 6.9 | 0.8 | 365 | 6.2845 | 0.64972 | 6 | 0.9342
81106 | 12 | 0.8 | 365 | 10.9295 | 0.99951 | 11 | 0.92905
81107 | 10.2 | 0.8 | 365 | 9.2901 | 0.69959 | 9 | 0.98969
81109 | 9.8 | 0.8 | 365 | 8.9258 | 0.96627 | 9 | 0.89206
81110 | 5.94 | 0.8 | 365 | 5.4101 | 0.88976 | 6 | 0.29988
81113 | 3.15 | 0.8 | 365 | 2.869 | 0.77487 | 3 | 0.64388
81114 | 6.84 | 0.8 | 365 | 6.2298 | 0.53972 | 6 | 0.76956
81116 | 5.4 | 0.8 | 365 | 4.9183 | 0.89978 | 5 | 0.81807
81117 | 12.6 | 0.8 | 365 | 11.476 | 0.099489 | 11 | 0.5755
81118 | 5.6 | 0.8 | 365 | 5.1005 | 0.26644 | 5 | 0.36689
81121 | 8.375 | 0.8 | 365 | 7.6279 | 0.35383 | 7 | 0.98173
81123 | 5.04 | 0.8 | 365 | 4.5904 | 0.2398 | 4 | 0.8302
81125 | 4.02 | 0.8 | 365 | 3.6614 | 0.36984 | 4 | 0.031232
81127 | 6.6 | 0.8 | 365 | 6.0112 | 0.099732 | 6 | 0.11098
81128 | 4.225 | 0.8 | 365 | 3.8481 | 0.74566 | 4 | 0.59377
81137 | 6.67 | 0.8 | 365 | 6.075 | 0.22806 | 6 | 0.30306
81140 | 9.86 | 0.8 | 365 | 8.9804 | 0.076267 | 9 | 0.056705
81093 | 11.2 | 0.8 | 365 | 10.2009 | 0.53288 | 10 | 0.73378
81025 | 6.09 | 0.8 | 365 | 5.5467 | 0.16475 | 5 | 0.71149
81026 | 8.99 | 0.8 | 365 | 8.188 | 0.4813 | 8 | 0.66935
80242 | 6.4 | 1 | 365 | 7.2864 | 0.66634 | 7 | 0.9527
81027 | 5.22 | 0.8 | 365 | 4.7543 | 0.56979 | 5 | 0.32414
80394 | 12.06 | 0.8 | 365 | 10.9842 | 0.10951 | 11 | 0.093697
80944 | 10.36 | 0.8 | 365 | 9.4358 | 0.99291 | 10 | 0.42875
80653 | 8.525 | 0.8 | 365 | 7.7645 | 0.62882 | 8 | 0.39335
81152 | 9.3 | 0.8 | 365 | 8.4704 | 0.049623 | 8 | 0.52002
80498 | 9.38 | 0.8 | 365 | 8.5433 | 0.19629 | 8 | 0.73954
81161 | 20.88 | 0.8 | 365 | 19.0174 | 0.27915 | 19 | 0.29655
81163 | 13.325 | 0.8 | 365 | 12.1363 | 0.42863 | 12 | 0.56497
81164 | 6.9 | 0.8 | 365 | 6.2845 | 0.64972 | 6 | 0.9342
81165 | 4.8 | 0.8 | 365 | 4.3718 | 0.79981 | 5 | 0.17162
81126 | 9.1 | 0.8 | 365 | 8.2882 | 0.68296 | 8 | 0.9712
81170 | 7.2 | 0.8 | 365 | 6.5577 | 0.19971 | 6 | 0.75743
81171 | 4.845 | 0.8 | 365 | 4.4128 | 0.8823 | 5 | 0.2951
81173 | 5.76 | 0.8 | 365 | 5.2462 | 0.55977 | 5 | 0.80595
81175 | 11.725 | 0.8 | 365 | 10.6791 | 0.49536 | 11 | 0.17443
81176 | 7.56 | 0.8 | 365 | 6.8856 | 0.85969 | 7 | 0.7453
81178 | 11.16 | 0.8 | 365 | 10.1645 | 0.45955 | 10 | 0.62402
81179 | 13.2 | 0.8 | 365 | 12.0225 | 0.19946 | 12 | 0.22196
81181 | 13.2 | 0.8 | 365 | 12.0225 | 0.19946 | 12 | 0.22196
81183 | 7.68 | 0.8 | 365 | 6.9949 | 0.079689 | 7 | 0.074593
81184 | 3.96 | 0.8 | 365 | 3.6067 | 0.25984 | 3 | 0.86659
81186 | 11.05 | 0.8 | 365 | 10.0643 | 0.25789 | 10 | 0.32217
81187 | 6.3 | 1 | 365 | 7.1725 | 0.43718 | 7 | 0.60969
81188 | 7.95 | 0.8 | 365 | 7.2408 | 0.57468 | 7 | 0.8155
81189 | 4.35 | 0.8 | 365 | 3.962 | 0.97482 | 4 | 0.93678
81190 | 6.48 | 0.8 | 365 | 5.902 | 0.87974 | 6 | 0.78169
81191 | 6.96 | 0.8 | 365 | 6.3391 | 0.75972 | 7 | 0.09885
81192 | 5.415 | 0.8 | 365 | 4.932 | 0.92728 | 5 | 0.85923
81193 | 7.25 | 0.8 | 365 | 6.6033 | 0.29137 | 6 | 0.89464
81195 | 6.96 | 0.8 | 365 | 6.3391 | 0.75972 | 7 | 0.09885
81196 | 2.565 | 0.8 | 365 | 2.3362 | 0.7024 | 3 | 0.038585
81197 | 8.99 | 0.8 | 365 | 8.188 | 0.4813 | 8 | 0.66935
81198 | 4.335 | 0.8 | 365 | 3.9483 | 0.94732 | 4 | 0.89562
80914 | 10.44 | 0.8 | 365 | 9.5087 | 0.13958 | 9 | 0.64828
81200 | 5.22 | 0.8 | 365 | 4.7543 | 0.56979 | 5 | 0.32414
81201 | 12.18 | 0.8 | 365 | 11.0935 | 0.32951 | 11 | 0.42299
81202 | 6.67 | 0.8 | 365 | 6.075 | 0.22806 | 6 | 0.30306
81204 | 12.1 | 0.8 | 365 | 11.0206 | 0.18284 | 11 | 0.20346
81206 | 9.57 | 0.8 | 365 | 8.7163 | 0.54461 | 9 | 0.26092
81207 | 10.5 | 0.8 | 365 | 9.5633 | 0.24957 | 9 | 0.81292
81208 | 5.1 | 0.8 | 365 | 4.6451 | 0.34979 | 4 | 0.99485
81209 | 9.28 | 0.8 | 365 | 8.4522 | 0.012957 | 8 | 0.46513
80874 | 7.41 | 0.8 | 365 | 6.749 | 0.5847 | 7 | 0.33369
80887 | 4.64 | 0.8 | 365 | 4.2261 | 0.50648 | 4 | 0.73257
80925 | 40.48 | 0.6 | 365 | 27.6517 | 0.65877 | 28 | 0.3105
80955 | 4.06 | 0.8 | 365 | 3.6978 | 0.44317 | 4 | 0.141
80962 | 5.025 | 0.8 | 365 | 4.5767 | 0.2123 | 4 | 0.78904
80966 | 8.8 | 0.8 | 365 | 8.015 | 0.13298 | 8 | 0.14797
80967 | 3.36 | 0.8 | 365 | 3.0603 | 0.15986 | 3 | 0.22013
80968 | 11.895 | 0.8 | 365 | 10.8339 | 0.80702 | 11 | 0.64092
80969 | 8.8 | 0.8 | 365 | 8.015 | 0.13298 | 8 | 0.14797
80970 | 7.425 | 0.8 | 365 | 6.7627 | 0.6122 | 7 | 0.37485
80971 | 4.13 | 0.8 | 365 | 3.7616 | 0.5715 | 4 | 0.33308
80972 | 6.785 | 0.8 | 365 | 6.1797 | 0.43889 | 6 | 0.61863
80973 | 5.8 | 0.8 | 365 | 5.2826 | 0.6331 | 5 | 0.91571
80974 | 5.605 | 0.8 | 365 | 5.105 | 0.27561 | 5 | 0.38061
80975 | 6.38 | 0.8 | 365 | 5.8109 | 0.69641 | 6 | 0.50728
80976 | 8.7 | 0.8 | 365 | 7.9239 | 0.94965 | 8 | 0.87356
80977 | 4.425 | 0.8 | 365 | 4.0303 | 0.11232 | 4 | 0.14259
80978 | 7.08 | 0.8 | 365 | 6.4484 | 0.97971 | 7 | 0.42814
80980 | 4.425 | 0.8 | 365 | 4.0303 | 0.11232 | 4 | 0.14259
80981 | 3.54 | 0.8 | 365 | 3.2242 | 0.48986 | 3 | 0.71407
80990 | 7.015 | 1 | 365 | 7.9865 | 0.075686 | 8 | 0.062219
81035 | 4.29 | 0.8 | 365 | 3.9073 | 0.86483 | 4 | 0.77214
81046 | 10.15 | 0.8 | 365 | 9.2446 | 0.60792 | 9 | 0.85249
81084 | 9.86 | 0.8 | 365 | 8.9804 | 0.076267 | 9 | 0.056705
81092 | 9.28 | 0.8 | 365 | 8.4522 | 0.012957 | 8 | 0.46513
81097 | 4.06 | 0.8 | 365 | 3.6978 | 0.44317 | 4 | 0.141
65573 | 52.56 | 0.7 | 365 | 41.8875 | 0.31314 | 42 | 0.20059
81108 | 3.6 | 0.8 | 365 | 3.2789 | 0.59985 | 3 | 0.87872
81112 | 4.55 | 0.8 | 365 | 4.1441 | 0.34148 | 4 | 0.4856
81149 | 3.54 | 0.8 | 365 | 3.2242 | 0.48986 | 3 | 0.71407
81150 | 6.09 | 0.8 | 365 | 5.5467 | 0.16475 | 5 | 0.71149
81151 | 7.375 | 0.8 | 365 | 6.7171 | 0.52053 | 7 | 0.23765
81153 | 5.51 | 0.8 | 365 | 5.0185 | 0.10144 | 5 | 0.11992
81154 | 7.965 | 0.8 | 365 | 7.2545 | 0.60218 | 7 | 0.85666
81155 | 5.22 | 0.8 | 365 | 4.7543 | 0.56979 | 5 | 0.32414
81157 | 8.7 | 0.8 | 365 | 7.9239 | 0.94965 | 8 | 0.87356
81205 | 7.83 | 0.8 | 365 | 7.1315 | 0.35468 | 7 | 0.48621
81210 | 9.57 | 0.8 | 365 | 8.7163 | 0.54461 | 9 | 0.26092
81211 | 6.7 | 0.8 | 365 | 6.1023 | 0.28306 | 6 | 0.38539
81213 | 3.54 | 0.8 | 365 | 3.2242 | 0.48986 | 3 | 0.71407
81214 | 7.92 | 0.8 | 365 | 7.2135 | 0.51968 | 7 | 0.73317
81215 | 5.415 | 0.8 | 365 | 4.932 | 0.92728 | 5 | 0.85923
81212 | 10.385 | 0.8 | 365 | 9.4586 | 0.038746 | 9 | 0.49735
81217 | 7.25 | 0.8 | 365 | 6.6033 | 0.29137 | 6 | 0.89464
81219 | 6.96 | 0.8 | 365 | 6.3391 | 0.75972 | 7 | 0.09885
80855 | 7.521 | 0.8 | 365 | 6.8501 | 0.7882 | 7 | 0.63828
81130 | 9.9 | 0.8 | 365 | 9.0169 | 0.1496 | 9 | 0.16647
81075 | 7.98 | 0.8 | 365 | 7.2681 | 0.62968 | 7 | 0.89782
81220 | 13.34 | 0.8 | 365 | 12.15 | 0.45613 | 12 | 0.60613
81222 | 5.31 | 0.8 | 365 | 4.8363 | 0.73478 | 5 | 0.57111
81223 | 9.28 | 0.8 | 365 | 8.4522 | 0.012957 | 8 | 0.46513
81224 | 10.73 | 0.8 | 365 | 9.7728 | 0.67123 | 10 | 0.44406
81225 | 9.28 | 0.8 | 365 | 8.4522 | 0.012957 | 8 | 0.46513
81226 | 7.93 | 0.8 | 365 | 7.2226 | 0.53801 | 7 | 0.76062
81227 | 8.7 | 0.8 | 365 | 7.9239 | 0.94965 | 8 | 0.87356
81228 | 12.095 | 0.8 | 365 | 11.0161 | 0.17368 | 11 | 0.18974
81232 | 6.67 | 0.8 | 365 | 6.075 | 0.22806 | 6 | 0.30306
81231 | 6.38 | 0.8 | 365 | 5.8109 | 0.69641 | 6 | 0.50728
81230 | 8.55 | 0.8 | 365 | 7.7873 | 0.67465 | 8 | 0.46195
81238 | 23.2 | 0.8 | 365 | 21.1304 | 0.53239 | 21 | 0.66283
81241 | 10.2 | 0.8 | 365 | 9.2901 | 0.69959 | 9 | 0.98969
81243 | 5.4 | 0.8 | 365 | 4.9183 | 0.89978 | 5 | 0.81807
81244 | 2.97 | 0.8 | 365 | 2.7051 | 0.44488 | 3 | 0.14994
81245 | 6.6 | 0.8 | 365 | 6.0112 | 0.099732 | 6 | 0.11098
81246 | 4.56 | 0.8 | 365 | 4.1532 | 0.35982 | 4 | 0.51304
81247 | 11.97 | 0.8 | 365 | 10.9022 | 0.94451 | 11 | 0.84673
81248 | 10.26 | 0.8 | 365 | 9.3448 | 0.80958 | 10 | 0.15434
80392 | 10.08 | 0.8 | 365 | 9.1808 | 0.47959 | 9 | 0.6604
80535 | 10.89 | 0.8 | 365 | 9.9186 | 0.96456 | 10 | 0.88311
80544 | 9 | 0.8 | 365 | 8.1972 | 0.49964 | 8 | 0.69679
80549 | 4.8 | 0.8 | 365 | 4.3718 | 0.79981 | 5 | 0.17162
81250 | 4.62 | 0.8 | 365 | 4.2079 | 0.46981 | 4 | 0.67769
81251 | 11.88 | 0.8 | 365 | 10.8202 | 0.77952 | 11 | 0.59976
81252 | 7.26 | 0.8 | 365 | 6.6124 | 0.30971 | 6 | 0.92208
81253 | 11.375 | 0.8 | 365 | 10.3603 | 0.85371 | 11 | 0.214
81115 | 8.58 | 0.8 | 365 | 7.8146 | 0.72965 | 8 | 0.54427
81254 | 8.12 | 0.8 | 365 | 7.3957 | 0.88634 | 8 | 0.28199
81255 | 5.36 | 0.8 | 365 | 4.8819 | 0.82645 | 5 | 0.70831
81258 | 4.55 | 0.8 | 365 | 4.1441 | 0.34148 | 4 | 0.4856
81259 | 8.71 | 0.8 | 365 | 7.933 | 0.96798 | 8 | 0.901
81260 | 6.7 | 0.8 | 365 | 6.1023 | 0.28306 | 6 | 0.38539
81261 | 5.36 | 0.8 | 365 | 4.8819 | 0.82645 | 5 | 0.70831
81262 | 6.6 | 0.8 | 365 | 6.0112 | 0.099732 | 6 | 0.11098
81263 | 6.96 | 0.8 | 365 | 6.3391 | 0.75972 | 7 | 0.09885
80837 | 8.7 | 0.8 | 365 | 7.9239 | 0.94965 | 8 | 0.87356
81264 | 7.68 | 0.8 | 365 | 6.9949 | 0.079689 | 7 | 0.074593
80706 | 8.26 | 0.8 | 365 | 7.5232 | 0.143 | 7 | 0.66616
81265 | 10.56 | 0.8 | 365 | 9.618 | 0.35957 | 9 | 0.97757
80709 | 11.02 | 0.8 | 365 | 10.037 | 0.20289 | 10 | 0.23985
81266 | 6.095 | 0.8 | 365 | 5.5513 | 0.17392 | 5 | 0.72521
81267 | 6.72 | 0.8 | 365 | 6.1205 | 0.31973 | 6 | 0.44027
81272 | 8.12 | 0.8 | 365 | 7.3957 | 0.88634 | 8 | 0.28199
81273 | 13.34 | 0.8 | 365 | 12.15 | 0.45613 | 12 | 0.60613
81274 | 6.38 | 0.8 | 365 | 5.8109 | 0.69641 | 6 | 0.50728
81275 | 8.7 | 0.8 | 365 | 7.9239 | 0.94965 | 8 | 0.87356
81276 | 7.54 | 0.8 | 365 | 6.8674 | 0.82303 | 7 | 0.69042
81277 | 8.85 | 0.8 | 365 | 8.0605 | 0.22464 | 8 | 0.28518
81278 | 3.54 | 0.8 | 365 | 3.2242 | 0.48986 | 3 | 0.71407
78858 | 4.93 | 0.8 | 365 | 4.4902 | 0.038134 | 4 | 0.52835
81020 | 10.8 | 0.8 | 365 | 9.8366 | 0.79956 | 10 | 0.63615
80210 | 7.04 | 0.8 | 365 | 6.412 | 0.90638 | 7 | 0.31838
81221 | 2.61 | 0.8 | 365 | 2.3772 | 0.78489 | 3 | 0.16207
81279 | 10.325 | 0.8 | 365 | 9.404 | 0.92875 | 10 | 0.33271
80784 | 7.705 | 0.8 | 365 | 7.0177 | 0.12552 | 7 | 0.1432
81286 | 9.3 | 0.8 | 365 | 8.4704 | 0.049623 | 8 | 0.52002
81287 | 12.25 | 0.8 | 365 | 11.1572 | 0.45784 | 11 | 0.61507
80841 | 3.99 | 0.8 | 365 | 3.6341 | 0.31484 | 3 | 0.94891
80658 | 6.3 | 0.8 | 365 | 5.738 | 0.54974 | 6 | 0.28775
81062 | 5.13 | 0.8 | 365 | 4.6724 | 0.40479 | 5 | 0.07717
81058 | 7.26 | 0.8 | 365 | 6.6124 | 0.30971 | 6 | 0.92208
80719 | 8.835 | 0.8 | 365 | 8.0469 | 0.19714 | 8 | 0.24401
81294 | 6.825 | 0.8 | 365 | 6.2162 | 0.51222 | 6 | 0.7284
80332 | 9.72 | 0.8 | 365 | 8.8529 | 0.81961 | 9 | 0.67253
81295 | 7.15 | 0.8 | 365 | 6.5122 | 0.10804 | 6 | 0.62023
80316 | 12.18 | 0.8 | 365 | 11.0935 | 0.32951 | 11 | 0.42299
80307 | 10.385 | 0.8 | 365 | 9.4586 | 0.038746 | 9 | 0.49735
80286 | 4.125 | 0.8 | 365 | 3.757 | 0.56233 | 4 | 0.31936
80288 | 11.22 | 0.8 | 365 | 10.2191 | 0.56955 | 10 | 0.78866
80654 | 13.475 | 0.8 | 365 | 12.273 | 0.70362 | 12 | 0.97658
80650 | 7.98 | 0.8 | 365 | 7.2681 | 0.62968 | 7 | 0.89782
81296 | 13.325 | 0.8 | 365 | 12.1363 | 0.42863 | 12 | 0.56497
81297 | 6.825 | 0.8 | 365 | 6.2162 | 0.51222 | 6 | 0.7284
81269 | 6.84 | 0.8 | 365 | 6.2298 | 0.53972 | 6 | 0.76956
81298 | 2.8 | 0.8 | 365 | 2.5502 | 0.13322 | 2 | 0.68345
81299 | 9.38 | 0.8 | 365 | 8.5433 | 0.19629 | 8 | 0.73954
81300 | 9.425 | 0.8 | 365 | 8.5842 | 0.27878 | 8 | 0.86303
81301 | 7.3 | 0.8 | 365 | 6.6488 | 0.38304 | 7 | 0.03184
81303 | 14.25 | 0.8 | 365 | 12.9788 | 0.12442 | 13 | 0.10325
81304 | 4.96 | 0.8 | 365 | 4.5175 | 0.093132 | 4 | 0.61067
81305 | 6.7 | 0.8 | 365 | 6.1023 | 0.28306 | 6 | 0.38539
81306 | 6.4 | 0.8 | 365 | 5.8291 | 0.73307 | 6 | 0.56216
81070 | 3.99 | 0.8 | 365 | 3.6341 | 0.31484 | 3 | 0.94891
81307 | 6.48 | 0.8 | 365 | 5.902 | 0.87974 | 6 | 0.78169
81048 | 5.12 | 0.8 | 365 | 4.6633 | 0.38646 | 5 | 0.049729
81168 | 15.12 | 0.8 | 365 | 13.7712 | 0.71939 | 14 | 0.49061
81146 | 9.715 | 0.8 | 365 | 8.8484 | 0.81044 | 9 | 0.65881
81066 | 3.24 | 0.8 | 365 | 2.951 | 0.93987 | 3 | 0.89084
81309 | 6.6 | 0.8 | 365 | 6.0112 | 0.099732 | 6 | 0.11098
81310 | 6.555 | 0.8 | 365 | 5.9703 | 0.017234 | 5 | 0.98749
81311 | 4.29 | 0.8 | 365 | 3.9073 | 0.86483 | 4 | 0.77214
80592 | 7.26 | 0.8 | 365 | 6.6124 | 0.30971 | 6 | 0.92208
81312 | 7.59 | 0.8 | 365 | 6.9129 | 0.91469 | 7 | 0.82763
81313 | 7.15 | 0.8 | 365 | 6.5122 | 0.10804 | 6 | 0.62023
81315 | 10.5 | 0.8 | 365 | 9.5633 | 0.24957 | 9 | 0.81292
64885 | 929.28 | 0.9 | 365 | 952.1814 | 0.59762 | 952 | 0.77902
81317 | 5.04 | 0.8 | 365 | 4.5904 | 0.2398 | 4 | 0.8302
81318 | 12.6 | 0.8 | 365 | 11.476 | 0.099489 | 11 | 0.5755
81319 | 12.16 | 0.8 | 365 | 11.0753 | 0.29284 | 11 | 0.36811
81320 | 11.725 | 0.8 | 365 | 10.6791 | 0.49536 | 11 | 0.17443
81321 | 9.6 | 0.8 | 365 | 8.7436 | 0.59961 | 9 | 0.34324
81323 | 6.72 | 0.8 | 365 | 6.1205 | 0.31973 | 6 | 0.44027
81326 | 7.685 | 0.8 | 365 | 6.9995 | 0.088855 | 7 | 0.088314
81328 | 4.5 | 0.8 | 365 | 4.0986 | 0.24982 | 4 | 0.34839
80640 | 7.56 | 0.8 | 365 | 6.8856 | 0.85969 | 7 | 0.7453
80638 | 8.7 | 0.8 | 365 | 7.9239 | 0.94965 | 8 | 0.87356
80897 | 3.48 | 0.8 | 365 | 3.1696 | 0.37986 | 3 | 0.54943
81334 | 19.08 | 0.8 | 365 | 17.378 | 0.97923 | 18 | 0.35719
81336 | 5.95 | 0.8 | 365 | 5.4192 | 0.90809 | 6 | 0.32732
81028 | 8.99 | 0.8 | 365 | 8.188 | 0.4813 | 8 | 0.66935
81029 | 10.73 | 0.8 | 365 | 9.7728 | 0.67123 | 10 | 0.44406
81338 | 7.41 | 0.8 | 365 | 6.749 | 0.5847 | 7 | 0.33369
80659 | 40.89 | 0.6 | 365 | 27.9318 | 0.22251 | 28 | 0.15431
81030 | 9.86 | 0.8 | 365 | 8.9804 | 0.076267 | 9 | 0.056705
81031 | 3.99 | 0.8 | 365 | 3.6341 | 0.31484 | 3 | 0.94891
81169 | 4.93 | 0.8 | 365 | 4.4902 | 0.038134 | 4 | 0.52835
81174 | 4.06 | 0.8 | 365 | 3.6978 | 0.44317 | 4 | 0.141
81177 | 5.22 | 0.8 | 365 | 4.7543 | 0.56979 | 5 | 0.32414
81182 | 12.76 | 0.8 | 365 | 11.6217 | 0.39282 | 12 | 0.014559
81302 | 5.8 | 0.8 | 365 | 5.2826 | 0.6331 | 5 | 0.91571
81185 | 8.48 | 0.8 | 365 | 7.7235 | 0.54632 | 8 | 0.26986
81194 | 8.55 | 0.8 | 365 | 7.7873 | 0.67465 | 8 | 0.46195
81199 | 4.93 | 0.8 | 365 | 4.4902 | 0.038134 | 4 | 0.52835
81343 | 8.7 | 0.8 | 365 | 7.9239 | 0.94965 | 8 | 0.87356
81346 | 10.385 | 0.8 | 365 | 9.4586 | 0.038746 | 9 | 0.49735
81349 | 4.48 | 0.8 | 365 | 4.0804 | 0.21315 | 4 | 0.29351
81350 | 6.03 | 0.8 | 365 | 5.4921 | 0.054756 | 5 | 0.54685
81352 | 6.03 | 0.8 | 365 | 5.4921 | 0.054756 | 5 | 0.54685
81353 | 6.365 | 0.8 | 365 | 5.7972 | 0.66891 | 6 | 0.46612
81355 | 8.64 | 0.8 | 365 | 7.8693 | 0.83965 | 8 | 0.70892
81356 | 3.3 | 0.8 | 365 | 3.0056 | 0.049866 | 3 | 0.055489
81358 | 8.64 | 0.8 | 365 | 7.8693 | 0.83965 | 8 | 0.70892
81359 | 10.8 | 0.8 | 365 | 9.8366 | 0.79956 | 10 | 0.63615
81361 | 10.137 | 0.8 | 365 | 9.2327 | 0.58409 | 9 | 0.81682
81362 | 4.578 | 0.8 | 365 | 4.1696 | 0.39281 | 4 | 0.56243
81363 | 5.36 | 0.8 | 365 | 4.8819 | 0.82645 | 5 | 0.70831
81364 | 5.76 | 0.8 | 365 | 5.2462 | 0.55977 | 5 | 0.80595
81366 | 9.45 | 0.8 | 365 | 8.607 | 0.32462 | 8 | 0.93163
81367 | 12.16 | 0.8 | 365 | 11.0753 | 0.29284 | 11 | 0.36811
81368 | 6.84 | 0.8 | 365 | 6.2298 | 0.53972 | 6 | 0.76956
81369 | 6 | 0.8 | 365 | 5.4648 | 0.99976 | 6 | 0.46453
81370 | 8.28 | 0.8 | 365 | 7.5414 | 0.17966 | 7 | 0.72105
81141 | 4.35 | 0.8 | 365 | 3.962 | 0.97482 | 4 | 0.93678
81376 | 9.9 | 0.8 | 365 | 9.0169 | 0.1496 | 9 | 0.16647
81377 | 4.725 | 0.8 | 365 | 4.3035 | 0.66231 | 4 | 0.96581
81381 | 15.39 | 0.8 | 365 | 14.0171 | 0.21438 | 14 | 0.23151
81382 | 6.785 | 0.8 | 365 | 6.1797 | 0.43889 | 6 | 0.61863
80579 | 6.6 | 0.8 | 365 | 6.0112 | 0.099732 | 6 | 0.11098
81383 | 7.25 | 0.8 | 365 | 6.6033 | 0.29137 | 6 | 0.89464
81386 | 6.49 | 0.8 | 365 | 5.9111 | 0.89807 | 6 | 0.80913
81387 | 8.7 | 0.8 | 365 | 7.9239 | 0.94965 | 8 | 0.87356
81388 | 12.71 | 0.8 | 365 | 11.5762 | 0.30115 | 11 | 0.87735
81390 | 8.4 | 0.8 | 365 | 7.6507 | 0.39966 | 8 | 0.050337
81392 | 10.075 | 0.8 | 365 | 9.1763 | 0.47042 | 9 | 0.64668
81391 | 9.28 | 0.8 | 365 | 8.4522 | 0.012957 | 8 | 0.46513
81395 | 8.4 | 0.8 | 365 | 7.6507 | 0.39966 | 8 | 0.050337
81399 | 4.56 | 0.8 | 365 | 4.1532 | 0.35982 | 4 | 0.51304
81401 | 3.9 | 0.8 | 365 | 3.5521 | 0.14984 | 3 | 0.70194
81405 | 8.215 | 0.8 | 365 | 7.4822 | 0.0605 | 7 | 0.54268
81404 | 5.8 | 0.8 | 365 | 5.2826 | 0.6331 | 5 | 0.91571
80782 | 16.08 | 0.8 | 365 | 14.6456 | 0.47935 | 15 | 0.12493
81406 | 7.83 | 0.8 | 365 | 7.1315 | 0.35468 | 7 | 0.48621
80900 | 5.8 | 0.8 | 365 | 5.2826 | 0.6331 | 5 | 0.91571
81407 | 9.92 | 0.8 | 365 | 9.0351 | 0.18626 | 9 | 0.22135
81409 | 12.6 | 0.8 | 365 | 11.476 | 0.099489 | 11 | 0.5755
81410 | 6.51 | 0.8 | 365 | 5.9293 | 0.93474 | 6 | 0.86401
81015 | 9.86 | 0.8 | 365 | 8.9804 | 0.076267 | 9 | 0.056705
81411 | 6.09 | 0.8 | 365 | 5.5467 | 0.16475 | 5 | 0.71149
81412 | 7.15 | 0.8 | 365 | 6.5122 | 0.10804 | 6 | 0.62023
81414 | 3.685 | 0.8 | 365 | 3.3563 | 0.75568 | 4 | 0.11196
78670 | 5.22 | 0.8 | 365 | 4.7543 | 0.56979 | 5 | 0.32414
81156 | 9.6 | 0.8 | 365 | 8.7436 | 0.59961 | 9 | 0.34324
81416 | 6.195 | 0.8 | 365 | 5.6424 | 0.35725 | 5 | 0.99962
81417 | 9.38 | 0.8 | 365 | 8.5433 | 0.19629 | 8 | 0.73954
81419 | 9.24 | 0.8 | 365 | 8.4157 | 0.93963 | 9 | 0.35537
81420 | 8.32 | 0.8 | 365 | 7.5778 | 0.253 | 7 | 0.83081
81421 | 10.89 | 0.8 | 365 | 9.9186 | 0.96456 | 10 | 0.88311
81423 | 6.7 | 0.8 | 365 | 6.1023 | 0.28306 | 6 | 0.38539
81422 | 3.3 | 0.8 | 365 | 3.0056 | 0.049866 | 3 | 0.055489
80767 | 5.22 | 0.8 | 365 | 4.7543 | 0.56979 | 5 | 0.32414
81429 | 7.92 | 0.8 | 365 | 7.2135 | 0.51968 | 7 | 0.73317
81218 | 9.9 | 0.8 | 365 | 9.0169 | 0.1496 | 9 | 0.16647
81430 | 3.705 | 0.8 | 365 | 3.3745 | 0.79235 | 4 | 0.16684
81431 | 11.55 | 0.8 | 365 | 10.5197 | 0.17453 | 10 | 0.69421
81111 | 8.99 | 0.8 | 365 | 8.188 | 0.4813 | 8 | 0.66935
81354 | 9.57 | 0.8 | 365 | 8.7163 | 0.54461 | 9 | 0.26092
81393 | 5.51 | 0.8 | 365 | 5.0185 | 0.10144 | 5 | 0.11992
81360 | 13.11 | 0.8 | 365 | 11.9405 | 0.034469 | 11 | 0.97499
81365 | 7.83 | 0.8 | 365 | 7.1315 | 0.35468 | 7 | 0.48621
81432 | 6.09 | 0.8 | 365 | 5.5467 | 0.16475 | 5 | 0.71149
81371 | 9.86 | 0.8 | 365 | 8.9804 | 0.076267 | 9 | 0.056705
81433 | 12.285 | 0.8 | 365 | 11.1891 | 0.522 | 11 | 0.71112
81372 | 4.64 | 0.8 | 365 | 4.2261 | 0.50648 | 4 | 0.73257
81373 | 4.35 | 0.8 | 365 | 3.962 | 0.97482 | 4 | 0.93678
81374 | 13.34 | 0.8 | 365 | 12.15 | 0.45613 | 12 | 0.60613
81394 | 4.35 | 0.8 | 365 | 3.962 | 0.97482 | 4 | 0.93678
81397 | 5.04 | 0.8 | 365 | 4.5904 | 0.2398 | 4 | 0.8302
81400 | 6.09 | 0.8 | 365 | 5.5467 | 0.16475 | 5 | 0.71149
81403 | 7.84 | 0.8 | 365 | 7.1406 | 0.37302 | 7 | 0.51365
81435 | 5.4 | 0.8 | 365 | 4.9183 | 0.89978 | 5 | 0.81807
81436 | 14 | 0.8 | 365 | 12.7511 | 0.6661 | 13 | 0.41723
81426 | 5.51 | 0.8 | 365 | 5.0185 | 0.10144 | 5 | 0.11992
81427 | 7.25 | 0.8 | 365 | 6.6033 | 0.29137 | 6 | 0.89464
81440 | 16.5 | 0.8 | 365 | 15.0281 | 0.24933 | 15 | 0.27745
81428 | 6.38 | 0.8 | 365 | 5.8109 | 0.69641 | 6 | 0.50728
81441 | 5.7 | 0.8 | 365 | 5.1915 | 0.44977 | 5 | 0.6413
81439 | 4.875 | 0.8 | 365 | 4.4401 | 0.9373 | 5 | 0.37743
81445 | 24.19 | 0.8 | 365 | 22.0321 | 0.34735 | 22 | 0.37948
81448 | 7.15 | 0.8 | 365 | 6.5122 | 0.10804 | 6 | 0.62023
81450 | 7.8 | 0.8 | 365 | 7.1042 | 0.29968 | 7 | 0.40388
80630 | 4.62 | 0.8 | 365 | 4.2079 | 0.46981 | 4 | 0.67769
80636 | 8.75 | 0.8 | 365 | 7.9695 | 0.041312 | 8 | 0.010767
81256 | 9.125 | 0.8 | 365 | 8.311 | 0.7288 | 9 | 0.0398
80643 | 9 | 0.8 | 365 | 8.1972 | 0.49964 | 8 | 0.69679
81069 | 4.93 | 0.8 | 365 | 4.4902 | 0.038134 | 4 | 0.52835
81057 | 7.68 | 0.8 | 365 | 6.9949 | 0.079689 | 7 | 0.074593
80941 | 2.97 | 0.8 | 365 | 2.7051 | 0.44488 | 3 | 0.14994
81464 | 4.845 | 0.8 | 365 | 4.4128 | 0.8823 | 5 | 0.2951
81466 | 8.265 | 0.8 | 365 | 7.5277 | 0.15216 | 7 | 0.67988
81467 | 3.99 | 0.8 | 365 | 3.6341 | 0.31484 | 3 | 0.94891
81474 | 6.555 | 0.8 | 365 | 5.9703 | 0.017234 | 5 | 0.98749
81475 | 8.12 | 0.8 | 365 | 7.3957 | 0.88634 | 8 | 0.28199
81476 | 3.64 | 0.8 | 365 | 3.3153 | 0.67319 | 3 | 0.98848
81477 | 6.38 | 0.8 | 365 | 5.8109 | 0.69641 | 6 | 0.50728
80952 | 11.725 | 0.8 | 365 | 10.6791 | 0.49536 | 11 | 0.17443
81478 | 7.54 | 0.8 | 365 | 6.8674 | 0.82303 | 7 | 0.69042
81203 | 5.8 | 0.8 | 365 | 5.2826 | 0.6331 | 5 | 0.91571
81479 | 5.85 | 0.8 | 365 | 5.3282 | 0.72476 | 6 | 0.052913
81480 | 6.555 | 0.8 | 365 | 5.9703 | 0.017234 | 5 | 0.98749
81482 | 6.44 | 0.8 | 365 | 5.8655 | 0.80641 | 6 | 0.67192
81483 | 5.32 | 0.8 | 365 | 4.8454 | 0.75312 | 5 | 0.59855
81468 | 4.06 | 0.8 | 365 | 3.6978 | 0.44317 | 4 | 0.141
81438 | 19.2 | 0.8 | 365 | 17.4873 | 0.19922 | 17 | 0.68648
81465 | 8.99 | 0.8 | 365 | 8.188 | 0.4813 | 8 | 0.66935
81463 | 5.8 | 0.8 | 365 | 5.2826 | 0.6331 | 5 | 0.91571
81462 | 7.54 | 0.8 | 365 | 6.8674 | 0.82303 | 7 | 0.69042
81484 | 5.4 | 0.8 | 365 | 4.9183 | 0.89978 | 5 | 0.81807
81459 | 2.32 | 0.8 | 365 | 2.113 | 0.25324 | 2 | 0.36628
81485 | 6.39 | 0.8 | 365 | 5.82 | 0.71474 | 6 | 0.53472
81385 | 10.85 | 0.8 | 365 | 9.8821 | 0.89123 | 10 | 0.77335
81486 | 10.72 | 0.8 | 365 | 9.7637 | 0.6529 | 10 | 0.41662
81444 | 4.06 | 0.8 | 365 | 3.6978 | 0.44317 | 4 | 0.141
81452 | 8.99 | 0.8 | 365 | 8.188 | 0.4813 | 8 | 0.66935
81454 | 3.77 | 0.8 | 365 | 3.4337 | 0.91151 | 4 | 0.34521
81488 | 12.32 | 0.8 | 365 | 11.221 | 0.58617 | 11 | 0.80716
81489 | 9.75 | 0.8 | 365 | 8.8803 | 0.8746 | 9 | 0.75485
80759 | 9.6 | 0.8 | 365 | 8.7436 | 0.59961 | 9 | 0.34324
81490 | 6.2 | 0.8 | 365 | 5.6469 | 0.36642 | 6 | 0.013344
81491 | 8.19 | 0.8 | 365 | 7.4594 | 0.014668 | 7 | 0.47408
80954 | 6.38 | 0.8 | 365 | 5.8109 | 0.69641 | 6 | 0.50728
81088 | 8.45 | 0.8 | 365 | 7.6962 | 0.49132 | 8 | 0.18754
80903 | 2.1 | 0.8 | 365 | 1.9127 | 0.84991 | 2 | 0.76258
81456 | 10.15 | 0.8 | 365 | 9.2446 | 0.60792 | 9 | 0.85249
81447 | 3.92 | 0.8 | 365 | 3.5703 | 0.18651 | 3 | 0.75682
80922 | 14.85 | 0.8 | 365 | 13.5253 | 0.2244 | 13 | 0.7497
81455 | 5.8 | 0.8 | 365 | 5.2826 | 0.6331 | 5 | 0.91571
81502 | 7.425 | 0.8 | 365 | 6.7627 | 0.6122 | 7 | 0.37485
81503 | 6 | 0.8 | 365 | 5.4648 | 0.99976 | 6 | 0.46453
81504 | 9.6 | 0.8 | 365 | 8.7436 | 0.59961 | 9 | 0.34324
81506 | 10.45 | 0.8 | 365 | 9.5178 | 0.15791 | 9 | 0.67572
81507 | 13.2 | 0.8 | 365 | 12.0225 | 0.19946 | 12 | 0.22196
81508 | 12.18 | 0.8 | 365 | 11.0935 | 0.32951 | 11 | 0.42299
81509 | 5.695 | 0.8 | 365 | 5.187 | 0.4406 | 5 | 0.62758
81510 | 5.8 | 0.8 | 365 | 5.2826 | 0.6331 | 5 | 0.91571
81511 | 8.58 | 0.8 | 365 | 7.8146 | 0.72965 | 8 | 0.54427
81512 | 9.86 | 0.8 | 365 | 8.9804 | 0.076267 | 9 | 0.056705
81515 | 4.64 | 0.8 | 365 | 4.2261 | 0.50648 | 4 | 0.73257
81516 | 11.89 | 0.8 | 365 | 10.8294 | 0.79785 | 11 | 0.6272
81517 | 4.95 | 0.8 | 365 | 4.5084 | 0.074799 | 4 | 0.58323
81518 | 14.08 | 0.8 | 365 | 12.824 | 0.81276 | 13 | 0.63675
81519 | 3.78 | 0.8 | 365 | 3.4428 | 0.92985 | 4 | 0.37265
81520 | 7.035 | 0.8 | 365 | 6.4074 | 0.89721 | 7 | 0.30466
81521 | 7.35 | 0.8 | 365 | 6.6943 | 0.4747 | 7 | 0.16904
81522 | 9.045 | 0.8 | 365 | 8.2381 | 0.58213 | 8 | 0.82027
81524 | 5.49 | 0.8 | 365 | 5.0003 | 0.064777 | 5 | 0.065041
81526 | 23.46 | 0.8 | 365 | 21.3672 | 0.0090491 | 21 | 0.3763
37009 | 2151.45 | 0.7 | 365 | 1714.5884 | 0.20807 | 1714 | 0.79651
81653 | 69.12 | 0.6 | 365 | 47.2156 | 0.037899 | 47 | 0.25351
26411 | 645.84 | 1 | 365 | 735.2847 | 0.017277 | 735 | 0.30198
26407 | 645.84 | 1 | 365 | 735.2847 | 0.017277 | 735 | 0.30198
26406 | 645.84 | 1 | 365 | 735.2847 | 0.017277 | 735 | 0.30198
81424 | 313.2 | 0.6 | 365 | 213.9457 | 0.64048 | 214 | 0.5862
81425 | 1401.48 | 0.6 | 365 | 957.3456 | 0.9924 | 958 | 0.338
81492 | 3.19 | 0.8 | 365 | 2.9054 | 0.8482 | 3 | 0.75364
81701 | 11.31 | 0.8 | 365 | 10.3011 | 0.73454 | 11 | 0.035632
81641 | 4.35 | 0.8 | 365 | 3.962 | 0.97482 | 4 | 0.93678
81493 | 4.64 | 0.8 | 365 | 4.2261 | 0.50648 | 4 | 0.73257
81494 | 8.99 | 0.8 | 365 | 8.188 | 0.4813 | 8 | 0.66935
81750 | 8.99 | 0.8 | 365 | 8.188 | 0.4813 | 8 | 0.66935
81451 | 4.64 | 0.8 | 365 | 4.2261 | 0.50648 | 4 | 0.73257
81457 | 2.32 | 0.8 | 365 | 2.113 | 0.25324 | 2 | 0.36628
81532 | 12.8 | 0.8 | 365 | 11.6582 | 0.46615 | 12 | 0.12432
81533 | 9.86 | 0.8 | 365 | 8.9804 | 0.076267 | 9 | 0.056705
81534 | 4.425 | 0.8 | 365 | 4.0303 | 0.11232 | 4 | 0.14259
81523 | 5.04 | 0.8 | 365 | 4.5904 | 0.2398 | 4 | 0.8302
81544 | 7.2 | 0.8 | 365 | 6.5577 | 0.19971 | 6 | 0.75743
81543 | 6.3 | 0.8 | 365 | 5.738 | 0.54974 | 6 | 0.28775
81546 | 8.58 | 0.8 | 365 | 7.8146 | 0.72965 | 8 | 0.54427
81548 | 6.5 | 0.8 | 365 | 5.9202 | 0.9164 | 6 | 0.83657
81553 | 2.8 | 0.8 | 365 | 2.5502 | 0.13322 | 2 | 0.68345
81550 | 10.4 | 0.8 | 365 | 9.4723 | 0.066245 | 9 | 0.53851
81555 | 4.275 | 0.8 | 365 | 3.8936 | 0.83733 | 4 | 0.73097
81655 | 5.67 | 0.8 | 365 | 5.1642 | 0.39477 | 5 | 0.55898
81557 | 9.1 | 0.8 | 365 | 8.2882 | 0.68296 | 8 | 0.9712
80789 | 3.6 | 0.8 | 365 | 3.2789 | 0.59985 | 3 | 0.87872
81770 | 9.86 | 0.8 | 365 | 8.9804 | 0.076267 | 9 | 0.056705
81080 | 12.3 | 0.8 | 365 | 11.2028 | 0.5495 | 11 | 0.75228
81083 | 6.6 | 0.8 | 365 | 6.0112 | 0.099732 | 6 | 0.11098
81643 | 9.28 | 0.8 | 365 | 8.4522 | 0.012957 | 8 | 0.46513
81562 | 13.275 | 0.8 | 365 | 12.0908 | 0.33696 | 12 | 0.42776
81563 | 3.19 | 0.8 | 365 | 2.9054 | 0.8482 | 3 | 0.75364
81639 | 9.86 | 0.8 | 365 | 8.9804 | 0.076267 | 9 | 0.056705
81564 | 3.54 | 0.8 | 365 | 3.2242 | 0.48986 | 3 | 0.71407
81638 | 5.22 | 0.8 | 365 | 4.7543 | 0.56979 | 5 | 0.32414
81629 | 4.64 | 0.8 | 365 | 4.2261 | 0.50648 | 4 | 0.73257
81748 | 6.67 | 0.8 | 365 | 6.075 | 0.22806 | 6 | 0.30306
81740 | 6.615 | 0.8 | 365 | 6.0249 | 0.12723 | 6 | 0.15214
81738 | 4.35 | 0.8 | 365 | 3.962 | 0.97482 | 4 | 0.93678
81736 | 6.09 | 0.8 | 365 | 5.5467 | 0.16475 | 5 | 0.71149
81734 | 8.265 | 0.8 | 365 | 7.5277 | 0.15216 | 7 | 0.67988
81733 | 3.77 | 0.8 | 365 | 3.4337 | 0.91151 | 4 | 0.34521
81728 | 11.31 | 0.8 | 365 | 10.3011 | 0.73454 | 11 | 0.035632
81724 | 4.35 | 0.8 | 365 | 3.962 | 0.97482 | 4 | 0.93678
81719 | 10.44 | 0.8 | 365 | 9.5087 | 0.13958 | 9 | 0.64828
81717 | 9.28 | 0.8 | 365 | 8.4522 | 0.012957 | 8 | 0.46513
81711 | 6.09 | 0.8 | 365 | 5.5467 | 0.16475 | 5 | 0.71149
81703 | 12.04 | 0.8 | 365 | 10.966 | 0.072845 | 11 | 0.038816
81692 | 10.73 | 0.8 | 365 | 9.7728 | 0.67123 | 10 | 0.44406
81565 | 5.22 | 0.8 | 365 | 4.7543 | 0.56979 | 5 | 0.32414
81566 | 6.785 | 0.8 | 365 | 6.1797 | 0.43889 | 6 | 0.61863
81567 | 5.605 | 0.8 | 365 | 5.105 | 0.27561 | 5 | 0.38061
81568 | 4.425 | 0.8 | 365 | 4.0303 | 0.11232 | 4 | 0.14259
81569 | 4.06 | 0.8 | 365 | 3.6978 | 0.44317 | 4 | 0.141
81570 | 6.49 | 0.8 | 365 | 5.9111 | 0.89807 | 6 | 0.80913
81053 | 6.3 | 0.8 | 365 | 5.738 | 0.54974 | 6 | 0.28775
81542 | 9.92 | 0.8 | 365 | 9.0351 | 0.18626 | 9 | 0.22135
81347 | 111 | 0.6 | 365 | 75.8237 | 0.62163 | 76 | 0.4453
81582 | 9.765 | 0.8 | 365 | 8.8939 | 0.9021 | 9 | 0.79602
76729 | 4.16 | 0.8 | 365 | 3.7889 | 0.6265 | 4 | 0.4154
51491 | 693.45 | 0.8 | 365 | 631.5907 | 0.29689 | 631 | 0.8876
81624 | 10.44 | 0.8 | 365 | 9.5087 | 0.13958 | 9 | 0.64828
81547 | 9.86 | 0.8 | 365 | 8.9804 | 0.076267 | 9 | 0.056705
81622 | 6.67 | 0.8 | 365 | 6.075 | 0.22806 | 6 | 0.30306
81690 | 11.6 | 0.8 | 365 | 10.5652 | 0.2662 | 10 | 0.83142
81688 | 7.56 | 0.8 | 365 | 6.8856 | 0.85969 | 7 | 0.7453
81686 | 4.64 | 0.8 | 365 | 4.2261 | 0.50648 | 4 | 0.73257
81685 | 5.7 | 0.8 | 365 | 5.1915 | 0.44977 | 5 | 0.6413
81684 | 7.25 | 0.8 | 365 | 6.6033 | 0.29137 | 6 | 0.89464
81683 | 5.51 | 0.8 | 365 | 5.0185 | 0.10144 | 5 | 0.11992
81681 | 7.54 | 0.8 | 365 | 6.8674 | 0.82303 | 7 | 0.69042
81677 | 6.38 | 0.8 | 365 | 5.8109 | 0.69641 | 6 | 0.50728
81663 | 6.96 | 0.8 | 365 | 6.3391 | 0.75972 | 7 | 0.09885
81662 | 5.8 | 0.8 | 365 | 5.2826 | 0.6331 | 5 | 0.91571
81654 | 7.83 | 0.8 | 365 | 7.1315 | 0.35468 | 7 | 0.48621
81645 | 4.93 | 0.8 | 365 | 4.4902 | 0.038134 | 4 | 0.52835
81637 | 4.64 | 0.8 | 365 | 4.2261 | 0.50648 | 4 | 0.73257
81628 | 4.93 | 0.8 | 365 | 4.4902 | 0.038134 | 4 | 0.52835
81627 | 7.25 | 0.8 | 365 | 6.6033 | 0.29137 | 6 | 0.89464
81621 | 2.32 | 0.8 | 365 | 2.113 | 0.25324 | 2 | 0.36628
81620 | 7.25 | 0.8 | 365 | 6.6033 | 0.29137 | 6 | 0.89464
81619 | 8.99 | 0.8 | 365 | 8.188 | 0.4813 | 8 | 0.66935
81618 | 2.32 | 0.8 | 365 | 2.113 | 0.25324 | 2 | 0.36628
81610 | 11.02 | 0.8 | 365 | 10.037 | 0.20289 | 10 | 0.23985
81609 | 4.64 | 0.8 | 365 | 4.2261 | 0.50648 | 4 | 0.73257
81588 | 8.7 | 0.8 | 365 | 7.9239 | 0.94965 | 8 | 0.87356
81586 | 2.32 | 0.8 | 365 | 2.113 | 0.25324 | 2 | 0.36628
81583 | 2.32 | 0.8 | 365 | 2.113 | 0.25324 | 2 | 0.36628
81580 | 5.51 | 0.8 | 365 | 5.0185 | 0.10144 | 5 | 0.11992
81579 | 8.99 | 0.8 | 365 | 8.188 | 0.4813 | 8 | 0.66935
81626 | 7.83 | 0.8 | 365 | 7.1315 | 0.35468 | 7 | 0.48621
81584 | 13.44 | 0.8 | 365 | 12.2411 | 0.63946 | 12 | 0.88054
81585 | 10.56 | 0.8 | 365 | 9.618 | 0.35957 | 9 | 0.97757
81587 | 9.425 | 0.8 | 365 | 8.5842 | 0.27878 | 8 | 0.86303
81590 | 13.325 | 0.8 | 365 | 12.1363 | 0.42863 | 12 | 0.56497
34639 | 700.92 | 1 | 365 | 797.9929 | 0.23949 | 798 | 0.23242
34593 | 457.38 | 1 | 365 | 520.7242 | 0.13933 | 520 | 0.86353
81593 | 8.32 | 0.8 | 365 | 7.5778 | 0.253 | 7 | 0.83081
38141 | 647.92 | 0.8 | 365 | 590.1222 | 0.82707 | 590 | 0.94929
38127 | 642.6 | 0.8 | 365 | 585.2768 | 0.073953 | 585 | 0.35074
37984 | 642.6 | 0.8 | 365 | 585.2768 | 0.073953 | 585 | 0.35074
80849 | 6.9 | 0.8 | 365 | 6.2845 | 0.64972 | 6 | 0.9342
78182 | 128 | 0.6 | 365 | 87.4363 | 0.99611 | 88 | 0.43242
78179 | 233.2 | 0.6 | 365 | 159.298 | 0.64291 | 159 | 0.94094
78178 | 408 | 0.6 | 365 | 278.7032 | 0.9876 | 279 | 0.69083
78177 | 72 | 0.6 | 365 | 49.1829 | 0.99781 | 50 | 0.18073
81119 | 13.2 | 0.8 | 365 | 12.0225 | 0.19946 | 12 | 0.22196
81138 | 13.34 | 0.8 | 365 | 12.15 | 0.45613 | 12 | 0.60613
81288 | 4.06 | 0.8 | 365 | 3.6978 | 0.44317 | 4 | 0.141
81289 | 4.35 | 0.8 | 365 | 3.962 | 0.97482 | 4 | 0.93678
81324 | 6.44 | 0.8 | 365 | 5.8655 | 0.80641 | 6 | 0.67192
81348 | 5.8 | 0.8 | 365 | 5.2826 | 0.6331 | 5 | 0.91571
81357 | 8.71 | 0.8 | 365 | 7.933 | 0.96798 | 8 | 0.901
81351 | 4.32 | 0.8 | 365 | 3.9346 | 0.91982 | 4 | 0.85446
81160 | 6.3 | 0.8 | 365 | 5.738 | 0.54974 | 6 | 0.28775
81402 | 8.41 | 0.8 | 365 | 7.6598 | 0.41799 | 8 | 0.077777
81408 | 4.64 | 0.8 | 365 | 4.2261 | 0.50648 | 4 | 0.73257
81413 | 15.87 | 0.8 | 365 | 14.4543 | 0.094357 | 14 | 0.54867
81442 | 13.2 | 0.8 | 365 | 12.0225 | 0.19946 | 12 | 0.22196
81446 | 11.7 | 0.8 | 365 | 10.6563 | 0.44953 | 11 | 0.10583
79754 | 6.24 | 0.8 | 365 | 5.6834 | 0.43975 | 6 | 0.12311
81282 | 9 | 0.8 | 365 | 8.1972 | 0.49964 | 8 | 0.69679
81513 | 14.4 | 0.8 | 365 | 13.1154 | 0.39942 | 13 | 0.51486
81443 | 150.9 | 0.6 | 365 | 103.0792 | 0.48291 | 103 | 0.56212
81794 | 5.94 | 0.8 | 365 | 5.4101 | 0.88976 | 6 | 0.29988
81793 | 6.84 | 0.8 | 365 | 6.2298 | 0.53972 | 6 | 0.76956
81792 | 7.98 | 0.8 | 365 | 7.2681 | 0.62968 | 7 | 0.89782
81791 | 7.125 | 0.8 | 365 | 6.4894 | 0.062211 | 6 | 0.55162
81790 | 9.975 | 0.8 | 365 | 9.0852 | 0.2871 | 9 | 0.37227
81787 | 7.41 | 0.8 | 365 | 6.749 | 0.5847 | 7 | 0.33369
81735 | 5.28 | 0.8 | 365 | 4.809 | 0.67979 | 5 | 0.48878
81679 | 7.98 | 0.8 | 365 | 7.2681 | 0.62968 | 7 | 0.89782
81674 | 6.555 | 0.8 | 365 | 5.9703 | 0.017234 | 5 | 0.98749
81616 | 8.91 | 0.8 | 365 | 8.1152 | 0.33464 | 8 | 0.44982
81615 | 6.27 | 0.8 | 365 | 5.7107 | 0.49475 | 6 | 0.20543
81614 | 11.88 | 0.8 | 365 | 10.8202 | 0.77952 | 11 | 0.59976
81613 | 4.62 | 0.8 | 365 | 4.2079 | 0.46981 | 4 | 0.67769
81608 | 11.88 | 0.8 | 365 | 10.8202 | 0.77952 | 11 | 0.59976
81606 | 3.99 | 0.8 | 365 | 3.6341 | 0.31484 | 3 | 0.94891
81605 | 11.55 | 0.8 | 365 | 10.5197 | 0.17453 | 10 | 0.69421
81604 | 6.84 | 0.8 | 365 | 6.2298 | 0.53972 | 6 | 0.76956
81836 | 9.92 | 0.8 | 365 | 9.0351 | 0.18626 | 9 | 0.22135
81835 | 8.375 | 0.8 | 365 | 7.6279 | 0.35383 | 7 | 0.98173
81834 | 7.7 | 0.8 | 365 | 7.0131 | 0.11635 | 7 | 0.12948
81831 | 4.93 | 0.8 | 365 | 4.4902 | 0.038134 | 4 | 0.52835
81833 | 6.96 | 0.8 | 365 | 6.3391 | 0.75972 | 7 | 0.09885
81828 | 8.4 | 0.8 | 365 | 7.6507 | 0.39966 | 8 | 0.050337
81827 | 18.36 | 0.8 | 365 | 16.7222 | 0.65926 | 17 | 0.38145
81782 | 9.9 | 0.8 | 365 | 9.0169 | 0.1496 | 9 | 0.16647
81781 | 7.37 | 0.8 | 365 | 6.7126 | 0.51137 | 7 | 0.22393
81780 | 17.4 | 0.8 | 365 | 15.8478 | 0.89929 | 16 | 0.74713
81778 | 3.84 | 0.8 | 365 | 3.4975 | 0.039844 | 3 | 0.5373
81777 | 9.6 | 0.8 | 365 | 8.7436 | 0.59961 | 9 | 0.34324
81776 | 13.325 | 0.8 | 365 | 12.1363 | 0.42863 | 12 | 0.56497
81775 | 7.65 | 0.8 | 365 | 6.9676 | 0.02469 | 6 | 0.99227
81774 | 8.68 | 0.8 | 365 | 7.9057 | 0.91298 | 8 | 0.81868
81758 | 6.7 | 0.8 | 365 | 6.1023 | 0.28306 | 6 | 0.38539
81757 | 11.725 | 0.8 | 365 | 10.6791 | 0.49536 | 11 | 0.17443
81756 | 6.93 | 0.8 | 365 | 6.3118 | 0.70472 | 7 | 0.016528
81755 | 7.37 | 0.8 | 365 | 6.7126 | 0.51137 | 7 | 0.22393
81753 | 7.35 | 0.8 | 365 | 6.6943 | 0.4747 | 7 | 0.16904
81752 | 8.32 | 0.8 | 365 | 7.5778 | 0.253 | 7 | 0.83081
81751 | 6.08 | 0.8 | 365 | 5.5376 | 0.14642 | 5 | 0.68405
81715 | 6.21 | 0.8 | 365 | 5.656 | 0.38475 | 6 | 0.040784
81714 | 6.365 | 0.8 | 365 | 5.7972 | 0.66891 | 6 | 0.46612
81710 | 9.15 | 0.8 | 365 | 8.3338 | 0.77463 | 9 | 0.1084
81708 | 6.3 | 0.8 | 365 | 5.738 | 0.54974 | 6 | 0.28775
81666 | 3.6 | 0.8 | 365 | 3.2789 | 0.59985 | 3 | 0.87872
81665 | 8.745 | 0.8 | 365 | 7.9649 | 0.032146 | 7 | 0.99705
81652 | 12.3 | 0.8 | 365 | 11.2028 | 0.5495 | 11 | 0.75228
81650 | 7 | 0.8 | 365 | 6.3756 | 0.83305 | 7 | 0.20861
81649 | 12.6 | 0.8 | 365 | 11.476 | 0.099489 | 11 | 0.5755
81642 | 8.25 | 0.8 | 365 | 7.5141 | 0.12467 | 7 | 0.63872
81636 | 11.025 | 0.8 | 365 | 10.0415 | 0.21205 | 10 | 0.25357
81820 | 12.6 | 0.8 | 365 | 11.476 | 0.099489 | 11 | 0.5755
81819 | 9.28 | 0.8 | 365 | 8.4522 | 0.012957 | 8 | 0.46513
81818 | 13.05 | 0.8 | 365 | 11.8859 | 0.92447 | 12 | 0.81034
81817 | 10.395 | 0.8 | 365 | 9.4677 | 0.057079 | 9 | 0.52479
81801 | 6.96 | 0.8 | 365 | 6.3391 | 0.75972 | 7 | 0.09885
81800 | 9.57 | 0.8 | 365 | 8.7163 | 0.54461 | 9 | 0.26092
81799 | 6.38 | 0.8 | 365 | 5.8109 | 0.69641 | 6 | 0.50728
81798 | 5.22 | 0.8 | 365 | 4.7543 | 0.56979 | 5 | 0.32414
81795 | 5.51 | 0.8 | 365 | 5.0185 | 0.10144 | 5 | 0.11992
81767 | 8.55 | 0.8 | 365 | 7.7873 | 0.67465 | 8 | 0.46195
81766 | 2.61 | 0.8 | 365 | 2.3772 | 0.78489 | 3 | 0.16207
81765 | 4.93 | 0.8 | 365 | 4.4902 | 0.038134 | 4 | 0.52835
81660 | 4.35 | 0.8 | 365 | 3.962 | 0.97482 | 4 | 0.93678
81838 | 10.73 | 0.8 | 365 | 9.7728 | 0.67123 | 10 | 0.44406
81830 | 7.25 | 0.8 | 365 | 6.6033 | 0.29137 | 6 | 0.89464
81832 | 2.9 | 0.8 | 365 | 2.6413 | 0.31655 | 2 | 0.95785
81871 | 10.73 | 0.8 | 365 | 9.7728 | 0.67123 | 10 | 0.44406
81865 | 3.77 | 0.8 | 365 | 3.4337 | 0.91151 | 4 | 0.34521
81872 | 13.4 | 0.8 | 365 | 12.2047 | 0.56612 | 12 | 0.77077
81870 | 10.075 | 0.8 | 365 | 9.1763 | 0.47042 | 9 | 0.64668
81869 | 4.29 | 0.8 | 365 | 3.9073 | 0.86483 | 4 | 0.77214
81866 | 6 | 0.8 | 365 | 5.4648 | 0.99976 | 6 | 0.46453
81635 | 13.4 | 0.8 | 365 | 12.2047 | 0.56612 | 12 | 0.77077
81634 | 12.025 | 0.8 | 365 | 10.9523 | 0.045346 | 10 | 0.99765
81632 | 8.41 | 0.8 | 365 | 7.6598 | 0.41799 | 8 | 0.077777
81597 | 11.55 | 0.8 | 365 | 10.5197 | 0.17453 | 10 | 0.69421
81596 | 10.89 | 0.8 | 365 | 9.9186 | 0.96456 | 10 | 0.88311
81789 | 5.94 | 0.8 | 365 | 5.4101 | 0.88976 | 6 | 0.29988
81536 | 5.015 | 0.8 | 365 | 4.5676 | 0.19396 | 4 | 0.7616
81539 | 9.57 | 0.8 | 365 | 8.7163 | 0.54461 | 9 | 0.26092
81556 | 7.68 | 0.8 | 365 | 6.9949 | 0.079689 | 7 | 0.074593
81561 | 4.13 | 0.8 | 365 | 3.7616 | 0.5715 | 4 | 0.33308
81577 | 8.45 | 0.8 | 365 | 7.6962 | 0.49132 | 8 | 0.18754
81559 | 2.97 | 0.8 | 365 | 2.7051 | 0.44488 | 3 | 0.14994
81603 | 8.265 | 0.8 | 365 | 7.5277 | 0.15216 | 7 | 0.67988
81797 | 6.38 | 0.8 | 365 | 5.8109 | 0.69641 | 6 | 0.50728
81505 | 7.56 | 0.8 | 365 | 6.8856 | 0.85969 | 7 | 0.7453
81082 | 8.41 | 0.8 | 365 | 7.6598 | 0.41799 | 8 | 0.077777
81600 | 7.2 | 0.8 | 365 | 6.5577 | 0.19971 | 6 | 0.75743
81496 | 5.28 | 0.8 | 365 | 4.809 | 0.67979 | 5 | 0.48878
81602 | 7.475 | 0.8 | 365 | 6.8082 | 0.70386 | 7 | 0.51206
81514 | 4.35 | 0.8 | 365 | 3.962 | 0.97482 | 4 | 0.93678
81087 | 8.1 | 0.8 | 365 | 7.3774 | 0.84967 | 8 | 0.22711
81527 | 7.14 | 1 | 365 | 8.1288 | 0.36214 | 8 | 0.49098
81316 | 11.89 | 0.8 | 365 | 10.8294 | 0.79785 | 11 | 0.6272
81607 | 9.6 | 0.8 | 365 | 8.7436 | 0.59961 | 9 | 0.34324
80773 | 13.44 | 0.8 | 365 | 12.2411 | 0.63946 | 12 | 0.88054
81229 | 7.695 | 0.8 | 365 | 7.0086 | 0.10719 | 7 | 0.11575
81640 | 5.13 | 0.8 | 365 | 4.6724 | 0.40479 | 5 | 0.07717
81239 | 4.275 | 0.8 | 365 | 3.8936 | 0.83733 | 4 | 0.73097
81240 | 9.12 | 0.8 | 365 | 8.3064 | 0.71963 | 9 | 0.02608
81646 | 5.36 | 0.8 | 365 | 4.8819 | 0.82645 | 5 | 0.70831
81651 | 8.04 | 0.8 | 365 | 7.3228 | 0.73967 | 8 | 0.062465
34769 | 2577.15 | 1 | 365 | 2934.0688 | 0.83817 | 2934 | 0.90696
81656 | 6.785 | 0.8 | 365 | 6.1797 | 0.43889 | 6 | 0.61863
81658 | 8.12 | 0.8 | 365 | 7.3957 | 0.88634 | 8 | 0.28199
81667 | 10.2 | 0.8 | 365 | 9.2901 | 0.69959 | 9 | 0.98969
81670 | 12.255 | 0.8 | 365 | 11.1618 | 0.467 | 11 | 0.62879
81672 | 6.38 | 0.8 | 365 | 5.8109 | 0.69641 | 6 | 0.50728
81675 | 5.6 | 0.8 | 365 | 5.1005 | 0.26644 | 5 | 0.36689
81680 | 10.08 | 0.8 | 365 | 9.1808 | 0.47959 | 9 | 0.6604
81687 | 6.09 | 0.8 | 365 | 5.5467 | 0.16475 | 5 | 0.71149
81689 | 6.9 | 0.8 | 365 | 6.2845 | 0.64972 | 6 | 0.9342
81682 | 2.9 | 0.8 | 365 | 2.6413 | 0.31655 | 2 | 0.95785
81693 | 5.9 | 0.8 | 365 | 5.3737 | 0.81643 | 6 | 0.19012
81694 | 3.835 | 0.8 | 365 | 3.4929 | 0.030678 | 3 | 0.52358
81695 | 2.065 | 0.8 | 365 | 1.8808 | 0.78575 | 2 | 0.66654
81525 | 5.04 | 0.8 | 365 | 4.5904 | 0.2398 | 4 | 0.8302
81415 | 8.1 | 0.8 | 365 | 7.3774 | 0.84967 | 8 | 0.22711
81722 | 7.68 | 0.8 | 365 | 6.9949 | 0.079689 | 7 | 0.074593
79017 | 11.055 | 0.8 | 365 | 10.0688 | 0.26705 | 10 | 0.33589
81732 | 7.965 | 0.8 | 365 | 7.2545 | 0.60218 | 7 | 0.85666
81723 | 8.05 | 0.8 | 365 | 7.3319 | 0.75801 | 8 | 0.089906
81327 | 8.76 | 0.8 | 365 | 7.9786 | 0.059645 | 8 | 0.038208
81339 | 12.21 | 0.8 | 365 | 11.1208 | 0.38451 | 11 | 0.50531
81335 | 6.27 | 0.8 | 365 | 5.7107 | 0.49475 | 6 | 0.20543
81747 | 4.93 | 0.8 | 365 | 4.4902 | 0.038134 | 4 | 0.52835
81926 | 4.35 | 0.8 | 365 | 3.962 | 0.97482 | 4 | 0.93678
81917 | 4.64 | 0.8 | 365 | 4.2261 | 0.50648 | 4 | 0.73257
81912 | 9.57 | 0.8 | 365 | 8.7163 | 0.54461 | 9 | 0.26092
81644 | 10.54 | 0.8 | 365 | 9.5998 | 0.32291 | 9 | 0.92268
81657 | 7.8 | 0.8 | 365 | 7.1042 | 0.29968 | 7 | 0.40388
81941 | 7.8 | 0.8 | 365 | 7.1042 | 0.29968 | 7 | 0.40388
81940 | 7.54 | 0.8 | 365 | 6.8674 | 0.82303 | 7 | 0.69042
81939 | 12.6 | 0.8 | 365 | 11.476 | 0.099489 | 11 | 0.5755
81938 | 4.34 | 0.8 | 365 | 3.9528 | 0.95649 | 4 | 0.90934
81937 | 10.8 | 0.8 | 365 | 9.8366 | 0.79956 | 10 | 0.63615
81936 | 3.84 | 0.8 | 365 | 3.4975 | 0.039844 | 3 | 0.5373
81935 | 10.88 | 0.8 | 365 | 9.9094 | 0.94623 | 10 | 0.85567
81934 | 9.6 | 0.8 | 365 | 8.7436 | 0.59961 | 9 | 0.34324
81933 | 12.54 | 0.8 | 365 | 11.4214 | 0.98949 | 12 | 0.41086
81918 | 11.7 | 0.8 | 365 | 10.6563 | 0.44953 | 11 | 0.10583
81914 | 5.886 | 0.8 | 365 | 5.3609 | 0.79076 | 6 | 0.1517
81913 | 8.91 | 0.8 | 365 | 8.1152 | 0.33464 | 8 | 0.44982
81911 | 8.502 | 0.8 | 365 | 7.7436 | 0.58666 | 8 | 0.33023
81910 | 10.44 | 0.8 | 365 | 9.5087 | 0.13958 | 9 | 0.64828
81908 | 11.2 | 0.8 | 365 | 10.2009 | 0.53288 | 10 | 0.73378
81907 | 4.02 | 0.8 | 365 | 3.6614 | 0.36984 | 4 | 0.031232
81826 | 27.93 | 0.6 | 365 | 19.0789 | 0.4029 | 19 | 0.48178
81659 | 5.22 | 0.8 | 365 | 4.7543 | 0.56979 | 5 | 0.32414
81948 | 6.84 | 0.8 | 365 | 6.2298 | 0.53972 | 6 | 0.76956
81951 | 4.06 | 0.8 | 365 | 3.6978 | 0.44317 | 4 | 0.141
81942 | 8.55 | 0.8 | 365 | 7.7873 | 0.67465 | 8 | 0.46195
81947 | 3.77 | 0.8 | 365 | 3.4337 | 0.91151 | 4 | 0.34521
81943 | 6.09 | 0.8 | 365 | 5.5467 | 0.16475 | 5 | 0.71149
74725 | 5.22 | 0.8 | 365 | 4.7543 | 0.56979 | 5 | 0.32414
78075 | 6.84 | 0.8 | 365 | 6.2298 | 0.53972 | 6 | 0.76956
81975 | 12.06 | 0.8 | 365 | 10.9842 | 0.10951 | 11 | 0.093697
81973 | 12.825 | 0.8 | 365 | 11.6809 | 0.51198 | 12 | 0.19292
81970 | 12.73 | 0.8 | 365 | 11.5944 | 0.33782 | 11 | 0.93224
81702 | 8 | 0.8 | 365 | 7.2864 | 0.66634 | 7 | 0.9527
81081 | 10.15 | 0.8 | 365 | 9.2446 | 0.60792 | 9 | 0.85249
81968 | 7.44 | 0.8 | 365 | 6.7763 | 0.6397 | 7 | 0.41601
81966 | 9.57 | 0.8 | 365 | 8.7163 | 0.54461 | 9 | 0.26092
81962 | 7.83 | 0.8 | 365 | 7.1315 | 0.35468 | 7 | 0.48621
81960 | 7.25 | 0.8 | 365 | 6.6033 | 0.29137 | 6 | 0.89464
81959 | 4.845 | 0.8 | 365 | 4.4128 | 0.8823 | 5 | 0.2951
81952 | 5.6 | 0.8 | 365 | 5.1005 | 0.26644 | 5 | 0.36689
81897 | 4.76 | 0.8 | 365 | 4.3354 | 0.72647 | 5 | 0.061857
81881 | 12.255 | 0.8 | 365 | 11.1618 | 0.467 | 11 | 0.62879
81879 | 7.375 | 0.8 | 365 | 6.7171 | 0.52053 | 7 | 0.23765
81875 | 13.395 | 0.8 | 365 | 12.2001 | 0.55696 | 12 | 0.75705
81873 | 9.92 | 0.8 | 365 | 9.0351 | 0.18626 | 9 | 0.22135
78175 | 44 | 0.6 | 365 | 30.0562 | 0.49866 | 30 | 0.55489
78191 | 150 | 0.6 | 365 | 102.4644 | 0.24544 | 102 | 0.70986
78181 | 196 | 0.6 | 365 | 133.8868 | 0.49404 | 134 | 0.38089
78180 | 84 | 0.6 | 365 | 57.3801 | 0.49745 | 57 | 0.87752
78193 | 220 | 0.6 | 365 | 150.2812 | 0.49331 | 150 | 0.77447
78197 | 261.2 | 0.6 | 365 | 178.4247 | 0.14206 | 178 | 0.56678
78184 | 308 | 0.6 | 365 | 210.3936 | 0.49064 | 210 | 0.88425
78198 | 246 | 0.6 | 365 | 168.0417 | 0.24252 | 168 | 0.28418
78183 | 62.8 | 0.6 | 365 | 42.8984 | 0.34809 | 43 | 0.24653
81783 | 11.6 | 0.8 | 365 | 10.5652 | 0.2662 | 10 | 0.83142
81825 | 12.24 | 0.8 | 365 | 11.1481 | 0.4395 | 11 | 0.58763
81839 | 10.5 | 0.8 | 365 | 9.5633 | 0.24957 | 9 | 0.81292
81840 | 5.51 | 0.8 | 365 | 5.0185 | 0.10144 | 5 | 0.11992
81841 | 12.685 | 0.8 | 365 | 11.5534 | 0.25532 | 11 | 0.80875
81842 | 5.7 | 0.8 | 365 | 5.1915 | 0.44977 | 5 | 0.6413
81843 | 6.49 | 0.8 | 365 | 5.9111 | 0.89807 | 6 | 0.80913
81845 | 4.93 | 0.8 | 365 | 4.4902 | 0.038134 | 4 | 0.52835
81846 | 13.34 | 0.8 | 365 | 12.15 | 0.45613 | 12 | 0.60613
81847 | 9.735 | 0.8 | 365 | 8.8666 | 0.84711 | 9 | 0.71369
81330 | 10.23 | 0.8 | 365 | 9.3174 | 0.75459 | 10 | 0.072017
81848 | 9.735 | 0.8 | 365 | 8.8666 | 0.84711 | 9 | 0.71369
81849 | 8.85 | 0.8 | 365 | 8.0605 | 0.22464 | 8 | 0.28518
81850 | 2.655 | 0.8 | 365 | 2.4182 | 0.86739 | 3 | 0.28555
81851 | 7.15 | 0.8 | 365 | 6.5122 | 0.10804 | 6 | 0.62023
81779 | 7.92 | 0.8 | 365 | 7.2135 | 0.51968 | 7 | 0.73317
81864 | 10.791 | 0.8 | 365 | 9.8284 | 0.78306 | 10 | 0.61145
81877 | 4.8 | 0.8 | 365 | 4.3718 | 0.79981 | 5 | 0.17162
81772 | 7.59 | 0.8 | 365 | 6.9129 | 0.91469 | 7 | 0.82763
81743 | 2.925 | 0.8 | 365 | 2.6641 | 0.36238 | 3 | 0.026456
81885 | 6.5 | 0.8 | 365 | 5.9202 | 0.9164 | 6 | 0.83657
81886 | 8.48 | 0.8 | 365 | 7.7235 | 0.54632 | 8 | 0.26986
81888 | 12.24 | 0.8 | 365 | 11.1481 | 0.4395 | 11 | 0.58763
81741 | 6.96 | 0.8 | 365 | 6.3391 | 0.75972 | 7 | 0.09885
81742 | 3.77 | 0.8 | 365 | 3.4337 | 0.91151 | 4 | 0.34521
81744 | 5.22 | 0.8 | 365 | 4.7543 | 0.56979 | 5 | 0.32414
81148 | 4.2 | 0.8 | 365 | 3.8253 | 0.69983 | 4 | 0.52517
81101 | 5.1 | 0.8 | 365 | 4.6451 | 0.34979 | 4 | 0.99485
81893 | 11.7 | 0.8 | 365 | 10.6563 | 0.44953 | 11 | 0.10583
81894 | 10.2 | 0.8 | 365 | 9.2901 | 0.69959 | 9 | 0.98969
81895 | 6.175 | 0.8 | 365 | 5.6242 | 0.32058 | 5 | 0.94474
82031 | 6.67 | 0.8 | 365 | 6.075 | 0.22806 | 6 | 0.30306
81900 | 7.905 | 0.8 | 365 | 7.1998 | 0.49218 | 7 | 0.69201
81901 | 5.51 | 0.8 | 365 | 5.0185 | 0.10144 | 5 | 0.11992
82030 | 3.54 | 0.8 | 365 | 3.2242 | 0.48986 | 3 | 0.71407
81902 | 5.51 | 0.8 | 365 | 5.0185 | 0.10144 | 5 | 0.11992
81903 | 12.54 | 0.8 | 365 | 11.4214 | 0.98949 | 12 | 0.41086
82028 | 9.9 | 0.8 | 365 | 9.0169 | 0.1496 | 9 | 0.16647
81904 | 4.35 | 0.8 | 365 | 3.962 | 0.97482 | 4 | 0.93678
81906 | 8.7 | 0.8 | 365 | 7.9239 | 0.94965 | 8 | 0.87356
81143 | 10.24 | 0.8 | 365 | 9.3265 | 0.77292 | 10 | 0.099458
81501 | 7.54 | 0.8 | 365 | 6.8674 | 0.82303 | 7 | 0.69042
82018 | 7 | 0.8 | 365 | 6.3756 | 0.83305 | 7 | 0.20861
82016 | 6.96 | 0.8 | 365 | 6.3391 | 0.75972 | 7 | 0.09885
82015 | 4.35 | 0.8 | 365 | 3.962 | 0.97482 | 4 | 0.93678
82013 | 11.8 | 0.8 | 365 | 10.7474 | 0.63286 | 11 | 0.38023
81437 | 9.69 | 0.8 | 365 | 8.8256 | 0.76461 | 9 | 0.59021
82012 | 7.375 | 0.8 | 365 | 6.7171 | 0.52053 | 7 | 0.23765
81623 | 2.56 | 0.8 | 365 | 2.3316 | 0.69323 | 3 | 0.024864
80027 | 3.96 | 0.8 | 365 | 3.6067 | 0.25984 | 3 | 0.86659
82009 | 12.18 | 0.8 | 365 | 11.0935 | 0.32951 | 11 | 0.42299
81147 | 10.2 | 0.8 | 365 | 9.2901 | 0.69959 | 9 | 0.98969
81257 | 9.8 | 0.8 | 365 | 8.9258 | 0.96627 | 9 | 0.89206
82008 | 6.195 | 0.8 | 365 | 5.6424 | 0.35725 | 5 | 0.99962
81972 | 5.85 | 0.8 | 365 | 5.3282 | 0.72476 | 6 | 0.052913
82006 | 11.8 | 0.8 | 365 | 10.7474 | 0.63286 | 11 | 0.38023
81977 | 7.68 | 0.8 | 365 | 6.9949 | 0.079689 | 7 | 0.074593
81337 | 9.92 | 0.8 | 365 | 9.0351 | 0.18626 | 9 | 0.22135
81133 | 8.835 | 0.8 | 365 | 8.0469 | 0.19714 | 8 | 0.24401
81739 | 11.02 | 0.8 | 365 | 10.037 | 0.20289 | 10 | 0.23985
82019 | 13.8 | 0.8 | 365 | 12.569 | 0.29944 | 12 | 0.86841
81988 | 14.75 | 0.8 | 365 | 13.4342 | 0.041069 | 13 | 0.47529
81978 | 11.2 | 0.8 | 365 | 10.2009 | 0.53288 | 10 | 0.73378
70853 | 159.12 | 0.6 | 365 | 108.6943 | 0.78516 | 109 | 0.47942
62167 | 549.9 | 0.8 | 365 | 500.8461 | 0.12771 | 500 | 0.97382
51344 | 1380.87 | 1 | 365 | 1572.1117 | 0.42379 | 1572 | 0.53544
81726 | 464 | 0.6 | 365 | 316.9566 | 0.98589 | 317 | 0.94251
78190 | 224.64 | 0.6 | 365 | 153.4507 | 0.87317 | 154 | 0.32389
78176 | 42 | 0.6 | 365 | 28.69 | 0.74872 | 29 | 0.43876
81495 | 151.68 | 0.6 | 365 | 103.612 | 0.55539 | 104 | 0.16741
81661 | 172.8 | 0.6 | 365 | 118.039 | 0.59475 | 118 | 0.63376
82059 | 30.68 | 0.6 | 365 | 20.9574 | 0.18407 | 21 | 0.14146
80991 | 11.395 | 1 | 365 | 12.9731 | 0.11296 | 13 | 0.086099
81786 | 10.05 | 1 | 365 | 11.4419 | 0.030741 | 11 | 0.4726
81754 | 7.56 | 0.8 | 365 | 6.8856 | 0.85969 | 7 | 0.7453
81709 | 6.3 | 0.8 | 365 | 5.738 | 0.54974 | 6 | 0.28775
81868 | 10.2 | 0.8 | 365 | 9.2901 | 0.69959 | 9 | 0.98969
34784 | 2490.03 | 1 | 365 | 2834.8832 | 0.19259 | 2835 | 0.075807
34788 | 2595.15 | 1 | 365 | 2954.5617 | 0.087262 | 2954 | 0.64893
82042 | 3.77 | 0.8 | 365 | 3.4337 | 0.91151 | 4 | 0.34521
81731 | 4.48 | 0.8 | 365 | 4.0804 | 0.21315 | 4 | 0.29351
81816 | 16.245 | 0.8 | 365 | 14.7959 | 0.78184 | 15 | 0.5777
82074 | 5.22 | 0.8 | 365 | 4.7543 | 0.56979 | 5 | 0.32414
82076 | 7.83 | 0.8 | 365 | 7.1315 | 0.35468 | 7 | 0.48621
82073 | 3.48 | 0.8 | 365 | 3.1696 | 0.37986 | 3 | 0.54943
82083 | 4.06 | 0.8 | 365 | 3.6978 | 0.44317 | 4 | 0.141
82087 | 5.04 | 0.8 | 365 | 4.5904 | 0.2398 | 4 | 0.8302
82088 | 6.38 | 0.8 | 365 | 5.8109 | 0.69641 | 6 | 0.50728
82090 | 3.48 | 0.8 | 365 | 3.1696 | 0.37986 | 3 | 0.54943
82077 | 10.73 | 0.8 | 365 | 9.7728 | 0.67123 | 10 | 0.44406
82078 | 11.89 | 0.8 | 365 | 10.8294 | 0.79785 | 11 | 0.6272
82075 | 3.19 | 0.8 | 365 | 2.9054 | 0.8482 | 3 | 0.75364
82038 | 4.06 | 0.8 | 365 | 3.6978 | 0.44317 | 4 | 0.141
82041 | 11.31 | 0.8 | 365 | 10.3011 | 0.73454 | 11 | 0.035632
82037 | 6.96 | 0.8 | 365 | 6.3391 | 0.75972 | 7 | 0.09885
82040 | 4.64 | 0.8 | 365 | 4.2261 | 0.50648 | 4 | 0.73257
82033 | 6.38 | 0.8 | 365 | 5.8109 | 0.69641 | 6 | 0.50728
82130 | 7.98 | 0.8 | 365 | 7.2681 | 0.62968 | 7 | 0.89782
82132 | 9.12 | 0.8 | 365 | 8.3064 | 0.71963 | 9 | 0.02608
82017 | 11.8 | 0.8 | 365 | 10.7474 | 0.63286 | 11 | 0.38023
82072 | 6.03 | 0.8 | 365 | 5.4921 | 0.054756 | 5 | 0.54685
82071 | 6.96 | 0.8 | 365 | 6.3391 | 0.75972 | 7 | 0.09885
82125 | 5.415 | 0.8 | 365 | 4.932 | 0.92728 | 5 | 0.85923
82068 | 6.96 | 0.8 | 365 | 6.3391 | 0.75972 | 7 | 0.09885
82067 | 3.77 | 0.8 | 365 | 3.4337 | 0.91151 | 4 | 0.34521
82065 | 6.96 | 0.8 | 365 | 6.3391 | 0.75972 | 7 | 0.09885
82036 | 6.3 | 0.8 | 365 | 5.738 | 0.54974 | 6 | 0.28775
82004 | 7.8 | 0.8 | 365 | 7.1042 | 0.29968 | 7 | 0.40388
82061 | 12 | 0.8 | 365 | 10.9295 | 0.99951 | 11 | 0.92905
82060 | 3.96 | 0.8 | 365 | 3.6067 | 0.25984 | 3 | 0.86659
82134 | 8.25 | 0.8 | 365 | 7.5141 | 0.12467 | 7 | 0.63872
81909 | 13.4 | 0.8 | 365 | 12.2047 | 0.56612 | 12 | 0.77077
81678 | 9.28 | 0.8 | 365 | 8.4522 | 0.012957 | 8 | 0.46513
81340 | 3.9 | 0.8 | 365 | 3.5521 | 0.14984 | 3 | 0.70194
81905 | 7.32 | 0.8 | 365 | 6.667 | 0.4197 | 7 | 0.086722
82014 | 4.35 | 0.8 | 365 | 3.962 | 0.97482 | 4 | 0.93678
34005 | 361.8 | 1 | 365 | 411.907 | 0.10667 | 412 | 0.013653
81716 | 8 | 0.8 | 365 | 7.2864 | 0.66634 | 7 | 0.9527
81967 | 15.08 | 0.8 | 365 | 13.7348 | 0.64606 | 14 | 0.38084
81537 | 24.78 | 0.8 | 365 | 22.5695 | 0.429 | 22 | 0.99849
81882 | 7.8 | 0.8 | 365 | 7.1042 | 0.29968 | 7 | 0.40388
81529 | 6.96 | 0.8 | 365 | 6.3391 | 0.75972 | 7 | 0.09885
82027 | 5.015 | 0.8 | 365 | 4.5676 | 0.19396 | 4 | 0.7616
82070 | 11.02 | 0.8 | 365 | 10.037 | 0.20289 | 10 | 0.23985
81216 | 9.975 | 0.8 | 365 | 9.0852 | 0.2871 | 9 | 0.37227
81124 | 6 | 0.8 | 365 | 5.4648 | 0.99976 | 6 | 0.46453
12246 | 2699.52 | 0.8 | 365 | 2458.709 | 0.010579 | 2458 | 0.71957
60460 | 1347.84 | 0.8 | 365 | 1227.6058 | 0.98537 | 1228 | 0.59114
49626 | 645.15 | 0.9 | 365 | 661.0492 | 0.59246 | 661 | 0.64169
61793 | 645.15 | 0.9 | 365 | 661.0492 | 0.59246 | 661 | 0.64169
51492 | 693.45 | 0.8 | 365 | 631.5907 | 0.29689 | 631 | 0.8876
51502 | 1354.68 | 0.8 | 365 | 1233.8356 | 0.52509 | 1234 | 0.3607
51505 | 2698.65 | 0.8 | 365 | 2457.9166 | 0.41561 | 2458 | 0.33222
81987 | 109.44 | 0.6 | 365 | 74.758 | 0.47667 | 75 | 0.23472
81308 | 44.88 | 0.9 | 365 | 45.986 | 0.56295 | 46 | 0.54899
63343 | 805.14 | 0.8 | 365 | 733.3174 | 0.057365 | 733 | 0.37475
67649 | 3.71 | 1 | 365 | 4.2238 | 0.5019 | 4 | 0.72571
81434 | 2.925 | 0.8 | 365 | 2.6641 | 0.36238 | 3 | 0.026456
81591 | 6.48 | 0.8 | 365 | 5.902 | 0.87974 | 6 | 0.78169
81535 | 11.52 | 0.8 | 365 | 10.4924 | 0.11953 | 10 | 0.61189
81166 | 12.88 | 0.8 | 365 | 11.731 | 0.61281 | 12 | 0.34385
81528 | 9.9 | 0.8 | 365 | 9.0169 | 0.1496 | 9 | 0.16647
82011 | 4.72 | 0.8 | 365 | 4.299 | 0.65314 | 4 | 0.95209
81669 | 4.64 | 0.8 | 365 | 4.2261 | 0.50648 | 4 | 0.73257
76641 | 6.5 | 0.8 | 365 | 5.9202 | 0.9164 | 6 | 0.83657
81010 | 6.38 | 0.8 | 365 | 5.8109 | 0.69641 | 6 | 0.50728
81821 | 12.76 | 0.8 | 365 | 11.6217 | 0.39282 | 12 | 0.014559
81630 | 8.99 | 0.8 | 365 | 8.188 | 0.4813 | 8 | 0.66935
81617 | 13.34 | 0.8 | 365 | 12.15 | 0.45613 | 12 | 0.60613
81989 | 9.3 | 0.8 | 365 | 8.4704 | 0.049623 | 8 | 0.52002
81990 | 6.44 | 0.8 | 365 | 5.8655 | 0.80641 | 6 | 0.67192
81991 | 6.175 | 0.8 | 365 | 5.6242 | 0.32058 | 5 | 0.94474
81993 | 7.56 | 0.8 | 365 | 6.8856 | 0.85969 | 7 | 0.7453
81994 | 15.5 | 0.8 | 365 | 14.1173 | 0.41604 | 14 | 0.53336
82002 | 6.825 | 0.8 | 365 | 6.2162 | 0.51222 | 6 | 0.7284
82005 | 6.49 | 0.8 | 365 | 5.9111 | 0.89807 | 6 | 0.80913
82220 | 7.8 | 0.8 | 365 | 7.1042 | 0.29968 | 7 | 0.40388
82219 | 13.4 | 0.8 | 365 | 12.2047 | 0.56612 | 12 | 0.77077
82218 | 6.9 | 0.8 | 365 | 6.2845 | 0.64972 | 6 | 0.9342
82213 | 11.16 | 0.8 | 365 | 10.1645 | 0.45955 | 10 | 0.62402
82210 | 3.6 | 0.8 | 365 | 3.2789 | 0.59985 | 3 | 0.87872
82203 | 4.8 | 0.8 | 365 | 4.3718 | 0.79981 | 5 | 0.17162
82202 | 10.56 | 0.8 | 365 | 9.618 | 0.35957 | 9 | 0.97757
82201 | 6.3 | 0.8 | 365 | 5.738 | 0.54974 | 6 | 0.28775
82200 | 6.365 | 0.8 | 365 | 5.7972 | 0.66891 | 6 | 0.46612
82198 | 10.72 | 0.8 | 365 | 9.7637 | 0.6529 | 10 | 0.41662
82197 | 11.21 | 0.8 | 365 | 10.21 | 0.55121 | 10 | 0.76122
81919 | 6.21 | 0.8 | 365 | 5.656 | 0.38475 | 6 | 0.040784
81598 | 11.78 | 0.8 | 365 | 10.7292 | 0.59619 | 11 | 0.32535
82194 | 14.4 | 0.8 | 365 | 13.1154 | 0.39942 | 13 | 0.51486
82193 | 11.55 | 0.8 | 365 | 10.5197 | 0.17453 | 10 | 0.69421
82191 | 5.4 | 0.8 | 365 | 4.9183 | 0.89978 | 5 | 0.81807
82237 | 9.24 | 0.8 | 365 | 8.4157 | 0.93963 | 9 | 0.35537
82234 | 4.62 | 0.8 | 365 | 4.2079 | 0.46981 | 4 | 0.67769
82232 | 15.84 | 0.8 | 365 | 14.427 | 0.039358 | 14 | 0.46635
82238 | 5.28 | 0.8 | 365 | 4.809 | 0.67979 | 5 | 0.48878
82188 | 6.84 | 0.8 | 365 | 6.2298 | 0.53972 | 6 | 0.76956
82187 | 9.6 | 0.8 | 365 | 8.7436 | 0.59961 | 9 | 0.34324
82275 | 4.55 | 0.8 | 365 | 4.1441 | 0.34148 | 4 | 0.4856
82274 | 6.9 | 0.8 | 365 | 6.2845 | 0.64972 | 6 | 0.9342
82272 | 8.32 | 0.8 | 365 | 7.5778 | 0.253 | 7 | 0.83081
82265 | 10.385 | 0.8 | 365 | 9.4586 | 0.038746 | 9 | 0.49735
82263 | 10.8 | 0.8 | 365 | 9.8366 | 0.79956 | 10 | 0.63615
82261 | 3.9 | 0.8 | 365 | 3.5521 | 0.14984 | 3 | 0.70194
82259 | 8.1 | 0.8 | 365 | 7.3774 | 0.84967 | 8 | 0.22711
82257 | 7.7 | 0.8 | 365 | 7.0131 | 0.11635 | 7 | 0.12948
82253 | 24.09 | 0.8 | 365 | 21.941 | 0.16402 | 22 | 0.10507
82058 | 4.8 | 0.8 | 365 | 4.3718 | 0.79981 | 5 | 0.17162
82057 | 9.135 | 0.8 | 365 | 8.3201 | 0.74713 | 9 | 0.067241
82055 | 6.2 | 0.8 | 365 | 5.6469 | 0.36642 | 6 | 0.013344
82054 | 8.64 | 0.8 | 365 | 7.8693 | 0.83965 | 8 | 0.70892
82053 | 6.03 | 0.8 | 365 | 5.4921 | 0.054756 | 5 | 0.54685
82297 | 4.2 | 0.8 | 365 | 3.8253 | 0.69983 | 4 | 0.52517
82292 | 10.8 | 0.8 | 365 | 9.8366 | 0.79956 | 10 | 0.63615
82007 | 13.395 | 0.8 | 365 | 12.2001 | 0.55696 | 12 | 0.75705
82043 | 13.8 | 0.8 | 365 | 12.569 | 0.29944 | 12 | 0.86841
82048 | 5.28 | 0.8 | 365 | 4.809 | 0.67979 | 5 | 0.48878
82049 | 7.68 | 0.8 | 365 | 6.9949 | 0.079689 | 7 | 0.074593
82052 | 10.1 | 0.8 | 365 | 9.199 | 0.51626 | 9 | 0.71529
81979 | 6.035 | 0.8 | 365 | 5.4966 | 0.063922 | 5 | 0.56057
82062 | 6.6 | 0.8 | 365 | 6.0112 | 0.099732 | 6 | 0.11098
82069 | 7.54 | 0.8 | 365 | 6.8674 | 0.82303 | 7 | 0.69042
81601 | 7.25 | 0.8 | 365 | 6.6033 | 0.29137 | 6 | 0.89464
81578 | 11.16 | 0.8 | 365 | 10.1645 | 0.45955 | 10 | 0.62402
81575 | 10.7 | 0.8 | 365 | 9.7455 | 0.61623 | 10 | 0.36174
81599 | 11.16 | 0.8 | 365 | 10.1645 | 0.45955 | 10 | 0.62402
81573 | 8.04 | 0.8 | 365 | 7.3228 | 0.73967 | 8 | 0.062465
82079 | 3.48 | 0.8 | 365 | 3.1696 | 0.37986 | 3 | 0.54943
81571 | 10.8 | 0.8 | 365 | 9.8366 | 0.79956 | 10 | 0.63615
82100 | 4.905 | 0.8 | 365 | 4.4674 | 0.9923 | 5 | 0.45975
82104 | 7.8 | 0.8 | 365 | 7.1042 | 0.29968 | 7 | 0.40388
82105 | 9.45 | 0.8 | 365 | 8.607 | 0.32462 | 8 | 0.93163
82108 | 11.06 | 0.8 | 365 | 10.0734 | 0.27622 | 10 | 0.34961
82113 | 7.36 | 0.8 | 365 | 6.7035 | 0.49304 | 7 | 0.19649
82112 | 12.6 | 0.8 | 365 | 11.476 | 0.099489 | 11 | 0.5755
82116 | 11.7 | 0.8 | 365 | 10.6563 | 0.44953 | 11 | 0.10583
82163 | 10.73 | 0.8 | 365 | 9.7728 | 0.67123 | 10 | 0.44406
82118 | 10.08 | 0.8 | 365 | 9.1808 | 0.47959 | 9 | 0.6604
82122 | 10.2 | 0.8 | 365 | 9.2901 | 0.69959 | 9 | 0.98969
82123 | 13.2 | 0.8 | 365 | 12.0225 | 0.19946 | 12 | 0.22196
82124 | 6.6 | 0.8 | 365 | 6.0112 | 0.099732 | 6 | 0.11098
82126 | 6.6 | 0.8 | 365 | 6.0112 | 0.099732 | 6 | 0.11098
81867 | 5.49 | 1 | 365 | 6.2503 | 0.58097 | 6 | 0.8313
81796 | 9.36 | 0.8 | 365 | 8.525 | 0.15962 | 8 | 0.68466
82131 | 14.4 | 0.8 | 365 | 13.1154 | 0.39942 | 13 | 0.51486
82137 | 5.36 | 0.8 | 365 | 4.8819 | 0.82645 | 5 | 0.70831
82139 | 5.36 | 0.8 | 365 | 4.8819 | 0.82645 | 5 | 0.70831
82141 | 10.05 | 0.8 | 365 | 9.1535 | 0.42459 | 9 | 0.57808
82144 | 5.52 | 0.8 | 365 | 5.0276 | 0.11978 | 5 | 0.14736
80795 | 7.98 | 0.8 | 365 | 7.2681 | 0.62968 | 7 | 0.89782
81822 | 2.9 | 0.8 | 365 | 2.6413 | 0.31655 | 2 | 0.95785
82176 | 10.05 | 0.8 | 365 | 9.1535 | 0.42459 | 9 | 0.57808
82181 | 4.96 | 0.8 | 365 | 4.5175 | 0.093132 | 4 | 0.61067
82186 | 7.56 | 0.8 | 365 | 6.8856 | 0.85969 | 7 | 0.7453
81892 | 784.08 | 0.6 | 365 | 535.602 | 0.086164 | 535 | 0.6882
82020 | 11.7 | 0.8 | 365 | 10.6563 | 0.44953 | 11 | 0.10583
82177 | 11.31 | 0.8 | 365 | 10.3011 | 0.73454 | 11 | 0.035632
79853 | 9.44 | 0.8 | 365 | 8.5979 | 0.30628 | 8 | 0.90419
79732 | 2.9 | 0.8 | 365 | 2.6413 | 0.31655 | 2 | 0.95785
81167 | 3.77 | 0.8 | 365 | 3.4337 | 0.91151 | 4 | 0.34521
53917 | 4.16 | 1 | 365 | 4.7361 | 0.53312 | 5 | 0.26926
55751 | 7.8 | 1 | 365 | 8.8803 | 0.8746 | 9 | 0.75485
74082 | 2.86 | 0.8 | 365 | 2.6049 | 0.24322 | 2 | 0.84809
82084 | 8.6 | 0.8 | 365 | 7.8328 | 0.76632 | 8 | 0.59915
82089 | 5.7 | 0.8 | 365 | 5.1915 | 0.44977 | 5 | 0.6413
82086 | 6.6 | 0.8 | 365 | 6.0112 | 0.099732 | 6 | 0.11098
81856 | 7 | 0.8 | 365 | 6.3756 | 0.83305 | 7 | 0.20861
34007 | 361.8 | 1 | 365 | 411.907 | 0.10667 | 412 | 0.013653
82145 | 9.44 | 0.8 | 365 | 8.5979 | 0.30628 | 8 | 0.90419
82106 | 12.6 | 0.8 | 365 | 11.476 | 0.099489 | 11 | 0.5755
81704 | 12.6 | 0.8 | 365 | 11.476 | 0.099489 | 11 | 0.5755
81862 | 6.03 | 0.8 | 365 | 5.4921 | 0.054756 | 5 | 0.54685
82024 | 3.78 | 0.8 | 365 | 3.4428 | 0.92985 | 4 | 0.37265
82174 | 2.9 | 0.8 | 365 | 2.6413 | 0.31655 | 2 | 0.95785
82056 | 5.886 | 0.8 | 365 | 5.3609 | 0.79076 | 6 | 0.1517
81899 | 24.79 | 0.8 | 365 | 22.5786 | 0.44733 | 23 | 0.025934
79143 | 143.78 | 0.6 | 365 | 98.2156 | 0.69313 | 98 | 0.90869
56018 | 379.89 | 0.8 | 365 | 346.0019 | 0.4496 | 346 | 0.45147
56020 | 379.89 | 0.8 | 365 | 346.0019 | 0.4496 | 346 | 0.45147
56017 | 379.89 | 0.8 | 365 | 346.0019 | 0.4496 | 346 | 0.45147
82209 | 11.34 | 0.8 | 365 | 10.3284 | 0.78954 | 11 | 0.11795
81974 | 20.7 | 0.8 | 365 | 18.8535 | 0.94916 | 19 | 0.80261
81052 | 2.565 | 0.8 | 365 | 2.3362 | 0.7024 | 3 | 0.038585
82025 | 12 | 0.8 | 365 | 10.9295 | 0.99951 | 11 | 0.92905
58581 | 997.12 | 0.7 | 365 | 794.6503 | 0.5113 | 795 | 0.16162
56178 | 997.12 | 0.7 | 365 | 794.6503 | 0.5113 | 795 | 0.16162
34003 | 361.8 | 1 | 365 | 411.907 | 0.10667 | 412 | 0.013653
82140 | 11.7 | 0.8 | 365 | 10.6563 | 0.44953 | 11 | 0.10583
34644 | 1294.92 | 1 | 365 | 1474.2581 | 0.45939 | 1474 | 0.71752
82154 | 8.7 | 0.8 | 365 | 7.9239 | 0.94965 | 8 | 0.87356
81737 | 8.12 | 0.8 | 365 | 7.3957 | 0.88634 | 8 | 0.28199
82199 | 6.96 | 0.8 | 365 | 6.3391 | 0.75972 | 7 | 0.09885
82612 | 8.04 | 0.8 | 365 | 7.3228 | 0.73967 | 8 | 0.062465
82610 | 10.385 | 0.8 | 365 | 9.4586 | 0.038746 | 9 | 0.49735
82609 | 11.1 | 0.8 | 365 | 10.1098 | 0.34955 | 10 | 0.45937
82561 | 6.38 | 0.8 | 365 | 5.8109 | 0.69641 | 6 | 0.50728
82558 | 5.1 | 0.8 | 365 | 4.6451 | 0.34979 | 4 | 0.99485
82556 | 11.16 | 0.8 | 365 | 10.1645 | 0.45955 | 10 | 0.62402
82554 | 4.02 | 0.8 | 365 | 3.6614 | 0.36984 | 4 | 0.031232
82550 | 9.135 | 0.8 | 365 | 8.3201 | 0.74713 | 9 | 0.067241
82546 | 6.3 | 0.8 | 365 | 5.738 | 0.54974 | 6 | 0.28775
82545 | 10.075 | 0.8 | 365 | 9.1763 | 0.47042 | 9 | 0.64668
82543 | 7.7 | 0.8 | 365 | 7.0131 | 0.11635 | 7 | 0.12948
82527 | 4.64 | 0.8 | 365 | 4.2261 | 0.50648 | 4 | 0.73257
82396 | 11.6 | 0.8 | 365 | 10.5652 | 0.2662 | 10 | 0.83142
82453 | 7.41 | 0.8 | 365 | 6.749 | 0.5847 | 7 | 0.33369
82397 | 6.67 | 0.8 | 365 | 6.075 | 0.22806 | 6 | 0.30306
82308 | 6.67 | 0.8 | 365 | 6.075 | 0.22806 | 6 | 0.30306
82338 | 6.09 | 0.8 | 365 | 5.5467 | 0.16475 | 5 | 0.71149
82244 | 5.22 | 0.8 | 365 | 4.7543 | 0.56979 | 5 | 0.32414
82255 | 4.64 | 0.8 | 365 | 4.2261 | 0.50648 | 4 | 0.73257
82153 | 8.7 | 0.8 | 365 | 7.9239 | 0.94965 | 8 | 0.87356
82150 | 7.25 | 0.8 | 365 | 6.6033 | 0.29137 | 6 | 0.89464
82311 | 4.93 | 0.8 | 365 | 4.4902 | 0.038134 | 4 | 0.52835
82333 | 5.8 | 0.8 | 365 | 5.2826 | 0.6331 | 5 | 0.91571
82313 | 8.99 | 0.8 | 365 | 8.188 | 0.4813 | 8 | 0.66935
82310 | 5.22 | 0.8 | 365 | 4.7543 | 0.56979 | 5 | 0.32414
82334 | 5.8 | 0.8 | 365 | 5.2826 | 0.6331 | 5 | 0.91571
82312 | 6.96 | 0.8 | 365 | 6.3391 | 0.75972 | 7 | 0.09885
82170 | 3.48 | 0.8 | 365 | 3.1696 | 0.37986 | 3 | 0.54943
82169 | 4.93 | 0.8 | 365 | 4.4902 | 0.038134 | 4 | 0.52835
82166 | 13.34 | 0.8 | 365 | 12.15 | 0.45613 | 12 | 0.60613
82168 | 6.38 | 0.8 | 365 | 5.8109 | 0.69641 | 6 | 0.50728
82164 | 4.93 | 0.8 | 365 | 4.4902 | 0.038134 | 4 | 0.52835
82161 | 5.8 | 0.8 | 365 | 5.2826 | 0.6331 | 5 | 0.91571
82160 | 4.35 | 0.8 | 365 | 3.962 | 0.97482 | 4 | 0.93678
82158 | 13.05 | 0.8 | 365 | 11.8859 | 0.92447 | 12 | 0.81034
82157 | 6.96 | 0.8 | 365 | 6.3391 | 0.75972 | 7 | 0.09885
82245 | 8.41 | 0.8 | 365 | 7.6598 | 0.41799 | 8 | 0.077777
82212 | 5.8 | 0.8 | 365 | 5.2826 | 0.6331 | 5 | 0.91571
82204 | 11.31 | 0.8 | 365 | 10.3011 | 0.73454 | 11 | 0.035632
82148 | 10.15 | 0.8 | 365 | 9.2446 | 0.60792 | 9 | 0.85249
82207 | 6.38 | 0.8 | 365 | 5.8109 | 0.69641 | 6 | 0.50728
82175 | 2.24 | 0.8 | 365 | 2.0402 | 0.10658 | 2 | 0.14676
82454 | 3.77 | 0.8 | 365 | 3.4337 | 0.91151 | 4 | 0.34521
82537 | 6.09 | 0.8 | 365 | 5.5467 | 0.16475 | 5 | 0.71149
82562 | 8.7 | 0.8 | 365 | 7.9239 | 0.94965 | 8 | 0.87356
82173 | 5.8 | 0.8 | 365 | 5.2826 | 0.6331 | 5 | 0.91571
82172 | 7.25 | 0.8 | 365 | 6.6033 | 0.29137 | 6 | 0.89464
82167 | 8.7 | 0.8 | 365 | 7.9239 | 0.94965 | 8 | 0.87356
82165 | 8.41 | 0.8 | 365 | 7.6598 | 0.41799 | 8 | 0.077777
82162 | 5.51 | 0.8 | 365 | 5.0185 | 0.10144 | 5 | 0.11992
82159 | 10.73 | 0.8 | 365 | 9.7728 | 0.67123 | 10 | 0.44406
82156 | 5.51 | 0.8 | 365 | 5.0185 | 0.10144 | 5 | 0.11992
82146 | 9.86 | 0.8 | 365 | 8.9804 | 0.076267 | 9 | 0.056705
82093 | 8.7 | 0.8 | 365 | 7.9239 | 0.94965 | 8 | 0.87356
82094 | 5.8 | 0.8 | 365 | 5.2826 | 0.6331 | 5 | 0.91571
82096 | 6.38 | 0.8 | 365 | 5.8109 | 0.69641 | 6 | 0.50728
82097 | 3.19 | 0.8 | 365 | 2.9054 | 0.8482 | 3 | 0.75364
82624 | 13.5 | 0.8 | 365 | 12.2957 | 0.74945 | 13 | 0.045184
82619 | 6.93 | 0.8 | 365 | 6.3118 | 0.70472 | 7 | 0.016528
82615 | 6.48 | 0.8 | 365 | 5.902 | 0.87974 | 6 | 0.78169
82614 | 7.2 | 0.8 | 365 | 6.5577 | 0.19971 | 6 | 0.75743
82613 | 8.1 | 0.8 | 365 | 7.3774 | 0.84967 | 8 | 0.22711
82611 | 5.88 | 0.8 | 365 | 5.3555 | 0.77976 | 6 | 0.13524
82553 | 6.6 | 0.8 | 365 | 6.0112 | 0.099732 | 6 | 0.11098
82552 | 5.12 | 0.8 | 365 | 4.6633 | 0.38646 | 5 | 0.049729
82551 | 6.4 | 0.8 | 365 | 5.8291 | 0.73307 | 6 | 0.56216
82549 | 11.7 | 0.8 | 365 | 10.6563 | 0.44953 | 11 | 0.10583
82544 | 9.24 | 0.8 | 365 | 8.4157 | 0.93963 | 9 | 0.35537
82541 | 16.45 | 0.8 | 365 | 14.9826 | 0.15767 | 15 | 0.14024
82540 | 11.9 | 0.8 | 365 | 10.8385 | 0.81618 | 11 | 0.65464
82539 | 9.92 | 0.8 | 365 | 9.0351 | 0.18626 | 9 | 0.22135
82542 | 6.825 | 0.8 | 365 | 6.2162 | 0.51222 | 6 | 0.7284
82419 | 59.965 | 0.6 | 365 | 40.9619 | 0.45005 | 41 | 0.41191
82621 | 21.7 | 0.8 | 365 | 19.7642 | 0.78245 | 20 | 0.5467
82111 | 8.45 | 0.8 | 365 | 7.6962 | 0.49132 | 8 | 0.18754
82114 | 8.4 | 0.8 | 365 | 7.6507 | 0.39966 | 8 | 0.050337
82142 | 11.375 | 0.8 | 365 | 10.3603 | 0.85371 | 11 | 0.214
82152 | 10.075 | 0.8 | 365 | 9.1763 | 0.47042 | 9 | 0.64668
82185 | 7.245 | 0.8 | 365 | 6.5987 | 0.28221 | 6 | 0.88092
82189 | 10.05 | 0.8 | 365 | 9.1535 | 0.42459 | 9 | 0.57808
82190 | 5.85 | 0.8 | 365 | 5.3282 | 0.72476 | 6 | 0.052913
82192 | 3.96 | 0.8 | 365 | 3.6067 | 0.25984 | 3 | 0.86659
82196 | 6.65 | 0.8 | 365 | 6.0568 | 0.1914 | 6 | 0.24818
82205 | 7.84 | 0.8 | 365 | 7.1406 | 0.37302 | 7 | 0.51365
82206 | 6.96 | 0.8 | 365 | 6.3391 | 0.75972 | 7 | 0.09885
82208 | 12.47 | 0.8 | 365 | 11.3576 | 0.86116 | 12 | 0.21877
82211 | 13.725 | 0.8 | 365 | 12.5007 | 0.16194 | 12 | 0.6626
82214 | 8.55 | 0.8 | 365 | 7.7873 | 0.67465 | 8 | 0.46195
82216 | 10.89 | 0.8 | 365 | 9.9186 | 0.96456 | 10 | 0.88311
82222 | 17.67 | 0.8 | 365 | 16.0937 | 0.39428 | 16 | 0.48803
82228 | 12.6 | 0.8 | 365 | 11.476 | 0.099489 | 11 | 0.5755
82229 | 5.88 | 0.8 | 365 | 5.3555 | 0.77976 | 6 | 0.13524
82227 | 6.5 | 0.8 | 365 | 5.9202 | 0.9164 | 6 | 0.83657
82230 | 12.87 | 0.8 | 365 | 11.7219 | 0.59448 | 12 | 0.31641
82021 | 11.34 | 0.8 | 365 | 10.3284 | 0.78954 | 11 | 0.11795
82233 | 3.54 | 0.8 | 365 | 3.2242 | 0.48986 | 3 | 0.71407
82235 | 5.015 | 0.8 | 365 | 4.5676 | 0.19396 | 4 | 0.7616
82236 | 6.195 | 0.8 | 365 | 5.6424 | 0.35725 | 5 | 0.99962
81995 | 9.45 | 0.8 | 365 | 8.607 | 0.32462 | 8 | 0.93163
82239 | 9.44 | 0.8 | 365 | 8.5979 | 0.30628 | 8 | 0.90419
82241 | 8.4 | 0.8 | 365 | 7.6507 | 0.39966 | 8 | 0.050337
82151 | 5.8 | 0.8 | 365 | 5.2826 | 0.6331 | 5 | 0.91571
82242 | 4.06 | 0.8 | 365 | 3.6978 | 0.44317 | 4 | 0.141
82271 | 5.61 | 0.8 | 365 | 5.1096 | 0.28477 | 5 | 0.39433
82273 | 5.7 | 0.8 | 365 | 5.1915 | 0.44977 | 5 | 0.6413
82280 | 12.753 | 0.8 | 365 | 11.6154 | 0.37998 | 11 | 0.99535
82282 | 6.7 | 0.8 | 365 | 6.1023 | 0.28306 | 6 | 0.38539
82283 | 8.1 | 0.8 | 365 | 7.3774 | 0.84967 | 8 | 0.22711
82285 | 10.05 | 0.8 | 365 | 9.1535 | 0.42459 | 9 | 0.57808
82286 | 13.5 | 0.8 | 365 | 12.2957 | 0.74945 | 13 | 0.045184
82288 | 6.84 | 0.8 | 365 | 6.2298 | 0.53972 | 6 | 0.76956
82287 | 12.685 | 0.8 | 365 | 11.5534 | 0.25532 | 11 | 0.80875
82290 | 5.1 | 0.8 | 365 | 4.6451 | 0.34979 | 4 | 0.99485
82294 | 11.2 | 0.8 | 365 | 10.2009 | 0.53288 | 10 | 0.73378
82293 | 4.56 | 0.8 | 365 | 4.1532 | 0.35982 | 4 | 0.51304
82295 | 5.61 | 0.8 | 365 | 5.1096 | 0.28477 | 5 | 0.39433
82296 | 12.48 | 0.8 | 365 | 11.3667 | 0.87949 | 12 | 0.24621
82298 | 5.8 | 0.8 | 365 | 5.2826 | 0.6331 | 5 | 0.91571
82299 | 5.13 | 0.8 | 365 | 4.6724 | 0.40479 | 5 | 0.07717
82304 | 12.24 | 0.8 | 365 | 11.1481 | 0.4395 | 11 | 0.58763
82309 | 12.24 | 0.8 | 365 | 11.1481 | 0.4395 | 11 | 0.58763
82314 | 8.4 | 0.8 | 365 | 7.6507 | 0.39966 | 8 | 0.050337
82316 | 6.96 | 0.8 | 365 | 6.3391 | 0.75972 | 7 | 0.09885
82315 | 9 | 0.8 | 365 | 8.1972 | 0.49964 | 8 | 0.69679
81915 | 8.37 | 0.8 | 365 | 7.6234 | 0.34466 | 7 | 0.96801
82321 | 8.1 | 0.8 | 365 | 7.3774 | 0.84967 | 8 | 0.22711
82325 | 4.95 | 0.8 | 365 | 4.5084 | 0.074799 | 4 | 0.58323
82328 | 8.1 | 0.8 | 365 | 7.3774 | 0.84967 | 8 | 0.22711
82335 | 10.26 | 0.8 | 365 | 9.3448 | 0.80958 | 10 | 0.15434
82336 | 9.12 | 0.8 | 365 | 8.3064 | 0.71963 | 9 | 0.02608
82342 | 4.96 | 0.8 | 365 | 4.5175 | 0.093132 | 4 | 0.61067
82344 | 3.72 | 0.8 | 365 | 3.3882 | 0.81985 | 4 | 0.20801
82345 | 4.55 | 0.8 | 365 | 4.1441 | 0.34148 | 4 | 0.4856
82347 | 4.2 | 0.8 | 365 | 3.8253 | 0.69983 | 4 | 0.52517
82348 | 6.3 | 0.8 | 365 | 5.738 | 0.54974 | 6 | 0.28775
82349 | 10.23 | 0.8 | 365 | 9.3174 | 0.75459 | 10 | 0.072017
82351 | 9.42 | 0.8 | 365 | 8.5797 | 0.26962 | 8 | 0.84931
82350 | 7.75 | 0.8 | 365 | 7.0587 | 0.20802 | 7 | 0.26668
82355 | 9.3 | 0.8 | 365 | 8.4704 | 0.049623 | 8 | 0.52002
82357 | 11.16 | 0.8 | 365 | 10.1645 | 0.45955 | 10 | 0.62402
82360 | 8.265 | 0.8 | 365 | 7.5277 | 0.15216 | 7 | 0.67988
82362 | 10.89 | 0.8 | 365 | 9.9186 | 0.96456 | 10 | 0.88311
82363 | 9.57 | 0.8 | 365 | 8.7163 | 0.54461 | 9 | 0.26092
82361 | 10.26 | 0.8 | 365 | 9.3448 | 0.80958 | 10 | 0.15434
81969 | 7.54 | 0.8 | 365 | 6.8674 | 0.82303 | 7 | 0.69042
81379 | 7.975 | 0.8 | 365 | 7.2636 | 0.62051 | 7 | 0.8841
82718 | 4.48 | 0.8 | 365 | 4.0804 | 0.21315 | 4 | 0.29351
82717 | 10.385 | 0.8 | 365 | 9.4586 | 0.038746 | 9 | 0.49735
82715 | 4.32 | 0.8 | 365 | 3.9346 | 0.91982 | 4 | 0.85446
82714 | 15.66 | 0.8 | 365 | 14.263 | 0.70937 | 14 | 0.97241
82687 | 13 | 0.8 | 365 | 11.8403 | 0.83281 | 12 | 0.67314
82686 | 5.1 | 0.8 | 365 | 4.6451 | 0.34979 | 4 | 0.99485
82685 | 8.775 | 0.8 | 365 | 7.9922 | 0.087144 | 8 | 0.079369
82684 | 4.55 | 0.8 | 365 | 4.1441 | 0.34148 | 4 | 0.4856
82681 | 6.2 | 0.8 | 365 | 5.6469 | 0.36642 | 6 | 0.013344
82679 | 11.7 | 0.8 | 365 | 10.6563 | 0.44953 | 11 | 0.10583
82678 | 11.05 | 0.8 | 365 | 10.0643 | 0.25789 | 10 | 0.32217
82674 | 11.7 | 0.8 | 365 | 10.6563 | 0.44953 | 11 | 0.10583
82671 | 4.875 | 0.8 | 365 | 4.4401 | 0.9373 | 5 | 0.37743
82536 | 24.84 | 0.8 | 365 | 22.6241 | 0.53899 | 23 | 0.16314
82535 | 6.405 | 0.8 | 365 | 5.8336 | 0.74224 | 6 | 0.57588
82534 | 4.5 | 0.8 | 365 | 4.0986 | 0.24982 | 4 | 0.34839
82533 | 7.54 | 0.8 | 365 | 6.8674 | 0.82303 | 7 | 0.69042
82512 | 8.76 | 0.8 | 365 | 7.9786 | 0.059645 | 8 | 0.038208
82506 | 9.715 | 0.8 | 365 | 8.8484 | 0.81044 | 9 | 0.65881
82505 | 9.18 | 0.8 | 365 | 8.3611 | 0.82963 | 9 | 0.19072
82504 | 11.055 | 0.8 | 365 | 10.0688 | 0.26705 | 10 | 0.33589
82483 | 7.7 | 0.8 | 365 | 7.0131 | 0.11635 | 7 | 0.12948
82843 | 11.1 | 0.8 | 365 | 10.1098 | 0.34955 | 10 | 0.45937
82842 | 8.96 | 0.8 | 365 | 8.1607 | 0.4263 | 8 | 0.58703
82617 | 10.005 | 0.8 | 365 | 9.1125 | 0.34209 | 9 | 0.4546
82841 | 7.75 | 0.8 | 365 | 7.0587 | 0.20802 | 7 | 0.26668
82840 | 3.72 | 0.8 | 365 | 3.3882 | 0.81985 | 4 | 0.20801
82376 | 7.92 | 0.8 | 365 | 7.2135 | 0.51968 | 7 | 0.73317
82378 | 7.92 | 0.8 | 365 | 7.2135 | 0.51968 | 7 | 0.73317
82379 | 12.15 | 0.8 | 365 | 11.0662 | 0.27451 | 11 | 0.34067
82380 | 5.886 | 0.8 | 365 | 5.3609 | 0.79076 | 6 | 0.1517
82381 | 6.03 | 0.8 | 365 | 5.4921 | 0.054756 | 5 | 0.54685
82382 | 9.45 | 0.8 | 365 | 8.607 | 0.32462 | 8 | 0.93163
82384 | 11.055 | 0.8 | 365 | 10.0688 | 0.26705 | 10 | 0.33589
82829 | 8 | 0.8 | 365 | 7.2864 | 0.66634 | 7 | 0.9527
82828 | 7.035 | 0.8 | 365 | 6.4074 | 0.89721 | 7 | 0.30466
82827 | 10.56 | 0.8 | 365 | 9.618 | 0.35957 | 9 | 0.97757
82826 | 11.2 | 0.8 | 365 | 10.2009 | 0.53288 | 10 | 0.73378
82825 | 11.055 | 0.8 | 365 | 10.0688 | 0.26705 | 10 | 0.33589
82824 | 11.16 | 0.8 | 365 | 10.1645 | 0.45955 | 10 | 0.62402
82861 | 4.34 | 0.8 | 365 | 3.9528 | 0.95649 | 4 | 0.90934
82343 | 7.13 | 0.8 | 365 | 6.494 | 0.071378 | 6 | 0.56535
82860 | 6.6 | 0.8 | 365 | 6.0112 | 0.099732 | 6 | 0.11098
82839 | 4.251 | 0.8 | 365 | 3.8718 | 0.79333 | 4 | 0.66512
82838 | 12.4 | 0.8 | 365 | 11.2939 | 0.73283 | 12 | 0.026687
82837 | 10.137 | 0.8 | 365 | 9.2327 | 0.58409 | 9 | 0.81682
82836 | 23.36 | 0.8 | 365 | 21.2762 | 0.82572 | 22 | 0.10189
82835 | 9.6 | 0.8 | 365 | 8.7436 | 0.59961 | 9 | 0.34324
82377 | 7.37 | 0.8 | 365 | 6.7126 | 0.51137 | 7 | 0.22393
82834 | 8.45 | 0.8 | 365 | 7.6962 | 0.49132 | 8 | 0.18754
82833 | 10.44 | 0.8 | 365 | 9.5087 | 0.13958 | 9 | 0.64828
82832 | 11.16 | 0.8 | 365 | 10.1645 | 0.45955 | 10 | 0.62402
82831 | 8.12 | 0.8 | 365 | 7.3957 | 0.88634 | 8 | 0.28199
82830 | 11.22 | 0.8 | 365 | 10.2191 | 0.56955 | 10 | 0.78866
82719 | 5.525 | 0.8 | 365 | 5.0321 | 0.12894 | 5 | 0.16108
82688 | 8.235 | 0.8 | 365 | 7.5004 | 0.097166 | 7 | 0.59756
82863 | 8.58 | 0.8 | 365 | 7.8146 | 0.72965 | 8 | 0.54427
82482 | 14.4 | 0.8 | 365 | 13.1154 | 0.39942 | 13 | 0.51486
82445 | 12.54 | 0.8 | 365 | 11.4214 | 0.98949 | 12 | 0.41086
82444 | 11.2 | 0.8 | 365 | 10.2009 | 0.53288 | 10 | 0.73378
82442 | 12.3 | 0.8 | 365 | 11.2028 | 0.5495 | 11 | 0.75228
82439 | 8.7 | 0.8 | 365 | 7.9239 | 0.94965 | 8 | 0.87356
82418 | 13.065 | 0.8 | 365 | 11.8995 | 0.95197 | 12 | 0.85151
82417 | 4.38 | 0.8 | 365 | 3.9893 | 0.029822 | 4 | 0.019104
82416 | 8.06 | 0.8 | 365 | 7.341 | 0.77634 | 8 | 0.11735
82415 | 10.725 | 0.8 | 365 | 9.7683 | 0.66207 | 10 | 0.43034
82413 | 12 | 0.8 | 365 | 10.9295 | 0.99951 | 11 | 0.92905
82412 | 6.3 | 0.8 | 365 | 5.738 | 0.54974 | 6 | 0.28775
82410 | 14.835 | 0.8 | 365 | 13.5116 | 0.1969 | 13 | 0.70854
82409 | 15.9 | 0.8 | 365 | 14.4816 | 0.14936 | 14 | 0.63099
82407 | 7.2 | 0.8 | 365 | 6.5577 | 0.19971 | 6 | 0.75743
82864 | 10.4 | 0.8 | 365 | 9.4723 | 0.066245 | 9 | 0.53851
82865 | 5.61 | 0.8 | 365 | 5.1096 | 0.28477 | 5 | 0.39433
82867 | 10.2 | 0.8 | 365 | 9.2901 | 0.69959 | 9 | 0.98969
82877 | 12.73 | 0.8 | 365 | 11.5944 | 0.33782 | 11 | 0.93224
82878 | 9.8 | 0.8 | 365 | 8.9258 | 0.96627 | 9 | 0.89206
82880 | 6.7 | 0.8 | 365 | 6.1023 | 0.28306 | 6 | 0.38539
82664 | 13.395 | 0.8 | 365 | 12.2001 | 0.55696 | 12 | 0.75705
82704 | 4.93 | 0.8 | 365 | 4.4902 | 0.038134 | 4 | 0.52835
82697 | 4.35 | 0.8 | 365 | 3.962 | 0.97482 | 4 | 0.93678
82660 | 6.96 | 0.8 | 365 | 6.3391 | 0.75972 | 7 | 0.09885
82663 | 5.8 | 0.8 | 365 | 5.2826 | 0.6331 | 5 | 0.91571
82661 | 3.19 | 0.8 | 365 | 2.9054 | 0.8482 | 3 | 0.75364
82665 | 2.32 | 0.8 | 365 | 2.113 | 0.25324 | 2 | 0.36628
82658 | 2.61 | 0.8 | 365 | 2.3772 | 0.78489 | 3 | 0.16207
82667 | 11.48 | 0.8 | 365 | 10.4559 | 0.046201 | 10 | 0.50213
82652 | 4.06 | 0.8 | 365 | 3.6978 | 0.44317 | 4 | 0.141
82147 | 7.83 | 0.8 | 365 | 7.1315 | 0.35468 | 7 | 0.48621
82668 | 10.71 | 0.8 | 365 | 9.7546 | 0.63457 | 10 | 0.38918
82662 | 11.6 | 0.8 | 365 | 10.5652 | 0.2662 | 10 | 0.83142
82390 | 7.41 | 0.8 | 365 | 6.749 | 0.5847 | 7 | 0.33369
82391 | 4.95 | 0.8 | 365 | 4.5084 | 0.074799 | 4 | 0.58323
82423 | 7.59 | 0.8 | 365 | 6.9129 | 0.91469 | 7 | 0.82763
82422 | 6.7 | 0.8 | 365 | 6.1023 | 0.28306 | 6 | 0.38539
82425 | 15.36 | 0.8 | 365 | 13.9898 | 0.15938 | 14 | 0.14919
82426 | 9.57 | 0.8 | 365 | 8.7163 | 0.54461 | 9 | 0.26092
82427 | 12.76 | 0.8 | 365 | 11.6217 | 0.39282 | 12 | 0.014559
82428 | 10.8 | 0.8 | 365 | 9.8366 | 0.79956 | 10 | 0.63615
82431 | 8.68 | 0.8 | 365 | 7.9057 | 0.91298 | 8 | 0.81868
82432 | 5.85 | 0.8 | 365 | 5.3282 | 0.72476 | 6 | 0.052913
82434 | 9.8 | 0.8 | 365 | 8.9258 | 0.96627 | 9 | 0.89206
82436 | 12.6 | 0.8 | 365 | 11.476 | 0.099489 | 11 | 0.5755
82437 | 10.8 | 0.8 | 365 | 9.8366 | 0.79956 | 10 | 0.63615
82438 | 12.18 | 0.8 | 365 | 11.0935 | 0.32951 | 11 | 0.42299
82440 | 13.32 | 0.8 | 365 | 12.1318 | 0.41946 | 12 | 0.55125
82443 | 8.26 | 0.8 | 365 | 7.5232 | 0.143 | 7 | 0.66616
82447 | 9.28 | 0.8 | 365 | 8.4522 | 0.012957 | 8 | 0.46513
82448 | 11.1 | 0.8 | 365 | 10.1098 | 0.34955 | 10 | 0.45937
82449 | 7 | 0.8 | 365 | 6.3756 | 0.83305 | 7 | 0.20861
82450 | 5.76 | 0.8 | 365 | 5.2462 | 0.55977 | 5 | 0.80595
82451 | 9.3 | 0.8 | 365 | 8.4704 | 0.049623 | 8 | 0.52002
82457 | 9.9 | 0.8 | 365 | 9.0169 | 0.1496 | 9 | 0.16647
82588 | 4.06 | 0.8 | 365 | 3.6978 | 0.44317 | 4 | 0.141
82460 | 7.83 | 0.8 | 365 | 7.1315 | 0.35468 | 7 | 0.48621
82461 | 3.84 | 0.8 | 365 | 3.4975 | 0.039844 | 3 | 0.5373
82462 | 7.7 | 0.8 | 365 | 7.0131 | 0.11635 | 7 | 0.12948
82463 | 11.285 | 0.8 | 365 | 10.2783 | 0.68871 | 10 | 0.96703
82466 | 10.325 | 0.8 | 365 | 9.404 | 0.92875 | 10 | 0.33271
82467 | 8.12 | 0.8 | 365 | 7.3957 | 0.88634 | 8 | 0.28199
82468 | 8.99 | 0.8 | 365 | 8.188 | 0.4813 | 8 | 0.66935
82469 | 7.54 | 0.8 | 365 | 6.8674 | 0.82303 | 7 | 0.69042
82470 | 6.96 | 0.8 | 365 | 6.3391 | 0.75972 | 7 | 0.09885
82472 | 8.99 | 0.8 | 365 | 8.188 | 0.4813 | 8 | 0.66935
82473 | 12.71 | 0.8 | 365 | 11.5762 | 0.30115 | 11 | 0.87735
82548 | 7.08 | 0.8 | 365 | 6.4484 | 0.97971 | 7 | 0.42814
82063 | 2.2 | 0.8 | 365 | 2.0037 | 0.033244 | 2 | 0.036993
81889 | 11.8 | 0.8 | 365 | 10.7474 | 0.63286 | 11 | 0.38023
82441 | 27 | 0.6 | 365 | 18.4436 | 0.12418 | 18 | 0.56778
82478 | 3.015 | 0.8 | 365 | 2.746 | 0.52738 | 3 | 0.27342
82477 | 14.79 | 0.8 | 365 | 13.4707 | 0.1144 | 13 | 0.58506
81691 | 12.39 | 0.8 | 365 | 11.2847 | 0.7145 | 11 | 0.99925
82480 | 6.7 | 0.8 | 365 | 6.1023 | 0.28306 | 6 | 0.38539
80989 | 12.8 | 0.8 | 365 | 11.6582 | 0.46615 | 12 | 0.12432
82484 | 5.2 | 0.8 | 365 | 4.7361 | 0.53312 | 5 | 0.26926
81953 | 10.15 | 0.8 | 365 | 9.2446 | 0.60792 | 9 | 0.85249
82486 | 9.455 | 0.8 | 365 | 8.6116 | 0.33378 | 8 | 0.94535
81699 | 4.35 | 0.8 | 365 | 3.962 | 0.97482 | 4 | 0.93678
81745 | 10.03 | 0.8 | 365 | 9.1353 | 0.38793 | 9 | 0.5232
82487 | 7.425 | 0.8 | 365 | 6.7627 | 0.6122 | 7 | 0.37485
81718 | 6.1 | 0.8 | 365 | 5.5558 | 0.18309 | 5 | 0.73893
81727 | 15.4 | 0.8 | 365 | 14.0262 | 0.23271 | 14 | 0.25895
81730 | 13.65 | 0.8 | 365 | 12.4324 | 0.024447 | 12 | 0.4568
81768 | 5.12 | 0.8 | 365 | 4.6633 | 0.38646 | 5 | 0.049729
82023 | 8.85 | 0.8 | 365 | 8.0605 | 0.22464 | 8 | 0.28518
81874 | 5.355 | 0.8 | 365 | 4.8773 | 0.81728 | 5 | 0.69459
81876 | 9 | 0.8 | 365 | 8.1972 | 0.49964 | 8 | 0.69679
82064 | 6.38 | 0.8 | 365 | 5.8109 | 0.69641 | 6 | 0.50728
81963 | 7.25 | 0.8 | 365 | 6.6033 | 0.29137 | 6 | 0.89464
81965 | 9.765 | 0.8 | 365 | 8.8939 | 0.9021 | 9 | 0.79602
82080 | 7.68 | 0.8 | 365 | 6.9949 | 0.079689 | 7 | 0.074593
82082 | 9.36 | 0.8 | 365 | 8.525 | 0.15962 | 8 | 0.68466
82085 | 10.725 | 0.8 | 365 | 9.7683 | 0.66207 | 10 | 0.43034
82365 | 9.6 | 0.8 | 365 | 8.7436 | 0.59961 | 9 | 0.34324
82352 | 3.48 | 0.8 | 365 | 3.1696 | 0.37986 | 3 | 0.54943
82120 | 12.06 | 0.8 | 365 | 10.9842 | 0.10951 | 11 | 0.093697
82489 | 11.825 | 0.8 | 365 | 10.7701 | 0.67869 | 11 | 0.44884
82178 | 7.875 | 0.8 | 365 | 7.1725 | 0.43718 | 7 | 0.60969
82492 | 8.58 | 0.8 | 365 | 7.8146 | 0.72965 | 8 | 0.54427
82491 | 9.86 | 0.8 | 365 | 8.9804 | 0.076267 | 9 | 0.056705
82494 | 8.835 | 0.8 | 365 | 8.0469 | 0.19714 | 8 | 0.24401
82495 | 10.88 | 0.8 | 365 | 9.9094 | 0.94623 | 10 | 0.85567
82496 | 4.845 | 0.8 | 365 | 4.4128 | 0.8823 | 5 | 0.2951
82497 | 6.21 | 0.8 | 365 | 5.656 | 0.38475 | 6 | 0.040784
82499 | 11.52 | 0.8 | 365 | 10.4924 | 0.11953 | 10 | 0.61189
82508 | 8.1 | 0.8 | 365 | 7.3774 | 0.84967 | 8 | 0.22711
82510 | 13.63 | 0.8 | 365 | 12.4141 | 0.98778 | 13 | 0.40192
82511 | 12.9 | 0.8 | 365 | 11.7493 | 0.64948 | 12 | 0.39873
81380 | 10.545 | 0.8 | 365 | 9.6043 | 0.33207 | 9 | 0.9364
82247 | 10.73 | 0.8 | 365 | 9.7728 | 0.67123 | 10 | 0.44406
82248 | 6.84 | 0.8 | 365 | 6.2298 | 0.53972 | 6 | 0.76956
82249 | 5.9 | 0.8 | 365 | 5.3737 | 0.81643 | 6 | 0.19012
82250 | 9.12 | 0.8 | 365 | 8.3064 | 0.71963 | 9 | 0.02608
82251 | 8.28 | 0.8 | 365 | 7.5414 | 0.17966 | 7 | 0.72105
82252 | 4.8 | 0.8 | 365 | 4.3718 | 0.79981 | 5 | 0.17162
82254 | 8.75 | 0.8 | 365 | 7.9695 | 0.041312 | 8 | 0.010767
82513 | 9.75 | 0.8 | 365 | 8.8803 | 0.8746 | 9 | 0.75485
82258 | 5.95 | 0.8 | 365 | 5.4192 | 0.90809 | 6 | 0.32732
82260 | 4.68 | 0.8 | 365 | 4.2625 | 0.57981 | 4 | 0.84233
82264 | 9.45 | 0.8 | 365 | 8.607 | 0.32462 | 8 | 0.93163
82266 | 10.15 | 0.8 | 365 | 9.2446 | 0.60792 | 9 | 0.85249
82518 | 9.28 | 0.8 | 365 | 8.4522 | 0.012957 | 8 | 0.46513
82268 | 6.3 | 0.8 | 365 | 5.738 | 0.54974 | 6 | 0.28775
82277 | 11.2 | 0.8 | 365 | 10.2009 | 0.53288 | 10 | 0.73378
82279 | 14.388 | 0.8 | 365 | 13.1045 | 0.37742 | 13 | 0.48193
82281 | 6.3 | 0.8 | 365 | 5.738 | 0.54974 | 6 | 0.28775
82284 | 8.96 | 0.8 | 365 | 8.1607 | 0.4263 | 8 | 0.58703
82291 | 7.705 | 0.8 | 365 | 7.0177 | 0.12552 | 7 | 0.1432
82367 | 6.36 | 0.8 | 365 | 5.7927 | 0.65974 | 6 | 0.4524
82370 | 5.31 | 0.8 | 365 | 4.8363 | 0.73478 | 5 | 0.57111
82522 | 8.32 | 0.8 | 365 | 7.5778 | 0.253 | 7 | 0.83081
82371 | 5.4 | 0.8 | 365 | 4.9183 | 0.89978 | 5 | 0.81807
82372 | 24.65 | 0.8 | 365 | 22.4511 | 0.19067 | 22 | 0.64176
82523 | 12.8 | 0.8 | 365 | 11.6582 | 0.46615 | 12 | 0.12432
82374 | 3.1 | 0.8 | 365 | 2.8235 | 0.68321 | 3 | 0.50667
82524 | 10.665 | 0.8 | 365 | 9.7136 | 0.55207 | 10 | 0.2657
82375 | 8.75 | 0.8 | 365 | 7.9695 | 0.041312 | 8 | 0.010767
82400 | 8.91 | 0.8 | 365 | 8.1152 | 0.33464 | 8 | 0.44982
82401 | 5.8 | 0.8 | 365 | 5.2826 | 0.6331 | 5 | 0.91571
82405 | 15.37 | 0.8 | 365 | 13.9989 | 0.17771 | 14 | 0.17663
82408 | 5.51 | 0.8 | 365 | 5.0185 | 0.10144 | 5 | 0.11992
82474 | 13.275 | 0.8 | 365 | 12.0908 | 0.33696 | 12 | 0.42776
82475 | 11.21 | 0.8 | 365 | 10.21 | 0.55121 | 10 | 0.76122
82528 | 8.4 | 0.8 | 365 | 7.6507 | 0.39966 | 8 | 0.050337
82526 | 12.099 | 0.8 | 365 | 11.0197 | 0.18101 | 11 | 0.20072
82529 | 9.1 | 0.8 | 365 | 8.2882 | 0.68296 | 8 | 0.9712
82531 | 9.72 | 0.8 | 365 | 8.8529 | 0.81961 | 9 | 0.67253
82532 | 14.4 | 0.8 | 365 | 13.1154 | 0.39942 | 13 | 0.51486
82547 | 6.84 | 0.8 | 365 | 6.2298 | 0.53972 | 6 | 0.76956
82557 | 8.835 | 0.8 | 365 | 8.0469 | 0.19714 | 8 | 0.24401
82560 | 9.9 | 0.8 | 365 | 9.0169 | 0.1496 | 9 | 0.16647
82559 | 7.54 | 0.8 | 365 | 6.8674 | 0.82303 | 7 | 0.69042
82564 | 7.15 | 0.8 | 365 | 6.5122 | 0.10804 | 6 | 0.62023
82568 | 6.38 | 0.8 | 365 | 5.8109 | 0.69641 | 6 | 0.50728
82570 | 9.1 | 0.8 | 365 | 8.2882 | 0.68296 | 8 | 0.9712
82571 | 10.5 | 0.8 | 365 | 9.5633 | 0.24957 | 9 | 0.81292
82573 | 10.15 | 0.8 | 365 | 9.2446 | 0.60792 | 9 | 0.85249
82575 | 8.41 | 0.8 | 365 | 7.6598 | 0.41799 | 8 | 0.077777
82576 | 10.5 | 0.8 | 365 | 9.5633 | 0.24957 | 9 | 0.81292
82578 | 9.145 | 0.8 | 365 | 8.3292 | 0.76546 | 9 | 0.094682
82580 | 9.12 | 0.8 | 365 | 8.3064 | 0.71963 | 9 | 0.02608
82579 | 7.83 | 0.8 | 365 | 7.1315 | 0.35468 | 7 | 0.48621
82581 | 4.2 | 0.8 | 365 | 3.8253 | 0.69983 | 4 | 0.52517
82583 | 7.83 | 0.8 | 365 | 7.1315 | 0.35468 | 7 | 0.48621
82585 | 9.12 | 0.8 | 365 | 8.3064 | 0.71963 | 9 | 0.02608
82988 | 5.695 | 0.8 | 365 | 5.187 | 0.4406 | 5 | 0.62758
82987 | 12.095 | 0.8 | 365 | 11.0161 | 0.17368 | 11 | 0.18974
82966 | 10.26 | 0.8 | 365 | 9.3448 | 0.80958 | 10 | 0.15434
82965 | 6.84 | 0.8 | 365 | 6.2298 | 0.53972 | 6 | 0.76956
82823 | 4.95 | 0.8 | 365 | 4.5084 | 0.074799 | 4 | 0.58323
82822 | 4.95 | 0.8 | 365 | 4.5084 | 0.074799 | 4 | 0.58323
82821 | 6.84 | 0.8 | 365 | 6.2298 | 0.53972 | 6 | 0.76956
82820 | 11.4 | 0.8 | 365 | 10.3831 | 0.89954 | 11 | 0.2826
82819 | 5.61 | 0.8 | 365 | 5.1096 | 0.28477 | 5 | 0.39433
82818 | 8.265 | 0.8 | 365 | 7.5277 | 0.15216 | 7 | 0.67988
82817 | 4.95 | 0.8 | 365 | 4.5084 | 0.074799 | 4 | 0.58323
82816 | 6.84 | 0.8 | 365 | 6.2298 | 0.53972 | 6 | 0.76956
82815 | 7.26 | 0.8 | 365 | 6.6124 | 0.30971 | 6 | 0.92208
82814 | 6.93 | 0.8 | 365 | 6.3118 | 0.70472 | 7 | 0.016528
82813 | 5.61 | 0.8 | 365 | 5.1096 | 0.28477 | 5 | 0.39433
82647 | 6.555 | 0.8 | 365 | 5.9703 | 0.017234 | 5 | 0.98749
82646 | 11.115 | 0.8 | 365 | 10.1235 | 0.37705 | 10 | 0.50053
82635 | 3.42 | 0.8 | 365 | 3.1149 | 0.26986 | 3 | 0.38478
82633 | 11.88 | 0.8 | 365 | 10.8202 | 0.77952 | 11 | 0.59976
82593 | 3.245 | 0.8 | 365 | 2.9555 | 0.94904 | 3 | 0.90456
82385 | 3.1 | 0.8 | 365 | 2.8235 | 0.68321 | 3 | 0.50667
80868 | 1.89 | 0.8 | 365 | 1.7214 | 0.46492 | 2 | 0.18633
82992 | 7.2 | 0.8 | 365 | 6.5577 | 0.19971 | 6 | 0.75743
82991 | 11.505 | 0.8 | 365 | 10.4787 | 0.092034 | 10 | 0.57073
82990 | 11.89 | 0.8 | 365 | 10.8294 | 0.79785 | 11 | 0.6272
82989 | 6 | 0.8 | 365 | 5.4648 | 0.99976 | 6 | 0.46453
82591 | 8.06 | 0.8 | 365 | 7.341 | 0.77634 | 8 | 0.11735
82586 | 9.145 | 0.8 | 365 | 8.3292 | 0.76546 | 9 | 0.094682
82994 | 9.44 | 0.8 | 365 | 8.5979 | 0.30628 | 8 | 0.90419
82995 | 3.54 | 0.8 | 365 | 3.2242 | 0.48986 | 3 | 0.71407
82999 | 12.095 | 0.8 | 365 | 11.0161 | 0.17368 | 11 | 0.18974
83000 | 7.08 | 0.8 | 365 | 6.4484 | 0.97971 | 7 | 0.42814
83001 | 7.08 | 0.8 | 365 | 6.4484 | 0.97971 | 7 | 0.42814
83004 | 11.21 | 0.8 | 365 | 10.21 | 0.55121 | 10 | 0.76122
82998 | 8.555 | 0.8 | 365 | 7.7919 | 0.68382 | 8 | 0.47567
83002 | 7.375 | 0.8 | 365 | 6.7171 | 0.52053 | 7 | 0.23765
82996 | 8.12 | 0.8 | 365 | 7.3957 | 0.88634 | 8 | 0.28199
83035 | 9.405 | 0.8 | 365 | 8.566 | 0.24212 | 8 | 0.80814
83034 | 5.28 | 0.8 | 365 | 4.809 | 0.67979 | 5 | 0.48878
83033 | 4.845 | 0.8 | 365 | 4.4128 | 0.8823 | 5 | 0.2951
83006 | 5.31 | 0.8 | 365 | 4.8363 | 0.73478 | 5 | 0.57111
83032 | 6.6 | 0.8 | 365 | 6.0112 | 0.099732 | 6 | 0.11098
83031 | 8.835 | 0.8 | 365 | 8.0469 | 0.19714 | 8 | 0.24401
83009 | 7.67 | 0.8 | 365 | 6.9858 | 0.061356 | 7 | 0.047153
83008 | 12.18 | 0.8 | 365 | 11.0935 | 0.32951 | 11 | 0.42299
81984 | 85 | 0.6 | 365 | 58.0632 | 0.87242 | 58 | 0.93559
82520 | 9.72 | 0.8 | 365 | 8.8529 | 0.81961 | 9 | 0.67253
82393 | 4.13 | 0.8 | 365 | 3.7616 | 0.5715 | 4 | 0.33308
82383 | 11.055 | 0.8 | 365 | 10.0688 | 0.26705 | 10 | 0.33589
82430 | 5.8 | 0.8 | 365 | 5.2826 | 0.6331 | 5 | 0.91571
82326 | 7.625 | 0.8 | 365 | 6.9448 | 0.97886 | 7 | 0.92367
82332 | 4.93 | 0.8 | 365 | 4.4902 | 0.038134 | 4 | 0.52835
82066 | 24.75 | 0.8 | 365 | 22.5422 | 0.374 | 22 | 0.91617
82488 | 13.72 | 0.8 | 365 | 12.4961 | 0.15278 | 12 | 0.64888
82490 | 6.72 | 0.8 | 365 | 6.1205 | 0.31973 | 6 | 0.44027
82289 | 6.625 | 0.8 | 365 | 6.034 | 0.14556 | 6 | 0.17958
82318 | 6.49 | 0.8 | 365 | 5.9111 | 0.89807 | 6 | 0.80913
82324 | 8.12 | 0.8 | 365 | 7.3957 | 0.88634 | 8 | 0.28199
82339 | 12.025 | 0.8 | 365 | 10.9523 | 0.045346 | 10 | 0.99765
82340 | 13 | 0.8 | 365 | 11.8403 | 0.83281 | 12 | 0.67314
82353 | 7.015 | 0.8 | 365 | 6.3892 | 0.86055 | 7 | 0.24978
82320 | 23.36 | 0.8 | 365 | 21.2762 | 0.82572 | 22 | 0.10189
82389 | 12.775 | 0.8 | 365 | 11.6354 | 0.42032 | 12 | 0.05572
82481 | 3.285 | 0.8 | 365 | 2.992 | 0.022367 | 3 | 0.014328
82331 | 10.05 | 0.8 | 365 | 9.1535 | 0.42459 | 9 | 0.57808
82424 | 12.96 | 0.8 | 365 | 11.8039 | 0.75947 | 12 | 0.56338
81698 | 9.735 | 0.8 | 365 | 8.8666 | 0.84711 | 9 | 0.71369
81863 | 4.2 | 0.8 | 365 | 3.8253 | 0.69983 | 4 | 0.52517
82403 | 6.38 | 0.8 | 365 | 5.8109 | 0.69641 | 6 | 0.50728
82592 | 4.72 | 0.8 | 365 | 4.299 | 0.65314 | 4 | 0.95209
82584 | 14.82 | 0.8 | 365 | 13.498 | 0.1694 | 13 | 0.66738
82455 | 9.45 | 0.8 | 365 | 8.607 | 0.32462 | 8 | 0.93163
82459 | 9.6 | 0.8 | 365 | 8.7436 | 0.59961 | 9 | 0.34324
82476 | 6.67 | 0.8 | 365 | 6.075 | 0.22806 | 6 | 0.30306
82346 | 16.74 | 0.8 | 365 | 15.2467 | 0.68932 | 15 | 0.93603
82215 | 6.93 | 0.8 | 365 | 6.3118 | 0.70472 | 7 | 0.016528
82226 | 5.61 | 0.8 | 365 | 5.1096 | 0.28477 | 5 | 0.39433
82356 | 6 | 0.8 | 365 | 5.4648 | 0.99976 | 6 | 0.46453
82386 | 12.06 | 0.8 | 365 | 10.9842 | 0.10951 | 11 | 0.093697
82270 | 7.41 | 0.8 | 365 | 6.749 | 0.5847 | 7 | 0.33369
82577 | 3.77 | 0.8 | 365 | 3.4337 | 0.91151 | 4 | 0.34521
82597 | 3.965 | 0.8 | 365 | 3.6113 | 0.26901 | 3 | 0.88031
82599 | 5.1 | 0.8 | 365 | 4.6451 | 0.34979 | 4 | 0.99485
82600 | 11.39 | 0.8 | 365 | 10.374 | 0.8812 | 11 | 0.25516
82602 | 7.68 | 0.8 | 365 | 6.9949 | 0.079689 | 7 | 0.074593
82604 | 8.04 | 0.8 | 365 | 7.3228 | 0.73967 | 8 | 0.062465
82605 | 12 | 0.8 | 365 | 10.9295 | 0.99951 | 11 | 0.92905
82607 | 13.6 | 0.8 | 365 | 12.3868 | 0.93278 | 13 | 0.31959
82616 | 5.76 | 0.8 | 365 | 5.2462 | 0.55977 | 5 | 0.80595
82620 | 4.48 | 0.8 | 365 | 4.0804 | 0.21315 | 4 | 0.29351
82622 | 10.08 | 0.8 | 365 | 9.1808 | 0.47959 | 9 | 0.6604
82329 | 9.28 | 0.8 | 365 | 8.4522 | 0.012957 | 8 | 0.46513
82330 | 11.59 | 0.8 | 365 | 10.5561 | 0.24786 | 10 | 0.80398
82337 | 10.83 | 0.8 | 365 | 9.8639 | 0.85456 | 10 | 0.71847
82589 | 5.22 | 0.8 | 365 | 4.7543 | 0.56979 | 5 | 0.32414
82319 | 4.2 | 0.8 | 365 | 3.8253 | 0.69983 | 4 | 0.52517
82322 | 7.98 | 0.8 | 365 | 7.2681 | 0.62968 | 7 | 0.89782
82327 | 4.35 | 0.8 | 365 | 3.962 | 0.97482 | 4 | 0.93678
82868 | 15.41 | 0.8 | 365 | 14.0353 | 0.25104 | 14 | 0.28639
82221 | 4.64 | 0.8 | 365 | 4.2261 | 0.50648 | 4 | 0.73257
82223 | 6.27 | 0.8 | 365 | 5.7107 | 0.49475 | 6 | 0.20543
82224 | 11.97 | 0.8 | 365 | 10.9022 | 0.94451 | 11 | 0.84673
82398 | 5.76 | 0.8 | 365 | 5.2462 | 0.55977 | 5 | 0.80595
83051 | 9.3 | 0.8 | 365 | 8.4704 | 0.049623 | 8 | 0.52002
83048 | 5.7 | 0.8 | 365 | 5.1915 | 0.44977 | 5 | 0.6413
82587 | 4.06 | 0.8 | 365 | 3.6978 | 0.44317 | 4 | 0.141
82446 | 7.5 | 0.8 | 365 | 6.831 | 0.7497 | 7 | 0.58066
79731 | 3.48 | 0.8 | 365 | 3.1696 | 0.37986 | 3 | 0.54943
81540 | 24.12 | 0.8 | 365 | 21.9684 | 0.21902 | 22 | 0.18739
82519 | 7.36 | 0.8 | 365 | 6.7035 | 0.49304 | 7 | 0.19649
82388 | 10.89 | 0.8 | 365 | 9.9186 | 0.96456 | 10 | 0.88311
81713 | 4.64 | 0.8 | 365 | 4.2261 | 0.50648 | 4 | 0.73257
82566 | 4.06 | 0.8 | 365 | 3.6978 | 0.44317 | 4 | 0.141
49776 | 13.08 | 0.8 | 365 | 11.9132 | 0.97947 | 12 | 0.89267
82262 | 5.22 | 0.8 | 365 | 4.7543 | 0.56979 | 5 | 0.32414
82471 | 4.64 | 0.8 | 365 | 4.2261 | 0.50648 | 4 | 0.73257
82399 | 8.37 | 0.8 | 365 | 7.6234 | 0.34466 | 7 | 0.96801
82135 | 8.1 | 0.8 | 365 | 7.3774 | 0.84967 | 8 | 0.22711
82682 | 6.46 | 0.8 | 365 | 5.8837 | 0.84307 | 6 | 0.72681
82107 | 2.17 | 0.8 | 365 | 1.9764 | 0.97825 | 2 | 0.95467
82128 | 8.96 | 0.8 | 365 | 8.1607 | 0.4263 | 8 | 0.58703
81329 | 5.6 | 0.8 | 365 | 5.1005 | 0.26644 | 5 | 0.36689
82136 | 5.4 | 0.8 | 365 | 4.9183 | 0.89978 | 5 | 0.81807
82354 | 4.38 | 0.8 | 365 | 3.9893 | 0.029822 | 4 | 0.019104
82127 | 8.96 | 0.8 | 365 | 8.1607 | 0.4263 | 8 | 0.58703
82129 | 8.96 | 0.8 | 365 | 8.1607 | 0.4263 | 8 | 0.58703
82022 | 2.9 | 0.8 | 365 | 2.6413 | 0.31655 | 2 | 0.95785
82623 | 13.2 | 0.8 | 365 | 12.0225 | 0.19946 | 12 | 0.22196
82625 | 3.2 | 0.8 | 365 | 2.9145 | 0.86654 | 3 | 0.78108
82626 | 3.3 | 0.8 | 365 | 3.0056 | 0.049866 | 3 | 0.055489
82627 | 6.7 | 0.8 | 365 | 6.1023 | 0.28306 | 6 | 0.38539
82630 | 3.48 | 0.8 | 365 | 3.1696 | 0.37986 | 3 | 0.54943
82631 | 5.31 | 0.8 | 365 | 4.8363 | 0.73478 | 5 | 0.57111
82243 | 10.15 | 0.8 | 365 | 9.2446 | 0.60792 | 9 | 0.85249
82240 | 6.96 | 0.8 | 365 | 6.3391 | 0.75972 | 7 | 0.09885
82634 | 2.065 | 0.8 | 365 | 1.8808 | 0.78575 | 2 | 0.66654
82525 | 18.65 | 0.8 | 365 | 16.9863 | 0.19091 | 17 | 0.17724
82276 | 7 | 0.8 | 365 | 6.3756 | 0.83305 | 7 | 0.20861
82636 | 6.12 | 0.8 | 365 | 5.5741 | 0.21975 | 5 | 0.79382
82637 | 4.13 | 0.8 | 365 | 3.7616 | 0.5715 | 4 | 0.33308
82638 | 8.26 | 0.8 | 365 | 7.5232 | 0.143 | 7 | 0.66616
82642 | 5.605 | 0.8 | 365 | 5.105 | 0.27561 | 5 | 0.38061
82644 | 3.54 | 0.8 | 365 | 3.2242 | 0.48986 | 3 | 0.71407
82641 | 5.22 | 0.8 | 365 | 4.7543 | 0.56979 | 5 | 0.32414
82643 | 6.38 | 0.8 | 365 | 5.8109 | 0.69641 | 6 | 0.50728
82645 | 6.75 | 0.8 | 365 | 6.1479 | 0.37473 | 6 | 0.52259
82649 | 3.9 | 0.8 | 365 | 3.5521 | 0.14984 | 3 | 0.70194
82650 | 10.44 | 0.8 | 365 | 9.5087 | 0.13958 | 9 | 0.64828
82651 | 12.54 | 0.8 | 365 | 11.4214 | 0.98949 | 12 | 0.41086
82653 | 9.48 | 0.8 | 365 | 8.6343 | 0.37962 | 9 | 0.013951
82654 | 6.72 | 0.8 | 365 | 6.1205 | 0.31973 | 6 | 0.44027
82657 | 10.545 | 0.8 | 365 | 9.6043 | 0.33207 | 9 | 0.9364
81668 | 94.05 | 0.6 | 365 | 64.2452 | 0.31589 | 64 | 0.56108
52727 | 1760.76 | 1 | 365 | 2004.614 | 0.98579 | 2005 | 0.59978
74365 | 86.4 | 0.6 | 365 | 59.0195 | 0.79737 | 59 | 0.81688
7419 | 460.8 | 0.6 | 365 | 314.7707 | 0.58599 | 315 | 0.3567
81958 | 6.09 | 0.8 | 365 | 5.5467 | 0.16475 | 5 | 0.71149
82669 | 9.735 | 0.8 | 365 | 8.8666 | 0.84711 | 9 | 0.71369
82670 | 4.425 | 0.8 | 365 | 4.0303 | 0.11232 | 4 | 0.14259
82673 | 6.38 | 0.8 | 365 | 5.8109 | 0.69641 | 6 | 0.50728
82675 | 6.785 | 0.8 | 365 | 6.1797 | 0.43889 | 6 | 0.61863
82676 | 9.145 | 0.8 | 365 | 8.3292 | 0.76546 | 9 | 0.094682
82677 | 4.72 | 0.8 | 365 | 4.299 | 0.65314 | 4 | 0.95209
34239 | 2310.12 | 0.9 | 365 | 2367.0512 | 0.51716 | 2367 | 0.56831
82690 | 12.6 | 0.8 | 365 | 11.476 | 0.099489 | 11 | 0.5755
63539 | 192.78 | 0.9 | 365 | 197.5309 | 0.59996 | 198 | 0.13088
81131 | 124.8 | 0.6 | 365 | 85.2504 | 0.59621 | 85 | 0.84661
82694 | 6.6 | 0.8 | 365 | 6.0112 | 0.099732 | 6 | 0.11098
82695 | 6.6 | 0.8 | 365 | 6.0112 | 0.099732 | 6 | 0.11098
81129 | 4.64 | 0.8 | 365 | 4.2261 | 0.50648 | 4 | 0.73257
82699 | 8.64 | 0.8 | 365 | 7.8693 | 0.83965 | 8 | 0.70892
82698 | 4.5 | 0.8 | 365 | 4.0986 | 0.24982 | 4 | 0.34839
82701 | 5.795 | 0.8 | 365 | 5.2781 | 0.62393 | 5 | 0.90199
82705 | 12.2 | 0.8 | 365 | 11.1117 | 0.36617 | 11 | 0.47787
82707 | 5.22 | 0.8 | 365 | 4.7543 | 0.56979 | 5 | 0.32414
82708 | 6.09 | 0.8 | 365 | 5.5467 | 0.16475 | 5 | 0.71149
82709 | 11.505 | 0.8 | 365 | 10.4787 | 0.092034 | 10 | 0.57073
82710 | 11.21 | 0.8 | 365 | 10.21 | 0.55121 | 10 | 0.76122
82225 | 554.715 | 0.6 | 365 | 378.9237 | 0.71626 | 379 | 0.63995
82628 | 7.975 | 0.8 | 365 | 7.2636 | 0.62051 | 7 | 0.8841
82729 | 2.95 | 0.8 | 365 | 2.6868 | 0.40821 | 3 | 0.095059
82728 | 7.8 | 0.8 | 365 | 7.1042 | 0.29968 | 7 | 0.40388
82730 | 2.95 | 0.8 | 365 | 2.6868 | 0.40821 | 3 | 0.095059
82731 | 4.13 | 0.8 | 365 | 3.7616 | 0.5715 | 4 | 0.33308
82732 | 4.72 | 0.8 | 365 | 4.299 | 0.65314 | 4 | 0.95209
82733 | 8.85 | 0.8 | 365 | 8.0605 | 0.22464 | 8 | 0.28518
82735 | 3.54 | 0.8 | 365 | 3.2242 | 0.48986 | 3 | 0.71407
82736 | 5.51 | 0.8 | 365 | 5.0185 | 0.10144 | 5 | 0.11992
82734 | 5.51 | 0.8 | 365 | 5.0185 | 0.10144 | 5 | 0.11992
82737 | 4.5 | 0.8 | 365 | 4.0986 | 0.24982 | 4 | 0.34839
82738 | 5.31 | 0.8 | 365 | 4.8363 | 0.73478 | 5 | 0.57111
82740 | 4.72 | 0.8 | 365 | 4.299 | 0.65314 | 4 | 0.95209
82742 | 13.275 | 0.8 | 365 | 12.0908 | 0.33696 | 12 | 0.42776
82741 | 2.68 | 0.8 | 365 | 2.4409 | 0.91322 | 3 | 0.35415
82743 | 7.54 | 0.8 | 365 | 6.8674 | 0.82303 | 7 | 0.69042
82744 | 3.99 | 0.8 | 365 | 3.6341 | 0.31484 | 3 | 0.94891
82746 | 8.41 | 0.8 | 365 | 7.6598 | 0.41799 | 8 | 0.077777
82748 | 9.735 | 0.8 | 365 | 8.8666 | 0.84711 | 9 | 0.71369
82749 | 5.605 | 0.8 | 365 | 5.105 | 0.27561 | 5 | 0.38061
82752 | 8.26 | 0.8 | 365 | 7.5232 | 0.143 | 7 | 0.66616
82753 | 5.605 | 0.8 | 365 | 5.105 | 0.27561 | 5 | 0.38061
82754 | 6.67 | 0.8 | 365 | 6.075 | 0.22806 | 6 | 0.30306
82756 | 2.95 | 0.8 | 365 | 2.6868 | 0.40821 | 3 | 0.095059
82757 | 9.145 | 0.8 | 365 | 8.3292 | 0.76546 | 9 | 0.094682
82758 | 7.67 | 0.8 | 365 | 6.9858 | 0.061356 | 7 | 0.047153
82759 | 2.655 | 0.8 | 365 | 2.4182 | 0.86739 | 3 | 0.28555
82761 | 7.67 | 0.8 | 365 | 6.9858 | 0.061356 | 7 | 0.047153
82751 | 6.54 | 0.8 | 365 | 5.9566 | 0.98973 | 6 | 0.94633
82762 | 4.72 | 0.8 | 365 | 4.299 | 0.65314 | 4 | 0.95209
82764 | 7.965 | 0.8 | 365 | 7.2545 | 0.60218 | 7 | 0.85666
82765 | 7.965 | 0.8 | 365 | 7.2545 | 0.60218 | 7 | 0.85666
82767 | 7.08 | 0.8 | 365 | 6.4484 | 0.97971 | 7 | 0.42814
82768 | 4.72 | 0.8 | 365 | 4.299 | 0.65314 | 4 | 0.95209
82770 | 2.655 | 0.8 | 365 | 2.4182 | 0.86739 | 3 | 0.28555
82771 | 7.965 | 0.8 | 365 | 7.2545 | 0.60218 | 7 | 0.85666
34391 | 1388.16 | 1 | 365 | 1580.4113 | 0.12967 | 1580 | 0.54094
47410 | 1392.84 | 1 | 365 | 1585.7394 | 0.85443 | 1586 | 0.59385
82774 | 4.425 | 0.8 | 365 | 4.0303 | 0.11232 | 4 | 0.14259
82776 | 9.735 | 0.8 | 365 | 8.8666 | 0.84711 | 9 | 0.71369
82777 | 4.13 | 0.8 | 365 | 3.7616 | 0.5715 | 4 | 0.33308
82778 | 3.835 | 0.8 | 365 | 3.4929 | 0.030678 | 3 | 0.52358
82779 | 6.785 | 0.8 | 365 | 6.1797 | 0.43889 | 6 | 0.61863
82780 | 9.145 | 0.8 | 365 | 8.3292 | 0.76546 | 9 | 0.094682
82781 | 8.555 | 0.8 | 365 | 7.7919 | 0.68382 | 8 | 0.47567
82783 | 10.56 | 0.8 | 365 | 9.618 | 0.35957 | 9 | 0.97757
82782 | 4.875 | 0.8 | 365 | 4.4401 | 0.9373 | 5 | 0.37743
82784 | 11.88 | 0.8 | 365 | 10.8202 | 0.77952 | 11 | 0.59976
82785 | 12.8 | 0.8 | 365 | 11.6582 | 0.46615 | 12 | 0.12432
82786 | 10.98 | 0.8 | 365 | 10.0005 | 0.12955 | 10 | 0.13008
82787 | 11 | 0.8 | 365 | 10.0187 | 0.16622 | 10 | 0.18496
82788 | 11.68 | 0.8 | 365 | 10.6381 | 0.41286 | 11 | 0.050944
82789 | 8.555 | 0.8 | 365 | 7.7919 | 0.68382 | 8 | 0.47567
82790 | 8.32 | 0.8 | 365 | 7.5778 | 0.253 | 7 | 0.83081
82745 | 12.71 | 0.8 | 365 | 11.5762 | 0.30115 | 11 | 0.87735
82793 | 4.905 | 0.8 | 365 | 4.4674 | 0.9923 | 5 | 0.45975
82794 | 9.28 | 0.8 | 365 | 8.4522 | 0.012957 | 8 | 0.46513
82795 | 13.05 | 0.8 | 365 | 11.8859 | 0.92447 | 12 | 0.81034
82796 | 8.26 | 0.8 | 365 | 7.5232 | 0.143 | 7 | 0.66616
82799 | 9.15 | 0.8 | 365 | 8.3338 | 0.77463 | 9 | 0.1084
82801 | 13.325 | 0.8 | 365 | 12.1363 | 0.42863 | 12 | 0.56497
78382 | 44 | 0.6 | 365 | 30.0562 | 0.49866 | 30 | 0.55489
82775 | 12.099 | 0.8 | 365 | 11.0197 | 0.18101 | 11 | 0.20072
82846 | 10.08 | 0.8 | 365 | 9.1808 | 0.47959 | 9 | 0.6604
82848 | 14 | 0.8 | 365 | 12.7511 | 0.6661 | 13 | 0.41723
82847 | 12.095 | 0.8 | 365 | 11.0161 | 0.17368 | 11 | 0.18974
82851 | 13.4 | 0.8 | 365 | 12.2047 | 0.56612 | 12 | 0.77077
82852 | 12.95 | 0.8 | 365 | 11.7948 | 0.74114 | 12 | 0.53594
82854 | 8.85 | 0.8 | 365 | 8.0605 | 0.22464 | 8 | 0.28518
82855 | 8.4 | 0.8 | 365 | 7.6507 | 0.39966 | 8 | 0.050337
82874 | 6.825 | 0.8 | 365 | 6.2162 | 0.51222 | 6 | 0.7284
82881 | 10.64 | 0.8 | 365 | 9.6909 | 0.50624 | 10 | 0.19709
82853 | 2.9 | 0.8 | 365 | 2.6413 | 0.31655 | 2 | 0.95785
82618 | 12.73 | 0.8 | 365 | 11.5944 | 0.33782 | 11 | 0.93224
81883 | 5.1 | 0.8 | 365 | 4.6451 | 0.34979 | 4 | 0.99485
83234 | 13.275 | 0.8 | 365 | 12.0908 | 0.33696 | 12 | 0.42776
82769 | 12.095 | 0.8 | 365 | 11.0161 | 0.17368 | 11 | 0.18974
82763 | 2.95 | 0.8 | 365 | 2.6868 | 0.40821 | 3 | 0.095059
82179 | 4.96 | 0.8 | 365 | 4.5175 | 0.093132 | 4 | 0.61067
82278 | 13.975 | 0.8 | 365 | 12.7284 | 0.62027 | 13 | 0.34863
82143 | 7.56 | 0.8 | 365 | 6.8856 | 0.85969 | 7 | 0.7453
82582 | 12.6 | 0.8 | 365 | 11.476 | 0.099489 | 11 | 0.5755
82696 | 4.64 | 0.8 | 365 | 4.2261 | 0.50648 | 4 | 0.73257
82182 | 15.08 | 0.8 | 365 | 13.7348 | 0.64606 | 14 | 0.38084
82672 | 6.195 | 0.8 | 365 | 5.6424 | 0.35725 | 5 | 0.99962
78381 | 115.2 | 0.6 | 365 | 78.6927 | 0.3965 | 79 | 0.089176
82323 | 5.6 | 0.8 | 365 | 5.1005 | 0.26644 | 5 | 0.36689
82913 | 7.25 | 0.8 | 365 | 6.6033 | 0.29137 | 6 | 0.89464
81664 | 13.115 | 0.8 | 365 | 11.9451 | 0.043635 | 11 | 0.98871
82369 | 7.83 | 0.8 | 365 | 7.1315 | 0.35468 | 7 | 0.48621
81954 | 8.4 | 0.8 | 365 | 7.6507 | 0.39966 | 8 | 0.050337
82572 | 9.45 | 0.8 | 365 | 8.607 | 0.32462 | 8 | 0.93163
82857 | 3.77 | 0.8 | 365 | 3.4337 | 0.91151 | 4 | 0.34521
82879 | 11.375 | 0.8 | 365 | 10.3603 | 0.85371 | 11 | 0.214
82882 | 5.04 | 0.8 | 365 | 4.5904 | 0.2398 | 4 | 0.8302
82883 | 11.22 | 0.8 | 365 | 10.2191 | 0.56955 | 10 | 0.78866
82884 | 3.54 | 0.8 | 365 | 3.2242 | 0.48986 | 3 | 0.71407
82885 | 3.77 | 0.8 | 365 | 3.4337 | 0.91151 | 4 | 0.34521
82886 | 6.67 | 0.8 | 365 | 6.075 | 0.22806 | 6 | 0.30306
82888 | 7.25 | 0.8 | 365 | 6.6033 | 0.29137 | 6 | 0.89464
82887 | 9.81 | 0.8 | 365 | 8.9349 | 0.9846 | 9 | 0.9195
82889 | 7.25 | 0.8 | 365 | 6.6033 | 0.29137 | 6 | 0.89464
82890 | 8.375 | 0.8 | 365 | 7.6279 | 0.35383 | 7 | 0.98173
79043 | 73.71 | 0.7 | 365 | 58.7429 | 0.24051 | 58 | 0.98337
82892 | 10.8 | 0.8 | 365 | 9.8366 | 0.79956 | 10 | 0.63615
82895 | 4.93 | 0.8 | 365 | 4.4902 | 0.038134 | 4 | 0.52835
82898 | 2.95 | 0.8 | 365 | 2.6868 | 0.40821 | 3 | 0.095059
82897 | 4.05 | 0.8 | 365 | 3.6887 | 0.42484 | 4 | 0.11356
82899 | 8.85 | 0.8 | 365 | 8.0605 | 0.22464 | 8 | 0.28518
82901 | 13.275 | 0.8 | 365 | 12.0908 | 0.33696 | 12 | 0.42776
82902 | 3.54 | 0.8 | 365 | 3.2242 | 0.48986 | 3 | 0.71407
82903 | 8.04 | 0.8 | 365 | 7.3228 | 0.73967 | 8 | 0.062465
82904 | 6.885 | 0.8 | 365 | 6.2708 | 0.62222 | 6 | 0.89304
82905 | 7.2 | 0.8 | 365 | 6.5577 | 0.19971 | 6 | 0.75743
82907 | 6.49 | 0.8 | 365 | 5.9111 | 0.89807 | 6 | 0.80913
82908 | 9.145 | 0.8 | 365 | 8.3292 | 0.76546 | 9 | 0.094682
82909 | 10.075 | 0.8 | 365 | 9.1763 | 0.47042 | 9 | 0.64668
82798 | 11.21 | 0.8 | 365 | 10.21 | 0.55121 | 10 | 0.76122
82915 | 13.44 | 0.8 | 365 | 12.2411 | 0.63946 | 12 | 0.88054
82918 | 5.85 | 0.8 | 365 | 5.3282 | 0.72476 | 6 | 0.052913
82919 | 6.405 | 0.8 | 365 | 5.8336 | 0.74224 | 6 | 0.57588
82521 | 10.385 | 0.8 | 365 | 9.4586 | 0.038746 | 9 | 0.49735
82916 | 7.08 | 0.8 | 365 | 6.4484 | 0.97971 | 7 | 0.42814
82923 | 9.92 | 0.8 | 365 | 9.0351 | 0.18626 | 9 | 0.22135
82924 | 5.7 | 0.8 | 365 | 5.1915 | 0.44977 | 5 | 0.6413
82925 | 7.81 | 0.8 | 365 | 7.1133 | 0.31802 | 7 | 0.43132
82929 | 6.12 | 0.8 | 365 | 5.5741 | 0.21975 | 5 | 0.79382
82930 | 13.407 | 0.8 | 365 | 12.211 | 0.57896 | 12 | 0.78998
82802 | 8.555 | 0.8 | 365 | 7.7919 | 0.68382 | 8 | 0.47567
82931 | 5.85 | 0.8 | 365 | 5.3282 | 0.72476 | 6 | 0.052913
82933 | 10.8 | 0.8 | 365 | 9.8366 | 0.79956 | 10 | 0.63615
82934 | 9.81 | 0.8 | 365 | 8.9349 | 0.9846 | 9 | 0.9195
82936 | 10.005 | 0.8 | 365 | 9.1125 | 0.34209 | 9 | 0.4546
82939 | 1.75 | 0.8 | 365 | 1.5939 | 0.20826 | 1 | 0.80215
82938 | 3.84 | 0.8 | 365 | 3.4975 | 0.039844 | 3 | 0.5373
82941 | 11.16 | 0.8 | 365 | 10.1645 | 0.45955 | 10 | 0.62402
82935 | 9 | 0.8 | 365 | 8.1972 | 0.49964 | 8 | 0.69679
82943 | 9.9 | 0.8 | 365 | 9.0169 | 0.1496 | 9 | 0.16647
82940 | 10.791 | 0.8 | 365 | 9.8284 | 0.78306 | 10 | 0.61145
82949 | 13.34 | 0.8 | 365 | 12.15 | 0.45613 | 12 | 0.60613
82950 | 4.72 | 0.8 | 365 | 4.299 | 0.65314 | 4 | 0.95209
82951 | 6.67 | 0.8 | 365 | 6.075 | 0.22806 | 6 | 0.30306
82953 | 10.545 | 0.8 | 365 | 9.6043 | 0.33207 | 9 | 0.9364
82954 | 9.38 | 0.8 | 365 | 8.5433 | 0.19629 | 8 | 0.73954
82955 | 9.125 | 0.8 | 365 | 8.311 | 0.7288 | 9 | 0.0398
82956 | 9.8 | 0.8 | 365 | 8.9258 | 0.96627 | 9 | 0.89206
82959 | 6.03 | 0.8 | 365 | 5.4921 | 0.054756 | 5 | 0.54685
82960 | 6.6 | 0.8 | 365 | 6.0112 | 0.099732 | 6 | 0.11098
82961 | 6.08 | 0.8 | 365 | 5.5376 | 0.14642 | 5 | 0.68405
82967 | 9.425 | 0.8 | 365 | 8.5842 | 0.27878 | 8 | 0.86303
82859 | 21.11 | 0.8 | 365 | 19.2269 | 0.70081 | 19 | 0.92769
82968 | 8.175 | 0.8 | 365 | 7.4457 | 0.98717 | 8 | 0.43292
81700 | 7.375 | 0.8 | 365 | 6.7171 | 0.52053 | 7 | 0.23765
82969 | 8.04 | 0.8 | 365 | 7.3228 | 0.73967 | 8 | 0.062465
81705 | 13.3 | 0.8 | 365 | 12.1136 | 0.38279 | 12 | 0.49637
81961 | 6.96 | 0.8 | 365 | 6.3391 | 0.75972 | 7 | 0.09885
82081 | 10.385 | 0.8 | 365 | 9.4586 | 0.038746 | 9 | 0.49735
82121 | 4.14 | 0.8 | 365 | 3.7707 | 0.58983 | 4 | 0.36052
82373 | 12.71 | 0.8 | 365 | 11.5762 | 0.30115 | 11 | 0.87735
82574 | 10.85 | 0.8 | 365 | 9.8821 | 0.89123 | 10 | 0.77335
82692 | 3.3 | 0.8 | 365 | 3.0056 | 0.049866 | 3 | 0.055489
82922 | 12.9 | 0.8 | 365 | 11.7493 | 0.64948 | 12 | 0.39873
82981 | 7.25 | 0.8 | 365 | 6.6033 | 0.29137 | 6 | 0.89464
82984 | 12.6 | 0.8 | 365 | 11.476 | 0.099489 | 11 | 0.5755
82691 | 7.2 | 0.8 | 365 | 6.5577 | 0.19971 | 6 | 0.75743
82632 | 6.67 | 0.8 | 365 | 6.075 | 0.22806 | 6 | 0.30306
82538 | 12.675 | 0.8 | 365 | 11.5443 | 0.23699 | 11 | 0.78131
82648 | 12.35 | 0.8 | 365 | 11.2483 | 0.64117 | 11 | 0.88948
82656 | 11.52 | 0.8 | 365 | 10.4924 | 0.11953 | 10 | 0.61189
82590 | 8.555 | 0.8 | 365 | 7.7919 | 0.68382 | 8 | 0.47567
82368 | 9.92 | 0.8 | 365 | 9.0351 | 0.18626 | 9 | 0.22135
82703 | 9.92 | 0.8 | 365 | 9.0351 | 0.18626 | 9 | 0.22135
82706 | 12.375 | 0.8 | 365 | 11.2711 | 0.687 | 11 | 0.95809
82993 | 7.02 | 0.8 | 365 | 6.3938 | 0.86972 | 7 | 0.2635
83005 | 7.08 | 0.8 | 365 | 6.4484 | 0.97971 | 7 | 0.42814
82608 | 8.8 | 0.8 | 365 | 8.015 | 0.13298 | 8 | 0.14797
82985 | 6.03 | 0.8 | 365 | 5.4921 | 0.054756 | 5 | 0.54685
82978 | 5.1 | 0.8 | 365 | 4.6451 | 0.34979 | 4 | 0.99485
83012 | 9.8 | 0.8 | 365 | 8.9258 | 0.96627 | 9 | 0.89206
80943 | 4.56 | 0.8 | 365 | 4.1532 | 0.35982 | 4 | 0.51304
83014 | 2.6 | 0.8 | 365 | 2.3681 | 0.76656 | 3 | 0.13463
83017 | 10.08 | 0.8 | 365 | 9.1808 | 0.47959 | 9 | 0.6604
83018 | 4.2 | 0.8 | 365 | 3.8253 | 0.69983 | 4 | 0.52517
83019 | 11.9 | 0.8 | 365 | 10.8385 | 0.81618 | 11 | 0.65464
83020 | 5.85 | 0.8 | 365 | 5.3282 | 0.72476 | 6 | 0.052913
83021 | 5.95 | 0.8 | 365 | 5.4192 | 0.90809 | 6 | 0.32732
83022 | 7.8 | 0.8 | 365 | 7.1042 | 0.29968 | 7 | 0.40388
83025 | 6.49 | 0.8 | 365 | 5.9111 | 0.89807 | 6 | 0.80913
83026 | 9.735 | 0.8 | 365 | 8.8666 | 0.84711 | 9 | 0.71369
83027 | 8.555 | 0.8 | 365 | 7.7919 | 0.68382 | 8 | 0.47567
83028 | 7.965 | 0.8 | 365 | 7.2545 | 0.60218 | 7 | 0.85666
83029 | 3.77 | 0.8 | 365 | 3.4337 | 0.91151 | 4 | 0.34521
82986 | 9.145 | 0.8 | 365 | 8.3292 | 0.76546 | 9 | 0.094682
83030 | 13.2 | 0.8 | 365 | 12.0225 | 0.19946 | 12 | 0.22196
82917 | 12.42 | 0.8 | 365 | 11.3121 | 0.7695 | 12 | 0.081569
82983 | 10.325 | 0.8 | 365 | 9.404 | 0.92875 | 10 | 0.33271
82970 | 7.194 | 0.8 | 365 | 6.5523 | 0.18871 | 6 | 0.74097
82971 | 12.6 | 0.8 | 365 | 11.476 | 0.099489 | 11 | 0.5755
82972 | 7.194 | 0.8 | 365 | 6.5523 | 0.18871 | 6 | 0.74097
82973 | 7.56 | 0.8 | 365 | 6.8856 | 0.85969 | 7 | 0.7453
82974 | 10.05 | 0.8 | 365 | 9.1535 | 0.42459 | 9 | 0.57808
82975 | 8.502 | 0.8 | 365 | 7.7436 | 0.58666 | 8 | 0.33023
82976 | 10.137 | 0.8 | 365 | 9.2327 | 0.58409 | 9 | 0.81682
83040 | 7.84 | 0.8 | 365 | 7.1406 | 0.37302 | 7 | 0.51365
83042 | 10.95 | 0.8 | 365 | 9.9732 | 0.074556 | 10 | 0.04776
83043 | 9.24 | 0.8 | 365 | 8.4157 | 0.93963 | 9 | 0.35537
83044 | 4.48 | 0.8 | 365 | 4.0804 | 0.21315 | 4 | 0.29351
83045 | 3.5 | 0.8 | 365 | 3.1878 | 0.41652 | 3 | 0.60431
83046 | 7.7 | 0.8 | 365 | 7.0131 | 0.11635 | 7 | 0.12948
83047 | 6.205 | 0.8 | 365 | 5.6515 | 0.37558 | 6 | 0.027064
83049 | 9.9 | 0.8 | 365 | 9.0169 | 0.1496 | 9 | 0.16647
82926 | 5.4 | 0.8 | 365 | 4.9183 | 0.89978 | 5 | 0.81807
83024 | 4.425 | 0.8 | 365 | 4.0303 | 0.11232 | 4 | 0.14259
83050 | 3.245 | 0.8 | 365 | 2.9555 | 0.94904 | 3 | 0.90456
83052 | 7.2 | 0.8 | 365 | 6.5577 | 0.19971 | 6 | 0.75743
83053 | 13.275 | 0.8 | 365 | 12.0908 | 0.33696 | 12 | 0.42776
83056 | 7.695 | 0.8 | 365 | 7.0086 | 0.10719 | 7 | 0.11575
83058 | 13.325 | 0.8 | 365 | 12.1363 | 0.42863 | 12 | 0.56497
83059 | 11.7 | 0.8 | 365 | 10.6563 | 0.44953 | 11 | 0.10583
83061 | 9.28 | 0.8 | 365 | 8.4522 | 0.012957 | 8 | 0.46513
83062 | 2.48 | 0.8 | 365 | 2.2588 | 0.54657 | 2 | 0.80534
83063 | 11.31 | 0.8 | 365 | 10.3011 | 0.73454 | 11 | 0.035632
83064 | 8.55 | 0.8 | 365 | 7.7873 | 0.67465 | 8 | 0.46195
82747 | 6.7 | 0.8 | 365 | 6.1023 | 0.28306 | 6 | 0.38539
82760 | 11.16 | 0.8 | 365 | 10.1645 | 0.45955 | 10 | 0.62402
82773 | 9.66 | 0.8 | 365 | 8.7983 | 0.70961 | 9 | 0.50789
82803 | 10.35 | 0.8 | 365 | 9.4267 | 0.97458 | 10 | 0.40131
82804 | 11.16 | 0.8 | 365 | 10.1645 | 0.45955 | 10 | 0.62402
82805 | 13.8 | 0.8 | 365 | 12.569 | 0.29944 | 12 | 0.86841
82807 | 7.92 | 0.8 | 365 | 7.2135 | 0.51968 | 7 | 0.73317
82806 | 10.35 | 0.8 | 365 | 9.4267 | 0.97458 | 10 | 0.40131
82811 | 9 | 0.8 | 365 | 8.1972 | 0.49964 | 8 | 0.69679
82812 | 9.72 | 0.8 | 365 | 8.8529 | 0.81961 | 9 | 0.67253
82866 | 4.83 | 0.8 | 365 | 4.3991 | 0.8548 | 5 | 0.25394
82870 | 7.94 | 0.8 | 365 | 7.2317 | 0.55634 | 7 | 0.78806
82869 | 10.8 | 0.8 | 365 | 9.8366 | 0.79956 | 10 | 0.63615
82873 | 10.35 | 0.8 | 365 | 9.4267 | 0.97458 | 10 | 0.40131
82875 | 11.16 | 0.8 | 365 | 10.1645 | 0.45955 | 10 | 0.62402
82876 | 7.59 | 0.8 | 365 | 6.9129 | 0.91469 | 7 | 0.82763
82910 | 7.59 | 0.8 | 365 | 6.9129 | 0.91469 | 7 | 0.82763
82911 | 4.83 | 0.8 | 365 | 4.3991 | 0.8548 | 5 | 0.25394
82914 | 14.15 | 0.8 | 365 | 12.8877 | 0.94109 | 13 | 0.82884
52690 | 2894.4 | 0.8 | 365 | 2636.2047 | 0.28268 | 2636 | 0.48738
80558 | 200.88 | 0.6 | 365 | 137.2204 | 0.20389 | 137 | 0.42425
83080 | 6.72 | 0.8 | 365 | 6.1205 | 0.31973 | 6 | 0.44027
83090 | 13.275 | 0.8 | 365 | 12.0908 | 0.33696 | 12 | 0.42776
83091 | 5.605 | 0.8 | 365 | 5.105 | 0.27561 | 5 | 0.38061
83092 | 30.72 | 0.6 | 365 | 20.9847 | 0.23907 | 21 | 0.22378
76343 | 2443.5 | 0.7 | 365 | 1947.3364 | 0.69459 | 1948 | 0.030965
83094 | 5.7 | 0.8 | 365 | 5.1915 | 0.44977 | 5 | 0.6413
83099 | 6.825 | 0.8 | 365 | 6.2162 | 0.51222 | 6 | 0.7284
83103 | 2.565 | 0.8 | 365 | 2.3362 | 0.7024 | 3 | 0.038585
83104 | 7.125 | 0.8 | 365 | 6.4894 | 0.062211 | 6 | 0.55162
83111 | 7.41 | 0.8 | 365 | 6.749 | 0.5847 | 7 | 0.33369
83113 | 6.12 | 0.8 | 365 | 5.5741 | 0.21975 | 5 | 0.79382
83117 | 8.32 | 0.8 | 365 | 7.5778 | 0.253 | 7 | 0.83081
83119 | 10.54 | 0.8 | 365 | 9.5998 | 0.32291 | 9 | 0.92268
83123 | 7.7 | 0.8 | 365 | 7.0131 | 0.11635 | 7 | 0.12948
83125 | 5.1 | 0.8 | 365 | 4.6451 | 0.34979 | 4 | 0.99485
83126 | 4.62 | 0.8 | 365 | 4.2079 | 0.46981 | 4 | 0.67769
83129 | 8.845 | 0.8 | 365 | 8.056 | 0.21547 | 8 | 0.27146
79296 | 94.08 | 0.6 | 365 | 64.2657 | 0.35714 | 64 | 0.62283
79142 | 90.88 | 0.6 | 365 | 62.0798 | 0.95724 | 63 | 0.037016
83132 | 6.6 | 0.8 | 365 | 6.0112 | 0.099732 | 6 | 0.11098
83133 | 9.6 | 0.8 | 365 | 8.7436 | 0.59961 | 9 | 0.34324
83134 | 7.92 | 0.8 | 365 | 7.2135 | 0.51968 | 7 | 0.73317
83135 | 15 | 0.8 | 365 | 13.6619 | 0.49939 | 14 | 0.16132
83141 | 3.3 | 0.8 | 365 | 3.0056 | 0.049866 | 3 | 0.055489
83142 | 5.025 | 0.8 | 365 | 4.5767 | 0.2123 | 4 | 0.78904
83143 | 10.72 | 0.8 | 365 | 9.7637 | 0.6529 | 10 | 0.41662
83144 | 8.1 | 0.8 | 365 | 7.3774 | 0.84967 | 8 | 0.22711
81581 | 13.23 | 0.8 | 365 | 12.0498 | 0.25446 | 12 | 0.30428
79863 | 9.9 | 0.8 | 365 | 9.0169 | 0.1496 | 9 | 0.16647
83159 | 8.4 | 0.8 | 365 | 7.6507 | 0.39966 | 8 | 0.050337
82845 | 13.42 | 0.8 | 365 | 12.2229 | 0.60279 | 12 | 0.82566
83180 | 7.2 | 0.8 | 365 | 6.5577 | 0.19971 | 6 | 0.75743
83181 | 6.3 | 0.8 | 365 | 5.738 | 0.54974 | 6 | 0.28775
83182 | 9 | 0.8 | 365 | 8.1972 | 0.49964 | 8 | 0.69679
83183 | 4.8 | 0.8 | 365 | 4.3718 | 0.79981 | 5 | 0.17162
83184 | 8.06 | 0.8 | 365 | 7.341 | 0.77634 | 8 | 0.11735
83192 | 11.89 | 0.8 | 365 | 10.8294 | 0.79785 | 11 | 0.6272
83200 | 10.03 | 0.8 | 365 | 9.1353 | 0.38793 | 9 | 0.5232
83205 | 24.9 | 0.8 | 365 | 22.6788 | 0.64899 | 23 | 0.32778
83206 | 9.94 | 0.8 | 365 | 9.0533 | 0.22293 | 9 | 0.27623
82716 | 10.44 | 0.8 | 365 | 9.5087 | 0.13958 | 9 | 0.64828
83207 | 12.87 | 0.8 | 365 | 11.7219 | 0.59448 | 12 | 0.31641
82720 | 6.96 | 0.8 | 365 | 6.3391 | 0.75972 | 7 | 0.09885
82452 | 4.06 | 0.8 | 365 | 3.6978 | 0.44317 | 4 | 0.141
83209 | 8.4 | 0.8 | 365 | 7.6507 | 0.39966 | 8 | 0.050337
82723 | 10.92 | 0.8 | 365 | 9.9459 | 0.019557 | 9 | 0.96544
83211 | 7.04 | 0.8 | 365 | 6.412 | 0.90638 | 7 | 0.31838
82739 | 6.96 | 0.8 | 365 | 6.3391 | 0.75972 | 7 | 0.09885
82724 | 7.83 | 0.8 | 365 | 7.1315 | 0.35468 | 7 | 0.48621
83212 | 10.56 | 0.8 | 365 | 9.618 | 0.35957 | 9 | 0.97757
82725 | 8.7 | 0.8 | 365 | 7.9239 | 0.94965 | 8 | 0.87356
83213 | 5.04 | 0.8 | 365 | 4.5904 | 0.2398 | 4 | 0.8302
83214 | 4.86 | 0.8 | 365 | 4.4265 | 0.9098 | 5 | 0.33627
82750 | 10.92 | 0.8 | 365 | 9.9459 | 0.019557 | 9 | 0.96544
83215 | 5.94 | 0.8 | 365 | 5.4101 | 0.88976 | 6 | 0.29988
82726 | 14 | 0.8 | 365 | 12.7511 | 0.6661 | 13 | 0.41723
83093 | 14.21 | 0.8 | 365 | 12.9424 | 0.051091 | 12 | 0.99349
83096 | 5.22 | 0.8 | 365 | 4.7543 | 0.56979 | 5 | 0.32414
83095 | 12.18 | 0.8 | 365 | 11.0935 | 0.32951 | 11 | 0.42299
83098 | 6.09 | 0.8 | 365 | 5.5467 | 0.16475 | 5 | 0.71149
83097 | 2.9 | 0.8 | 365 | 2.6413 | 0.31655 | 2 | 0.95785
83102 | 4.06 | 0.8 | 365 | 3.6978 | 0.44317 | 4 | 0.141
83100 | 10.73 | 0.8 | 365 | 9.7728 | 0.67123 | 10 | 0.44406
83136 | 4.845 | 0.8 | 365 | 4.4128 | 0.8823 | 5 | 0.2951
83101 | 7.25 | 0.8 | 365 | 6.6033 | 0.29137 | 6 | 0.89464
83140 | 4.06 | 0.8 | 365 | 3.6978 | 0.44317 | 4 | 0.141
83148 | 6.67 | 0.8 | 365 | 6.075 | 0.22806 | 6 | 0.30306
83150 | 3.48 | 0.8 | 365 | 3.1696 | 0.37986 | 3 | 0.54943
83186 | 3.36 | 0.8 | 365 | 3.0603 | 0.15986 | 3 | 0.22013
83152 | 7.54 | 0.8 | 365 | 6.8674 | 0.82303 | 7 | 0.69042
83187 | 8.99 | 0.8 | 365 | 8.188 | 0.4813 | 8 | 0.66935
83155 | 4.35 | 0.8 | 365 | 3.962 | 0.97482 | 4 | 0.93678
83189 | 3.19 | 0.8 | 365 | 2.9054 | 0.8482 | 3 | 0.75364
83157 | 10.15 | 0.8 | 365 | 9.2446 | 0.60792 | 9 | 0.85249
83160 | 6.96 | 0.8 | 365 | 6.3391 | 0.75972 | 7 | 0.09885
83162 | 8.99 | 0.8 | 365 | 8.188 | 0.4813 | 8 | 0.66935
83194 | 5.22 | 0.8 | 365 | 4.7543 | 0.56979 | 5 | 0.32414
83163 | 8.7 | 0.8 | 365 | 7.9239 | 0.94965 | 8 | 0.87356
83216 | 13.275 | 0.8 | 365 | 12.0908 | 0.33696 | 12 | 0.42776
83217 | 7.08 | 0.8 | 365 | 6.4484 | 0.97971 | 7 | 0.42814
83204 | 11.6 | 0.8 | 365 | 10.5652 | 0.2662 | 10 | 0.83142
83165 | 11.02 | 0.8 | 365 | 10.037 | 0.20289 | 10 | 0.23985
83166 | 4.64 | 0.8 | 365 | 4.2261 | 0.50648 | 4 | 0.73257
83108 | 4.06 | 0.8 | 365 | 3.6978 | 0.44317 | 4 | 0.141
83109 | 6.09 | 0.8 | 365 | 5.5467 | 0.16475 | 5 | 0.71149
83110 | 5.13 | 0.8 | 365 | 4.6724 | 0.40479 | 5 | 0.07717
83114 | 15.12 | 0.8 | 365 | 13.7712 | 0.71939 | 14 | 0.49061
83172 | 9.86 | 0.8 | 365 | 8.9804 | 0.076267 | 9 | 0.056705
83118 | 4.35 | 0.8 | 365 | 3.962 | 0.97482 | 4 | 0.93678
83176 | 5.8 | 0.8 | 365 | 5.2826 | 0.6331 | 5 | 0.91571
83177 | 9.86 | 0.8 | 365 | 8.9804 | 0.076267 | 9 | 0.056705
83178 | 5.22 | 0.8 | 365 | 4.7543 | 0.56979 | 5 | 0.32414
83120 | 11.2 | 0.8 | 365 | 10.2009 | 0.53288 | 10 | 0.73378
83190 | 7.54 | 0.8 | 365 | 6.8674 | 0.82303 | 7 | 0.69042
83220 | 4.64 | 0.8 | 365 | 4.2261 | 0.50648 | 4 | 0.73257
83146 | 5.8 | 0.8 | 365 | 5.2826 | 0.6331 | 5 | 0.91571
83193 | 5.6 | 0.8 | 365 | 5.1005 | 0.26644 | 5 | 0.36689
83147 | 9.86 | 0.8 | 365 | 8.9804 | 0.076267 | 9 | 0.056705
83149 | 6.67 | 0.8 | 365 | 6.075 | 0.22806 | 6 | 0.30306
83221 | 2.36 | 0.8 | 365 | 2.1495 | 0.32657 | 2 | 0.47605
83223 | 4.93 | 0.8 | 365 | 4.4902 | 0.038134 | 4 | 0.52835
83224 | 6.195 | 0.8 | 365 | 5.6424 | 0.35725 | 5 | 0.99962
83226 | 7.67 | 0.8 | 365 | 6.9858 | 0.061356 | 7 | 0.047153
83227 | 5.015 | 0.8 | 365 | 4.5676 | 0.19396 | 4 | 0.7616
83228 | 6.49 | 0.8 | 365 | 5.9111 | 0.89807 | 6 | 0.80913
83229 | 6.195 | 0.8 | 365 | 5.6424 | 0.35725 | 5 | 0.99962
83231 | 6.195 | 0.8 | 365 | 5.6424 | 0.35725 | 5 | 0.99962
83230 | 12.76 | 0.8 | 365 | 11.6217 | 0.39282 | 12 | 0.014559
83232 | 8.85 | 0.8 | 365 | 8.0605 | 0.22464 | 8 | 0.28518
83233 | 2.95 | 0.8 | 365 | 2.6868 | 0.40821 | 3 | 0.095059
83151 | 13.92 | 0.8 | 365 | 12.6783 | 0.51944 | 13 | 0.1977
83154 | 13.34 | 0.8 | 365 | 12.15 | 0.45613 | 12 | 0.60613
83156 | 5.22 | 0.8 | 365 | 4.7543 | 0.56979 | 5 | 0.32414
83158 | 9.28 | 0.8 | 365 | 8.4522 | 0.012957 | 8 | 0.46513
83161 | 9.45 | 0.8 | 365 | 8.607 | 0.32462 | 8 | 0.93163
83237 | 13.34 | 0.8 | 365 | 12.15 | 0.45613 | 12 | 0.60613
83238 | 8.99 | 0.8 | 365 | 8.188 | 0.4813 | 8 | 0.66935
83239 | 6.67 | 0.8 | 365 | 6.075 | 0.22806 | 6 | 0.30306
83240 | 11.21 | 0.8 | 365 | 10.21 | 0.55121 | 10 | 0.76122
83241 | 6.38 | 0.8 | 365 | 5.8109 | 0.69641 | 6 | 0.50728
83242 | 4.64 | 0.8 | 365 | 4.2261 | 0.50648 | 4 | 0.73257
83243 | 6.5 | 0.8 | 365 | 5.9202 | 0.9164 | 6 | 0.83657
83244 | 9.6 | 0.8 | 365 | 8.7436 | 0.59961 | 9 | 0.34324
83249 | 3.835 | 0.8 | 365 | 3.4929 | 0.030678 | 3 | 0.52358
83252 | 2.43 | 0.8 | 365 | 2.2132 | 0.4549 | 2 | 0.66813
83191 | 6.38 | 0.8 | 365 | 5.8109 | 0.69641 | 6 | 0.50728
83254 | 11.055 | 0.8 | 365 | 10.0688 | 0.26705 | 10 | 0.33589
83256 | 6.12 | 0.8 | 365 | 5.5741 | 0.21975 | 5 | 0.79382
83164 | 9.57 | 0.8 | 365 | 8.7163 | 0.54461 | 9 | 0.26092
83257 | 12.8 | 0.8 | 365 | 11.6582 | 0.46615 | 12 | 0.12432
83258 | 3.84 | 0.8 | 365 | 3.4975 | 0.039844 | 3 | 0.5373
83167 | 5.51 | 0.8 | 365 | 5.0185 | 0.10144 | 5 | 0.11992
83168 | 7.83 | 0.8 | 365 | 7.1315 | 0.35468 | 7 | 0.48621
83170 | 4.275 | 0.8 | 365 | 3.8936 | 0.83733 | 4 | 0.73097
83260 | 5.185 | 0.8 | 365 | 4.7225 | 0.50562 | 5 | 0.22809
83171 | 13.34 | 0.8 | 365 | 12.15 | 0.45613 | 12 | 0.60613
83262 | 10.8 | 0.8 | 365 | 9.8366 | 0.79956 | 10 | 0.63615
81487 | 52.2 | 0.7 | 365 | 41.6006 | 0.73565 | 42 | 0.3362
83263 | 14.6 | 0.8 | 365 | 13.2976 | 0.76607 | 14 | 0.06368
83261 | 5.185 | 0.8 | 365 | 4.7225 | 0.50562 | 5 | 0.22809
83264 | 12.24 | 0.8 | 365 | 11.1481 | 0.4395 | 11 | 0.58763
83266 | 6.4 | 0.8 | 365 | 5.8291 | 0.73307 | 6 | 0.56216
83267 | 17.08 | 0.8 | 365 | 15.5564 | 0.31264 | 15 | 0.86902
83202 | 4.41 | 0.8 | 365 | 4.0166 | 0.084821 | 4 | 0.10143
83269 | 10.24 | 0.8 | 365 | 9.3265 | 0.77292 | 10 | 0.099458
83245 | 5.51 | 0.8 | 365 | 5.0185 | 0.10144 | 5 | 0.11992
83270 | 10.5 | 0.8 | 365 | 9.5633 | 0.24957 | 9 | 0.81292
83248 | 9.86 | 0.8 | 365 | 8.9804 | 0.076267 | 9 | 0.056705
83250 | 7.83 | 0.8 | 365 | 7.1315 | 0.35468 | 7 | 0.48621
83272 | 8.4 | 0.8 | 365 | 7.6507 | 0.39966 | 8 | 0.050337
83273 | 12.96 | 0.8 | 365 | 11.8039 | 0.75947 | 12 | 0.56338
83274 | 16.64 | 0.8 | 365 | 15.1556 | 0.50599 | 15 | 0.66162
83277 | 13.5 | 0.8 | 365 | 12.2957 | 0.74945 | 13 | 0.045184
83276 | 4.55 | 0.8 | 365 | 4.1441 | 0.34148 | 4 | 0.4856
83278 | 4.5 | 0.8 | 365 | 4.0986 | 0.24982 | 4 | 0.34839
82772 | 9.15 | 0.8 | 365 | 8.3338 | 0.77463 | 9 | 0.1084
83279 | 3.99 | 0.8 | 365 | 3.6341 | 0.31484 | 3 | 0.94891
83280 | 9.405 | 0.8 | 365 | 8.566 | 0.24212 | 8 | 0.80814
83281 | 7.695 | 0.8 | 365 | 7.0086 | 0.10719 | 7 | 0.11575
82979 | 11.445 | 0.8 | 365 | 10.424 | 0.98204 | 11 | 0.40608
82997 | 9.81 | 0.8 | 365 | 8.9349 | 0.9846 | 9 | 0.9195
83007 | 10.08 | 0.8 | 365 | 9.1808 | 0.47959 | 9 | 0.6604
83010 | 8.502 | 0.8 | 365 | 7.7436 | 0.58666 | 8 | 0.33023
83038 | 3.924 | 0.8 | 365 | 3.574 | 0.19384 | 3 | 0.7678
83039 | 11.16 | 0.8 | 365 | 10.1645 | 0.45955 | 10 | 0.62402
83294 | 7 | 0.8 | 365 | 6.3756 | 0.83305 | 7 | 0.20861
83295 | 12.6 | 0.8 | 365 | 11.476 | 0.099489 | 11 | 0.5755
83297 | 24.84 | 0.8 | 365 | 22.6241 | 0.53899 | 23 | 0.16314
83298 | 7.035 | 0.8 | 365 | 6.4074 | 0.89721 | 7 | 0.30466
83299 | 8.06 | 0.8 | 365 | 7.341 | 0.77634 | 8 | 0.11735
83300 | 13.5 | 0.8 | 365 | 12.2957 | 0.74945 | 13 | 0.045184
83301 | 8.125 | 0.8 | 365 | 7.4002 | 0.8955 | 8 | 0.29571
83302 | 13.115 | 0.8 | 365 | 11.9451 | 0.043635 | 11 | 0.98871
34486 | 4094.694 | 0.9 | 365 | 4195.6046 | 0.11966 | 4195 | 0.72428
47136 | 2421.9 | 0.8 | 365 | 2205.8541 | 0.051832 | 2205 | 0.90595
82844 | 4.62 | 0.8 | 365 | 4.2079 | 0.46981 | 4 | 0.67769
82606 | 3.3 | 0.8 | 365 | 3.0056 | 0.049866 | 3 | 0.055489
82900 | 6.48 | 0.8 | 365 | 5.902 | 0.87974 | 6 | 0.78169
82920 | 9.28 | 0.8 | 365 | 8.4522 | 0.012957 | 8 | 0.46513
81729 | 13.44 | 0.8 | 365 | 12.2411 | 0.63946 | 12 | 0.88054
83015 | 11.16 | 0.8 | 365 | 10.1645 | 0.45955 | 10 | 0.62402
83055 | 9.79 | 0.8 | 365 | 8.9167 | 0.94794 | 9 | 0.86462
82912 | 12.42 | 0.8 | 365 | 11.3121 | 0.7695 | 12 | 0.081569
83106 | 8.55 | 0.8 | 365 | 7.7873 | 0.67465 | 8 | 0.46195
83112 | 5.94 | 0.8 | 365 | 5.4101 | 0.88976 | 6 | 0.29988
83222 | 13.34 | 0.8 | 365 | 12.15 | 0.45613 | 12 | 0.60613
83225 | 5.9 | 0.8 | 365 | 5.3737 | 0.81643 | 6 | 0.19012
83283 | 13.72 | 0.8 | 365 | 12.4961 | 0.15278 | 12 | 0.64888
83284 | 8.99 | 0.8 | 365 | 8.188 | 0.4813 | 8 | 0.66935
83285 | 5.22 | 0.8 | 365 | 4.7543 | 0.56979 | 5 | 0.32414
83286 | 9.86 | 0.8 | 365 | 8.9804 | 0.076267 | 9 | 0.056705
83287 | 8.7 | 0.8 | 365 | 7.9239 | 0.94965 | 8 | 0.87356
83289 | 6.96 | 0.8 | 365 | 6.3391 | 0.75972 | 7 | 0.09885
83290 | 4.64 | 0.8 | 365 | 4.2261 | 0.50648 | 4 | 0.73257
83292 | 2.9 | 0.8 | 365 | 2.6413 | 0.31655 | 2 | 0.95785
83319 | 7.695 | 0.8 | 365 | 7.0086 | 0.10719 | 7 | 0.11575
83320 | 10.56 | 0.8 | 365 | 9.618 | 0.35957 | 9 | 0.97757
83322 | 10.545 | 0.8 | 365 | 9.6043 | 0.33207 | 9 | 0.9364
83321 | 5.1 | 0.8 | 365 | 4.6451 | 0.34979 | 4 | 0.99485
83323 | 9.12 | 0.8 | 365 | 8.3064 | 0.71963 | 9 | 0.02608
83327 | 5.8 | 0.8 | 365 | 5.2826 | 0.6331 | 5 | 0.91571
83328 | 24.85 | 0.8 | 365 | 22.6333 | 0.55733 | 23 | 0.19058
83329 | 8.7 | 0.8 | 365 | 7.9239 | 0.94965 | 8 | 0.87356
83330 | 8.12 | 0.8 | 365 | 7.3957 | 0.88634 | 8 | 0.28199
83331 | 10.545 | 0.8 | 365 | 9.6043 | 0.33207 | 9 | 0.9364
83332 | 7.25 | 0.8 | 365 | 6.6033 | 0.29137 | 6 | 0.89464
82871 | 12.6 | 0.8 | 365 | 11.476 | 0.099489 | 11 | 0.5755
82791 | 6.9 | 0.8 | 365 | 6.2845 | 0.64972 | 6 | 0.9342
83326 | 4.55 | 0.8 | 365 | 4.1441 | 0.34148 | 4 | 0.4856
83336 | 9.57 | 0.8 | 365 | 8.7163 | 0.54461 | 9 | 0.26092
83219 | 3.835 | 0.8 | 365 | 3.4929 | 0.030678 | 3 | 0.52358
83337 | 10.325 | 0.8 | 365 | 9.404 | 0.92875 | 10 | 0.33271
83338 | 6.49 | 0.8 | 365 | 5.9111 | 0.89807 | 6 | 0.80913
83339 | 7.375 | 0.8 | 365 | 6.7171 | 0.52053 | 7 | 0.23765
82977 | 6.867 | 0.8 | 365 | 6.2544 | 0.58922 | 6 | 0.84365
83340 | 4.72 | 0.8 | 365 | 4.299 | 0.65314 | 4 | 0.95209
83341 | 11.31 | 0.8 | 365 | 10.3011 | 0.73454 | 11 | 0.035632
83342 | 15.08 | 0.8 | 365 | 13.7348 | 0.64606 | 14 | 0.38084
83343 | 13.275 | 0.8 | 365 | 12.0908 | 0.33696 | 12 | 0.42776
83344 | 5.605 | 0.8 | 365 | 5.105 | 0.27561 | 5 | 0.38061
83346 | 13.275 | 0.8 | 365 | 12.0908 | 0.33696 | 12 | 0.42776
83347 | 6.49 | 0.8 | 365 | 5.9111 | 0.89807 | 6 | 0.80913
82906 | 3.3 | 0.8 | 365 | 3.0056 | 0.049866 | 3 | 0.055489
82982 | 4.32 | 0.8 | 365 | 3.9346 | 0.91982 | 4 | 0.85446
83349 | 8.41 | 0.8 | 365 | 7.6598 | 0.41799 | 8 | 0.077777
83350 | 7.92 | 0.8 | 365 | 7.2135 | 0.51968 | 7 | 0.73317
83351 | 18.6 | 0.8 | 365 | 16.9408 | 0.099246 | 17 | 0.040031
83353 | 6.6 | 0.8 | 365 | 6.0112 | 0.099732 | 6 | 0.11098
83359 | 9.1 | 0.8 | 365 | 8.2882 | 0.68296 | 8 | 0.9712
83358 | 10.5 | 0.8 | 365 | 9.5633 | 0.24957 | 9 | 0.81292
83360 | 7.3 | 0.8 | 365 | 6.6488 | 0.38304 | 7 | 0.03184
83089 | 8.75 | 0.8 | 365 | 7.9695 | 0.041312 | 8 | 0.010767
83361 | 7.68 | 0.8 | 365 | 6.9949 | 0.079689 | 7 | 0.074593
83082 | 9.24 | 0.8 | 365 | 8.4157 | 0.93963 | 9 | 0.35537
83084 | 11.2 | 0.8 | 365 | 10.2009 | 0.53288 | 10 | 0.73378
83087 | 4.2 | 0.8 | 365 | 3.8253 | 0.69983 | 4 | 0.52517
83077 | 10.2 | 0.8 | 365 | 9.2901 | 0.69959 | 9 | 0.98969
83081 | 5.94 | 0.8 | 365 | 5.4101 | 0.88976 | 6 | 0.29988
83086 | 11.39 | 0.8 | 365 | 10.374 | 0.8812 | 11 | 0.25516
83072 | 10.05 | 0.8 | 365 | 9.1535 | 0.42459 | 9 | 0.57808
83078 | 5.4 | 0.8 | 365 | 4.9183 | 0.89978 | 5 | 0.81807
83079 | 14.4 | 0.8 | 365 | 13.1154 | 0.39942 | 13 | 0.51486
82894 | 8.41 | 0.8 | 365 | 7.6598 | 0.41799 | 8 | 0.077777
83067 | 11.55 | 0.8 | 365 | 10.5197 | 0.17453 | 10 | 0.69421
83073 | 16.64 | 0.8 | 365 | 15.1556 | 0.50599 | 15 | 0.66162
82702 | 6.38 | 0.8 | 365 | 5.8109 | 0.69641 | 6 | 0.50728
83251 | 13.95 | 0.8 | 365 | 12.7056 | 0.57443 | 13 | 0.28002
83253 | 8.45 | 0.8 | 365 | 7.6962 | 0.49132 | 8 | 0.18754
83265 | 10.2 | 0.8 | 365 | 9.2901 | 0.69959 | 9 | 0.98969
82659 | 3.48 | 0.8 | 365 | 3.1696 | 0.37986 | 3 | 0.54943
82755 | 6.49 | 0.8 | 365 | 5.9111 | 0.89807 | 6 | 0.80913
82872 | 11.16 | 0.8 | 365 | 10.1645 | 0.45955 | 10 | 0.62402
83127 | 2.01 | 0.8 | 365 | 1.8307 | 0.68492 | 2 | 0.51562
83259 | 8.32 | 0.8 | 365 | 7.5778 | 0.253 | 7 | 0.83081
73221 | 5.94 | 0.8 | 365 | 5.4101 | 0.88976 | 6 | 0.29988
83362 | 4.48 | 0.8 | 365 | 4.0804 | 0.21315 | 4 | 0.29351
83293 | 102 | 0.7 | 365 | 81.2884 | 0.62138 | 81 | 0.90983
81673 | 462.66 | 0.6 | 365 | 316.0413 | 0.14344 | 316 | 0.1847
82942 | 41.91 | 0.6 | 365 | 28.6286 | 0.62498 | 29 | 0.25354
83363 | 5.6 | 0.8 | 365 | 5.1005 | 0.26644 | 5 | 0.36689
83364 | 11.88 | 0.8 | 365 | 10.8202 | 0.77952 | 11 | 0.59976
83365 | 11.16 | 0.8 | 365 | 10.1645 | 0.45955 | 10 | 0.62402
83366 | 8.85 | 0.8 | 365 | 8.0605 | 0.22464 | 8 | 0.28518
83369 | 12.76 | 0.8 | 365 | 11.6217 | 0.39282 | 12 | 0.014559
83370 | 4.425 | 0.8 | 365 | 4.0303 | 0.11232 | 4 | 0.14259
83371 | 4.425 | 0.8 | 365 | 4.0303 | 0.11232 | 4 | 0.14259
83372 | 4.93 | 0.8 | 365 | 4.4902 | 0.038134 | 4 | 0.52835
83374 | 5.015 | 0.8 | 365 | 4.5676 | 0.19396 | 4 | 0.7616
83375 | 5.015 | 0.8 | 365 | 4.5676 | 0.19396 | 4 | 0.7616
83376 | 7.54 | 0.8 | 365 | 6.8674 | 0.82303 | 7 | 0.69042
83373 | 4.55 | 0.8 | 365 | 4.1441 | 0.34148 | 4 | 0.4856
83377 | 6.785 | 0.8 | 365 | 6.1797 | 0.43889 | 6 | 0.61863
83379 | 5.605 | 0.8 | 365 | 5.105 | 0.27561 | 5 | 0.38061
83380 | 5.31 | 0.8 | 365 | 4.8363 | 0.73478 | 5 | 0.57111
80520 | 6.72 | 0.8 | 365 | 6.1205 | 0.31973 | 6 | 0.44027
83378 | 20.1 | 0.8 | 365 | 18.307 | 0.84919 | 19 | 0.15616
83381 | 7.08 | 0.8 | 365 | 6.4484 | 0.97971 | 7 | 0.42814
83368 | 8.64 | 0.8 | 365 | 7.8693 | 0.83965 | 8 | 0.70892
83348 | 10.5 | 0.8 | 365 | 9.5633 | 0.24957 | 9 | 0.81292
83384 | 4.93 | 0.8 | 365 | 4.4902 | 0.038134 | 4 | 0.52835
83385 | 5.31 | 0.8 | 365 | 4.8363 | 0.73478 | 5 | 0.57111
83386 | 7.375 | 0.8 | 365 | 6.7171 | 0.52053 | 7 | 0.23765
83389 | 9.38 | 0.8 | 365 | 8.5433 | 0.19629 | 8 | 0.73954
83390 | 8 | 0.8 | 365 | 7.2864 | 0.66634 | 7 | 0.9527
83288 | 2.32 | 0.8 | 365 | 2.113 | 0.25324 | 2 | 0.36628
83311 | 5.51 | 0.8 | 365 | 5.0185 | 0.10144 | 5 | 0.11992
81878 | 12.18 | 0.8 | 365 | 11.0935 | 0.32951 | 11 | 0.42299
82092 | 10.5 | 0.8 | 365 | 9.5633 | 0.24957 | 9 | 0.81292
83395 | 8.75 | 0.8 | 365 | 7.9695 | 0.041312 | 8 | 0.010767
83397 | 12.95 | 0.8 | 365 | 11.7948 | 0.74114 | 12 | 0.53594
83400 | 7.98 | 0.8 | 365 | 7.2681 | 0.62968 | 7 | 0.89782
83401 | 13.05 | 0.8 | 365 | 11.8859 | 0.92447 | 12 | 0.81034
83402 | 7.2 | 0.8 | 365 | 6.5577 | 0.19971 | 6 | 0.75743
83175 | 10.83 | 0.8 | 365 | 9.8639 | 0.85456 | 10 | 0.71847
63825 | 225.28 | 0.7 | 365 | 179.5359 | 0.37868 | 179 | 0.91456
59721 | 87.04 | 0.7 | 365 | 69.3661 | 0.62358 | 69 | 0.98972
59707 | 48.96 | 0.7 | 365 | 39.0185 | 0.53826 | 39 | 0.55672
59714 | 24.32 | 0.8 | 365 | 22.1505 | 0.58568 | 22 | 0.73621
83382 | 11.88 | 0.8 | 365 | 10.8202 | 0.77952 | 11 | 0.59976
83405 | 5.27 | 0.8 | 365 | 4.7999 | 0.66145 | 5 | 0.46134
82640 | 3.245 | 0.8 | 365 | 2.9555 | 0.94904 | 3 | 0.90456
82680 | 3.245 | 0.8 | 365 | 2.9555 | 0.94904 | 3 | 0.90456
78192 | 162 | 0.6 | 365 | 110.6616 | 0.74508 | 111 | 0.40665
83409 | 4.5 | 0.8 | 365 | 4.0986 | 0.24982 | 4 | 0.34839
78931 | 31.2 | 0.6 | 365 | 21.3126 | 0.89905 | 22 | 0.21165
83412 | 9.425 | 0.8 | 365 | 8.5842 | 0.27878 | 8 | 0.86303
83413 | 6.3 | 0.8 | 365 | 5.738 | 0.54974 | 6 | 0.28775
83415 | 11.2 | 0.8 | 365 | 10.2009 | 0.53288 | 10 | 0.73378
83418 | 4.355 | 0.8 | 365 | 3.9665 | 0.98399 | 4 | 0.9505
83419 | 6.48 | 0.8 | 365 | 5.902 | 0.87974 | 6 | 0.78169
83421 | 7.14 | 0.8 | 365 | 6.5031 | 0.089711 | 6 | 0.59279
83275 | 6.54 | 0.8 | 365 | 5.9566 | 0.98973 | 6 | 0.94633
83422 | 7.65 | 0.8 | 365 | 6.9676 | 0.02469 | 6 | 0.99227
80529 | 24.6 | 0.8 | 365 | 22.4056 | 0.099003 | 22 | 0.50456
82458 | 10.791 | 0.8 | 365 | 9.8284 | 0.78306 | 10 | 0.61145
83391 | 4.68 | 0.8 | 365 | 4.2625 | 0.57981 | 4 | 0.84233
82948 | 10.385 | 0.8 | 365 | 9.4586 | 0.038746 | 9 | 0.49735
82980 | 11.34 | 0.8 | 365 | 10.3284 | 0.78954 | 11 | 0.11795
83318 | 9.405 | 0.8 | 365 | 8.566 | 0.24212 | 8 | 0.80814
83066 | 5.695 | 0.8 | 365 | 5.187 | 0.4406 | 5 | 0.62758
83355 | 10.4 | 0.8 | 365 | 9.4723 | 0.066245 | 9 | 0.53851
83068 | 9.715 | 0.8 | 365 | 8.8484 | 0.81044 | 9 | 0.65881
83069 | 7.68 | 0.8 | 365 | 6.9949 | 0.079689 | 7 | 0.074593
83074 | 7.77 | 0.8 | 365 | 7.0769 | 0.24469 | 7 | 0.32156
83070 | 5.94 | 0.8 | 365 | 5.4101 | 0.88976 | 6 | 0.29988
83076 | 13.5 | 0.8 | 365 | 12.2957 | 0.74945 | 13 | 0.045184
82387 | 3.1 | 0.8 | 365 | 2.8235 | 0.68321 | 3 | 0.50667
83610 | 13.11 | 0.8 | 365 | 11.9405 | 0.034469 | 11 | 0.97499
77875 | 180.9 | 0.7 | 365 | 144.1674 | 0.18733 | 144 | 0.35478
79849 | 12.98 | 0.8 | 365 | 11.8221 | 0.79614 | 12 | 0.61826
79851 | 4.13 | 0.8 | 365 | 3.7616 | 0.5715 | 4 | 0.33308
83115 | 3.9 | 0.8 | 365 | 3.5521 | 0.14984 | 3 | 0.70194
83208 | 10.8 | 0.8 | 365 | 9.8366 | 0.79956 | 10 | 0.63615
83303 | 8.71 | 0.8 | 365 | 7.933 | 0.96798 | 8 | 0.901
82555 | 3.135 | 0.8 | 365 | 2.8553 | 0.74737 | 3 | 0.60271
82712 | 10.44 | 0.8 | 365 | 9.5087 | 0.13958 | 9 | 0.64828
82429 | 9.24 | 0.8 | 365 | 8.4157 | 0.93963 | 9 | 0.35537
82722 | 2.5 | 0.8 | 365 | 2.277 | 0.58323 | 2 | 0.86022
83424 | 17.67 | 0.8 | 365 | 16.0937 | 0.39428 | 16 | 0.48803
83426 | 9.44 | 0.8 | 365 | 8.5979 | 0.30628 | 8 | 0.90419
83427 | 9.01 | 0.8 | 365 | 8.2063 | 0.51797 | 8 | 0.72423
83428 | 12.47 | 0.8 | 365 | 11.3576 | 0.86116 | 12 | 0.21877
83429 | 12.455 | 0.8 | 365 | 11.344 | 0.83366 | 12 | 0.17761
83430 | 10.92 | 0.8 | 365 | 9.9459 | 0.019557 | 9 | 0.96544
83431 | 23.16 | 0.8 | 365 | 21.094 | 0.45906 | 21 | 0.55307
78687 | 237.608 | 0.6 | 365 | 162.3091 | 0.70378 | 163 | 0.012889
83435 | 10.26 | 0.8 | 365 | 9.3448 | 0.80958 | 10 | 0.15434
83436 | 4.275 | 0.8 | 365 | 3.8936 | 0.83733 | 4 | 0.73097
83437 | 6.27 | 0.8 | 365 | 5.7107 | 0.49475 | 6 | 0.20543
47413 | 1084.05 | 1 | 365 | 1234.184 | 0.22632 | 1234 | 0.41031
47396 | 1392.84 | 1 | 365 | 1585.7394 | 0.85443 | 1586 | 0.59385
34379 | 2776.32 | 1 | 365 | 3160.8226 | 0.25933 | 3161 | 0.081884
83392 | 11.02 | 0.8 | 365 | 10.037 | 0.20289 | 10 | 0.23985
83396 | 4.64 | 0.8 | 365 | 4.2261 | 0.50648 | 4 | 0.73257
83393 | 11.48 | 0.8 | 365 | 10.4559 | 0.046201 | 10 | 0.50213
83394 | 12.18 | 0.8 | 365 | 11.0935 | 0.32951 | 11 | 0.42299
83398 | 6.96 | 0.8 | 365 | 6.3391 | 0.75972 | 7 | 0.09885
83433 | 3.77 | 0.8 | 365 | 3.4337 | 0.91151 | 4 | 0.34521
83434 | 4.93 | 0.8 | 365 | 4.4902 | 0.038134 | 4 | 0.52835
81398 | 109.5 | 0.6 | 365 | 74.799 | 0.55917 | 75 | 0.3582
83439 | 7.2 | 0.8 | 365 | 6.5577 | 0.19971 | 6 | 0.75743
82317 | 70.56 | 0.6 | 365 | 48.1993 | 0.017855 | 48 | 0.21712
83443 | 24.12 | 0.8 | 365 | 21.9684 | 0.21902 | 22 | 0.18739
83445 | 6.72 | 0.8 | 365 | 6.1205 | 0.31973 | 6 | 0.44027
83446 | 6.93 | 0.8 | 365 | 6.3118 | 0.70472 | 7 | 0.016528
83447 | 11.52 | 0.8 | 365 | 10.4924 | 0.11953 | 10 | 0.61189
83449 | 5.67 | 0.8 | 365 | 5.1642 | 0.39477 | 5 | 0.55898
83451 | 10.5 | 0.8 | 365 | 9.5633 | 0.24957 | 9 | 0.81292
81051 | 8.1 | 0.8 | 365 | 7.3774 | 0.84967 | 8 | 0.22711
83452 | 10.464 | 0.8 | 365 | 9.5306 | 0.18358 | 9 | 0.71413
83305 | 7.2 | 0.8 | 365 | 6.5577 | 0.19971 | 6 | 0.75743
83306 | 6.7 | 0.8 | 365 | 6.1023 | 0.28306 | 6 | 0.38539
83307 | 4.32 | 0.8 | 365 | 3.9346 | 0.91982 | 4 | 0.85446
83308 | 3.69 | 0.8 | 365 | 3.3608 | 0.76485 | 4 | 0.12568
83309 | 11.16 | 0.8 | 365 | 10.1645 | 0.45955 | 10 | 0.62402
83310 | 6.03 | 0.8 | 365 | 5.4921 | 0.054756 | 5 | 0.54685
83312 | 7.56 | 0.8 | 365 | 6.8856 | 0.85969 | 7 | 0.7453
83313 | 8.63 | 0.8 | 365 | 7.8602 | 0.82132 | 8 | 0.68148
83314 | 6.21 | 0.8 | 365 | 5.656 | 0.38475 | 6 | 0.040784
34369 | 646.38 | 0.7 | 365 | 515.1296 | 0.87833 | 516 | 0.0079702
34373 | 1340.64 | 0.7 | 365 | 1068.417 | 0.56245 | 1068 | 0.97949
83469 | 21 | 0.8 | 365 | 19.1267 | 0.49915 | 19 | 0.62584
83470 | 14.96 | 0.8 | 365 | 13.6255 | 0.42606 | 14 | 0.051552
83472 | 13.34 | 0.8 | 365 | 12.15 | 0.45613 | 12 | 0.60613
83481 | 14.4 | 0.8 | 365 | 13.1154 | 0.39942 | 13 | 0.51486
82858 | 180.88 | 0.6 | 365 | 123.5584 | 0.7045 | 124 | 0.26293
83504 | 8.97 | 0.8 | 365 | 8.1698 | 0.44464 | 8 | 0.61447
83507 | 5.36 | 0.8 | 365 | 4.8819 | 0.82645 | 5 | 0.70831
83515 | 10.98 | 0.8 | 365 | 10.0005 | 0.12955 | 10 | 0.13008
81764 | 249.795 | 0.6 | 365 | 170.634 | 0.46053 | 171 | 0.094536
83527 | 7.44 | 0.8 | 365 | 6.7763 | 0.6397 | 7 | 0.41601
83528 | 9.975 | 0.8 | 365 | 9.0852 | 0.2871 | 9 | 0.37227
83529 | 6.96 | 0.8 | 365 | 6.3391 | 0.75972 | 7 | 0.09885
83530 | 7.965 | 0.8 | 365 | 7.2545 | 0.60218 | 7 | 0.85666
83531 | 13.34 | 0.8 | 365 | 12.15 | 0.45613 | 12 | 0.60613
83532 | 8.99 | 0.8 | 365 | 8.188 | 0.4813 | 8 | 0.66935
83540 | 5.7 | 0.8 | 365 | 5.1915 | 0.44977 | 5 | 0.6413
83541 | 11.31 | 0.8 | 365 | 10.3011 | 0.73454 | 11 | 0.035632
83542 | 10.73 | 0.8 | 365 | 9.7728 | 0.67123 | 10 | 0.44406
83546 | 9.72 | 0.8 | 365 | 8.8529 | 0.81961 | 9 | 0.67253
83545 | 11.6 | 0.8 | 365 | 10.5652 | 0.2662 | 10 | 0.83142
83551 | 3 | 0.8 | 365 | 2.7324 | 0.49988 | 3 | 0.23226
83553 | 7.44 | 0.8 | 365 | 6.7763 | 0.6397 | 7 | 0.41601
83556 | 7.54 | 0.8 | 365 | 6.8674 | 0.82303 | 7 | 0.69042
83539 | 8.502 | 0.8 | 365 | 7.7436 | 0.58666 | 8 | 0.33023
83558 | 5.36 | 0.8 | 365 | 4.8819 | 0.82645 | 5 | 0.70831
83560 | 7.035 | 0.8 | 365 | 6.4074 | 0.89721 | 7 | 0.30466
83565 | 6.67 | 0.8 | 365 | 6.075 | 0.22806 | 6 | 0.30306
83571 | 14.4 | 0.8 | 365 | 13.1154 | 0.39942 | 13 | 0.51486
83594 | 8.12 | 0.8 | 365 | 7.3957 | 0.88634 | 8 | 0.28199
83596 | 9.24 | 0.8 | 365 | 8.4157 | 0.93963 | 9 | 0.35537
83699 | 13.57 | 0.8 | 365 | 12.3595 | 0.87778 | 13 | 0.23727
83609 | 8.91 | 0.8 | 365 | 8.1152 | 0.33464 | 8 | 0.44982
83613 | 8.96 | 0.8 | 365 | 8.1607 | 0.4263 | 8 | 0.58703
83538 | 7.84 | 0.8 | 365 | 7.1406 | 0.37302 | 7 | 0.51365
83869 | 11.118 | 0.8 | 365 | 10.1262 | 0.38255 | 10 | 0.50877
83873 | 8.64 | 0.8 | 365 | 7.8693 | 0.83965 | 8 | 0.70892
83848 | 5.52 | 0.8 | 365 | 5.0276 | 0.11978 | 5 | 0.14736
83824 | 4.68 | 0.8 | 365 | 4.2625 | 0.57981 | 4 | 0.84233
83823 | 7.56 | 0.8 | 365 | 6.8856 | 0.85969 | 7 | 0.7453
83822 | 5.175 | 0.8 | 365 | 4.7134 | 0.48729 | 5 | 0.20065
83821 | 12.06 | 0.8 | 365 | 10.9842 | 0.10951 | 11 | 0.093697
83819 | 5.4 | 0.8 | 365 | 4.9183 | 0.89978 | 5 | 0.81807
83820 | 20.928 | 0.8 | 365 | 19.0611 | 0.36715 | 19 | 0.42827
83652 | 12.96 | 0.8 | 365 | 11.8039 | 0.75947 | 12 | 0.56338
78186 | 32.8 | 0.6 | 365 | 22.4056 | 0.099003 | 22 | 0.50456
83656 | 13.275 | 0.8 | 365 | 12.0908 | 0.33696 | 12 | 0.42776
83655 | 8.829 | 0.8 | 365 | 8.0414 | 0.18614 | 8 | 0.22755
83657 | 11.21 | 0.8 | 365 | 10.21 | 0.55121 | 10 | 0.76122
83659 | 5.51 | 0.8 | 365 | 5.0185 | 0.10144 | 5 | 0.11992
83661 | 22.04 | 0.8 | 365 | 20.0739 | 0.40577 | 20 | 0.47969
83662 | 23.52 | 0.8 | 365 | 21.4219 | 0.11905 | 21 | 0.54094
83145 | 4.35 | 0.8 | 365 | 3.962 | 0.97482 | 4 | 0.93678
83139 | 7.83 | 0.8 | 365 | 7.1315 | 0.35468 | 7 | 0.48621
83683 | 4.06 | 0.8 | 365 | 3.6978 | 0.44317 | 4 | 0.141
83678 | 4.06 | 0.8 | 365 | 3.6978 | 0.44317 | 4 | 0.141
83674 | 5.8 | 0.8 | 365 | 5.2826 | 0.6331 | 5 | 0.91571
83672 | 9.28 | 0.8 | 365 | 8.4522 | 0.012957 | 8 | 0.46513
83671 | 10.44 | 0.8 | 365 | 9.5087 | 0.13958 | 9 | 0.64828
83670 | 8.7 | 0.8 | 365 | 7.9239 | 0.94965 | 8 | 0.87356
83501 | 4.06 | 0.8 | 365 | 3.6978 | 0.44317 | 4 | 0.141
83505 | 3.19 | 0.8 | 365 | 2.9054 | 0.8482 | 3 | 0.75364
83122 | 5.32 | 0.8 | 365 | 4.8454 | 0.75312 | 5 | 0.59855
83685 | 15.66 | 0.8 | 365 | 14.263 | 0.70937 | 14 | 0.97241
83686 | 5.22 | 0.8 | 365 | 4.7543 | 0.56979 | 5 | 0.32414
83496 | 3.08 | 0.8 | 365 | 2.8052 | 0.64654 | 3 | 0.45179
83492 | 2.34 | 0.8 | 365 | 2.1313 | 0.28991 | 2 | 0.42117
83490 | 6.38 | 0.8 | 365 | 5.8109 | 0.69641 | 6 | 0.50728
83687 | 7.54 | 0.8 | 365 | 6.8674 | 0.82303 | 7 | 0.69042
83485 | 4.06 | 0.8 | 365 | 3.6978 | 0.44317 | 4 | 0.141
83456 | 11.55 | 0.8 | 365 | 10.5197 | 0.17453 | 10 | 0.69421
83688 | 11.31 | 0.8 | 365 | 10.3011 | 0.73454 | 11 | 0.035632
83457 | 11.2 | 0.8 | 365 | 10.2009 | 0.53288 | 10 | 0.73378
83482 | 4.35 | 0.8 | 365 | 3.962 | 0.97482 | 4 | 0.93678
83480 | 11.02 | 0.8 | 365 | 10.037 | 0.20289 | 10 | 0.23985
83479 | 13.34 | 0.8 | 365 | 12.15 | 0.45613 | 12 | 0.60613
83478 | 2.32 | 0.8 | 365 | 2.113 | 0.25324 | 2 | 0.36628
83475 | 2.9 | 0.8 | 365 | 2.6413 | 0.31655 | 2 | 0.95785
83458 | 5.31 | 0.8 | 365 | 4.8363 | 0.73478 | 5 | 0.57111
83474 | 5.8 | 0.8 | 365 | 5.2826 | 0.6331 | 5 | 0.91571
83459 | 11.9 | 0.8 | 365 | 10.8385 | 0.81618 | 11 | 0.65464
83460 | 5.76 | 0.8 | 365 | 5.2462 | 0.55977 | 5 | 0.80595
83461 | 11.2 | 0.8 | 365 | 10.2009 | 0.53288 | 10 | 0.73378
83462 | 9.045 | 0.8 | 365 | 8.2381 | 0.58213 | 8 | 0.82027
83473 | 4.06 | 0.8 | 365 | 3.6978 | 0.44317 | 4 | 0.141
83471 | 8.96 | 0.8 | 365 | 8.1607 | 0.4263 | 8 | 0.58703
83121 | 4.93 | 0.8 | 365 | 4.4902 | 0.038134 | 4 | 0.52835
83137 | 9.57 | 0.8 | 365 | 8.7163 | 0.54461 | 9 | 0.26092
83116 | 9.57 | 0.8 | 365 | 8.7163 | 0.54461 | 9 | 0.26092
83124 | 6.16 | 0.8 | 365 | 5.6105 | 0.29308 | 5 | 0.90358
83130 | 7.54 | 0.8 | 365 | 6.8674 | 0.82303 | 7 | 0.69042
83697 | 8.99 | 0.8 | 365 | 8.188 | 0.4813 | 8 | 0.66935
83695 | 7.84 | 0.8 | 365 | 7.1406 | 0.37302 | 7 | 0.51365
83463 | 4.48 | 0.8 | 365 | 4.0804 | 0.21315 | 4 | 0.29351
83464 | 11.55 | 0.8 | 365 | 10.5197 | 0.17453 | 10 | 0.69421
83465 | 8.71 | 0.8 | 365 | 7.933 | 0.96798 | 8 | 0.901
83466 | 6.7 | 0.8 | 365 | 6.1023 | 0.28306 | 6 | 0.38539
83690 | 4.06 | 0.8 | 365 | 3.6978 | 0.44317 | 4 | 0.141
83691 | 11.02 | 0.8 | 365 | 10.037 | 0.20289 | 10 | 0.23985
83477 | 5.36 | 0.8 | 365 | 4.8819 | 0.82645 | 5 | 0.70831
83486 | 8.835 | 0.8 | 365 | 8.0469 | 0.19714 | 8 | 0.24401
83488 | 4.275 | 0.8 | 365 | 3.8936 | 0.83733 | 4 | 0.73097
83491 | 10.89 | 0.8 | 365 | 9.9186 | 0.96456 | 10 | 0.88311
83493 | 5.61 | 0.8 | 365 | 5.1096 | 0.28477 | 5 | 0.39433
83495 | 5.94 | 0.8 | 365 | 5.4101 | 0.88976 | 6 | 0.29988
83497 | 5.415 | 0.8 | 365 | 4.932 | 0.92728 | 5 | 0.85923
83499 | 11.9 | 0.8 | 365 | 10.8385 | 0.81618 | 11 | 0.65464
83494 | 11.84 | 0.8 | 365 | 10.7838 | 0.70619 | 11 | 0.49
83500 | 6.6 | 0.8 | 365 | 6.0112 | 0.099732 | 6 | 0.11098
83503 | 5.13 | 0.8 | 365 | 4.6724 | 0.40479 | 5 | 0.07717
83502 | 12.06 | 0.8 | 365 | 10.9842 | 0.10951 | 11 | 0.093697
83506 | 5.61 | 0.8 | 365 | 5.1096 | 0.28477 | 5 | 0.39433
83508 | 9.9 | 0.8 | 365 | 9.0169 | 0.1496 | 9 | 0.16647
83511 | 4.95 | 0.8 | 365 | 4.5084 | 0.074799 | 4 | 0.58323
83512 | 11.05 | 0.8 | 365 | 10.0643 | 0.25789 | 10 | 0.32217
83513 | 8.55 | 0.8 | 365 | 7.7873 | 0.67465 | 8 | 0.46195
83514 | 8.265 | 0.8 | 365 | 7.5277 | 0.15216 | 7 | 0.67988
83516 | 6.84 | 0.8 | 365 | 6.2298 | 0.53972 | 6 | 0.76956
83518 | 11.22 | 0.8 | 365 | 10.2191 | 0.56955 | 10 | 0.78866
83521 | 9.405 | 0.8 | 365 | 8.566 | 0.24212 | 8 | 0.80814
83523 | 5.28 | 0.8 | 365 | 4.809 | 0.67979 | 5 | 0.48878
83543 | 6.12 | 0.8 | 365 | 5.5741 | 0.21975 | 5 | 0.79382
83557 | 8.58 | 0.8 | 365 | 7.8146 | 0.72965 | 8 | 0.54427
83562 | 5.04 | 0.8 | 365 | 4.5904 | 0.2398 | 4 | 0.8302
83667 | 4.93 | 0.8 | 365 | 4.4902 | 0.038134 | 4 | 0.52835
83563 | 7.08 | 0.8 | 365 | 6.4484 | 0.97971 | 7 | 0.42814
83689 | 13.16 | 0.8 | 365 | 11.9861 | 0.12613 | 12 | 0.11219
83564 | 9.81 | 0.8 | 365 | 8.9349 | 0.9846 | 9 | 0.9195
83757 | 8.12 | 0.8 | 365 | 7.3957 | 0.88634 | 8 | 0.28199
83758 | 4.93 | 0.8 | 365 | 4.4902 | 0.038134 | 4 | 0.52835
83567 | 11.16 | 0.8 | 365 | 10.1645 | 0.45955 | 10 | 0.62402
83568 | 4.35 | 0.8 | 365 | 3.962 | 0.97482 | 4 | 0.93678
83572 | 5.605 | 0.8 | 365 | 5.105 | 0.27561 | 5 | 0.38061
83575 | 5.22 | 0.8 | 365 | 4.7543 | 0.56979 | 5 | 0.32414
83577 | 12.095 | 0.8 | 365 | 11.0161 | 0.17368 | 11 | 0.18974
83759 | 5.22 | 0.8 | 365 | 4.7543 | 0.56979 | 5 | 0.32414
83578 | 10.72 | 0.8 | 365 | 9.7637 | 0.6529 | 10 | 0.41662
83762 | 6.09 | 0.8 | 365 | 5.5467 | 0.16475 | 5 | 0.71149
83764 | 6.3 | 0.8 | 365 | 5.738 | 0.54974 | 6 | 0.28775
83765 | 11.6 | 0.8 | 365 | 10.5652 | 0.2662 | 10 | 0.83142
83779 | 4.93 | 0.8 | 365 | 4.4902 | 0.038134 | 4 | 0.52835
83791 | 13.63 | 0.8 | 365 | 12.4141 | 0.98778 | 13 | 0.40192
83582 | 11.16 | 0.8 | 365 | 10.1645 | 0.45955 | 10 | 0.62402
83802 | 5.8 | 0.8 | 365 | 5.2826 | 0.6331 | 5 | 0.91571
83583 | 4.355 | 0.8 | 365 | 3.9665 | 0.98399 | 4 | 0.9505
83806 | 9.28 | 0.8 | 365 | 8.4522 | 0.012957 | 8 | 0.46513
83812 | 6.96 | 0.8 | 365 | 6.3391 | 0.75972 | 7 | 0.09885
83815 | 6.09 | 0.8 | 365 | 5.5467 | 0.16475 | 5 | 0.71149
83584 | 3.96 | 0.8 | 365 | 3.6067 | 0.25984 | 3 | 0.86659
83796 | 6.38 | 0.8 | 365 | 5.8109 | 0.69641 | 6 | 0.50728
83586 | 11.48 | 0.8 | 365 | 10.4559 | 0.046201 | 10 | 0.50213
83585 | 5.28 | 0.8 | 365 | 4.809 | 0.67979 | 5 | 0.48878
83587 | 10.62 | 0.8 | 365 | 9.6726 | 0.46957 | 10 | 0.14221
83588 | 7.13 | 0.8 | 365 | 6.494 | 0.071378 | 6 | 0.56535
83590 | 10.15 | 0.8 | 365 | 9.2446 | 0.60792 | 9 | 0.85249
83739 | 18.72 | 0.8 | 365 | 17.0501 | 0.31924 | 17 | 0.36932
83738 | 6.9 | 0.8 | 365 | 6.2845 | 0.64972 | 6 | 0.9342
83592 | 10.62 | 0.8 | 365 | 9.6726 | 0.46957 | 10 | 0.14221
83736 | 6.48 | 0.8 | 365 | 5.902 | 0.87974 | 6 | 0.78169
83593 | 4.64 | 0.8 | 365 | 4.2261 | 0.50648 | 4 | 0.73257
83709 | 5.6 | 0.8 | 365 | 5.1005 | 0.26644 | 5 | 0.36689
83705 | 13.4 | 0.8 | 365 | 12.2047 | 0.56612 | 12 | 0.77077
83595 | 11.31 | 0.8 | 365 | 10.3011 | 0.73454 | 11 | 0.035632
83710 | 13.23 | 0.8 | 365 | 12.0498 | 0.25446 | 12 | 0.30428
83597 | 8.555 | 0.8 | 365 | 7.7919 | 0.68382 | 8 | 0.47567
83708 | 3.48 | 0.8 | 365 | 3.1696 | 0.37986 | 3 | 0.54943
83707 | 6.7 | 0.8 | 365 | 6.1023 | 0.28306 | 6 | 0.38539
83702 | 5.36 | 0.8 | 365 | 4.8819 | 0.82645 | 5 | 0.70831
83598 | 7.65 | 0.8 | 365 | 6.9676 | 0.02469 | 6 | 0.99227
83700 | 15.19 | 0.8 | 365 | 13.835 | 0.84772 | 14 | 0.68269
83599 | 3.77 | 0.8 | 365 | 3.4337 | 0.91151 | 4 | 0.34521
83600 | 5.695 | 0.8 | 365 | 5.187 | 0.4406 | 5 | 0.62758
83601 | 12.18 | 0.8 | 365 | 11.0935 | 0.32951 | 11 | 0.42299
83696 | 4.2 | 0.8 | 365 | 3.8253 | 0.69983 | 4 | 0.52517
83603 | 5.31 | 0.8 | 365 | 4.8363 | 0.73478 | 5 | 0.57111
83604 | 11.6 | 0.8 | 365 | 10.5652 | 0.2662 | 10 | 0.83142
83605 | 8.85 | 0.8 | 365 | 8.0605 | 0.22464 | 8 | 0.28518
83606 | 3.77 | 0.8 | 365 | 3.4337 | 0.91151 | 4 | 0.34521
83608 | 11.48 | 0.8 | 365 | 10.4559 | 0.046201 | 10 | 0.50213
83741 | 9.86 | 0.8 | 365 | 8.9804 | 0.076267 | 9 | 0.056705
83666 | 6.3 | 0.8 | 365 | 5.738 | 0.54974 | 6 | 0.28775
83663 | 13.05 | 0.8 | 365 | 11.8859 | 0.92447 | 12 | 0.81034
83614 | 8.85 | 0.8 | 365 | 8.0605 | 0.22464 | 8 | 0.28518
83615 | 7.08 | 0.8 | 365 | 6.4484 | 0.97971 | 7 | 0.42814
83742 | 11.89 | 0.8 | 365 | 10.8294 | 0.79785 | 11 | 0.6272
83618 | 4.64 | 0.8 | 365 | 4.2261 | 0.50648 | 4 | 0.73257
83619 | 5.51 | 0.8 | 365 | 5.0185 | 0.10144 | 5 | 0.11992
83621 | 13.275 | 0.8 | 365 | 12.0908 | 0.33696 | 12 | 0.42776
83622 | 10.24 | 0.8 | 365 | 9.3265 | 0.77292 | 10 | 0.099458
83624 | 9.86 | 0.8 | 365 | 8.9804 | 0.076267 | 9 | 0.056705
83625 | 13.275 | 0.8 | 365 | 12.0908 | 0.33696 | 12 | 0.42776
83627 | 5.415 | 0.8 | 365 | 4.932 | 0.92728 | 5 | 0.85923
83628 | 4.845 | 0.8 | 365 | 4.4128 | 0.8823 | 5 | 0.2951
83629 | 11.48 | 0.8 | 365 | 10.4559 | 0.046201 | 10 | 0.50213
83630 | 9.735 | 0.8 | 365 | 8.8666 | 0.84711 | 9 | 0.71369
83631 | 8.64 | 0.8 | 365 | 7.8693 | 0.83965 | 8 | 0.70892
83632 | 13.275 | 0.8 | 365 | 12.0908 | 0.33696 | 12 | 0.42776
83633 | 10.915 | 0.8 | 365 | 9.9413 | 0.010391 | 9 | 0.95172
83634 | 9.44 | 0.8 | 365 | 8.5979 | 0.30628 | 8 | 0.90419
83635 | 4.35 | 0.8 | 365 | 3.962 | 0.97482 | 4 | 0.93678
83636 | 11.7 | 0.8 | 365 | 10.6563 | 0.44953 | 11 | 0.10583
83637 | 13.275 | 0.8 | 365 | 12.0908 | 0.33696 | 12 | 0.42776
83638 | 19.52 | 0.8 | 365 | 17.7787 | 0.78588 | 18 | 0.56459
83639 | 6.03 | 0.8 | 365 | 5.4921 | 0.054756 | 5 | 0.54685
83640 | 6.72 | 0.8 | 365 | 6.1205 | 0.31973 | 6 | 0.44027
83643 | 10.62 | 0.8 | 365 | 9.6726 | 0.46957 | 10 | 0.14221
83645 | 13.3 | 0.8 | 365 | 12.1136 | 0.38279 | 12 | 0.49637
83646 | 7 | 0.8 | 365 | 6.3756 | 0.83305 | 7 | 0.20861
83647 | 5.04 | 0.8 | 365 | 4.5904 | 0.2398 | 4 | 0.8302
83649 | 10.5 | 0.8 | 365 | 9.5633 | 0.24957 | 9 | 0.81292
83650 | 10.85 | 0.8 | 365 | 9.8821 | 0.89123 | 10 | 0.77335
83651 | 9.6 | 0.8 | 365 | 8.7436 | 0.59961 | 9 | 0.34324
83654 | 6.67 | 0.8 | 365 | 6.075 | 0.22806 | 6 | 0.30306
83641 | 3.66 | 0.8 | 365 | 3.3335 | 0.70985 | 4 | 0.043361
81957 | 6.84 | 0.8 | 365 | 6.2298 | 0.53972 | 6 | 0.76956
83057 | 11.97 | 0.8 | 365 | 10.9022 | 0.94451 | 11 | 0.84673
83484 | 12.025 | 0.8 | 365 | 10.9523 | 0.045346 | 10 | 0.99765
83296 | 6.67 | 0.8 | 365 | 6.075 | 0.22806 | 6 | 0.30306
83388 | 7.32 | 0.8 | 365 | 6.667 | 0.4197 | 7 | 0.086722
83408 | 8.37 | 0.8 | 365 | 7.6234 | 0.34466 | 7 | 0.96801
59711 | 64.64 | 0.7 | 365 | 51.5146 | 0.69104 | 52 | 0.2056
83642 | 5.76 | 0.8 | 365 | 5.2462 | 0.55977 | 5 | 0.80595
63400 | 92.16 | 0.7 | 365 | 73.4465 | 0.83673 | 74 | 0.28323
83417 | 7.68 | 0.8 | 365 | 6.9949 | 0.079689 | 7 | 0.074593
83387 | 8.1 | 0.8 | 365 | 7.3774 | 0.84967 | 8 | 0.22711
83423 | 15.08 | 0.8 | 365 | 13.7348 | 0.64606 | 14 | 0.38084
83660 | 12 | 0.8 | 365 | 10.9295 | 0.99951 | 11 | 0.92905
82366 | 19.72 | 0.8 | 365 | 17.9609 | 0.15253 | 18 | 0.11341
83235 | 15.075 | 0.8 | 365 | 13.7302 | 0.63689 | 14 | 0.36712
83291 | 5.04 | 0.8 | 365 | 4.5904 | 0.2398 | 4 | 0.8302
83547 | 10.44 | 0.8 | 365 | 9.5087 | 0.13958 | 9 | 0.64828
83548 | 8.06 | 0.8 | 365 | 7.341 | 0.77634 | 8 | 0.11735
83591 | 8.71 | 0.8 | 365 | 7.933 | 0.96798 | 8 | 0.901
83574 | 5.22 | 0.8 | 365 | 4.7543 | 0.56979 | 5 | 0.32414
83579 | 5.31 | 0.8 | 365 | 4.8363 | 0.73478 | 5 | 0.57111
83617 | 1.45 | 0.8 | 365 | 1.3207 | 0.65827 | 1 | 0.97893
82655 | 5.04 | 0.8 | 365 | 4.5904 | 0.2398 | 4 | 0.8302
82666 | 9.86 | 0.8 | 365 | 8.9804 | 0.076267 | 9 | 0.056705
83153 | 3.08 | 0.8 | 365 | 2.8052 | 0.64654 | 3 | 0.45179
83201 | 10.92 | 0.8 | 365 | 9.9459 | 0.019557 | 9 | 0.96544
83185 | 10.64 | 0.8 | 365 | 9.6909 | 0.50624 | 10 | 0.19709
83552 | 12.98 | 0.8 | 365 | 11.8221 | 0.79614 | 12 | 0.61826
83713 | 10.464 | 0.8 | 365 | 9.5306 | 0.18358 | 9 | 0.71413
83717 | 9.9 | 0.8 | 365 | 9.0169 | 0.1496 | 9 | 0.16647
83748 | 4.2 | 0.8 | 365 | 3.8253 | 0.69983 | 4 | 0.52517
83750 | 9.92 | 0.8 | 365 | 9.0351 | 0.18626 | 9 | 0.22135
83745 | 5.559 | 0.8 | 365 | 5.0631 | 0.19127 | 5 | 0.25438
83747 | 6.785 | 0.8 | 365 | 6.1797 | 0.43889 | 6 | 0.61863
83570 | 5.775 | 0.8 | 365 | 5.2598 | 0.58727 | 5 | 0.84711
83526 | 6.82 | 0.8 | 365 | 6.2116 | 0.50306 | 6 | 0.71468
83520 | 7.32 | 0.8 | 365 | 6.667 | 0.4197 | 7 | 0.086722
83517 | 8.54 | 0.8 | 365 | 7.7782 | 0.65632 | 8 | 0.43451
83680 | 8.215 | 0.8 | 365 | 7.4822 | 0.0605 | 7 | 0.54268
83675 | 7.84 | 0.8 | 365 | 7.1406 | 0.37302 | 7 | 0.51365
83054 | 3.3 | 0.8 | 365 | 3.0056 | 0.049866 | 3 | 0.055489
81396 | 2.64 | 0.8 | 365 | 2.4045 | 0.83989 | 3 | 0.24439
82958 | 5.76 | 0.8 | 365 | 5.2462 | 0.55977 | 5 | 0.80595
83767 | 4.425 | 0.8 | 365 | 4.0303 | 0.11232 | 4 | 0.14259
83829 | 10.385 | 0.8 | 365 | 9.4586 | 0.038746 | 9 | 0.49735
83333 | 13.395 | 0.8 | 365 | 12.2001 | 0.55696 | 12 | 0.75705
83774 | 8.64 | 0.8 | 365 | 7.8693 | 0.83965 | 8 | 0.70892
83787 | 8.96 | 0.8 | 365 | 8.1607 | 0.4263 | 8 | 0.58703
82921 | 8.4 | 0.8 | 365 | 7.6507 | 0.39966 | 8 | 0.050337
83793 | 12.87 | 0.8 | 365 | 11.7219 | 0.59448 | 12 | 0.31641
83534 | 5.28 | 0.8 | 365 | 4.809 | 0.67979 | 5 | 0.48878
83817 | 8.829 | 0.8 | 365 | 8.0414 | 0.18614 | 8 | 0.22755
83818 | 5.886 | 0.8 | 365 | 5.3609 | 0.79076 | 6 | 0.1517
83902 | 3.2 | 0.8 | 365 | 2.9145 | 0.86654 | 3 | 0.78108
83694 | 10.08 | 0.8 | 365 | 9.1808 | 0.47959 | 9 | 0.6604
83698 | 9.24 | 0.8 | 365 | 8.4157 | 0.93963 | 9 | 0.35537
83673 | 7.98 | 0.8 | 365 | 7.2681 | 0.62968 | 7 | 0.89782
83677 | 7.125 | 0.8 | 365 | 6.4894 | 0.062211 | 6 | 0.55162
83679 | 3.3 | 0.8 | 365 | 3.0056 | 0.049866 | 3 | 0.055489
83693 | 12.6 | 0.8 | 365 | 11.476 | 0.099489 | 11 | 0.5755
83669 | 6.36 | 0.8 | 365 | 5.7927 | 0.65974 | 6 | 0.4524
83711 | 3.42 | 0.8 | 365 | 3.1149 | 0.26986 | 3 | 0.38478
83712 | 3.3 | 0.8 | 365 | 3.0056 | 0.049866 | 3 | 0.055489
83714 | 6.27 | 0.8 | 365 | 5.7107 | 0.49475 | 6 | 0.20543
83715 | 9.24 | 0.8 | 365 | 8.4157 | 0.93963 | 9 | 0.35537
83719 | 5.8 | 0.8 | 365 | 5.2826 | 0.6331 | 5 | 0.91571
83721 | 2.95 | 0.8 | 365 | 2.6868 | 0.40821 | 3 | 0.095059
83722 | 7.08 | 0.8 | 365 | 6.4484 | 0.97971 | 7 | 0.42814
83724 | 9.9 | 0.8 | 365 | 9.0169 | 0.1496 | 9 | 0.16647
83725 | 7.41 | 0.8 | 365 | 6.749 | 0.5847 | 7 | 0.33369
83726 | 13.33 | 0.8 | 365 | 12.1409 | 0.43779 | 12 | 0.57869
83731 | 10.385 | 0.8 | 365 | 9.4586 | 0.038746 | 9 | 0.49735
83732 | 4.55 | 0.8 | 365 | 4.1441 | 0.34148 | 4 | 0.4856
83734 | 9.75 | 0.8 | 365 | 8.8803 | 0.8746 | 9 | 0.75485
83735 | 10.791 | 0.8 | 365 | 9.8284 | 0.78306 | 10 | 0.61145
83743 | 7.83 | 0.8 | 365 | 7.1315 | 0.35468 | 7 | 0.48621
83744 | 6.38 | 0.8 | 365 | 5.8109 | 0.69641 | 6 | 0.50728
83746 | 12.2 | 0.8 | 365 | 11.1117 | 0.36617 | 11 | 0.47787
83483 | 4.845 | 0.8 | 365 | 4.4128 | 0.8823 | 5 | 0.2951
83728 | 7.965 | 0.8 | 365 | 7.2545 | 0.60218 | 7 | 0.85666
83727 | 7.375 | 0.8 | 365 | 6.7171 | 0.52053 | 7 | 0.23765
83720 | 12.24 | 0.8 | 365 | 11.1481 | 0.4395 | 11 | 0.58763
83730 | 12.24 | 0.8 | 365 | 11.1481 | 0.4395 | 11 | 0.58763
83733 | 12.96 | 0.8 | 365 | 11.8039 | 0.75947 | 12 | 0.56338
83754 | 14.35 | 0.8 | 365 | 13.0699 | 0.30775 | 13 | 0.37766
83755 | 5.8 | 0.8 | 365 | 5.2826 | 0.6331 | 5 | 0.91571
83756 | 8.12 | 0.8 | 365 | 7.3957 | 0.88634 | 8 | 0.28199
83760 | 13.33 | 0.8 | 365 | 12.1409 | 0.43779 | 12 | 0.57869
83544 | 9.15 | 0.8 | 365 | 8.3338 | 0.77463 | 9 | 0.1084
83522 | 10.05 | 0.8 | 365 | 9.1535 | 0.42459 | 9 | 0.57808
83653 | 14.7 | 0.8 | 365 | 13.3887 | 0.9494 | 14 | 0.33809
83268 | 11.05 | 0.8 | 365 | 10.0643 | 0.25789 | 10 | 0.32217
83438 | 8.64 | 0.8 | 365 | 7.8693 | 0.83965 | 8 | 0.70892
83780 | 10.5 | 0.8 | 365 | 9.5633 | 0.24957 | 9 | 0.81292
83781 | 4.425 | 0.8 | 365 | 4.0303 | 0.11232 | 4 | 0.14259
83782 | 7.375 | 0.8 | 365 | 6.7171 | 0.52053 | 7 | 0.23765
83784 | 13.275 | 0.8 | 365 | 12.0908 | 0.33696 | 12 | 0.42776
83786 | 6.195 | 0.8 | 365 | 5.6424 | 0.35725 | 5 | 0.99962
83788 | 5.9 | 0.8 | 365 | 5.3737 | 0.81643 | 6 | 0.19012
83785 | 16.28 | 0.8 | 365 | 14.8277 | 0.84601 | 15 | 0.67375
83789 | 4.06 | 0.8 | 365 | 3.6978 | 0.44317 | 4 | 0.141
83790 | 7.67 | 0.8 | 365 | 6.9858 | 0.061356 | 7 | 0.047153
83792 | 3.835 | 0.8 | 365 | 3.4929 | 0.030678 | 3 | 0.52358
83795 | 4.13 | 0.8 | 365 | 3.7616 | 0.5715 | 4 | 0.33308
83797 | 5.015 | 0.8 | 365 | 4.5676 | 0.19396 | 4 | 0.7616
83798 | 7.08 | 0.8 | 365 | 6.4484 | 0.97971 | 7 | 0.42814
83799 | 3.54 | 0.8 | 365 | 3.2242 | 0.48986 | 3 | 0.71407
83801 | 11.8 | 0.8 | 365 | 10.7474 | 0.63286 | 11 | 0.38023
83804 | 3.245 | 0.8 | 365 | 2.9555 | 0.94904 | 3 | 0.90456
83807 | 4.425 | 0.8 | 365 | 4.0303 | 0.11232 | 4 | 0.14259
83808 | 3.245 | 0.8 | 365 | 2.9555 | 0.94904 | 3 | 0.90456
83810 | 2.95 | 0.8 | 365 | 2.6868 | 0.40821 | 3 | 0.095059
83811 | 5.51 | 0.8 | 365 | 5.0185 | 0.10144 | 5 | 0.11992
83826 | 10.075 | 0.8 | 365 | 9.1763 | 0.47042 | 9 | 0.64668
83827 | 4.32 | 0.8 | 365 | 3.9346 | 0.91982 | 4 | 0.85446
83830 | 9.435 | 0.8 | 365 | 8.5933 | 0.29712 | 8 | 0.89047
83831 | 12.96 | 0.8 | 365 | 11.8039 | 0.75947 | 12 | 0.56338
83832 | 8.64 | 0.8 | 365 | 7.8693 | 0.83965 | 8 | 0.70892
83833 | 8.4 | 0.8 | 365 | 7.6507 | 0.39966 | 8 | 0.050337
83835 | 13.32 | 0.8 | 365 | 12.1318 | 0.41946 | 12 | 0.55125
83836 | 10.24 | 0.8 | 365 | 9.3265 | 0.77292 | 10 | 0.099458
83859 | 10.03 | 0.8 | 365 | 9.1353 | 0.38793 | 9 | 0.5232
83860 | 5.31 | 0.8 | 365 | 4.8363 | 0.73478 | 5 | 0.57111
83862 | 5.6 | 0.8 | 365 | 5.1005 | 0.26644 | 5 | 0.36689
83865 | 6.3 | 0.8 | 365 | 5.738 | 0.54974 | 6 | 0.28775
83867 | 5.605 | 0.8 | 365 | 5.105 | 0.27561 | 5 | 0.38061
83880 | 11.2 | 0.8 | 365 | 10.2009 | 0.53288 | 10 | 0.73378
83882 | 5.61 | 0.8 | 365 | 5.1096 | 0.28477 | 5 | 0.39433
83884 | 5.94 | 0.8 | 365 | 5.4101 | 0.88976 | 6 | 0.29988
83885 | 5.94 | 0.8 | 365 | 5.4101 | 0.88976 | 6 | 0.29988
83886 | 2.565 | 0.8 | 365 | 2.3362 | 0.7024 | 3 | 0.038585
83887 | 8.91 | 0.8 | 365 | 8.1152 | 0.33464 | 8 | 0.44982
83888 | 6.67 | 0.8 | 365 | 6.075 | 0.22806 | 6 | 0.30306
83889 | 10.89 | 0.8 | 365 | 9.9186 | 0.96456 | 10 | 0.88311
83893 | 7 | 0.8 | 365 | 6.3756 | 0.83305 | 7 | 0.20861
83894 | 11.07 | 0.8 | 365 | 10.0825 | 0.29455 | 10 | 0.37705
83895 | 9.8 | 0.8 | 365 | 8.9258 | 0.96627 | 9 | 0.89206
83845 | 6.09 | 0.8 | 365 | 5.5467 | 0.16475 | 5 | 0.71149
83868 | 6.38 | 0.8 | 365 | 5.8109 | 0.69641 | 6 | 0.50728
83897 | 4.02 | 0.8 | 365 | 3.6614 | 0.36984 | 4 | 0.031232
83898 | 11.2 | 0.8 | 365 | 10.2009 | 0.53288 | 10 | 0.73378
83899 | 5.44 | 0.8 | 365 | 4.9547 | 0.97311 | 5 | 0.92784
83900 | 5.12 | 0.8 | 365 | 4.6633 | 0.38646 | 5 | 0.049729
83901 | 5.4 | 0.8 | 365 | 4.9183 | 0.89978 | 5 | 0.81807
83837 | 12.76 | 0.8 | 365 | 11.6217 | 0.39282 | 12 | 0.014559
83841 | 13.34 | 0.8 | 365 | 12.15 | 0.45613 | 12 | 0.60613
83842 | 6.67 | 0.8 | 365 | 6.075 | 0.22806 | 6 | 0.30306
83844 | 7.83 | 0.8 | 365 | 7.1315 | 0.35468 | 7 | 0.48621
83843 | 4.93 | 0.8 | 365 | 4.4902 | 0.038134 | 4 | 0.52835
83846 | 8.12 | 0.8 | 365 | 7.3957 | 0.88634 | 8 | 0.28199
83847 | 4.93 | 0.8 | 365 | 4.4902 | 0.038134 | 4 | 0.52835
83903 | 15.045 | 0.8 | 365 | 13.7029 | 0.58189 | 14 | 0.2848
83849 | 11.02 | 0.8 | 365 | 10.037 | 0.20289 | 10 | 0.23985
83904 | 7.98 | 0.8 | 365 | 7.2681 | 0.62968 | 7 | 0.89782
83850 | 8.4 | 0.8 | 365 | 7.6507 | 0.39966 | 8 | 0.050337
83905 | 5.985 | 0.8 | 365 | 5.4511 | 0.97226 | 6 | 0.42336
83851 | 6.38 | 0.8 | 365 | 5.8109 | 0.69641 | 6 | 0.50728
83906 | 9.975 | 0.8 | 365 | 9.0852 | 0.2871 | 9 | 0.37227
83852 | 8.7 | 0.8 | 365 | 7.9239 | 0.94965 | 8 | 0.87356
83853 | 6.67 | 0.8 | 365 | 6.075 | 0.22806 | 6 | 0.30306
83856 | 7.25 | 0.8 | 365 | 6.6033 | 0.29137 | 6 | 0.89464
83883 | 8.41 | 0.8 | 365 | 7.6598 | 0.41799 | 8 | 0.077777
83857 | 3.36 | 0.8 | 365 | 3.0603 | 0.15986 | 3 | 0.22013
83858 | 5.22 | 0.8 | 365 | 4.7543 | 0.56979 | 5 | 0.32414
83861 | 4.93 | 0.8 | 365 | 4.4902 | 0.038134 | 4 | 0.52835
83863 | 8.7 | 0.8 | 365 | 7.9239 | 0.94965 | 8 | 0.87356
83864 | 7.25 | 0.8 | 365 | 6.6033 | 0.29137 | 6 | 0.89464
83871 | 10.73 | 0.8 | 365 | 9.7728 | 0.67123 | 10 | 0.44406
83872 | 12.76 | 0.8 | 365 | 11.6217 | 0.39282 | 12 | 0.014559
83874 | 4.48 | 0.8 | 365 | 4.0804 | 0.21315 | 4 | 0.29351
83875 | 8.41 | 0.8 | 365 | 7.6598 | 0.41799 | 8 | 0.077777
83876 | 11.89 | 0.8 | 365 | 10.8294 | 0.79785 | 11 | 0.6272
83877 | 3.77 | 0.8 | 365 | 3.4337 | 0.91151 | 4 | 0.34521
83878 | 4.41 | 0.8 | 365 | 4.0166 | 0.084821 | 4 | 0.10143
83879 | 8.7 | 0.8 | 365 | 7.9239 | 0.94965 | 8 | 0.87356
83907 | 9.1 | 0.8 | 365 | 8.2882 | 0.68296 | 8 | 0.9712
83834 | 3.96 | 0.8 | 365 | 3.6067 | 0.25984 | 3 | 0.86659
83729 | 7.15 | 0.8 | 365 | 6.5122 | 0.10804 | 6 | 0.62023
83828 | 2.88 | 0.8 | 365 | 2.6231 | 0.27988 | 2 | 0.90297
83870 | 7.04 | 0.8 | 365 | 6.412 | 0.90638 | 7 | 0.31838
83681 | 6.825 | 0.8 | 365 | 6.2162 | 0.51222 | 6 | 0.7284
83794 | 7.59 | 0.8 | 365 | 6.9129 | 0.91469 | 7 | 0.82763
83908 | 12.95 | 0.8 | 365 | 11.7948 | 0.74114 | 12 | 0.53594
83881 | 5.51 | 0.8 | 365 | 5.0185 | 0.10144 | 5 | 0.11992
83910 | 8.75 | 0.8 | 365 | 7.9695 | 0.041312 | 8 | 0.010767
83911 | 13.3 | 0.8 | 365 | 12.1136 | 0.38279 | 12 | 0.49637
83912 | 8.4 | 0.8 | 365 | 7.6507 | 0.39966 | 8 | 0.050337
74634 | 6.615 | 0.8 | 365 | 6.0249 | 0.12723 | 6 | 0.15214
74635 | 6.615 | 0.8 | 365 | 6.0249 | 0.12723 | 6 | 0.15214
83611 | 13.11 | 0.8 | 365 | 11.9405 | 0.034469 | 11 | 0.97499
83271 | 24.12 | 0.8 | 365 | 21.9684 | 0.21902 | 22 | 0.18739
83367 | 2.1 | 0.8 | 365 | 1.9127 | 0.84991 | 2 | 0.76258
82307 | 12.6 | 0.8 | 365 | 11.476 | 0.099489 | 11 | 0.5755
83071 | 14.7 | 0.8 | 365 | 13.3887 | 0.9494 | 14 | 0.33809
83581 | 7.41 | 0.8 | 365 | 6.749 | 0.5847 | 7 | 0.33369
63463 | 86.4 | 0.6 | 365 | 59.0195 | 0.79737 | 59 | 0.81688
83580 | 3.6 | 0.8 | 365 | 3.2789 | 0.59985 | 3 | 0.87872
83383 | 4.13 | 0.8 | 365 | 3.7616 | 0.5715 | 4 | 0.33308
83914 | 7.68 | 0.8 | 365 | 6.9949 | 0.079689 | 7 | 0.074593
83915 | 8.12 | 0.8 | 365 | 7.3957 | 0.88634 | 8 | 0.28199
83916 | 10.88 | 0.8 | 365 | 9.9094 | 0.94623 | 10 | 0.85567
83918 | 3.96 | 0.8 | 365 | 3.6067 | 0.25984 | 3 | 0.86659
83919 | 8.4 | 0.8 | 365 | 7.6507 | 0.39966 | 8 | 0.050337
83920 | 10.56 | 0.8 | 365 | 9.618 | 0.35957 | 9 | 0.97757
83921 | 9.92 | 0.8 | 365 | 9.0351 | 0.18626 | 9 | 0.22135
83925 | 7.35 | 0.8 | 365 | 6.6943 | 0.4747 | 7 | 0.16904
83576 | 4.725 | 0.8 | 365 | 4.3035 | 0.66231 | 4 | 0.96581
83926 | 9.9 | 0.8 | 365 | 9.0169 | 0.1496 | 9 | 0.16647
83448 | 3.465 | 0.8 | 365 | 3.1559 | 0.35236 | 3 | 0.50826
83922 | 12.25 | 0.8 | 365 | 11.1572 | 0.45784 | 11 | 0.61507
83997 | 4.845 | 0.8 | 365 | 4.4128 | 0.8823 | 5 | 0.2951
83999 | 4.93 | 0.8 | 365 | 4.4902 | 0.038134 | 4 | 0.52835
83996 | 9.86 | 0.8 | 365 | 8.9804 | 0.076267 | 9 | 0.056705
83995 | 4.35 | 0.8 | 365 | 3.962 | 0.97482 | 4 | 0.93678
83970 | 10.44 | 0.8 | 365 | 9.5087 | 0.13958 | 9 | 0.64828
84002 | 11.02 | 0.8 | 365 | 10.037 | 0.20289 | 10 | 0.23985
84000 | 4.64 | 0.8 | 365 | 4.2261 | 0.50648 | 4 | 0.73257
84003 | 11.02 | 0.8 | 365 | 10.037 | 0.20289 | 10 | 0.23985
83998 | 11.89 | 0.8 | 365 | 10.8294 | 0.79785 | 11 | 0.6272
83994 | 3.92 | 0.8 | 365 | 3.5703 | 0.18651 | 3 | 0.75682
84015 | 5.8 | 0.8 | 365 | 5.2826 | 0.6331 | 5 | 0.91571
84014 | 8.12 | 0.8 | 365 | 7.3957 | 0.88634 | 8 | 0.28199
84001 | 10.36 | 0.8 | 365 | 9.4358 | 0.99291 | 10 | 0.42875
83973 | 5.22 | 0.8 | 365 | 4.7543 | 0.56979 | 5 | 0.32414
83953 | 6.38 | 0.8 | 365 | 5.8109 | 0.69641 | 6 | 0.50728
83951 | 3.99 | 0.8 | 365 | 3.6341 | 0.31484 | 3 | 0.94891
83950 | 6.38 | 0.8 | 365 | 5.8109 | 0.69641 | 6 | 0.50728
83949 | 8.41 | 0.8 | 365 | 7.6598 | 0.41799 | 8 | 0.077777
83948 | 5.8 | 0.8 | 365 | 5.2826 | 0.6331 | 5 | 0.91571
83947 | 5.51 | 0.8 | 365 | 5.0185 | 0.10144 | 5 | 0.11992
83946 | 8.41 | 0.8 | 365 | 7.6598 | 0.41799 | 8 | 0.077777
83945 | 12.88 | 0.8 | 365 | 11.731 | 0.61281 | 12 | 0.34385
83944 | 12.18 | 0.8 | 365 | 11.0935 | 0.32951 | 11 | 0.42299
83940 | 10.44 | 0.8 | 365 | 9.5087 | 0.13958 | 9 | 0.64828
83935 | 6.72 | 0.8 | 365 | 6.1205 | 0.31973 | 6 | 0.44027
83932 | 6.96 | 0.8 | 365 | 6.3391 | 0.75972 | 7 | 0.09885
83682 | 6.38 | 0.8 | 365 | 5.8109 | 0.69641 | 6 | 0.50728
83498 | 6.67 | 0.8 | 365 | 6.075 | 0.22806 | 6 | 0.30306
83509 | 2.61 | 0.8 | 365 | 2.3772 | 0.78489 | 3 | 0.16207
83917 | 5.8 | 0.8 | 365 | 5.2826 | 0.6331 | 5 | 0.91571
83941 | 7.625 | 1 | 365 | 8.681 | 0.47357 | 9 | 0.15459
84023 | 8.45 | 0.8 | 365 | 7.6962 | 0.49132 | 8 | 0.18754
71950 | 179.215 | 0.7 | 365 | 142.8246 | 0.48437 | 143 | 0.30896
64413 | 285.12 | 0.7 | 365 | 227.2251 | 0.36989 | 227 | 0.59499
83569 | 6 | 1 | 365 | 6.831 | 0.7497 | 7 | 0.58066
7358 | 186.66 | 0.7 | 365 | 148.7579 | 0.42713 | 149 | 0.18498
83648 | 6.867 | 0.8 | 365 | 6.2544 | 0.58922 | 6 | 0.84365
83282 | 6.2 | 0.8 | 365 | 5.6469 | 0.36642 | 6 | 0.013344
83315 | 9.45 | 0.8 | 365 | 8.607 | 0.32462 | 8 | 0.93163
78189 | 144 | 0.6 | 365 | 98.3658 | 0.99562 | 99 | 0.36147
82957 | 29.7 | 0.6 | 365 | 20.288 | 0.8366 | 21 | 0.12455
34801 | 1836 | 0.9 | 365 | 1881.2468 | 0.66628 | 1881 | 0.9131
65180 | 27.645 | 0.7 | 365 | 22.0316 | 0.34621 | 22 | 0.37777
83983 | 10.915 | 0.8 | 365 | 9.9413 | 0.010391 | 9 | 0.95172
83979 | 12.25 | 0.8 | 365 | 11.1572 | 0.45784 | 11 | 0.61507
82039 | 60.16 | 0.6 | 365 | 41.0951 | 0.71817 | 41 | 0.81324
83975 | 13.65 | 0.8 | 365 | 12.4324 | 0.024447 | 12 | 0.4568
83974 | 6.82 | 0.8 | 365 | 6.2116 | 0.50306 | 6 | 0.71468
83972 | 10.385 | 0.8 | 365 | 9.4586 | 0.038746 | 9 | 0.49735
83968 | 9.66 | 0.8 | 365 | 8.7983 | 0.70961 | 9 | 0.50789
83939 | 9.8 | 0.8 | 365 | 8.9258 | 0.96627 | 9 | 0.89206
83938 | 6.03 | 0.8 | 365 | 5.4921 | 0.054756 | 5 | 0.54685
83936 | 7.7 | 0.8 | 365 | 7.0131 | 0.11635 | 7 | 0.12948
83934 | 7.2 | 0.8 | 365 | 6.5577 | 0.19971 | 6 | 0.75743
83931 | 3.25 | 0.8 | 365 | 2.9601 | 0.9582 | 3 | 0.91828
83930 | 8.4 | 0.8 | 365 | 7.6507 | 0.39966 | 8 | 0.050337
83985 | 5.1 | 0.8 | 365 | 4.6451 | 0.34979 | 4 | 0.99485
83987 | 9.92 | 0.8 | 365 | 9.0351 | 0.18626 | 9 | 0.22135
83988 | 5.36 | 0.8 | 365 | 4.8819 | 0.82645 | 5 | 0.70831
83992 | 8.99 | 0.8 | 365 | 8.188 | 0.4813 | 8 | 0.66935
83993 | 15.05 | 0.8 | 365 | 13.7075 | 0.59106 | 14 | 0.29852
84018 | 24.85 | 0.8 | 365 | 22.6333 | 0.55733 | 23 | 0.19058
84020 | 9.72 | 0.8 | 365 | 8.8529 | 0.81961 | 9 | 0.67253
84022 | 9.57 | 0.8 | 365 | 8.7163 | 0.54461 | 9 | 0.26092
84025 | 6.365 | 0.8 | 365 | 5.7972 | 0.66891 | 6 | 0.46612
84026 | 5.58 | 0.8 | 365 | 5.0822 | 0.22977 | 5 | 0.31201
84031 | 11.2 | 0.8 | 365 | 10.2009 | 0.53288 | 10 | 0.73378
84024 | 2.32 | 0.8 | 365 | 2.113 | 0.25324 | 2 | 0.36628
84021 | 4.35 | 0.8 | 365 | 3.962 | 0.97482 | 4 | 0.93678
84019 | 7.25 | 0.8 | 365 | 6.6033 | 0.29137 | 6 | 0.89464
83450 | 392.04 | 0.6 | 365 | 267.801 | 0.043082 | 267 | 0.8441
84013 | 7.54 | 0.8 | 365 | 6.8674 | 0.82303 | 7 | 0.69042
84012 | 10.92 | 0.8 | 365 | 9.9459 | 0.019557 | 9 | 0.96544
84010 | 8.12 | 0.8 | 365 | 7.3957 | 0.88634 | 8 | 0.28199
84072 | 6 | 0.8 | 365 | 5.4648 | 0.99976 | 6 | 0.46453
84091 | 10.05 | 0.8 | 365 | 9.1535 | 0.42459 | 9 | 0.57808
84092 | 3.66 | 0.8 | 365 | 3.3335 | 0.70985 | 4 | 0.043361
84071 | 6.57 | 0.8 | 365 | 5.9839 | 0.044734 | 6 | 0.028656
84070 | 7.08 | 0.8 | 365 | 6.4484 | 0.97971 | 7 | 0.42814
84062 | 13.4 | 0.8 | 365 | 12.2047 | 0.56612 | 12 | 0.77077
84069 | 4.32 | 0.8 | 365 | 3.9346 | 0.91982 | 4 | 0.85446
84068 | 8.4 | 0.8 | 365 | 7.6507 | 0.39966 | 8 | 0.050337
84067 | 6.12 | 0.8 | 365 | 5.5741 | 0.21975 | 5 | 0.79382
75590 | 65.28 | 0.6 | 365 | 44.5925 | 0.75802 | 45 | 0.35053
84066 | 13 | 0.8 | 365 | 11.8403 | 0.83281 | 12 | 0.67314
84079 | 6.27 | 0.8 | 365 | 5.7107 | 0.49475 | 6 | 0.20543
84078 | 11.115 | 0.8 | 365 | 10.1235 | 0.37705 | 10 | 0.50053
84074 | 11.22 | 0.8 | 365 | 10.2191 | 0.56955 | 10 | 0.78866
84073 | 6.27 | 0.8 | 365 | 5.7107 | 0.49475 | 6 | 0.20543
84054 | 7.59 | 0.8 | 365 | 6.9129 | 0.91469 | 7 | 0.82763
84051 | 7.41 | 0.8 | 365 | 6.749 | 0.5847 | 7 | 0.33369
83927 | 10.2 | 0.8 | 365 | 9.2901 | 0.69959 | 9 | 0.98969
82032 | 41.76 | 0.6 | 365 | 28.5261 | 0.41873 | 28 | 0.94483
83838 | 10.075 | 0.8 | 365 | 9.1763 | 0.47042 | 9 | 0.64668
83913 | 9.1 | 0.8 | 365 | 8.2882 | 0.68296 | 8 | 0.9712
83644 | 7.2 | 0.8 | 365 | 6.5577 | 0.19971 | 6 | 0.75743
83345 | 8.25 | 0.8 | 365 | 7.5141 | 0.12467 | 7 | 0.63872
83441 | 10.23 | 0.8 | 365 | 9.3174 | 0.75459 | 10 | 0.072017
83455 | 11.97 | 0.8 | 365 | 10.9022 | 0.94451 | 11 | 0.84673
83487 | 5.28 | 0.8 | 365 | 4.809 | 0.67979 | 5 | 0.48878
83664 | 11.7 | 0.8 | 365 | 10.6563 | 0.44953 | 11 | 0.10583
83476 | 9.45 | 0.8 | 365 | 8.607 | 0.32462 | 8 | 0.93163
83616 | 9.28 | 0.8 | 365 | 8.4522 | 0.012957 | 8 | 0.46513
83623 | 7.25 | 0.8 | 365 | 6.6033 | 0.29137 | 6 | 0.89464
83561 | 2.4 | 0.8 | 365 | 2.1859 | 0.3999 | 2 | 0.58581
83928 | 11.55 | 0.8 | 365 | 10.5197 | 0.17453 | 10 | 0.69421
83963 | 12.426 | 0.8 | 365 | 11.3175 | 0.7805 | 12 | 0.098034
36265 | 229.14 | 1 | 365 | 260.8744 | 0.10089 | 260 | 0.97531
36268 | 367.83 | 1 | 365 | 418.7721 | 0.92511 | 419 | 0.69721
36247 | 156.78 | 1 | 365 | 178.493 | 0.27956 | 178 | 0.77258
83971 | 8.1 | 0.8 | 365 | 7.3774 | 0.84967 | 8 | 0.22711
51635 | 1400.3 | 1 | 365 | 1594.2326 | 0.94988 | 1595 | 0.18247
83814 | 9.57 | 0.8 | 365 | 8.7163 | 0.54461 | 9 | 0.26092
83816 | 12.76 | 0.8 | 365 | 11.6217 | 0.39282 | 12 | 0.014559
81595 | 13.6 | 0.8 | 365 | 12.3868 | 0.93278 | 13 | 0.31959
83535 | 4.725 | 0.8 | 365 | 4.3035 | 0.66231 | 4 | 0.96581
83169 | 12.395 | 0.8 | 365 | 11.2893 | 0.72366 | 12 | 0.012967
83416 | 5.525 | 0.8 | 365 | 5.0321 | 0.12894 | 5 | 0.16108
83716 | 11.02 | 0.8 | 365 | 10.037 | 0.20289 | 10 | 0.23985
83976 | 9 | 0.8 | 365 | 8.1972 | 0.49964 | 8 | 0.69679
83854 | 5.76 | 0.8 | 365 | 5.2462 | 0.55977 | 5 | 0.80595
83723 | 13.275 | 0.8 | 365 | 12.0908 | 0.33696 | 12 | 0.42776
83304 | 11.16 | 0.8 | 365 | 10.1645 | 0.45955 | 10 | 0.62402
83825 | 6 | 0.8 | 365 | 5.4648 | 0.99976 | 6 | 0.46453
83740 | 4.14 | 0.8 | 365 | 3.7707 | 0.58983 | 4 | 0.36052
83955 | 10.325 | 0.8 | 365 | 9.404 | 0.92875 | 10 | 0.33271
83958 | 12 | 0.8 | 365 | 10.9295 | 0.99951 | 11 | 0.92905
83961 | 9.6 | 0.8 | 365 | 8.7436 | 0.59961 | 9 | 0.34324
83962 | 6.785 | 0.8 | 365 | 6.1797 | 0.43889 | 6 | 0.61863
83924 | 5.22 | 0.8 | 365 | 4.7543 | 0.56979 | 5 | 0.32414
83965 | 13.42 | 0.8 | 365 | 12.2229 | 0.60279 | 12 | 0.82566
83966 | 5.31 | 0.8 | 365 | 4.8363 | 0.73478 | 5 | 0.57111
83967 | 9.145 | 0.8 | 365 | 8.3292 | 0.76546 | 9 | 0.094682
83954 | 9.92 | 0.8 | 365 | 9.0351 | 0.18626 | 9 | 0.22135
83978 | 5.355 | 0.8 | 365 | 4.8773 | 0.81728 | 5 | 0.69459
83981 | 11.6 | 0.8 | 365 | 10.5652 | 0.2662 | 10 | 0.83142
83984 | 9.28 | 0.8 | 365 | 8.4522 | 0.012957 | 8 | 0.46513
83989 | 10.15 | 0.8 | 365 | 9.2446 | 0.60792 | 9 | 0.85249
84004 | 13.275 | 0.8 | 365 | 12.0908 | 0.33696 | 12 | 0.42776
84005 | 6.38 | 0.8 | 365 | 5.8109 | 0.69641 | 6 | 0.50728
84016 | 5.67 | 0.8 | 365 | 5.1642 | 0.39477 | 5 | 0.55898
84028 | 4.35 | 0.8 | 365 | 3.962 | 0.97482 | 4 | 0.93678
84029 | 6.44 | 0.8 | 365 | 5.8655 | 0.80641 | 6 | 0.67192
84030 | 6.44 | 0.8 | 365 | 5.8655 | 0.80641 | 6 | 0.67192
84033 | 7.375 | 0.8 | 365 | 6.7171 | 0.52053 | 7 | 0.23765
84034 | 3.835 | 0.8 | 365 | 3.4929 | 0.030678 | 3 | 0.52358
84035 | 8.85 | 0.8 | 365 | 8.0605 | 0.22464 | 8 | 0.28518
84037 | 7.67 | 0.8 | 365 | 6.9858 | 0.061356 | 7 | 0.047153
84038 | 4.13 | 0.8 | 365 | 3.7616 | 0.5715 | 4 | 0.33308
84040 | 2.95 | 0.8 | 365 | 2.6868 | 0.40821 | 3 | 0.095059
84041 | 7.375 | 0.8 | 365 | 6.7171 | 0.52053 | 7 | 0.23765
84042 | 3.835 | 0.8 | 365 | 3.4929 | 0.030678 | 3 | 0.52358
84043 | 9.57 | 0.8 | 365 | 8.7163 | 0.54461 | 9 | 0.26092
84044 | 6.49 | 0.8 | 365 | 5.9111 | 0.89807 | 6 | 0.80913
84045 | 3.245 | 0.8 | 365 | 2.9555 | 0.94904 | 3 | 0.90456
84046 | 9.44 | 0.8 | 365 | 8.5979 | 0.30628 | 8 | 0.90419
84047 | 3.54 | 0.8 | 365 | 3.2242 | 0.48986 | 3 | 0.71407
84048 | 5.31 | 0.8 | 365 | 4.8363 | 0.73478 | 5 | 0.57111
84050 | 6.785 | 0.8 | 365 | 6.1797 | 0.43889 | 6 | 0.61863
84052 | 7.08 | 0.8 | 365 | 6.4484 | 0.97971 | 7 | 0.42814
84053 | 12.98 | 0.8 | 365 | 11.8221 | 0.79614 | 12 | 0.61826
84057 | 6.49 | 0.8 | 365 | 5.9111 | 0.89807 | 6 | 0.80913
84082 | 3.36 | 0.8 | 365 | 3.0603 | 0.15986 | 3 | 0.22013
84056 | 5.8 | 0.8 | 365 | 5.2826 | 0.6331 | 5 | 0.91571
84055 | 10.36 | 0.8 | 365 | 9.4358 | 0.99291 | 10 | 0.42875
84197 | 4.725 | 0.8 | 365 | 4.3035 | 0.66231 | 4 | 0.96581
83896 | 8.775 | 0.8 | 365 | 7.9922 | 0.087144 | 8 | 0.079369
83718 | 33 | 0.6 | 365 | 22.5422 | 0.374 | 22 | 0.91617
81887 | 4.16 | 0.8 | 365 | 3.7889 | 0.6265 | 4 | 0.4154
83555 | 6.785 | 0.8 | 365 | 6.1797 | 0.43889 | 6 | 0.61863
84084 | 9.28 | 0.8 | 365 | 8.4522 | 0.012957 | 8 | 0.46513
42965 | 110.25 | 0.9 | 365 | 112.967 | 0.3856 | 113 | 0.35263
51632 | 2768.775 | 1 | 365 | 3152.2326 | 0.96909 | 3153 | 0.20171
51633 | 2768.775 | 1 | 365 | 3152.2326 | 0.96909 | 3153 | 0.20171
79706 | 25.2 | 0.6 | 365 | 17.214 | 0.64923 | 17 | 0.86326
84157 | 10.325 | 0.8 | 365 | 9.404 | 0.92875 | 10 | 0.33271
79804 | 5.12 | 0.8 | 365 | 4.6633 | 0.38646 | 5 | 0.049729
79833 | 4.96 | 0.8 | 365 | 4.5175 | 0.093132 | 4 | 0.61067
81922 | 7.83 | 0.8 | 365 | 7.1315 | 0.35468 | 7 | 0.48621
84178 | 14.28 | 0.8 | 365 | 13.0062 | 0.17942 | 13 | 0.18557
84179 | 7.56 | 0.8 | 365 | 6.8856 | 0.85969 | 7 | 0.7453
84181 | 10.54 | 0.8 | 365 | 9.5998 | 0.32291 | 9 | 0.92268
84188 | 14.21 | 0.8 | 365 | 12.9424 | 0.051091 | 12 | 0.99349
83442 | 7.54 | 0.8 | 365 | 6.8674 | 0.82303 | 7 | 0.69042
83524 | 8.96 | 0.8 | 365 | 8.1607 | 0.4263 | 8 | 0.58703
83453 | 218.88 | 0.55 | 365 | 137.0564 | 0.8739 | 137 | 0.93031
84058 | 6.195 | 0.8 | 365 | 5.6424 | 0.35725 | 5 | 0.99962
84061 | 12.54 | 0.8 | 365 | 11.4214 | 0.98949 | 12 | 0.41086
84065 | 5.22 | 0.8 | 365 | 4.7543 | 0.56979 | 5 | 0.32414
84089 | 24.7 | 0.8 | 365 | 22.4966 | 0.28233 | 22 | 0.77897
81784 | 14.14 | 0.8 | 365 | 12.8786 | 0.92276 | 13 | 0.8014
34792 | 1348.71 | 0.7 | 365 | 1074.8484 | 0.50779 | 1075 | 0.35618
84099 | 9.75 | 0.8 | 365 | 8.8803 | 0.8746 | 9 | 0.75485
84100 | 5.32 | 0.8 | 365 | 4.8454 | 0.75312 | 5 | 0.59855
84101 | 15.6 | 0.8 | 365 | 14.2084 | 0.59937 | 14 | 0.80777
84103 | 8.05 | 0.8 | 365 | 7.3319 | 0.75801 | 8 | 0.089906
83909 | 12.6 | 0.8 | 365 | 11.476 | 0.099489 | 11 | 0.5755
84113 | 7.92 | 0.8 | 365 | 7.2135 | 0.51968 | 7 | 0.73317
84114 | 6.3 | 0.8 | 365 | 5.738 | 0.54974 | 6 | 0.28775
84115 | 6.6 | 0.8 | 365 | 6.0112 | 0.099732 | 6 | 0.11098
84116 | 7.8 | 0.8 | 365 | 7.1042 | 0.29968 | 7 | 0.40388
84117 | 15.48 | 0.8 | 365 | 14.0991 | 0.37937 | 14 | 0.47848
84118 | 9.715 | 0.8 | 365 | 8.8484 | 0.81044 | 9 | 0.65881
84119 | 3.48 | 0.8 | 365 | 3.1696 | 0.37986 | 3 | 0.54943
84076 | 7.92 | 0.8 | 365 | 7.2135 | 0.51968 | 7 | 0.73317
84120 | 7.25 | 0.8 | 365 | 6.6033 | 0.29137 | 6 | 0.89464
84121 | 6.96 | 0.8 | 365 | 6.3391 | 0.75972 | 7 | 0.09885
84122 | 6.67 | 0.8 | 365 | 6.075 | 0.22806 | 6 | 0.30306
84123 | 10.5 | 0.8 | 365 | 9.5633 | 0.24957 | 9 | 0.81292
83107 | 11.7 | 0.8 | 365 | 10.6563 | 0.44953 | 11 | 0.10583
83803 | 4.425 | 0.8 | 365 | 4.0303 | 0.11232 | 4 | 0.14259
84109 | 6.67 | 0.8 | 365 | 6.075 | 0.22806 | 6 | 0.30306
84110 | 9.45 | 0.8 | 365 | 8.607 | 0.32462 | 8 | 0.93163
84107 | 13.44 | 0.8 | 365 | 12.2411 | 0.63946 | 12 | 0.88054
84124 | 8.555 | 0.8 | 365 | 7.7919 | 0.68382 | 8 | 0.47567
84125 | 4.72 | 0.8 | 365 | 4.299 | 0.65314 | 4 | 0.95209
84127 | 3.54 | 0.8 | 365 | 3.2242 | 0.48986 | 3 | 0.71407
84130 | 11.6 | 0.8 | 365 | 10.5652 | 0.2662 | 10 | 0.83142
84131 | 4.425 | 0.8 | 365 | 4.0303 | 0.11232 | 4 | 0.14259
84132 | 12.095 | 0.8 | 365 | 11.0161 | 0.17368 | 11 | 0.18974
84133 | 8.7 | 0.8 | 365 | 7.9239 | 0.94965 | 8 | 0.87356
84134 | 9 | 0.8 | 365 | 8.1972 | 0.49964 | 8 | 0.69679
84135 | 10.03 | 0.8 | 365 | 9.1353 | 0.38793 | 9 | 0.5232
84136 | 9 | 0.8 | 365 | 8.1972 | 0.49964 | 8 | 0.69679
84140 | 5.31 | 0.8 | 365 | 4.8363 | 0.73478 | 5 | 0.57111
84112 | 5.5 | 0.8 | 365 | 5.0094 | 0.08311 | 5 | 0.092482
83783 | 12.18 | 0.8 | 365 | 11.0935 | 0.32951 | 11 | 0.42299
84088 | 4.93 | 0.8 | 365 | 4.4902 | 0.038134 | 4 | 0.52835
84090 | 9.86 | 0.8 | 365 | 8.9804 | 0.076267 | 9 | 0.056705
84093 | 12.18 | 0.8 | 365 | 11.0935 | 0.32951 | 11 | 0.42299
84094 | 7.28 | 0.8 | 365 | 6.6306 | 0.34637 | 6 | 0.97696
84095 | 4.35 | 0.8 | 365 | 3.962 | 0.97482 | 4 | 0.93678
84096 | 8.12 | 0.8 | 365 | 7.3957 | 0.88634 | 8 | 0.28199
84097 | 10.44 | 0.8 | 365 | 9.5087 | 0.13958 | 9 | 0.64828
83626 | 7.2 | 0.8 | 365 | 6.5577 | 0.19971 | 6 | 0.75743
84098 | 13.34 | 0.8 | 365 | 12.15 | 0.45613 | 12 | 0.60613
84106 | 10.44 | 0.8 | 365 | 9.5087 | 0.13958 | 9 | 0.64828
84145 | 12 | 0.8 | 365 | 10.9295 | 0.99951 | 11 | 0.92905
84146 | 8.4 | 0.8 | 365 | 7.6507 | 0.39966 | 8 | 0.050337
84148 | 12 | 0.8 | 365 | 10.9295 | 0.99951 | 11 | 0.92905
84149 | 12 | 0.8 | 365 | 10.9295 | 0.99951 | 11 | 0.92905
84151 | 12.6 | 0.8 | 365 | 11.476 | 0.099489 | 11 | 0.5755
84152 | 8.71 | 0.8 | 365 | 7.933 | 0.96798 | 8 | 0.901
84153 | 7.035 | 0.8 | 365 | 6.4074 | 0.89721 | 7 | 0.30466
84155 | 6.96 | 0.8 | 365 | 6.3391 | 0.75972 | 7 | 0.09885
84156 | 13.5 | 0.8 | 365 | 12.2957 | 0.74945 | 13 | 0.045184
84158 | 7.475 | 0.8 | 365 | 6.8082 | 0.70386 | 7 | 0.51206
81932 | 730.71 | 0.6 | 365 | 499.1452 | 0.70404 | 499 | 0.84923
84159 | 6.4 | 0.8 | 365 | 5.8291 | 0.73307 | 6 | 0.56216
84161 | 9.715 | 0.8 | 365 | 8.8484 | 0.81044 | 9 | 0.65881
84087 | 3.355 | 0.8 | 365 | 3.0557 | 0.1507 | 3 | 0.20641
84162 | 4.06 | 0.8 | 365 | 3.6978 | 0.44317 | 4 | 0.141
84164 | 18.3 | 0.8 | 365 | 16.6675 | 0.54926 | 17 | 0.2168
84167 | 10.73 | 0.8 | 365 | 9.7728 | 0.67123 | 10 | 0.44406
84168 | 5.605 | 0.8 | 365 | 5.105 | 0.27561 | 5 | 0.38061
84163 | 8.12 | 0.8 | 365 | 7.3957 | 0.88634 | 8 | 0.28199
84173 | 4.875 | 0.8 | 365 | 4.4401 | 0.9373 | 5 | 0.37743
84059 | 11.7 | 0.8 | 365 | 10.6563 | 0.44953 | 11 | 0.10583
83991 | 11.52 | 0.8 | 365 | 10.4924 | 0.11953 | 10 | 0.61189
83839 | 6.3 | 0.8 | 365 | 5.738 | 0.54974 | 6 | 0.28775
84174 | 12.21 | 0.8 | 365 | 11.1208 | 0.38451 | 11 | 0.50531
84175 | 3.2 | 0.8 | 365 | 2.9145 | 0.86654 | 3 | 0.78108
84176 | 7.015 | 0.8 | 365 | 6.3892 | 0.86055 | 7 | 0.24978
84177 | 17.6 | 0.8 | 365 | 16.03 | 0.26595 | 16 | 0.29594
84180 | 10.5 | 0.8 | 365 | 9.5633 | 0.24957 | 9 | 0.81292
84183 | 6.84 | 0.8 | 365 | 6.2298 | 0.53972 | 6 | 0.76956
84184 | 8.4 | 0.8 | 365 | 7.6507 | 0.39966 | 8 | 0.050337
84185 | 6.27 | 0.8 | 365 | 5.7107 | 0.49475 | 6 | 0.20543
84187 | 6.27 | 0.8 | 365 | 5.7107 | 0.49475 | 6 | 0.20543
84190 | 6.27 | 0.8 | 365 | 5.7107 | 0.49475 | 6 | 0.20543
84193 | 8.45 | 0.8 | 365 | 7.6962 | 0.49132 | 8 | 0.18754
84194 | 9.145 | 0.8 | 365 | 8.3292 | 0.76546 | 9 | 0.094682
84108 | 13.34 | 0.8 | 365 | 12.15 | 0.45613 | 12 | 0.60613
84198 | 15.12 | 0.8 | 365 | 13.7712 | 0.71939 | 14 | 0.49061
84199 | 5.51 | 0.8 | 365 | 5.0185 | 0.10144 | 5 | 0.11992
84201 | 12.24 | 0.8 | 365 | 11.1481 | 0.4395 | 11 | 0.58763
84202 | 5.232 | 0.8 | 365 | 4.7653 | 0.59179 | 5 | 0.35707
84186 | 13.92 | 0.8 | 365 | 12.6783 | 0.51944 | 13 | 0.1977
84204 | 5.13 | 0.8 | 365 | 4.6724 | 0.40479 | 5 | 0.07717
84189 | 2.9 | 0.8 | 365 | 2.6413 | 0.31655 | 2 | 0.95785
84205 | 15.81 | 0.8 | 365 | 14.3997 | 0.98436 | 15 | 0.38403
84192 | 6.84 | 0.8 | 365 | 6.2298 | 0.53972 | 6 | 0.76956
83255 | 33 | 0.6 | 365 | 22.5422 | 0.374 | 22 | 0.91617
84206 | 13.33 | 0.8 | 365 | 12.1409 | 0.43779 | 12 | 0.57869
83550 | 6.41 | 0.8 | 365 | 5.8382 | 0.75141 | 6 | 0.5896
83777 | 7.2 | 0.8 | 365 | 6.5577 | 0.19971 | 6 | 0.75743
83775 | 9.715 | 0.8 | 365 | 8.8484 | 0.81044 | 9 | 0.65881
84209 | 7.965 | 0.8 | 365 | 7.2545 | 0.60218 | 7 | 0.85666
82435 | 149.41 | 0.6 | 365 | 102.0614 | 0.43421 | 102 | 0.49561
64958 | 659.34 | 0.7 | 365 | 525.4581 | 0.66787 | 526 | 0.12592
78206 | 164 | 0.6 | 365 | 112.0278 | 0.49501 | 112 | 0.52278
83773 | 10.695 | 0.8 | 365 | 9.741 | 0.60707 | 10 | 0.34802
84210 | 8.7 | 0.8 | 365 | 7.9239 | 0.94965 | 8 | 0.87356
84211 | 7.25 | 0.8 | 365 | 6.6033 | 0.29137 | 6 | 0.89464
84195 | 4.64 | 0.8 | 365 | 4.2261 | 0.50648 | 4 | 0.73257
84207 | 13.63 | 0.8 | 365 | 12.4141 | 0.98778 | 13 | 0.40192
83942 | 9.3 | 0.8 | 365 | 8.4704 | 0.049623 | 8 | 0.52002
84215 | 10.075 | 0.8 | 365 | 9.1763 | 0.47042 | 9 | 0.64668
84216 | 6.12 | 0.8 | 365 | 5.5741 | 0.21975 | 5 | 0.79382
84218 | 4.578 | 0.8 | 365 | 4.1696 | 0.39281 | 4 | 0.56243
84219 | 13.12 | 0.8 | 365 | 11.9496 | 0.052802 | 12 | 0.0024304
84220 | 4.95 | 0.8 | 365 | 4.5084 | 0.074799 | 4 | 0.58323
84222 | 3.835 | 0.8 | 365 | 3.4929 | 0.030678 | 3 | 0.52358
84223 | 11.61 | 0.8 | 365 | 10.5743 | 0.28453 | 10 | 0.85886
84006 | 6.84 | 0.8 | 365 | 6.2298 | 0.53972 | 6 | 0.76956
84224 | 5.865 | 0.8 | 365 | 5.3418 | 0.75226 | 6 | 0.094074
84225 | 7 | 0.8 | 365 | 6.3756 | 0.83305 | 7 | 0.20861
84227 | 6.7 | 0.8 | 365 | 6.1023 | 0.28306 | 6 | 0.38539
84226 | 13.275 | 0.8 | 365 | 12.0908 | 0.33696 | 12 | 0.42776
84228 | 9.9 | 0.8 | 365 | 9.0169 | 0.1496 | 9 | 0.16647
84229 | 14.025 | 0.8 | 365 | 12.7739 | 0.71193 | 13 | 0.48583
84009 | 12.095 | 0.8 | 365 | 11.0161 | 0.17368 | 11 | 0.18974
79387 | 15.9 | 0.8 | 365 | 14.4816 | 0.14936 | 14 | 0.63099
84235 | 5.94 | 0.8 | 365 | 5.4101 | 0.88976 | 6 | 0.29988
84236 | 4.845 | 0.8 | 365 | 4.4128 | 0.8823 | 5 | 0.2951
84237 | 11.88 | 0.8 | 365 | 10.8202 | 0.77952 | 11 | 0.59976
83943 | 8.04 | 0.8 | 365 | 7.3228 | 0.73967 | 8 | 0.062465
35126 | 257.95 | 0.8 | 365 | 234.9395 | 0.89788 | 235 | 0.83742
35130 | 644.875 | 0.8 | 365 | 587.3488 | 0.24469 | 587 | 0.59354
35133 | 648.56 | 0.8 | 365 | 590.7051 | 0.00037837 | 590 | 0.70551
35111 | 644.875 | 0.8 | 365 | 587.3488 | 0.24469 | 587 | 0.59354
84147 | 9 | 0.8 | 365 | 8.1972 | 0.49964 | 8 | 0.69679
84200 | 8.25 | 0.8 | 365 | 7.5141 | 0.12467 | 7 | 0.63872
83411 | 17.4 | 0.8 | 365 | 15.8478 | 0.89929 | 16 | 0.74713
83956 | 5.12 | 0.8 | 365 | 4.6633 | 0.38646 | 5 | 0.049729
84126 | 10.08 | 0.8 | 365 | 9.1808 | 0.47959 | 9 | 0.6604
84128 | 12.095 | 0.8 | 365 | 11.0161 | 0.17368 | 11 | 0.18974
84129 | 6.195 | 0.8 | 365 | 5.6424 | 0.35725 | 5 | 0.99962
84137 | 7.54 | 0.8 | 365 | 6.8674 | 0.82303 | 7 | 0.69042
84138 | 3.54 | 0.8 | 365 | 3.2242 | 0.48986 | 3 | 0.71407
84032 | 5.525 | 0.8 | 365 | 5.0321 | 0.12894 | 5 | 0.16108
84166 | 10.05 | 0.8 | 365 | 9.1535 | 0.42459 | 9 | 0.57808
84111 | 6.4 | 0.8 | 365 | 5.8291 | 0.73307 | 6 | 0.56216
84063 | 11.02 | 0.8 | 365 | 10.037 | 0.20289 | 10 | 0.23985
83537 | 5.67 | 0.8 | 365 | 5.1642 | 0.39477 | 5 | 0.55898
84238 | 6.54 | 0.8 | 365 | 5.9566 | 0.98973 | 6 | 0.94633
84239 | 10.35 | 0.8 | 365 | 9.4267 | 0.97458 | 10 | 0.40131
84240 | 7.37 | 0.8 | 365 | 6.7126 | 0.51137 | 7 | 0.22393
84214 | 8.41 | 0.8 | 365 | 7.6598 | 0.41799 | 8 | 0.077777
83410 | 12.685 | 0.8 | 365 | 11.5534 | 0.25532 | 11 | 0.80875
84233 | 5.04 | 0.8 | 365 | 4.5904 | 0.2398 | 4 | 0.8302
84234 | 6.67 | 0.8 | 365 | 6.075 | 0.22806 | 6 | 0.30306
84245 | 9.57 | 0.8 | 365 | 8.7163 | 0.54461 | 9 | 0.26092
84241 | 7.7 | 0.8 | 365 | 7.0131 | 0.11635 | 7 | 0.12948
84246 | 8.71 | 0.8 | 365 | 7.933 | 0.96798 | 8 | 0.901
84247 | 7.8 | 0.8 | 365 | 7.1042 | 0.29968 | 7 | 0.40388
84248 | 7.8 | 0.8 | 365 | 7.1042 | 0.29968 | 7 | 0.40388
84251 | 7.5 | 0.8 | 365 | 6.831 | 0.7497 | 7 | 0.58066
84252 | 6.72 | 0.8 | 365 | 6.1205 | 0.31973 | 6 | 0.44027
84254 | 14.7 | 0.8 | 365 | 13.3887 | 0.9494 | 14 | 0.33809
84255 | 14.1 | 0.8 | 365 | 12.8422 | 0.84943 | 13 | 0.69164
84256 | 3.66 | 0.8 | 365 | 3.3335 | 0.70985 | 4 | 0.043361
84258 | 5.1 | 0.8 | 365 | 4.6451 | 0.34979 | 4 | 0.99485
84261 | 10.62 | 0.8 | 365 | 9.6726 | 0.46957 | 10 | 0.14221
84263 | 9.145 | 0.8 | 365 | 8.3292 | 0.76546 | 9 | 0.094682
84265 | 7 | 0.8 | 365 | 6.3756 | 0.83305 | 7 | 0.20861
84266 | 7.15 | 0.8 | 365 | 6.5122 | 0.10804 | 6 | 0.62023
84267 | 6.885 | 0.8 | 365 | 6.2708 | 0.62222 | 6 | 0.89304
82849 | 8.96 | 0.8 | 365 | 8.1607 | 0.4263 | 8 | 0.58703
84273 | 8.64 | 0.8 | 365 | 7.8693 | 0.83965 | 8 | 0.70892
84274 | 8.37 | 0.8 | 365 | 7.6234 | 0.34466 | 7 | 0.96801
84275 | 11.02 | 0.8 | 365 | 10.037 | 0.20289 | 10 | 0.23985
84276 | 7.125 | 0.8 | 365 | 6.4894 | 0.062211 | 6 | 0.55162
84277 | 10.545 | 0.8 | 365 | 9.6043 | 0.33207 | 9 | 0.9364
84278 | 6.6 | 0.8 | 365 | 6.0112 | 0.099732 | 6 | 0.11098
84285 | 12.3 | 0.8 | 365 | 11.2028 | 0.5495 | 11 | 0.75228
84287 | 8.96 | 0.8 | 365 | 8.1607 | 0.4263 | 8 | 0.58703
84289 | 7.475 | 0.8 | 365 | 6.8082 | 0.70386 | 7 | 0.51206
84288 | 13.44 | 0.8 | 365 | 12.2411 | 0.63946 | 12 | 0.88054
84292 | 6.4 | 0.8 | 365 | 5.8291 | 0.73307 | 6 | 0.56216
84294 | 6.93 | 0.8 | 365 | 6.3118 | 0.70472 | 7 | 0.016528
84279 | 3.19 | 0.8 | 365 | 2.9054 | 0.8482 | 3 | 0.75364
84295 | 6.6 | 0.8 | 365 | 6.0112 | 0.099732 | 6 | 0.11098
84296 | 9.805 | 0.8 | 365 | 8.9303 | 0.97544 | 9 | 0.90578
84281 | 8.7 | 0.8 | 365 | 7.9239 | 0.94965 | 8 | 0.87356
84297 | 5.4 | 0.8 | 365 | 4.9183 | 0.89978 | 5 | 0.81807
84298 | 8.45 | 0.8 | 365 | 7.6962 | 0.49132 | 8 | 0.18754
84282 | 15.12 | 0.8 | 365 | 13.7712 | 0.71939 | 14 | 0.49061
84299 | 4.9 | 0.8 | 365 | 4.4629 | 0.98313 | 5 | 0.44603
84300 | 6.9 | 0.8 | 365 | 6.2845 | 0.64972 | 6 | 0.9342
84301 | 7.26 | 0.8 | 365 | 6.6124 | 0.30971 | 6 | 0.92208
84302 | 6.825 | 0.8 | 365 | 6.2162 | 0.51222 | 6 | 0.7284
84304 | 6.825 | 0.8 | 365 | 6.2162 | 0.51222 | 6 | 0.7284
84305 | 10.5 | 0.8 | 365 | 9.5633 | 0.24957 | 9 | 0.81292
84306 | 10.72 | 0.8 | 365 | 9.7637 | 0.6529 | 10 | 0.41662
84307 | 7.56 | 0.8 | 365 | 6.8856 | 0.85969 | 7 | 0.7453
84308 | 6 | 0.8 | 365 | 5.4648 | 0.99976 | 6 | 0.46453
84309 | 6.9 | 0.8 | 365 | 6.2845 | 0.64972 | 6 | 0.9342
84310 | 9.72 | 0.8 | 365 | 8.8529 | 0.81961 | 9 | 0.67253
84311 | 7.92 | 0.8 | 365 | 7.2135 | 0.51968 | 7 | 0.73317
84312 | 4.575 | 0.8 | 365 | 4.1669 | 0.38731 | 4 | 0.5542
84027 | 6.21 | 0.8 | 365 | 5.656 | 0.38475 | 6 | 0.040784
84291 | 6.44 | 0.8 | 365 | 5.8655 | 0.80641 | 6 | 0.67192
84315 | 3.77 | 0.8 | 365 | 3.4337 | 0.91151 | 4 | 0.34521
84318 | 9.975 | 0.8 | 365 | 9.0852 | 0.2871 | 9 | 0.37227
84317 | 13.4 | 0.8 | 365 | 12.2047 | 0.56612 | 12 | 0.77077
84320 | 7.965 | 0.8 | 365 | 7.2545 | 0.60218 | 7 | 0.85666
84321 | 12.18 | 0.8 | 365 | 11.0935 | 0.32951 | 11 | 0.42299
84323 | 8.85 | 0.8 | 365 | 8.0605 | 0.22464 | 8 | 0.28518
84324 | 5.94 | 0.8 | 365 | 5.4101 | 0.88976 | 6 | 0.29988
84322 | 3.41 | 0.8 | 365 | 3.1058 | 0.25153 | 3 | 0.35734
84325 | 11.8 | 0.8 | 365 | 10.7474 | 0.63286 | 11 | 0.38023
84326 | 5.015 | 0.8 | 365 | 4.5676 | 0.19396 | 4 | 0.7616
84332 | 5.6 | 0.8 | 365 | 5.1005 | 0.26644 | 5 | 0.36689
84334 | 10.85 | 0.8 | 365 | 9.8821 | 0.89123 | 10 | 0.77335
84336 | 10.15 | 0.8 | 365 | 9.2446 | 0.60792 | 9 | 0.85249
84337 | 6.3 | 0.8 | 365 | 5.738 | 0.54974 | 6 | 0.28775
84338 | 6.84 | 0.8 | 365 | 6.2298 | 0.53972 | 6 | 0.76956
84331 | 8.7 | 0.8 | 365 | 7.9239 | 0.94965 | 8 | 0.87356
84339 | 4.9 | 0.8 | 365 | 4.4629 | 0.98313 | 5 | 0.44603
84340 | 10.05 | 0.8 | 365 | 9.1535 | 0.42459 | 9 | 0.57808
84342 | 5.25 | 0.8 | 365 | 4.7817 | 0.62479 | 5 | 0.40646
80501 | 415.8 | 0.7 | 365 | 331.3699 | 0.99775 | 332 | 0.3677
81981 | 45 | 0.6 | 365 | 30.7393 | 0.87363 | 31 | 0.61296
84243 | 5.985 | 0.8 | 365 | 5.4511 | 0.97226 | 6 | 0.42336
83041 | 10.44 | 0.8 | 365 | 9.5087 | 0.13958 | 9 | 0.64828
84105 | 3.78 | 0.8 | 365 | 3.4428 | 0.92985 | 4 | 0.37265
84283 | 6.49 | 0.8 | 365 | 5.9111 | 0.89807 | 6 | 0.80913
82433 | 5.9 | 0.8 | 365 | 5.3737 | 0.81643 | 6 | 0.19012
84286 | 7.92 | 0.8 | 365 | 7.2135 | 0.51968 | 7 | 0.73317
47957 | 14.18 | 1 | 365 | 16.1438 | 0.49511 | 16 | 0.63895
84217 | 15.12 | 0.8 | 365 | 13.7712 | 0.71939 | 14 | 0.49061
83138 | 10.05 | 0.8 | 365 | 9.1535 | 0.42459 | 9 | 0.57808
84303 | 7.705 | 0.8 | 365 | 7.0177 | 0.12552 | 7 | 0.1432
84208 | 6.49 | 0.8 | 365 | 5.9111 | 0.89807 | 6 | 0.80913
84232 | 5.7 | 0.8 | 365 | 5.1915 | 0.44977 | 5 | 0.6413
84341 | 6.84 | 0.8 | 365 | 6.2298 | 0.53972 | 6 | 0.76956
84316 | 6.84 | 0.8 | 365 | 6.2298 | 0.53972 | 6 | 0.76956
84271 | 9.75 | 0.8 | 365 | 8.8803 | 0.8746 | 9 | 0.75485
84170 | 7.2 | 0.8 | 365 | 6.5577 | 0.19971 | 6 | 0.75743
84060 | 26.6 | 0.6 | 365 | 18.1704 | 0.57419 | 18 | 0.74455
83612 | 2.61 | 0.8 | 365 | 2.3772 | 0.78489 | 3 | 0.16207
84102 | 5.8 | 0.8 | 365 | 5.2826 | 0.6331 | 5 | 0.91571
84319 | 6.49 | 0.8 | 365 | 5.9111 | 0.89807 | 6 | 0.80913
84346 | 8.4 | 0.8 | 365 | 7.6507 | 0.39966 | 8 | 0.050337
84347 | 2.97 | 0.8 | 365 | 2.7051 | 0.44488 | 3 | 0.14994
84350 | 7.98 | 0.8 | 365 | 7.2681 | 0.62968 | 7 | 0.89782
59332 | 1729.56 | 0.6 | 365 | 1181.4558 | 0.092421 | 1181 | 0.54822
84351 | 5.61 | 0.8 | 365 | 5.1096 | 0.28477 | 5 | 0.39433
84352 | 7.98 | 0.8 | 365 | 7.2681 | 0.62968 | 7 | 0.89782
84353 | 7.7 | 0.8 | 365 | 7.0131 | 0.11635 | 7 | 0.12948
84354 | 10.15 | 0.8 | 365 | 9.2446 | 0.60792 | 9 | 0.85249
84356 | 4.35 | 0.8 | 365 | 3.962 | 0.97482 | 4 | 0.93678
84357 | 3.48 | 0.8 | 365 | 3.1696 | 0.37986 | 3 | 0.54943
84364 | 11.2 | 0.8 | 365 | 10.2009 | 0.53288 | 10 | 0.73378
84366 | 9.855 | 0.8 | 365 | 8.9759 | 0.067101 | 9 | 0.042984
84365 | 4.32 | 0.8 | 365 | 3.9346 | 0.91982 | 4 | 0.85446
84368 | 6.51 | 0.8 | 365 | 5.9293 | 0.93474 | 6 | 0.86401
83840 | 5.51 | 0.8 | 365 | 5.0185 | 0.10144 | 5 | 0.11992
83866 | 14.21 | 0.8 | 365 | 12.9424 | 0.051091 | 12 | 0.99349
83952 | 4.35 | 0.8 | 365 | 3.962 | 0.97482 | 4 | 0.93678
84017 | 10.73 | 0.8 | 365 | 9.7728 | 0.67123 | 10 | 0.44406
84370 | 4.845 | 0.8 | 365 | 4.4128 | 0.8823 | 5 | 0.2951
84372 | 11.22 | 0.8 | 365 | 10.2191 | 0.56955 | 10 | 0.78866
84085 | 4.64 | 0.8 | 365 | 4.2261 | 0.50648 | 4 | 0.73257
84371 | 3.2 | 0.8 | 365 | 2.9145 | 0.86654 | 3 | 0.78108
84373 | 11.97 | 0.8 | 365 | 10.9022 | 0.94451 | 11 | 0.84673
84374 | 22.75 | 0.8 | 365 | 20.7206 | 0.70741 | 21 | 0.42799
84375 | 11.6 | 0.8 | 365 | 10.5652 | 0.2662 | 10 | 0.83142
84376 | 9.75 | 0.8 | 365 | 8.8803 | 0.8746 | 9 | 0.75485
84378 | 4.225 | 0.8 | 365 | 3.8481 | 0.74566 | 4 | 0.59377
84380 | 8.7 | 0.8 | 365 | 7.9239 | 0.94965 | 8 | 0.87356
84379 | 7.98 | 0.8 | 365 | 7.2681 | 0.62968 | 7 | 0.89782
84381 | 13 | 0.8 | 365 | 11.8403 | 0.83281 | 12 | 0.67314
84382 | 8.775 | 0.8 | 365 | 7.9922 | 0.087144 | 8 | 0.079369
84383 | 4.5 | 0.8 | 365 | 4.0986 | 0.24982 | 4 | 0.34839
84384 | 5.13 | 0.8 | 365 | 4.6724 | 0.40479 | 5 | 0.07717
84385 | 5.7 | 0.8 | 365 | 5.1915 | 0.44977 | 5 | 0.6413
84386 | 6.4 | 0.8 | 365 | 5.8291 | 0.73307 | 6 | 0.56216
84388 | 11.88 | 0.8 | 365 | 10.8202 | 0.77952 | 11 | 0.59976
84390 | 11.22 | 0.8 | 365 | 10.2191 | 0.56955 | 10 | 0.78866
84392 | 13.325 | 0.8 | 365 | 12.1363 | 0.42863 | 12 | 0.56497
84391 | 6.65 | 0.8 | 365 | 6.0568 | 0.1914 | 6 | 0.24818
84395 | 7.92 | 0.8 | 365 | 7.2135 | 0.51968 | 7 | 0.73317
84397 | 7.695 | 0.8 | 365 | 7.0086 | 0.10719 | 7 | 0.11575
84400 | 3.63 | 0.8 | 365 | 3.3062 | 0.65485 | 3 | 0.96104
84401 | 4.96 | 0.8 | 365 | 4.5175 | 0.093132 | 4 | 0.61067
84404 | 5.25 | 0.8 | 365 | 4.7817 | 0.62479 | 5 | 0.40646
84403 | 8.7 | 0.8 | 365 | 7.9239 | 0.94965 | 8 | 0.87356
84405 | 6.27 | 0.8 | 365 | 5.7107 | 0.49475 | 6 | 0.20543
84407 | 7.25 | 0.8 | 365 | 6.6033 | 0.29137 | 6 | 0.89464
84409 | 5.6 | 0.8 | 365 | 5.1005 | 0.26644 | 5 | 0.36689
84410 | 8.4 | 0.8 | 365 | 7.6507 | 0.39966 | 8 | 0.050337
84412 | 11.88 | 0.8 | 365 | 10.8202 | 0.77952 | 11 | 0.59976
84414 | 4.845 | 0.8 | 365 | 4.4128 | 0.8823 | 5 | 0.2951
84415 | 6.44 | 0.8 | 365 | 5.8655 | 0.80641 | 6 | 0.67192
84417 | 9 | 0.8 | 365 | 8.1972 | 0.49964 | 8 | 0.69679
84418 | 8.32 | 0.8 | 365 | 7.5778 | 0.253 | 7 | 0.83081
84419 | 5.11 | 0.8 | 365 | 4.6542 | 0.36813 | 5 | 0.022288
84420 | 13.3 | 0.8 | 365 | 12.1136 | 0.38279 | 12 | 0.49637
84421 | 11.685 | 0.8 | 365 | 10.6426 | 0.42203 | 11 | 0.064665
84345 | 7.08 | 0.8 | 365 | 6.4484 | 0.97971 | 7 | 0.42814
84423 | 7.26 | 0.8 | 365 | 6.6124 | 0.30971 | 6 | 0.92208
84363 | 13.275 | 0.8 | 365 | 12.0908 | 0.33696 | 12 | 0.42776
84362 | 6.195 | 0.8 | 365 | 5.6424 | 0.35725 | 5 | 0.99962
84367 | 2.655 | 0.8 | 365 | 2.4182 | 0.86739 | 3 | 0.28555
84424 | 3.705 | 0.8 | 365 | 3.3745 | 0.79235 | 4 | 0.16684
84425 | 4.59 | 0.8 | 365 | 4.1805 | 0.41481 | 4 | 0.59536
84426 | 4.56 | 0.8 | 365 | 4.1532 | 0.35982 | 4 | 0.51304
84427 | 6.4 | 0.8 | 365 | 5.8291 | 0.73307 | 6 | 0.56216
84428 | 4.08 | 0.8 | 365 | 3.716 | 0.47983 | 4 | 0.19588
84429 | 19.44 | 0.8 | 365 | 17.7059 | 0.63921 | 18 | 0.34506
84430 | 9.8 | 0.8 | 365 | 8.9258 | 0.96627 | 9 | 0.89206
84431 | 6.49 | 0.8 | 365 | 5.9111 | 0.89807 | 6 | 0.80913
84432 | 8.395 | 0.8 | 365 | 7.6461 | 0.39049 | 8 | 0.036616
84433 | 5.925 | 0.8 | 365 | 5.3965 | 0.86226 | 6 | 0.25872
84434 | 9.28 | 0.8 | 365 | 8.4522 | 0.012957 | 8 | 0.46513
84435 | 7.37 | 0.8 | 365 | 6.7126 | 0.51137 | 7 | 0.22393
84436 | 10.05 | 0.8 | 365 | 9.1535 | 0.42459 | 9 | 0.57808
84437 | 13.92 | 0.8 | 365 | 12.6783 | 0.51944 | 13 | 0.1977
84394 | 7.7 | 0.8 | 365 | 7.0131 | 0.11635 | 7 | 0.12948
84445 | 10.8 | 0.8 | 365 | 9.8366 | 0.79956 | 10 | 0.63615
84447 | 14.22 | 0.8 | 365 | 12.9515 | 0.069424 | 13 | 0.020927
84448 | 5.886 | 0.8 | 365 | 5.3609 | 0.79076 | 6 | 0.1517
84450 | 8.4 | 0.8 | 365 | 7.6507 | 0.39966 | 8 | 0.050337
84451 | 10.05 | 0.8 | 365 | 9.1535 | 0.42459 | 9 | 0.57808
84453 | 9.1 | 0.8 | 365 | 8.2882 | 0.68296 | 8 | 0.9712
84454 | 4.88 | 0.8 | 365 | 4.4447 | 0.94647 | 5 | 0.39115
84456 | 7.848 | 0.8 | 365 | 7.1479 | 0.38768 | 7 | 0.5356
84458 | 8.775 | 0.8 | 365 | 7.9922 | 0.087144 | 8 | 0.079369
84459 | 11.7 | 0.8 | 365 | 10.6563 | 0.44953 | 11 | 0.10583
84460 | 10.725 | 0.8 | 365 | 9.7683 | 0.66207 | 10 | 0.43034
84461 | 13 | 0.8 | 365 | 11.8403 | 0.83281 | 12 | 0.67314
84462 | 7.2 | 0.8 | 365 | 6.5577 | 0.19971 | 6 | 0.75743
84463 | 6.49 | 0.8 | 365 | 5.9111 | 0.89807 | 6 | 0.80913
84284 | 8.91 | 0.8 | 365 | 8.1152 | 0.33464 | 8 | 0.44982
84464 | 3.9 | 0.8 | 365 | 3.5521 | 0.14984 | 3 | 0.70194
84466 | 7 | 0.8 | 365 | 6.3756 | 0.83305 | 7 | 0.20861
84467 | 9.72 | 0.8 | 365 | 8.8529 | 0.81961 | 9 | 0.67253
84328 | 2.61 | 0.8 | 365 | 2.3772 | 0.78489 | 3 | 0.16207
84360 | 9.52 | 0.8 | 365 | 8.6708 | 0.45295 | 9 | 0.12371
84440 | 5.51 | 0.8 | 365 | 5.0185 | 0.10144 | 5 | 0.11992
84441 | 3.77 | 0.8 | 365 | 3.4337 | 0.91151 | 4 | 0.34521
84442 | 5.22 | 0.8 | 365 | 4.7543 | 0.56979 | 5 | 0.32414
84443 | 3.77 | 0.8 | 365 | 3.4337 | 0.91151 | 4 | 0.34521
84446 | 3.77 | 0.8 | 365 | 3.4337 | 0.91151 | 4 | 0.34521
84449 | 9.86 | 0.8 | 365 | 8.9804 | 0.076267 | 9 | 0.056705
84452 | 13.16 | 0.8 | 365 | 11.9861 | 0.12613 | 12 | 0.11219
84455 | 6.38 | 0.8 | 365 | 5.8109 | 0.69641 | 6 | 0.50728
84457 | 3.48 | 0.8 | 365 | 3.1696 | 0.37986 | 3 | 0.54943
84468 | 12.96 | 0.8 | 365 | 11.8039 | 0.75947 | 12 | 0.56338
84422 | 8.51 | 0.8 | 365 | 7.7509 | 0.60132 | 8 | 0.35219
84438 | 7.37 | 0.8 | 365 | 6.7126 | 0.51137 | 7 | 0.22393
81064 | 6.867 | 0.8 | 365 | 6.2544 | 0.58922 | 6 | 0.84365
84471 | 8.71 | 0.8 | 365 | 7.933 | 0.96798 | 8 | 0.901
84472 | 12.06 | 0.8 | 365 | 10.9842 | 0.10951 | 11 | 0.093697
84473 | 11.52 | 0.8 | 365 | 10.4924 | 0.11953 | 10 | 0.61189
84474 | 5.85 | 0.8 | 365 | 5.3282 | 0.72476 | 6 | 0.052913
84475 | 13.865 | 0.8 | 365 | 12.6282 | 0.4186 | 13 | 0.046776
84476 | 5.85 | 0.8 | 365 | 5.3282 | 0.72476 | 6 | 0.052913
84477 | 12.48 | 0.8 | 365 | 11.3667 | 0.87949 | 12 | 0.24621
84478 | 8.28 | 0.8 | 365 | 7.5414 | 0.17966 | 7 | 0.72105
84480 | 19.215 | 0.8 | 365 | 17.5009 | 0.22672 | 17 | 0.72764
84481 | 8.555 | 0.8 | 365 | 7.7919 | 0.68382 | 8 | 0.47567
84483 | 7.37 | 0.8 | 365 | 6.7126 | 0.51137 | 7 | 0.22393
84484 | 13.34 | 0.8 | 365 | 12.15 | 0.45613 | 12 | 0.60613
84487 | 24.42 | 0.8 | 365 | 22.2416 | 0.76901 | 23 | 0.010621
84488 | 18.5 | 0.8 | 365 | 16.8497 | 0.91592 | 17 | 0.76562
84154 | 7.54 | 0.8 | 365 | 6.8674 | 0.82303 | 7 | 0.69042
84491 | 5.605 | 0.8 | 365 | 5.105 | 0.27561 | 5 | 0.38061
84493 | 4.16 | 0.8 | 365 | 3.7889 | 0.6265 | 4 | 0.4154
84496 | 9.156 | 0.8 | 365 | 8.3392 | 0.78563 | 9 | 0.12487
84499 | 6.7 | 0.8 | 365 | 6.1023 | 0.28306 | 6 | 0.38539
84502 | 7.75 | 0.8 | 365 | 7.0587 | 0.20802 | 7 | 0.26668
84505 | 12.285 | 0.8 | 365 | 11.1891 | 0.522 | 11 | 0.71112
84507 | 11.05 | 0.8 | 365 | 10.0643 | 0.25789 | 10 | 0.32217
84508 | 5.795 | 0.8 | 365 | 5.2781 | 0.62393 | 5 | 0.90199
84509 | 9.75 | 0.8 | 365 | 8.8803 | 0.8746 | 9 | 0.75485
84510 | 7.29 | 0.8 | 365 | 6.6397 | 0.3647 | 7 | 0.0043992
84482 | 9.49 | 0.8 | 365 | 8.6434 | 0.39795 | 9 | 0.041392
84511 | 11.7 | 0.8 | 365 | 10.6563 | 0.44953 | 11 | 0.10583
84512 | 6.3 | 0.8 | 365 | 5.738 | 0.54974 | 6 | 0.28775
84513 | 13.065 | 0.8 | 365 | 11.8995 | 0.95197 | 12 | 0.85151
84514 | 5.559 | 0.8 | 365 | 5.0631 | 0.19127 | 5 | 0.25438
84515 | 7.3 | 0.8 | 365 | 6.6488 | 0.38304 | 7 | 0.03184
61614 | 7.2 | 1 | 365 | 8.1972 | 0.49964 | 8 | 0.69679
84470 | 12.06 | 0.8 | 365 | 10.9842 | 0.10951 | 11 | 0.093697
84086 | 4.64 | 0.8 | 365 | 4.2261 | 0.50648 | 4 | 0.73257
83199 | 8.88 | 0.8 | 365 | 8.0879 | 0.27964 | 8 | 0.3675
84221 | 11.4 | 0.8 | 365 | 10.3831 | 0.89954 | 11 | 0.2826
84528 | 4.32 | 0.8 | 365 | 3.9346 | 0.91982 | 4 | 0.85446
84529 | 7.56 | 0.8 | 365 | 6.8856 | 0.85969 | 7 | 0.7453
84530 | 10.08 | 0.8 | 365 | 9.1808 | 0.47959 | 9 | 0.6604
84531 | 10.8 | 0.8 | 365 | 9.8366 | 0.79956 | 10 | 0.63615
84439 | 12.8 | 0.8 | 365 | 11.6582 | 0.46615 | 12 | 0.12432
84249 | 8.505 | 0.8 | 365 | 7.7463 | 0.59216 | 8 | 0.33847
84313 | 5.4 | 0.8 | 365 | 4.9183 | 0.89978 | 5 | 0.81807
84250 | 9.8 | 0.8 | 365 | 8.9258 | 0.96627 | 9 | 0.89206
84262 | 5.605 | 0.8 | 365 | 5.105 | 0.27561 | 5 | 0.38061
84545 | 11.505 | 0.8 | 365 | 10.4787 | 0.092034 | 10 | 0.57073
84547 | 8.375 | 0.8 | 365 | 7.6279 | 0.35383 | 7 | 0.98173
84548 | 7.68 | 0.8 | 365 | 6.9949 | 0.079689 | 7 | 0.074593
84549 | 10.72 | 0.8 | 365 | 9.7637 | 0.6529 | 10 | 0.41662
83510 | 8.04 | 0.8 | 365 | 7.3228 | 0.73967 | 8 | 0.062465
84550 | 3.92 | 0.8 | 365 | 3.5703 | 0.18651 | 3 | 0.75682
84552 | 8.71 | 0.8 | 365 | 7.933 | 0.96798 | 8 | 0.901
84553 | 8.64 | 0.8 | 365 | 7.8693 | 0.83965 | 8 | 0.70892
84554 | 3.15 | 0.8 | 365 | 2.869 | 0.77487 | 3 | 0.64388
84555 | 8.32 | 0.8 | 365 | 7.5778 | 0.253 | 7 | 0.83081
84556 | 5.6 | 0.8 | 365 | 5.1005 | 0.26644 | 5 | 0.36689
84559 | 7.68 | 0.8 | 365 | 6.9949 | 0.079689 | 7 | 0.074593
84557 | 12.47 | 0.8 | 365 | 11.3576 | 0.86116 | 12 | 0.21877
84558 | 9.76 | 0.8 | 365 | 8.8894 | 0.89294 | 9 | 0.7823
84560 | 4.2 | 0.8 | 365 | 3.8253 | 0.69983 | 4 | 0.52517
84561 | 2.36 | 0.8 | 365 | 2.1495 | 0.32657 | 2 | 0.47605
84562 | 2.32 | 0.8 | 365 | 2.113 | 0.25324 | 2 | 0.36628
84563 | 14.08 | 0.8 | 365 | 12.824 | 0.81276 | 13 | 0.63675
84564 | 5.015 | 0.8 | 365 | 4.5676 | 0.19396 | 4 | 0.7616
84565 | 3.54 | 0.8 | 365 | 3.2242 | 0.48986 | 3 | 0.71407
84566 | 9.735 | 0.8 | 365 | 8.8666 | 0.84711 | 9 | 0.71369
84567 | 6.96 | 0.8 | 365 | 6.3391 | 0.75972 | 7 | 0.09885
84569 | 3.835 | 0.8 | 365 | 3.4929 | 0.030678 | 3 | 0.52358
84568 | 10.08 | 0.8 | 365 | 9.1808 | 0.47959 | 9 | 0.6604
84570 | 4.72 | 0.8 | 365 | 4.299 | 0.65314 | 4 | 0.95209
84572 | 3.54 | 0.8 | 365 | 3.2242 | 0.48986 | 3 | 0.71407
84571 | 9.76 | 0.8 | 365 | 8.8894 | 0.89294 | 9 | 0.7823
84573 | 5.015 | 0.8 | 365 | 4.5676 | 0.19396 | 4 | 0.7616
84574 | 3.9 | 0.8 | 365 | 3.5521 | 0.14984 | 3 | 0.70194
84575 | 3.835 | 0.8 | 365 | 3.4929 | 0.030678 | 3 | 0.52358
84577 | 2.065 | 0.8 | 365 | 1.8808 | 0.78575 | 2 | 0.66654
84578 | 8.28 | 0.8 | 365 | 7.5414 | 0.17966 | 7 | 0.72105
84576 | 7.54 | 0.8 | 365 | 6.8674 | 0.82303 | 7 | 0.69042
84579 | 6.6 | 0.8 | 365 | 6.0112 | 0.099732 | 6 | 0.11098
84581 | 8.68 | 0.8 | 365 | 7.9057 | 0.91298 | 8 | 0.81868
84580 | 9.92 | 0.8 | 365 | 9.0351 | 0.18626 | 9 | 0.22135
84582 | 5.015 | 0.8 | 365 | 4.5676 | 0.19396 | 4 | 0.7616
84583 | 7.08 | 0.8 | 365 | 6.4484 | 0.97971 | 7 | 0.42814
84584 | 7.245 | 0.8 | 365 | 6.5987 | 0.28221 | 6 | 0.88092
84585 | 2.36 | 0.8 | 365 | 2.1495 | 0.32657 | 2 | 0.47605
84586 | 6.195 | 0.8 | 365 | 5.6424 | 0.35725 | 5 | 0.99962
84587 | 8.28 | 0.8 | 365 | 7.5414 | 0.17966 | 7 | 0.72105
84588 | 3.54 | 0.8 | 365 | 3.2242 | 0.48986 | 3 | 0.71407
84591 | 5.31 | 0.8 | 365 | 4.8363 | 0.73478 | 5 | 0.57111
84589 | 11.52 | 0.8 | 365 | 10.4924 | 0.11953 | 10 | 0.61189
84592 | 9.145 | 0.8 | 365 | 8.3292 | 0.76546 | 9 | 0.094682
84594 | 4.5 | 0.8 | 365 | 4.0986 | 0.24982 | 4 | 0.34839
84596 | 13.8 | 0.8 | 365 | 12.569 | 0.29944 | 12 | 0.86841
84598 | 8.19 | 0.8 | 365 | 7.4594 | 0.014668 | 7 | 0.47408
84600 | 5.18 | 0.8 | 365 | 4.7179 | 0.49646 | 5 | 0.21437
84603 | 3.54 | 0.8 | 365 | 3.2242 | 0.48986 | 3 | 0.71407
84605 | 4.72 | 0.8 | 365 | 4.299 | 0.65314 | 4 | 0.95209
84606 | 4.425 | 0.8 | 365 | 4.0303 | 0.11232 | 4 | 0.14259
84607 | 10.03 | 0.8 | 365 | 9.1353 | 0.38793 | 9 | 0.5232
84608 | 3.245 | 0.8 | 365 | 2.9555 | 0.94904 | 3 | 0.90456
84609 | 3.835 | 0.8 | 365 | 3.4929 | 0.030678 | 3 | 0.52358
84604 | 7.92 | 0.8 | 365 | 7.2135 | 0.51968 | 7 | 0.73317
84611 | 6.3 | 0.8 | 365 | 5.738 | 0.54974 | 6 | 0.28775
84612 | 5.89 | 0.8 | 365 | 5.3646 | 0.79809 | 6 | 0.16268
84614 | 12.765 | 0.8 | 365 | 11.6263 | 0.40198 | 12 | 0.028279
84613 | 10.85 | 0.8 | 365 | 9.8821 | 0.89123 | 10 | 0.77335
84616 | 7.92 | 0.8 | 365 | 7.2135 | 0.51968 | 7 | 0.73317
84618 | 12.775 | 0.8 | 365 | 11.6354 | 0.42032 | 12 | 0.05572
84619 | 2.44 | 0.8 | 365 | 2.2223 | 0.47323 | 2 | 0.69557
84620 | 13.5 | 0.8 | 365 | 12.2957 | 0.74945 | 13 | 0.045184
84622 | 5.61 | 0.8 | 365 | 5.1096 | 0.28477 | 5 | 0.39433
84623 | 5.67 | 0.8 | 365 | 5.1642 | 0.39477 | 5 | 0.55898
84625 | 10.56 | 0.8 | 365 | 9.618 | 0.35957 | 9 | 0.97757
84627 | 10.4 | 0.8 | 365 | 9.4723 | 0.066245 | 9 | 0.53851
84628 | 11.7 | 0.8 | 365 | 10.6563 | 0.44953 | 11 | 0.10583
84213 | 10.73 | 0.8 | 365 | 9.7728 | 0.67123 | 10 | 0.44406
84280 | 10.15 | 0.8 | 365 | 9.2446 | 0.60792 | 9 | 0.85249
84629 | 15.34 | 0.8 | 365 | 13.9716 | 0.12271 | 14 | 0.094305
84630 | 13.325 | 0.8 | 365 | 12.1363 | 0.42863 | 12 | 0.56497
84631 | 8.84 | 0.8 | 365 | 8.0514 | 0.20631 | 8 | 0.25774
84632 | 9.9 | 0.8 | 365 | 9.0169 | 0.1496 | 9 | 0.16647
84633 | 11.22 | 0.8 | 365 | 10.2191 | 0.56955 | 10 | 0.78866
84634 | 9.1 | 0.8 | 365 | 8.2882 | 0.68296 | 8 | 0.9712
84635 | 24.79 | 0.8 | 365 | 22.5786 | 0.44733 | 23 | 0.025934
84532 | 4.93 | 0.8 | 365 | 4.4902 | 0.038134 | 4 | 0.52835
84636 | 9.855 | 0.8 | 365 | 8.9759 | 0.067101 | 9 | 0.042984
84534 | 17.1 | 0.8 | 365 | 15.5746 | 0.34931 | 15 | 0.9239
84535 | 6.96 | 0.8 | 365 | 6.3391 | 0.75972 | 7 | 0.09885
84536 | 2.24 | 0.8 | 365 | 2.0402 | 0.10658 | 2 | 0.14676
84537 | 3.77 | 0.8 | 365 | 3.4337 | 0.91151 | 4 | 0.34521
84538 | 13.92 | 0.8 | 365 | 12.6783 | 0.51944 | 13 | 0.1977
84539 | 8.4 | 0.8 | 365 | 7.6507 | 0.39966 | 8 | 0.050337
84540 | 10.44 | 0.8 | 365 | 9.5087 | 0.13958 | 9 | 0.64828
84541 | 6.09 | 0.8 | 365 | 5.5467 | 0.16475 | 5 | 0.71149
84637 | 2.95 | 0.8 | 365 | 2.6868 | 0.40821 | 3 | 0.095059
84638 | 4.72 | 0.8 | 365 | 4.299 | 0.65314 | 4 | 0.95209
84639 | 6.49 | 0.8 | 365 | 5.9111 | 0.89807 | 6 | 0.80913
84640 | 3.835 | 0.8 | 365 | 3.4929 | 0.030678 | 3 | 0.52358
84641 | 6.195 | 0.8 | 365 | 5.6424 | 0.35725 | 5 | 0.99962
62170 | 898.56 | 0.8 | 365 | 818.4038 | 0.32358 | 818 | 0.72743
84643 | 7.08 | 0.8 | 365 | 6.4484 | 0.97971 | 7 | 0.42814
84644 | 7.965 | 0.8 | 365 | 7.2545 | 0.60218 | 7 | 0.85666
84542 | 2.32 | 0.8 | 365 | 2.113 | 0.25324 | 2 | 0.36628
84645 | 5.31 | 0.8 | 365 | 4.8363 | 0.73478 | 5 | 0.57111
84646 | 5.015 | 0.8 | 365 | 4.5676 | 0.19396 | 4 | 0.7616
84647 | 6.49 | 0.8 | 365 | 5.9111 | 0.89807 | 6 | 0.80913
84599 | 4.2 | 0.8 | 365 | 3.8253 | 0.69983 | 4 | 0.52517
84648 | 6.49 | 0.8 | 365 | 5.9111 | 0.89807 | 6 | 0.80913
84649 | 6.49 | 0.8 | 365 | 5.9111 | 0.89807 | 6 | 0.80913
84650 | 5.31 | 0.8 | 365 | 4.8363 | 0.73478 | 5 | 0.57111
84651 | 5.9 | 0.8 | 365 | 5.3737 | 0.81643 | 6 | 0.19012
84652 | 4.13 | 0.8 | 365 | 3.7616 | 0.5715 | 4 | 0.33308
84653 | 8.555 | 0.8 | 365 | 7.7919 | 0.68382 | 8 | 0.47567
84654 | 3.835 | 0.8 | 365 | 3.4929 | 0.030678 | 3 | 0.52358
84655 | 10.03 | 0.8 | 365 | 9.1353 | 0.38793 | 9 | 0.5232
84601 | 7.625 | 0.8 | 365 | 6.9448 | 0.97886 | 7 | 0.92367
81079 | 14.95 | 0.8 | 365 | 13.6164 | 0.40773 | 14 | 0.024111
84657 | 11.2 | 0.8 | 365 | 10.2009 | 0.53288 | 10 | 0.73378
84658 | 8.99 | 0.8 | 365 | 8.188 | 0.4813 | 8 | 0.66935
84602 | 7.7 | 0.8 | 365 | 7.0131 | 0.11635 | 7 | 0.12948
84659 | 10.03 | 0.8 | 365 | 9.1353 | 0.38793 | 9 | 0.5232
84479 | 11.4 | 0.8 | 365 | 10.3831 | 0.89954 | 11 | 0.2826
84660 | 11.115 | 0.8 | 365 | 10.1235 | 0.37705 | 10 | 0.50053
84661 | 6.38 | 0.8 | 365 | 5.8109 | 0.69641 | 6 | 0.50728
84662 | 6.67 | 0.8 | 365 | 6.075 | 0.22806 | 6 | 0.30306
84593 | 8.71 | 0.8 | 365 | 7.933 | 0.96798 | 8 | 0.901
84663 | 11.6 | 0.8 | 365 | 10.5652 | 0.2662 | 10 | 0.83142
84543 | 6.54 | 0.8 | 365 | 5.9566 | 0.98973 | 6 | 0.94633
84669 | 14.5 | 0.8 | 365 | 13.2065 | 0.58275 | 13 | 0.78927
84670 | 14.7 | 0.8 | 365 | 13.3887 | 0.9494 | 14 | 0.33809
84671 | 10.44 | 0.8 | 365 | 9.5087 | 0.13958 | 9 | 0.64828
84664 | 11.31 | 0.8 | 365 | 10.3011 | 0.73454 | 11 | 0.035632
84672 | 5.04 | 0.8 | 365 | 4.5904 | 0.2398 | 4 | 0.8302
84667 | 10.83 | 0.8 | 365 | 9.8639 | 0.85456 | 10 | 0.71847
84673 | 4.27 | 0.8 | 365 | 3.8891 | 0.82816 | 4 | 0.71725
84675 | 6.84 | 0.8 | 365 | 6.2298 | 0.53972 | 6 | 0.76956
84676 | 4.2 | 0.8 | 365 | 3.8253 | 0.69983 | 4 | 0.52517
80641 | 184 | 0.6 | 365 | 125.6897 | 0.99441 | 126 | 0.6841
84677 | 2.32 | 0.8 | 365 | 2.113 | 0.25324 | 2 | 0.36628
84678 | 9.44 | 0.8 | 365 | 8.5979 | 0.30628 | 8 | 0.90419
84680 | 6.365 | 0.8 | 365 | 5.7972 | 0.66891 | 6 | 0.46612
84681 | 5.2 | 0.8 | 365 | 4.7361 | 0.53312 | 5 | 0.26926
84682 | 13.2 | 0.8 | 365 | 12.0225 | 0.19946 | 12 | 0.22196
84683 | 1.8 | 0.8 | 365 | 1.6394 | 0.29993 | 1 | 0.93936
84684 | 9.57 | 0.8 | 365 | 8.7163 | 0.54461 | 9 | 0.26092
84686 | 12.25 | 0.8 | 365 | 11.1572 | 0.45784 | 11 | 0.61507
84687 | 10.85 | 0.8 | 365 | 9.8821 | 0.89123 | 10 | 0.77335
84688 | 9.28 | 0.8 | 365 | 8.4522 | 0.012957 | 8 | 0.46513
84689 | 9.6 | 0.8 | 365 | 8.7436 | 0.59961 | 9 | 0.34324
84690 | 6.27 | 0.8 | 365 | 5.7107 | 0.49475 | 6 | 0.20543
84692 | 6.84 | 0.8 | 365 | 6.2298 | 0.53972 | 6 | 0.76956
84694 | 3.705 | 0.8 | 365 | 3.3745 | 0.79235 | 4 | 0.16684
84696 | 6.96 | 0.8 | 365 | 6.3391 | 0.75972 | 7 | 0.09885
84695 | 4.9 | 0.8 | 365 | 4.4629 | 0.98313 | 5 | 0.44603
84697 | 10.56 | 0.8 | 365 | 9.618 | 0.35957 | 9 | 0.97757
84698 | 6.65 | 0.8 | 365 | 6.0568 | 0.1914 | 6 | 0.24818
83890 | 7.98 | 0.8 | 365 | 7.2681 | 0.62968 | 7 | 0.89782
83892 | 8.05 | 0.8 | 365 | 7.3319 | 0.75801 | 8 | 0.089906
83519 | 11.22 | 0.8 | 365 | 10.2191 | 0.56955 | 10 | 0.78866
84077 | 4.845 | 0.8 | 365 | 4.4128 | 0.8823 | 5 | 0.2951
84700 | 8.12 | 0.8 | 365 | 7.3957 | 0.88634 | 8 | 0.28199
84701 | 5.7 | 0.8 | 365 | 5.1915 | 0.44977 | 5 | 0.6413
84702 | 7.54 | 0.8 | 365 | 6.8674 | 0.82303 | 7 | 0.69042
84703 | 13.275 | 0.8 | 365 | 12.0908 | 0.33696 | 12 | 0.42776
84704 | 7.965 | 0.8 | 365 | 7.2545 | 0.60218 | 7 | 0.85666
84705 | 8.26 | 0.8 | 365 | 7.5232 | 0.143 | 7 | 0.66616
84706 | 14.7 | 0.8 | 365 | 13.3887 | 0.9494 | 14 | 0.33809
84708 | 11.55 | 0.8 | 365 | 10.5197 | 0.17453 | 10 | 0.69421
84710 | 8.05 | 0.8 | 365 | 7.3319 | 0.75801 | 8 | 0.089906
84711 | 6.65 | 0.8 | 365 | 6.0568 | 0.1914 | 6 | 0.24818
84712 | 5.605 | 0.8 | 365 | 5.105 | 0.27561 | 5 | 0.38061
84713 | 5.9 | 0.8 | 365 | 5.3737 | 0.81643 | 6 | 0.19012
84714 | 5.9 | 0.8 | 365 | 5.3737 | 0.81643 | 6 | 0.19012
84715 | 8.25 | 0.8 | 365 | 7.5141 | 0.12467 | 7 | 0.63872
84718 | 15.12 | 0.8 | 365 | 13.7712 | 0.71939 | 14 | 0.49061
84720 | 11.4 | 0.8 | 365 | 10.3831 | 0.89954 | 11 | 0.2826
84722 | 19.825 | 0.8 | 365 | 18.0565 | 0.34503 | 18 | 0.40154
84723 | 9.38 | 0.8 | 365 | 8.5433 | 0.19629 | 8 | 0.73954
84716 | 13.32 | 0.8 | 365 | 12.1318 | 0.41946 | 12 | 0.55125
84666 | 6.96 | 0.8 | 365 | 6.3391 | 0.75972 | 7 | 0.09885
84668 | 16.24 | 0.8 | 365 | 14.7913 | 0.77268 | 15 | 0.56398
84665 | 3.19 | 0.8 | 365 | 2.9054 | 0.8482 | 3 | 0.75364
84736 | 6.825 | 0.8 | 365 | 6.2162 | 0.51222 | 6 | 0.7284
84738 | 7.83 | 0.8 | 365 | 7.1315 | 0.35468 | 7 | 0.48621
84740 | 10.44 | 0.8 | 365 | 9.5087 | 0.13958 | 9 | 0.64828
84742 | 8.64 | 0.8 | 365 | 7.8693 | 0.83965 | 8 | 0.70892
84744 | 5.04 | 0.8 | 365 | 4.5904 | 0.2398 | 4 | 0.8302
84746 | 9.1 | 0.8 | 365 | 8.2882 | 0.68296 | 8 | 0.9712
84747 | 4 | 0.8 | 365 | 3.6432 | 0.33317 | 3 | 0.97635
84748 | 10.85 | 0.8 | 365 | 9.8821 | 0.89123 | 10 | 0.77335
84749 | 7.15 | 0.8 | 365 | 6.5122 | 0.10804 | 6 | 0.62023
84750 | 13.2 | 0.8 | 365 | 12.0225 | 0.19946 | 12 | 0.22196
84752 | 9.75 | 0.8 | 365 | 8.8803 | 0.8746 | 9 | 0.75485
84717 | 8.41 | 0.8 | 365 | 7.6598 | 0.41799 | 8 | 0.077777
84754 | 8.37 | 0.8 | 365 | 7.6234 | 0.34466 | 7 | 0.96801
84756 | 11.6 | 0.8 | 365 | 10.5652 | 0.2662 | 10 | 0.83142
84551 | 8.64 | 0.8 | 365 | 7.8693 | 0.83965 | 8 | 0.70892
84759 | 8.76 | 0.8 | 365 | 7.9786 | 0.059645 | 8 | 0.038208
84761 | 3.96 | 0.8 | 365 | 3.6067 | 0.25984 | 3 | 0.86659
84728 | 20.4 | 0.8 | 365 | 18.5802 | 0.39917 | 18 | 0.97939
80704 | 496.8 | 0.6 | 365 | 339.3622 | 0.084897 | 339 | 0.44707
83766 | 13.734 | 0.8 | 365 | 12.5089 | 0.17844 | 12 | 0.6873
82952 | 12.96 | 0.8 | 365 | 11.8039 | 0.75947 | 12 | 0.56338
83770 | 15.37 | 0.8 | 365 | 13.9989 | 0.17771 | 14 | 0.17663
83060 | 10.65 | 0.8 | 365 | 9.7 | 0.52457 | 10 | 0.22453
84485 | 6.27 | 0.8 | 365 | 5.7107 | 0.49475 | 6 | 0.20543
84486 | 9.405 | 0.8 | 365 | 8.566 | 0.24212 | 8 | 0.80814
84416 | 9.66 | 0.8 | 365 | 8.7983 | 0.70961 | 9 | 0.50789
84617 | 9 | 0.8 | 365 | 8.1972 | 0.49964 | 8 | 0.69679
84621 | 3 | 0.8 | 365 | 2.7324 | 0.49988 | 3 | 0.23226
84626 | 8.1 | 0.8 | 365 | 7.3774 | 0.84967 | 8 | 0.22711
84757 | 7.56 | 0.8 | 365 | 6.8856 | 0.85969 | 7 | 0.7453
84739 | 9.57 | 0.8 | 365 | 8.7163 | 0.54461 | 9 | 0.26092
84763 | 12.87 | 0.8 | 365 | 11.7219 | 0.59448 | 12 | 0.31641
84764 | 9.9 | 0.8 | 365 | 9.0169 | 0.1496 | 9 | 0.16647
84737 | 13.92 | 0.8 | 365 | 12.6783 | 0.51944 | 13 | 0.1977
82689 | 19.365 | 0.8 | 365 | 17.6375 | 0.50172 | 18 | 0.13926
84769 | 12.685 | 0.8 | 365 | 11.5534 | 0.25532 | 11 | 0.80875
84444 | 12.18 | 0.8 | 365 | 11.0935 | 0.32951 | 11 | 0.42299
84533 | 11.02 | 0.8 | 365 | 10.037 | 0.20289 | 10 | 0.23985
84393 | 3.42 | 0.8 | 365 | 3.1149 | 0.26986 | 3 | 0.38478
84771 | 6.555 | 0.8 | 365 | 5.9703 | 0.017234 | 5 | 0.98749
84772 | 3.63 | 0.8 | 365 | 3.3062 | 0.65485 | 3 | 0.96104
84773 | 5.94 | 0.8 | 365 | 5.4101 | 0.88976 | 6 | 0.29988
84775 | 10.89 | 0.8 | 365 | 9.9186 | 0.96456 | 10 | 0.88311
84777 | 6 | 0.8 | 365 | 5.4648 | 0.99976 | 6 | 0.46453
84776 | 2.64 | 0.8 | 365 | 2.4045 | 0.83989 | 3 | 0.24439
84778 | 11.375 | 0.8 | 365 | 10.3603 | 0.85371 | 11 | 0.214
84780 | 8.91 | 0.8 | 365 | 8.1152 | 0.33464 | 8 | 0.44982
84782 | 5.2 | 0.8 | 365 | 4.7361 | 0.53312 | 5 | 0.26926
84785 | 4.35 | 0.8 | 365 | 3.962 | 0.97482 | 4 | 0.93678
84791 | 5.13 | 0.8 | 365 | 4.6724 | 0.40479 | 5 | 0.07717
84792 | 5.76 | 0.8 | 365 | 5.2462 | 0.55977 | 5 | 0.80595
84793 | 3.705 | 0.8 | 365 | 3.3745 | 0.79235 | 4 | 0.16684
84794 | 4.845 | 0.8 | 365 | 4.4128 | 0.8823 | 5 | 0.2951
84789 | 9.45 | 0.8 | 365 | 8.607 | 0.32462 | 8 | 0.93163
84795 | 7.125 | 0.8 | 365 | 6.4894 | 0.062211 | 6 | 0.55162
84797 | 4.275 | 0.8 | 365 | 3.8936 | 0.83733 | 4 | 0.73097
84799 | 6.6 | 0.8 | 365 | 6.0112 | 0.099732 | 6 | 0.11098
84800 | 11.88 | 0.8 | 365 | 10.8202 | 0.77952 | 11 | 0.59976
84798 | 24.6 | 0.8 | 365 | 22.4056 | 0.099003 | 22 | 0.50456
84802 | 6.49 | 0.8 | 365 | 5.9111 | 0.89807 | 6 | 0.80913
84801 | 17.4 | 0.8 | 365 | 15.8478 | 0.89929 | 16 | 0.74713
84803 | 6.96 | 0.8 | 365 | 6.3391 | 0.75972 | 7 | 0.09885
84804 | 11.505 | 0.8 | 365 | 10.4787 | 0.092034 | 10 | 0.57073
84805 | 6.785 | 0.8 | 365 | 6.1797 | 0.43889 | 6 | 0.61863
84808 | 5.31 | 0.8 | 365 | 4.8363 | 0.73478 | 5 | 0.57111
84809 | 3.245 | 0.8 | 365 | 2.9555 | 0.94904 | 3 | 0.90456
84810 | 3.54 | 0.8 | 365 | 3.2242 | 0.48986 | 3 | 0.71407
84811 | 7.67 | 0.8 | 365 | 6.9858 | 0.061356 | 7 | 0.047153
84813 | 3.835 | 0.8 | 365 | 3.4929 | 0.030678 | 3 | 0.52358
84814 | 11.21 | 0.8 | 365 | 10.21 | 0.55121 | 10 | 0.76122
84806 | 7.92 | 0.8 | 365 | 7.2135 | 0.51968 | 7 | 0.73317
84816 | 3.54 | 0.8 | 365 | 3.2242 | 0.48986 | 3 | 0.71407
84817 | 6.49 | 0.8 | 365 | 5.9111 | 0.89807 | 6 | 0.80913
84818 | 2.95 | 0.8 | 365 | 2.6868 | 0.40821 | 3 | 0.095059
84819 | 2.655 | 0.8 | 365 | 2.4182 | 0.86739 | 3 | 0.28555
84820 | 7.67 | 0.8 | 365 | 6.9858 | 0.061356 | 7 | 0.047153
84821 | 6.785 | 0.8 | 365 | 6.1797 | 0.43889 | 6 | 0.61863
83923 | 10.915 | 0.8 | 365 | 9.9413 | 0.010391 | 9 | 0.95172
84822 | 5.9 | 0.8 | 365 | 5.3737 | 0.81643 | 6 | 0.19012
84827 | 19.8 | 0.8 | 365 | 18.0337 | 0.2992 | 18 | 0.33294
84828 | 11.1 | 0.8 | 365 | 10.1098 | 0.34955 | 10 | 0.45937
84830 | 7.5 | 0.8 | 365 | 6.831 | 0.7497 | 7 | 0.58066
84831 | 24.9 | 0.8 | 365 | 22.6788 | 0.64899 | 23 | 0.32778
84833 | 15.9 | 0.8 | 365 | 14.4816 | 0.14936 | 14 | 0.63099
84835 | 24 | 0.8 | 365 | 21.8591 | 0.99903 | 22 | 0.8581
82596 | 8.41 | 0.8 | 365 | 7.6598 | 0.41799 | 8 | 0.077777
83399 | 10.08 | 0.8 | 365 | 9.1808 | 0.47959 | 9 | 0.6604
84726 | 6.3 | 0.8 | 365 | 5.738 | 0.54974 | 6 | 0.28775
84837 | 9.045 | 0.8 | 365 | 8.2381 | 0.58213 | 8 | 0.82027
84838 | 5.36 | 0.8 | 365 | 4.8819 | 0.82645 | 5 | 0.70831
84839 | 8.91 | 0.8 | 365 | 8.1152 | 0.33464 | 8 | 0.44982
84840 | 2.4 | 0.8 | 365 | 2.1859 | 0.3999 | 2 | 0.58581
84841 | 13.5 | 0.8 | 365 | 12.2957 | 0.74945 | 13 | 0.045184
84842 | 6.75 | 0.8 | 365 | 6.1479 | 0.37473 | 6 | 0.52259
84843 | 12.095 | 0.8 | 365 | 11.0161 | 0.17368 | 11 | 0.18974
84844 | 9.9 | 0.8 | 365 | 9.0169 | 0.1496 | 9 | 0.16647
84846 | 9.1 | 0.8 | 365 | 8.2882 | 0.68296 | 8 | 0.9712
84847 | 5.13 | 0.8 | 365 | 4.6724 | 0.40479 | 5 | 0.07717
84766 | 11.9 | 0.8 | 365 | 10.8385 | 0.81618 | 11 | 0.65464
84751 | 9.28 | 0.8 | 365 | 8.4522 | 0.012957 | 8 | 0.46513
84743 | 6.12 | 0.8 | 365 | 5.5741 | 0.21975 | 5 | 0.79382
84745 | 8.04 | 0.8 | 365 | 7.3228 | 0.73967 | 8 | 0.062465
84732 | 3.84 | 0.8 | 365 | 3.4975 | 0.039844 | 3 | 0.5373
84730 | 13.32 | 0.8 | 365 | 12.1318 | 0.41946 | 12 | 0.55125
84851 | 11.6 | 0.8 | 365 | 10.5652 | 0.2662 | 10 | 0.83142
84853 | 11.05 | 0.8 | 365 | 10.0643 | 0.25789 | 10 | 0.32217
84848 | 23.4 | 0.8 | 365 | 21.3126 | 0.89905 | 22 | 0.21165
84824 | 6.84 | 0.8 | 365 | 6.2298 | 0.53972 | 6 | 0.76956
84854 | 6.4 | 0.8 | 365 | 5.8291 | 0.73307 | 6 | 0.56216
84825 | 4.06 | 0.8 | 365 | 3.6978 | 0.44317 | 4 | 0.141
84856 | 2.64 | 0.8 | 365 | 2.4045 | 0.83989 | 3 | 0.24439
84857 | 10.95 | 0.8 | 365 | 9.9732 | 0.074556 | 10 | 0.04776
84859 | 11.88 | 0.8 | 365 | 10.8202 | 0.77952 | 11 | 0.59976
84860 | 10.137 | 0.8 | 365 | 9.2327 | 0.58409 | 9 | 0.81682
84861 | 2.9 | 0.8 | 365 | 2.6413 | 0.31655 | 2 | 0.95785
84864 | 10.5 | 0.8 | 365 | 9.5633 | 0.24957 | 9 | 0.81292
84855 | 15 | 0.8 | 365 | 13.6619 | 0.49939 | 14 | 0.16132
84865 | 9.1 | 0.8 | 365 | 8.2882 | 0.68296 | 8 | 0.9712
84866 | 11.52 | 0.8 | 365 | 10.4924 | 0.11953 | 10 | 0.61189
84867 | 6 | 0.8 | 365 | 5.4648 | 0.99976 | 6 | 0.46453
84869 | 7.8 | 0.8 | 365 | 7.1042 | 0.29968 | 7 | 0.40388
84870 | 9.045 | 0.8 | 365 | 8.2381 | 0.58213 | 8 | 0.82027
84871 | 4.14 | 0.8 | 365 | 3.7707 | 0.58983 | 4 | 0.36052
84872 | 6.6 | 0.8 | 365 | 6.0112 | 0.099732 | 6 | 0.11098
84873 | 6.6 | 0.8 | 365 | 6.0112 | 0.099732 | 6 | 0.11098
84874 | 13.86 | 0.8 | 365 | 12.6236 | 0.40944 | 13 | 0.033055
84807 | 5.015 | 0.8 | 365 | 4.5676 | 0.19396 | 4 | 0.7616
84875 | 13.2 | 0.8 | 365 | 12.0225 | 0.19946 | 12 | 0.22196
84876 | 3.924 | 0.8 | 365 | 3.574 | 0.19384 | 3 | 0.7678
84880 | 8.4 | 0.8 | 365 | 7.6507 | 0.39966 | 8 | 0.050337
84882 | 14.76 | 0.8 | 365 | 13.4433 | 0.059402 | 13 | 0.50273
84883 | 10.5 | 0.8 | 365 | 9.5633 | 0.24957 | 9 | 0.81292
84886 | 5.6 | 0.8 | 365 | 5.1005 | 0.26644 | 5 | 0.36689
84888 | 13.34 | 0.8 | 365 | 12.15 | 0.45613 | 12 | 0.60613
84889 | 7.2 | 0.8 | 365 | 6.5577 | 0.19971 | 6 | 0.75743
84890 | 6.84 | 0.8 | 365 | 6.2298 | 0.53972 | 6 | 0.76956
84892 | 6.08 | 0.8 | 365 | 5.5376 | 0.14642 | 5 | 0.68405
84413 | 7.8 | 0.8 | 365 | 7.1042 | 0.29968 | 7 | 0.40388
84895 | 6.3 | 0.8 | 365 | 5.738 | 0.54974 | 6 | 0.28775
49927 | 42.47 | 0.9 | 365 | 43.5166 | 0.59244 | 44 | 0.10908
84893 | 13.8 | 0.8 | 365 | 12.569 | 0.29944 | 12 | 0.86841
84852 | 9.57 | 0.8 | 365 | 8.7163 | 0.54461 | 9 | 0.26092
84868 | 9.3 | 0.8 | 365 | 8.4704 | 0.049623 | 8 | 0.52002
84896 | 8.64 | 0.8 | 365 | 7.8693 | 0.83965 | 8 | 0.70892
84725 | 12.48 | 0.8 | 365 | 11.3667 | 0.87949 | 12 | 0.24621
84897 | 8.91 | 0.8 | 365 | 8.1152 | 0.33464 | 8 | 0.44982
84836 | 5.795 | 0.8 | 365 | 5.2781 | 0.62393 | 5 | 0.90199
84898 | 4.69 | 0.8 | 365 | 4.2716 | 0.59814 | 4 | 0.86977
84901 | 24.42 | 0.8 | 365 | 22.2416 | 0.76901 | 23 | 0.010621
84272 | 7.625 | 0.8 | 365 | 6.9448 | 0.97886 | 7 | 0.92367
84656 | 7.2 | 0.8 | 365 | 6.5577 | 0.19971 | 6 | 0.75743
84172 | 7.5 | 0.8 | 365 | 6.831 | 0.7497 | 7 | 0.58066
83937 | 9.455 | 0.8 | 365 | 8.6116 | 0.33378 | 8 | 0.94535
84104 | 3.25 | 0.8 | 365 | 2.9601 | 0.9582 | 3 | 0.91828
84270 | 13.325 | 0.8 | 365 | 12.1363 | 0.42863 | 12 | 0.56497
84903 | 15.12 | 0.8 | 365 | 13.7712 | 0.71939 | 14 | 0.49061
84904 | 7.83 | 0.8 | 365 | 7.1315 | 0.35468 | 7 | 0.48621
84907 | 10.68 | 0.8 | 365 | 9.7273 | 0.57957 | 10 | 0.30686
84908 | 8.7 | 0.8 | 365 | 7.9239 | 0.94965 | 8 | 0.87356
84863 | 11.89 | 0.8 | 365 | 10.8294 | 0.79785 | 11 | 0.6272
84913 | 4.06 | 0.8 | 365 | 3.6978 | 0.44317 | 4 | 0.141
84877 | 4.76 | 0.8 | 365 | 4.3354 | 0.72647 | 5 | 0.061857
84915 | 3.77 | 0.8 | 365 | 3.4337 | 0.91151 | 4 | 0.34521
84879 | 2.655 | 0.8 | 365 | 2.4182 | 0.86739 | 3 | 0.28555
84917 | 2.9 | 0.8 | 365 | 2.6413 | 0.31655 | 2 | 0.95785
84910 | 5.605 | 0.8 | 365 | 5.105 | 0.27561 | 5 | 0.38061
84919 | 2.95 | 0.8 | 365 | 2.6868 | 0.40821 | 3 | 0.095059
84912 | 2.655 | 0.8 | 365 | 2.4182 | 0.86739 | 3 | 0.28555
84921 | 3.54 | 0.8 | 365 | 3.2242 | 0.48986 | 3 | 0.71407
84914 | 3.19 | 0.8 | 365 | 2.9054 | 0.8482 | 3 | 0.75364
84916 | 2.32 | 0.8 | 365 | 2.113 | 0.25324 | 2 | 0.36628
84918 | 2.36 | 0.8 | 365 | 2.1495 | 0.32657 | 2 | 0.47605
84920 | 2.655 | 0.8 | 365 | 2.4182 | 0.86739 | 3 | 0.28555
84927 | 9.57 | 0.8 | 365 | 8.7163 | 0.54461 | 9 | 0.26092
84926 | 24.9 | 0.8 | 365 | 22.6788 | 0.64899 | 23 | 0.32778
83536 | 6.16 | 0.8 | 365 | 5.6105 | 0.29308 | 5 | 0.90358
84008 | 14.715 | 0.8 | 365 | 13.4023 | 0.9769 | 14 | 0.37925
84465 | 2.64 | 0.8 | 365 | 2.4045 | 0.83989 | 3 | 0.24439
81929 | 179.34 | 0.6 | 365 | 122.5065 | 0.58705 | 123 | 0.093513
84527 | 11.22 | 0.8 | 365 | 10.2191 | 0.56955 | 10 | 0.78866
84615 | 11 | 0.8 | 365 | 10.0187 | 0.16622 | 10 | 0.18496
84369 | 178.35 | 0.6 | 365 | 121.8302 | 0.22583 | 122 | 0.056028
84597 | 9.735 | 0.8 | 365 | 8.8666 | 0.84711 | 9 | 0.71369
84329 | 8.1 | 0.8 | 365 | 7.3774 | 0.84967 | 8 | 0.22711
84398 | 12.41 | 0.8 | 365 | 11.303 | 0.75116 | 12 | 0.054128
84595 | 7.98 | 0.8 | 365 | 7.2681 | 0.62968 | 7 | 0.89782
84834 | 12 | 0.8 | 365 | 10.9295 | 0.99951 | 11 | 0.92905
84774 | 4.56 | 0.8 | 365 | 4.1532 | 0.35982 | 4 | 0.51304
84760 | 8.375 | 0.8 | 365 | 7.6279 | 0.35383 | 7 | 0.98173
84762 | 9.125 | 0.8 | 365 | 8.311 | 0.7288 | 9 | 0.0398
81928 | 603.5 | 0.7 | 365 | 480.9566 | 0.093179 | 481 | 0.0498
51480 | 4005.4 | 0.8 | 365 | 3648.0978 | 0.070981 | 3648 | 0.16879
84685 | 3.72 | 0.8 | 365 | 3.3882 | 0.81985 | 4 | 0.20801
84826 | 11.05 | 0.8 | 365 | 10.0643 | 0.25789 | 10 | 0.32217
84674 | 7.4 | 0.8 | 365 | 6.7399 | 0.56637 | 7 | 0.30625
84862 | 11.02 | 0.8 | 365 | 10.037 | 0.20289 | 10 | 0.23985
84349 | 9.69 | 0.8 | 365 | 8.8256 | 0.76461 | 9 | 0.59021
84377 | 11.97 | 0.8 | 365 | 10.9022 | 0.94451 | 11 | 0.84673
84389 | 11.97 | 0.8 | 365 | 10.9022 | 0.94451 | 11 | 0.84673
83753 | 197.8 | 0.6 | 365 | 135.1164 | 0.96899 | 136 | 0.085407
84929 | 6.195 | 0.8 | 365 | 5.6424 | 0.35725 | 5 | 0.99962
84930 | 7.705 | 0.8 | 365 | 7.0177 | 0.12552 | 7 | 0.1432
84939 | 8.04 | 0.8 | 365 | 7.3228 | 0.73967 | 8 | 0.062465
84691 | 9.28 | 0.8 | 365 | 8.4522 | 0.012957 | 8 | 0.46513
84850 | 12.18 | 0.8 | 365 | 11.0935 | 0.32951 | 11 | 0.42299
84314 | 14.388 | 0.8 | 365 | 13.1045 | 0.37742 | 13 | 0.48193
79580 | 354.9 | 0.55 | 365 | 222.2283 | 0.31199 | 222 | 0.54024
84899 | 66.5 | 0.55 | 365 | 41.6404 | 0.81586 | 42 | 0.45626
84709 | 8.75 | 0.8 | 365 | 7.9695 | 0.041312 | 8 | 0.010767
85112 | 7.8 | 0.8 | 365 | 7.1042 | 0.29968 | 7 | 0.40388
85111 | 8.775 | 0.8 | 365 | 7.9922 | 0.087144 | 8 | 0.079369
85109 | 11.8 | 0.8 | 365 | 10.7474 | 0.63286 | 11 | 0.38023
85108 | 8.4 | 0.8 | 365 | 7.6507 | 0.39966 | 8 | 0.050337
85107 | 8.85 | 0.8 | 365 | 8.0605 | 0.22464 | 8 | 0.28518
85105 | 8.775 | 0.8 | 365 | 7.9922 | 0.087144 | 8 | 0.079369
85104 | 6.03 | 0.8 | 365 | 5.4921 | 0.054756 | 5 | 0.54685
85103 | 10.72 | 0.8 | 365 | 9.7637 | 0.6529 | 10 | 0.41662
85100 | 10.08 | 0.8 | 365 | 9.1808 | 0.47959 | 9 | 0.6604
85099 | 4.55 | 0.8 | 365 | 4.1441 | 0.34148 | 4 | 0.4856
85040 | 13.275 | 0.8 | 365 | 12.0908 | 0.33696 | 12 | 0.42776
84998 | 6.67 | 0.8 | 365 | 6.075 | 0.22806 | 6 | 0.30306
85102 | 5.85 | 0.8 | 365 | 5.3282 | 0.72476 | 6 | 0.052913
82595 | 5.2 | 0.8 | 365 | 4.7361 | 0.53312 | 5 | 0.26926
81612 | 47.64 | 0.6 | 365 | 32.5427 | 0.50355 | 33 | 0.046253
84997 | 5.51 | 0.8 | 365 | 5.0185 | 0.10144 | 5 | 0.11992
85098 | 7.8 | 0.8 | 365 | 7.1042 | 0.29968 | 7 | 0.40388
84902 | 15.36 | 0.8 | 365 | 13.9898 | 0.15938 | 14 | 0.14919
84928 | 3.99 | 0.8 | 365 | 3.6341 | 0.31484 | 3 | 0.94891
84931 | 10.83 | 0.8 | 365 | 9.8639 | 0.85456 | 10 | 0.71847
84933 | 6.09 | 0.8 | 365 | 5.5467 | 0.16475 | 5 | 0.71149
84934 | 8.12 | 0.8 | 365 | 7.3957 | 0.88634 | 8 | 0.28199
84936 | 11.88 | 0.8 | 365 | 10.8202 | 0.77952 | 11 | 0.59976
84937 | 6.67 | 0.8 | 365 | 6.075 | 0.22806 | 6 | 0.30306
84940 | 12.48 | 0.8 | 365 | 11.3667 | 0.87949 | 12 | 0.24621
84941 | 8.48 | 0.8 | 365 | 7.7235 | 0.54632 | 8 | 0.26986
84942 | 9.57 | 0.8 | 365 | 8.7163 | 0.54461 | 9 | 0.26092
84943 | 12.76 | 0.8 | 365 | 11.6217 | 0.39282 | 12 | 0.014559
84944 | 7.521 | 0.8 | 365 | 6.8501 | 0.7882 | 7 | 0.63828
84947 | 12.25 | 0.8 | 365 | 11.1572 | 0.45784 | 11 | 0.61507
84949 | 9.86 | 0.8 | 365 | 8.9804 | 0.076267 | 9 | 0.056705
84951 | 6.38 | 0.8 | 365 | 5.8109 | 0.69641 | 6 | 0.50728
84953 | 11.89 | 0.8 | 365 | 10.8294 | 0.79785 | 11 | 0.6272
84954 | 7.26 | 0.8 | 365 | 6.6124 | 0.30971 | 6 | 0.92208
84956 | 6.48 | 0.8 | 365 | 5.902 | 0.87974 | 6 | 0.78169
84958 | 9.3 | 0.8 | 365 | 8.4704 | 0.049623 | 8 | 0.52002
84959 | 4.62 | 0.8 | 365 | 4.2079 | 0.46981 | 4 | 0.67769
84961 | 6.6 | 0.8 | 365 | 6.0112 | 0.099732 | 6 | 0.11098
84741 | 11.8 | 0.8 | 365 | 10.7474 | 0.63286 | 11 | 0.38023
84957 | 12.6 | 0.8 | 365 | 11.476 | 0.099489 | 11 | 0.5755
80517 | 11.2 | 0.8 | 365 | 10.2009 | 0.53288 | 10 | 0.73378
84900 | 7.125 | 0.8 | 365 | 6.4894 | 0.062211 | 6 | 0.55162
85106 | 7.67 | 0.8 | 365 | 6.9858 | 0.061356 | 7 | 0.047153
83929 | 3.3 | 0.8 | 365 | 3.0056 | 0.049866 | 3 | 0.055489
83969 | 6.5 | 0.8 | 365 | 5.9202 | 0.9164 | 6 | 0.83657
84985 | 6.49 | 0.8 | 365 | 5.9111 | 0.89807 | 6 | 0.80913
84642 | 7.54 | 0.8 | 365 | 6.8674 | 0.82303 | 7 | 0.69042
85211 | 9.6 | 0.8 | 365 | 8.7436 | 0.59961 | 9 | 0.34324
85210 | 9 | 0.8 | 365 | 8.1972 | 0.49964 | 8 | 0.69679
85208 | 13.44 | 0.8 | 365 | 12.2411 | 0.63946 | 12 | 0.88054
85207 | 10.56 | 0.8 | 365 | 9.618 | 0.35957 | 9 | 0.97757
85202 | 7.7 | 0.8 | 365 | 7.0131 | 0.11635 | 7 | 0.12948
85203 | 9.44 | 0.8 | 365 | 8.5979 | 0.30628 | 8 | 0.90419
85200 | 6.41 | 0.8 | 365 | 5.8382 | 0.75141 | 6 | 0.5896
85120 | 4.251 | 0.8 | 365 | 3.8718 | 0.79333 | 4 | 0.66512
85132 | 4.32 | 0.8 | 365 | 3.9346 | 0.91982 | 4 | 0.85446
85197 | 5.76 | 0.8 | 365 | 5.2462 | 0.55977 | 5 | 0.80595
85133 | 7.2 | 0.8 | 365 | 6.5577 | 0.19971 | 6 | 0.75743
85052 | 13.44 | 0.8 | 365 | 12.2411 | 0.63946 | 12 | 0.88054
85194 | 10.23 | 0.8 | 365 | 9.3174 | 0.75459 | 10 | 0.072017
84963 | 7.25 | 0.8 | 365 | 6.6033 | 0.29137 | 6 | 0.89464
84965 | 10.5 | 0.8 | 365 | 9.5633 | 0.24957 | 9 | 0.81292
84966 | 11.52 | 0.8 | 365 | 10.4924 | 0.11953 | 10 | 0.61189
84832 | 6.825 | 0.8 | 365 | 6.2162 | 0.51222 | 6 | 0.7284
84968 | 11.505 | 0.8 | 365 | 10.4787 | 0.092034 | 10 | 0.57073
84967 | 13.2 | 0.8 | 365 | 12.0225 | 0.19946 | 12 | 0.22196
84970 | 4.64 | 0.8 | 365 | 4.2261 | 0.50648 | 4 | 0.73257
84969 | 24.9 | 0.8 | 365 | 22.6788 | 0.64899 | 23 | 0.32778
84971 | 5.9 | 0.8 | 365 | 5.3737 | 0.81643 | 6 | 0.19012
84973 | 4.55 | 0.8 | 365 | 4.1441 | 0.34148 | 4 | 0.4856
84976 | 6.96 | 0.8 | 365 | 6.3391 | 0.75972 | 7 | 0.09885
84977 | 10.03 | 0.8 | 365 | 9.1353 | 0.38793 | 9 | 0.5232
79733 | 8.7 | 0.8 | 365 | 7.9239 | 0.94965 | 8 | 0.87356
83489 | 9.86 | 0.8 | 365 | 8.9804 | 0.076267 | 9 | 0.056705
84995 | 6.035 | 0.8 | 365 | 5.4966 | 0.063922 | 5 | 0.56057
84996 | 7.13 | 0.8 | 365 | 6.494 | 0.071378 | 6 | 0.56535
84355 | 6.67 | 0.8 | 365 | 6.075 | 0.22806 | 6 | 0.30306
84779 | 7.59 | 0.8 | 365 | 6.9129 | 0.91469 | 7 | 0.82763
85224 | 4.06 | 0.8 | 365 | 3.6978 | 0.44317 | 4 | 0.141
84268 | 7.93 | 0.8 | 365 | 7.2226 | 0.53801 | 7 | 0.76062
84406 | 4.875 | 0.8 | 365 | 4.4401 | 0.9373 | 5 | 0.37743
84768 | 12.24 | 0.8 | 365 | 11.1481 | 0.4395 | 11 | 0.58763
84999 | 3 | 0.8 | 365 | 2.7324 | 0.49988 | 3 | 0.23226
85000 | 7.15 | 0.8 | 365 | 6.5122 | 0.10804 | 6 | 0.62023
85001 | 7.56 | 0.8 | 365 | 6.8856 | 0.85969 | 7 | 0.7453
85003 | 11.34 | 0.8 | 365 | 10.3284 | 0.78954 | 11 | 0.11795
85004 | 11.16 | 0.8 | 365 | 10.1645 | 0.45955 | 10 | 0.62402
85005 | 6.12 | 0.8 | 365 | 5.5741 | 0.21975 | 5 | 0.79382
85006 | 4.5 | 0.8 | 365 | 4.0986 | 0.24982 | 4 | 0.34839
85007 | 4.8 | 0.8 | 365 | 4.3718 | 0.79981 | 5 | 0.17162
85008 | 4.2 | 0.8 | 365 | 3.8253 | 0.69983 | 4 | 0.52517
85009 | 5.95 | 0.8 | 365 | 5.4192 | 0.90809 | 6 | 0.32732
85010 | 5.4 | 0.8 | 365 | 4.9183 | 0.89978 | 5 | 0.81807
85011 | 10.56 | 0.8 | 365 | 9.618 | 0.35957 | 9 | 0.97757
85012 | 4.5 | 0.8 | 365 | 4.0986 | 0.24982 | 4 | 0.34839
85014 | 10.24 | 0.8 | 365 | 9.3265 | 0.77292 | 10 | 0.099458
85015 | 8.26 | 0.8 | 365 | 7.5232 | 0.143 | 7 | 0.66616
85016 | 15.36 | 0.8 | 365 | 13.9898 | 0.15938 | 14 | 0.14919
85018 | 5.7 | 0.8 | 365 | 5.1915 | 0.44977 | 5 | 0.6413
85019 | 9.045 | 0.8 | 365 | 8.2381 | 0.58213 | 8 | 0.82027
85020 | 7.83 | 0.8 | 365 | 7.1315 | 0.35468 | 7 | 0.48621
85021 | 10.585 | 0.8 | 365 | 9.6408 | 0.4054 | 10 | 0.046168
85024 | 9.75 | 0.8 | 365 | 8.8803 | 0.8746 | 9 | 0.75485
85240 | 4.2 | 0.8 | 365 | 3.8253 | 0.69983 | 4 | 0.52517
85225 | 8.41 | 0.8 | 365 | 7.6598 | 0.41799 | 8 | 0.077777
85035 | 12.18 | 0.8 | 365 | 11.0935 | 0.32951 | 11 | 0.42299
85245 | 11.6 | 0.8 | 365 | 10.5652 | 0.2662 | 10 | 0.83142
85038 | 8.26 | 0.8 | 365 | 7.5232 | 0.143 | 7 | 0.66616
85220 | 10.44 | 0.8 | 365 | 9.5087 | 0.13958 | 9 | 0.64828
85241 | 7.965 | 0.8 | 365 | 7.2545 | 0.60218 | 7 | 0.85666
85239 | 6.785 | 0.8 | 365 | 6.1797 | 0.43889 | 6 | 0.61863
85230 | 7.41 | 0.8 | 365 | 6.749 | 0.5847 | 7 | 0.33369
85235 | 3.48 | 0.8 | 365 | 3.1696 | 0.37986 | 3 | 0.54943
85046 | 4.48 | 0.8 | 365 | 4.0804 | 0.21315 | 4 | 0.29351
85051 | 10.62 | 0.8 | 365 | 9.6726 | 0.46957 | 10 | 0.14221
85054 | 11.285 | 0.8 | 365 | 10.2783 | 0.68871 | 10 | 0.96703
85056 | 5.015 | 0.8 | 365 | 4.5676 | 0.19396 | 4 | 0.7616
85057 | 4.13 | 0.8 | 365 | 3.7616 | 0.5715 | 4 | 0.33308
85058 | 11.61 | 0.8 | 365 | 10.5743 | 0.28453 | 10 | 0.85886
85060 | 9.72 | 0.8 | 365 | 8.8529 | 0.81961 | 9 | 0.67253
85062 | 8.4 | 0.8 | 365 | 7.6507 | 0.39966 | 8 | 0.050337
85063 | 5.015 | 0.8 | 365 | 4.5676 | 0.19396 | 4 | 0.7616
85066 | 12.095 | 0.8 | 365 | 11.0161 | 0.17368 | 11 | 0.18974
85067 | 8.41 | 0.8 | 365 | 7.6598 | 0.41799 | 8 | 0.077777
85079 | 8.85 | 0.8 | 365 | 8.0605 | 0.22464 | 8 | 0.28518
85080 | 12.095 | 0.8 | 365 | 11.0161 | 0.17368 | 11 | 0.18974
85081 | 9.735 | 0.8 | 365 | 8.8666 | 0.84711 | 9 | 0.71369
85082 | 10.325 | 0.8 | 365 | 9.404 | 0.92875 | 10 | 0.33271
85083 | 6.785 | 0.8 | 365 | 6.1797 | 0.43889 | 6 | 0.61863
85084 | 7.695 | 0.8 | 365 | 7.0086 | 0.10719 | 7 | 0.11575
85085 | 5.015 | 0.8 | 365 | 4.5676 | 0.19396 | 4 | 0.7616
85094 | 9.24 | 0.8 | 365 | 8.4157 | 0.93963 | 9 | 0.35537
84981 | 4.35 | 0.8 | 365 | 3.962 | 0.97482 | 4 | 0.93678
84983 | 4.76 | 0.8 | 365 | 4.3354 | 0.72647 | 5 | 0.061857
84982 | 10.36 | 0.8 | 365 | 9.4358 | 0.99291 | 10 | 0.42875
84987 | 5.51 | 0.8 | 365 | 5.0185 | 0.10144 | 5 | 0.11992
84984 | 7.25 | 0.8 | 365 | 6.6033 | 0.29137 | 6 | 0.89464
84986 | 10.325 | 0.8 | 365 | 9.404 | 0.92875 | 10 | 0.33271
84989 | 7.375 | 0.8 | 365 | 6.7171 | 0.52053 | 7 | 0.23765
85025 | 4.425 | 0.8 | 365 | 4.0303 | 0.11232 | 4 | 0.14259
85026 | 6.67 | 0.8 | 365 | 6.075 | 0.22806 | 6 | 0.30306
85028 | 3.48 | 0.8 | 365 | 3.1696 | 0.37986 | 3 | 0.54943
85027 | 6.09 | 0.8 | 365 | 5.5467 | 0.16475 | 5 | 0.71149
84991 | 6.49 | 0.8 | 365 | 5.9111 | 0.89807 | 6 | 0.80913
84992 | 10.44 | 0.8 | 365 | 9.5087 | 0.13958 | 9 | 0.64828
85029 | 14.455 | 0.8 | 365 | 13.1655 | 0.50025 | 13 | 0.66579
84988 | 6.38 | 0.8 | 365 | 5.8109 | 0.69641 | 6 | 0.50728
84990 | 5.8 | 0.8 | 365 | 5.2826 | 0.6331 | 5 | 0.91571
85030 | 7.83 | 0.8 | 365 | 7.1315 | 0.35468 | 7 | 0.48621
85031 | 11.89 | 0.8 | 365 | 10.8294 | 0.79785 | 11 | 0.6272
85032 | 10.03 | 0.8 | 365 | 9.1353 | 0.38793 | 9 | 0.5232
85041 | 6.38 | 0.8 | 365 | 5.8109 | 0.69641 | 6 | 0.50728
85037 | 5.51 | 0.8 | 365 | 5.0185 | 0.10144 | 5 | 0.11992
85042 | 4.35 | 0.8 | 365 | 3.962 | 0.97482 | 4 | 0.93678
85045 | 4.13 | 0.8 | 365 | 3.7616 | 0.5715 | 4 | 0.33308
85047 | 7.67 | 0.8 | 365 | 6.9858 | 0.061356 | 7 | 0.047153
85055 | 9.44 | 0.8 | 365 | 8.5979 | 0.30628 | 8 | 0.90419
85048 | 13.57 | 0.8 | 365 | 12.3595 | 0.87778 | 13 | 0.23727
85061 | 2.9 | 0.8 | 365 | 2.6413 | 0.31655 | 2 | 0.95785
85065 | 9.57 | 0.8 | 365 | 8.7163 | 0.54461 | 9 | 0.26092
85069 | 3.64 | 0.8 | 365 | 3.3153 | 0.67319 | 3 | 0.98848
85074 | 5.8 | 0.8 | 365 | 5.2826 | 0.6331 | 5 | 0.91571
85070 | 8.12 | 0.8 | 365 | 7.3957 | 0.88634 | 8 | 0.28199
85076 | 6.38 | 0.8 | 365 | 5.8109 | 0.69641 | 6 | 0.50728
85073 | 10.73 | 0.8 | 365 | 9.7728 | 0.67123 | 10 | 0.44406
85075 | 12.39 | 0.8 | 365 | 11.2847 | 0.7145 | 11 | 0.99925
85077 | 12.98 | 0.8 | 365 | 11.8221 | 0.79614 | 12 | 0.61826
85118 | 4.64 | 0.8 | 365 | 4.2261 | 0.50648 | 4 | 0.73257
85121 | 6.93 | 0.8 | 365 | 6.3118 | 0.70472 | 7 | 0.016528
84950 | 6.825 | 0.8 | 365 | 6.2162 | 0.51222 | 6 | 0.7284
85123 | 4.845 | 0.8 | 365 | 4.4128 | 0.8823 | 5 | 0.2951
85124 | 3.705 | 0.8 | 365 | 3.3745 | 0.79235 | 4 | 0.16684
85125 | 6.6 | 0.8 | 365 | 6.0112 | 0.099732 | 6 | 0.11098
85127 | 8.835 | 0.8 | 365 | 8.0469 | 0.19714 | 8 | 0.24401
85129 | 5.94 | 0.8 | 365 | 5.4101 | 0.88976 | 6 | 0.29988
85130 | 9.975 | 0.8 | 365 | 9.0852 | 0.2871 | 9 | 0.37227
85096 | 11.88 | 0.8 | 365 | 10.8202 | 0.77952 | 11 | 0.59976
85213 | 11.52 | 0.8 | 365 | 10.4924 | 0.11953 | 10 | 0.61189
84497 | 6.867 | 0.8 | 365 | 6.2544 | 0.58922 | 6 | 0.84365
84494 | 10.137 | 0.8 | 365 | 9.2327 | 0.58409 | 9 | 0.81682
84952 | 11.22 | 0.8 | 365 | 10.2191 | 0.56955 | 10 | 0.78866
84955 | 7.56 | 0.8 | 365 | 6.8856 | 0.85969 | 7 | 0.7453
84972 | 6.84 | 0.8 | 365 | 6.2298 | 0.53972 | 6 | 0.76956
85134 | 2.4 | 0.8 | 365 | 2.1859 | 0.3999 | 2 | 0.58581
85137 | 9.38 | 0.8 | 365 | 8.5433 | 0.19629 | 8 | 0.73954
85140 | 6.84 | 0.8 | 365 | 6.2298 | 0.53972 | 6 | 0.76956
85136 | 6.195 | 0.8 | 365 | 5.6424 | 0.35725 | 5 | 0.99962
85145 | 10.73 | 0.8 | 365 | 9.7728 | 0.67123 | 10 | 0.44406
85146 | 2.85 | 0.8 | 365 | 2.5958 | 0.22488 | 2 | 0.82065
85147 | 8.41 | 0.8 | 365 | 7.6598 | 0.41799 | 8 | 0.077777
85148 | 4.72 | 0.8 | 365 | 4.299 | 0.65314 | 4 | 0.95209
85150 | 3.835 | 0.8 | 365 | 3.4929 | 0.030678 | 3 | 0.52358
85323 | 6.175 | 0.8 | 365 | 5.6242 | 0.32058 | 5 | 0.94474
85152 | 7.08 | 0.8 | 365 | 6.4484 | 0.97971 | 7 | 0.42814
85153 | 5.9 | 0.8 | 365 | 5.3737 | 0.81643 | 6 | 0.19012
85154 | 9.44 | 0.8 | 365 | 8.5979 | 0.30628 | 8 | 0.90419
85138 | 7.08 | 0.8 | 365 | 6.4484 | 0.97971 | 7 | 0.42814
85158 | 7.08 | 0.8 | 365 | 6.4484 | 0.97971 | 7 | 0.42814
85159 | 6.49 | 0.8 | 365 | 5.9111 | 0.89807 | 6 | 0.80913
85160 | 5.015 | 0.8 | 365 | 4.5676 | 0.19396 | 4 | 0.7616
85161 | 5.015 | 0.8 | 365 | 4.5676 | 0.19396 | 4 | 0.7616
85163 | 5.9 | 0.8 | 365 | 5.3737 | 0.81643 | 6 | 0.19012
85166 | 7.67 | 0.8 | 365 | 6.9858 | 0.061356 | 7 | 0.047153
85167 | 5.015 | 0.8 | 365 | 4.5676 | 0.19396 | 4 | 0.7616
85164 | 3.835 | 0.8 | 365 | 3.4929 | 0.030678 | 3 | 0.52358
85169 | 9.145 | 0.8 | 365 | 8.3292 | 0.76546 | 9 | 0.094682
85168 | 6.785 | 0.8 | 365 | 6.1797 | 0.43889 | 6 | 0.61863
85173 | 13.4 | 0.8 | 365 | 12.2047 | 0.56612 | 12 | 0.77077
85174 | 12.8 | 0.8 | 365 | 11.6582 | 0.46615 | 12 | 0.12432
85110 | 9.38 | 0.8 | 365 | 8.5433 | 0.19629 | 8 | 0.73954
85113 | 9.92 | 0.8 | 365 | 9.0351 | 0.18626 | 9 | 0.22135
85115 | 2.88 | 0.8 | 365 | 2.6231 | 0.27988 | 2 | 0.90297
85128 | 7.15 | 0.8 | 365 | 6.5122 | 0.10804 | 6 | 0.62023
85179 | 7.56 | 0.8 | 365 | 6.8856 | 0.85969 | 7 | 0.7453
85178 | 10.08 | 0.8 | 365 | 9.1808 | 0.47959 | 9 | 0.6604
85180 | 5.28 | 0.8 | 365 | 4.809 | 0.67979 | 5 | 0.48878
85186 | 4.29 | 0.8 | 365 | 3.9073 | 0.86483 | 4 | 0.77214
85185 | 4.29 | 0.8 | 365 | 3.9073 | 0.86483 | 4 | 0.77214
85165 | 6.49 | 0.8 | 365 | 5.9111 | 0.89807 | 6 | 0.80913
85191 | 3.42 | 0.8 | 365 | 3.1149 | 0.26986 | 3 | 0.38478
85193 | 5.61 | 0.8 | 365 | 5.1096 | 0.28477 | 5 | 0.39433
85192 | 9.28 | 0.8 | 365 | 8.4522 | 0.012957 | 8 | 0.46513
85184 | 4.2 | 0.8 | 365 | 3.8253 | 0.69983 | 4 | 0.52517
84503 | 6.54 | 0.8 | 365 | 5.9566 | 0.98973 | 6 | 0.94633
85034 | 9 | 0.8 | 365 | 8.1972 | 0.49964 | 8 | 0.69679
85086 | 10.791 | 0.8 | 365 | 9.8284 | 0.78306 | 10 | 0.61145
85097 | 6.365 | 0.8 | 365 | 5.7972 | 0.66891 | 6 | 0.46612
85204 | 15.075 | 0.8 | 365 | 13.7302 | 0.63689 | 14 | 0.36712
85170 | 8.64 | 0.8 | 365 | 7.8693 | 0.83965 | 8 | 0.70892
85141 | 8.38 | 0.8 | 365 | 7.6325 | 0.36299 | 7 | 0.99545
85223 | 9.28 | 0.8 | 365 | 8.4522 | 0.012957 | 8 | 0.46513
85331 | 11.89 | 0.8 | 365 | 10.8294 | 0.79785 | 11 | 0.6272
85339 | 5.22 | 0.8 | 365 | 4.7543 | 0.56979 | 5 | 0.32414
85226 | 10.24 | 0.8 | 365 | 9.3265 | 0.77292 | 10 | 0.099458
85222 | 8.1 | 0.8 | 365 | 7.3774 | 0.84967 | 8 | 0.22711
85229 | 12.2 | 0.8 | 365 | 11.1117 | 0.36617 | 11 | 0.47787
85234 | 8 | 0.8 | 365 | 7.2864 | 0.66634 | 7 | 0.9527
85233 | 3.42 | 0.8 | 365 | 3.1149 | 0.26986 | 3 | 0.38478
85238 | 11.55 | 0.8 | 365 | 10.5197 | 0.17453 | 10 | 0.69421
85237 | 8.7 | 0.8 | 365 | 7.9239 | 0.94965 | 8 | 0.87356
85228 | 11.685 | 0.8 | 365 | 10.6426 | 0.42203 | 11 | 0.064665
85205 | 10.73 | 0.8 | 365 | 9.7728 | 0.67123 | 10 | 0.44406
85209 | 9.57 | 0.8 | 365 | 8.7163 | 0.54461 | 9 | 0.26092
85206 | 6.555 | 0.8 | 365 | 5.9703 | 0.017234 | 5 | 0.98749
85214 | 10.44 | 0.8 | 365 | 9.5087 | 0.13958 | 9 | 0.64828
85212 | 9.86 | 0.8 | 365 | 8.9804 | 0.076267 | 9 | 0.056705
85216 | 3.77 | 0.8 | 365 | 3.4337 | 0.91151 | 4 | 0.34521
85217 | 15.95 | 0.8 | 365 | 14.5272 | 0.24102 | 14 | 0.7682
85218 | 5.8 | 0.8 | 365 | 5.2826 | 0.6331 | 5 | 0.91571
85219 | 9.86 | 0.8 | 365 | 8.9804 | 0.076267 | 9 | 0.056705
85090 | 19.2 | 0.8 | 365 | 17.4873 | 0.19922 | 17 | 0.68648
85091 | 19.8 | 0.8 | 365 | 18.0337 | 0.2992 | 18 | 0.33294
85092 | 24.9 | 0.8 | 365 | 22.6788 | 0.64899 | 23 | 0.32778
85095 | 6.9 | 0.8 | 365 | 6.2845 | 0.64972 | 6 | 0.9342
85117 | 18.6 | 0.8 | 365 | 16.9408 | 0.099246 | 17 | 0.040031
85119 | 15 | 0.8 | 365 | 13.6619 | 0.49939 | 14 | 0.16132
85122 | 24.9 | 0.8 | 365 | 22.6788 | 0.64899 | 23 | 0.32778
85187 | 18.585 | 0.8 | 365 | 16.9271 | 0.071747 | 16 | 0.99887
85142 | 5.4 | 0.8 | 365 | 4.9183 | 0.89978 | 5 | 0.81807
85196 | 8.82 | 0.8 | 365 | 8.0332 | 0.16964 | 8 | 0.20285
85198 | 8.4 | 0.8 | 365 | 7.6507 | 0.39966 | 8 | 0.050337
85242 | 11.1 | 0.8 | 365 | 10.1098 | 0.34955 | 10 | 0.45937
85247 | 4.06 | 0.8 | 365 | 3.6978 | 0.44317 | 4 | 0.141
85248 | 8.75 | 0.8 | 365 | 7.9695 | 0.041312 | 8 | 0.010767
85249 | 3.9 | 0.8 | 365 | 3.5521 | 0.14984 | 3 | 0.70194
83665 | 5.5 | 0.8 | 365 | 5.0094 | 0.08311 | 5 | 0.092482
85244 | 7.25 | 0.8 | 365 | 6.6033 | 0.29137 | 6 | 0.89464
85250 | 7.25 | 0.8 | 365 | 6.6033 | 0.29137 | 6 | 0.89464
85254 | 13.275 | 0.8 | 365 | 12.0908 | 0.33696 | 12 | 0.42776
85256 | 8.25 | 0.8 | 365 | 7.5141 | 0.12467 | 7 | 0.63872
85253 | 13.275 | 0.8 | 365 | 12.0908 | 0.33696 | 12 | 0.42776
85261 | 11.31 | 0.8 | 365 | 10.3011 | 0.73454 | 11 | 0.035632
85262 | 6.82 | 0.8 | 365 | 6.2116 | 0.50306 | 6 | 0.71468
85264 | 7.32 | 0.8 | 365 | 6.667 | 0.4197 | 7 | 0.086722
85265 | 10.39 | 0.8 | 365 | 9.4632 | 0.047912 | 9 | 0.51107
84500 | 6.48 | 0.8 | 365 | 5.902 | 0.87974 | 6 | 0.78169
85274 | 6.48 | 0.8 | 365 | 5.902 | 0.87974 | 6 | 0.78169
85276 | 5.015 | 0.8 | 365 | 4.5676 | 0.19396 | 4 | 0.7616
85282 | 5.4 | 0.8 | 365 | 4.9183 | 0.89978 | 5 | 0.81807
85351 | 4.72 | 0.8 | 365 | 4.299 | 0.65314 | 4 | 0.95209
85252 | 8.85 | 0.8 | 365 | 8.0605 | 0.22464 | 8 | 0.28518
85251 | 12 | 0.8 | 365 | 10.9295 | 0.99951 | 11 | 0.92905
85342 | 10.03 | 0.8 | 365 | 9.1353 | 0.38793 | 9 | 0.5232
85255 | 4.425 | 0.8 | 365 | 4.0303 | 0.11232 | 4 | 0.14259
85258 | 10.15 | 0.8 | 365 | 9.2446 | 0.60792 | 9 | 0.85249
85176 | 8.26 | 0.8 | 365 | 7.5232 | 0.143 | 7 | 0.66616
85408 | 3.77 | 0.8 | 365 | 3.4337 | 0.91151 | 4 | 0.34521
85350 | 6.785 | 0.8 | 365 | 6.1797 | 0.43889 | 6 | 0.61863
85330 | 8.99 | 0.8 | 365 | 8.188 | 0.4813 | 8 | 0.66935
85341 | 16.815 | 0.8 | 365 | 15.315 | 0.82682 | 16 | 0.14183
85345 | 5.015 | 0.8 | 365 | 4.5676 | 0.19396 | 4 | 0.7616
85421 | 3.6 | 0.8 | 365 | 3.2789 | 0.59985 | 3 | 0.87872
85427 | 10.8 | 0.8 | 365 | 9.8366 | 0.79956 | 10 | 0.63615
85419 | 10.85 | 0.8 | 365 | 9.8821 | 0.89123 | 10 | 0.77335
85416 | 6 | 0.8 | 365 | 5.4648 | 0.99976 | 6 | 0.46453
85414 | 6 | 0.8 | 365 | 5.4648 | 0.99976 | 6 | 0.46453
83800 | 14.55 | 0.8 | 365 | 13.2521 | 0.67441 | 13 | 0.92648
85411 | 9 | 0.8 | 365 | 8.1972 | 0.49964 | 8 | 0.69679
85409 | 3.54 | 0.8 | 365 | 3.2242 | 0.48986 | 3 | 0.71407
85349 | 8.7 | 0.8 | 365 | 7.9239 | 0.94965 | 8 | 0.87356
85347 | 10.325 | 0.8 | 365 | 9.404 | 0.92875 | 10 | 0.33271
85327 | 8.7 | 0.8 | 365 | 7.9239 | 0.94965 | 8 | 0.87356
85433 | 4.72 | 0.8 | 365 | 4.299 | 0.65314 | 4 | 0.95209
85332 | 9.86 | 0.8 | 365 | 8.9804 | 0.076267 | 9 | 0.056705
85438 | 4.13 | 0.8 | 365 | 3.7616 | 0.5715 | 4 | 0.33308
85440 | 6.195 | 0.8 | 365 | 5.6424 | 0.35725 | 5 | 0.99962
85335 | 11.02 | 0.8 | 365 | 10.037 | 0.20289 | 10 | 0.23985
85334 | 7.83 | 0.8 | 365 | 7.1315 | 0.35468 | 7 | 0.48621
85329 | 3.77 | 0.8 | 365 | 3.4337 | 0.91151 | 4 | 0.34521
85328 | 3.36 | 0.8 | 365 | 3.0603 | 0.15986 | 3 | 0.22013
85439 | 5.51 | 0.8 | 365 | 5.0185 | 0.10144 | 5 | 0.11992
85336 | 6.96 | 0.8 | 365 | 6.3391 | 0.75972 | 7 | 0.09885
85434 | 6.49 | 0.8 | 365 | 5.9111 | 0.89807 | 6 | 0.80913
85432 | 3.19 | 0.8 | 365 | 2.9054 | 0.8482 | 3 | 0.75364
85431 | 3.245 | 0.8 | 365 | 2.9555 | 0.94904 | 3 | 0.90456
85437 | 2.36 | 0.8 | 365 | 2.1495 | 0.32657 | 2 | 0.47605
84878 | 2.28 | 0.8 | 365 | 2.0766 | 0.17991 | 2 | 0.25652
85472 | 6.38 | 0.8 | 365 | 5.8109 | 0.69641 | 6 | 0.50728
85471 | 5.475 | 0.8 | 365 | 4.9866 | 0.037278 | 5 | 0.02388
85460 | 4.225 | 0.8 | 365 | 3.8481 | 0.74566 | 4 | 0.59377
85473 | 14.74 | 0.8 | 365 | 13.4251 | 0.022736 | 13 | 0.44785
85425 | 10.15 | 0.8 | 365 | 9.2446 | 0.60792 | 9 | 0.85249
85423 | 4.62 | 0.8 | 365 | 4.2079 | 0.46981 | 4 | 0.67769
85422 | 13.95 | 0.8 | 365 | 12.7056 | 0.57443 | 13 | 0.28002
85420 | 6.84 | 0.8 | 365 | 6.2298 | 0.53972 | 6 | 0.76956
85418 | 11.88 | 0.8 | 365 | 10.8202 | 0.77952 | 11 | 0.59976
85417 | 4.13 | 0.8 | 365 | 3.7616 | 0.5715 | 4 | 0.33308
85415 | 11.375 | 0.8 | 365 | 10.3603 | 0.85371 | 11 | 0.214
85488 | 6.552 | 0.8 | 365 | 5.9675 | 0.011734 | 5 | 0.97926
85487 | 3.2 | 0.8 | 365 | 2.9145 | 0.86654 | 3 | 0.78108
85346 | 17.98 | 0.8 | 365 | 16.3761 | 0.9626 | 17 | 0.3387
85407 | 12.6 | 0.8 | 365 | 11.476 | 0.099489 | 11 | 0.5755
85403 | 12.4 | 0.8 | 365 | 11.2939 | 0.73283 | 12 | 0.026687
85402 | 3.6 | 0.8 | 365 | 3.2789 | 0.59985 | 3 | 0.87872
85401 | 9.75 | 0.8 | 365 | 8.8803 | 0.8746 | 9 | 0.75485
85400 | 8.28 | 0.8 | 365 | 7.5414 | 0.17966 | 7 | 0.72105
85399 | 6.67 | 0.8 | 365 | 6.075 | 0.22806 | 6 | 0.30306
85398 | 8.625 | 0.8 | 365 | 7.8556 | 0.81215 | 8 | 0.66776
85397 | 12.24 | 0.8 | 365 | 11.1481 | 0.4395 | 11 | 0.58763
85396 | 8.45 | 0.8 | 365 | 7.6962 | 0.49132 | 8 | 0.18754
85395 | 7.56 | 0.8 | 365 | 6.8856 | 0.85969 | 7 | 0.7453
85394 | 5.605 | 0.8 | 365 | 5.105 | 0.27561 | 5 | 0.38061
85393 | 10.8 | 0.8 | 365 | 9.8366 | 0.79956 | 10 | 0.63615
85391 | 10.08 | 0.8 | 365 | 9.1808 | 0.47959 | 9 | 0.6604
85389 | 6.6 | 0.8 | 365 | 6.0112 | 0.099732 | 6 | 0.11098
85387 | 6.27 | 0.8 | 365 | 5.7107 | 0.49475 | 6 | 0.20543
85386 | 9.82 | 0.8 | 365 | 8.944 | 0.0029353 | 8 | 0.94694
85385 | 3.96 | 0.8 | 365 | 3.6067 | 0.25984 | 3 | 0.86659
85384 | 6 | 0.8 | 365 | 5.4648 | 0.99976 | 6 | 0.46453
85383 | 24.92 | 0.8 | 365 | 22.697 | 0.68566 | 23 | 0.38266
85382 | 6.3 | 0.8 | 365 | 5.738 | 0.54974 | 6 | 0.28775
85381 | 3.015 | 0.8 | 365 | 2.746 | 0.52738 | 3 | 0.27342
85380 | 8.05 | 0.8 | 365 | 7.3319 | 0.75801 | 8 | 0.089906
85378 | 9.8 | 0.8 | 365 | 8.9258 | 0.96627 | 9 | 0.89206
85377 | 7.37 | 0.8 | 365 | 6.7126 | 0.51137 | 7 | 0.22393
85325 | 8.04 | 0.8 | 365 | 7.3228 | 0.73967 | 8 | 0.062465
85324 | 13.3 | 0.8 | 365 | 12.1136 | 0.38279 | 12 | 0.49637
85322 | 7.56 | 0.8 | 365 | 6.8856 | 0.85969 | 7 | 0.7453
85321 | 6.03 | 0.8 | 365 | 5.4921 | 0.054756 | 5 | 0.54685
85320 | 6.72 | 0.8 | 365 | 6.1205 | 0.31973 | 6 | 0.44027
85319 | 6.96 | 0.8 | 365 | 6.3391 | 0.75972 | 7 | 0.09885
85318 | 12.6 | 0.8 | 365 | 11.476 | 0.099489 | 11 | 0.5755
85316 | 15 | 0.8 | 365 | 13.6619 | 0.49939 | 14 | 0.16132
85315 | 3.54 | 0.8 | 365 | 3.2242 | 0.48986 | 3 | 0.71407
85314 | 5.76 | 0.8 | 365 | 5.2462 | 0.55977 | 5 | 0.80595
85313 | 7.875 | 0.8 | 365 | 7.1725 | 0.43718 | 7 | 0.60969
85312 | 13.68 | 0.8 | 365 | 12.4597 | 0.079446 | 12 | 0.53912
85311 | 7.92 | 0.8 | 365 | 7.2135 | 0.51968 | 7 | 0.73317
85310 | 11.02 | 0.8 | 365 | 10.037 | 0.20289 | 10 | 0.23985
85309 | 4.8 | 0.8 | 365 | 4.3718 | 0.79981 | 5 | 0.17162
85308 | 10.56 | 0.8 | 365 | 9.618 | 0.35957 | 9 | 0.97757
85307 | 11.52 | 0.8 | 365 | 10.4924 | 0.11953 | 10 | 0.61189
85306 | 9.49 | 0.8 | 365 | 8.6434 | 0.39795 | 9 | 0.041392
85305 | 3.3 | 0.8 | 365 | 3.0056 | 0.049866 | 3 | 0.055489
85304 | 9.38 | 0.8 | 365 | 8.5433 | 0.19629 | 8 | 0.73954
85303 | 9.9 | 0.8 | 365 | 9.0169 | 0.1496 | 9 | 0.16647
85302 | 11.7 | 0.8 | 365 | 10.6563 | 0.44953 | 11 | 0.10583
85301 | 10.64 | 0.8 | 365 | 9.6909 | 0.50624 | 10 | 0.19709
85300 | 10.5 | 0.8 | 365 | 9.5633 | 0.24957 | 9 | 0.81292
85299 | 9.6 | 0.8 | 365 | 8.7436 | 0.59961 | 9 | 0.34324
85297 | 4.2 | 0.8 | 365 | 3.8253 | 0.69983 | 4 | 0.52517
85296 | 4.34 | 0.8 | 365 | 3.9528 | 0.95649 | 4 | 0.90934
85295 | 16 | 0.8 | 365 | 14.5727 | 0.33268 | 14 | 0.9054
85294 | 3.6 | 0.8 | 365 | 3.2789 | 0.59985 | 3 | 0.87872
85293 | 15.3 | 0.8 | 365 | 13.9352 | 0.04938 | 13 | 0.98454
85410 | 10.8 | 0.8 | 365 | 9.8366 | 0.79956 | 10 | 0.63615
85412 | 10.85 | 0.8 | 365 | 9.8821 | 0.89123 | 10 | 0.77335
85474 | 17.85 | 0.8 | 365 | 16.2577 | 0.72428 | 16 | 0.98197
85475 | 10.24 | 0.8 | 365 | 9.3265 | 0.77292 | 10 | 0.099458
85476 | 12.04 | 0.8 | 365 | 10.966 | 0.072845 | 11 | 0.038816
85477 | 6.7 | 0.8 | 365 | 6.1023 | 0.28306 | 6 | 0.38539
85478 | 5.7 | 0.8 | 365 | 5.1915 | 0.44977 | 5 | 0.6413
85479 | 6.93 | 0.8 | 365 | 6.3118 | 0.70472 | 7 | 0.016528
85480 | 12.48 | 0.8 | 365 | 11.3667 | 0.87949 | 12 | 0.24621
85486 | 3.015 | 0.8 | 365 | 2.746 | 0.52738 | 3 | 0.27342
85484 | 4.2 | 0.8 | 365 | 3.8253 | 0.69983 | 4 | 0.52517
85483 | 5.9 | 0.8 | 365 | 5.3737 | 0.81643 | 6 | 0.19012
85485 | 10 | 0.8 | 365 | 9.1079 | 0.33293 | 9 | 0.44088
85298 | 6.48 | 0.8 | 365 | 5.902 | 0.87974 | 6 | 0.78169
84727 | 3 | 0.8 | 365 | 2.7324 | 0.49988 | 3 | 0.23226
85089 | 24.9 | 0.8 | 365 | 22.6788 | 0.64899 | 23 | 0.32778
85353 | 12.9 | 0.8 | 365 | 11.7493 | 0.64948 | 12 | 0.39873
85260 | 14.388 | 0.8 | 365 | 13.1045 | 0.37742 | 13 | 0.48193
85287 | 8.41 | 0.8 | 365 | 7.6598 | 0.41799 | 8 | 0.077777
85285 | 9 | 0.8 | 365 | 8.1972 | 0.49964 | 8 | 0.69679
85289 | 9.28 | 0.8 | 365 | 8.4522 | 0.012957 | 8 | 0.46513
85273 | 12.96 | 0.8 | 365 | 11.8039 | 0.75947 | 12 | 0.56338
85292 | 14.4 | 0.8 | 365 | 13.1154 | 0.39942 | 13 | 0.51486
85269 | 3.2 | 0.8 | 365 | 2.9145 | 0.86654 | 3 | 0.78108
85271 | 8.64 | 0.8 | 365 | 7.8693 | 0.83965 | 8 | 0.70892
85281 | 7.26 | 0.8 | 365 | 6.6124 | 0.30971 | 6 | 0.92208
85284 | 9.075 | 0.8 | 365 | 8.2655 | 0.63713 | 8 | 0.9026
85360 | 5.232 | 0.8 | 365 | 4.7653 | 0.59179 | 5 | 0.35707
85526 | 7.56 | 0.8 | 365 | 6.8856 | 0.85969 | 7 | 0.7453
85469 | 7.848 | 0.8 | 365 | 7.1479 | 0.38768 | 7 | 0.5356
85375 | 7.92 | 0.8 | 365 | 7.2135 | 0.51968 | 7 | 0.73317
85371 | 4.251 | 0.8 | 365 | 3.8718 | 0.79333 | 4 | 0.66512
85340 | 12.6 | 0.8 | 365 | 11.476 | 0.099489 | 11 | 0.5755
85338 | 9.8 | 0.8 | 365 | 8.9258 | 0.96627 | 9 | 0.89206
85364 | 7.2 | 0.8 | 365 | 6.5577 | 0.19971 | 6 | 0.75743
85348 | 5.04 | 0.8 | 365 | 4.5904 | 0.2398 | 4 | 0.8302
85362 | 9 | 0.8 | 365 | 8.1972 | 0.49964 | 8 | 0.69679
84518 | 9.81 | 0.8 | 365 | 8.9349 | 0.9846 | 9 | 0.9195
84495 | 9.156 | 0.8 | 365 | 8.3392 | 0.78563 | 9 | 0.12487
85354 | 16.5 | 0.8 | 365 | 15.0281 | 0.24933 | 15 | 0.27745
85356 | 24.9 | 0.8 | 365 | 22.6788 | 0.64899 | 23 | 0.32778
85363 | 16.5 | 0.8 | 365 | 15.0281 | 0.24933 | 15 | 0.27745
85361 | 10.8 | 0.8 | 365 | 9.8366 | 0.79956 | 10 | 0.63615
85358 | 24.9 | 0.8 | 365 | 22.6788 | 0.64899 | 23 | 0.32778
85359 | 24.9 | 0.8 | 365 | 22.6788 | 0.64899 | 23 | 0.32778
85367 | 20.7 | 0.8 | 365 | 18.8535 | 0.94916 | 19 | 0.80261
85368 | 24.9 | 0.8 | 365 | 22.6788 | 0.64899 | 23 | 0.32778
85369 | 16.2 | 0.8 | 365 | 14.7549 | 0.69934 | 15 | 0.45422
85370 | 13.2 | 0.8 | 365 | 12.0225 | 0.19946 | 12 | 0.22196
85372 | 19.2 | 0.8 | 365 | 17.4873 | 0.19922 | 17 | 0.68648
85272 | 10.915 | 0.8 | 365 | 9.9413 | 0.010391 | 9 | 0.95172
84849 | 8.54 | 0.8 | 365 | 7.7782 | 0.65632 | 8 | 0.43451
85429 | 9.15 | 0.8 | 365 | 8.3338 | 0.77463 | 9 | 0.1084
85430 | 7.32 | 0.8 | 365 | 6.667 | 0.4197 | 7 | 0.086722
85376 | 12.675 | 0.8 | 365 | 11.5443 | 0.23699 | 11 | 0.78131
85373 | 22.5 | 0.8 | 365 | 20.4929 | 0.24909 | 20 | 0.74197
85374 | 14.7 | 0.8 | 365 | 13.3887 | 0.9494 | 14 | 0.33809
85445 | 14.965 | 0.8 | 365 | 13.63 | 0.43523 | 14 | 0.065272
85447 | 6.49 | 0.8 | 365 | 5.9111 | 0.89807 | 6 | 0.80913
85448 | 14.57 | 0.8 | 365 | 13.2703 | 0.71108 | 13 | 0.98136
85446 | 6.4 | 0.8 | 365 | 5.8291 | 0.73307 | 6 | 0.56216
85450 | 9.9 | 0.8 | 365 | 9.0169 | 0.1496 | 9 | 0.16647
85453 | 9.1 | 0.8 | 365 | 8.2882 | 0.68296 | 8 | 0.9712
85441 | 7.67 | 0.8 | 365 | 6.9858 | 0.061356 | 7 | 0.047153
85435 | 5.85 | 0.8 | 365 | 5.3282 | 0.72476 | 6 | 0.052913
85454 | 2.9 | 0.8 | 365 | 2.6413 | 0.31655 | 2 | 0.95785
85455 | 3.48 | 0.8 | 365 | 3.1696 | 0.37986 | 3 | 0.54943
85466 | 4.06 | 0.8 | 365 | 3.6978 | 0.44317 | 4 | 0.141
85467 | 13.92 | 0.8 | 365 | 12.6783 | 0.51944 | 13 | 0.1977
85458 | 8.12 | 0.8 | 365 | 7.3957 | 0.88634 | 8 | 0.28199
85352 | 8.4 | 0.8 | 365 | 7.6507 | 0.39966 | 8 | 0.050337
85162 | 7.08 | 0.8 | 365 | 6.4484 | 0.97971 | 7 | 0.42814
85459 | 9.765 | 0.8 | 365 | 8.8939 | 0.9021 | 9 | 0.79602
85461 | 16.47 | 0.8 | 365 | 15.0008 | 0.19433 | 15 | 0.19512
85462 | 7.44 | 0.8 | 365 | 6.7763 | 0.6397 | 7 | 0.41601
85463 | 8.64 | 0.8 | 365 | 7.8693 | 0.83965 | 8 | 0.70892
85464 | 8.4 | 0.8 | 365 | 7.6507 | 0.39966 | 8 | 0.050337
81290 | 6.6 | 0.8 | 365 | 6.0112 | 0.099732 | 6 | 0.11098
85481 | 4.93 | 0.8 | 365 | 4.4902 | 0.038134 | 4 | 0.52835
85509 | 4.425 | 0.8 | 365 | 4.0303 | 0.11232 | 4 | 0.14259
85510 | 4.72 | 0.8 | 365 | 4.299 | 0.65314 | 4 | 0.95209
85511 | 5.015 | 0.8 | 365 | 4.5676 | 0.19396 | 4 | 0.7616
85512 | 9.735 | 0.8 | 365 | 8.8666 | 0.84711 | 9 | 0.71369
85513 | 3.835 | 0.8 | 365 | 3.4929 | 0.030678 | 3 | 0.52358
85514 | 2.655 | 0.8 | 365 | 2.4182 | 0.86739 | 3 | 0.28555
85515 | 6.49 | 0.8 | 365 | 5.9111 | 0.89807 | 6 | 0.80913
85516 | 7.67 | 0.8 | 365 | 6.9858 | 0.061356 | 7 | 0.047153
85517 | 4.13 | 0.8 | 365 | 3.7616 | 0.5715 | 4 | 0.33308
85519 | 3.245 | 0.8 | 365 | 2.9555 | 0.94904 | 3 | 0.90456
85520 | 5.31 | 0.8 | 365 | 4.8363 | 0.73478 | 5 | 0.57111
85468 | 3.19 | 0.8 | 365 | 2.9054 | 0.8482 | 3 | 0.75364
85499 | 9.72 | 0.8 | 365 | 8.8529 | 0.81961 | 9 | 0.67253
85500 | 8.64 | 0.8 | 365 | 7.8693 | 0.83965 | 8 | 0.70892
84978 | 12.06 | 0.8 | 365 | 10.9842 | 0.10951 | 11 | 0.093697
84724 | 7.37 | 0.8 | 365 | 6.7126 | 0.51137 | 7 | 0.22393
85502 | 9.715 | 0.8 | 365 | 8.8484 | 0.81044 | 9 | 0.65881
85503 | 17.28 | 0.8 | 365 | 15.7385 | 0.6793 | 16 | 0.41784
85505 | 7.67 | 0.8 | 365 | 6.9858 | 0.061356 | 7 | 0.047153
82945 | 5.7 | 1 | 365 | 6.4894 | 0.062211 | 6 | 0.55162
85507 | 4.32 | 0.8 | 365 | 3.9346 | 0.91982 | 4 | 0.85446
85508 | 13.505 | 0.8 | 365 | 12.3003 | 0.75862 | 13 | 0.058904
85114 | 5.22 | 0.8 | 365 | 4.7543 | 0.56979 | 5 | 0.32414
85521 | 10.325 | 0.8 | 365 | 9.404 | 0.92875 | 10 | 0.33271
85523 | 10.325 | 0.8 | 365 | 9.404 | 0.92875 | 10 | 0.33271
85524 | 5.015 | 0.8 | 365 | 4.5676 | 0.19396 | 4 | 0.7616
85527 | 7.375 | 0.8 | 365 | 6.7171 | 0.52053 | 7 | 0.23765
85528 | 6.49 | 0.8 | 365 | 5.9111 | 0.89807 | 6 | 0.80913
85529 | 5.9 | 0.8 | 365 | 5.3737 | 0.81643 | 6 | 0.19012
85530 | 6.49 | 0.8 | 365 | 5.9111 | 0.89807 | 6 | 0.80913
85532 | 5.605 | 0.8 | 365 | 5.105 | 0.27561 | 5 | 0.38061
85531 | 4.06 | 0.8 | 365 | 3.6978 | 0.44317 | 4 | 0.141
85533 | 4.9 | 0.8 | 365 | 4.4629 | 0.98313 | 5 | 0.44603
85539 | 12.8 | 0.8 | 365 | 11.6582 | 0.46615 | 12 | 0.12432
85536 | 15.33 | 0.8 | 365 | 13.9625 | 0.10438 | 14 | 0.066864
85518 | 7.375 | 0.8 | 365 | 6.7171 | 0.52053 | 7 | 0.23765
84504 | 10.137 | 0.8 | 365 | 9.2327 | 0.58409 | 9 | 0.81682
85562 | 13.02 | 0.8 | 365 | 11.8585 | 0.86947 | 12 | 0.72802
85566 | 6.365 | 0.8 | 365 | 5.7972 | 0.66891 | 6 | 0.46612
85567 | 9.28 | 0.8 | 365 | 8.4522 | 0.012957 | 8 | 0.46513
85569 | 3.84 | 0.8 | 365 | 3.4975 | 0.039844 | 3 | 0.5373
85570 | 10.23 | 0.8 | 365 | 9.3174 | 0.75459 | 10 | 0.072017
85576 | 4.96 | 0.8 | 365 | 4.5175 | 0.093132 | 4 | 0.61067
85579 | 8.96 | 0.8 | 365 | 8.1607 | 0.4263 | 8 | 0.58703
85581 | 12.775 | 0.8 | 365 | 11.6354 | 0.42032 | 12 | 0.05572
85583 | 8.32 | 0.8 | 365 | 7.5778 | 0.253 | 7 | 0.83081
85584 | 8.37 | 0.8 | 365 | 7.6234 | 0.34466 | 7 | 0.96801
85585 | 2.88 | 0.8 | 365 | 2.6231 | 0.27988 | 2 | 0.90297
85587 | 14.85 | 0.8 | 365 | 13.5253 | 0.2244 | 13 | 0.7497
85522 | 10.325 | 0.8 | 365 | 9.404 | 0.92875 | 10 | 0.33271
85542 | 6.405 | 0.8 | 365 | 5.8336 | 0.74224 | 6 | 0.57588
85537 | 13.68 | 0.8 | 365 | 12.4597 | 0.079446 | 12 | 0.53912
84905 | 11.85 | 0.8 | 365 | 10.7929 | 0.72452 | 11 | 0.51744
85465 | 5.605 | 0.8 | 365 | 5.105 | 0.27561 | 5 | 0.38061
85491 | 4.35 | 0.8 | 365 | 3.962 | 0.97482 | 4 | 0.93678
85492 | 8.7 | 0.8 | 365 | 7.9239 | 0.94965 | 8 | 0.87356
85495 | 4.06 | 0.8 | 365 | 3.6978 | 0.44317 | 4 | 0.141
85497 | 6.38 | 0.8 | 365 | 5.8109 | 0.69641 | 6 | 0.50728
85498 | 4.13 | 0.8 | 365 | 3.7616 | 0.5715 | 4 | 0.33308
85535 | 9.44 | 0.8 | 365 | 8.5979 | 0.30628 | 8 | 0.90419
85538 | 3.48 | 0.8 | 365 | 3.1696 | 0.37986 | 3 | 0.54943
84911 | 10.08 | 0.8 | 365 | 9.1808 | 0.47959 | 9 | 0.6604
85093 | 6.96 | 0.8 | 365 | 6.3391 | 0.75972 | 7 | 0.09885
85452 | 6.555 | 0.8 | 365 | 5.9703 | 0.017234 | 5 | 0.98749
85135 | 10.72 | 0.8 | 365 | 9.7637 | 0.6529 | 10 | 0.41662
85541 | 10.62 | 0.8 | 365 | 9.6726 | 0.46957 | 10 | 0.14221
85543 | 7.83 | 0.8 | 365 | 7.1315 | 0.35468 | 7 | 0.48621
85544 | 10.15 | 0.8 | 365 | 9.2446 | 0.60792 | 9 | 0.85249
85545 | 9.44 | 0.8 | 365 | 8.5979 | 0.30628 | 8 | 0.90419
85546 | 5.31 | 0.8 | 365 | 4.8363 | 0.73478 | 5 | 0.57111
85547 | 4.425 | 0.8 | 365 | 4.0303 | 0.11232 | 4 | 0.14259
85548 | 7.965 | 0.8 | 365 | 7.2545 | 0.60218 | 7 | 0.85666
85549 | 4.93 | 0.8 | 365 | 4.4902 | 0.038134 | 4 | 0.52835
85550 | 4.425 | 0.8 | 365 | 4.0303 | 0.11232 | 4 | 0.14259
85551 | 8.41 | 0.8 | 365 | 7.6598 | 0.41799 | 8 | 0.077777
85552 | 7.965 | 0.8 | 365 | 7.2545 | 0.60218 | 7 | 0.85666
85553 | 11.02 | 0.8 | 365 | 10.037 | 0.20289 | 10 | 0.23985
85554 | 9.145 | 0.8 | 365 | 8.3292 | 0.76546 | 9 | 0.094682
85555 | 5.605 | 0.8 | 365 | 5.105 | 0.27561 | 5 | 0.38061
85556 | 8.555 | 0.8 | 365 | 7.7919 | 0.68382 | 8 | 0.47567
85565 | 4.425 | 0.8 | 365 | 4.0303 | 0.11232 | 4 | 0.14259
85588 | 4.93 | 0.8 | 365 | 4.4902 | 0.038134 | 4 | 0.52835
85589 | 7.08 | 0.8 | 365 | 6.4484 | 0.97971 | 7 | 0.42814
85590 | 8.85 | 0.8 | 365 | 8.0605 | 0.22464 | 8 | 0.28518
85591 | 6.96 | 0.8 | 365 | 6.3391 | 0.75972 | 7 | 0.09885
85592 | 5.31 | 0.8 | 365 | 4.8363 | 0.73478 | 5 | 0.57111
85131 | 5.7 | 0.8 | 365 | 5.1915 | 0.44977 | 5 | 0.6413
85602 | 12.73 | 0.8 | 365 | 11.5944 | 0.33782 | 11 | 0.93224
85603 | 5.8 | 0.8 | 365 | 5.2826 | 0.6331 | 5 | 0.91571
85604 | 5.8 | 0.8 | 365 | 5.2826 | 0.6331 | 5 | 0.91571
85605 | 13.2 | 0.8 | 365 | 12.0225 | 0.19946 | 12 | 0.22196
85595 | 11.8 | 0.8 | 365 | 10.7474 | 0.63286 | 11 | 0.38023
85597 | 11.97 | 0.8 | 365 | 10.9022 | 0.94451 | 11 | 0.84673
85586 | 4.72 | 0.8 | 365 | 4.299 | 0.65314 | 4 | 0.95209
85606 | 13.05 | 0.8 | 365 | 11.8859 | 0.92447 | 12 | 0.81034
85608 | 5.04 | 0.8 | 365 | 4.5904 | 0.2398 | 4 | 0.8302
85609 | 5.49 | 0.8 | 365 | 5.0003 | 0.064777 | 5 | 0.065041
85610 | 6.7 | 0.8 | 365 | 6.1023 | 0.28306 | 6 | 0.38539
85612 | 12.6 | 0.8 | 365 | 11.476 | 0.099489 | 11 | 0.5755
85611 | 11.115 | 0.8 | 365 | 10.1235 | 0.37705 | 10 | 0.50053
85613 | 9.3 | 0.8 | 365 | 8.4704 | 0.049623 | 8 | 0.52002
85614 | 19.8 | 0.8 | 365 | 18.0337 | 0.2992 | 18 | 0.33294
85615 | 12.54 | 0.8 | 365 | 11.4214 | 0.98949 | 12 | 0.41086
85617 | 7.83 | 0.8 | 365 | 7.1315 | 0.35468 | 7 | 0.48621
85618 | 8.395 | 0.8 | 365 | 7.6461 | 0.39049 | 8 | 0.036616
85616 | 6.3 | 0.8 | 365 | 5.738 | 0.54974 | 6 | 0.28775
85619 | 5.4 | 0.8 | 365 | 4.9183 | 0.89978 | 5 | 0.81807
85620 | 9.44 | 0.8 | 365 | 8.5979 | 0.30628 | 8 | 0.90419
85621 | 9.6 | 0.8 | 365 | 8.7436 | 0.59961 | 9 | 0.34324
85623 | 5.9 | 0.8 | 365 | 5.3737 | 0.81643 | 6 | 0.19012
85626 | 5.015 | 0.8 | 365 | 4.5676 | 0.19396 | 4 | 0.7616
85628 | 7 | 0.8 | 365 | 6.3756 | 0.83305 | 7 | 0.20861
85629 | 5.32 | 0.8 | 365 | 4.8454 | 0.75312 | 5 | 0.59855
85624 | 5.4 | 0.8 | 365 | 4.9183 | 0.89978 | 5 | 0.81807
59717 | 80.64 | 0.7 | 365 | 64.2657 | 0.35714 | 64 | 0.62283